54907 | ReNu Power Holdings LLC | 3443 | Victoria | IPP Non-CHP | TX | 4 | 69 | Natural Gas Steam Turbine | NG | ST | 12 | 2008 | 3 | 1955
3102 | Mosaic Company | 50510 | Mosaic Co Mulberry Facility | Industrial CHP | FL | CGN1 | 19.5 | All Other | OTH | ST | 12 | 2008 | 5 | 1985
9205 | Illinois Electricial Gen Partn | 55761 | Devonshire Power Partners LLC | IPP Non-CHP | IL | DO1 | 1 | Landfill Gas | LFG | IC | 12 | 2008 | 12 | 1997
9205 | Illinois Electricial Gen Partn | 55761 | Devonshire Power Partners LLC | IPP Non-CHP | IL | DO2 | 1 | Landfill Gas | LFG | IC | 12 | 2008 | 12 | 1997
49777 | SP Fiber Technologies NW LLC | 56124 | SPFT - Newberg Cogen | Industrial CHP | OR | GT1 | 41.6 | Natural Gas Fired Combustion Turbine | NG | GT | 12 | 2008 | 5 | 2002
22500 | Westar Energy Inc | 56219 | Westar Wind | Electric Utility | KS | J1 | 0.8 | Onshore Wind Turbine | WND | WT | 12 | 2008 | 5 | 1999
22500 | Westar Energy Inc | 56219 | Westar Wind | Electric Utility | KS | J2 | 0.8 | Onshore Wind Turbine | WND | WT | 12 | 2008 | 5 | 1999
2053 | Bowater Newport Coosa Pines Op | 54216 | U S Alliance Coosa Pines | Industrial CHP | AL | AOW1 | 4.7 | Conventional Steam Coal | BIT | ST | 11 | 2008 | 1 | 1942
2053 | Bowater Newport Coosa Pines Op | 54216 | U S Alliance Coosa Pines | Industrial CHP | AL | AOW2 | 4.7 | Conventional Steam Coal | BIT | ST | 11 | 2008 | 1 | 1942
2053 | Bowater Newport Coosa Pines Op | 54216 | U S Alliance Coosa Pines | Industrial CHP | AL | AOW4 | 4.7 | Conventional Steam Coal | BIT | ST | 11 | 2008 | 1 | 1942
2053 | Bowater Newport Coosa Pines Op | 54216 | U S Alliance Coosa Pines | Industrial CHP | AL | AOW5 | 4.7 | Conventional Steam Coal | BIT | ST | 11 | 2008 | 1 | 1942
10023 | TC Ravenswood LLC | 2500 | Ravenswood | IPP Non-CHP | NY | GT8 |  | Natural Gas Fired Combustion Turbine | NG | GT | 10 | 2008 | 6 | 1969
54907 | ReNu Power Holdings LLC | 3438 | J L Bates | IPP Non-CHP | TX | 1 | 72 | Natural Gas Steam Turbine | NG | ST | 10 | 2008 | 6 | 1958
54907 | ReNu Power Holdings LLC | 3438 | J L Bates | IPP Non-CHP | TX | 2 | 110 | Natural Gas Steam Turbine | NG | ST | 10 | 2008 | 5 | 1960
6915 | Galena Electric Utility | 7437 | Galena Electric Utility | Electric Utility | AK | 6A | 0.4 | Petroleum Liquids | DFO | IC | 10 | 2008 | 8 | 1997
6909 | Gainesville Regional Utilities | 7963 | South West Landfill | Electric Utility | FL | 1 | 0.7 | Landfill Gas | LFG | IC | 10 | 2008 | 11 | 2003
6909 | Gainesville Regional Utilities | 7963 | South West Landfill | Electric Utility | FL | 2 | 0.7 | Landfill Gas | LFG | IC | 10 | 2008 | 11 | 2003
6909 | Gainesville Regional Utilities | 7963 | South West Landfill | Electric Utility | FL | 3 | 0.7 | Landfill Gas | LFG | IC | 10 | 2008 | 11 | 2003
12869 | Monterey Regional Waste Mgmt | 10748 | Marina Landfill Gas | Commercial Non-CHP | CA | G4 | 0.9 | Landfill Gas | LFG | IC | 10 | 2008 | 3 | 1997
772 | Archer Daniels Midland Co | 10860 | Archer Daniels Midland Clinton | Industrial CHP | IA | GEN1 | 7.5 | Conventional Steam Coal | BIT | ST | 10 | 2008 | 1 | 1954
772 | Archer Daniels Midland Co | 10860 | Archer Daniels Midland Clinton | Industrial CHP | IA | GEN2 | 3.5 | Conventional Steam Coal | BIT | ST | 10 | 2008 | 1 | 1940
772 | Archer Daniels Midland Co | 10860 | Archer Daniels Midland Clinton | Industrial CHP | IA | GEN3 | 9.4 | Conventional Steam Coal | BIT | ST | 10 | 2008 | 1 | 1965
772 | Archer Daniels Midland Co | 10860 | Archer Daniels Midland Clinton | Industrial CHP | IA | GEN4 | 4 | Conventional Steam Coal | BIT | ST | 10 | 2008 | 1 | 1974
772 | Archer Daniels Midland Co | 10860 | Archer Daniels Midland Clinton | Industrial CHP | IA | GEN5 | 7 | Conventional Steam Coal | BIT | ST | 10 | 2008 | 4 | 1991
54843 | WM Illinois Renewable Energy LLC | 50575 | Lake Gas Recovery | IPP Non-CHP | IL | GEN1 | 2.9 | Landfill Gas | LFG | GT | 10 | 2008 | 8 | 1988
13809 | NorthWestern Energy - (SD) | 3346 | Mobile Unit | Electric Utility | SD | 1 | 0.5 | Petroleum Liquids | DFO | IC | 9 | 2008 | 0 | 1955
49979 | Topaz Power Group LLC | 3439 | Laredo | IPP Non-CHP | TX | 1 | 32 | Natural Gas Steam Turbine | NG | ST | 9 | 2008 | 5 | 1951
49979 | Topaz Power Group LLC | 3439 | Laredo | IPP Non-CHP | TX | 2 | 32 | Natural Gas Steam Turbine | NG | ST | 9 | 2008 | 5 | 1955
49979 | Topaz Power Group LLC | 3439 | Laredo | IPP Non-CHP | TX | 3 | 105 | Natural Gas Steam Turbine | NG | ST | 9 | 2008 | 8 | 1975
20847 | Wisconsin Electric Power Co | 4041 | South Oak Creek | Electric Utility | WI | 9 | 18 | Natural Gas Fired Combustion Turbine | NG | GT | 9 | 2008 | 12 | 1968
18963 | Inside Passage Elec Coop, Inc | 7462 | Angoon | Electric Utility | AK | 1 | 0.4 | Petroleum Liquids | DFO | IC | 9 | 2008 | 6 | 1975
5543 | E I DuPont De Nemours & Co | 10789 | Sabine River Works | Industrial CHP | TX | GEN4 | 5 | Natural Gas Fired Combined Cycle | NG | CA | 9 | 2008 | 1 | 1948
7011 | Gas Recovery Services-IL Inc | 55593 | Quad Cities | IPP Non-CHP | IL | 1 | 0.9 | Landfill Gas | LFG | IC | 9 | 2008 | 9 | 1998
7011 | Gas Recovery Services-IL Inc | 55593 | Quad Cities | IPP Non-CHP | IL | 2 | 1 | Landfill Gas | LFG | IC | 9 | 2008 | 6 | 2002
3813 | Village of Clinton - (MI) | 1818 | Clinton | Electric Utility | MI | 3 |  | Petroleum Liquids | DFO | IC | 8 | 2008 | 99 | 1955
3813 | Village of Clinton - (MI) | 1818 | Clinton | Electric Utility | MI | 4 | 0.4 | Petroleum Liquids | DFO | IC | 8 | 2008 | 99 | 1955
3813 | Village of Clinton - (MI) | 1818 | Clinton | Electric Utility | MI | 5 | 0.4 | Petroleum Liquids | DFO | IC | 8 | 2008 | 99 | 1955
9205 | Illinois Electricial Gen Partn | 55768 | Avon Energy Partners LLC | IPP Non-CHP | IL | CH2 | 0.9 | Landfill Gas | LFG | IC | 8 | 2008 | 2 | 1997
9417 | Interstate Power and Light Co | 1052 | Ames Diesel Generating Station | Electric Utility | IA | 1 | 1 | Petroleum Liquids | DFO | IC | 7 | 2008 | 1 | 1960
9417 | Interstate Power and Light Co | 1052 | Ames Diesel Generating Station | Electric Utility | IA | 2 | 1 | Petroleum Liquids | DFO | IC | 7 | 2008 | 1 | 1960
4329 | Copper Valley Elec Assn, Inc | 6305 | Glennallen | Electric Utility | AK | 1 | 0.3 | Petroleum Liquids | DFO | IC | 7 | 2008 | 88 | 1959
4329 | Copper Valley Elec Assn, Inc | 6305 | Glennallen | Electric Utility | AK | 2 | 0.3 | Petroleum Liquids | DFO | IC | 7 | 2008 | 88 | 1959
5543 | E I DuPont De Nemours & Co | 10792 | Unifi Kinston LLC | Industrial CHP | NC | GEN1 | 8 | Conventional Steam Coal | BIT | ST | 7 | 2008 | 12 | 1952
5543 | E I DuPont De Nemours & Co | 10792 | Unifi Kinston LLC | Industrial CHP | NC | GEN2 | 8 | Conventional Steam Coal | BIT | ST | 7 | 2008 | 12 | 1952
34691 | Ormat Nevada Inc | 50762 | Ormesa IH | IPP Non-CHP | CA | OE13 | 1 | Geothermal | GEO | ST | 7 | 2008 | 12 | 1989
34691 | Ormat Nevada Inc | 50762 | Ormesa IH | IPP Non-CHP | CA | OE23 | 0.6 | Geothermal | GEO | ST | 7 | 2008 | 12 | 1989
34691 | Ormat Nevada Inc | 50766 | Ormesa I | IPP CHP | CA | OE23 | 0.9 | Geothermal | GEO | ST | 7 | 2008 | 12 | 1986
9205 | Illinois Electricial Gen Partn | 55768 | Avon Energy Partners LLC | IPP Non-CHP | IL | CH1 | 0.9 | Landfill Gas | LFG | IC | 7 | 2008 | 2 | 1997
20604 | City of Whittemore - (IA) | 1201 | Whittemore | Electric Utility | IA | 2 | 0.5 | Petroleum Liquids | DFO | IC | 6 | 2008 | 8 | 1956
10321 | City of Kingman - (KS) | 1296 | Kingman Municipal Power and Light Plant | Electric Utility | KS | 1 | 1.2 | Natural Gas Internal Combustion Engine | NG | IC | 6 | 2008 | 9 | 1955
10321 | City of Kingman - (KS) | 1296 | Kingman Municipal Power and Light Plant | Electric Utility | KS | 5 | 0.8 | Natural Gas Internal Combustion Engine | NG | IC | 6 | 2008 | 5 | 1953
6915 | Galena Electric Utility | 7437 | Galena Electric Utility | Electric Utility | AK | 5 | 0.7 | Petroleum Liquids | DFO | IC | 6 | 2008 | 1 | 1990
55965 | NewPage Corporation | 54857 | Niagara Mill | Industrial CHP | WI | 1ST | 2.5 | Conventional Steam Coal | BIT | ST | 6 | 2008 | 1 | 1940
55965 | NewPage Corporation | 54857 | Niagara Mill | Industrial CHP | WI | 2ST | 9.3 | Conventional Steam Coal | BIT | ST | 6 | 2008 | 1 | 1964
6616 | Fort Pierce Utilities Authority | 658 | Henry D King | Electric Utility | FL | 5 | 8 | Natural Gas Fired Combined Cycle | NG | CA | 5 | 2008 | 1 | 1953
6616 | Fort Pierce Utilities Authority | 658 | Henry D King | Electric Utility | FL | 6 | 17 | Natural Gas Steam Turbine | NG | ST | 5 | 2008 | 12 | 1958
6616 | Fort Pierce Utilities Authority | 658 | Henry D King | Electric Utility | FL | 7 | 32 | Natural Gas Steam Turbine | NG | ST | 5 | 2008 | 1 | 1964
6616 | Fort Pierce Utilities Authority | 658 | Henry D King | Electric Utility | FL | 8 | 50 | Natural Gas Steam Turbine | NG | ST | 5 | 2008 | 5 | 1976
6616 | Fort Pierce Utilities Authority | 658 | Henry D King | Electric Utility | FL | 9 | 22.4 | Natural Gas Fired Combined Cycle | NG | CT | 5 | 2008 | 5 | 1990
6616 | Fort Pierce Utilities Authority | 658 | Henry D King | Electric Utility | FL | D1 | 3 | Petroleum Liquids | DFO | IC | 5 | 2008 | 4 | 1970
6616 | Fort Pierce Utilities Authority | 658 | Henry D King | Electric Utility | FL | D2 | 3 | Petroleum Liquids | DFO | IC | 5 | 2008 | 4 | 1970
15248 | Portland General Electric Co | 3044 | Bull Run Hydro | Electric Utility | OR | 1 | 5.5 | Conventional Hydroelectric | WAT | HY | 5 | 2008 | 12 | 1922
15248 | Portland General Electric Co | 3044 | Bull Run Hydro | Electric Utility | OR | 2 | 5.5 | Conventional Hydroelectric | WAT | HY | 5 | 2008 | 10 | 1912
15248 | Portland General Electric Co | 3044 | Bull Run Hydro | Electric Utility | OR | 3 | 5.5 | Conventional Hydroelectric | WAT | HY | 5 | 2008 | 10 | 1912
15248 | Portland General Electric Co | 3044 | Bull Run Hydro | Electric Utility | OR | 4 | 5.5 | Conventional Hydroelectric | WAT | HY | 5 | 2008 | 10 | 1912
49979 | Topaz Power Group LLC | 3441 | Nueces Bay | IPP Non-CHP | TX | 5 | 30 | Natural Gas Steam Turbine | NG | ST | 5 | 2008 | 6 | 1949
49979 | Topaz Power Group LLC | 3441 | Nueces Bay | IPP Non-CHP | TX | 6 | 161 | Natural Gas Steam Turbine | NG | ST | 5 | 2008 | 5 | 1965
5901 | Encina Joint Powers Authority | 10026 | Encina Water Pollution Control | Commercial Non-CHP | CA | EG2 | 0.5 | Natural Gas Internal Combustion Engine | NG | IC | 5 | 2008 | 1 | 1984
5901 | Encina Joint Powers Authority | 10026 | Encina Water Pollution Control | Commercial Non-CHP | CA | EG3 | 0.5 | Other Waste Biomass | OBG | IC | 5 | 2008 | 1 | 1984
21148 | Zapco Energy Tactics Corp | 50348 | Oceanside Energy | IPP Non-CHP | NY | OS2 | 0.6 | Landfill Gas | LFG | IC | 5 | 2008 | 12 | 1990
21148 | Zapco Energy Tactics Corp | 50782 | Taylor Energy Partners LP | IPP Non-CHP | PA | AM2 | 0.4 | Landfill Gas | LFG | IC | 5 | 2008 | 9 | 1987
9617 | JEA | 666 | J D Kennedy | Electric Utility | FL | GT4 | 54 | Petroleum Liquids | DFO | GT | 4 | 2008 | 7 | 1973
9617 | JEA | 666 | J D Kennedy | Electric Utility | FL | GT5 | 54 | Petroleum Liquids | DFO | GT | 4 | 2008 | 11 | 1973
12792 | NRG New York LLC | 2629 | Lovett | IPP Non-CHP | NY | 5 | 191 | Conventional Steam Coal | BIT | ST | 4 | 2008 | 4 | 1969
16183 | Rochester Gas & Electric Corp | 2642 | Rochester 7 | Electric Utility | NY | 3 | 64 | Conventional Steam Coal | BIT | ST | 4 | 2008 | 9 | 1953
11079 | Little Rock Wastewater Utility | 10050 | Fourche Creek Wastewater | Commercial CHP | AR | 2 | 0.5 | Other Waste Biomass | OBG | IC | 4 | 2008 | 7 | 1983
14610 | Orlando Utilities Comm | 685 | St Cloud | Electric Utility | FL | 1 | 2 | Natural Gas Internal Combustion Engine | NG | IC | 3 | 2008 | 7 | 1982
14610 | Orlando Utilities Comm | 685 | St Cloud | Electric Utility | FL | 2 | 5 | Natural Gas Internal Combustion Engine | NG | IC | 3 | 2008 | 12 | 1974
14610 | Orlando Utilities Comm | 685 | St Cloud | Electric Utility | FL | 3 | 2 | Natural Gas Internal Combustion Engine | NG | IC | 3 | 2008 | 9 | 1982
14610 | Orlando Utilities Comm | 685 | St Cloud | Electric Utility | FL | 4 | 3 | Natural Gas Internal Combustion Engine | NG | IC | 3 | 2008 | 8 | 1961
14610 | Orlando Utilities Comm | 685 | St Cloud | Electric Utility | FL | 6 | 3 | Natural Gas Internal Combustion Engine | NG | IC | 3 | 2008 | 3 | 1967
14610 | Orlando Utilities Comm | 685 | St Cloud | Electric Utility | FL | 7 | 6 | Natural Gas Internal Combustion Engine | NG | IC | 3 | 2008 | 9 | 1982
14610 | Orlando Utilities Comm | 685 | St Cloud | Electric Utility | FL | 8 | 6 | Natural Gas Internal Combustion Engine | NG | IC | 3 | 2008 | 4 | 1977
18252 | City of Sturgis | 1855 | Sturgis City Diesel Plant | Electric Utility | MI | 1 | 0.8 | Petroleum Liquids | DFO | IC | 3 | 2008 | 88 | 1947
18252 | City of Sturgis | 1855 | Sturgis City Diesel Plant | Electric Utility | MI | 2 | 0.8 | Petroleum Liquids | DFO | IC | 3 | 2008 | 88 | 1948
16183 | Rochester Gas & Electric Corp | 2642 | Rochester 7 | Electric Utility | NY | 2 | 64 | Conventional Steam Coal | BIT | ST | 3 | 2008 | 11 | 1950
16183 | Rochester Gas & Electric Corp | 2642 | Rochester 7 | Electric Utility | NY | 4 | 78 | Conventional Steam Coal | BIT | ST | 3 | 2008 | 2 | 1957
57222 | Liberty Utilities (CalPeco Electric) LLC | 6518 | Kings Beach | Electric Utility | CA | 1 | 2.7 | Petroleum Liquids | DFO | IC | 3 | 2008 | 1 | 1969
57222 | Liberty Utilities (CalPeco Electric) LLC | 6518 | Kings Beach | Electric Utility | CA | 2 | 2.7 | Petroleum Liquids | DFO | IC | 3 | 2008 | 1 | 1969
57222 | Liberty Utilities (CalPeco Electric) LLC | 6518 | Kings Beach | Electric Utility | CA | 3 | 2.7 | Petroleum Liquids | DFO | IC | 3 | 2008 | 1 | 1969
57222 | Liberty Utilities (CalPeco Electric) LLC | 6518 | Kings Beach | Electric Utility | CA | 4 | 2.7 | Petroleum Liquids | DFO | IC | 3 | 2008 | 1 | 1969
57222 | Liberty Utilities (CalPeco Electric) LLC | 6518 | Kings Beach | Electric Utility | CA | 5 | 2.7 | Petroleum Liquids | DFO | IC | 3 | 2008 | 1 | 1969
57222 | Liberty Utilities (CalPeco Electric) LLC | 6518 | Kings Beach | Electric Utility | CA | 6 | 2.7 | Petroleum Liquids | DFO | IC | 3 | 2008 | 1 | 1969
19537 | University of Texas at Austin | 50118 | Hal C Weaver Power Plant | Commercial CHP | TX | GEN6 | 12.5 | Natural Gas Fired Combined Cycle | NG | CT | 3 | 2008 | 1 | 1968
21995 | Olmsted County Public Works | 50413 | Olmsted Waste Energy | Commercial CHP | MN | DG1 | 0.6 | Petroleum Liquids | DFO | IC | 3 | 2008 | 6 | 1979
30067 | Rolls Royce Corp | 54286 | Rolls Royce | Industrial CHP | IN | RIOT | 3.3 | Natural Gas Fired Combustion Turbine | NG | GT | 3 | 2008 | 6 | 1999
30067 | Rolls Royce Corp | 54286 | Rolls Royce | Industrial CHP | IN | RO9T | 3.3 | Natural Gas Fired Combustion Turbine | NG | GT | 3 | 2008 | 10 | 1999
50081 | AE Operations LLC | 54373 | Southbridge Energy Center LLC | Industrial CHP | MA | ENG2 | 1.3 | Natural Gas Internal Combustion Engine | NG | IC | 3 | 2008 | 6 | 2001
13193 | Naniwa Energy LLC | 55494 | Tri Center Naniwa Energy | IPP Non-CHP | NV | CT1 | 50 | Natural Gas Fired Combustion Turbine | NG | GT | 3 | 2008 | 7 | 2001
13193 | Naniwa Energy LLC | 55494 | Tri Center Naniwa Energy | IPP Non-CHP | NV | CT2 | 50 | Natural Gas Fired Combustion Turbine | NG | GT | 3 | 2008 | 7 | 2001
16657 | San Jose/Santa Clara Water P C | 56080 | SJ/SC WPCP | Commercial CHP | CA | E6 | 1.8 | Other Waste Biomass | OBG | IC | 3 | 2008 | 3 | 1963
16183 | Rochester Gas & Electric Corp | 2642 | Rochester 7 | Electric Utility | NY | 1 | 46 | Conventional Steam Coal | BIT | ST | 2 | 2008 | 11 | 1948
13781 | Northern States Power Co - Minnesota | 7377 | United Health Care | Electric Utility | MN | 1 | 1.8 | Petroleum Liquids | DFO | GT | 2 | 2008 | 7 | 1993
13781 | Northern States Power Co - Minnesota | 7377 | United Health Care | Electric Utility | MN | 2 | 1.8 | Petroleum Liquids | DFO | GT | 2 | 2008 | 7 | 1993
5901 | Encina Joint Powers Authority | 10026 | Encina Water Pollution Control | Commercial Non-CHP | CA | EG1 | 0.5 | Natural Gas Internal Combustion Engine | NG | IC | 2 | 2008 | 1 | 1984
11233 | Louisiana Tech University | 54240 | Louisiana Tech University Power Plant | Commercial CHP | LA | TG2 | 4.6 | Natural Gas Steam Turbine | NG | ST | 2 | 2008 | 4 | 1983
11392 | M C Dixon Lumber Co Inc | 54745 | M C Dixon Lumber | Industrial Non-CHP | AL | GEN1 | 2.1 | Wood/Wood Waste Biomass | WDS | ST | 2 | 2008 | 1 | 1979
16657 | San Jose/Santa Clara Water P C | 56080 | SJ/SC WPCP | Commercial CHP | CA | E1 | 0.8 | Other Waste Biomass | OBG | IC | 2 | 2008 | 2 | 1953
13642 | Nome Joint Utility Systems | 90 | Snake River | Electric Utility | AK | 6 | 1 | Petroleum Liquids | DFO | IC | 1 | 2008 | 1 | 1972
1647 | City of Bethany - (MO) | 2114 | Bethany | Electric Utility | MO | 2 | 0.8 | Petroleum Liquids | DFO | IC | 1 | 2008 | 8 | 1948
13971 | City of Odessa - (MO) | 2148 | Odessa | Electric Utility | MO | 5 | 1 | Petroleum Liquids | DFO | IC | 1 | 2008 | 6 | 1957
3542 | Duke Energy Ohio Inc | 2832 | Miami Fort | Electric Utility | OH | 5 | 80 | Conventional Steam Coal | BIT | ST | 1 | 2008 | 12 | 1949
17539 | South Carolina Electric&Gas Company | 3277 | Burton | Electric Utility | SC | 1 | 9 | Natural Gas Fired Combustion Turbine | NG | GT | 1 | 2008 | 10 | 1961
17539 | South Carolina Electric&Gas Company | 3277 | Burton | Electric Utility | SC | 2 | 9 | Natural Gas Fired Combustion Turbine | NG | GT | 1 | 2008 | 8 | 1963
17539 | South Carolina Electric&Gas Company | 3277 | Burton | Electric Utility | SC | 3 | 9 | Natural Gas Fired Combustion Turbine | NG | GT | 1 | 2008 | 8 | 1963
17539 | South Carolina Electric&Gas Company | 3284 | Faber Place | Electric Utility | SC | 1 | 8 | Natural Gas Fired Combustion Turbine | NG | GT | 1 | 2008 | 10 | 1961
26616 | North Slope Borough Power & Light | 7485 | NSB Point Hope Utility | Electric Utility | AK | PG3 | 0.3 | Petroleum Liquids | DFO | IC | 1 | 2008 | 88 | 1987
26616 | North Slope Borough Power & Light | 7485 | NSB Point Hope Utility | Electric Utility | AK | PG4 | 0.4 | Petroleum Liquids | DFO | IC | 1 | 2008 | 88 | 1992
26616 | North Slope Borough Power & Light | 7485 | NSB Point Hope Utility | Electric Utility | AK | PG5 | 0.2 | Petroleum Liquids | DFO | IC | 1 | 2008 | 88 | 1980
178 | CES Placerita Inc | 10677 | CES Placerita Power Plant | IPP Non-CHP | CA | UNT1 | 46 | Natural Gas Fired Combined Cycle | NG | CT | 1 | 2008 | 6 | 1988
50006 | Invista | 10796 | Waynesboro Virginia Plant | Industrial CHP | VA | GEN3 | 3 | Conventional Steam Coal | BIT | ST | 1 | 2008 | 1 | 1935
19148 | Veolia Energy Trenton L.P | 50094 | Veolia Energy Trenton L.P. | Commercial CHP | NJ | 7213 | 3 | Natural Gas Internal Combustion Engine | NG | IC | 1 | 2008 | 12 | 1983
12384 | Midwest Generations EME LLC | 883 | Waukegan | IPP Non-CHP | IL | 6 | 100 | Conventional Steam Coal | SUB | ST | 12 | 2007 | 1 | 1952
12524 | Midwest Energy Inc | 1275 | Ellis | Electric Utility | KS | 1 | 1 | Natural Gas Internal Combustion Engine | NG | IC | 12 | 2007 | 7 | 1960
12524 | Midwest Energy Inc | 1275 | Ellis | Electric Utility | KS | 2 | 2 | Natural Gas Internal Combustion Engine | NG | IC | 12 | 2007 | 7 | 1965
12524 | Midwest Energy Inc | 1275 | Ellis | Electric Utility | KS | 3 | 0.5 | Natural Gas Internal Combustion Engine | NG | IC | 12 | 2007 | 6 | 1947
12524 | Midwest Energy Inc | 1275 | Ellis | Electric Utility | KS | 4 | 0.5 | Natural Gas Internal Combustion Engine | NG | IC | 12 | 2007 | 7 | 1954
12524 | Midwest Energy Inc | 1275 | Ellis | Electric Utility | KS | 5 | 1 | Natural Gas Internal Combustion Engine | NG | IC | 12 | 2007 | 5 | 1973
13781 | Northern States Power Co - Minnesota | 1912 | High Bridge | Electric Utility | MN | 5 | 99 | Conventional Steam Coal | SUB | ST | 12 | 2007 | 8 | 1956
13781 | Northern States Power Co - Minnesota | 1912 | High Bridge | Electric Utility | MN | 6 | 172.1 | Conventional Steam Coal | SUB | ST | 12 | 2007 | 4 | 1959
13902 | NorthWestern Energy | 2190 | Milltown | Electric Utility | MT | 1 | 2.6 | Conventional Hydroelectric | WAT | HY | 12 | 2007 | 8 | 1908
13902 | NorthWestern Energy | 2190 | Milltown | Electric Utility | MT | 2 |  | Conventional Hydroelectric | WAT | HY | 12 | 2007 | 8 | 1908
13902 | NorthWestern Energy | 2190 | Milltown | Electric Utility | MT | 3 |  | Conventional Hydroelectric | WAT | HY | 12 | 2007 | 8 | 1908
13902 | NorthWestern Energy | 2190 | Milltown | Electric Utility | MT | 4 |  | Conventional Hydroelectric | WAT | HY | 12 | 2007 | 8 | 1909
13902 | NorthWestern Energy | 2190 | Milltown | Electric Utility | MT | 5 |  | Conventional Hydroelectric | WAT | HY | 12 | 2007 | 8 | 1927
3046 | Duke Energy Progress - (NC) | 2712 | Roxboro | Electric Utility | NC | GT1 | 12 | Petroleum Liquids | DFO | GT | 12 | 2007 | 2 | 1968
15095 | City of Piqua - (OH) | 2937 | Piqua Power Plant | Electric Utility | OH | 10 | 0.8 | Conventional Steam Coal | BIT | ST | 12 | 2007 | 12 | 1987
15095 | City of Piqua - (OH) | 2937 | Piqua Power Plant | Electric Utility | OH | 3 | 4 | Conventional Steam Coal | BIT | ST | 12 | 2007 | 1 | 1940
15095 | City of Piqua - (OH) | 2937 | Piqua Power Plant | Electric Utility | OH | 4 | 7.5 | Conventional Steam Coal | BIT | ST | 12 | 2007 | 1 | 1947
15095 | City of Piqua - (OH) | 2937 | Piqua Power Plant | Electric Utility | OH | 6 | 12.5 | Conventional Steam Coal | BIT | ST | 12 | 2007 | 1 | 1951
15095 | City of Piqua - (OH) | 2937 | Piqua Power Plant | Electric Utility | OH | 7 | 20 | Conventional Steam Coal | BIT | ST | 12 | 2007 | 1 | 1961
17891 | City of St Marys - (OH) | 2942 | St Marys | Electric Utility | OH | 5 | 5.8 | Conventional Steam Coal | BIT | ST | 12 | 2007 | 1 | 1957
17891 | City of St Marys - (OH) | 2942 | St Marys | Electric Utility | OH | 6 | 9 | Conventional Steam Coal | BIT | ST | 12 | 2007 | 4 | 1967
17891 | City of St Marys - (OH) | 2942 | St Marys | Electric Utility | OH | AUX | 0.8 | Petroleum Liquids | DFO | GT | 12 | 2007 | 9 | 1967
11566 | City of Mangum - (OK) | 2991 | Mangum | Electric Utility | OK | 2 | 0.5 | Natural Gas Internal Combustion Engine | NG | IC | 12 | 2007 | 0 | 1939
13781 | Northern States Power Co - Minnesota | 4002 | Dells | Electric Utility | WI | 6 | 0.7 | Conventional Hydroelectric | WAT | HY | 12 | 2007 | 0 | 1916
13781 | Northern States Power Co - Minnesota | 4002 | Dells | Electric Utility | WI | 7 | 0.7 | Conventional Hydroelectric | WAT | HY | 12 | 2007 | 0 | 1907
20860 | Wisconsin Public Service Corp | 4072 | Pulliam | Electric Utility | WI | 3 | 25.8 | Conventional Steam Coal | SUB | ST | 12 | 2007 | 1 | 1943
20860 | Wisconsin Public Service Corp | 4072 | Pulliam | Electric Utility | WI | 4 | 30.1 | Conventional Steam Coal | SUB | ST | 12 | 2007 | 8 | 1947
15466 | Public Service Co of Colorado | 6206 | Tacoma | Electric Utility | CO | 3 | 4 | Conventional Hydroelectric | WAT | HY | 12 | 2007 | 6 | 1949
11560 | City of Manassas - (VA) | 7440 | VMEA 1 Credit Gen | Electric Utility | VA | V9 | 1.5 | Petroleum Liquids | DFO | IC | 12 | 2007 | 5 | 1990
56150 | ArcelorMittal USA Inc | 10211 | 2 AC Station | Industrial CHP | IN | 7TG | 10 | Other Gases | BFG | ST | 12 | 2007 | 3 | 1931
19365 | United States Sugar Corp | 50482 | Clewiston Sugar House | Industrial CHP | FL | TG3 | 2.9 | Other Waste Biomass | AB | ST | 12 | 2007 | 11 | 1981
19365 | United States Sugar Corp | 50482 | Clewiston Sugar House | Industrial CHP | FL | TG4 | 5.6 | Other Waste Biomass | AB | ST | 12 | 2007 | 11 | 1983
20541 | Wheelabrator Environmental Systems | 50881 | Wheelabrator Shasta | IPP Non-CHP | CA | GEN4 | 3.5 | Wood/Wood Waste Biomass | WDS | ST | 12 | 2007 | 8 | 2000
57218 | L'Energia Energy | 54586 | L'Energia Energy Center | IPP Non-CHP | MA | V643 | 58 | Natural Gas Fired Combined Cycle | NG | CT | 12 | 2007 | 10 | 1992
361 | Industrial Energy Applications Inc | 55315 | Alliant SBD 9702 Cedar Graphics | IPP Non-CHP | IA | GEN1 | 1 | Petroleum Liquids | DFO | IC | 12 | 2007 | 5 | 1997
22350 | Devon Power LLC | 544 | Devon Station | IPP Non-CHP | CT | 7 | 107 | Petroleum Liquids | RFO | ST | 11 | 2007 | 1 | 1957
22350 | Devon Power LLC | 544 | Devon Station | IPP Non-CHP | CT | 8 | 107 | Petroleum Liquids | RFO | ST | 11 | 2007 | 1 | 1957
12311 | Merck & Co Inc | 10224 | Merck Rahway Power Plant | Industrial CHP | NJ | GEN7 | 3.8 | Petroleum Liquids | DFO | ST | 11 | 2007 | 1 | 1968
13630 | North Carolina Mun Power Agny #1 | 56058 | High Point, Jackson Lake | Electric Utility | NC | 1 | 1.8 | Petroleum Liquids | DFO | IC | 11 | 2007 | 6 | 2002
13870 | Nushagak Electric Coop, Inc | 109 | Dillingham | Electric Utility | AK | 6 | 1 | Petroleum Liquids | DFO | IC | 10 | 2007 | 12 | 1976
16604 | City of San Antonio - (TX) | 3613 | W B Tuttle | Electric Utility | TX | 2 | 100 | Natural Gas Steam Turbine | NG | ST | 10 | 2007 | 12 | 1956
58190 | Bluestem LLC | 7771 | Springview | IPP Non-CHP | NE | 1 | 0.7 | Onshore Wind Turbine | WND | WT | 10 | 2007 | 10 | 1998
58190 | Bluestem LLC | 7771 | Springview | IPP Non-CHP | NE | 2 | 0.7 | Onshore Wind Turbine | WND | WT | 10 | 2007 | 10 | 1998
14624 | PUD No 2 of Grant County | 7994 | Randolph Road | Electric Utility | WA | 1 | 1.8 | Petroleum Liquids | DFO | IC | 10 | 2007 | 8 | 2001
14624 | PUD No 2 of Grant County | 7994 | Randolph Road | Electric Utility | WA | 10 | 1.8 | Petroleum Liquids | DFO | IC | 10 | 2007 | 8 | 2001
14624 | PUD No 2 of Grant County | 7994 | Randolph Road | Electric Utility | WA | 11 | 1.8 | Petroleum Liquids | DFO | IC | 10 | 2007 | 8 | 2001
14624 | PUD No 2 of Grant County | 7994 | Randolph Road | Electric Utility | WA | 12 | 1.8 | Petroleum Liquids | DFO | IC | 10 | 2007 | 8 | 2001
14624 | PUD No 2 of Grant County | 7994 | Randolph Road | Electric Utility | WA | 13 | 1.8 | Petroleum Liquids | DFO | IC | 10 | 2007 | 8 | 2001
14624 | PUD No 2 of Grant County | 7994 | Randolph Road | Electric Utility | WA | 14 | 1.8 | Petroleum Liquids | DFO | IC | 10 | 2007 | 8 | 2001
14624 | PUD No 2 of Grant County | 7994 | Randolph Road | Electric Utility | WA | 15 | 1.8 | Petroleum Liquids | DFO | IC | 10 | 2007 | 8 | 2001
14624 | PUD No 2 of Grant County | 7994 | Randolph Road | Electric Utility | WA | 16 | 1.8 | Petroleum Liquids | DFO | IC | 10 | 2007 | 8 | 2001
14624 | PUD No 2 of Grant County | 7994 | Randolph Road | Electric Utility | WA | 17 | 1.8 | Petroleum Liquids | DFO | IC | 10 | 2007 | 8 | 2001
14624 | PUD No 2 of Grant County | 7994 | Randolph Road | Electric Utility | WA | 18 | 1.8 | Petroleum Liquids | DFO | IC | 10 | 2007 | 8 | 2001
14624 | PUD No 2 of Grant County | 7994 | Randolph Road | Electric Utility | WA | 19 | 1.8 | Petroleum Liquids | DFO | IC | 10 | 2007 | 8 | 2001
14624 | PUD No 2 of Grant County | 7994 | Randolph Road | Electric Utility | WA | 2 | 1.8 | Petroleum Liquids | DFO | IC | 10 | 2007 | 8 | 2001
14624 | PUD No 2 of Grant County | 7994 | Randolph Road | Electric Utility | WA | 20 | 1.8 | Petroleum Liquids | DFO | IC | 10 | 2007 | 8 | 2001
14624 | PUD No 2 of Grant County | 7994 | Randolph Road | Electric Utility | WA | 3 | 1.8 | Petroleum Liquids | DFO | IC | 10 | 2007 | 8 | 2001
14624 | PUD No 2 of Grant County | 7994 | Randolph Road | Electric Utility | WA | 4 | 1.8 | Petroleum Liquids | DFO | IC | 10 | 2007 | 8 | 2001
14624 | PUD No 2 of Grant County | 7994 | Randolph Road | Electric Utility | WA | 5 | 1.8 | Petroleum Liquids | DFO | IC | 10 | 2007 | 8 | 2001
14624 | PUD No 2 of Grant County | 7994 | Randolph Road | Electric Utility | WA | 6 | 1.8 | Petroleum Liquids | DFO | IC | 10 | 2007 | 8 | 2001
14624 | PUD No 2 of Grant County | 7994 | Randolph Road | Electric Utility | WA | 7 | 1.8 | Petroleum Liquids | DFO | IC | 10 | 2007 | 8 | 2001
14624 | PUD No 2 of Grant County | 7994 | Randolph Road | Electric Utility | WA | 8 | 1.8 | Petroleum Liquids | DFO | IC | 10 | 2007 | 8 | 2001
14624 | PUD No 2 of Grant County | 7994 | Randolph Road | Electric Utility | WA | 9 | 1.8 | Petroleum Liquids | DFO | IC | 10 | 2007 | 8 | 2001
6035 | Exelon Power | 1589 | New Boston Generating Station | IPP Non-CHP | MA | 1 | 350 | Natural Gas Steam Turbine | NG | ST | 9 | 2007 | 8 | 1965
12658 | Minnkota Power Coop, Inc | 2822 | Harwood | Electric Utility | ND | 1 | 1.6 | Petroleum Liquids | DFO | IC | 9 | 2007 | 10 | 1947
11566 | City of Mangum - (OK) | 2991 | Mangum | Electric Utility | OK | 3 | 0.2 | Natural Gas Internal Combustion Engine | NG | IC | 9 | 2007 | 0 | 1929
15276 | PPL Martins Creek LLC | 3148 | PPL Martins Creek | IPP Non-CHP | PA | 1 | 140 | Conventional Steam Coal | BIT | ST | 9 | 2007 | 9 | 1954
15276 | PPL Martins Creek LLC | 3148 | PPL Martins Creek | IPP Non-CHP | PA | 2 | 140 | Conventional Steam Coal | BIT | ST | 9 | 2007 | 6 | 1956
15276 | PPL Martins Creek LLC | 3148 | PPL Martins Creek | IPP Non-CHP | PA | MCD1 | 2.5 | Petroleum Liquids | DFO | IC | 9 | 2007 | 2 | 1967
15276 | PPL Martins Creek LLC | 3148 | PPL Martins Creek | IPP Non-CHP | PA | MCD2 | 2.5 | Petroleum Liquids | DFO | IC | 9 | 2007 | 2 | 1967
1015 | Austin Energy | 3549 | Holly Street | Electric Utility | TX | 3 | 195 | Natural Gas Steam Turbine | NG | ST | 9 | 2007 | 7 | 1967
1015 | Austin Energy | 3549 | Holly Street | Electric Utility | TX | 4 | 196 | Natural Gas Steam Turbine | NG | ST | 9 | 2007 | 7 | 1974
54842 | WM Renewable Energy LLC | 50564 | New Milford Gas Recovery | IPP Non-CHP | CT | GEN1 | 2.9 | Landfill Gas | LFG | GT | 9 | 2007 | 7 | 1991
219 | Alaska Power and Telephone Co | 56146 | False Island | Electric Utility | AK | 3 | 0.3 | Petroleum Liquids | DFO | IC | 9 | 2007 | 9 | 1983
56175 | Fairbanks Morse Engine | 56937 | Fairbanks Morse Engine | Industrial Non-CHP | WI | GEN7 | 3.1 | Petroleum Liquids | DFO | IC | 9 | 2007 | 8 | 1996
13206 | Nantucket Electric Co | 1615 | Nantucket | Electric Utility | MA | 14 | 2.5 | Petroleum Liquids | DFO | IC | 8 | 2007 | 4 | 1995
13206 | Nantucket Electric Co | 1615 | Nantucket | Electric Utility | MA | 15 | 2.5 | Petroleum Liquids | DFO | IC | 8 | 2007 | 4 | 1995
13206 | Nantucket Electric Co | 1615 | Nantucket | Electric Utility | MA | 16 | 2.5 | Petroleum Liquids | DFO | IC | 8 | 2007 | 2 | 1998
13206 | Nantucket Electric Co | 1615 | Nantucket | Electric Utility | MA | 17 | 2.5 | Petroleum Liquids | DFO | IC | 8 | 2007 | 2 | 1998
55963 | AE Power Services LLC | 50553 | Edom Hills Project 1 LLC | IPP Non-CHP | CA | WGNS | 6.5 | Onshore Wind Turbine | WND | WT | 8 | 2007 | 12 | 1985
3702 | Clarksdale Public Utilities | 2060 | Third Street | Electric Utility | MS | 4 | 4 | Natural Gas Steam Turbine | NG | ST | 7 | 2007 | 10 | 1951
3702 | Clarksdale Public Utilities | 2060 | Third Street | Electric Utility | MS | 5 | 8 | Natural Gas Steam Turbine | NG | ST | 7 | 2007 | 10 | 1946
54888 | NRG Texas Power LLC | 3460 | Cedar Bayou | IPP Non-CHP | TX | 3 | 760 | Natural Gas Steam Turbine | NG | ST | 7 | 2007 | 12 | 1974
49852 | Great Bay Hydro Corp | 3730 | Newport Diesels | IPP Non-CHP | VT | 10 | 1 | Petroleum Liquids | DFO | IC | 7 | 2007 | 88 | 1954
49852 | Great Bay Hydro Corp | 3730 | Newport Diesels | IPP Non-CHP | VT | 4 | 0.9 | Petroleum Liquids | DFO | IC | 7 | 2007 | 88 | 1948
49852 | Great Bay Hydro Corp | 3730 | Newport Diesels | IPP Non-CHP | VT | 5 | 0.9 | Petroleum Liquids | DFO | IC | 7 | 2007 | 88 | 1948
49852 | Great Bay Hydro Corp | 3730 | Newport Diesels | IPP Non-CHP | VT | 6 | 0.9 | Petroleum Liquids | DFO | IC | 7 | 2007 | 88 | 1948
49852 | Great Bay Hydro Corp | 3730 | Newport Diesels | IPP Non-CHP | VT | 7 | 0.9 | Petroleum Liquids | DFO | IC | 7 | 2007 | 88 | 1948
49852 | Great Bay Hydro Corp | 3730 | Newport Diesels | IPP Non-CHP | VT | 8 | 1 | Petroleum Liquids | DFO | IC | 7 | 2007 | 88 | 1954
49852 | Great Bay Hydro Corp | 3730 | Newport Diesels | IPP Non-CHP | VT | 9 | 1 | Petroleum Liquids | DFO | IC | 7 | 2007 | 88 | 1954
13168 | NRG Huntley Operations Inc | 2549 | C R Huntley Generating Station | IPP Non-CHP | NY | 65 | 100 | Conventional Steam Coal | BIT | ST | 6 | 2007 | 11 | 1953
13168 | NRG Huntley Operations Inc | 2549 | C R Huntley Generating Station | IPP Non-CHP | NY | 66 | 100 | Conventional Steam Coal | BIT | ST | 6 | 2007 | 1 | 1954
5336 | City of Dover - (OH) | 2914 | Dover | Electric Utility | OH | 2 | 4 | Conventional Steam Coal | BIT | ST | 6 | 2007 | 1 | 1944
6529 | Exxon Mobil Production Co | 54962 | ExxonMobil Hawkins Gas Plant | Industrial Non-CHP | TX | UN73 | 2.9 | Natural Gas Internal Combustion Engine | NG | IC | 6 | 2007 | 1 | 1973
6529 | Exxon Mobil Production Co | 54962 | ExxonMobil Hawkins Gas Plant | Industrial Non-CHP | TX | UN74 | 3.3 | Natural Gas Internal Combustion Engine | NG | IC | 6 | 2007 | 9 | 1987
6529 | Exxon Mobil Production Co | 54962 | ExxonMobil Hawkins Gas Plant | Industrial Non-CHP | TX | UN75 | 2.4 | Natural Gas Internal Combustion Engine | NG | IC | 6 | 2007 | 9 | 1987
6529 | Exxon Mobil Production Co | 54962 | ExxonMobil Hawkins Gas Plant | Industrial Non-CHP | TX | UN76 | 0.1 | Natural Gas Internal Combustion Engine | NG | IC | 6 | 2007 | 1 | 1955
6529 | Exxon Mobil Production Co | 54962 | ExxonMobil Hawkins Gas Plant | Industrial Non-CHP | TX | UN77 | 0.5 | Natural Gas Internal Combustion Engine | NG | IC | 6 | 2007 | 1 | 1968
6529 | Exxon Mobil Production Co | 54962 | ExxonMobil Hawkins Gas Plant | Industrial Non-CHP | TX | UN78 | 0.5 | Natural Gas Internal Combustion Engine | NG | IC | 6 | 2007 | 1 | 1968
6529 | Exxon Mobil Production Co | 54962 | ExxonMobil Hawkins Gas Plant | Industrial Non-CHP | TX | UN79 | 0.5 | Natural Gas Internal Combustion Engine | NG | IC | 6 | 2007 | 1 | 1968
12792 | NRG New York LLC | 2629 | Lovett | IPP Non-CHP | NY | 3 | 69 | Natural Gas Steam Turbine | NG | ST | 5 | 2007 | 3 | 1955
12792 | NRG New York LLC | 2629 | Lovett | IPP Non-CHP | NY | 4 | 172 | Conventional Steam Coal | BIT | ST | 5 | 2007 | 4 | 1966
7601 | Green Mountain Power Corp | 3737 | Essex Junction 19 | Electric Utility | VT | IC5 | 1 | Petroleum Liquids | DFO | IC | 5 | 2007 | 10 | 1947
7601 | Green Mountain Power Corp | 3737 | Essex Junction 19 | Electric Utility | VT | IC6 | 1 | Petroleum Liquids | DFO | IC | 5 | 2007 | 10 | 1947
7601 | Green Mountain Power Corp | 3737 | Essex Junction 19 | Electric Utility | VT | IC7 | 1 | Petroleum Liquids | DFO | IC | 5 | 2007 | 10 | 1947
7601 | Green Mountain Power Corp | 3737 | Essex Junction 19 | Electric Utility | VT | IC8 | 1 | Petroleum Liquids | DFO | IC | 5 | 2007 | 10 | 1947
1194 | Baptist Memorial Hospital | 10008 | Baptist Medical Center | Commercial CHP | FL | CG-3 | 0.5 | Natural Gas Internal Combustion Engine | NG | IC | 5 | 2007 | 10 | 1972
49777 | SP Fiber Technologies NW LLC | 56124 | SPFT - Newberg Cogen | Industrial CHP | OR | GT2 | 41.6 | Natural Gas Fired Combustion Turbine | NG | GT | 5 | 2007 | 5 | 2002
9230 | City of Independence - (IA) | 1149 | Independence (IA) | Electric Utility | IA | 2 | 0.8 | Petroleum Liquids | DFO | IC | 4 | 2007 | 8 | 1949
1194 | Baptist Memorial Hospital | 10008 | Baptist Medical Center | Commercial CHP | FL | TG-1 | 2.3 | Natural Gas Fired Combustion Turbine | NG | GT | 4 | 2007 | 1 | 1982
19365 | United States Sugar Corp | 50483 | Bryant Sugar House | Industrial CHP | FL | DGE | 1 | Petroleum Liquids | DFO | IC | 4 | 2007 | 8 | 1986
19365 | United States Sugar Corp | 50483 | Bryant Sugar House | Industrial CHP | FL | DGW | 1 | Petroleum Liquids | DFO | IC | 4 | 2007 | 8 | 1986
19365 | United States Sugar Corp | 50483 | Bryant Sugar House | Industrial CHP | FL | TG1 | 2.3 | Other Waste Biomass | AB | ST | 4 | 2007 | 11 | 1962
19365 | United States Sugar Corp | 50483 | Bryant Sugar House | Industrial CHP | FL | TG2 | 2.3 | Other Waste Biomass | AB | ST | 4 | 2007 | 11 | 1962
19365 | United States Sugar Corp | 50483 | Bryant Sugar House | Industrial CHP | FL | TG3 | 3.3 | Other Waste Biomass | AB | ST | 4 | 2007 | 11 | 1974
19365 | United States Sugar Corp | 50483 | Bryant Sugar House | Industrial CHP | FL | TG4 | 18.6 | Other Waste Biomass | AB | ST | 4 | 2007 | 11 | 1979
11169 | Longview Fibre Co | 54562 | Longview Fibre | Industrial CHP | WA | 2 | 2.5 | Wood/Wood Waste Biomass | BLQ | ST | 4 | 2007 | 1 | 1936
11169 | Longview Fibre Co | 54562 | Longview Fibre | Industrial CHP | WA | 3 | 3.5 | Wood/Wood Waste Biomass | BLQ | ST | 4 | 2007 | 1 | 1941
11169 | Longview Fibre Co | 54562 | Longview Fibre | Industrial CHP | WA | 5 | 5.7 | Wood/Wood Waste Biomass | BLQ | ST | 4 | 2007 | 1 | 1950
34691 | Ormat Nevada Inc | 54724 | Ormesa II | IPP CHP | CA | OE10 | 0.9 | Geothermal | GEO | ST | 4 | 2007 | 12 | 1987
34691 | Ormat Nevada Inc | 54724 | Ormesa II | IPP CHP | CA | OE11 | 0.9 | Geothermal | GEO | ST | 4 | 2007 | 12 | 1987
34691 | Ormat Nevada Inc | 54724 | Ormesa II | IPP CHP | CA | OE12 | 0.9 | Geothermal | GEO | ST | 4 | 2007 | 12 | 1987
34691 | Ormat Nevada Inc | 54724 | Ormesa II | IPP CHP | CA | OE13 | 0.9 | Geothermal | GEO | ST | 4 | 2007 | 12 | 1987
34691 | Ormat Nevada Inc | 54724 | Ormesa II | IPP CHP | CA | OE21 | 0.9 | Geothermal | GEO | ST | 4 | 2007 | 12 | 1987
34691 | Ormat Nevada Inc | 54724 | Ormesa II | IPP CHP | CA | OE22 | 0.9 | Geothermal | GEO | ST | 4 | 2007 | 12 | 1987
34691 | Ormat Nevada Inc | 54724 | Ormesa II | IPP CHP | CA | OE23 | 0.9 | Geothermal | GEO | ST | 4 | 2007 | 12 | 1987
34691 | Ormat Nevada Inc | 54724 | Ormesa II | IPP CHP | CA | OE24 | 0.9 | Geothermal | GEO | ST | 4 | 2007 | 12 | 1987
34691 | Ormat Nevada Inc | 54724 | Ormesa II | IPP CHP | CA | OE25 | 0.9 | Geothermal | GEO | ST | 4 | 2007 | 12 | 1987
34691 | Ormat Nevada Inc | 54724 | Ormesa II | IPP CHP | CA | OE26 | 0.9 | Geothermal | GEO | ST | 4 | 2007 | 12 | 1987
34691 | Ormat Nevada Inc | 54724 | Ormesa II | IPP CHP | CA | OE27 | 0.9 | Geothermal | GEO | ST | 4 | 2007 | 12 | 1987
34691 | Ormat Nevada Inc | 54724 | Ormesa II | IPP CHP | CA | OEC1 | 0.9 | Geothermal | GEO | ST | 4 | 2007 | 12 | 1987
34691 | Ormat Nevada Inc | 54724 | Ormesa II | IPP CHP | CA | OEC2 | 0.9 | Geothermal | GEO | ST | 4 | 2007 | 12 | 1987
34691 | Ormat Nevada Inc | 54724 | Ormesa II | IPP CHP | CA | OEC3 | 0.9 | Geothermal | GEO | ST | 4 | 2007 | 12 | 1987
34691 | Ormat Nevada Inc | 54724 | Ormesa II | IPP CHP | CA | OEC4 | 0.9 | Geothermal | GEO | ST | 4 | 2007 | 12 | 1987
34691 | Ormat Nevada Inc | 54724 | Ormesa II | IPP CHP | CA | OEC5 | 0.9 | Geothermal | GEO | ST | 4 | 2007 | 12 | 1987
34691 | Ormat Nevada Inc | 54724 | Ormesa II | IPP CHP | CA | OEC6 | 0.9 | Geothermal | GEO | ST | 4 | 2007 | 12 | 1987
34691 | Ormat Nevada Inc | 54724 | Ormesa II | IPP CHP | CA | OEC7 | 0.9 | Geothermal | GEO | ST | 4 | 2007 | 12 | 1987
34691 | Ormat Nevada Inc | 54724 | Ormesa II | IPP CHP | CA | OEC8 | 0.9 | Geothermal | GEO | ST | 4 | 2007 | 12 | 1987
34691 | Ormat Nevada Inc | 54724 | Ormesa II | IPP CHP | CA | OEC9 | 0.9 | Geothermal | GEO | ST | 4 | 2007 | 12 | 1987
13870 | Nushagak Electric Coop, Inc | 109 | Dillingham | Electric Utility | AK | 5 | 0.7 | Petroleum Liquids | DFO | IC | 3 | 2007 | 12 | 1973
22500 | Westar Energy Inc | 1248 | Hutchinson Energy Center | Electric Utility | KS | ST1 | 17 | Natural Gas Steam Turbine | NG | ST | 3 | 2007 | 6 | 1950
22500 | Westar Energy Inc | 1248 | Hutchinson Energy Center | Electric Utility | KS | ST2 | 16 | Natural Gas Steam Turbine | NG | ST | 3 | 2007 | 6 | 1950
22500 | Westar Energy Inc | 1248 | Hutchinson Energy Center | Electric Utility | KS | ST3 | 28 | Natural Gas Steam Turbine | NG | ST | 3 | 2007 | 9 | 1951
18252 | City of Sturgis | 1855 | Sturgis City Diesel Plant | Electric Utility | MI | 4 | 0.6 | Petroleum Liquids | DFO | IC | 3 | 2007 | 88 | 1947
18252 | City of Sturgis | 1855 | Sturgis City Diesel Plant | Electric Utility | MI | 5 | 0.6 | Petroleum Liquids | DFO | IC | 3 | 2007 | 88 | 1947
14328 | Pacific Gas & Electric Co | 6212 | Mobile GT | Electric Utility | CA | 1 | 15 | Petroleum Liquids | DFO | GT | 3 | 2007 | 8 | 1975
5624 | RED-Rochester, LLC | 10025 | RED-Rochester, LLC | Industrial CHP | NY | 11TG | 6.3 | Conventional Steam Coal | BIT | ST | 3 | 2007 | 11 | 1937
5624 | RED-Rochester, LLC | 10025 | RED-Rochester, LLC | Industrial CHP | NY | 13TG | 10.4 | Conventional Steam Coal | BIT | ST | 3 | 2007 | 5 | 1948
5624 | RED-Rochester, LLC | 10025 | RED-Rochester, LLC | Industrial CHP | NY | 14TG | 10.4 | Conventional Steam Coal | BIT | ST | 3 | 2007 | 7 | 1948
5624 | RED-Rochester, LLC | 10025 | RED-Rochester, LLC | Industrial CHP | NY | 15TG | 17.5 | Conventional Steam Coal | BIT | ST | 3 | 2007 | 10 | 1956
5624 | RED-Rochester, LLC | 10025 | RED-Rochester, LLC | Industrial CHP | NY | 16TG | 25.6 | Petroleum Liquids | RFO | ST | 3 | 2007 | 10 | 1972
135 | Agrilectric Power Partners Ltd | 10593 | Agrilectric Power Partners Ltd | IPP Non-CHP | LA | GEN2 | 1.3 | Other Waste Biomass | AB | ST | 3 | 2007 | 8 | 1995
56079 | Encore Energy Partners Operating LLC | 52127 | Elk Basin Gasoline Plant | Industrial CHP | WY | GEN3 | 0.4 | Other Gases | OG | ST | 3 | 2007 | 1 | 1958
54842 | WM Renewable Energy LLC | 54939 | EKS Landfill | IPP Non-CHP | MN | UNT3 | 0.8 | Landfill Gas | LFG | IC | 3 | 2007 | 5 | 1994
10171 | Kentucky Utilities Co | 1361 | Tyrone | Electric Utility | KY | 1 | 27 | Petroleum Liquids | DFO | ST | 2 | 2007 | 10 | 1947
10171 | Kentucky Utilities Co | 1361 | Tyrone | Electric Utility | KY | 2 | 31 | Petroleum Liquids | DFO | ST | 2 | 2007 | 6 | 1948
20910 | Wolverine Power Supply Coop | 1881 | Vestaburg | Electric Utility | MI | 2 | 0.3 | Petroleum Liquids | DFO | IC | 2 | 2007 | 1 | 1939
20910 | Wolverine Power Supply Coop | 1881 | Vestaburg | Electric Utility | MI | 4 | 0.7 | Petroleum Liquids | DFO | IC | 2 | 2007 | 1 | 1939
20910 | Wolverine Power Supply Coop | 1881 | Vestaburg | Electric Utility | MI | 5 | 0.7 | Petroleum Liquids | DFO | IC | 2 | 2007 | 1 | 1941
14354 | PacifiCorp | 3031 | Powerdale | Electric Utility | OR | 1 | 6 | Conventional Hydroelectric | WAT | HY | 2 | 2007 | 5 | 1923
54907 | ReNu Power Holdings LLC | 3442 | La Palma | IPP Non-CHP | TX | 4 | 24 | Natural Gas Steam Turbine | NG | ST | 2 | 2007 | 5 | 1947
54907 | ReNu Power Holdings LLC | 3442 | La Palma | IPP Non-CHP | TX | 5 | 24 | Natural Gas Steam Turbine | NG | ST | 2 | 2007 | 5 | 1949
54907 | ReNu Power Holdings LLC | 3442 | La Palma | IPP Non-CHP | TX | 6 | 155 | Natural Gas Steam Turbine | NG | ST | 2 | 2007 | 5 | 1970
21148 | Zapco Energy Tactics Corp | 50344 | Smithtown Energy Partners LP | IPP Non-CHP | NY | SW1 | 0.6 | Landfill Gas | LFG | IC | 2 | 2007 | 8 | 1988
21148 | Zapco Energy Tactics Corp | 50344 | Smithtown Energy Partners LP | IPP Non-CHP | NY | SW2 | 0.6 | Landfill Gas | LFG | IC | 2 | 2007 | 8 | 1988
54842 | WM Renewable Energy LLC | 54392 | BJ Gas Recovery | IPP Non-CHP | GA | GEN2 | 0.8 | Landfill Gas | LFG | IC | 2 | 2007 | 9 | 1993
6443 | Florida Keys El Coop Assn, Inc | 696 | Marathon Generating Plant | Electric Utility | FL | 5 | 3 | Petroleum Liquids | DFO | IC | 1 | 2007 | 1 | 1959
3258 | Central Iowa Power Cooperative | 1206 | Summit Lake | Electric Utility | IA | IC1 | 1.1 | Petroleum Liquids | DFO | IC | 1 | 2007 | 11 | 1948
3258 | Central Iowa Power Cooperative | 1206 | Summit Lake | Electric Utility | IA | IC2 | 1.1 | Petroleum Liquids | DFO | IC | 1 | 2007 | 11 | 1948
3258 | Central Iowa Power Cooperative | 1206 | Summit Lake | Electric Utility | IA | IC4 | 1 | Petroleum Liquids | DFO | IC | 1 | 2007 | 11 | 1948
3258 | Central Iowa Power Cooperative | 1206 | Summit Lake | Electric Utility | IA | IC5 | 1 | Petroleum Liquids | DFO | IC | 1 | 2007 | 11 | 1948
2144 | Town of Braintree - (MA) | 1660 | Potter Station 2 | Electric Utility | MA | IC2 | 2.3 | Petroleum Liquids | DFO | IC | 1 | 2007 | 7 | 1963
17824 | Spring Valley Pub Utils Comm | 2013 | Spring Valley | Electric Utility | MN | 1 | 0.8 | Petroleum Liquids | DFO | IC | 1 | 2007 | 1 | 1949
5416 | Duke Energy Carolinas, LLC | 3264 | W S Lee | Electric Utility | SC | 4 | 30 | Natural Gas Fired Combustion Turbine | NG | GT | 1 | 2007 | 4 | 1978
5416 | Duke Energy Carolinas, LLC | 3264 | W S Lee | Electric Utility | SC | 5 | 30 | Natural Gas Fired Combustion Turbine | NG | GT | 1 | 2007 | 2 | 1968
5416 | Duke Energy Carolinas, LLC | 3264 | W S Lee | Electric Utility | SC | 6 | 30 | Natural Gas Fired Combustion Turbine | NG | GT | 1 | 2007 | 4 | 1968
17166 | Sierra Pacific Power Co | 6524 | Portola | Electric Utility | CA | 1 | 2 | Petroleum Liquids | DFO | IC | 1 | 2007 | 1 | 1965
17166 | Sierra Pacific Power Co | 6524 | Portola | Electric Utility | CA | 2 | 2 | Petroleum Liquids | DFO | IC | 1 | 2007 | 1 | 1965
17166 | Sierra Pacific Power Co | 6524 | Portola | Electric Utility | CA | 3 | 2 | Petroleum Liquids | DFO | IC | 1 | 2007 | 1 | 1965
50128 | Georgia-Pacific Consr Ops LLC-Palatka | 10611 | Georgia-Pacific Palatka Operations | Industrial CHP | FL | GEN3 | 4.7 | Wood/Wood Waste Biomass | BLQ | ST | 1 | 2007 | 6 | 1956
5338 | Dow Chemical Co | 52120 | Dow Chemical Texas Operation | Industrial CHP | TX | G-33 | 49 | Natural Gas Fired Combined Cycle | NG | CA | 1 | 2007 | 12 | 1953
4202 | Phillips 66-Ponca City Refinery | 52188 | Ponca City Refinery | Industrial CHP | OK | G3 | 9 | Natural Gas Steam Turbine | NG | ST | 1 | 2007 | 1 | 1954
40052 | AG Energy LP | 10803 | Ogdensburg Power | IPP CHP | NY | GEN1 | 36 | Natural Gas Fired Combined Cycle | NG | CT |  | 2007 | 10 | 1993
40052 | AG Energy LP | 10803 | Ogdensburg Power | IPP CHP | NY | GEN2 | 19.6 | Natural Gas Fired Combined Cycle | NG | CT |  | 2007 | 10 | 1993
14354 | PacifiCorp | 826 | Cove | Electric Utility | ID | 1 | 7 | Conventional Hydroelectric | WAT | HY | 12 | 2006 | 88 | 1917
17633 | Southern Indiana Gas & Elec Co | 1012 | F B Culley | Electric Utility | IN | 1 | 42 | Conventional Steam Coal | BIT | ST | 12 | 2006 | 6 | 1955
12208 | City of McPherson - (KS) | 1305 | McPherson 2 | Electric Utility | KS | 1 | 26.6 | Natural Gas Steam Turbine | NG | ST | 12 | 2006 | 6 | 1963
20847 | Wisconsin Electric Power Co | 1769 | Presque Isle | Electric Utility | MI | 1 | 25 | Conventional Steam Coal | BIT | ST | 12 | 2006 | 9 | 1955
20847 | Wisconsin Electric Power Co | 1769 | Presque Isle | Electric Utility | MI | 2 | 37 | Conventional Steam Coal | BIT | ST | 12 | 2006 | 7 | 1962
13781 | Northern States Power Co - Minnesota | 1918 | Minnesota Valley | Electric Utility | MN | 3 | 46.9 | Natural Gas Steam Turbine | NG | ST | 12 | 2006 | 9 | 1953
13781 | Northern States Power Co - Minnesota | 1932 | West Fairbault | Electric Utility | MN | 2 | 15.9 | Natural Gas Fired Combustion Turbine | NG | GT | 12 | 2006 | 5 | 1965
13781 | Northern States Power Co - Minnesota | 1932 | West Fairbault | Electric Utility | MN | 3 | 13.5 | Natural Gas Fired Combustion Turbine | NG | GT | 12 | 2006 | 5 | 1965
20737 | Willmar Municipal Utilities | 2022 | Willmar | Electric Utility | MN | ST1 | 4 | Conventional Steam Coal | SUB | ST | 12 | 2006 | 10 | 1949
54907 | ReNu Power Holdings LLC | 3440 | Lon C Hill | IPP Non-CHP | TX | 1 | 75 | Natural Gas Steam Turbine | NG | ST | 12 | 2006 | 3 | 1954
54907 | ReNu Power Holdings LLC | 3440 | Lon C Hill | IPP Non-CHP | TX | 2 | 75 | Natural Gas Steam Turbine | NG | ST | 12 | 2006 | 3 | 1956
54907 | ReNu Power Holdings LLC | 3440 | Lon C Hill | IPP Non-CHP | TX | 4 | 245 | Natural Gas Steam Turbine | NG | ST | 12 | 2006 | 5 | 1969
54907 | ReNu Power Holdings LLC | 3442 | La Palma | IPP Non-CHP | TX | 7 | 52 | Natural Gas Fired Combustion Turbine | NG | GT | 12 | 2006 | 10 | 1975
54907 | ReNu Power Holdings LLC | 3443 | Victoria | IPP Non-CHP | TX | 6 | 250 | Natural Gas Steam Turbine | NG | ST | 12 | 2006 | 5 | 1968
13697 | North Central Power Co Inc | 3996 | Grimh | Electric Utility | WI | 1 | 0.1 | Conventional Hydroelectric | WAT | HY | 12 | 2006 | 4 | 1928
13697 | North Central Power Co Inc | 3996 | Grimh | Electric Utility | WI | 3 | 0.2 | Conventional Hydroelectric | WAT | HY | 12 | 2006 | 4 | 1965
13697 | North Central Power Co Inc | 3996 | Grimh | Electric Utility | WI | IC1 | 0.6 | Petroleum Liquids | DFO | IC | 12 | 2006 | 12 | 1951
189 | PowerSouth Energy Cooperative | 6192 | Portland (FL) | Electric Utility | FL | 1 | 7 | Petroleum Liquids | DFO | GT | 12 | 2006 | 3 | 1964
13781 | Northern States Power Co - Minnesota | 6231 | Apple River | Electric Utility | WI | 2 | 1 | Conventional Hydroelectric | WAT | HY | 12 | 2006 | 0 | 1901
221 | Alaska Village Elec Coop, Inc | 6338 | St Marys IC | Electric Utility | AK | 1 | 0.6 | Petroleum Liquids | DFO | IC | 12 | 2006 | 5 | 1977
30150 | CBY DBA Yakutat Power | 6637 | Yakutat | Electric Utility | AK | 5 | 0.3 | Petroleum Liquids | DFO | IC | 12 | 2006 | 6 | 1989
11626 | City of Marceline - (MO) | 7470 | Marceline | Electric Utility | MO | 3 | 1.2 | Petroleum Liquids | DFO | IC | 12 | 2006 | 3 | 1959
11626 | City of Marceline - (MO) | 7470 | Marceline | Electric Utility | MO | 4 | 0.4 | Petroleum Liquids | DFO | IC | 12 | 2006 | 11 | 1995
1194 | Baptist Memorial Hospital | 10008 | Baptist Medical Center | Commercial CHP | FL | CG-4 | 0.5 | Natural Gas Internal Combustion Engine | NG | IC | 12 | 2006 | 10 | 1973
10077 | Kaweah Delta Hospital | 10042 | Kaweah Delta District Hospital | Commercial Non-CHP | CA | KDH2 | 0.5 | Natural Gas Internal Combustion Engine | NG | IC | 12 | 2006 | 8 | 1984
59099 | New Dimension Energy Company, LLC | 50819 | ESI Project | IPP Non-CHP | CA | GEN1 | 1.2 | Onshore Wind Turbine | WND | WT | 12 | 2006 | 12 | 1981
57098 | Sandow Power Co LLC | 52071 | Sandow No 5 | IPP Non-CHP | TX | GEN1 | 121 | Conventional Steam Coal | LIG | ST | 12 | 2006 | 12 | 1953
57098 | Sandow Power Co LLC | 52071 | Sandow No 5 | IPP Non-CHP | TX | GEN2 | 121 | Conventional Steam Coal | LIG | ST | 12 | 2006 | 2 | 1954
57098 | Sandow Power Co LLC | 52071 | Sandow No 5 | IPP Non-CHP | TX | GEN3 | 121 | Conventional Steam Coal | LIG | ST | 12 | 2006 | 7 | 1954
15912 | Resource Technology Corp | 55056 | Biodyne Congress | IPP Non-CHP | IL | 1 | 4.2 | Landfill Gas | LFG | GT | 12 | 2006 | 9 | 2001
15912 | Resource Technology Corp | 55056 | Biodyne Congress | IPP Non-CHP | IL | 2 | 4.2 | Landfill Gas | LFG | GT | 12 | 2006 | 9 | 2001
15912 | Resource Technology Corp | 55056 | Biodyne Congress | IPP Non-CHP | IL | 3 | 4.2 | Landfill Gas | LFG | GT | 12 | 2006 | 12 | 2001
13511 | New York State Elec & Gas Corp | 2533 | Keuka | Electric Utility | NY | 1 | 1.9 | Conventional Hydroelectric | WAT | HY | 11 | 2006 | 88 | 1928
6035 | Exelon Power | 3160 | Delaware Generating Station | IPP Non-CHP | PA | 1 | 2.7 | Petroleum Liquids | DFO | IC | 11 | 2006 | 5 | 1967
10077 | Kaweah Delta Hospital | 10042 | Kaweah Delta District Hospital | Commercial Non-CHP | CA | KDH1 | 0.5 | Natural Gas Internal Combustion Engine | NG | IC | 11 | 2006 | 8 | 1984
50163 | Valero Energy Corporation | 52108 | Valero Energy Port Arthur Refinery | Industrial CHP | TX | GEN3 | 12 | Natural Gas Fired Combined Cycle | NG | CT | 11 | 2006 | 6 | 1972
8751 | Town of Holly - (CO) | 502 | Holly | Electric Utility | CO | ARPA | 2 | Petroleum Liquids | DFO | IC | 10 | 2006 | 9 | 2002
55849 | Domtar Paper Co LLC Kingsport Mill | 10252 | Domtar Kingsport Mill | Industrial CHP | TN | NO.6 | 7 | Wood/Wood Waste Biomass | BLQ | ST | 10 | 2006 | 1 | 1956
55849 | Domtar Paper Co LLC Kingsport Mill | 10252 | Domtar Kingsport Mill | Industrial CHP | TN | NO.7 | 12 | Wood/Wood Waste Biomass | BLQ | ST | 10 | 2006 | 1 | 1965
17460 | South Oak Hospital | 50136 | South Oaks Hospital | Commercial CHP | NY | GEN2 | 0.1 | Natural Gas Internal Combustion Engine | NG | IC | 10 | 2006 | 6 | 1990
24210 | Riverbay Corp | 52168 | Riverbay | Commercial CHP | NY | GEN1 | 5.6 | Petroleum Liquids | RFO | ST | 10 | 2006 | 1 | 1969
56817 | Outagamie Clean Energy Project LLC | 54842 | Outagamie County Co-Generation Facility | IPP CHP | WI | GEN1 | 0.8 | Landfill Gas | LFG | IC | 10 | 2006 | 9 | 1991
56817 | Outagamie Clean Energy Project LLC | 54842 | Outagamie County Co-Generation Facility | IPP CHP | WI | GEN2 | 0.8 | Landfill Gas | LFG | IC | 10 | 2006 | 9 | 1991
56817 | Outagamie Clean Energy Project LLC | 54842 | Outagamie County Co-Generation Facility | IPP CHP | WI | GEN3 | 0.8 | Landfill Gas | LFG | IC | 10 | 2006 | 9 | 1991
12807 | Michigan South Central Pwr Agy | 56183 | Modular Power LLC | Electric Utility | MI | 1 | 1.6 | Petroleum Liquids | DFO | IC | 10 | 2006 | 6 | 1999
12807 | Michigan South Central Pwr Agy | 56183 | Modular Power LLC | Electric Utility | MI | 2 | 1.8 | Petroleum Liquids | DFO | IC | 10 | 2006 | 6 | 1999
12807 | Michigan South Central Pwr Agy | 56183 | Modular Power LLC | Electric Utility | MI | 3 | 1.6 | Petroleum Liquids | DFO | IC | 10 | 2006 | 6 | 1999
12807 | Michigan South Central Pwr Agy | 56183 | Modular Power LLC | Electric Utility | MI | 4 | 1.6 | Petroleum Liquids | DFO | IC | 10 | 2006 | 6 | 1999
12807 | Michigan South Central Pwr Agy | 56183 | Modular Power LLC | Electric Utility | MI | 5 | 1.8 | Petroleum Liquids | DFO | IC | 10 | 2006 | 6 | 1999
12807 | Michigan South Central Pwr Agy | 56183 | Modular Power LLC | Electric Utility | MI | 6 | 1.6 | Petroleum Liquids | DFO | IC | 10 | 2006 | 6 | 1999
12807 | Michigan South Central Pwr Agy | 56183 | Modular Power LLC | Electric Utility | MI | 7 | 1.6 | Petroleum Liquids | DFO | IC | 10 | 2006 | 6 | 1999
12807 | Michigan South Central Pwr Agy | 56183 | Modular Power LLC | Electric Utility | MI | 8 | 1.6 | Petroleum Liquids | DFO | IC | 10 | 2006 | 6 | 1999
12807 | Michigan South Central Pwr Agy | 56183 | Modular Power LLC | Electric Utility | MI | 9 | 1.6 | Petroleum Liquids | DFO | IC | 10 | 2006 | 6 | 1999
50079 | Utility Board of Key West City | 164 | Big Pine | Electric Utility | FL | 1 | 2.5 | Petroleum Liquids | DFO | IC | 9 | 2006 | 2 | 1969
50079 | Utility Board of Key West City | 6582 | Cudjoe | Electric Utility | FL | 2 | 2.5 | Petroleum Liquids | DFO | IC | 9 | 2006 | 8 | 1966
50079 | Utility Board of Key West City | 6582 | Cudjoe | Electric Utility | FL | 3 | 2 | Petroleum Liquids | DFO | IC | 9 | 2006 | 8 | 1968
19578 | Upper Peninsula Power Co | 7115 | Hoist | Electric Utility | MI | 1 | 1 | Conventional Hydroelectric | WAT | HY | 9 | 2006 | 2 | 1988
15912 | Resource Technology Corp | 55058 | Biodyne Lansing | IPP Non-CHP | IL | 001 | 0.6 | Landfill Gas | LFG | IC | 9 | 2006 | 7 | 1997
15912 | Resource Technology Corp | 55058 | Biodyne Lansing | IPP Non-CHP | IL | 002 | 0.7 | Natural Gas Internal Combustion Engine | NG | IC | 9 | 2006 | 7 | 1997
15912 | Resource Technology Corp | 55058 | Biodyne Lansing | IPP Non-CHP | IL | 003 | 0.7 | Natural Gas Internal Combustion Engine | NG | IC | 9 | 2006 | 7 | 1997
15912 | Resource Technology Corp | 55059 | Biodyne Springfield | IPP CHP | IL | 001 | 0.6 | Landfill Gas | LFG | IC | 9 | 2006 | 2 | 1997
15912 | Resource Technology Corp | 55059 | Biodyne Springfield | IPP CHP | IL | 002 | 0.6 | Landfill Gas | LFG | IC | 9 | 2006 | 2 | 1997
15912 | Resource Technology Corp | 55059 | Biodyne Springfield | IPP CHP | IL | 003 | 0.6 | Landfill Gas | LFG | IC | 9 | 2006 | 2 | 1997
15912 | Resource Technology Corp | 55059 | Biodyne Springfield | IPP CHP | IL | 004 | 0.6 | Landfill Gas | LFG | IC | 9 | 2006 | 2 | 1997
15912 | Resource Technology Corp | 55059 | Biodyne Springfield | IPP CHP | IL | 005 | 0.6 | Landfill Gas | LFG | IC | 9 | 2006 | 2 | 1997
11249 | Louisville Gas & Electric Co | 1367 | Waterside GT | Electric Utility | KY | 7 | 11 | Natural Gas Fired Combustion Turbine | NG | GT | 8 | 2006 | 6 | 1964
11249 | Louisville Gas & Electric Co | 1367 | Waterside GT | Electric Utility | KY | 8 | 11 | Natural Gas Fired Combustion Turbine | NG | GT | 8 | 2006 | 2 | 1964
19883 | City of Virginia - (MN) | 2018 | Virginia | Electric Utility | MN | 1A | 4 | Conventional Steam Coal | SUB | ST | 8 | 2006 | 8 | 1992
12869 | Monterey Regional Waste Mgmt | 10748 | Marina Landfill Gas | Commercial Non-CHP | CA | LL1 | 0.7 | Landfill Gas | LFG | IC | 8 | 2006 | 4 | 1994
19685 | Valero Refining Co | 50121 | Valero Refinery Corpus Christi West | Industrial Non-CHP | TX | TG3 | 7 | Other Gases | OG | ST | 8 | 2006 | 9 | 1986
794 | Apollo Energy Corp | 54390 | Kamaoa Wind Farm | IPP Non-CHP | HI | GEN1 | 9.2 | Onshore Wind Turbine | WND | WT | 8 | 2006 | 7 | 1987
13206 | Nantucket Electric Co | 1615 | Nantucket | Electric Utility | MA | 10 | 1 | Petroleum Liquids | DFO | IC | 6 | 2006 | 7 | 1987
13206 | Nantucket Electric Co | 1615 | Nantucket | Electric Utility | MA | 11 | 1 | Petroleum Liquids | DFO | IC | 6 | 2006 | 7 | 1987
57280 | Eagle Creek RE LLC | 2633 | Swinging Bridge 1 | IPP Non-CHP | NY | SWI1 | 4.3 | Conventional Hydroelectric | WAT | HY | 6 | 2006 | 2 | 1930
14063 | Oklahoma Gas & Electric Co | 7185 | Conoco | Electric Utility | OK | 1 | 31.5 | Natural Gas Fired Combustion Turbine | NG | GT | 6 | 2006 | 6 | 1991
14063 | Oklahoma Gas & Electric Co | 7185 | Conoco | Electric Utility | OK | 2 | 28.3 | Natural Gas Fired Combustion Turbine | NG | GT | 6 | 2006 | 6 | 1991
56024 | Kamin LLC | 54880 | Kamin LLC Wrens Plant | Industrial CHP | GA | WP1 | 1.1 | Petroleum Liquids | DFO | IC | 6 | 2006 | 1 | 1988
14328 | Pacific Gas & Electric Co | 247 | Hunters Point | Electric Utility | CA | 2 | 107 | Natural Gas Steam Turbine | NG | ST | 5 | 2006 | 12 | 1948
14328 | Pacific Gas & Electric Co | 247 | Hunters Point | Electric Utility | CA | 3 | 107 | Natural Gas Steam Turbine | NG | ST | 5 | 2006 | 1 | 1949
14328 | Pacific Gas & Electric Co | 247 | Hunters Point | Electric Utility | CA | 4 | 163 | Natural Gas Steam Turbine | NG | ST | 5 | 2006 | 11 | 1958
14328 | Pacific Gas & Electric Co | 247 | Hunters Point | Electric Utility | CA | GT1 | 52 | Petroleum Liquids | DFO | GT | 5 | 2006 | 6 | 1976
7801 | Gulf Power Co | 641 | Crist | Electric Utility | FL | 2 | 24 | Natural Gas Steam Turbine | NG | ST | 5 | 2006 | 6 | 1949
7801 | Gulf Power Co | 641 | Crist | Electric Utility | FL | 3 | 35 | Natural Gas Steam Turbine | NG | ST | 5 | 2006 | 9 | 1952
15147 | PSEG Fossil LLC | 2397 | PSEG Bayonne Generating Station | IPP Non-CHP | NJ | 1 | 20 | Petroleum Liquids | KER | GT | 5 | 2006 | 6 | 1970
15147 | PSEG Fossil LLC | 2397 | PSEG Bayonne Generating Station | IPP Non-CHP | NJ | 2 | 20 | Petroleum Liquids | KER | GT | 5 | 2006 | 6 | 1970
15147 | PSEG Fossil LLC | 2406 | PSEG Linden Generating Station | IPP Non-CHP | NJ | 1 | 180 | Petroleum Liquids | RFO | ST | 5 | 2006 | 5 | 1957
15147 | PSEG Fossil LLC | 2406 | PSEG Linden Generating Station | IPP Non-CHP | NJ | 2 | 250 | Petroleum Liquids | RFO | ST | 5 | 2006 | 12 | 1957
15147 | PSEG Fossil LLC | 2406 | PSEG Linden Generating Station | IPP Non-CHP | NJ | 3 | 0 | Natural Gas Fired Combustion Turbine | NG | GT | 5 | 2006 | 7 | 1967
17166 | Sierra Pacific Power Co | 6512 | Farad | Electric Utility | CA | 1 | 1.4 | Conventional Hydroelectric | WAT | HY | 5 | 2006 | 1 | 1933
17166 | Sierra Pacific Power Co | 6512 | Farad | Electric Utility | CA | 2 | 1.4 | Conventional Hydroelectric | WAT | HY | 5 | 2006 | 1 | 1933
34691 | Ormat Nevada Inc | 10018 | Desert Peak Power Plant | IPP Non-CHP | NV | GEN1 | 9 | Geothermal | GEO | ST | 5 | 2006 | 12 | 1985
10077 | Kaweah Delta Hospital | 10042 | Kaweah Delta District Hospital | Commercial Non-CHP | CA | KDH3 | 0.7 | Natural Gas Internal Combustion Engine | NG | IC | 5 | 2006 | 10 | 2001
3102 | Mosaic Company | 10205 | Mosaic Co Greenbay | Industrial CHP | FL | GEN1 | 37.2 | All Other | OTH | ST | 5 | 2006 | 11 | 1990
55903 | Domtar Paper Company LLC | 50189 | Domtar Paper Co LLC Plymouth NC | Industrial CHP | NC | TG6 | 7.5 | Conventional Steam Coal | BIT | ST | 5 | 2006 | 1 | 1956
19365 | United States Sugar Corp | 50482 | Clewiston Sugar House | Industrial CHP | FL | DGN | 1 | Petroleum Liquids | DFO | IC | 5 | 2006 | 6 | 1987
19365 | United States Sugar Corp | 50482 | Clewiston Sugar House | Industrial CHP | FL | DGS | 1 | Petroleum Liquids | DFO | IC | 5 | 2006 | 6 | 1987
13870 | Nushagak Electric Coop, Inc | 109 | Dillingham | Electric Utility | AK | 8 | 0.8 | Petroleum Liquids | DFO | IC | 4 | 2006 | 3 | 1985
5957 | City of Erie - (KS) | 1276 | Erie | Electric Utility | KS | 5 | 1.4 | Petroleum Liquids | DFO | IC | 4 | 2006 | 3 | 1992
9442 | Town of Ipswich - (MA) | 1670 | High Street Station | Electric Utility | MA | 3 | 0.7 | Petroleum Liquids | DFO | IC | 4 | 2006 | 6 | 1941
9442 | Town of Ipswich - (MA) | 1670 | High Street Station | Electric Utility | MA | 4 | 0.6 | Petroleum Liquids | DFO | IC | 4 | 2006 | 6 | 1937
13168 | NRG Huntley Operations Inc | 2549 | C R Huntley Generating Station | IPP Non-CHP | NY | 63 | 80 | Conventional Steam Coal | BIT | ST | 4 | 2006 | 8 | 1942
13168 | NRG Huntley Operations Inc | 2549 | C R Huntley Generating Station | IPP Non-CHP | NY | 64 | 100 | Conventional Steam Coal | BIT | ST | 4 | 2006 | 10 | 1948
13870 | Nushagak Electric Coop, Inc | 109 | Dillingham | Electric Utility | AK | IC9 | 0.8 | Petroleum Liquids | DFO | IC | 3 | 2006 | 3 | 1985
18454 | Tampa Electric Co | 748 | Phillips | Electric Utility | FL | 3 | 3 | Petroleum Liquids | RFO | CA | 3 | 2006 | 6 | 1983
4375 | City of Corning - (IA) | 1134 | Corning | Electric Utility | IA | 1 | 0.6 | Petroleum Liquids | DFO | IC | 3 | 2006 | 7 | 1945
4375 | City of Corning - (IA) | 1134 | Corning | Electric Utility | IA | 2 | 0.9 | Petroleum Liquids | DFO | IC | 3 | 2006 | 7 | 1950
4375 | City of Corning - (IA) | 1134 | Corning | Electric Utility | IA | 3 | 1.3 | Petroleum Liquids | DFO | IC | 3 | 2006 | 7 | 1955
4375 | City of Corning - (IA) | 1134 | Corning | Electric Utility | IA | 4 | 0.4 | Petroleum Liquids | DFO | IC | 3 | 2006 | 7 | 1938
1647 | City of Bethany - (MO) | 2114 | Bethany | Electric Utility | MO | 8 | 1 | Petroleum Liquids | DFO | IC | 3 | 2006 | 7 | 1993
54888 | NRG Texas Power LLC | 3471 | Webster | IPP Non-CHP | TX | 3 | 374 | Natural Gas Steam Turbine | NG | ST | 3 | 2006 | 5 | 1965
54888 | NRG Texas Power LLC | 3471 | Webster | IPP Non-CHP | TX | GT1 | 13 | Natural Gas Fired Combustion Turbine | NG | GT | 3 | 2006 | 7 | 1967
7477 | Granger Electric Co | 10532 | Granger Electric Generating Station #2 | IPP Non-CHP | MI | 2-2 | 0.8 | Landfill Gas | LFG | IC | 3 | 2006 | 4 | 1991
11736 | City of Marshall - (IL) | 949 | Marshall (IL) | Electric Utility | IL | 1 | 0.8 | Petroleum Liquids | DFO | IC | 2 | 2006 | 99 | 1948
11736 | City of Marshall - (IL) | 949 | Marshall (IL) | Electric Utility | IL | 2 | 0.8 | Petroleum Liquids | DFO | IC | 2 | 2006 | 99 | 1948
11736 | City of Marshall - (IL) | 949 | Marshall (IL) | Electric Utility | IL | 3 | 1.1 | Petroleum Liquids | DFO | IC | 2 | 2006 | 99 | 1953
9417 | Interstate Power and Light Co | 1047 | Lansing | Electric Utility | IA | 1 | 14.1 | Conventional Steam Coal | SUB | ST | 2 | 2006 | 1 | 1948
9275 | Indianola Municipal Utilities | 1150 | Indianola | Electric Utility | IA | 3 | 1 | Petroleum Liquids | DFO | IC | 2 | 2006 | 1 | 1953
17718 | Southwestern Public Service Co | 2469 | Tucumcari | Electric Utility | NM | 4 | 2 | Petroleum Liquids | DFO | IC | 2 | 2006 | 1 | 1959
17718 | Southwestern Public Service Co | 2469 | Tucumcari | Electric Utility | NM | 5 | 1 | Petroleum Liquids | DFO | IC | 2 | 2006 | 0 | 1951
17718 | Southwestern Public Service Co | 2469 | Tucumcari | Electric Utility | NM | 6 | 3 | Petroleum Liquids | DFO | IC | 2 | 2006 | 1 | 1964
17718 | Southwestern Public Service Co | 2469 | Tucumcari | Electric Utility | NM | 8 | 3 | Petroleum Liquids | DFO | IC | 2 | 2006 | 1 | 1968
221 | Alaska Village Elec Coop, Inc | 6333 | Nunapitchuk | Electric Utility | AK | 2 | 0.3 | Petroleum Liquids | DFO | IC | 2 | 2006 | 1 | 1976
221 | Alaska Village Elec Coop, Inc | 6333 | Nunapitchuk | Electric Utility | AK | 3 | 0.3 | Petroleum Liquids | DFO | IC | 2 | 2006 | 4 | 1976
221 | Alaska Village Elec Coop, Inc | 6333 | Nunapitchuk | Electric Utility | AK | 4 | 0.6 | Petroleum Liquids | DFO | IC | 2 | 2006 | 2 | 1986
21116 | YKK USA Inc | 54566 | YKK USA Chestney | Industrial Non-CHP | GA | PPD1 | 0.4 | Petroleum Liquids | DFO | IC | 2 | 2006 | 5 | 1992
21116 | YKK USA Inc | 54566 | YKK USA Chestney | Industrial Non-CHP | GA | PPD2 | 0.4 | Petroleum Liquids | DFO | IC | 2 | 2006 | 5 | 1992
49840 | Waterside Power, LLC | 56189 | Waterside Power, LLC | IPP Non-CHP | CT | 6 | 23.2 | Petroleum Liquids | DFO | GT | 2 | 2006 | 5 | 2004
2550 | City of Burlington - (CO) | 490 | Burlington City of | Electric Utility | CO | 1 | 1 | Petroleum Liquids | DFO | IC | 1 | 2006 | 6 | 1960
2550 | City of Burlington - (CO) | 490 | Burlington City of | Electric Utility | CO | 2 | 2.5 | Petroleum Liquids | DFO | IC | 1 | 2006 | 6 | 1965
2550 | City of Burlington - (CO) | 490 | Burlington City of | Electric Utility | CO | 3 | 2.2 | Petroleum Liquids | DFO | IC | 1 | 2006 | 8 | 1969
2550 | City of Burlington - (CO) | 490 | Burlington City of | Electric Utility | CO | 4 | 0.8 | Petroleum Liquids | DFO | IC | 1 | 2006 | 8 | 1951
9603 | City of Jackson - (MO) | 2137 | Jackson (MO) | Electric Utility | MO | 1 | 0.9 | Petroleum Liquids | DFO | IC | 1 | 2006 | 6 | 1954
9603 | City of Jackson - (MO) | 2137 | Jackson (MO) | Electric Utility | MO | 2 | 0.9 | Petroleum Liquids | DFO | IC | 1 | 2006 | 6 | 1954
11479 | Madison Gas & Electric Co | 3992 | Blount Street | Electric Utility | WI | 1 | 6.8 | Conventional Steam Coal | BIT | ST | 1 | 2006 | 0 | 1925
18155 | RockTenn | 50810 | Stone Container Hodge | Industrial CHP | LA | NO 4 | 3 | Wood/Wood Waste Biomass | BLQ | ST | 1 | 2006 | 1 | 1938
49732 | Chevron Products Company-Richmond | 52105 | Richmond Refinery TG800 | Industrial CHP | CA | GEN3 | 3.7 | Other Gases | OG | ST | 1 | 2006 | 1 | 1936
17879 | City of St. John - (KS) | 1322 | St John | Electric Utility | KS | 3 | 0.9 | Petroleum Liquids | DFO | IC | 12 | 2005 | 88 | 1952
14232 | Otter Tail Power Co | 1943 | Hoot Lake | Electric Utility | MN | 1 | 7.7 | Conventional Steam Coal | SUB | ST | 12 | 2005 | 8 | 1948
14294 | PSEG Power New York Inc | 2539 | Bethlehem Energy Center | IPP Non-CHP | NY | 1 | 90 | Natural Gas Steam Turbine | NG | ST | 12 | 2005 | 10 | 1952
14294 | PSEG Power New York Inc | 2539 | Bethlehem Energy Center | IPP Non-CHP | NY | 2 | 90 | Natural Gas Steam Turbine | NG | ST | 12 | 2005 | 11 | 1952
14294 | PSEG Power New York Inc | 2539 | Bethlehem Energy Center | IPP Non-CHP | NY | 3 | 91 | Natural Gas Steam Turbine | NG | ST | 12 | 2005 | 9 | 1953
14294 | PSEG Power New York Inc | 2539 | Bethlehem Energy Center | IPP Non-CHP | NY | 4 | 94 | Natural Gas Steam Turbine | NG | ST | 12 | 2005 | 8 | 1954
58620 | AEP Generation Resources Inc | 2840 | Conesville | IPP Non-CHP | OH | 1 | 115 | Conventional Steam Coal | BIT | ST | 12 | 2005 | 2 | 1959
58620 | AEP Generation Resources Inc | 2840 | Conesville | IPP Non-CHP | OH | 2 | 115 | Conventional Steam Coal | BIT | ST | 12 | 2005 | 12 | 1957
54888 | NRG Texas Power LLC | 3469 | T H Wharton | IPP Non-CHP | TX | 2 | 229 | Natural Gas Steam Turbine | NG | ST | 12 | 2005 | 6 | 1960
20169 | Avista Corp | 3869 | Nine Mile | Electric Utility | WA | 1 | 2 | Conventional Hydroelectric | WAT | HY | 12 | 2005 | 7 | 1910
18429 | City of Tacoma - (WA) | 3920 | Steam plant | Electric Utility | WA | 1 | 25 | Wood/Wood Waste Biomass | WDS | ST | 12 | 2005 | 1 | 1990
18429 | City of Tacoma - (WA) | 3920 | Steam plant | Electric Utility | WA | 2 | 25 | Wood/Wood Waste Biomass | WDS | ST | 12 | 2005 | 12 | 1989
6958 | City of Garland - (TX) | 4266 | Spencer | Electric Utility | TX | 1 | 12 | Natural Gas Steam Turbine | NG | ST | 12 | 2005 | 6 | 1955
6958 | City of Garland - (TX) | 4266 | Spencer | Electric Utility | TX | 2 | 12 | Natural Gas Steam Turbine | NG | ST | 12 | 2005 | 7 | 1955
14276 | City of Oxford - (KS) | 7432 | Oxford (KS) | Electric Utility | KS | 1 | 0.6 | Petroleum Liquids | DFO | IC | 12 | 2005 | 5 | 1986
14276 | City of Oxford - (KS) | 7432 | Oxford (KS) | Electric Utility | KS | 2 | 0.6 | Petroleum Liquids | DFO | IC | 12 | 2005 | 5 | 1986
14276 | City of Oxford - (KS) | 7432 | Oxford (KS) | Electric Utility | KS | 3 | 0.6 | Petroleum Liquids | DFO | IC | 12 | 2005 | 5 | 1986
15726 | Rayonier Performance Fibers, LLC | 10562 | Rayonier Fernandina Mill | Industrial CHP | FL | GEN2 | 5 | Petroleum Liquids | RFO | ST | 12 | 2005 | 12 | 1939
17460 | South Oak Hospital | 50136 | South Oaks Hospital | Commercial CHP | NY | GEN1 | 0.1 | Natural Gas Internal Combustion Engine | NG | IC | 12 | 2005 | 6 | 1990
15237 | PCS Nitrogen LP | 50341 | PCS Nitrogen Fertilizer LP | Industrial Non-CHP | LA | GEN1 | 19 | Natural Gas Fired Combustion Turbine | NG | GT | 12 | 2005 | 11 | 1986
21148 | Zapco Energy Tactics Corp | 50782 | Taylor Energy Partners LP | IPP Non-CHP | PA | AM1 | 0.6 | Landfill Gas | LFG | IC | 12 | 2005 | 9 | 1987
21148 | Zapco Energy Tactics Corp | 50782 | Taylor Energy Partners LP | IPP Non-CHP | PA | AM3 | 0.4 | Landfill Gas | LFG | IC | 12 | 2005 | 9 | 1987
11556 | Brookfield Energy Marketing LP | 54298 | Coram Energy LLC (ECT) | IPP Non-CHP | CA | SX1S | 3.3 | Onshore Wind Turbine | WND | WT | 12 | 2005 | 12 | 1985
11556 | Brookfield Energy Marketing LP | 54299 | Coram Energy LLC | IPP Non-CHP | CA | SX15 | 1.4 | Onshore Wind Turbine | WND | WT | 12 | 2005 | 12 | 1985
50034 | PPG Industries Inc Works 14 | 54360 | PPG Industries Works 14 | Industrial Non-CHP | IL | 1200 | 1.2 | Petroleum Liquids | DFO | IC | 12 | 2005 | 12 | 1999
3670 | FreePort-McMoRan-Corp-Chino Mines | 54667 | Chino Mines | Industrial Non-CHP | NM | 5 | 9.3 | Natural Gas Steam Turbine | NG | ST | 12 | 2005 | 6 | 1950
3670 | FreePort-McMoRan-Corp-Chino Mines | 54667 | Chino Mines | Industrial Non-CHP | NM | 8 | 27.9 | Natural Gas Steam Turbine | NG | ST | 12 | 2005 | 5 | 1973
49732 | Chevron Products Company-Richmond | 52105 | Richmond Refinery TG800 | Industrial CHP | CA | GEN1 | 3.7 | Other Gases | OG | ST | 11 | 2005 | 1 | 1936
23913 | Borger Energy Associates LP | 55064 | Black Hawk Station | IPP CHP | TX | UNT2 | 110.7 | Natural Gas Fired Combustion Turbine | NG | GT | 11 | 2005 | 6 | 1999
10376 | Kissimmee Utility Authority | 672 | Hansel | Electric Utility | FL | 14 | 2 | Natural Gas Internal Combustion Engine | NG | IC | 10 | 2005 | 2 | 1972
10376 | Kissimmee Utility Authority | 672 | Hansel | Electric Utility | FL | 15 | 2 | Natural Gas Internal Combustion Engine | NG | IC | 10 | 2005 | 2 | 1972
10376 | Kissimmee Utility Authority | 672 | Hansel | Electric Utility | FL | 16 | 2 | Natural Gas Internal Combustion Engine | NG | IC | 10 | 2005 | 2 | 1972
10376 | Kissimmee Utility Authority | 672 | Hansel | Electric Utility | FL | 17 | 2 | Natural Gas Internal Combustion Engine | NG | IC | 10 | 2005 | 2 | 1972
10376 | Kissimmee Utility Authority | 672 | Hansel | Electric Utility | FL | 18 | 2 | Natural Gas Internal Combustion Engine | NG | IC | 10 | 2005 | 2 | 1972
10376 | Kissimmee Utility Authority | 672 | Hansel | Electric Utility | FL | 19 | 2 | Petroleum Liquids | DFO | IC | 10 | 2005 | 2 | 1983
10376 | Kissimmee Utility Authority | 672 | Hansel | Electric Utility | FL | 20 | 2 | Petroleum Liquids | DFO | IC | 10 | 2005 | 2 | 1983
10376 | Kissimmee Utility Authority | 672 | Hansel | Electric Utility | FL | 8 | 2 | Natural Gas Internal Combustion Engine | NG | IC | 10 | 2005 | 2 | 1959
20910 | Wolverine Power Supply Coop | 1877 | George Johnson | Electric Utility | MI | 7 | 10.5 | Natural Gas Fired Combustion Turbine | NG | GT | 10 | 2005 | 1 | 1973
20910 | Wolverine Power Supply Coop | 1877 | George Johnson | Electric Utility | MI | 8 | 10.5 | Natural Gas Fired Combustion Turbine | NG | GT | 10 | 2005 | 1 | 1973
1194 | Baptist Memorial Hospital | 10008 | Baptist Medical Center | Commercial CHP | FL | CG-1 | 0.5 | Natural Gas Internal Combustion Engine | NG | IC | 10 | 2005 | 2 | 1973
4558 | Cutrale Citrus Juices USA Inc | 10188 | Cutrale Citrus Juices USA II | Industrial CHP | FL | GEN3 | 1.3 | Natural Gas Fired Combined Cycle | NG | CA | 10 | 2005 | 11 | 1982
49732 | Chevron Products Company-Richmond | 52105 | Richmond Refinery TG800 | Industrial CHP | CA | GEN4 | 8.4 | Other Gases | OG | ST | 10 | 2005 | 1 | 1950
13407 | Nevada Power Co | 2322 | Clark (NVE) | Electric Utility | NV | 1 | 42 | Natural Gas Steam Turbine | NG | ST | 9 | 2005 | 12 | 1955
13407 | Nevada Power Co | 2322 | Clark (NVE) | Electric Utility | NV | 2 | 66 | Natural Gas Steam Turbine | NG | ST | 9 | 2005 | 7 | 1957
13407 | Nevada Power Co | 2322 | Clark (NVE) | Electric Utility | NV | 3 | 73 | Natural Gas Steam Turbine | NG | ST | 9 | 2005 | 7 | 1961
5914 | Erie Boulevard Hydropower LP | 2596 | Oswego Falls West | IPP Non-CHP | NY | 3 | 0.9 | Conventional Hydroelectric | WAT | HY | 9 | 2005 | 1 | 1914
991 | Air Products & Chemicals Inc | 10639 | New Orleans | Industrial CHP | LA | GEN1 | 19 | Natural Gas Fired Combustion Turbine | NG | GT | 9 | 2005 | 12 | 1984
5543 | E I DuPont De Nemours & Co | 10788 | Belle West Virginia Plant | Industrial CHP | WV | GEN1 | 2 | Natural Gas Steam Turbine | NG | ST | 9 | 2005 | 1 | 1982
3082 | Carrollton Board of Public Wks | 2120 | Carrollton | Electric Utility | MO | 6 | 1 | Natural Gas Internal Combustion Engine | NG | IC | 8 | 2005 | 88 | 1956
8366 | Heber Light & Power Company | 7111 | Heber City | Electric Utility | UT | NA7 | 1.5 | Petroleum Liquids | DFO | IC | 8 | 2005 | 4 | 1996
8366 | Heber Light & Power Company | 7111 | Heber City | Electric Utility | UT | NA8 | 1.5 | Petroleum Liquids | DFO | IC | 8 | 2005 | 12 | 1991
4959 | Aniak Light & Power Co Inc | 7182 | Aniak | Electric Utility | AK | 3 | 0.2 | Petroleum Liquids | DFO | IC | 8 | 2005 | 7 | 1980
4959 | Aniak Light & Power Co Inc | 7182 | Aniak | Electric Utility | AK | 4 | 0.2 | Petroleum Liquids | DFO | IC | 8 | 2005 | 7 | 1980
11481 | City of Madison - (NE) | 7469 | Madison Utilities | Electric Utility | NE | FM4 | 0.5 | Petroleum Liquids | DFO | IC | 8 | 2005 | 3 | 1948
13945 | Oakwood Hospital Med Center | 50260 | Oakwood Hospital & Medical Center | Commercial Non-CHP | MI | 300KW | 0.3 | Petroleum Liquids | DFO | IC | 8 | 2005 | 1 | 1972
6090 | ExxonMobil Oil Corp | 50625 | ExxonMobil Beaumont Refinery | Industrial CHP | TX | TG7 | 9.5 | Other Gases | OG | ST | 8 | 2005 | 2 | 1957
6090 | ExxonMobil Oil Corp | 50625 | ExxonMobil Beaumont Refinery | Industrial CHP | TX | TG9 | 9.5 | Other Gases | OG | ST | 8 | 2005 | 6 | 1959
1871 | City of Blooming Prairie - (MN) | 1966 | Blooming Prairie | Electric Utility | MN | 3 | 1.4 | Petroleum Liquids | DFO | IC | 7 | 2005 | 5 | 1957
3082 | Carrollton Board of Public Wks | 2120 | Carrollton | Electric Utility | MO | 4 | 0.7 | Natural Gas Internal Combustion Engine | NG | IC | 7 | 2005 | 88 | 1963
3082 | Carrollton Board of Public Wks | 2120 | Carrollton | Electric Utility | MO | 5 | 0.8 | Natural Gas Internal Combustion Engine | NG | IC | 7 | 2005 | 88 | 1951
803 | Arizona Public Service Co | 112 | Childs | Electric Utility | AZ | 1 | 1.4 | Conventional Hydroelectric | WAT | HY | 6 | 2005 | 6 | 1909
803 | Arizona Public Service Co | 112 | Childs | Electric Utility | AZ | 2 | 1.4 | Conventional Hydroelectric | WAT | HY | 6 | 2005 | 7 | 1909
803 | Arizona Public Service Co | 112 | Childs | Electric Utility | AZ | 3 | 1.4 | Conventional Hydroelectric | WAT | HY | 6 | 2005 | 9 | 1909
803 | Arizona Public Service Co | 115 | Irving | Electric Utility | AZ | 1 | 1.4 | Conventional Hydroelectric | WAT | HY | 6 | 2005 | 4 | 1916
15147 | PSEG Fossil LLC | 2404 | PSEG Kearny Generating Station | IPP Non-CHP | NJ | 7 | 150 | Petroleum Liquids | RFO | ST | 6 | 2005 | 3 | 1953
15147 | PSEG Fossil LLC | 2404 | PSEG Kearny Generating Station | IPP Non-CHP | NJ | 8 | 150 | Petroleum Liquids | RFO | ST | 6 | 2005 | 1 | 1953
56488 | Ascend Performance Materials | 10418 | Ascend Performance Materials Texas Inc. | Industrial CHP | TX | GEN2 | 1.2 | Other Gases | OG | ST | 6 | 2005 | 10 | 1990
56488 | Ascend Performance Materials | 10418 | Ascend Performance Materials Texas Inc. | Industrial CHP | TX | GEN3 | 2 | Other Gases | OG | ST | 6 | 2005 | 10 | 1990
18981 | Thomson Corp | 54294 | West Group Data Center | Commercial Non-CHP | MN | 2178 | 0.7 | Petroleum Liquids | DFO | IC | 6 | 2005 | 7 | 1990
18981 | Thomson Corp | 54294 | West Group Data Center | Commercial Non-CHP | MN | 2179 | 0.7 | Petroleum Liquids | DFO | IC | 6 | 2005 | 7 | 1990
18981 | Thomson Corp | 54294 | West Group Data Center | Commercial Non-CHP | MN | 2180 | 0.7 | Petroleum Liquids | DFO | IC | 6 | 2005 | 7 | 1990
7140 | Georgia Power Co | 734 | Riverside (GA) | Electric Utility | GA | 6 | 19 | Natural Gas Steam Turbine | NG | ST | 5 | 2005 | 5 | 1949
7140 | Georgia Power Co | 734 | Riverside (GA) | Electric Utility | GA | 7 | 20 | Natural Gas Steam Turbine | NG | ST | 5 | 2005 | 7 | 1954
56606 | Calpine New Jersey Generation LLC | 2384 | Deepwater | IPP Non-CHP | NJ | GTA | 19 | Natural Gas Fired Combustion Turbine | NG | GT | 5 | 2005 | 4 | 1967
23279 | Allegheny Energy Supply Co LLC | 3182 | FirstEnergy Springdale Power Station | IPP Non-CHP | PA | 7 | 86 | Petroleum Liquids | RFO | ST | 5 | 2005 | 12 | 1945
23279 | Allegheny Energy Supply Co LLC | 3182 | FirstEnergy Springdale Power Station | IPP Non-CHP | PA | 8 | 121 | Petroleum Liquids | DFO | ST | 5 | 2005 | 6 | 1954
6958 | City of Garland - (TX) | 3574 | C E Newman | Electric Utility | TX | 1 | 8 | Natural Gas Steam Turbine | NG | ST | 5 | 2005 | 2 | 1957
6958 | City of Garland - (TX) | 3574 | C E Newman | Electric Utility | TX | 2 | 8 | Natural Gas Steam Turbine | NG | ST | 5 | 2005 | 4 | 1957
6958 | City of Garland - (TX) | 3574 | C E Newman | Electric Utility | TX | 3 | 17 | Natural Gas Steam Turbine | NG | ST | 5 | 2005 | 5 | 1960
6958 | City of Garland - (TX) | 3574 | C E Newman | Electric Utility | TX | 4 | 18 | Natural Gas Steam Turbine | NG | ST | 5 | 2005 | 6 | 1961
6958 | City of Garland - (TX) | 4266 | Spencer | Electric Utility | TX | 3 | 22 | Natural Gas Steam Turbine | NG | ST | 5 | 2005 | 5 | 1962
6091 | Exxon Mobil Refining and Supply Co. | 10436 | ExxonMobil Baytown Refinery | Industrial CHP | TX | GT35 | 12.3 | Natural Gas Fired Combustion Turbine | NG | GT | 5 | 2005 | 1 | 1970
6091 | Exxon Mobil Refining and Supply Co. | 10436 | ExxonMobil Baytown Refinery | Industrial CHP | TX | GT36 | 12.9 | Natural Gas Fired Combustion Turbine | NG | GT | 5 | 2005 | 1 | 1972
6091 | Exxon Mobil Refining and Supply Co. | 10436 | ExxonMobil Baytown Refinery | Industrial CHP | TX | GT37 | 14.6 | Natural Gas Fired Combustion Turbine | NG | GT | 5 | 2005 | 1 | 1976
22040 | Washington State University | 50083 | Washington State University | Commercial CHP | WA | GEN1 | 2 | Conventional Steam Coal | BIT | ST | 5 | 2005 | 10 | 1963
49732 | Chevron Products Company-Richmond | 52105 | Richmond Refinery TG800 | Industrial CHP | CA | GEN2 | 3.7 | Other Gases | OG | ST | 5 | 2005 | 1 | 1936
49969 | Lincoln Paper and Tissue, LLC | 54587 | Lincoln Paper & Tissue | Industrial Non-CHP | ME | GE | 2 | Wood/Wood Waste Biomass | BLQ | ST | 5 | 2005 | 1 | 1951
56482 | Gamesa Wind US | 692 | Medicine Bow | Electric Utility | WY | 3 | 0.1 | Onshore Wind Turbine | WND | WT | 4 | 2005 | 4 | 1998
4226 | Consolidated Edison Co-NY Inc | 2502 | Waterside | Electric Utility | NY | 6 | 69 | Petroleum Liquids | RFO | ST | 4 | 2005 | 7 | 1941
4226 | Consolidated Edison Co-NY Inc | 2502 | Waterside | Electric Utility | NY | 8 | 49.8 | Petroleum Liquids | RFO | ST | 4 | 2005 | 6 | 1949
4226 | Consolidated Edison Co-NY Inc | 2502 | Waterside | Electric Utility | NY | 9 | 48.4 | Petroleum Liquids | RFO | ST | 4 | 2005 | 10 | 1949
221 | Alaska Village Elec Coop, Inc | 6314 | Emmonak | Electric Utility | AK | 4 | 0.3 | Petroleum Liquids | DFO | IC | 4 | 2005 | 12 | 1980
221 | Alaska Village Elec Coop, Inc | 6314 | Emmonak | Electric Utility | AK | 5 | 0.5 | Petroleum Liquids | DFO | IC | 4 | 2005 | 3 | 1988
221 | Alaska Village Elec Coop, Inc | 6341 | Selawik | Electric Utility | AK | 2 | 0.7 | Petroleum Liquids | DFO | IC | 4 | 2005 | 6 | 2003
7969 | City of Halstad - (MN) | 8105 | Halstad | Electric Utility | MN | 1 | 0.6 | Petroleum Liquids | DFO | IC | 4 | 2005 | 1 | 1955
7969 | City of Halstad - (MN) | 8105 | Halstad | Electric Utility | MN | 2 | 0.3 | Petroleum Liquids | DFO | IC | 4 | 2005 | 1 | 1940
7969 | City of Halstad - (MN) | 8105 | Halstad | Electric Utility | MN | 3 | 0.1 | Petroleum Liquids | DFO | IC | 4 | 2005 | 1 | 1947
12384 | Midwest Generations EME LLC | 867 | Crawford | IPP Non-CHP | IL | 311 | 17.3 | Natural Gas Fired Combustion Turbine | NG | GT | 3 | 2005 | 7 | 1968
12384 | Midwest Generations EME LLC | 867 | Crawford | IPP Non-CHP | IL | 312 | 13.7 | Natural Gas Fired Combustion Turbine | NG | GT | 3 | 2005 | 6 | 1968
12384 | Midwest Generations EME LLC | 867 | Crawford | IPP Non-CHP | IL | 313 | 14.4 | Natural Gas Fired Combustion Turbine | NG | GT | 3 | 2005 | 7 | 1968
12384 | Midwest Generations EME LLC | 867 | Crawford | IPP Non-CHP | IL | 314 | 13.9 | Natural Gas Fired Combustion Turbine | NG | GT | 3 | 2005 | 7 | 1968
12384 | Midwest Generations EME LLC | 867 | Crawford | IPP Non-CHP | IL | 321 | 14.7 | Natural Gas Fired Combustion Turbine | NG | GT | 3 | 2005 | 7 | 1968
12384 | Midwest Generations EME LLC | 867 | Crawford | IPP Non-CHP | IL | 322 | 14.7 | Natural Gas Fired Combustion Turbine | NG | GT | 3 | 2005 | 7 | 1968
12384 | Midwest Generations EME LLC | 867 | Crawford | IPP Non-CHP | IL | 323 | 13.9 | Natural Gas Fired Combustion Turbine | NG | GT | 3 | 2005 | 7 | 1968
12384 | Midwest Generations EME LLC | 867 | Crawford | IPP Non-CHP | IL | 324 | 14.2 | Natural Gas Fired Combustion Turbine | NG | GT | 3 | 2005 | 6 | 1968
12384 | Midwest Generations EME LLC | 867 | Crawford | IPP Non-CHP | IL | 331 | 14.2 | Natural Gas Fired Combustion Turbine | NG | GT | 3 | 2005 | 7 | 1968
12384 | Midwest Generations EME LLC | 867 | Crawford | IPP Non-CHP | IL | 332 | 13.8 | Natural Gas Fired Combustion Turbine | NG | GT | 3 | 2005 | 7 | 1968
12384 | Midwest Generations EME LLC | 867 | Crawford | IPP Non-CHP | IL | 333 | 14.3 | Natural Gas Fired Combustion Turbine | NG | GT | 3 | 2005 | 7 | 1968
12384 | Midwest Generations EME LLC | 867 | Crawford | IPP Non-CHP | IL | 334 | 13.7 | Natural Gas Fired Combustion Turbine | NG | GT | 3 | 2005 | 6 | 1968
2888 | City of Cambridge - (NE) | 2223 | Cambridge | Electric Utility | NE | 1 | 0.7 | Petroleum Liquids | DFO | IC | 3 | 2005 | 7 | 1957
2888 | City of Cambridge - (NE) | 2223 | Cambridge | Electric Utility | NE | 2 | 0.8 | Petroleum Liquids | DFO | IC | 3 | 2005 | 12 | 1963
2888 | City of Cambridge - (NE) | 2223 | Cambridge | Electric Utility | NE | 3 | 1.2 | Petroleum Liquids | DFO | IC | 3 | 2005 | 8 | 1971
7140 | Georgia Power Co | 734 | Riverside (GA) | Electric Utility | GA | 8 | 39 | Natural Gas Steam Turbine | NG | ST | 2 | 2005 | 6 | 1956
27813 | USCE-Mobile District | 759 | Buford | Electric Utility | GA | 3 | 6 | Conventional Hydroelectric | WAT | HY | 2 | 2005 | 7 | 1957
20315 | City of Wellington - (KS) | 1330 | Wellington 1 | Electric Utility | KS | 5 | 1 | Petroleum Liquids | DFO | IC | 2 | 2005 | 88 | 1956
56201 | GDF Suez North America | 50137 | Newgulf Cogen | IPP Non-CHP | TX | GEN2 | 12 | Natural Gas Fired Combined Cycle | NG | CA | 2 | 2005 | 12 | 1988
3710 | City of Clay Center - (KS) | 1270 | Clay Center | Electric Utility | KS | 4 | 1.5 | Natural Gas Steam Turbine | NG | ST | 1 | 2005 | 88 | 1942
298 | City of Alexandria - (LA) | 6558 | D G Hunter | Electric Utility | LA | 1 | 16 | Natural Gas Steam Turbine | NG | ST | 1 | 2005 | 0 | 1956
298 | City of Alexandria - (LA) | 6558 | D G Hunter | Electric Utility | LA | 2 | 16 | Natural Gas Steam Turbine | NG | ST | 1 | 2005 | 0 | 1956
1857 | Block Island Power Co | 6567 | Block Island | Electric Utility | RI | 11 | 0.8 | Petroleum Liquids | DFO | IC | 1 | 2005 | 99 | 1972
14928 | Pfizer Inc | 54236 | Pfizer Groton Plant | Industrial CHP | CT | TG 1 | 2.5 | Natural Gas Steam Turbine | NG | ST | 1 | 2005 | 1 | 1948
56334 | WEHRAN Energy Corporation | 55778 | Brookhaven Facility | IPP Non-CHP | NY | BH1 | 1.2 | Landfill Gas | LFG | IC | 1 | 2005 | 1 | 1995
13584 | NRG El Segundo Operations Inc | 341 | Long Beach Generation LLC | IPP Non-CHP | CA | CT5 | 63 | Natural Gas Fired Combined Cycle | NG | CT | 12 | 2004 | 4 | 1977
13584 | NRG El Segundo Operations Inc | 341 | Long Beach Generation LLC | IPP Non-CHP | CA | CT6 | 63 | Natural Gas Fired Combined Cycle | NG | CT | 12 | 2004 | 4 | 1977
13584 | NRG El Segundo Operations Inc | 341 | Long Beach Generation LLC | IPP Non-CHP | CA | CT7 | 63 | Natural Gas Fired Combined Cycle | NG | CT | 12 | 2004 | 4 | 1977
13584 | NRG El Segundo Operations Inc | 341 | Long Beach Generation LLC | IPP Non-CHP | CA | ST8 | 80 | Natural Gas Fired Combined Cycle | NG | CA | 12 | 2004 | 12 | 1976
13584 | NRG El Segundo Operations Inc | 341 | Long Beach Generation LLC | IPP Non-CHP | CA | ST9 | 63 | Natural Gas Fired Combined Cycle | NG | CA | 12 | 2004 | 4 | 1977
27813 | USCE-Mobile District | 759 | Buford | Electric Utility | GA | 2 | 40 | Conventional Hydroelectric | WAT | HY | 12 | 2004 | 6 | 1957
12384 | Midwest Generations EME LLC | 866 | Calumet | IPP Non-CHP | IL | 311 | 14.7 | Natural Gas Fired Combustion Turbine | NG | GT | 12 | 2004 | 6 | 1969
12384 | Midwest Generations EME LLC | 866 | Calumet | IPP Non-CHP | IL | 312 | 14.1 | Natural Gas Fired Combustion Turbine | NG | GT | 12 | 2004 | 6 | 1969
12384 | Midwest Generations EME LLC | 866 | Calumet | IPP Non-CHP | IL | 313 | 12.3 | Natural Gas Fired Combustion Turbine | NG | GT | 12 | 2004 | 6 | 1969
12384 | Midwest Generations EME LLC | 866 | Calumet | IPP Non-CHP | IL | 314 | 14.8 | Natural Gas Fired Combustion Turbine | NG | GT | 12 | 2004 | 6 | 1969
12384 | Midwest Generations EME LLC | 866 | Calumet | IPP Non-CHP | IL | 321 | 14.1 | Natural Gas Fired Combustion Turbine | NG | GT | 12 | 2004 | 6 | 1996
12384 | Midwest Generations EME LLC | 866 | Calumet | IPP Non-CHP | IL | 322 | 14.2 | Natural Gas Fired Combustion Turbine | NG | GT | 12 | 2004 | 6 | 1996
12384 | Midwest Generations EME LLC | 866 | Calumet | IPP Non-CHP | IL | 323 | 14.2 | Natural Gas Fired Combustion Turbine | NG | GT | 12 | 2004 | 6 | 1969
12384 | Midwest Generations EME LLC | 866 | Calumet | IPP Non-CHP | IL | 324 | 14.2 | Natural Gas Fired Combustion Turbine | NG | GT | 12 | 2004 | 6 | 1969
12384 | Midwest Generations EME LLC | 866 | Calumet | IPP Non-CHP | IL | 331 | 15.1 | Natural Gas Fired Combustion Turbine | NG | GT | 12 | 2004 | 6 | 1969
12384 | Midwest Generations EME LLC | 866 | Calumet | IPP Non-CHP | IL | 332 | 13 | Natural Gas Fired Combustion Turbine | NG | GT | 12 | 2004 | 6 | 1969
12384 | Midwest Generations EME LLC | 866 | Calumet | IPP Non-CHP | IL | 333 | 13.6 | Natural Gas Fired Combustion Turbine | NG | GT | 12 | 2004 | 6 | 1969
12384 | Midwest Generations EME LLC | 866 | Calumet | IPP Non-CHP | IL | 341 | 13.7 | Natural Gas Fired Combustion Turbine | NG | GT | 12 | 2004 | 6 | 1970
12384 | Midwest Generations EME LLC | 866 | Calumet | IPP Non-CHP | IL | 342 | 14 | Natural Gas Fired Combustion Turbine | NG | GT | 12 | 2004 | 6 | 1970
12384 | Midwest Generations EME LLC | 866 | Calumet | IPP Non-CHP | IL | 343 | 13.6 | Natural Gas Fired Combustion Turbine | NG | GT | 12 | 2004 | 6 | 1970
12384 | Midwest Generations EME LLC | 866 | Calumet | IPP Non-CHP | IL | 344 | 8.3 | Natural Gas Fired Combustion Turbine | NG | GT | 12 | 2004 | 6 | 1970
12384 | Midwest Generations EME LLC | 870 | Electric Junction | IPP Non-CHP | IL | 311 | 14.6 | Natural Gas Fired Combustion Turbine | NG | GT | 12 | 2004 | 6 | 1970
12384 | Midwest Generations EME LLC | 870 | Electric Junction | IPP Non-CHP | IL | 312 | 15 | Natural Gas Fired Combustion Turbine | NG | GT | 12 | 2004 | 6 | 1970
12384 | Midwest Generations EME LLC | 870 | Electric Junction | IPP Non-CHP | IL | 313 | 15.1 | Natural Gas Fired Combustion Turbine | NG | GT | 12 | 2004 | 6 | 1970
12384 | Midwest Generations EME LLC | 870 | Electric Junction | IPP Non-CHP | IL | 314 | 14.7 | Natural Gas Fired Combustion Turbine | NG | GT | 12 | 2004 | 6 | 1970
12384 | Midwest Generations EME LLC | 870 | Electric Junction | IPP Non-CHP | IL | 321 | 14.9 | Natural Gas Fired Combustion Turbine | NG | GT | 12 | 2004 | 6 | 1970
12384 | Midwest Generations EME LLC | 870 | Electric Junction | IPP Non-CHP | IL | 322 | 14.6 | Natural Gas Fired Combustion Turbine | NG | GT | 12 | 2004 | 6 | 1970
12384 | Midwest Generations EME LLC | 870 | Electric Junction | IPP Non-CHP | IL | 323 | 14.4 | Natural Gas Fired Combustion Turbine | NG | GT | 12 | 2004 | 6 | 1970
12384 | Midwest Generations EME LLC | 870 | Electric Junction | IPP Non-CHP | IL | 324 | 15.3 | Natural Gas Fired Combustion Turbine | NG | GT | 12 | 2004 | 6 | 1970
12384 | Midwest Generations EME LLC | 870 | Electric Junction | IPP Non-CHP | IL | 331 | 14.7 | Natural Gas Fired Combustion Turbine | NG | GT | 12 | 2004 | 8 | 1970
12384 | Midwest Generations EME LLC | 870 | Electric Junction | IPP Non-CHP | IL | 332 | 15.1 | Natural Gas Fired Combustion Turbine | NG | GT | 12 | 2004 | 8 | 1970
12384 | Midwest Generations EME LLC | 870 | Electric Junction | IPP Non-CHP | IL | 333 | 14.7 | Natural Gas Fired Combustion Turbine | NG | GT | 12 | 2004 | 6 | 1970
12384 | Midwest Generations EME LLC | 870 | Electric Junction | IPP Non-CHP | IL | 334 | 14.7 | Natural Gas Fired Combustion Turbine | NG | GT | 12 | 2004 | 4 | 1971
12384 | Midwest Generations EME LLC | 870 | Electric Junction | IPP Non-CHP | IL | 341 | 9.5 | Natural Gas Fired Combustion Turbine | NG | GT | 12 | 2004 | 4 | 1971
12384 | Midwest Generations EME LLC | 870 | Electric Junction | IPP Non-CHP | IL | 342 | 9.8 | Natural Gas Fired Combustion Turbine | NG | GT | 12 | 2004 | 4 | 1971
12384 | Midwest Generations EME LLC | 870 | Electric Junction | IPP Non-CHP | IL | 343 | 10.4 | Natural Gas Fired Combustion Turbine | NG | GT | 12 | 2004 | 4 | 1971
12384 | Midwest Generations EME LLC | 870 | Electric Junction | IPP Non-CHP | IL | 344 | 9.9 | Natural Gas Fired Combustion Turbine | NG | GT | 12 | 2004 | 4 | 1971
12384 | Midwest Generations EME LLC | 874 | Joliet 9 | IPP Non-CHP | IL | 311 | 15.8 | Natural Gas Fired Combustion Turbine | NG | GT | 12 | 2004 | 5 | 1969
12384 | Midwest Generations EME LLC | 874 | Joliet 9 | IPP Non-CHP | IL | 312 | 14.5 | Natural Gas Fired Combustion Turbine | NG | GT | 12 | 2004 | 5 | 1969
12384 | Midwest Generations EME LLC | 874 | Joliet 9 | IPP Non-CHP | IL | 313 | 14.6 | Natural Gas Fired Combustion Turbine | NG | GT | 12 | 2004 | 5 | 1969
12384 | Midwest Generations EME LLC | 874 | Joliet 9 | IPP Non-CHP | IL | 314 | 14 | Natural Gas Fired Combustion Turbine | NG | GT | 12 | 2004 | 5 | 1969
12384 | Midwest Generations EME LLC | 874 | Joliet 9 | IPP Non-CHP | IL | 321 | 14.1 | Natural Gas Fired Combustion Turbine | NG | GT | 12 | 2004 | 5 | 1969
12384 | Midwest Generations EME LLC | 874 | Joliet 9 | IPP Non-CHP | IL | 322 | 14.1 | Natural Gas Fired Combustion Turbine | NG | GT | 12 | 2004 | 5 | 1969
12384 | Midwest Generations EME LLC | 874 | Joliet 9 | IPP Non-CHP | IL | 323 | 14.1 | Natural Gas Fired Combustion Turbine | NG | GT | 12 | 2004 | 5 | 1969
12384 | Midwest Generations EME LLC | 874 | Joliet 9 | IPP Non-CHP | IL | 324 | 13.9 | Natural Gas Fired Combustion Turbine | NG | GT | 12 | 2004 | 5 | 1969
12384 | Midwest Generations EME LLC | 877 | Lombard | IPP Non-CHP | IL | 311 | 16.2 | Petroleum Liquids | KER | GT | 12 | 2004 | 6 | 1969
12384 | Midwest Generations EME LLC | 877 | Lombard | IPP Non-CHP | IL | 312 | 18.4 | Natural Gas Fired Combustion Turbine | NG | GT | 12 | 2004 | 6 | 1969
12384 | Midwest Generations EME LLC | 877 | Lombard | IPP Non-CHP | IL | 321 | 15.5 | Petroleum Liquids | KER | GT | 12 | 2004 | 6 | 1969
12384 | Midwest Generations EME LLC | 877 | Lombard | IPP Non-CHP | IL | 322 | 18.8 | Petroleum Liquids | KER | GT | 12 | 2004 | 6 | 1969
12384 | Midwest Generations EME LLC | 877 | Lombard | IPP Non-CHP | IL | 331 | 16.2 | Petroleum Liquids | KER | GT | 12 | 2004 | 6 | 1969
12384 | Midwest Generations EME LLC | 877 | Lombard | IPP Non-CHP | IL | 332 | 18.3 | Natural Gas Fired Combustion Turbine | NG | GT | 12 | 2004 | 6 | 1969
12384 | Midwest Generations EME LLC | 882 | Sabrooke | IPP Non-CHP | IL | 311 | 12.8 | Petroleum Liquids | DFO | GT | 12 | 2004 | 5 | 1969
12384 | Midwest Generations EME LLC | 882 | Sabrooke | IPP Non-CHP | IL | 312 | 12.4 | Petroleum Liquids | DFO | GT | 12 | 2004 | 5 | 1969
12384 | Midwest Generations EME LLC | 882 | Sabrooke | IPP Non-CHP | IL | 321 | 11.4 | Petroleum Liquids | DFO | GT | 12 | 2004 | 5 | 1969
12384 | Midwest Generations EME LLC | 882 | Sabrooke | IPP Non-CHP | IL | 322 | 13.5 | Petroleum Liquids | DFO | GT | 12 | 2004 | 5 | 1969
12384 | Midwest Generations EME LLC | 882 | Sabrooke | IPP Non-CHP | IL | 331 | 11 | Petroleum Liquids | DFO | GT | 12 | 2004 | 5 | 1970
12384 | Midwest Generations EME LLC | 882 | Sabrooke | IPP Non-CHP | IL | 332 | 12.8 | Petroleum Liquids | DFO | GT | 12 | 2004 | 5 | 1970
12384 | Midwest Generations EME LLC | 882 | Sabrooke | IPP Non-CHP | IL | 341 | 12.5 | Petroleum Liquids | DFO | GT | 12 | 2004 | 5 | 1970
12384 | Midwest Generations EME LLC | 882 | Sabrooke | IPP Non-CHP | IL | 342 | 13.1 | Petroleum Liquids | DFO | GT | 12 | 2004 | 5 | 1970
3355 | City of Chanute | 1267 | Chanute 1 | Electric Utility | KS | 4 | 4 | Natural Gas Steam Turbine | NG | ST | 12 | 2004 | 8 | 1949
3355 | City of Chanute | 1267 | Chanute 1 | Electric Utility | KS | 5 | 1.5 | Natural Gas Internal Combustion Engine | NG | IC | 12 | 2004 | 8 | 1955
3355 | City of Chanute | 1267 | Chanute 1 | Electric Utility | KS | 6 | 9.8 | Natural Gas Steam Turbine | NG | ST | 12 | 2004 | 8 | 1957
1015 | Austin Energy | 3549 | Holly Street | Electric Utility | TX | 1 | 100 | Natural Gas Steam Turbine | NG | ST | 12 | 2004 | 11 | 1960
1015 | Austin Energy | 3549 | Holly Street | Electric Utility | TX | 2 | 100 | Natural Gas Steam Turbine | NG | ST | 12 | 2004 | 6 | 1964
17569 | City of South Norwalk - (CT) | 6598 | South Norwalk Electric | Electric Utility | CT | 1 | 5 | Petroleum Liquids | DFO | IC | 12 | 2004 | 11 | 1972
17569 | City of South Norwalk - (CT) | 6598 | South Norwalk Electric | Electric Utility | CT | 2 | 2 | Petroleum Liquids | DFO | IC | 12 | 2004 | 11 | 1940
17569 | City of South Norwalk - (CT) | 6598 | South Norwalk Electric | Electric Utility | CT | 3 | 2 | Petroleum Liquids | DFO | IC | 12 | 2004 | 3 | 1942
17569 | City of South Norwalk - (CT) | 6598 | South Norwalk Electric | Electric Utility | CT | 4 | 3.1 | Petroleum Liquids | DFO | IC | 12 | 2004 | 11 | 1951
17569 | City of South Norwalk - (CT) | 6598 | South Norwalk Electric | Electric Utility | CT | 5 | 3.2 | Petroleum Liquids | DFO | IC | 12 | 2004 | 3 | 1960
55919 | Georgia-Pacific Consr Prods LP-Green Bay | 10360 | Green Bay West Mill | Industrial CHP | WI | GEN8 | 20 | Conventional Steam Coal | BIT | ST | 12 | 2004 | 1 | 1977
17566 | South Houston Green Power LP | 52131 | Power Station 3 | Industrial CHP | TX | 307A | 20 | Natural Gas Fired Combined Cycle | NG | CA | 12 | 2004 | 1 | 1964
17566 | South Houston Green Power LP | 52131 | Power Station 3 | Industrial CHP | TX | 307B | 20 | Natural Gas Fired Combined Cycle | NG | CA | 12 | 2004 | 1 | 1964
17566 | South Houston Green Power LP | 52131 | Power Station 3 | Industrial CHP | TX | 307C | 10 | Natural Gas Fired Combined Cycle | NG | CT | 12 | 2004 | 1 | 1964
17566 | South Houston Green Power LP | 52131 | Power Station 3 | Industrial CHP | TX | 307D | 20 | Natural Gas Fired Combined Cycle | NG | CA | 12 | 2004 | 1 | 1966
17566 | South Houston Green Power LP | 52131 | Power Station 3 | Industrial CHP | TX | 307E | 13.5 | Natural Gas Fired Combined Cycle | NG | CT | 12 | 2004 | 1 | 1966
17566 | South Houston Green Power LP | 52131 | Power Station 3 | Industrial CHP | TX | 307F | 14 | Natural Gas Fired Combined Cycle | NG | CT | 12 | 2004 | 1 | 1978
4579 | Coram Energy, LLC | 54297 | Coram Energy LLC | IPP Non-CHP | CA | SX15 | 1 | Onshore Wind Turbine | WND | WT | 12 | 2004 | 12 | 1984
3670 | FreePort-McMoRan-Corp-Chino Mines | 54667 | Chino Mines | Industrial Non-CHP | NM | 4 | 7 | Natural Gas Steam Turbine | NG | ST | 12 | 2004 | 6 | 1930
56516 | Morris Energy Operations Company, LLC | 54693 | York Generation Company LLC | IPP Non-CHP | PA | GT#3 | 7.1 | Natural Gas Fired Combined Cycle | NG | CT | 12 | 2004 | 4 | 1989
56516 | Morris Energy Operations Company, LLC | 54693 | York Generation Company LLC | IPP Non-CHP | PA | GT#4 | 7.1 | Natural Gas Fired Combined Cycle | NG | CT | 12 | 2004 | 4 | 1989
5957 | City of Erie - (KS) | 1276 | Erie | Electric Utility | KS | 4 | 0.9 | Petroleum Liquids | DFO | IC | 10 | 2004 | 4 | 1964
4226 | Consolidated Edison Co-NY Inc | 2496 | Hudson Avenue | Electric Utility | NY | 10 | 64.3 | Petroleum Liquids | RFO | ST | 10 | 2004 | 11 | 1951
12384 | Midwest Generations EME LLC | 6025 | Collins | IPP Non-CHP | IL | 1 | 554 | Natural Gas Steam Turbine | NG | ST | 10 | 2004 | 5 | 1978
12384 | Midwest Generations EME LLC | 6025 | Collins | IPP Non-CHP | IL | 2 | 554 | Natural Gas Steam Turbine | NG | ST | 10 | 2004 | 10 | 1977
12384 | Midwest Generations EME LLC | 6025 | Collins | IPP Non-CHP | IL | 3 | 530 | Natural Gas Steam Turbine | NG | ST | 10 | 2004 | 5 | 1977
12384 | Midwest Generations EME LLC | 6025 | Collins | IPP Non-CHP | IL | 4 | 530 | Natural Gas Steam Turbine | NG | ST | 10 | 2004 | 12 | 1978
12384 | Midwest Generations EME LLC | 6025 | Collins | IPP Non-CHP | IL | 5 | 503 | Natural Gas Steam Turbine | NG | ST | 10 | 2004 | 6 | 1979
10451 | Kotzebue Electric Assn Inc | 6304 | Kotzebue | Electric Utility | AK | 9 | 2.1 | Petroleum Liquids | DFO | IC | 10 | 2004 | 12 | 1983
13945 | Oakwood Hospital Med Center | 50260 | Oakwood Hospital & Medical Center | Commercial Non-CHP | MI | EG#1 | 0.5 | Natural Gas Internal Combustion Engine | NG | IC | 10 | 2004 | 4 | 1989
13945 | Oakwood Hospital Med Center | 50260 | Oakwood Hospital & Medical Center | Commercial Non-CHP | MI | EG#2 | 0.5 | Natural Gas Internal Combustion Engine | NG | IC | 10 | 2004 | 4 | 1989
13945 | Oakwood Hospital Med Center | 50260 | Oakwood Hospital & Medical Center | Commercial Non-CHP | MI | EG#3 | 0.5 | Natural Gas Internal Combustion Engine | NG | IC | 10 | 2004 | 4 | 1989
11208 | Los Angeles Department of Water & Power | 400 | Haynes | Electric Utility | CA | 3 | 222 | Natural Gas Steam Turbine | NG | ST | 9 | 2004 | 7 | 1964
7140 | Georgia Power Co | 734 | Riverside (GA) | Electric Utility | GA | 4 | 20 | Natural Gas Steam Turbine | NG | ST | 9 | 2004 | 3 | 1926
7140 | Georgia Power Co | 734 | Riverside (GA) | Electric Utility | GA | 5 | 9 | Natural Gas Steam Turbine | NG | ST | 9 | 2004 | 4 | 1936
9011 | City of Hugoton - (KS) | 1289 | Hugoton 1 | Electric Utility | KS | 1 | 0.6 | Petroleum Liquids | DFO | IC | 9 | 2004 | 1 | 1949
59528 | Veolia - Kendall Green Energy | 1595 | Kendall Square Station | IPP CHP | MA | JET2 | 20 | Petroleum Liquids | JF | GT | 9 | 2004 | 3 | 1972
11332 | City of Luverne - (MN) | 1990 | Luverne | Electric Utility | MN | 4B | 0.6 | Petroleum Liquids | DFO | IC | 9 | 2004 | 3 | 1941
20847 | Wisconsin Electric Power Co | 4040 | Port Washington Generating Station | Electric Utility | WI | 1 | 65 | Conventional Steam Coal | BIT | ST | 9 | 2004 | 10 | 1935
20847 | Wisconsin Electric Power Co | 4040 | Port Washington Generating Station | Electric Utility | WI | 2 | 80 | Conventional Steam Coal | BIT | ST | 9 | 2004 | 10 | 1943
20847 | Wisconsin Electric Power Co | 4040 | Port Washington Generating Station | Electric Utility | WI | 3 | 80 | Conventional Steam Coal | BIT | ST | 9 | 2004 | 10 | 1948
221 | Alaska Village Elec Coop, Inc | 6348 | Togiak | Electric Utility | AK | 5 | 0.5 | Petroleum Liquids | DFO | IC | 9 | 2004 | 10 | 1986
599 | Anchorage Municipal Light and Power | 75 | Anchorage 1 | Electric Utility | AK | 3 | 17.7 | Natural Gas Fired Combustion Turbine | NG | GT | 8 | 2004 | 12 | 1968
13201 | Naknek Electric Assn, Inc | 6301 | Naknek | Electric Utility | AK | 5 | 0.4 | Petroleum Liquids | DFO | IC | 8 | 2004 | 12 | 1977
13201 | Naknek Electric Assn, Inc | 6301 | Naknek | Electric Utility | AK | 6 | 0.4 | Petroleum Liquids | DFO | IC | 8 | 2004 | 12 | 1977
13201 | Naknek Electric Assn, Inc | 6301 | Naknek | Electric Utility | AK | 7 | 0.4 | Petroleum Liquids | DFO | IC | 8 | 2004 | 12 | 1977
221 | Alaska Village Elec Coop, Inc | 6348 | Togiak | Electric Utility | AK | 2 | 0.3 | Petroleum Liquids | DFO | IC | 8 | 2004 | 3 | 1970
15377 | City of Primghar - (IA) | 1177 | Primghar | Electric Utility | IA | 2 | 0.1 | Petroleum Liquids | DFO | IC | 7 | 2004 | 88 | 1938
3476 | DTE San Diego COGEN Inc. | 10175 | Childrens Hospital | Commercial CHP | CA | 1698 | 0.3 | Natural Gas Internal Combustion Engine | NG | IC | 7 | 2004 | 6 | 1983
3476 | DTE San Diego COGEN Inc. | 10175 | Childrens Hospital | Commercial CHP | CA | 1710 | 0.3 | Natural Gas Internal Combustion Engine | NG | IC | 7 | 2004 | 6 | 1983
9109 | Hutzel Hospital | 10232 | Hutzel Hospital | Commercial Non-CHP | MI | TB-1 | 0.7 | Petroleum Liquids | DFO | GT | 7 | 2004 | 7 | 1988
9109 | Hutzel Hospital | 10232 | Hutzel Hospital | Commercial Non-CHP | MI | TB-2 | 0.7 | Petroleum Liquids | DFO | GT | 7 | 2004 | 7 | 1988
56772 | TX LFG Energy, LP | 55556 | Security | IPP Non-CHP | TX | UNT1 | 1.7 | Landfill Gas | LFG | IC | 7 | 2004 | 12 | 2003
219 | Alaska Power and Telephone Co | 69 | Haines | Electric Utility | AK | 9 | 1.1 | Petroleum Liquids | DFO | IC | 6 | 2004 | 12 | 1989
221 | Alaska Village Elec Coop, Inc | 6333 | Nunapitchuk | Electric Utility | AK | 5 | 0.5 | Petroleum Liquids | DFO | IC | 6 | 2004 | 12 | 1994
2518 | U S Bureau of Reclamation | 6397 | Boise R Diversion | Electric Utility | ID | 1 | 0.5 | Conventional Hydroelectric | WAT | HY | 6 | 2004 | 5 | 1912
2518 | U S Bureau of Reclamation | 6397 | Boise R Diversion | Electric Utility | ID | 2 | 0.5 | Conventional Hydroelectric | WAT | HY | 6 | 2004 | 5 | 1912
2518 | U S Bureau of Reclamation | 6397 | Boise R Diversion | Electric Utility | ID | 3 | 0.5 | Conventional Hydroelectric | WAT | HY | 6 | 2004 | 5 | 1912
44466 | BP PLC | 52130 | Whiting Refinery | Industrial CHP | IN | 17TG | 5 | Other Gases | OG | ST | 6 | 2004 | 1 | 1928
9434 | Iowa State University | 54201 | Iowa State University | Commercial CHP | IA | 1 | 3 | Conventional Steam Coal | BIT | ST | 6 | 2004 | 6 | 1949
15321 | City of Pratt- (KS) | 1317 | Pratt | Electric Utility | KS | 1 | 3 | Natural Gas Steam Turbine | NG | ST | 5 | 2004 | 99 | 1938
8287 | Hawaii Electric Light Co Inc | 8083 | Keahole | Electric Utility | HI | 20 | 2.5 | Petroleum Liquids | DFO | IC | 5 | 2004 | 11 | 1984
17164 | Sierra Pacific Industries Inc | 10144 | Sierra Pacific Lincoln Facility | Industrial CHP | CA | GEN3 | 1.2 | Wood/Wood Waste Biomass | WDS | ST | 5 | 2004 | 2 | 1999
56606 | Calpine New Jersey Generation LLC | 2384 | Deepwater | IPP Non-CHP | NJ | 4 | 54 | Petroleum Liquids | RFO | ST | 4 | 2004 | 5 | 1930
15147 | PSEG Fossil LLC | 2399 | PSEG Burlington Generating Station | IPP Non-CHP | NJ | 101 | 49 | Natural Gas Fired Combined Cycle | NG | CT | 4 | 2004 | 6 | 1993
15147 | PSEG Fossil LLC | 2399 | PSEG Burlington Generating Station | IPP Non-CHP | NJ | 102 | 49 | Natural Gas Fired Combined Cycle | NG | CT | 4 | 2004 | 6 | 1993
15147 | PSEG Fossil LLC | 2399 | PSEG Burlington Generating Station | IPP Non-CHP | NJ | 103 | 49 | Natural Gas Fired Combined Cycle | NG | CT | 4 | 2004 | 6 | 1993
15147 | PSEG Fossil LLC | 2399 | PSEG Burlington Generating Station | IPP Non-CHP | NJ | 104 | 49 | Natural Gas Fired Combined Cycle | NG | CT | 4 | 2004 | 6 | 1993
15147 | PSEG Fossil LLC | 2399 | PSEG Burlington Generating Station | IPP Non-CHP | NJ | 105 | 49 | Natural Gas Fired Combined Cycle | NG | CA | 4 | 2004 | 6 | 1972
13809 | NorthWestern Energy - (SD) | 3348 | Webster IC | Electric Utility | SD | 2 | 1.9 | Petroleum Liquids | DFO | IC | 4 | 2004 | 6 | 1950
10433 | Kodiak Electric Assn Inc | 6281 | Kodiak | Electric Utility | AK | 3 | 5.2 | Petroleum Liquids | DFO | IC | 4 | 2004 | 88 | 1976
10433 | Kodiak Electric Assn Inc | 6281 | Kodiak | Electric Utility | AK | 6 | 2 | Petroleum Liquids | DFO | IC | 4 | 2004 | 2 | 1968
34672 | DTE Energy Services | 50407 | Mobile Energy Services LLC | IPP CHP | AL | GEN3 | 11.6 | Conventional Steam Coal | BIT | ST | 4 | 2004 | 5 | 1960
623 | Anheuser-Busch Inc | 54913 | Anheuser-Busch Newark Brewery | Industrial CHP | NJ | GEN1 | 6.5 | Natural Gas Fired Combustion Turbine | NG | GT | 4 | 2004 | 6 | 1995
623 | Anheuser-Busch Inc | 54913 | Anheuser-Busch Newark Brewery | Industrial CHP | NJ | GEN2 | 6.5 | Natural Gas Fired Combustion Turbine | NG | GT | 4 | 2004 | 11 | 1995
7294 | City of Glendale - (CA) | 377 | Grayson | Electric Utility | CA | 6 | 15 | Natural Gas Fired Combustion Turbine | NG | GT | 3 | 2004 | 4 | 1972
3486 | Chillicothe Municipal Utils | 2122 | Chillicothe | Electric Utility | MO | 4A | 2.5 | Conventional Steam Coal | BIT | ST | 3 | 2004 | 6 | 1938
3486 | Chillicothe Municipal Utils | 2122 | Chillicothe | Electric Utility | MO | 5 | 5 | Conventional Steam Coal | BIT | ST | 3 | 2004 | 8 | 1948
3486 | Chillicothe Municipal Utils | 2122 | Chillicothe | Electric Utility | MO | 6 | 6 | Conventional Steam Coal | BIT | ST | 3 | 2004 | 9 | 1958
55983 | Luminant Generation Company LLC | 3455 | Parkdale | IPP Non-CHP | TX | 1 | 87 | Natural Gas Steam Turbine | NG | ST | 3 | 2004 | 6 | 1953
55983 | Luminant Generation Company LLC | 3455 | Parkdale | IPP Non-CHP | TX | 2 | 115 | Natural Gas Steam Turbine | NG | ST | 3 | 2004 | 3 | 1955
55983 | Luminant Generation Company LLC | 3455 | Parkdale | IPP Non-CHP | TX | 3 | 125 | Natural Gas Steam Turbine | NG | ST | 3 | 2004 | 3 | 1957
55983 | Luminant Generation Company LLC | 3492 | Morgan Creek | IPP Non-CHP | TX | 2 | 17.5 | Natural Gas Steam Turbine | NG | ST | 3 | 2004 | 7 | 1950
55983 | Luminant Generation Company LLC | 3492 | Morgan Creek | IPP Non-CHP | TX | 3 | 43 | Natural Gas Steam Turbine | NG | ST | 3 | 2004 | 7 | 1952
55983 | Luminant Generation Company LLC | 3492 | Morgan Creek | IPP Non-CHP | TX | 4 | 70 | Natural Gas Steam Turbine | NG | ST | 3 | 2004 | 6 | 1954
55983 | Luminant Generation Company LLC | 3493 | North Main | IPP Non-CHP | TX | 4 | 80 | Natural Gas Steam Turbine | NG | ST | 3 | 2004 | 5 | 1952
55983 | Luminant Generation Company LLC | 3503 | River Crest | IPP Non-CHP | TX | 1 | 110 | Natural Gas Steam Turbine | NG | ST | 3 | 2004 | 6 | 1954
17164 | Sierra Pacific Industries Inc | 10144 | Sierra Pacific Lincoln Facility | Industrial CHP | CA | GEN2 | 10 | Wood/Wood Waste Biomass | WDS | ST | 3 | 2004 | 6 | 1997
11427 | Massachusetts Wtr RAuth-Deer I | 10823 | Deer Island Treatment Plant | Commercial CHP | MA | 6ENT | 6 | Other Waste Biomass | OBG | IC | 3 | 2004 | 12 | 1989
11427 | Massachusetts Wtr RAuth-Deer I | 10823 | Deer Island Treatment Plant | Commercial CHP | MA | 7ENT | 6 | Other Waste Biomass | OBG | IC | 3 | 2004 | 12 | 1989
8703 | City of Hoisington - (KS) | 1286 | Hoisington | Electric Utility | KS | 1 | 0.2 | Petroleum Liquids | DFO | IC | 2 | 2004 | 8 | 1940
17235 | NRG REMA LLC | 2390 | Sayreville | IPP Non-CHP | NJ | 4 | 114 | Petroleum Liquids | DFO | ST | 2 | 2004 | 4 | 1955
17235 | NRG REMA LLC | 2390 | Sayreville | IPP Non-CHP | NJ | 5 | 115 | Natural Gas Steam Turbine | NG | ST | 2 | 2004 | 10 | 1958
6775 | Village of Freeport - (NY) | 2679 | Plant No 2 Freeport | Electric Utility | NY | 1 | 8 | Petroleum Liquids | DFO | IC | 2 | 2004 | 3 | 1969
6775 | Village of Freeport - (NY) | 2679 | Plant No 2 Freeport | Electric Utility | NY | 2 | 8 | Petroleum Liquids | DFO | IC | 2 | 2004 | 4 | 1969
17235 | NRG REMA LLC | 3134 | Wayne | IPP Non-CHP | PA | A | 56 | Petroleum Liquids | DFO | GT | 2 | 2004 | 8 | 1972
6035 | Exelon Power | 3160 | Delaware Generating Station | IPP Non-CHP | PA | 7 | 126 | Petroleum Liquids | RFO | ST | 2 | 2004 | 8 | 1953
6035 | Exelon Power | 3160 | Delaware Generating Station | IPP Non-CHP | PA | 8 | 124 | Petroleum Liquids | RFO | ST | 2 | 2004 | 4 | 1953
8287 | Hawaii Electric Light Co Inc | 8083 | Keahole | Electric Utility | HI | 18 | 2.5 | Petroleum Liquids | DFO | IC | 2 | 2004 | 10 | 1974
8287 | Hawaii Electric Light Co Inc | 8083 | Keahole | Electric Utility | HI | 19 | 2.5 | Petroleum Liquids | DFO | IC | 2 | 2004 | 10 | 1974
14254 | Oxy Vinyls LP | 50471 | Deer Park Plant | Industrial CHP | TX | GEN1 | 8.6 | Natural Gas Fired Combined Cycle | NG | CA | 2 | 2004 | 4 | 1948
14254 | Oxy Vinyls LP | 50471 | Deer Park Plant | Industrial CHP | TX | GEN2 | 8.6 | Natural Gas Fired Combined Cycle | NG | CA | 2 | 2004 | 4 | 1948
14254 | Oxy Vinyls LP | 50471 | Deer Park Plant | Industrial CHP | TX | GEN3 | 8.6 | Natural Gas Fired Combined Cycle | NG | CA | 2 | 2004 | 4 | 1948
14254 | Oxy Vinyls LP | 50471 | Deer Park Plant | Industrial CHP | TX | GEN4 | 69.7 | Natural Gas Fired Combined Cycle | NG | CT | 2 | 2004 | 12 | 1985
18454 | Tampa Electric Co | 646 | F J Gannon | Electric Utility | FL | 1 | 94 | Conventional Steam Coal | BIT | ST | 1 | 2004 | 9 | 1957
18454 | Tampa Electric Co | 646 | F J Gannon | Electric Utility | FL | 2 | 100 | Conventional Steam Coal | BIT | ST | 1 | 2004 | 11 | 1958
6138 | City of Fairfax - (MN) | 1972 | Fairfax | Electric Utility | MN | 1 | 0.9 | Petroleum Liquids | DFO | IC | 1 | 2004 | 7 | 1948
6138 | City of Fairfax - (MN) | 1972 | Fairfax | Electric Utility | MN | 4 | 0.6 | Petroleum Liquids | DFO | IC | 1 | 2004 | 1 | 1940
15500 | Puget Sound Energy Inc | 3862 | White River (WA) | Electric Utility | WA | 1 | 15 | Conventional Hydroelectric | WAT | HY | 1 | 2004 | 88 | 1912
15500 | Puget Sound Energy Inc | 3862 | White River (WA) | Electric Utility | WA | 2 | 15 | Conventional Hydroelectric | WAT | HY | 1 | 2004 | 88 | 1912
15500 | Puget Sound Energy Inc | 3862 | White River (WA) | Electric Utility | WA | 3 | 20 | Conventional Hydroelectric | WAT | HY | 1 | 2004 | 88 | 1918
15500 | Puget Sound Energy Inc | 3862 | White River (WA) | Electric Utility | WA | 4 | 20 | Conventional Hydroelectric | WAT | HY | 1 | 2004 | 88 | 1924
20323 | Wellhead Services Inc | 10156 | Fresno Cogen Partners | IPP CHP | CA | GEN1 | 21.5 | Natural Gas Fired Combined Cycle | NG | CT | 1 | 2004 | 1 | 1990
19365 | United States Sugar Corp | 50482 | Clewiston Sugar House | Industrial CHP | FL | TG1 | 4.7 | Other Waste Biomass | AB | ST | 1 | 2004 | 10 | 1978
19365 | United States Sugar Corp | 50482 | Clewiston Sugar House | Industrial CHP | FL | TG2 | 3.3 | Other Waste Biomass | AB | ST | 1 | 2004 | 11 | 1945
18000 | State of Rhode Island | 50621 | Central Power Plant | Commercial CHP | RI | GEN1 | 0.7 | Petroleum Liquids | RFO | ST | 1 | 2004 | 6 | 1932
56773 | Toyon Landfill Gas Conversion, LLC | 54327 | Toyon Power Station | IPP Non-CHP | CA | TOY1 | 1.7 | Landfill Gas | LFG | IC | 1 | 2004 | 1 | 1986
56773 | Toyon Landfill Gas Conversion, LLC | 54327 | Toyon Power Station | IPP Non-CHP | CA | TOY2 | 1.7 | Landfill Gas | LFG | IC | 1 | 2004 | 1 | 1986
56773 | Toyon Landfill Gas Conversion, LLC | 54327 | Toyon Power Station | IPP Non-CHP | CA | TOY3 | 1.7 | Landfill Gas | LFG | IC | 1 | 2004 | 1 | 1986
13960 | NRG Cabrillo Power Ops Inc | 300 | Division | IPP Non-CHP | CA | DIGT | 13 | Petroleum Liquids | DFO | GT | 12 | 2003 | 11 | 1968
22148 | AES Alamitos LLC | 315 | AES Alamitos LLC | IPP Non-CHP | CA | 7 | 133 | Natural Gas Fired Combustion Turbine | NG | GT | 12 | 2003 | 7 | 1969
15908 | NRG California South LP | 331 | Etiwanda Generating Station | IPP Non-CHP | CA | 5 | 115 | Natural Gas Fired Combustion Turbine | NG | GT | 12 | 2003 | 1 | 1969
2507 | City of Burbank Water and Power | 375 | Magnolia | Electric Utility | CA | M5 | 21.7 | Natural Gas Fired Combustion Turbine | NG | GT | 12 | 2003 | 8 | 1969
11208 | Los Angeles Department of Water & Power | 400 | Haynes | Electric Utility | CA | 4 | 222 | Natural Gas Steam Turbine | NG | ST | 12 | 2003 | 2 | 1965
11208 | Los Angeles Department of Water & Power | 408 | Valley (CA) | Electric Utility | CA | 3 | 163 | Natural Gas Steam Turbine | NG | ST | 12 | 2003 | 11 | 1955
11208 | Los Angeles Department of Water & Power | 408 | Valley (CA) | Electric Utility | CA | 4 | 160 | Natural Gas Steam Turbine | NG | ST | 12 | 2003 | 5 | 1956
18454 | Tampa Electric Co | 646 | F J Gannon | Electric Utility | FL | 3 | 150 | Conventional Steam Coal | BIT | ST | 12 | 2003 | 10 | 1960
18454 | Tampa Electric Co | 646 | F J Gannon | Electric Utility | FL | 4 | 164 | Conventional Steam Coal | BIT | ST | 12 | 2003 | 11 | 1963
7140 | Georgia Power Co | 700 | Atkinson | Electric Utility | GA | 5A | 32 | Petroleum Liquids | DFO | GT | 12 | 2003 | 7 | 1970
7140 | Georgia Power Co | 700 | Atkinson | Electric Utility | GA | 5B | 32 | Petroleum Liquids | DFO | GT | 12 | 2003 | 7 | 1970
27813 | USCE-Mobile District | 759 | Buford | Electric Utility | GA | 1 | 40 | Conventional Hydroelectric | WAT | HY | 12 | 2003 | 10 | 1957
12541 | City of Milford - (IA) | 1164 | Milford | Electric Utility | IA | 3 | 0.3 | Petroleum Liquids | DFO | IC | 12 | 2003 | 1 | 1938
10171 | Kentucky Utilities Co | 1357 | Green River | Electric Utility | KY | 1 | 22 | Conventional Steam Coal | BIT | ST | 12 | 2003 | 1 | 1950
10171 | Kentucky Utilities Co | 1357 | Green River | Electric Utility | KY | 2 | 22 | Conventional Steam Coal | BIT | ST | 12 | 2003 | 3 | 1950
49965 | Constellation Mystic Power LLC | 1588 | Mystic Generating Station | IPP Non-CHP | MA | 4 | 95.4 | Petroleum Liquids | RFO | ST | 12 | 2003 | 11 | 1957
49965 | Constellation Mystic Power LLC | 1588 | Mystic Generating Station | IPP Non-CHP | MA | 5 | 91.6 | Petroleum Liquids | RFO | ST | 12 | 2003 | 6 | 1959
49965 | Constellation Mystic Power LLC | 1588 | Mystic Generating Station | IPP Non-CHP | MA | 6 | 28 | Petroleum Liquids | RFO | ST | 12 | 2003 | 4 | 1961
12647 | ALLETE, Inc. | 1897 | M L Hibbard | Commercial CHP | MN | 1 | 25 | Petroleum Liquids | RFO | ST | 12 | 2003 | 9 | 1931
12647 | ALLETE, Inc. | 1897 | M L Hibbard | Commercial CHP | MN | 2 | 25 | Petroleum Liquids | RFO | ST | 12 | 2003 | 8 | 1943
7487 | City of Grand Marais - (MN) | 1976 | Grand Marais | Electric Utility | MN | 2 | 0.6 | Petroleum Liquids | DFO | IC | 12 | 2003 | 4 | 1956
7487 | City of Grand Marais - (MN) | 1976 | Grand Marais | Electric Utility | MN | 4 | 0.1 | Petroleum Liquids | DFO | IC | 12 | 2003 | 10 | 1940
7487 | City of Grand Marais - (MN) | 1976 | Grand Marais | Electric Utility | MN | 5 | 1.1 | Petroleum Liquids | DFO | IC | 12 | 2003 | 7 | 1962
7487 | City of Grand Marais - (MN) | 1976 | Grand Marais | Electric Utility | MN | 6 | 1.2 | Petroleum Liquids | DFO | IC | 12 | 2003 | 12 | 1969
10000 | Kansas City Power & Light Co | 2078 | Grand Avenue | Electric Utility | MO | 7 | 33 | Natural Gas Steam Turbine | NG | ST | 12 | 2003 | 11 | 1929
10000 | Kansas City Power & Light Co | 2078 | Grand Avenue | Electric Utility | MO | 9 | 32 | Natural Gas Steam Turbine | NG | ST | 12 | 2003 | 2 | 1948
13923 | NRG Oswego Harbor Power Operations Inc | 2594 | Oswego Harbor Power | IPP Non-CHP | NY | 3 | 85.6 | Natural Gas Steam Turbine | NG | ST | 12 | 2003 | 12 | 1948
6526 | FirstEnergy Generation Corp | 2867 | FirstEnergy Toronto | IPP Non-CHP | OH | 5 | 42 | Conventional Steam Coal | BIT | ST | 12 | 2003 | 10 | 1940
6526 | FirstEnergy Generation Corp | 2867 | FirstEnergy Toronto | IPP Non-CHP | OH | 6 | 65 | Conventional Steam Coal | BIT | ST | 12 | 2003 | 10 | 1949
6526 | FirstEnergy Generation Corp | 2867 | FirstEnergy Toronto | IPP Non-CHP | OH | 7 | 65 | Conventional Steam Coal | BIT | ST | 12 | 2003 | 11 | 1949
11571 | Manitowoc Public Utilities | 4125 | Manitowoc | Electric Utility | WI | 2 | 5 | Conventional Steam Coal | BIT | ST | 12 | 2003 | 0 | 1935
11571 | Manitowoc Public Utilities | 4125 | Manitowoc | Electric Utility | WI | 3 | 10 | Conventional Steam Coal | BIT | ST | 12 | 2003 | 0 | 1941
13466 | City of New Lisbon | 4130 | New Lisbon | Electric Utility | WI | 1 | 0.1 | Petroleum Liquids | DFO | IC | 12 | 2003 | 1 | 1930
13466 | City of New Lisbon | 4130 | New Lisbon | Electric Utility | WI | 3 | 0.2 | Petroleum Liquids | DFO | IC | 12 | 2003 | 1 | 1936
13466 | City of New Lisbon | 4130 | New Lisbon | Electric Utility | WI | 4 | 0.3 | Petroleum Liquids | DFO | IC | 12 | 2003 | 1 | 1948
2507 | City of Burbank Water and Power | 6013 | Olive | Electric Utility | CA | O3 | 23.5 | Natural Gas Fired Combustion Turbine | NG | GT | 12 | 2003 | 7 | 1972
2507 | City of Burbank Water and Power | 6013 | Olive | Electric Utility | CA | O4 | 32 | Natural Gas Fired Combustion Turbine | NG | GT | 12 | 2003 | 9 | 1978
13337 | Nebraska Public Power District | 6229 | Mobile | Electric Utility | NE | 3 | 0.8 | Petroleum Liquids | DFO | IC | 12 | 2003 | 1 | 1980
8973 | Town of Hudson - (MA) | 9038 | Cherry Street | Electric Utility | MA | 9 | 2.3 | Petroleum Liquids | DFO | IC | 12 | 2003 | 4 | 1960
8701 | Hoffman LaRoche Inc | 10123 | Hoffmann LaRoche | Industrial CHP | NJ | TG1 | 3 | Natural Gas Fired Combustion Turbine | NG | GT | 12 | 2003 | 1 | 1987
8701 | Hoffman LaRoche Inc | 10123 | Hoffmann LaRoche | Industrial CHP | NJ | TG2 | 3 | Natural Gas Fired Combustion Turbine | NG | GT | 12 | 2003 | 1 | 1987
8701 | Hoffman LaRoche Inc | 10123 | Hoffmann LaRoche | Industrial CHP | NJ | TG3 | 3 | Natural Gas Fired Combustion Turbine | NG | GT | 12 | 2003 | 1 | 1987
9686 | RockTenn-Jackson Fenandina | 10202 | Fernandina Beach Mill | Industrial CHP | FL | GEN4 | 7 | Conventional Steam Coal | BIT | ST | 12 | 2003 | 3 | 1963
21148 | Zapco Energy Tactics Corp | 50782 | Taylor Energy Partners LP | IPP Non-CHP | PA | AM4 | 0.4 | Landfill Gas | LFG | IC | 12 | 2003 | 9 | 1987
20541 | Wheelabrator Environmental Systems | 50950 | Wheelabrator Martell | Industrial CHP | CA | GEN1 | 15 | Wood/Wood Waste Biomass | WDS | ST | 12 | 2003 | 12 | 1985
57151 | Celanese Acetate LLC | 52089 | Celanese Acetate LLC | Industrial CHP | VA | DEG1 | 2 | Petroleum Liquids | DFO | IC | 12 | 2003 | 8 | 1996
19528 | University of Illinois | 54780 | University of Illinois Abbott Power Plt | Commercial CHP | IL | T5 | 3 | Natural Gas Steam Turbine | NG | ST | 12 | 2003 | 6 | 1955
54885 | NRG Wholesale Generation LP | 3130 | Seward (PA) | IPP Non-CHP | PA | 4 | 60 | Conventional Steam Coal | BIT | ST | 11 | 2003 | 6 | 1950
54885 | NRG Wholesale Generation LP | 3130 | Seward (PA) | IPP Non-CHP | PA | 5 | 136 | Conventional Steam Coal | BIT | ST | 11 | 2003 | 4 | 1957
3476 | DTE San Diego COGEN Inc. | 10175 | Childrens Hospital | Commercial CHP | CA | 1631 | 0.6 | Natural Gas Internal Combustion Engine | NG | IC | 11 | 2003 | 2 | 1993
5338 | Dow Chemical Co | 52120 | Dow Chemical Texas Operation | Industrial CHP | TX | G-45 | 92 | Natural Gas Fired Combined Cycle | NG | CT | 11 | 2003 | 10 | 1983
361 | Industrial Energy Applications Inc | 54929 | Alliant SBD 9403 Aegon DC | IPP Non-CHP | IA | 6110 | 1.6 | Petroleum Liquids | DFO | IC | 11 | 2003 | 1 | 1995
12631 | NRG Delta LLC | 271 | Pittsburg Power | IPP Non-CHP | CA | 1 | 150 | Natural Gas Steam Turbine | NG | ST | 10 | 2003 | 9 | 1954
12631 | NRG Delta LLC | 271 | Pittsburg Power | IPP Non-CHP | CA | 2 | 150 | Natural Gas Steam Turbine | NG | ST | 10 | 2003 | 8 | 1954
12631 | NRG Delta LLC | 271 | Pittsburg Power | IPP Non-CHP | CA | 3 | 150 | Natural Gas Steam Turbine | NG | ST | 10 | 2003 | 12 | 1954
12631 | NRG Delta LLC | 271 | Pittsburg Power | IPP Non-CHP | CA | 4 | 145 | Natural Gas Steam Turbine | NG | ST | 10 | 2003 | 12 | 1954
15908 | NRG California South LP | 331 | Etiwanda Generating Station | IPP Non-CHP | CA | 1 | 132 | Natural Gas Steam Turbine | NG | ST | 10 | 2003 | 7 | 1953
15908 | NRG California South LP | 331 | Etiwanda Generating Station | IPP Non-CHP | CA | 2 | 132 | Natural Gas Steam Turbine | NG | ST | 10 | 2003 | 11 | 1953
15147 | PSEG Fossil LLC | 2403 | PSEG Hudson Generating Station | IPP Non-CHP | NJ | 3 | 129 | Petroleum Liquids | KER | GT | 10 | 2003 | 12 | 1967
16604 | City of San Antonio - (TX) | 3610 | Mission Road | Electric Utility | TX | 3 | 100 | Natural Gas Steam Turbine | NG | ST | 10 | 2003 | 6 | 1958
17569 | City of South Norwalk - (CT) | 6598 | South Norwalk Electric | Electric Utility | CT | 7 | 22 | Petroleum Liquids | DFO | GT | 10 | 2003 | 6 | 2003
15371 | Town of Princeton - (MA) | 7501 | Princeton Wind Farm | Electric Utility | MA | 1 | 0.3 | Onshore Wind Turbine | WND | WT | 10 | 2003 | 10 | 1984
6831 | Ft Worth City of | 54520 | Village Creek Water Reclamation Facility | Commercial CHP | TX | 3 | 1.1 | Other Waste Biomass | OBG | IC | 10 | 2003 | 9 | 1978
50102 | Rock-Tenn Company | 54763 | Rock-Tenn Mill | Industrial CHP | AL | ITG | 9.2 | Wood/Wood Waste Biomass | BLQ | ST | 10 | 2003 | 10 | 1957
15860 | City of Rensselaer - (IN) | 1038 | Rensselaer City Light Plant | Electric Utility | IN | 7 | 2.5 | Petroleum Liquids | DFO | IC | 9 | 2003 | 1 | 1964
309 | City of Algona - (IA) | 1120 | Algona | Electric Utility | IA | 3 | 0.6 | Petroleum Liquids | DFO | IC | 9 | 2003 | 1 | 1938
5914 | Erie Boulevard Hydropower LP | 2576 | Higley | IPP Non-CHP | NY | 1 | 2 | Conventional Hydroelectric | WAT | HY | 9 | 2003 | 1 | 1913
5914 | Erie Boulevard Hydropower LP | 2576 | Higley | IPP Non-CHP | NY | 2 | 2 | Conventional Hydroelectric | WAT | HY | 9 | 2003 | 1 | 1913
5914 | Erie Boulevard Hydropower LP | 2576 | Higley | IPP Non-CHP | NY | 3 | 2 | Conventional Hydroelectric | WAT | HY | 9 | 2003 | 1 | 1937
19558 | Homer Electric Assn Inc | 6283 | Seldovia | Electric Utility | AK | 1 | 0.3 | Petroleum Liquids | DFO | IC | 9 | 2003 | 8 | 1964
19558 | Homer Electric Assn Inc | 6283 | Seldovia | Electric Utility | AK | 2 | 0.6 | Petroleum Liquids | DFO | IC | 9 | 2003 | 8 | 1964
19558 | Homer Electric Assn Inc | 6283 | Seldovia | Electric Utility | AK | 3 | 0.6 | Petroleum Liquids | DFO | IC | 9 | 2003 | 8 | 1970
19558 | Homer Electric Assn Inc | 6283 | Seldovia | Electric Utility | AK | 4 | 0.6 | Petroleum Liquids | DFO | IC | 9 | 2003 | 8 | 1979
26616 | North Slope Borough Power & Light | 7487 | NSB Anaktuvuk Pass | Electric Utility | AK | 5 | 0.1 | Petroleum Liquids | DFO | IC | 9 | 2003 | 9 | 1994
792 | City of Argyle - (WI) | 7810 | Argyle | Electric Utility | WI | 2A | 1.1 | Petroleum Liquids | DFO | IC | 9 | 2003 | 0 | 1973
792 | City of Argyle - (WI) | 7810 | Argyle | Electric Utility | WI | 4 | 1.1 | Petroleum Liquids | DFO | IC | 9 | 2003 | 10 | 1989
6924 | City of Gallatin - (MO) | 8017 | Gallatin #2 | Electric Utility | MO | 8 | 1.6 | Petroleum Liquids | DFO | IC | 9 | 2003 | 7 | 2001
3476 | DTE San Diego COGEN Inc. | 10175 | Childrens Hospital | Commercial CHP | CA | 1699 | 0.3 | Natural Gas Internal Combustion Engine | NG | IC | 9 | 2003 | 6 | 1983
34691 | Ormat Nevada Inc | 50766 | Ormesa I | IPP CHP | CA | OE1 | 0.7 | Geothermal | GEO | ST | 9 | 2003 | 12 | 1986
34691 | Ormat Nevada Inc | 50766 | Ormesa I | IPP CHP | CA | OE10 | 0.7 | Geothermal | GEO | ST | 9 | 2003 | 12 | 1986
34691 | Ormat Nevada Inc | 50766 | Ormesa I | IPP CHP | CA | OE11 | 0.5 | Geothermal | GEO | ST | 9 | 2003 | 5 | 1989
34691 | Ormat Nevada Inc | 50766 | Ormesa I | IPP CHP | CA | OE12 | 0.5 | Geothermal | GEO | ST | 9 | 2003 | 4 | 2007
34691 | Ormat Nevada Inc | 50766 | Ormesa I | IPP CHP | CA | OE13 | 0.7 | Geothermal | GEO | ST | 9 | 2003 | 12 | 1986
34691 | Ormat Nevada Inc | 50766 | Ormesa I | IPP CHP | CA | OE14 | 0.5 | Geothermal | GEO | ST | 9 | 2003 | 5 | 1989
34691 | Ormat Nevada Inc | 50766 | Ormesa I | IPP CHP | CA | OE15 | 0.5 | Geothermal | GEO | ST | 9 | 2003 | 4 | 2007
34691 | Ormat Nevada Inc | 50766 | Ormesa I | IPP CHP | CA | OE16 | 0.7 | Geothermal | GEO | ST | 9 | 2003 | 12 | 1986
34691 | Ormat Nevada Inc | 50766 | Ormesa I | IPP CHP | CA | OE2 | 0.7 | Geothermal | GEO | ST | 9 | 2003 | 12 | 1986
34691 | Ormat Nevada Inc | 50766 | Ormesa I | IPP CHP | CA | OE21 | 0.5 | Geothermal | GEO | ST | 9 | 2003 | 5 | 1989
34691 | Ormat Nevada Inc | 50766 | Ormesa I | IPP CHP | CA | OE22 | 0.5 | Geothermal | GEO | ST | 9 | 2003 | 4 | 2007
34691 | Ormat Nevada Inc | 50766 | Ormesa I | IPP CHP | CA | OE24 | 0.5 | Geothermal | GEO | ST | 9 | 2003 | 12 | 1986
34691 | Ormat Nevada Inc | 50766 | Ormesa I | IPP CHP | CA | OE25 | 0.5 | Geothermal | GEO | ST | 9 | 2003 | 12 | 1986
34691 | Ormat Nevada Inc | 50766 | Ormesa I | IPP CHP | CA | OE27 | 0.9 | Geothermal | GEO | ST | 9 | 2003 | 12 | 1986
34691 | Ormat Nevada Inc | 50766 | Ormesa I | IPP CHP | CA | OE28 | 0.9 | Geothermal | GEO | ST | 9 | 2003 | 12 | 1986
34691 | Ormat Nevada Inc | 50766 | Ormesa I | IPP CHP | CA | OE3 | 0.9 | Geothermal | GEO | ST | 9 | 2003 | 12 | 1986
34691 | Ormat Nevada Inc | 50766 | Ormesa I | IPP CHP | CA | OE4 | 0.7 | Geothermal | GEO | ST | 9 | 2003 | 12 | 1986
34691 | Ormat Nevada Inc | 50766 | Ormesa I | IPP CHP | CA | OE5 | 1.1 | Geothermal | GEO | ST | 9 | 2003 | 12 | 1986
34691 | Ormat Nevada Inc | 50766 | Ormesa I | IPP CHP | CA | OE6 | 1.1 | Geothermal | GEO | ST | 9 | 2003 | 12 | 1986
34691 | Ormat Nevada Inc | 50766 | Ormesa I | IPP CHP | CA | OE7 | 0.7 | Geothermal | GEO | ST | 9 | 2003 | 12 | 1986
34691 | Ormat Nevada Inc | 50766 | Ormesa I | IPP CHP | CA | OE8 | 0.7 | Geothermal | GEO | ST | 9 | 2003 | 12 | 1986
34691 | Ormat Nevada Inc | 50766 | Ormesa I | IPP CHP | CA | OE9 | 0.7 | Geothermal | GEO | ST | 9 | 2003 | 12 | 1986
16179 | Rochelle Municipal Utilities | 961 | South Main Street | Electric Utility | IL | S1 | 11.5 | Natural Gas Steam Turbine | NG | ST | 8 | 2003 | 2 | 1962
6924 | City of Gallatin - (MO) | 8017 | Gallatin #2 | Electric Utility | MO | 7 | 1.6 | Petroleum Liquids | DFO | IC | 8 | 2003 | 7 | 2001
50109 | DeKalb Regional Health System | 56231 | DeKalb Medical Center-Hillandale | Commercial Non-CHP | GA | 03 | 1.5 | Petroleum Liquids | DFO | IC | 8 | 2003 | 8 | 2003
10433 | Kodiak Electric Assn Inc | 6281 | Kodiak | Electric Utility | AK | 2 | 5.2 | Petroleum Liquids | DFO | IC | 7 | 2003 | 88 | 1976
8366 | Heber Light & Power Company | 7111 | Heber City | Electric Utility | UT | NA1 | 0.6 | Natural Gas Internal Combustion Engine | NG | IC | 7 | 2003 | 12 | 1987
221 | Alaska Village Elec Coop, Inc | 6341 | Selawik | Electric Utility | AK | 1 | 0.3 | Petroleum Liquids | DFO | IC | 6 | 2003 | 12 | 1974
221 | Alaska Village Elec Coop, Inc | 6341 | Selawik | Electric Utility | AK | 3 | 0.3 | Petroleum Liquids | DFO | IC | 6 | 2003 | 0 | 1978
8366 | Heber Light & Power Company | 7111 | Heber City | Electric Utility | UT | NA2 | 0.6 | Natural Gas Internal Combustion Engine | NG | IC | 6 | 2003 | 12 | 1987
8366 | Heber Light & Power Company | 7111 | Heber City | Electric Utility | UT | NA4 | 0.6 | Natural Gas Internal Combustion Engine | NG | IC | 6 | 2003 | 12 | 1987
6091 | Exxon Mobil Refining and Supply Co. | 10436 | ExxonMobil Baytown Refinery | Industrial CHP | TX | ST33 | 7 | Natural Gas Steam Turbine | NG | ST | 6 | 2003 | 1 | 1950
21964 | University of New Mexico | 50906 | Ford Utilities Center | Commercial CHP | NM | 2 | 1.4 | Natural Gas Steam Turbine | NG | ST | 5 | 2003 | 2 | 1984
8181 | Harrisburg Authority | 10118 | Harrisburg Facility | IPP CHP | PA | GEN1 | 6.7 | Municipal Solid Waste | MSW | ST | 4 | 2003 | 10 | 1986
2844 | Department of the Navy | 50963 | Naval Hospital Medical Center | Commercial CHP | CA | 2TG | 0.7 | Natural Gas Fired Combustion Turbine | NG | GT | 4 | 2003 | 9 | 1986
2844 | Department of the Navy | 50963 | Naval Hospital Medical Center | Commercial CHP | CA | 3TG | 0.7 | Natural Gas Fired Combustion Turbine | NG | GT | 4 | 2003 | 9 | 1986
7801 | Gulf Power Co | 641 | Crist | Electric Utility | FL | 1 | 24 | Natural Gas Steam Turbine | NG | ST | 3 | 2003 | 1 | 1945
2551 | City of Burlington - (KS) | 1266 | Burlington (KS) | Electric Utility | KS | 3 | 0.8 | Natural Gas Internal Combustion Engine | NG | IC | 3 | 2003 | 99 | 1954
2551 | City of Burlington - (KS) | 1266 | Burlington (KS) | Electric Utility | KS | 4 | 0.2 | Petroleum Liquids | DFO | IC | 3 | 2003 | 99 | 1946
20910 | Wolverine Power Supply Coop | 1880 | Claude Vandyke | Electric Utility | MI | 5 | 3 | Natural Gas Internal Combustion Engine | NG | IC | 3 | 2003 | 1 | 1959
6915 | Galena Electric Utility | 7437 | Galena Electric Utility | Electric Utility | AK | 4 | 0.7 | Petroleum Liquids | DFO | IC | 3 | 2003 | 1 | 1990
772 | Archer Daniels Midland Co | 10857 | Archer Daniels Midland Fredonia | Industrial Non-CHP | KS | GEN1 | 2.5 | Natural Gas Fired Combustion Turbine | NG | GT | 3 | 2003 | 1 | 1986
772 | Archer Daniels Midland Co | 10857 | Archer Daniels Midland Fredonia | Industrial Non-CHP | KS | GEN2 | 1 | Petroleum Liquids | DFO | IC | 3 | 2003 | 1 | 1987
772 | Archer Daniels Midland Co | 10857 | Archer Daniels Midland Fredonia | Industrial Non-CHP | KS | GEN3 | 0.4 | Petroleum Liquids | DFO | IC | 3 | 2003 | 10 | 1990
2844 | Department of the Navy | 50963 | Naval Hospital Medical Center | Commercial CHP | CA | 1TG | 0.7 | Natural Gas Fired Combustion Turbine | NG | GT | 3 | 2003 | 9 | 1986
27813 | USCE-Mobile District | 690 | J Woodruff | Electric Utility | FL | 1 | 10 | Conventional Hydroelectric | WAT | HY | 2 | 2003 | 2 | 1957
2439 | City of Bryan - (OH) | 7657 | Auglaize Hydro | Electric Utility | OH | 3 | 1.3 | Conventional Hydroelectric | WAT | HY | 2 | 2003 | 9 | 1992
5338 | Dow Chemical Co | 52120 | Dow Chemical Texas Operation | Industrial CHP | TX | G-42 | 46 | Natural Gas Fired Combined Cycle | NG | CA | 2 | 2003 | 3 | 1959
9205 | Illinois Electricial Gen Partn | 55768 | Avon Energy Partners LLC | IPP Non-CHP | IL | CH3 | 0.9 | Landfill Gas | LFG | IC | 2 | 2003 | 2 | 1997
10536 | City of La Junta - (CO) | 506 | La Junta | Electric Utility | CO | 1 | 0.5 | Petroleum Liquids | DFO | IC | 1 | 2003 | 88 | 1939
10536 | City of La Junta - (CO) | 506 | La Junta | Electric Utility | CO | 5 | 1.1 | Petroleum Liquids | DFO | IC | 1 | 2003 | 88 | 1950
18454 | Tampa Electric Co | 647 | Hookers Point | Electric Utility | FL | 1 | 20 | Petroleum Liquids | RFO | ST | 1 | 2003 | 7 | 1948
18454 | Tampa Electric Co | 647 | Hookers Point | Electric Utility | FL | 2 | 20 | Petroleum Liquids | RFO | ST | 1 | 2003 | 6 | 1950
18454 | Tampa Electric Co | 647 | Hookers Point | Electric Utility | FL | 3 | 20 | Petroleum Liquids | RFO | ST | 1 | 2003 | 8 | 1950
18454 | Tampa Electric Co | 647 | Hookers Point | Electric Utility | FL | 4 | 30 | Petroleum Liquids | RFO | ST | 1 | 2003 | 10 | 1953
18454 | Tampa Electric Co | 647 | Hookers Point | Electric Utility | FL | 5 | 67 | Petroleum Liquids | RFO | ST | 1 | 2003 | 5 | 1955
10623 | City of Lakeland - (FL) | 675 | Larsen Memorial | Electric Utility | FL | 6 | 24 | Natural Gas Steam Turbine | NG | ST | 1 | 2003 | 12 | 1959
18454 | Tampa Electric Co | 747 | Dinner Lake | Electric Utility | FL | 1 | 11 | Natural Gas Steam Turbine | NG | ST | 1 | 2003 | 12 | 1966
12384 | Midwest Generations EME LLC | 865 | Bloom | IPP Non-CHP | IL | 331 | 11.2 | Petroleum Liquids | DFO | GT | 1 | 2003 | 4 | 1971
12384 | Midwest Generations EME LLC | 865 | Bloom | IPP Non-CHP | IL | 332 | 13.5 | Petroleum Liquids | DFO | GT | 1 | 2003 | 4 | 1971
12384 | Midwest Generations EME LLC | 865 | Bloom | IPP Non-CHP | IL | 333 | 12.7 | Petroleum Liquids | DFO | GT | 1 | 2003 | 4 | 1971
12384 | Midwest Generations EME LLC | 865 | Bloom | IPP Non-CHP | IL | 334 | 11.4 | Petroleum Liquids | DFO | GT | 1 | 2003 | 4 | 1971
12384 | Midwest Generations EME LLC | 865 | Bloom | IPP Non-CHP | IL | 341 | 13.7 | Petroleum Liquids | DFO | GT | 1 | 2003 | 5 | 1971
12384 | Midwest Generations EME LLC | 865 | Bloom | IPP Non-CHP | IL | 342 | 13.7 | Petroleum Liquids | DFO | GT | 1 | 2003 | 5 | 1971
12384 | Midwest Generations EME LLC | 865 | Bloom | IPP Non-CHP | IL | 343 | 11.9 | Petroleum Liquids | DFO | GT | 1 | 2003 | 5 | 1971
12384 | Midwest Generations EME LLC | 865 | Bloom | IPP Non-CHP | IL | 344 | 12.3 | Petroleum Liquids | DFO | GT | 1 | 2003 | 5 | 1971
2188 | City of Breese - (IL) | 934 | Breese | Electric Utility | IL | ST2 | 2 | Petroleum Liquids | DFO | ST | 1 | 2003 | 8 | 1960
682 | City of Anita - (IA) | 1123 | Anita | Electric Utility | IA | 1 | 0.1 | Petroleum Liquids | DFO | IC | 1 | 2003 | 10 | 1939
3900 | City of Coggon - (IA) | 1132 | Coggon | Electric Utility | IA | 3 | 0.2 | Petroleum Liquids | DFO | IC | 1 | 2003 | 1 | 1945
20847 | Wisconsin Electric Power Co | 4040 | Port Washington Generating Station | Electric Utility | WI | 4 | 80 | Conventional Steam Coal | BIT | ST | 1 | 2003 | 8 | 1949
20847 | Wisconsin Electric Power Co | 4040 | Port Washington Generating Station | Electric Utility | WI | 6 | 17 | Petroleum Liquids | DFO | GT | 1 | 2003 | 6 | 1969
26616 | North Slope Borough Power & Light | 7482 | NSB Atqasuk Utility | Electric Utility | AK | PG1 | 0.2 | Petroleum Liquids | DFO | IC | 1 | 2003 | 88 | 1986
26616 | North Slope Borough Power & Light | 7488 | NSB Wainwright Utility | Electric Utility | AK | PG4 | 0.3 | Petroleum Liquids | DFO | IC | 1 | 2003 | 88 | 1988
5338 | Dow Chemical Co | 52120 | Dow Chemical Texas Operation | Industrial CHP | TX | G-31 | 50 | Natural Gas Fired Combined Cycle | NG | CA | 1 | 2003 | 11 | 1952
2053 | Bowater Newport Coosa Pines Op | 54216 | U S Alliance Coosa Pines | Industrial CHP | AL | AOW3 | 4.7 | Conventional Steam Coal | BIT | ST | 1 | 2003 | 1 | 1942
772 | Archer Daniels Midland Co | 54312 | Archer Daniels Midland Taylorville | Industrial CHP | IL | GEN1 | 4 | Natural Gas Fired Combustion Turbine | NG | GT | 1 | 2003 | 5 | 1994
4468 | Crestwood Corp | 54985 | Crestwood Dothan | IPP Non-CHP | AL | P83 | 4.2 | Natural Gas Steam Turbine | NG | ST | 1 | 2003 | 4 | 1986
803 | Arizona Public Service Co | 117 | West Phoenix | Electric Utility | AZ | 4 | 33.3 | Natural Gas Steam Turbine | NG | ST | 12 | 2002 | 7 | 1948
803 | Arizona Public Service Co | 117 | West Phoenix | Electric Utility | AZ | 5 | 12 | Natural Gas Steam Turbine | NG | ST | 12 | 2002 | 6 | 1949
803 | Arizona Public Service Co | 117 | West Phoenix | Electric Utility | AZ | 6 | 63 | Natural Gas Steam Turbine | NG | ST | 12 | 2002 | 4 | 1950
13584 | NRG El Segundo Operations Inc | 330 | El Segundo Power | IPP Non-CHP | CA | 1 | 145.3 | Natural Gas Steam Turbine | NG | ST | 12 | 2002 | 5 | 1955
13584 | NRG El Segundo Operations Inc | 330 | El Segundo Power | IPP Non-CHP | CA | 2 | 145.3 | Natural Gas Steam Turbine | NG | ST | 12 | 2002 | 8 | 1956
17609 | Southern California Edison Co | 358 | Mountainview Generating Station | Electric Utility | CA | 1 | 60 | Natural Gas Steam Turbine | NG | ST | 12 | 2002 | 8 | 1957
17609 | Southern California Edison Co | 358 | Mountainview Generating Station | Electric Utility | CA | 2 | 60 | Natural Gas Steam Turbine | NG | ST | 12 | 2002 | 7 | 1958
14534 | City of Pasadena - (CA) | 420 | Broadway (CA) | Electric Utility | CA | B1 | 45 | Natural Gas Steam Turbine | NG | ST | 12 | 2002 | 3 | 1955
14534 | City of Pasadena - (CA) | 420 | Broadway (CA) | Electric Utility | CA | B2 | 45 | Natural Gas Steam Turbine | NG | ST | 12 | 2002 | 7 | 1957
15466 | Public Service Co of Colorado | 465 | Arapahoe | Electric Utility | CO | 1 | 45 | Conventional Steam Coal | SUB | ST | 12 | 2002 | 0 | 1950
15466 | Public Service Co of Colorado | 465 | Arapahoe | Electric Utility | CO | 2 | 45 | Conventional Steam Coal | SUB | ST | 12 | 2002 | 0 | 1951
8751 | Town of Holly - (CO) | 502 | Holly | Electric Utility | CO | 1 | 0.2 | Natural Gas Internal Combustion Engine | NG | IC | 12 | 2002 | 88 | 1950
8751 | Town of Holly - (CO) | 502 | Holly | Electric Utility | CO | 2 | 0.2 | Natural Gas Internal Combustion Engine | NG | IC | 12 | 2002 | 88 | 1950
7140 | Georgia Power Co | 699 | Arkwright | Electric Utility | GA | 3 | 42 | Conventional Steam Coal | BIT | ST | 12 | 2002 | 12 | 1943
7140 | Georgia Power Co | 699 | Arkwright | Electric Utility | GA | 5A | 13 | Petroleum Liquids | DFO | GT | 12 | 2002 | 8 | 1969
7140 | Georgia Power Co | 699 | Arkwright | Electric Utility | GA | 5B | 13 | Petroleum Liquids | DFO | GT | 12 | 2002 | 9 | 1969
7140 | Georgia Power Co | 699 | Arkwright | Electric Utility | GA | ST1 | 41 | Natural Gas Steam Turbine | NG | ST | 12 | 2002 | 6 | 1941
7140 | Georgia Power Co | 699 | Arkwright | Electric Utility | GA | ST2 | 41 | Natural Gas Steam Turbine | NG | ST | 12 | 2002 | 5 | 1942
7140 | Georgia Power Co | 727 | Mitchell (GA) | Electric Utility | GA | 2 | 20 | Conventional Steam Coal | BIT | ST | 12 | 2002 | 11 | 1948
8287 | Hawaii Electric Light Co Inc | 771 | Puueo | Electric Utility | HI | 2 | 1.7 | Conventional Hydroelectric | WAT | HY | 12 | 2002 | 9 | 1941
19436 | Union Electric Co - (MO) | 913 | Venice | Electric Utility | IL | 3 | 82 | Petroleum Liquids | DFO | ST | 12 | 2002 | 7 | 1943
19436 | Union Electric Co - (MO) | 913 | Venice | Electric Utility | IL | 4 | 82 | Petroleum Liquids | DFO | ST | 12 | 2002 | 3 | 1948
19436 | Union Electric Co - (MO) | 913 | Venice | Electric Utility | IL | 5 | 86 | Petroleum Liquids | DFO | ST | 12 | 2002 | 9 | 1950
19436 | Union Electric Co - (MO) | 913 | Venice | Electric Utility | IL | 6 | 86 | Petroleum Liquids | DFO | ST | 12 | 2002 | 12 | 1950
39006 | Brookfield White Pine Hydro LLC | 1490 | Fort Halifax | IPP Non-CHP | ME | FH1 | 0.9 | Conventional Hydroelectric | WAT | HY | 12 | 2002 | 4 | 1908
39006 | Brookfield White Pine Hydro LLC | 1490 | Fort Halifax | IPP Non-CHP | ME | FH2 | 0.9 | Conventional Hydroelectric | WAT | HY | 12 | 2002 | 4 | 1908
3915 | Coldwater Board of Public Util | 1819 | Coldwater | Electric Utility | MI | 1 | 0.7 | Petroleum Liquids | DFO | IC | 12 | 2002 | 8 | 1948
15387 | Princeton Public Utils Comm | 2005 | Princeton (MN) | Electric Utility | MN | 1 | 0.1 | Petroleum Liquids | DFO | IC | 12 | 2002 | 9 | 1938
15387 | Princeton Public Utils Comm | 2005 | Princeton (MN) | Electric Utility | MN | 2 | 0.1 | Petroleum Liquids | DFO | IC | 12 | 2002 | 9 | 1938
17836 | Springfield Public Utils Comm - (MN) | 2012 | Springfield (MN) | Electric Utility | MN | 4 | 3.7 | Natural Gas Steam Turbine | NG | ST | 12 | 2002 | 88 | 1961
10538 | City of La Plata - (MO) | 2140 | La Plata | Electric Utility | MO | 5 | 0.8 | Petroleum Liquids | DFO | IC | 12 | 2002 | 88 | 1960
6526 | FirstEnergy Generation Corp | 2835 | FirstEnergy Ashtabula | IPP Non-CHP | OH | 6 | 44 | Conventional Steam Coal | BIT | ST | 12 | 2002 | 12 | 1972
6526 | FirstEnergy Generation Corp | 2835 | FirstEnergy Ashtabula | IPP Non-CHP | OH | 7 | 44 | Conventional Steam Coal | BIT | ST | 12 | 2002 | 12 | 1972
6526 | FirstEnergy Generation Corp | 2835 | FirstEnergy Ashtabula | IPP Non-CHP | OH | 8 | 44 | Conventional Steam Coal | BIT | ST | 12 | 2002 | 12 | 1953
6526 | FirstEnergy Generation Corp | 2835 | FirstEnergy Ashtabula | IPP Non-CHP | OH | 9 | 44 | Conventional Steam Coal | BIT | ST | 12 | 2002 | 7 | 1953
14165 | NRG Power Midwest LP | 3099 | F R Phillips | IPP Non-CHP | PA | 1 | 58 | Conventional Steam Coal | BIT | ST | 12 | 2002 | 1 | 1943
14165 | NRG Power Midwest LP | 3099 | F R Phillips | IPP Non-CHP | PA | 2 | 59 | Conventional Steam Coal | BIT | ST | 12 | 2002 | 11 | 1949
14165 | NRG Power Midwest LP | 3099 | F R Phillips | IPP Non-CHP | PA | 3 | 59 | Conventional Steam Coal | BIT | ST | 12 | 2002 | 9 | 1950
14165 | NRG Power Midwest LP | 3099 | F R Phillips | IPP Non-CHP | PA | 4 | 134 | Conventional Steam Coal | BIT | ST | 12 | 2002 | 2 | 1956
23279 | Allegheny Energy Supply Co LLC | 3181 | FirstEnergy Mitchell Power Station | IPP Non-CHP | PA | 1 | 82 | Petroleum Liquids | DFO | ST | 12 | 2002 | 12 | 1948
50053 | Calhoun Port Authority | 3436 | E S Joslin | IPP Non-CHP | TX | 1 | 254 | Natural Gas Steam Turbine | NG | ST | 12 | 2002 | 6 | 1971
11135 | City of Logan - (UT) | 3675 | Hydro III | Electric Utility | UT | IC1 | 0.6 | Petroleum Liquids | DFO | IC | 12 | 2002 | 12 | 1927
11135 | City of Logan - (UT) | 4251 | Logan City | Electric Utility | UT | IC2 | 0.1 | Petroleum Liquids | DFO | IC | 12 | 2002 | 12 | 1927
11135 | City of Logan - (UT) | 4251 | Logan City | Electric Utility | UT | IC3 | 0.1 | Petroleum Liquids | DFO | IC | 12 | 2002 | 12 | 1927
11135 | City of Logan - (UT) | 4251 | Logan City | Electric Utility | UT | IC4 | 0.1 | Petroleum Liquids | DFO | IC | 12 | 2002 | 12 | 1935
11135 | City of Logan - (UT) | 4251 | Logan City | Electric Utility | UT | IC5A | 1.1 | Petroleum Liquids | DFO | IC | 12 | 2002 | 7 | 1990
11135 | City of Logan - (UT) | 4251 | Logan City | Electric Utility | UT | IC5B | 1.1 | Petroleum Liquids | DFO | IC | 12 | 2002 | 8 | 1990
11135 | City of Logan - (UT) | 4251 | Logan City | Electric Utility | UT | IC6 | 2.2 | Petroleum Liquids | DFO | IC | 12 | 2002 | 12 | 1947
10622 | City of Lakefield - (MN) | 7415 | Lakefield Utilities | Electric Utility | MN | 1 | 0.2 | Petroleum Liquids | DFO | IC | 12 | 2002 | 3 | 1936
10622 | City of Lakefield - (MN) | 7415 | Lakefield Utilities | Electric Utility | MN | 2 | 0.3 | Petroleum Liquids | DFO | IC | 12 | 2002 | 3 | 1936
10622 | City of Lakefield - (MN) | 7415 | Lakefield Utilities | Electric Utility | MN | 3 | 0.5 | Petroleum Liquids | DFO | IC | 12 | 2002 | 3 | 1939
10622 | City of Lakefield - (MN) | 7415 | Lakefield Utilities | Electric Utility | MN | 4 | 0.8 | Petroleum Liquids | DFO | IC | 12 | 2002 | 2 | 1948
11217 | Los Angeles County Sanitation | 10091 | Total Energy Facilities | Commercial CHP | CA | GEN2 | 8 | Other Waste Biomass | OBG | CT | 12 | 2002 | 1 | 1986
3432 | Ticona Polymers Inc | 10243 | Ticona Polymers Inc | Industrial CHP | TX | GEN1 | 1.4 | Other Natural Gas | NG | OT | 12 | 2002 | 1 | 1982
3432 | Ticona Polymers Inc | 10243 | Ticona Polymers Inc | Industrial CHP | TX | GEN2 | 1.4 | Other Natural Gas | NG | OT | 12 | 2002 | 1 | 1982
3432 | Ticona Polymers Inc | 10243 | Ticona Polymers Inc | Industrial CHP | TX | GEN3 | 1.6 | Other Natural Gas | NG | OT | 12 | 2002 | 1 | 1982
3432 | Ticona Polymers Inc | 10243 | Ticona Polymers Inc | Industrial CHP | TX | GEN4 | 5.7 | Natural Gas Fired Combined Cycle | NG | CA | 12 | 2002 | 1 | 1982
56448 | Red Shield Acquisition LLC | 10700 | Red Shield Envir Old Town Facility | Industrial CHP | ME | TG1 | 3.3 | Petroleum Liquids | RFO | ST | 12 | 2002 | 7 | 1946
16625 | San Diego State University | 50061 | San Diego State University | Commercial CHP | CA | GEN1 | 2.9 | Natural Gas Fired Combined Cycle | NG | CT | 12 | 2002 | 1 | 1986
13504 | New Hanover County | 50271 | New Hanover County WASTEC | IPP Non-CHP | NC | 2BP | 0.1 | Municipal Solid Waste | MSW | ST | 12 | 2002 | 6 | 1984
19588 | University of Michigan | 50431 | University of Michigan | Commercial CHP | MI | TG2 | 3.7 | Natural Gas Steam Turbine | NG | ST | 12 | 2002 | 1 | 1939
11233 | Louisiana Tech University | 54240 | Louisiana Tech University Power Plant | Commercial CHP | LA | TG1 | 2.5 | Natural Gas Steam Turbine | NG | ST | 12 | 2002 | 1 | 1963
13943 | Ocean County Utilities Auth | 54569 | Bayville Central Facility | Commercial CHP | NJ | SBG1 | 0.6 | Petroleum Liquids | DFO | IC | 12 | 2002 | 9 | 1988
13582 | NRG Astoria Gas Turbine Operations Inc | 55243 | Astoria Gas Turbines | IPP Non-CHP | NY | 9 | 0 | Petroleum Liquids | KER | GT | 12 | 2002 | 1 | 1970
13960 | NRG Cabrillo Power Ops Inc | 306 | Naval Station | IPP Non-CHP | CA | NSGT | 20 | Natural Gas Fired Combustion Turbine | NG | GT | 11 | 2002 | 9 | 1976
13960 | NRG Cabrillo Power Ops Inc | 307 | North Island | IPP Non-CHP | CA | NIG1 | 17 | Petroleum Liquids | DFO | GT | 11 | 2002 | 6 | 1972
13960 | NRG Cabrillo Power Ops Inc | 307 | North Island | IPP Non-CHP | CA | NIG2 | 17 | Natural Gas Fired Combustion Turbine | NG | GT | 11 | 2002 | 6 | 1972
7294 | City of Glendale - (CA) | 377 | Grayson | Electric Utility | CA | 7 | 20 | Natural Gas Fired Combustion Turbine | NG | GT | 11 | 2002 | 2 | 1974
2551 | City of Burlington - (KS) | 1266 | Burlington (KS) | Electric Utility | KS | 1 | 0.2 | Petroleum Liquids | DFO | IC | 11 | 2002 | 99 | 1935
6035 | Exelon Power | 1589 | New Boston Generating Station | IPP Non-CHP | MA | 2 | 352 | Natural Gas Steam Turbine | NG | ST | 11 | 2002 | 7 | 1967
13960 | NRG Cabrillo Power Ops Inc | 6707 | Naval Training Center | IPP Non-CHP | CA | NTCG | 13 | Natural Gas Fired Combustion Turbine | NG | GT | 11 | 2002 | 11 | 1968
26616 | North Slope Borough Power & Light | 7486 | NSB Point Lay Utility | Electric Utility | AK | PG4 | 0.2 | Petroleum Liquids | DFO | IC | 11 | 2002 | 88 | 1990
59069 | CIP II/AR Bridgewater Holdings LLC | 10122 | CIP II/AR Bridgewater Holdings - NJCOE | Commercial CHP | NJ | 01 | 2.7 | Natural Gas Fired Combustion Turbine | NG | GT | 11 | 2002 | 9 | 1993
2848 | California Institute-Technolgy | 10262 | California Institute of Technology | Commercial CHP | CA | GEN1 | 1 | Natural Gas Fired Combined Cycle | NG | CA | 11 | 2002 | 2 | 1982
2848 | California Institute-Technolgy | 10262 | California Institute of Technology | Commercial CHP | CA | GEN2 | 4.3 | Natural Gas Fired Combined Cycle | NG | CT | 11 | 2002 | 5 | 1989
6529 | Exxon Mobil Production Co | 50728 | ExxonMobil Garden City Gas Plant | Industrial CHP | LA | 1 | 0.6 | Natural Gas Steam Turbine | NG | ST | 11 | 2002 | 11 | 1997
6529 | Exxon Mobil Production Co | 50728 | ExxonMobil Garden City Gas Plant | Industrial CHP | LA | 2 | 0.6 | Natural Gas Steam Turbine | NG | ST | 11 | 2002 | 1 | 1964
6529 | Exxon Mobil Production Co | 50728 | ExxonMobil Garden City Gas Plant | Industrial CHP | LA | 3 | 0.6 | Natural Gas Steam Turbine | NG | ST | 11 | 2002 | 1 | 1964
6529 | Exxon Mobil Production Co | 50728 | ExxonMobil Garden City Gas Plant | Industrial CHP | LA | 4 | 0.7 | Natural Gas Fired Combustion Turbine | NG | GT | 11 | 2002 | 6 | 1968
6529 | Exxon Mobil Production Co | 50728 | ExxonMobil Garden City Gas Plant | Industrial CHP | LA | 5 | 0.1 | Natural Gas Internal Combustion Engine | NG | IC | 11 | 2002 | 6 | 1968
5347 | Dow Chemical Co | 52005 | Plaquemine Operations | Industrial CHP | LA | GEN1 | 49 | Natural Gas Fired Combined Cycle | NG | CS | 11 | 2002 | 12 | 1969
5347 | Dow Chemical Co | 52005 | Plaquemine Operations | Industrial CHP | LA | GEN2 | 49 | Natural Gas Fired Combined Cycle | NG | CS | 11 | 2002 | 12 | 1969
23693 | AES Huntington Beach LLC | 335 | AES Huntington Beach LLC | IPP Non-CHP | CA | 5 | 133 | Natural Gas Fired Combustion Turbine | NG | GT | 10 | 2002 | 4 | 1969
11208 | Los Angeles Department of Water & Power | 399 | Harbor | Electric Utility | CA | GT6 | 19 | Natural Gas Fired Combustion Turbine | NG | GT | 10 | 2002 | 7 | 1972
11208 | Los Angeles Department of Water & Power | 399 | Harbor | Electric Utility | CA | GT7 | 19 | Natural Gas Fired Combustion Turbine | NG | GT | 10 | 2002 | 6 | 1972
16179 | Rochelle Municipal Utilities | 960 | North Ninth Street | Electric Utility | IL | 5 | 0.8 | Natural Gas Internal Combustion Engine | NG | IC | 10 | 2002 | 6 | 1949
6526 | FirstEnergy Generation Corp | 2857 | FirstEnergy Edgewater | IPP Non-CHP | OH | 4 | 100 | Natural Gas Steam Turbine | NG | ST | 10 | 2002 | 6 | 1957
11169 | Longview Fibre Co | 54562 | Longview Fibre | Industrial CHP | WA | 8 | 60 | Natural Gas Fired Combustion Turbine | NG | GT | 10 | 2002 | 5 | 1995
14446 | Paragould Light & Water Comm | 192 | Paragould | Electric Utility | AR | 5 | 0.8 | Petroleum Liquids | DFO | IC | 9 | 2002 | 7 | 1946
2507 | City of Burbank Water and Power | 375 | Magnolia | Electric Utility | CA | M2 | 10 | Natural Gas Fired Combined Cycle | NG | CA | 9 | 2002 | 11 | 1984
20430 | City of Westbrook | 2021 | Westbrook | Electric Utility | MN | 4 | 0.6 | Petroleum Liquids | DFO | IC | 9 | 2002 | 88 | 1952
14063 | Oklahoma Gas & Electric Co | 2947 | Arbuckle | Electric Utility | OK | 1 | 74 | Natural Gas Steam Turbine | NG | ST | 9 | 2002 | 3 | 1953
17235 | NRG REMA LLC | 3132 | Warren | IPP Non-CHP | PA | 1 | 41 | Conventional Steam Coal | BIT | ST | 9 | 2002 | 9 | 1948
17235 | NRG REMA LLC | 3132 | Warren | IPP Non-CHP | PA | 2 | 41 | Conventional Steam Coal | BIT | ST | 9 | 2002 | 3 | 1949
8286 | Hawaiian Commercial and Sugar Company | 10604 | Hawaiian Comm & Sugar Puunene Mill | Industrial CHP | HI | PAI2 | 4 | Other Waste Biomass | AB | ST | 9 | 2002 | 9 | 1960
8286 | Hawaiian Commercial and Sugar Company | 10604 | Hawaiian Comm & Sugar Puunene Mill | Industrial CHP | HI | PAI3 | 12 | Other Waste Biomass | AB | ST | 9 | 2002 | 9 | 1992
10432 | Koppers Inc | 10732 | Koppers Chicago Plant | Industrial CHP | IL | GEN1 | 5 | All Other | WH | ST | 9 | 2002 | 3 | 1990
11611 | City of Maquoketa - (IA) | 1162 | Maquoketa 1 | Electric Utility | IA | 1 | 1 | Natural Gas Internal Combustion Engine | NG | IC | 8 | 2002 | 3 | 1947
15246 | City of Portland - (MI) | 1851 | Frank Jenkins | Electric Utility | MI | 3 | 0.3 | Petroleum Liquids | DFO | IC | 8 | 2002 | 6 | 1935
30002 | International Paper Co | 50398 | International Paper Savanna Mill | Industrial CHP | GA | GEN5 | 7 | Wood/Wood Waste Biomass | WDS | ST | 8 | 2002 | 6 | 1949
7140 | Georgia Power Co | 699 | Arkwright | Electric Utility | GA | 4 | 44 | Conventional Steam Coal | BIT | ST | 7 | 2002 | 11 | 1948
7140 | Georgia Power Co | 700 | Atkinson | Electric Utility | GA | 3 | 65 | Natural Gas Steam Turbine | NG | ST | 7 | 2002 | 10 | 1945
7140 | Georgia Power Co | 700 | Atkinson | Electric Utility | GA | 4 | 62 | Natural Gas Steam Turbine | NG | ST | 7 | 2002 | 10 | 1945
7140 | Georgia Power Co | 700 | Atkinson | Electric Utility | GA | ST2 | 55 | Natural Gas Steam Turbine | NG | ST | 7 | 2002 | 9 | 1941
7140 | Georgia Power Co | 727 | Mitchell (GA) | Electric Utility | GA | 1 | 20 | Conventional Steam Coal | BIT | ST | 7 | 2002 | 11 | 1948
309 | City of Algona - (IA) | 1120 | Algona | Electric Utility | IA | 5 | 1.1 | Petroleum Liquids | DFO | IC | 6 | 2002 | 1 | 1947
4919 | City of Dayton - (IA) | 1135 | Dayton (IA) | Electric Utility | IA | 4 | 0.1 | Petroleum Liquids | DFO | IC | 6 | 2002 | 7 | 1939
13781 | Northern States Power Co - Minnesota | 1904 | Black Dog | Electric Utility | MN | 1 | 71.7 | Conventional Steam Coal | SUB | ST | 6 | 2002 | 8 | 1952
56024 | Kamin LLC | 54880 | Kamin LLC Wrens Plant | Industrial CHP | GA | TUR1 | 0.9 | Natural Gas Fired Combustion Turbine | NG | GT | 6 | 2002 | 1 | 1986
14840 | City of Peru - (IL) | 955 | Peru (IL) | Electric Utility | IL | 4 | 8.6 | Natural Gas Steam Turbine | NG | ST | 5 | 2002 | 88 | 1960
11611 | City of Maquoketa - (IA) | 1162 | Maquoketa 1 | Electric Utility | IA | 2 | 0.6 | Petroleum Liquids | DFO | IC | 5 | 2002 | 11 | 1938
18350 | Sutherland City of | 2306 | Sutherland IC | Electric Utility | NE | 3 | 0.1 | Petroleum Liquids | DFO | IC | 5 | 2002 | 1 | 1935
309 | City of Algona - (IA) | 1120 | Algona | Electric Utility | IA | 4 | 0.8 | Petroleum Liquids | DFO | IC | 4 | 2002 | 1 | 1941
56401 | NAEA Energy Massachusetts LLC | 1642 | NAEA Energy Massachusetts LLC | IPP Non-CHP | MA | WS1 | 47.4 | Petroleum Liquids | RFO | ST | 4 | 2002 | 1 | 1949
56401 | NAEA Energy Massachusetts LLC | 1642 | NAEA Energy Massachusetts LLC | IPP Non-CHP | MA | WS2 | 47.4 | Petroleum Liquids | RFO | ST | 4 | 2002 | 1 | 1952
10433 | Kodiak Electric Assn Inc | 6281 | Kodiak | Electric Utility | AK | 7 | 2 | Petroleum Liquids | DFO | IC | 4 | 2002 | 2 | 1968
10433 | Kodiak Electric Assn Inc | 6281 | Kodiak | Electric Utility | AK | 8 | 2 | Petroleum Liquids | DFO | IC | 4 | 2002 | 88 | 1968
10433 | Kodiak Electric Assn Inc | 6281 | Kodiak | Electric Utility | AK | 9 | 2 | Petroleum Liquids | DFO | IC | 4 | 2002 | 88 | 1968
10608 | City of Lake Park - (IA) | 1153 | Lake Park | Electric Utility | IA | 1 | 0.5 | Petroleum Liquids | DFO | IC | 3 | 2002 | 88 | 1950
10608 | City of Lake Park - (IA) | 1153 | Lake Park | Electric Utility | IA | 2 | 0.8 | Petroleum Liquids | DFO | IC | 3 | 2002 | 88 | 1958
2547 | City of Burlingame - (KS) | 1265 | Burlingame | Electric Utility | KS | 2 | 0.4 | Petroleum Liquids | DFO | IC | 3 | 2002 | 88 | 1951
13809 | NorthWestern Energy - (SD) | 3348 | Webster IC | Electric Utility | SD | 1 | 0.8 | Petroleum Liquids | DFO | IC | 3 | 2002 | 0 | 1932
19876 | Virginia Electric & Power Co | 3804 | Possum Point | Electric Utility | VA | 1 | 74 | Petroleum Liquids | RFO | ST | 3 | 2002 | 12 | 1948
19876 | Virginia Electric & Power Co | 3804 | Possum Point | Electric Utility | VA | 2 | 69 | Petroleum Liquids | RFO | ST | 3 | 2002 | 5 | 1951
2507 | City of Burbank Water and Power | 375 | Magnolia | Electric Utility | CA | M3 | 20 | Natural Gas Steam Turbine | NG | ST | 2 | 2002 | 11 | 1949
2507 | City of Burbank Water and Power | 375 | Magnolia | Electric Utility | CA | M4 | 30 | Natural Gas Steam Turbine | NG | ST | 2 | 2002 | 9 | 1953
9928 | City of Julesburg - (CO) | 504 | Julesburg | Electric Utility | CO | 2 | 0.7 | Petroleum Liquids | DFO | IC | 2 | 2002 | 7 | 1949
27813 | USCE-Mobile District | 690 | J Woodruff | Electric Utility | FL | 2 | 10 | Conventional Hydroelectric | WAT | HY | 2 | 2002 | 3 | 1957
55919 | Georgia-Pacific Consr Prods LP-Green Bay | 10360 | Green Bay West Mill | Industrial CHP | WI | GEN1 | 1.4 | Conventional Steam Coal | BIT | ST | 2 | 2002 | 1 | 1929
55919 | Georgia-Pacific Consr Prods LP-Green Bay | 10360 | Green Bay West Mill | Industrial CHP | WI | GEN2 | 2.8 | Conventional Steam Coal | BIT | ST | 2 | 2002 | 1 | 1933
55919 | Georgia-Pacific Consr Prods LP-Green Bay | 10360 | Green Bay West Mill | Industrial CHP | WI | GEN3 | 2.8 | Conventional Steam Coal | BIT | ST | 2 | 2002 | 1 | 1940
55919 | Georgia-Pacific Consr Prods LP-Green Bay | 10360 | Green Bay West Mill | Industrial CHP | WI | GEN4 | 2.3 | Conventional Steam Coal | BIT | ST | 2 | 2002 | 1 | 1947
14446 | Paragould Light & Water Comm | 192 | Paragould | Electric Utility | AR | 1 | 0.4 | Petroleum Liquids | DFO | IC | 1 | 2002 | 1 | 1939
14446 | Paragould Light & Water Comm | 192 | Paragould | Electric Utility | AR | 2 | 1.1 | Petroleum Liquids | DFO | IC | 1 | 2002 | 2 | 1961
14446 | Paragould Light & Water Comm | 192 | Paragould | Electric Utility | AR | 4 | 0.8 | Petroleum Liquids | DFO | IC | 1 | 2002 | 5 | 1946
14446 | Paragould Light & Water Comm | 192 | Paragould | Electric Utility | AR | 6 | 1 | Petroleum Liquids | DFO | IC | 1 | 2002 | 10 | 1949
13038 | City of Mt Pleasant - (IA) | 1166 | Mt Pleasant | Electric Utility | IA | D | 1 | Petroleum Liquids | DFO | IC | 1 | 2002 | 88 | 1966
19843 | City of Villisca - (IA) | 1193 | Villisca Municipal Power Plant | Electric Utility | IA | 1 | 0.8 | Petroleum Liquids | DFO | IC | 1 | 2002 | 7 | 1948
19843 | City of Villisca - (IA) | 1193 | Villisca Municipal Power Plant | Electric Utility | IA | 2 | 0.3 | Petroleum Liquids | DFO | IC | 1 | 2002 | 7 | 1936
19843 | City of Villisca - (IA) | 1193 | Villisca Municipal Power Plant | Electric Utility | IA | 3 | 0.3 | Natural Gas Internal Combustion Engine | NG | IC | 1 | 2002 | 7 | 1936
19843 | City of Villisca - (IA) | 1193 | Villisca Municipal Power Plant | Electric Utility | IA | 4 | 0.6 | Petroleum Liquids | DFO | IC | 1 | 2002 | 7 | 1939
10171 | Kentucky Utilities Co | 1360 | Pineville | Electric Utility | KY | 3 | 32 | Conventional Steam Coal | BIT | ST | 1 | 2002 | 7 | 1951
20910 | Wolverine Power Supply Coop | 1877 | George Johnson | Electric Utility | MI | 1 | 0.7 | Natural Gas Internal Combustion Engine | NG | IC | 1 | 2002 | 1 | 1947
20910 | Wolverine Power Supply Coop | 1877 | George Johnson | Electric Utility | MI | 2 | 0.7 | Natural Gas Internal Combustion Engine | NG | IC | 1 | 2002 | 1 | 1948
20910 | Wolverine Power Supply Coop | 1877 | George Johnson | Electric Utility | MI | 3 | 1.2 | Natural Gas Internal Combustion Engine | NG | IC | 1 | 2002 | 1 | 1949
20910 | Wolverine Power Supply Coop | 1877 | George Johnson | Electric Utility | MI | 4 | 2.5 | Natural Gas Internal Combustion Engine | NG | IC | 1 | 2002 | 1 | 1951
20910 | Wolverine Power Supply Coop | 1877 | George Johnson | Electric Utility | MI | 5 | 2.5 | Natural Gas Internal Combustion Engine | NG | IC | 1 | 2002 | 1 | 1951
20910 | Wolverine Power Supply Coop | 1877 | George Johnson | Electric Utility | MI | 6 | 2.5 | Natural Gas Internal Combustion Engine | NG | IC | 1 | 2002 | 1 | 1952
20910 | Wolverine Power Supply Coop | 1879 | Scottville | Electric Utility | MI | 4 | 1.1 | Petroleum Liquids | DFO | IC | 1 | 2002 | 1 | 1947
20910 | Wolverine Power Supply Coop | 1879 | Scottville | Electric Utility | MI | 5 | 1.1 | Petroleum Liquids | DFO | IC | 1 | 2002 | 1 | 1947
20910 | Wolverine Power Supply Coop | 1879 | Scottville | Electric Utility | MI | 6 | 1.7 | Petroleum Liquids | DFO | IC | 1 | 2002 | 1 | 1961
11332 | City of Luverne - (MN) | 1990 | Luverne | Electric Utility | MN | 3 | 3 | Natural Gas Steam Turbine | NG | ST | 1 | 2002 | 88 | 1951
11332 | City of Luverne - (MN) | 1990 | Luverne | Electric Utility | MN | 4A | 0.3 | Petroleum Liquids | DFO | IC | 1 | 2002 | 88 | 1936
14165 | NRG Power Midwest LP | 2836 | Avon Lake | IPP Non-CHP | OH | 6 | 10 | Natural Gas Steam Turbine | NG | ST | 1 | 2002 | 1 | 1949
13137 | City of Murray - (UT) | 3683 | Murray City | Electric Utility | UT | 3 | 2 | Natural Gas Internal Combustion Engine | NG | IC | 1 | 2002 | 88 | 1952
13137 | City of Murray - (UT) | 3683 | Murray City | Electric Utility | UT | 4 | 0.9 | Natural Gas Internal Combustion Engine | NG | IC | 1 | 2002 | 88 | 1948
13137 | City of Murray - (UT) | 3683 | Murray City | Electric Utility | UT | 5 | 0.9 | Natural Gas Internal Combustion Engine | NG | IC | 1 | 2002 | 88 | 1948
13137 | City of Murray - (UT) | 3683 | Murray City | Electric Utility | UT | 6 | 2.3 | Natural Gas Internal Combustion Engine | NG | IC | 1 | 2002 | 88 | 1958
1857 | Block Island Power Co | 6567 | Block Island | Electric Utility | RI | 21 | 1.5 | Petroleum Liquids | DFO | IC | 1 | 2002 | 5 | 1997
11241 | Entergy Louisiana LLC | 6706 | Thibodaux | Electric Utility | LA | 9 | 19 | Natural Gas Steam Turbine | NG | ST | 1 | 2002 | 0 | 1968
17946 | City of Stanberry - (MO) | 8110 | Stanberry | Electric Utility | MO | 3 | 0.2 | Petroleum Liquids | DFO | IC | 1 | 2002 | 99 | 1945
17946 | City of Stanberry - (MO) | 8110 | Stanberry | Electric Utility | MO | 4 | 0.2 | Petroleum Liquids | DFO | IC | 1 | 2002 | 99 | 1953
5543 | E I DuPont De Nemours & Co | 10797 | Old Hickory Plant | Industrial CHP | TN | G10 | 2.8 | Natural Gas Steam Turbine | NG | ST | 1 | 2002 | 1 | 1933
55903 | Domtar Paper Company LLC | 50189 | Domtar Paper Co LLC Plymouth NC | Industrial CHP | NC | TG4 | 7.5 | Conventional Steam Coal | BIT | ST | 1 | 2002 | 3 | 1949
21148 | Zapco Energy Tactics Corp | 50348 | Oceanside Energy | IPP Non-CHP | NY | GEN5 | 0.6 | Landfill Gas | LFG | IC | 1 | 2002 | 1 | 1991
21148 | Zapco Energy Tactics Corp | 50348 | Oceanside Energy | IPP Non-CHP | NY | GEN6 | 0.6 | Landfill Gas | LFG | IC | 1 | 2002 | 1 | 1991
2769 | Cargill Inc | 54965 | Cargill Salt | Industrial CHP | MI | DCT | 1.2 | Conventional Steam Coal | BIT | ST | 1 | 2002 | 1 | 1935
1512 | City of Belleville - (KS) | 1263 | Belleville | Electric Utility | KS | 3 | 0.3 | Petroleum Liquids | DFO | IC | 12 | 2001 | 88 | 1946
150 | Adrian Public Utilities Comm | 1956 | Adrian | Electric Utility | MN | 3 | 0.4 | Petroleum Liquids | DFO | IC | 12 | 2001 | 88 | 1948
150 | Adrian Public Utilities Comm | 1956 | Adrian | Electric Utility | MN | 4 | 0.5 | Petroleum Liquids | DFO | IC | 12 | 2001 | 88 | 1954
12802 | City of Monroe City - (MO) | 2146 | Monroe (MO) | Electric Utility | MO | 1 | 0.7 | Petroleum Liquids | DFO | IC | 12 | 2001 | 8 | 1940
11427 | Massachusetts Wtr RAuth-Deer I | 10823 | Deer Island Treatment Plant | Commercial CHP | MA | F101 | 0.2 | Other Waste Biomass | OBG | FC | 12 | 2001 | 8 | 1997
19537 | University of Texas at Austin | 50118 | Hal C Weaver Power Plant | Commercial CHP | TX | GEN1 | 1.4 | Natural Gas Steam Turbine | NG | ST | 12 | 2001 | 10 | 1933
19537 | University of Texas at Austin | 50118 | Hal C Weaver Power Plant | Commercial CHP | TX | GEN2 | 1.4 | Natural Gas Steam Turbine | NG | ST | 12 | 2001 | 10 | 1933
19537 | University of Texas at Austin | 50118 | Hal C Weaver Power Plant | Commercial CHP | TX | GEN3 | 2.3 | Natural Gas Steam Turbine | NG | ST | 12 | 2001 | 1 | 1938
13504 | New Hanover County | 50271 | New Hanover County WASTEC | IPP Non-CHP | NC | 1TG | 2.2 | Municipal Solid Waste | MSW | ST | 12 | 2001 | 6 | 1984
30002 | International Paper Co | 50398 | International Paper Savanna Mill | Industrial CHP | GA | GEN3 | 7 | Conventional Steam Coal | BIT | ST | 12 | 2001 | 6 | 1940
30002 | International Paper Co | 50398 | International Paper Savanna Mill | Industrial CHP | GA | GEN4 | 7 | Wood/Wood Waste Biomass | BLQ | ST | 12 | 2001 | 6 | 1945
30002 | International Paper Co | 50398 | International Paper Savanna Mill | Industrial CHP | GA | GEN6 | 9.4 | Conventional Steam Coal | BIT | ST | 12 | 2001 | 6 | 1952
30002 | International Paper Co | 50398 | International Paper Savanna Mill | Industrial CHP | GA | GEN7 | 18.7 | Conventional Steam Coal | BIT | ST | 12 | 2001 | 6 | 1957
19121 | Trafalgar Power Inc | 52057 | Herkimer | IPP Non-CHP | NY | 05 | 0.4 | Conventional Hydroelectric | WAT | HY | 12 | 2001 | 12 | 1987
179 | Agrium US Inc | 54452 | Agrium Kenai Nitrogen Operations | Industrial CHP | AK | 644A | 1.3 | Natural Gas Internal Combustion Engine | NG | IC | 12 | 2001 | 9 | 1968
179 | Agrium US Inc | 54452 | Agrium Kenai Nitrogen Operations | Industrial CHP | AK | 644B | 1.3 | Natural Gas Internal Combustion Engine | NG | IC | 12 | 2001 | 9 | 1968
179 | Agrium US Inc | 54452 | Agrium Kenai Nitrogen Operations | Industrial CHP | AK | 644C | 1.3 | Natural Gas Internal Combustion Engine | NG | IC | 12 | 2001 | 9 | 1968
179 | Agrium US Inc | 54452 | Agrium Kenai Nitrogen Operations | Industrial CHP | AK | 644D | 1.3 | Natural Gas Internal Combustion Engine | NG | IC | 12 | 2001 | 9 | 1968
179 | Agrium US Inc | 54452 | Agrium Kenai Nitrogen Operations | Industrial CHP | AK | 644E | 1.3 | Natural Gas Internal Combustion Engine | NG | IC | 12 | 2001 | 9 | 1968
179 | Agrium US Inc | 54452 | Agrium Kenai Nitrogen Operations | Industrial CHP | AK | 644F | 1.3 | Natural Gas Internal Combustion Engine | NG | IC | 12 | 2001 | 9 | 1968
179 | Agrium US Inc | 54452 | Agrium Kenai Nitrogen Operations | Industrial CHP | AK | 644G | 1.3 | Natural Gas Internal Combustion Engine | NG | IC | 12 | 2001 | 9 | 1968
20789 | City of Wilton | 1202 | Wilton | Electric Utility | IA | 1 | 0.9 | Petroleum Liquids | DFO | IC | 11 | 2001 | 10 | 1958
9617 | JEA | 668 | Southside Generating Station | Electric Utility | FL | 4 | 67 | Petroleum Liquids | RFO | ST | 10 | 2001 | 11 | 1958
9617 | JEA | 668 | Southside Generating Station | Electric Utility | FL | 5 | 142 | Petroleum Liquids | RFO | ST | 10 | 2001 | 9 | 1964
15772 | City of Red Bud - (IL) | 959 | Red Bud | Electric Utility | IL | 5 | 0.4 | Petroleum Liquids | DFO | IC | 10 | 2001 | 3 | 1948
15772 | City of Red Bud - (IL) | 959 | Red Bud | Electric Utility | IL | 6 | 0.9 | Petroleum Liquids | DFO | IC | 10 | 2001 | 9 | 1953
21148 | Zapco Energy Tactics Corp | 50345 | Oyster Bay Energy Partners LP | IPP Non-CHP | NY | OB1 | 0.6 | Landfill Gas | LFG | IC | 10 | 2001 | 7 | 1986
21148 | Zapco Energy Tactics Corp | 50345 | Oyster Bay Energy Partners LP | IPP Non-CHP | NY | OB2 | 0.6 | Landfill Gas | LFG | IC | 10 | 2001 | 7 | 1986
7140 | Georgia Power Co | 707 | Goat Rock | Electric Utility | AL | 1 | 3.1 | Conventional Hydroelectric | WAT | HY | 9 | 2001 | 12 | 1912
7140 | Georgia Power Co | 707 | Goat Rock | Electric Utility | AL | 2 | 3.1 | Conventional Hydroelectric | WAT | HY | 9 | 2001 | 12 | 1912
6035 | Exelon Power | 1585 | Exelon Edgar LLC | IPP Non-CHP | MA | GT1 | 9.2 | Petroleum Liquids | DFO | GT | 9 | 2001 | 6 | 1969
6035 | Exelon Power | 1585 | Exelon Edgar LLC | IPP Non-CHP | MA | GT2 | 12 | Petroleum Liquids | DFO | GT | 9 | 2001 | 6 | 1969
15348 | Preston Public Utilities Comm | 2004 | Preston (MN) | Electric Utility | MN | 1 | 0.1 | Petroleum Liquids | DFO | IC | 9 | 2001 | 88 | 1935
15348 | Preston Public Utilities Comm | 2004 | Preston (MN) | Electric Utility | MN | 2 | 0.1 | Petroleum Liquids | DFO | IC | 9 | 2001 | 88 | 1935
15348 | Preston Public Utilities Comm | 2004 | Preston (MN) | Electric Utility | MN | 3 | 0.2 | Petroleum Liquids | DFO | IC | 9 | 2001 | 88 | 1939
219 | Alaska Power and Telephone Co | 7169 | Northway | Electric Utility | AK | 4 | 0.3 | Petroleum Liquids | DFO | IC | 9 | 2001 | 1 | 1980
14645 | City of Pella - (IA) | 7971 | Pella Peaking | Electric Utility | IA | 1 |  | Petroleum Liquids | DFO | IC | 9 | 2001 | 6 | 2001
14645 | City of Pella - (IA) | 7971 | Pella Peaking | Electric Utility | IA | 2 |  | Petroleum Liquids | DFO | IC | 9 | 2001 | 6 | 2001
19526 | United States Steel-Gary | 50733 | Gary Works | Industrial CHP | IN | SWK6 | 60 | Natural Gas Steam Turbine | NG | ST | 9 | 2001 | 4 | 1951
3179 | Caterpillar Inc | 50935 | Caterpillar | Industrial Non-CHP | IN | 0101 | 1.8 | Petroleum Liquids | DFO | IC | 9 | 2001 | 6 | 2001
3179 | Caterpillar Inc | 50935 | Caterpillar | Industrial Non-CHP | IN | 0102 | 1.8 | Petroleum Liquids | DFO | IC | 9 | 2001 | 6 | 2001
3179 | Caterpillar Inc | 50935 | Caterpillar | Industrial Non-CHP | IN | 0103 | 1.8 | Petroleum Liquids | DFO | IC | 9 | 2001 | 6 | 2001
3179 | Caterpillar Inc | 50935 | Caterpillar | Industrial Non-CHP | IN | 0104 | 1.8 | Petroleum Liquids | DFO | IC | 9 | 2001 | 6 | 2001
3179 | Caterpillar Inc | 50935 | Caterpillar | Industrial Non-CHP | IN | 0105 | 1.8 | Petroleum Liquids | DFO | IC | 9 | 2001 | 6 | 2001
3179 | Caterpillar Inc | 50935 | Caterpillar | Industrial Non-CHP | IN | 0106 | 1.8 | Petroleum Liquids | DFO | IC | 9 | 2001 | 6 | 2001
3179 | Caterpillar Inc | 50935 | Caterpillar | Industrial Non-CHP | IN | 0107 | 1.8 | Petroleum Liquids | DFO | IC | 9 | 2001 | 6 | 2001
3179 | Caterpillar Inc | 50935 | Caterpillar | Industrial Non-CHP | IN | 0108 | 1.8 | Petroleum Liquids | DFO | IC | 9 | 2001 | 6 | 2001
20430 | City of Westbrook | 2021 | Westbrook | Electric Utility | MN | 3 | 0.4 | Petroleum Liquids | DFO | IC | 8 | 2001 | 88 | 1940
19867 | Village of Viola - (WI) | 4139 | Viola | Electric Utility | WI | 1 | 0.4 | Petroleum Liquids | DFO | IC | 8 | 2001 | 1 | 1948
19867 | Village of Viola - (WI) | 4139 | Viola | Electric Utility | WI | 2 | 0.7 | Petroleum Liquids | DFO | IC | 8 | 2001 | 1 | 1966
3413 | PUD No 1 of Chelan County | 8021 | Diesel Generator Farm | Electric Utility | WA | E-1 | 1.8 | Petroleum Liquids | DFO | IC | 8 | 2001 | 3 | 2001
3413 | PUD No 1 of Chelan County | 8021 | Diesel Generator Farm | Electric Utility | WA | E-10 | 1.8 | Petroleum Liquids | DFO | IC | 8 | 2001 | 3 | 2001
3413 | PUD No 1 of Chelan County | 8021 | Diesel Generator Farm | Electric Utility | WA | E-11 | 1.8 | Petroleum Liquids | DFO | IC | 8 | 2001 | 3 | 2001
3413 | PUD No 1 of Chelan County | 8021 | Diesel Generator Farm | Electric Utility | WA | E-12 | 1.8 | Petroleum Liquids | DFO | IC | 8 | 2001 | 3 | 2001
3413 | PUD No 1 of Chelan County | 8021 | Diesel Generator Farm | Electric Utility | WA | E-13 | 1.8 | Petroleum Liquids | DFO | IC | 8 | 2001 | 3 | 2001
3413 | PUD No 1 of Chelan County | 8021 | Diesel Generator Farm | Electric Utility | WA | E-14 | 1.8 | Petroleum Liquids | DFO | IC | 8 | 2001 | 3 | 2001
3413 | PUD No 1 of Chelan County | 8021 | Diesel Generator Farm | Electric Utility | WA | E-15 | 1.8 | Petroleum Liquids | DFO | IC | 8 | 2001 | 3 | 2001
3413 | PUD No 1 of Chelan County | 8021 | Diesel Generator Farm | Electric Utility | WA | E-16 | 1.8 | Petroleum Liquids | DFO | IC | 8 | 2001 | 3 | 2001
3413 | PUD No 1 of Chelan County | 8021 | Diesel Generator Farm | Electric Utility | WA | E-17 | 1.8 | Petroleum Liquids | DFO | IC | 8 | 2001 | 3 | 2001
3413 | PUD No 1 of Chelan County | 8021 | Diesel Generator Farm | Electric Utility | WA | E-18 | 1.8 | Petroleum Liquids | DFO | IC | 8 | 2001 | 3 | 2001
3413 | PUD No 1 of Chelan County | 8021 | Diesel Generator Farm | Electric Utility | WA | E-19 | 1.8 | Petroleum Liquids | DFO | IC | 8 | 2001 | 3 | 2001
3413 | PUD No 1 of Chelan County | 8021 | Diesel Generator Farm | Electric Utility | WA | E-2 | 1.8 | Petroleum Liquids | DFO | IC | 8 | 2001 | 3 | 2001
3413 | PUD No 1 of Chelan County | 8021 | Diesel Generator Farm | Electric Utility | WA | E-20 | 1.8 | Petroleum Liquids | DFO | IC | 8 | 2001 | 3 | 2001
3413 | PUD No 1 of Chelan County | 8021 | Diesel Generator Farm | Electric Utility | WA | E-21 | 1.8 | Petroleum Liquids | DFO | IC | 8 | 2001 | 3 | 2001
3413 | PUD No 1 of Chelan County | 8021 | Diesel Generator Farm | Electric Utility | WA | E-22 | 2 | Petroleum Liquids | DFO | IC | 8 | 2001 | 3 | 2001
3413 | PUD No 1 of Chelan County | 8021 | Diesel Generator Farm | Electric Utility | WA | E-23 | 2 | Petroleum Liquids | DFO | IC | 8 | 2001 | 3 | 2001
3413 | PUD No 1 of Chelan County | 8021 | Diesel Generator Farm | Electric Utility | WA | E-24 | 2 | Petroleum Liquids | DFO | IC | 8 | 2001 | 3 | 2001
3413 | PUD No 1 of Chelan County | 8021 | Diesel Generator Farm | Electric Utility | WA | E-25 | 2 | Petroleum Liquids | DFO | IC | 8 | 2001 | 3 | 2001
3413 | PUD No 1 of Chelan County | 8021 | Diesel Generator Farm | Electric Utility | WA | E-26 | 2 | Petroleum Liquids | DFO | IC | 8 | 2001 | 3 | 2001
3413 | PUD No 1 of Chelan County | 8021 | Diesel Generator Farm | Electric Utility | WA | E-3 | 1.8 | Petroleum Liquids | DFO | IC | 8 | 2001 | 3 | 2001
3413 | PUD No 1 of Chelan County | 8021 | Diesel Generator Farm | Electric Utility | WA | E-4 | 1.8 | Petroleum Liquids | DFO | IC | 8 | 2001 | 3 | 2001
3413 | PUD No 1 of Chelan County | 8021 | Diesel Generator Farm | Electric Utility | WA | E-5 | 1.8 | Petroleum Liquids | DFO | IC | 8 | 2001 | 3 | 2001
3413 | PUD No 1 of Chelan County | 8021 | Diesel Generator Farm | Electric Utility | WA | E-6 | 1.8 | Petroleum Liquids | DFO | IC | 8 | 2001 | 3 | 2001
3413 | PUD No 1 of Chelan County | 8021 | Diesel Generator Farm | Electric Utility | WA | E-7 | 1.8 | Petroleum Liquids | DFO | IC | 8 | 2001 | 3 | 2001
3413 | PUD No 1 of Chelan County | 8021 | Diesel Generator Farm | Electric Utility | WA | E-8 | 1.8 | Petroleum Liquids | DFO | IC | 8 | 2001 | 3 | 2001
3413 | PUD No 1 of Chelan County | 8021 | Diesel Generator Farm | Electric Utility | WA | E-9 | 1.8 | Petroleum Liquids | DFO | IC | 8 | 2001 | 3 | 2001
18454 | Tampa Electric Co | 646 | F J Gannon | Electric Utility | FL | GT1 | 12 | Petroleum Liquids | DFO | GT | 7 | 2001 | 3 | 1969
4919 | City of Dayton - (IA) | 1135 | Dayton (IA) | Electric Utility | IA | 1 | 0.6 | Petroleum Liquids | DFO | IC | 7 | 2001 | 5 | 1959
18204 | City of Strawberry Point | 1189 | Strawberry Point | Electric Utility | IA | 3 | 0.8 | Petroleum Liquids | DFO | IC | 7 | 2001 | 0 | 1937
18204 | City of Strawberry Point | 1189 | Strawberry Point | Electric Utility | IA | 4 | 0.8 | Petroleum Liquids | DFO | IC | 7 | 2001 | 99 | 1947
18204 | City of Strawberry Point | 1189 | Strawberry Point | Electric Utility | IA | 6 | 1 | Petroleum Liquids | DFO | IC | 7 | 2001 | 99 | 1965
11372 | City of Lyons - (NE) | 2253 | Lyons | Electric Utility | NE | 5 | 0.2 | Petroleum Liquids | DFO | IC | 7 | 2001 | 1 | 1930
13038 | City of Mt Pleasant - (IA) | 1166 | Mt Pleasant | Electric Utility | IA | 5 | 7.5 | Natural Gas Steam Turbine | NG | ST | 6 | 2001 | 10 | 1966
15147 | PSEG Fossil LLC | 2404 | PSEG Kearny Generating Station | IPP Non-CHP | NJ | 121 | 44.5 | Natural Gas Fired Combustion Turbine | NG | GT | 6 | 2001 | 5 | 1973
15147 | PSEG Fossil LLC | 2404 | PSEG Kearny Generating Station | IPP Non-CHP | NJ | 122 | 44.5 | Natural Gas Fired Combustion Turbine | NG | GT | 6 | 2001 | 5 | 1973
15147 | PSEG Fossil LLC | 2404 | PSEG Kearny Generating Station | IPP Non-CHP | NJ | 123 | 44.5 | Natural Gas Fired Combustion Turbine | NG | GT | 6 | 2001 | 5 | 1973
15147 | PSEG Fossil LLC | 2404 | PSEG Kearny Generating Station | IPP Non-CHP | NJ | 124 | 44.5 | Natural Gas Fired Combustion Turbine | NG | GT | 6 | 2001 | 5 | 1973
13781 | Northern States Power Co - Minnesota | 3334 | Pathfinder | Electric Utility | SD | 1 | 61 | Natural Gas Steam Turbine | NG | ST | 6 | 2001 | 0 | 1962
1015 | Austin Energy | 3548 | Decker Creek | Electric Utility | TX | PV3 | 0.3 | Solar Photovoltaic | SUN | PV | 6 | 2001 | 7 | 1987
1182 | BASF Corporation | 10320 | Enka | Industrial CHP | NC | GE10 | 3.7 | Conventional Steam Coal | BIT | ST | 6 | 2001 | 1 | 1948
1182 | BASF Corporation | 10320 | Enka | Industrial CHP | NC | GE11 | 3.7 | Conventional Steam Coal | BIT | ST | 6 | 2001 | 1 | 1957
1182 | BASF Corporation | 10320 | Enka | Industrial CHP | NC | GE12 | 4.7 | Conventional Steam Coal | BIT | ST | 6 | 2001 | 1 | 1959
1182 | BASF Corporation | 10320 | Enka | Industrial CHP | NC | GEN8 | 0.3 | Conventional Steam Coal | BIT | ST | 6 | 2001 | 1 | 1984
1182 | BASF Corporation | 10320 | Enka | Industrial CHP | NC | GEN9 | 2.8 | Conventional Steam Coal | BIT | ST | 6 | 2001 | 1 | 1937
54842 | WM Renewable Energy LLC | 50577 | Omega Hills Gas Recovery | IPP Non-CHP | WI | GEN4 | 1.1 | Landfill Gas | LFG | IC | 6 | 2001 | 9 | 1992
2769 | Cargill Inc | 54965 | Cargill Salt | Industrial CHP | MI | DCTG | 0.7 | Conventional Steam Coal | BIT | ST | 6 | 2001 | 1 | 1935
13870 | Nushagak Electric Coop, Inc | 109 | Dillingham | Electric Utility | AK | 4 | 0.5 | Petroleum Liquids | DFO | IC | 5 | 2001 | 9 | 1967
989 | City of Attica - (KS) | 1260 | Attica | Electric Utility | KS | 4 | 0.2 | Petroleum Liquids | DFO | IC | 5 | 2001 | 88 | 1961
989 | City of Attica - (KS) | 1260 | Attica | Electric Utility | KS | 5 | 0.2 | Petroleum Liquids | DFO | IC | 5 | 2001 | 88 | 1961
1994 | Boulder City of | 466 | Boulder Canyon Hydro | IPP Non-CHP | CO | 2 | 5 | Conventional Hydroelectric | WAT | HY | 3 | 2001 | 0 | 1911
23632 | Inland Paperboard - Rome Mill | 10426 | Inland Paperboard Packaging Rome | Industrial CHP | GA | GEN1 | 7 | Wood/Wood Waste Biomass | BLQ | ST | 3 | 2001 | 10 | 1954
27813 | USCE-Mobile District | 690 | J Woodruff | Electric Utility | FL | 3 | 10 | Conventional Hydroelectric | WAT | HY | 2 | 2001 | 4 | 1957
3156 | Village of Cashton - (WI) | 4107 | Cashton | Electric Utility | WI | 4 | 0.3 | Petroleum Liquids | DFO | IC | 2 | 2001 | 0 | 1962
22803 | SDS Lumber Co | 50231 | SDS Lumber Gorge Energy Division | Industrial CHP | WA | TG1 | 3.5 | Wood/Wood Waste Biomass | WDS | ST | 2 | 2001 | 11 | 1979
13642 | Nome Joint Utility Systems | 90 | Snake River | Electric Utility | AK | 5 | 1.2 | Petroleum Liquids | DFO | IC | 1 | 2001 | 1 | 1974
21015 | City of Wrangell - (AK) | 95 | Wrangell | Electric Utility | AK | 1 | 1.3 | Petroleum Liquids | DFO | IC | 1 | 2001 | 8 | 1972
21015 | City of Wrangell - (AK) | 95 | Wrangell | Electric Utility | AK | 2 | 1.3 | Petroleum Liquids | DFO | IC | 1 | 2001 | 8 | 1972
21015 | City of Wrangell - (AK) | 95 | Wrangell | Electric Utility | AK | 3 | 1.3 | Petroleum Liquids | DFO | IC | 1 | 2001 | 8 | 1973
21015 | City of Wrangell - (AK) | 95 | Wrangell | Electric Utility | AK | 4 | 1.3 | Petroleum Liquids | DFO | IC | 1 | 2001 | 8 | 1973
6909 | Gainesville Regional Utilities | 664 | John R Kelly | Electric Utility | FL | 6 | 14 | Natural Gas Steam Turbine | NG | ST | 1 | 2001 | 3 | 1958
8287 | Hawaii Electric Light Co Inc | 768 | Waimea | Electric Utility | HI | 10 | 1 | Petroleum Liquids | DFO | IC | 1 | 2001 | 10 | 1954
8287 | Hawaii Electric Light Co Inc | 768 | Waimea | Electric Utility | HI | 8 | 1 | Petroleum Liquids | DFO | IC | 1 | 2001 | 10 | 1954
8287 | Hawaii Electric Light Co Inc | 768 | Waimea | Electric Utility | HI | 9 | 1 | Petroleum Liquids | DFO | IC | 1 | 2001 | 10 | 1954
8490 | City of Herington - (KS) | 1283 | Herington | Electric Utility | KS | 4 | 0.1 | Petroleum Liquids | DFO | IC | 1 | 2001 | 10 | 1947
221 | Alaska Village Elec Coop, Inc | 6323 | Kiana | Electric Utility | AK | 1A | 0.3 | Petroleum Liquids | DFO | IC | 1 | 2001 | 12 | 1977
8287 | Hawaii Electric Light Co Inc | 6478 | Shipman | Electric Utility | HI | 1 | 3.4 | Petroleum Liquids | RFO | ST | 1 | 2001 | 12 | 1943
21148 | Zapco Energy Tactics Corp | 50348 | Oceanside Energy | IPP Non-CHP | NY | OS4 | 0.7 | Landfill Gas | LFG | IC | 1 | 2001 | 12 | 1990
772 | Archer Daniels Midland Co | 54311 | Archer Daniels Midland Little Rock | Industrial CHP | AR | GEN1 | 1 | Natural Gas Internal Combustion Engine | NG | IC | 1 | 2001 | 2 | 1993
772 | Archer Daniels Midland Co | 54311 | Archer Daniels Midland Little Rock | Industrial CHP | AR | GEN2 | 1 | Natural Gas Internal Combustion Engine | NG | IC | 1 | 2001 | 2 | 1993
772 | Archer Daniels Midland Co | 54311 | Archer Daniels Midland Little Rock | Industrial CHP | AR | GEN3 | 1 | Natural Gas Internal Combustion Engine | NG | IC | 1 | 2001 | 2 | 1993
772 | Archer Daniels Midland Co | 54311 | Archer Daniels Midland Little Rock | Industrial CHP | AR | GEN4 | 1 | Natural Gas Internal Combustion Engine | NG | IC | 1 | 2001 | 2 | 1993
17609 | Southern California Edison Co | 7148 | San Gorgonio 1 | Electric Utility | CA | 1 | 1.5 | Conventional Hydroelectric | WAT | HY |  | 2001 | 12 | 1923
13949 | City of Oberlin - (OH) | 2933 | Oberlin (OH) | Electric Utility | OH | 2 | 1 | Petroleum Liquids | DFO | IC | 12 | 2000 | 1 | 1951
13949 | City of Oberlin - (OH) | 2933 | Oberlin (OH) | Electric Utility | OH | 3 | 0.6 | Petroleum Liquids | DFO | IC | 12 | 2000 | 1 | 1934
26616 | North Slope Borough Power & Light | 7486 | NSB Point Lay Utility | Electric Utility | AK | PG3 | 0.2 | Petroleum Liquids | DFO | IC | 12 | 2000 | 88 | 1990
5624 | RED-Rochester, LLC | 10025 | RED-Rochester, LLC | Industrial CHP | NY | 12TG | 6.3 | Conventional Steam Coal | BIT | ST | 12 | 2000 | 7 | 1941
24263 | Cellu Tissue Holdings Inc | 52017 | Menominee Acquisition | Industrial CHP | MI | ST1 | 1.5 | Conventional Steam Coal | BIT | ST | 12 | 2000 | 6 | 1962
50081 | AE Operations LLC | 54373 | Southbridge Energy Center LLC | Industrial CHP | MA | AO1 | 4.7 | Natural Gas Steam Turbine | NG | ST | 12 | 2000 | 1 | 1946
50081 | AE Operations LLC | 54373 | Southbridge Energy Center LLC | Industrial CHP | MA | AO2 | 2.8 | Natural Gas Steam Turbine | NG | ST | 12 | 2000 | 1 | 1938
22500 | Westar Energy Inc | 1250 | Lawrence Energy Center | Electric Utility | KS | 2 | 26 | Conventional Steam Coal | BIT | ST | 11 | 2000 | 12 | 1952
5957 | City of Erie - (KS) | 1276 | Erie | Electric Utility | KS | 2 | 0.6 | Petroleum Liquids | DFO | IC | 11 | 2000 | 11 | 1958
14656 | City of Pender - (NE) | 2296 | Pender | Electric Utility | NE | 5 | 0.2 | Natural Gas Internal Combustion Engine | NG | IC | 10 | 2000 | 1 | 1939
11217 | Los Angeles County Sanitation | 10091 | Total Energy Facilities | Commercial CHP | CA | GEN3 | 8 | Other Waste Biomass | OBG | CT | 10 | 2000 | 1 | 1986
361 | Industrial Energy Applications Inc | 54713 | Alliant SBD 8603 Donnelley | IPP Non-CHP | IA | 1233 | 1 | Petroleum Liquids | DFO | IC | 10 | 2000 | 3 | 1996
5277 | American Sugar Refining, Inc. | 54795 | Domino Sugar Baltimore | Industrial CHP | MD | GEN3 | 2.5 | Natural Gas Steam Turbine | NG | ST | 9 | 2000 | 6 | 1959
19436 | Union Electric Co - (MO) | 913 | Venice | Electric Utility | IL | 2 | 38 | Petroleum Liquids | DFO | ST | 8 | 2000 | 5 | 1942
19436 | Union Electric Co - (MO) | 913 | Venice | Electric Utility | IL | ST1 | 38 | Petroleum Liquids | DFO | ST | 8 | 2000 | 2 | 1942
10620 | City of Lake Worth - (FL) | 673 | Tom G Smith | Electric Utility | FL | S1 | 7 | Natural Gas Steam Turbine | NG | ST | 7 | 2000 | 1 | 1961
4180 | Connecticut Mun Elec Engy Coop | 6635 | A L Pierce | Electric Utility | CT | 2 | 7.3 | Petroleum Liquids | DFO | ST | 7 | 2000 | 8 | 1953
4180 | Connecticut Mun Elec Engy Coop | 6635 | A L Pierce | Electric Utility | CT | 3 | 7.3 | Petroleum Liquids | DFO | ST | 7 | 2000 | 8 | 1953
59366 | EnLink Midstream Services, LLC | 55053 | Bridgeport Gas Processing Plant | Industrial Non-CHP | TX | 324 | 0.3 | Natural Gas Internal Combustion Engine | NG | IC | 7 | 2000 | 1 | 1958
59366 | EnLink Midstream Services, LLC | 55053 | Bridgeport Gas Processing Plant | Industrial Non-CHP | TX | 326 | 0.3 | Natural Gas Internal Combustion Engine | NG | IC | 7 | 2000 | 1 | 1958
221 | Alaska Village Elec Coop, Inc | 6323 | Kiana | Electric Utility | AK | 2 | 0.3 | Petroleum Liquids | DFO | IC | 6 | 2000 | 9 | 1990
15726 | Rayonier Performance Fibers, LLC | 10560 | Rayonier Advanced Materials - Jesup Plant | Industrial Non-CHP | GA | GEN1 | 4.7 | Wood/Wood Waste Biomass | WDS | ST | 6 | 2000 | 6 | 1954
5338 | Dow Chemical Co | 52120 | Dow Chemical Texas Operation | Industrial CHP | TX | G-41 | 50 | Natural Gas Fired Combined Cycle | NG | CA | 6 | 2000 | 5 | 1958
16578 | Saint Agnes Medical Center | 54800 | Saint Agnes Medical Center | Commercial CHP | CA | 9930 | 0.7 | Natural Gas Internal Combustion Engine | NG | IC | 6 | 2000 | 5 | 1983
59366 | EnLink Midstream Services, LLC | 55053 | Bridgeport Gas Processing Plant | Industrial Non-CHP | TX | 325 | 0.3 | Natural Gas Internal Combustion Engine | NG | IC | 6 | 2000 | 1 | 1958
59366 | EnLink Midstream Services, LLC | 55053 | Bridgeport Gas Processing Plant | Industrial Non-CHP | TX | 327 | 0.3 | Natural Gas Internal Combustion Engine | NG | IC | 6 | 2000 | 1 | 1958
1512 | City of Belleville - (KS) | 1263 | Belleville | Electric Utility | KS | 2 | 0.6 | Petroleum Liquids | DFO | IC | 12 | 1999 | 88 | 1946
50114 | WTG Jameson, L.P. | 55052 | Jameson Gas Processing Plant | Industrial Non-CHP | TX | 623 | 0.5 | Natural Gas Internal Combustion Engine | NG | IC | 12 | 1999 | 1 | 1986
18963 | Inside Passage Elec Coop, Inc | 7466 | Klawock | Electric Utility | AK | 1 | 0.5 | Petroleum Liquids | DFO | IC | 7 | 1999 | 1 | 1970
18963 | Inside Passage Elec Coop, Inc | 7466 | Klawock | Electric Utility | AK | 2 | 0.5 | Petroleum Liquids | DFO | IC | 7 | 1999 | 1 | 1970
18963 | Inside Passage Elec Coop, Inc | 7466 | Klawock | Electric Utility | AK | 3 | 0.1 | Petroleum Liquids | DFO | IC | 7 | 1999 | 6 | 1955
18963 | Inside Passage Elec Coop, Inc | 7466 | Klawock | Electric Utility | AK | 4 | 0.3 | Petroleum Liquids | DFO | IC | 7 | 1999 | 6 | 1977
56500 | KPAQ Industries LLC | 10697 | St Francisville Mill | Industrial CHP | LA | GEN1 | 38.3 | Natural Gas Fired Combustion Turbine | NG | GT | 7 | 1999 | 12 | 1985
30150 | CBY DBA Yakutat Power | 6637 | Yakutat | Electric Utility | AK | 2A | 0.8 | Petroleum Liquids | DFO | IC | 6 | 1999 | 2 | 1984
30150 | CBY DBA Yakutat Power | 6637 | Yakutat | Electric Utility | AK | 3 | 0.6 | Petroleum Liquids | DFO | IC | 6 | 1999 | 3 | 1973
772 | Archer Daniels Midland Co | 10863 | Archer Daniels Midland Mankato | Industrial CHP | MN | GEN2 | 4.4 | Natural Gas Steam Turbine | NG | ST | 6 | 1999 | 1 | 1999
16721 | S D Warren Co.- Westbrook | 50447 | S D Warren Westbrook | Industrial CHP | ME | GEN8 | 10 | Wood/Wood Waste Biomass | WDS | ST | 6 | 1999 | 3 | 1965
55849 | Domtar Paper Co LLC Kingsport Mill | 10252 | Domtar Kingsport Mill | Industrial CHP | TN | NO.4 | 4 | Conventional Steam Coal | BIT | ST | 4 | 1999 | 1 | 1937
56150 | ArcelorMittal USA Inc | 10474 | 4 AC Station | Industrial CHP | IN | 14TG | 63.3 | Conventional Steam Coal | BIT | ST | 4 | 1999 | 8 | 1963
56150 | ArcelorMittal USA Inc | 10474 | 4 AC Station | Industrial CHP | IN | 15TG | 63.3 | Conventional Steam Coal | BIT | ST | 4 | 1999 | 10 | 1963
4247 | Consolidated Water Power Co | 3971 | Biron | Electric Utility | WI | 8 | 0.4 | Conventional Hydroelectric | WAT | HY | 1 | 1999 | 1 | 1896
9130 | Hutchinson Utilities Comm | 6358 | Hutchinson Plant #2 | Electric Utility | MN | 1 | 22 | Natural Gas Fired Combustion Turbine | NG | GT | 1 | 1999 | 3 | 1977
1512 | City of Belleville - (KS) | 1263 | Belleville | Electric Utility | KS | 1 | 0.6 | Petroleum Liquids | DFO | IC | 12 | 1998 | 88 | 1946
17166 | Sierra Pacific Power Co | 6511 | Fallon | Electric Utility | NV | 1 | 1.7 | Petroleum Liquids | DFO | IC | 12 | 1998 | 1 | 1966
4180 | Connecticut Mun Elec Engy Coop | 6635 | A L Pierce | Electric Utility | CT | 1 | 7.5 | Petroleum Liquids | DFO | ST | 12 | 1998 | 8 | 1953
9686 | RockTenn-Jackson Fenandina | 54430 | Jackson Mill | Industrial Non-CHP | FL | GEN1 | 40.5 | Natural Gas Steam Turbine | NG | ST | 12 | 1998 | 3 | 1983
12490 | Middletown Power LLC | 562 | Middletown | IPP Non-CHP | CT | 1 | 66.3 | Petroleum Liquids | RFO | ST | 10 | 1998 | 8 | 1954
8205 | City of Hart Hydro - (MI) | 1827 | Hart | Electric Utility | MI | 2 | 0.6 | Petroleum Liquids | DFO | IC | 12 | 1997 | 1 | 1938
56605 | Delaware City Refining Company LLC | 52193 | Delaware City Plant | Industrial CHP | DE | FGTG | 1 | Natural Gas Fired Combustion Turbine | NG | GT | 10 | 1997 | 9 | 1980
56505 | National Grid Generation LLC | 2517 | Port Jefferson | Electric Utility | NY | 2 | 42.2 | Petroleum Liquids | RFO | ST | 9 | 1997 | 10 | 1950
56505 | National Grid Generation LLC | 2517 | Port Jefferson | Electric Utility | NY | ST1 | 42.2 | Petroleum Liquids | RFO | ST | 9 | 1997 | 12 | 1948
50111 | Lafayette Utilities System | 1445 | Rodemacher | Electric Utility | LA | 3 | 13 | Natural Gas Steam Turbine | NG | ST | 1 | 1997 | 0 | 1950
50111 | Lafayette Utilities System | 1445 | Rodemacher | Electric Utility | LA | 4 | 25 | Natural Gas Steam Turbine | NG | ST | 1 | 1997 | 0 | 1950
54832 | Escambia Operating Co LLC | 50724 | Big Escambia Creek | Industrial Non-CHP | AL | 3011 | 1.1 | Natural Gas Steam Turbine | NG | ST | 1 | 1997 | 6 | 1974
54832 | Escambia Operating Co LLC | 50724 | Big Escambia Creek | Industrial Non-CHP | AL | 3012 | 1.1 | Natural Gas Steam Turbine | NG | ST | 1 | 1997 | 6 | 1977
54832 | Escambia Operating Co LLC | 50724 | Big Escambia Creek | Industrial Non-CHP | AL | 3023 | 1.1 | Natural Gas Steam Turbine | NG | ST | 1 | 1997 | 6 | 1977
15698 | Raton Public Service Company | 2468 | Raton | Electric Utility | NM | 4 | 3.2 | Conventional Steam Coal | BIT | ST | 12 | 1996 | 10 | 1951
3452 | Chevron USA Inc-El Sequndo | 10213 | El Segundo Cogen | Industrial CHP | CA | GEN4 | 1 | Natural Gas Fired Combined Cycle | NG | CA | 10 | 1996 | 11 | 1991
56150 | ArcelorMittal USA Inc | 10211 | 2 AC Station | Industrial CHP | IN | 9TG | 18.6 | Other Gases | BFG | ST | 6 | 1996 | 1 | 1938
5957 | City of Erie - (KS) | 1276 | Erie | Electric Utility | KS | 1 | 0.6 | Petroleum Liquids | DFO | IC | 2 | 1996 | 11 | 1953
5543 | E I DuPont De Nemours & Co | 10789 | Sabine River Works | Industrial CHP | TX | GEN2 | 2.5 | Natural Gas Fired Combined Cycle | NG | CA | 1 | 1996 | 1 | 1948
4065 | City of Columbus - (OH) | 312 | Refuse & Coal | Electric Utility | OH | 1 | 30 | Municipal Solid Waste | MSW | ST | 12 | 1995 | 7 | 1983
4065 | City of Columbus - (OH) | 312 | Refuse & Coal | Electric Utility | OH | 2 | 30 | Municipal Solid Waste | MSW | ST | 12 | 1995 | 7 | 1983
4065 | City of Columbus - (OH) | 312 | Refuse & Coal | Electric Utility | OH | 3 | 30 | Municipal Solid Waste | MSW | ST | 12 | 1995 | 7 | 1983
6526 | FirstEnergy Generation Corp | 2864 | FirstEnergy R E Burger | IPP Non-CHP | OH | 1 | 56 | Conventional Steam Coal | BIT | ST | 12 | 1995 | 1 | 1944
6526 | FirstEnergy Generation Corp | 2864 | FirstEnergy R E Burger | IPP Non-CHP | OH | 2 | 56 | Conventional Steam Coal | BIT | ST | 12 | 1995 | 1 | 1947
5109 | DTE Electric Company | 1732 | Marysville | Electric Utility | MI | 6 | 33 | Conventional Steam Coal | BIT | ST | 5 | 1995 | 10 | 1930
3828 | Cloverland Electric Co-op | 1868 | Dafter | Electric Utility | MI | 2 | 0.9 | Petroleum Liquids | DFO | IC | 2 | 1995 | 11 | 1955
772 | Archer Daniels Midland Co | 10859 | Valdosta | Industrial Non-CHP | GA | GEN1 | 2.5 | Wood/Wood Waste Biomass | WDS | ST | 1 | 1995 | 1 | 1985
5338 | Dow Chemical Co | 52120 | Dow Chemical Texas Operation | Industrial CHP | TX | G-32 | 50 | Natural Gas Fired Combined Cycle | NG | CA | 1 | 1995 | 12 | 1952
7486 | City of Grand Junction - (IA) | 1143 | Grand Junction | Electric Utility | IA | 1 | 0.4 | Petroleum Liquids | DFO | IC | 12 | 1994 | 7 | 1952
6526 | FirstEnergy Generation Corp | 2877 | FirstEnergy Acme | IPP Non-CHP | OH | 2 | 72 | Conventional Steam Coal | BIT | ST | 12 | 1994 | 6 | 1951
4959 | Aniak Light & Power Co Inc | 7182 | Aniak | Electric Utility | AK | 5 | 0.3 | Petroleum Liquids | DFO | IC | 4 | 1994 | 5 | 1991
3762 | City of Cleveland - (OH) | 2908 | Lake Road (OH) | Electric Utility | OH | 10 | 25 | Conventional Steam Coal | BIT | ST | 1 | 1994 | 1 | 1953
3762 | City of Cleveland - (OH) | 2908 | Lake Road (OH) | Electric Utility | OH | 11 | 85 | Conventional Steam Coal | BIT | ST | 1 | 1994 | 1 | 1967
3762 | City of Cleveland - (OH) | 2908 | Lake Road (OH) | Electric Utility | OH | 8 | 25 | Conventional Steam Coal | BIT | ST | 1 | 1994 | 1 | 1941
3762 | City of Cleveland - (OH) | 2908 | Lake Road (OH) | Electric Utility | OH | 9 | 25 | Conventional Steam Coal | BIT | ST | 1 | 1994 | 1 | 1953
14165 | NRG Power Midwest LP | 3138 | New Castle Plant | IPP Non-CHP | PA | 1 | 40 | Conventional Steam Coal | BIT | ST | 12 | 1993 | 11 | 1939
14165 | NRG Power Midwest LP | 3138 | New Castle Plant | IPP Non-CHP | PA | 2 | 40 | Conventional Steam Coal | BIT | ST | 12 | 1993 | 11 | 1947
30150 | CBY DBA Yakutat Power | 6637 | Yakutat | Electric Utility | AK | 4 | 1.1 | Petroleum Liquids | DFO | IC | 6 | 1993 | 3 | 1973
11208 | Los Angeles Department of Water & Power | 408 | Valley (CA) | Electric Utility | CA | 1 | 95 | Natural Gas Steam Turbine | NG | ST | 12 | 1992 | 9 | 1954
11208 | Los Angeles Department of Water & Power | 408 | Valley (CA) | Electric Utility | CA | 2 | 99 | Natural Gas Steam Turbine | NG | ST | 12 | 1992 | 12 | 1954
10559 | City of La Crosse - (KS) | 1297 | La Crosse | Electric Utility | KS | 3 | 0.6 | Petroleum Liquids | DFO | IC | 12 | 1992 | 9 | 1950
40444 | Truckee-Carson Irrigation District | 6521 | Lahontan | Electric Utility | NV | IC1 | 0.9 | Petroleum Liquids | DFO | IC | 12 | 1992 | 1 | 1949
40444 | Truckee-Carson Irrigation District | 6521 | Lahontan | Electric Utility | NV | IC2 | 0.9 | Petroleum Liquids | DFO | IC | 12 | 1992 | 1 | 1949
11426 | Massachusetts Water Res Auth | 10826 | Winsor Dam Power Station | IPP Non-CHP | MA | WINS | 0.6 | Conventional Hydroelectric | WAT | HY | 12 | 1991 | 9 | 1950
20604 | City of Whittemore - (IA) | 1201 | Whittemore | Electric Utility | IA | 3 | 0.2 | Petroleum Liquids | DFO | IC | 7 | 1991 | 8 | 1950
10620 | City of Lake Worth - (FL) | 673 | Tom G Smith | Electric Utility | FL | S4 | 32 | Natural Gas Steam Turbine | NG | ST | 12 | 1990 | 8 | 1971
20604 | City of Whittemore - (IA) | 1201 | Whittemore | Electric Utility | IA | 1 | 0.1 | Petroleum Liquids | DFO | IC | 6 | 1990 | 8 | 1946
14203 | City of Osawatomie - (KS) | 1314 | Osawatomie City of | Electric Utility | KS | 3 | 0.3 | Petroleum Liquids | DFO | IC | 4 | 1990 | 88 | 1934
10633 | City of Lamar - (CO) | 508 | Lamar Plant | Electric Utility | CO | 2 | 3 | Natural Gas Steam Turbine | NG | ST | 7 | 1989 | 8 | 1939
10633 | City of Lamar - (CO) | 508 | Lamar Plant | Electric Utility | CO | 3 | 6 | Natural Gas Steam Turbine | NG | ST | 7 | 1989 | 8 | 1952
11273 | Lower Valley Energy Inc | 6394 | Swift Creek | Electric Utility | WY | 1 | 0.4 | Conventional Hydroelectric | WAT | HY | 1 | 1988 | 88 | 1940
11273 | Lower Valley Energy Inc | 6394 | Swift Creek | Electric Utility | WY | 2 | 0.4 | Conventional Hydroelectric | WAT | HY | 1 | 1988 | 88 | 1940
16653 | Sappi Cloquet LLC | 50639 | Sappi Cloquet Mill | Industrial CHP | MN | GEN1 | 2 | Wood/Wood Waste Biomass | BLQ | ST | 1 | 1988 | 1 | 1925
17139 | Shell Oil Co-Deer Park | 50304 | Shell Deer Park | Industrial CHP | TX | GEN3 | 4.7 | All Other | PUR | ST | 12 | 1986 | 6 | 1943
10620 | City of Lake Worth - (FL) | 673 | Tom G Smith | Electric Utility | FL | S2 | 7 | Natural Gas Steam Turbine | NG | ST | 8 | 1986 | 11 | 1967
3452 | Chevron USA Inc-El Sequndo | 10213 | El Segundo Cogen | Industrial CHP | CA | GEN3 | 1 | Natural Gas Fired Combined Cycle | NG | CA | 6 | 1986 | 1 | 1975
16609 | San Diego Gas & Electric Co | 309 | Silver Gate | Electric Utility | CA | 1 | 40 | Petroleum Liquids | DFO | ST | 1 | 1985 | 1 | 1943
16609 | San Diego Gas & Electric Co | 309 | Silver Gate | Electric Utility | CA | 2 | 62 | Petroleum Liquids | DFO | ST | 1 | 1985 | 5 | 1948
16609 | San Diego Gas & Electric Co | 309 | Silver Gate | Electric Utility | CA | 3 | 62 | Petroleum Liquids | DFO | ST | 1 | 1985 | 8 | 1950
16609 | San Diego Gas & Electric Co | 309 | Silver Gate | Electric Utility | CA | 4 | 64 | Petroleum Liquids | DFO | ST | 1 | 1985 | 9 | 1952
20860 | Wisconsin Public Service Corp | 4064 | Hat Rapids | Electric Utility | WI | 2 | 0.3 | Conventional Hydroelectric | WAT | HY | 10 | 1984 | 6 | 1905
20860 | Wisconsin Public Service Corp | 4064 | Hat Rapids | Electric Utility | WI | 3 | 0.1 | Conventional Hydroelectric | WAT | HY | 9 | 1984 | 0 | 1924
13781 | Northern States Power Co - Minnesota | 1932 | West Fairbault | Electric Utility | MN | 1 | 17 | Natural Gas Fired Combustion Turbine | NG | GT | 9 | 1981 | 9 | 1965
5109 | DTE Electric Company | 1743 | St Clair | Electric Utility | MI | 5 | 250 | Petroleum Liquids | RFO | ST | 1 | 1980 | 4 | 1959
14232 | Otter Tail Power Co | 3352 | Lake Preston | Electric Utility | SD | 1 | 21.2 | Petroleum Liquids | DFO | GT | 1 | 1978 | 0 | 1948
15698 | Raton Public Service Company | 2468 | Raton | Electric Utility | NM | 3 | 1.8 | Conventional Steam Coal | BIT | ST | 12 | 1970 | 9 | 1937
11135 | City of Logan - (UT) | 3675 | Hydro III | Electric Utility | UT | 1 | 0.7 | Conventional Hydroelectric | WAT | HY | 1 | 1970 | 1 | 1923
3082 | Carrollton Board of Public Wks | 2120 | Carrollton | Electric Utility | MO | 1 | 0.3 | Petroleum Liquids | DFO | IC | 8 | 1950 | 88 | 1941
3082 | Carrollton Board of Public Wks | 2120 | Carrollton | Electric Utility | MO | 2 | 0.3 | Petroleum Liquids | DFO | IC | 8 | 1950 | 88 | 1941
3473 | Metro Wtr Recl Dist Grtr Chi | 10903 | Lockport Powerhouse | IPP Non-CHP | IL | GEN1 | 6 | Conventional Hydroelectric | WAT | HY | 1 | 1950 | 1 | 1908
3473 | Metro Wtr Recl Dist Grtr Chi | 10903 | Lockport Powerhouse | IPP Non-CHP | IL | GEN2 | 6 | Conventional Hydroelectric | WAT | HY | 1 | 1950 | 1 | 1935
NOTES: Capacity from facilities with a total generator nameplate capacity less than 1 MW are excluded from this report. This exclusion may represent a signifciant portion of capacity for some technologies such as solar photovoltaic generation. Sources: U.S. Energy Information Administration, Form EIA-860, 'Annual Electric Generator Report' and Form EIA-860M, 'Monthly Update to the Annual Electric Generator Report.'

## Canceled or Postponed
Inventory of Canceled or Indefinitely Postponed Projects as of September 2015
Entity ID | Entity Name | Plant ID | Plant Name | Sector Name | Plant State | Generator ID | Net Summer Capacity (MW) | Technology | Energy Source Code | Prime Mover Code
5580 | East Kentucky Power Coop, Inc | 54 | J K Smith | Electric Utility | KY | GT11 | 74 | Natural Gas Fired Combustion Turbine | NG | GT
5580 | East Kentucky Power Coop, Inc | 54 | J K Smith | Electric Utility | KY | GT12 | 74 | Natural Gas Fired Combustion Turbine | NG | GT
5580 | East Kentucky Power Coop, Inc | 54 | J K Smith | Electric Utility | KY | GT8 | 74 | Natural Gas Fired Combustion Turbine | NG | GT
5580 | East Kentucky Power Coop, Inc | 54 | J K Smith | Electric Utility | KY | ST1 | 278 | Conventional Steam Coal | BIT | ST
986 | Aurora Energy LLC | 79 | Aurora Energy LLC Chena | IPP CHP | AK | 7 | 2.3 | Conventional Steam Coal | SUB | ST
21554 | Seminole Electric Cooperative Inc | 136 | Seminole (FL) | Electric Utility | FL | 3 | 750 | Conventional Steam Coal | BIT | ST
54895 | FirstLight Power Resources Services LLC | 552 | Shepaug | IPP Non-CHP | CT | 2 | 39 | Petroleum Liquids | DFO | GT
18454 | Tampa Electric Co | 645 | Big Bend | Electric Utility | FL | GT5 | 56 | Natural Gas Fired Combustion Turbine | NG | GT
18454 | Tampa Electric Co | 645 | Big Bend | Electric Utility | FL | GT6 | 56 | Natural Gas Fired Combustion Turbine | NG | GT
8795 | City of Homestead - (FL) | 665 | G W Ivey | Electric Utility | FL | 22 | 0.4 | Natural Gas Internal Combustion Engine | NG | IC
10623 | City of Lakeland - (FL) | 676 | C D McIntosh Jr | Electric Utility | FL | 4 | 288 | Petroleum Coke | PC | ST
18445 | City of Tallahassee - (FL) | 688 | Arvah B Hopkins | Electric Utility | FL | 5 | 156 | Natural Gas Fired Combined Cycle | NG | CT
18445 | City of Tallahassee - (FL) | 688 | Arvah B Hopkins | Electric Utility | FL | CT A | 36 | Natural Gas Fired Combined Cycle | NG | CT
56482 | Gamesa Wind US | 692 | Medicine Bow | Electric Utility | WY | 12 | 0.7 | Onshore Wind Turbine | WND | WT
56482 | Gamesa Wind US | 692 | Medicine Bow | Electric Utility | WY | 13 | 0.7 | Onshore Wind Turbine | WND | WT
14653 | PUD No 1 of Pend Oreille County | 773 | Sullivan CR | Electric Utility | WA | 1 | 4.5 | Conventional Hydroelectric | WAT | HY
14653 | PUD No 1 of Pend Oreille County | 773 | Sullivan CR | Electric Utility | WA | 2 | 4.5 | Conventional Hydroelectric | WAT | HY
1179 | Emera Maine | 783 | Basin Mills | Electric Utility | ME | 1 | 12 | Conventional Hydroelectric | WAT | HY
1179 | Emera Maine | 783 | Basin Mills | Electric Utility | ME | 2 | 12 | Conventional Hydroelectric | WAT | HY
1179 | Emera Maine | 783 | Basin Mills | Electric Utility | ME | 3 | 12 | Conventional Hydroelectric | WAT | HY
1179 | Emera Maine | 784 | Veazie C | Electric Utility | ME | 1 | 8 | Conventional Hydroelectric | WAT | HY
40215 | Cordova Electric Coop, Inc | 789 | Orca | Electric Utility | AK | 1 | 1.5 | Petroleum Liquids | DFO | IC
40215 | Cordova Electric Coop, Inc | 789 | Orca | Electric Utility | AK | 2 | 1.5 | Petroleum Liquids | DFO | IC
20813 | City of Winfield - (KS) | 1332 | West 14th Street | Electric Utility | KS | IC1 | 1.6 | Petroleum Liquids | DFO | IC
21461 | NRG Canal LLC | 1599 | Canal | IPP Non-CHP | MA | UN2R | 448 | Natural Gas Fired Combustion Turbine | NG | GT
8776 | City of Holyoke Gas and Electric Dept. | 1605 | Hadley Falls | Electric Utility | MA | 3 | 3.4 | Conventional Hydroelectric | WAT | HY
8776 | City of Holyoke Gas and Electric Dept. | 1607 | Riverside Holyoke | Electric Utility | MA | 6 | 0.9 | Conventional Hydroelectric | WAT | HY
13781 | Northern States Power Co - Minnesota | 1904 | Black Dog | Electric Utility | MN | 6 | 360 | Natural Gas Fired Combined Cycle | NG | CA
13781 | Northern States Power Co - Minnesota | 1904 | Black Dog | Electric Utility | MN | 7 | 200 | Natural Gas Fired Combined Cycle | NG | CT
13781 | Northern States Power Co - Minnesota | 1904 | Black Dog | Electric Utility | MN | 8 | 200 | Natural Gas Fired Combined Cycle | NG | CT
12792 | NRG New York LLC | 2625 | Bowline Point | IPP Non-CHP | NY | BOW3 | 750 | Natural Gas Fired Combined Cycle | NG | CT
5416 | Duke Energy Carolinas, LLC | 2721 | James E. Rogers Energy Complex | Electric Utility | NC | 7 | 800 | Conventional Steam Coal | BIT | ST
55983 | Luminant Generation Company LLC | 3492 | Morgan Creek | IPP Non-CHP | TX | 7 | 800 | Conventional Steam Coal | SUB | ST
56884 | Big Brown Power Company LLC | 3497 | Big Brown | IPP Non-CHP | TX | 3 | 800 | Conventional Steam Coal | SUB | ST
59588 | Lake Creek 3 Power Company LLC | 3502 | Lake Creek | IPP Non-CHP | TX | ST3 | 800 | Conventional Steam Coal | SUB | ST
56881 | Valley NG Power Company LLC | 3508 | Valley (TX) | IPP Non-CHP | TX | 4 | 800 | Conventional Steam Coal | SUB | ST
20860 | Wisconsin Public Service Corp | 4072 | Pulliam | Electric Utility | WI | GT1 | 74 | Natural Gas Fired Combustion Turbine | NG | GT
20860 | Wisconsin Public Service Corp | 4072 | Pulliam | Electric Utility | WI | GT2 | 74 | Natural Gas Fired Combustion Turbine | NG | GT
10056 | City of Kaukauna | 4120 | New Badger | Electric Utility | WI | 1 | 1.8 | Conventional Hydroelectric | WAT | HY
10056 | City of Kaukauna | 4120 | New Badger | Electric Utility | WI | 2 | 1.8 | Conventional Hydroelectric | WAT | HY
11571 | Manitowoc Public Utilities | 4125 | Manitowoc | Electric Utility | WI | 8 | 60 | Petroleum Coke | PC | ST
2010 | City of Bountiful | 4264 | Joes Valley Dam | Electric Utility | UT | NA1 | 0.7 | Conventional Hydroelectric | WAT | HY
2010 | City of Bountiful | 4264 | Joes Valley Dam | Electric Utility | UT | NA2 | 0.7 | Conventional Hydroelectric | WAT | HY
2010 | City of Bountiful | 4264 | Joes Valley Dam | Electric Utility | UT | NA3 | 1 | Conventional Hydroelectric | WAT | HY
6452 | Florida Power & Light Co | 6043 | Martin | Electric Utility | FL | 5CC | 419 | Natural Gas Fired Combined Cycle | NG | CC
6452 | Florida Power & Light Co | 6043 | Martin | Electric Utility | FL | 5CW | 394 | Natural Gas Fired Combined Cycle | NG | CA
6452 | Florida Power & Light Co | 6043 | Martin | Electric Utility | FL | 6CC | 419 | Natural Gas Fired Combined Cycle | NG | CC
6452 | Florida Power & Light Co | 6043 | Martin | Electric Utility | FL | 6CW | 394 | Natural Gas Fired Combined Cycle | NG | CA
11252 | Louisiana Generating LLC | 6055 | Big Cajun 2 | IPP Non-CHP | LA | BC24 | 705 | Conventional Steam Coal | SUB | ST
9996 | City of Kansas City - (KS) | 6064 | Nearman Creek | Electric Utility | KS | 2 | 235 | Conventional Steam Coal | SUB | ST
9996 | City of Kansas City - (KS) | 6064 | Nearman Creek | Electric Utility | KS | CT5 | 45 | Natural Gas Fired Combustion Turbine | NG | GT
11806 | Massachusetts Mun Wholes Electric Co | 6081 | Stony Brook | Electric Utility | MA | 3A | 289 | Natural Gas Fired Combined Cycle | NG | CC
11806 | Massachusetts Mun Wholes Electric Co | 6081 | Stony Brook | Electric Utility | MA | CT4 | 100 | Petroleum Liquids | DFO | CT
14063 | Oklahoma Gas & Electric Co | 6095 | Sooner | Electric Utility | OK | RR1 | 885 | Conventional Steam Coal | SUB | ST
55983 | Luminant Generation Company LLC | 6146 | Martin Lake | IPP Non-CHP | TX | 4 | 800 | Conventional Steam Coal | SUB | ST
55983 | Luminant Generation Company LLC | 6147 | Monticello | IPP Non-CHP | TX | 4 | 800 | Conventional Steam Coal | SUB | ST
57097 | Oak Grove Management Co LLC | 6180 | Oak Grove (TX) | IPP Non-CHP | TX | 1 | 750 | Conventional Steam Coal | LIG | ST
57097 | Oak Grove Management Co LLC | 6180 | Oak Grove (TX) | IPP Non-CHP | TX | 2 | 750 | Conventional Steam Coal | LIG | ST
1615 | Town of Berlin - (MD) | 6565 | Berlin | Electric Utility | MD | 6A | 5 | Petroleum Liquids | DFO | IC
1615 | Town of Berlin - (MD) | 6565 | Berlin | Electric Utility | MD | 7A | 7.5 | Petroleum Liquids | DFO | IC
17609 | Southern California Edison Co | 6704 | Pebbly Beach | Electric Utility | CA | MT12 | 0.1 | Petroleum Liquids | PG | GT
17609 | Southern California Edison Co | 6704 | Pebbly Beach | Electric Utility | CA | MT13 | 0.1 | Petroleum Liquids | PG | GT
20447 | Western Farmers Elec Coop, Inc | 6772 | Hugo | Electric Utility | OK | 2 | 750 | Conventional Steam Coal | SUB | ST
56598 | Major Oak Power, LLC | 7030 | Twin Oaks Power One | IPP Non-CHP | TX | 3 | 600 | Conventional Steam Coal | LIG | ST
17539 | South Carolina Electric&Gas Company | 7106 | NA 1 (SC) | Electric Utility | SC | GT1 | 150 | Natural Gas Fired Combustion Turbine | NG | GT
15470 | Duke Energy Indiana Inc | 7228 | NA 1 (IN) | Electric Utility | IN | 1 | 286 | Natural Gas Fired Combustion Turbine | NG | GT
15470 | Duke Energy Indiana Inc | 7228 | NA 1 (IN) | Electric Utility | IN | 10 | 191 | Natural Gas Fired Combustion Turbine | NG | GT
15470 | Duke Energy Indiana Inc | 7228 | NA 1 (IN) | Electric Utility | IN | 11 | 252.2 | Natural Gas Fired Combustion Turbine | NG | GT
15470 | Duke Energy Indiana Inc | 7228 | NA 1 (IN) | Electric Utility | IN | 12 | 214 | Natural Gas Fired Combustion Turbine | NG | GT
15470 | Duke Energy Indiana Inc | 7228 | NA 1 (IN) | Electric Utility | IN | 13 | 214 | Natural Gas Fired Combustion Turbine | NG | GT
15470 | Duke Energy Indiana Inc | 7228 | NA 1 (IN) | Electric Utility | IN | 14 | 214 | Natural Gas Fired Combustion Turbine | NG | GT
15470 | Duke Energy Indiana Inc | 7228 | NA 1 (IN) | Electric Utility | IN | 15 | 214 | Natural Gas Fired Combustion Turbine | NG | GT
15470 | Duke Energy Indiana Inc | 7228 | NA 1 (IN) | Electric Utility | IN | 16 | 214 | Natural Gas Fired Combustion Turbine | NG | GT
15470 | Duke Energy Indiana Inc | 7228 | NA 1 (IN) | Electric Utility | IN | 2 | 72.5 | Natural Gas Fired Combustion Turbine | NG | GT
15470 | Duke Energy Indiana Inc | 7228 | NA 1 (IN) | Electric Utility | IN | 3 | 72.5 | Natural Gas Fired Combustion Turbine | NG | GT
15470 | Duke Energy Indiana Inc | 7228 | NA 1 (IN) | Electric Utility | IN | 4 | 96 | Natural Gas Fired Combustion Turbine | NG | GT
15470 | Duke Energy Indiana Inc | 7228 | NA 1 (IN) | Electric Utility | IN | 5 | 156 | Natural Gas Fired Combustion Turbine | NG | GT
15470 | Duke Energy Indiana Inc | 7228 | NA 1 (IN) | Electric Utility | IN | 6 | 156 | Natural Gas Fired Combustion Turbine | NG | GT
15470 | Duke Energy Indiana Inc | 7228 | NA 1 (IN) | Electric Utility | IN | 7 | 156 | Natural Gas Fired Combustion Turbine | NG | GT
15470 | Duke Energy Indiana Inc | 7228 | NA 1 (IN) | Electric Utility | IN | 8 | 552 | Natural Gas Fired Combustion Turbine | NG | GT
15470 | Duke Energy Indiana Inc | 7228 | NA 1 (IN) | Electric Utility | IN | 9 | 191 | Natural Gas Fired Combustion Turbine | NG | GT
18454 | Tampa Electric Co | 7242 | Polk | Electric Utility | FL | 6 | 459 | Natural Gas Fired Combined Cycle | NG | CC
18454 | Tampa Electric Co | 7242 | Polk | Electric Utility | FL | 7 | 155 | Natural Gas Fired Combustion Turbine | NG | GT
18454 | Tampa Electric Co | 7242 | Polk | Electric Utility | FL | 8 | 459 | Natural Gas Fired Combustion Turbine | NG | GT
18454 | Tampa Electric Co | 7242 | Polk | Electric Utility | FL | 9 | 459 | Natural Gas Fired Combined Cycle | NG | CA
17539 | South Carolina Electric&Gas Company | 7253 | NA 5 | Electric Utility | SC | NA5 | 150 | Natural Gas Fired Combustion Turbine | NG | GT
17539 | South Carolina Electric&Gas Company | 7300 | NA 8 | Electric Utility | SC | GT8 | 150 | Natural Gas Fired Combustion Turbine | NG | GT
6455 | Duke Energy Florida, Inc | 7302 | Hines Energy Complex | Electric Utility | FL | 5 | 461 | Natural Gas Fired Combined Cycle | NG | CC
6455 | Duke Energy Florida, Inc | 7302 | Hines Energy Complex | Electric Utility | FL | 6 | 461 | Natural Gas Fired Combined Cycle | NG | CC
21554 | Seminole Electric Cooperative Inc | 7380 | Midulla Generating Station | Electric Utility | FL | 1 | 260 | Petroleum Liquids | DFO | CA
21554 | Seminole Electric Cooperative Inc | 7380 | Midulla Generating Station | Electric Utility | FL | 2 | 153 | Petroleum Liquids | DFO | CT
21554 | Seminole Electric Cooperative Inc | 7380 | Midulla Generating Station | Electric Utility | FL | PW9 | 54 | Natural Gas Fired Combined Cycle | NG | CT
14164 | City of Orangeburg - (SC) | 7480 | Rowesville Rd Plant | Electric Utility | SC | 3 | 4.2 | Natural Gas Fired Combustion Turbine | NG | GT
14164 | City of Orangeburg - (SC) | 7480 | Rowesville Rd Plant | Electric Utility | SC | 4 | 4.2 | Natural Gas Fired Combustion Turbine | NG | GT
3046 | Duke Energy Progress - (NC) | 7539 | NA 1 (NC) | Electric Utility | NC | 10 | 160 | Natural Gas Fired Combined Cycle | NG | CA
3046 | Duke Energy Progress - (NC) | 7539 | NA 1 (NC) | Electric Utility | NC | 11 | 167 | Natural Gas Fired Combined Cycle | NG | CT
3046 | Duke Energy Progress - (NC) | 7539 | NA 1 (NC) | Electric Utility | NC | 12 | 183 | Natural Gas Fired Combined Cycle | NG | CC
3046 | Duke Energy Progress - (NC) | 7539 | NA 1 (NC) | Electric Utility | NC | 4 | 167 | Natural Gas Fired Combined Cycle | NG | CT
3046 | Duke Energy Progress - (NC) | 7539 | NA 1 (NC) | Electric Utility | NC | 5 | 162 | Natural Gas Fired Combined Cycle | NG | CA
3046 | Duke Energy Progress - (NC) | 7539 | NA 1 (NC) | Electric Utility | NC | 6 | 167 | Natural Gas Fired Combined Cycle | NG | CT
3046 | Duke Energy Progress - (NC) | 7539 | NA 1 (NC) | Electric Utility | NC | 7 | 483 | Natural Gas Fired Combined Cycle | NG | CC
3046 | Duke Energy Progress - (NC) | 7539 | NA 1 (NC) | Electric Utility | NC | 9 | 155 | Natural Gas Fired Combined Cycle | NG | CT
3046 | Duke Energy Progress - (NC) | 7539 | NA 1 (NC) | Electric Utility | NC | CCE1 | 474 | Natural Gas Fired Combined Cycle | NG | CC
3046 | Duke Energy Progress - (NC) | 7539 | NA 1 (NC) | Electric Utility | NC | CCW1 | 237 | Natural Gas Fired Combined Cycle | NG | CC
3046 | Duke Energy Progress - (NC) | 7539 | NA 1 (NC) | Electric Utility | NC | CT1 | 153 | Natural Gas Fired Combustion Turbine | NG | GT
3046 | Duke Energy Progress - (NC) | 7539 | NA 1 (NC) | Electric Utility | NC | CT2 | 153 | Natural Gas Fired Combustion Turbine | NG | GT
195 | Alabama Power Co | 7708 | APC1 | Electric Utility | AL | 2 | 270 | Natural Gas Fired Combined Cycle | NG | CC
17650 | Southern Power Co | 7710 | H Allen Franklin Combined Cycle | IPP Non-CHP | AL | CT4A | 203.1 | Natural Gas Fired Combined Cycle | NG | CT
17650 | Southern Power Co | 7710 | H Allen Franklin Combined Cycle | IPP Non-CHP | AL | CT4B | 203.1 | Natural Gas Fired Combined Cycle | NG | CT
17650 | Southern Power Co | 7710 | H Allen Franklin Combined Cycle | IPP Non-CHP | AL | ST4 | 282 | Natural Gas Fired Combined Cycle | NG | CA
7140 | Georgia Power Co | 7711 | GPC3 | Electric Utility | GA | 1 | 660 | Natural Gas Fired Combined Cycle | NG | CC
7140 | Georgia Power Co | 7712 | GPC4 | Electric Utility | GA | 1 | 570 | Natural Gas Fired Combustion Turbine | NG | GT
7140 | Georgia Power Co | 7713 | GPC5 | Electric Utility | GA | 1 | 930 | Natural Gas Fired Combustion Turbine | NG | GT
7140 | Georgia Power Co | 7714 | GPC6 | Electric Utility | GA | 1 | 570 | Natural Gas Fired Combined Cycle | NG | CC
3046 | Duke Energy Progress - (NC) | 7727 | Future Gen Plant 1 | Electric Utility | NC | 1 | 162 | Natural Gas Fired Combined Cycle | NG | CC
3046 | Duke Energy Progress - (NC) | 7728 | Future Gen Plant 2 | Electric Utility | NC | 1 | 480 | Natural Gas Fired Combined Cycle | NG | CC
5701 | El Paso Electric Co | 7732 | Turbine | Electric Utility | TX | 1 | 121 | Natural Gas Fired Combustion Turbine | NG | GT
21554 | Seminole Electric Cooperative Inc | 7738 | Unknown | Electric Utility | FL | 1 | 300 | Petroleum Liquids | DFO | GT
21554 | Seminole Electric Cooperative Inc | 7738 | Unknown | Electric Utility | FL | GT1 | 153 | Petroleum Liquids | DFO | GT
21554 | Seminole Electric Cooperative Inc | 7738 | Unknown | Electric Utility | FL | GT2 | 153 | Petroleum Liquids | DFO | GT
21554 | Seminole Electric Cooperative Inc | 7738 | Unknown | Electric Utility | FL | GT3 | 153 | Petroleum Liquids | DFO | GT
21554 | Seminole Electric Cooperative Inc | 7738 | Unknown | Electric Utility | FL | GT4 | 153 | Petroleum Liquids | DFO | GT
21554 | Seminole Electric Cooperative Inc | 7738 | Unknown | Electric Utility | FL | GT5 | 153 | Petroleum Liquids | DFO | GT
21554 | Seminole Electric Cooperative Inc | 7738 | Unknown | Electric Utility | FL | GT6 | 153 | Petroleum Liquids | DFO | GT
21554 | Seminole Electric Cooperative Inc | 7738 | Unknown | Electric Utility | FL | GT7 | 153 | Petroleum Liquids | DFO | GT
6452 | Florida Power & Light Co | 7744 | Unsited | Electric Utility | FL | 1 | 448 | Natural Gas Fired Combined Cycle | NG | CC
6452 | Florida Power & Light Co | 7744 | Unsited | Electric Utility | FL | 2 | 448 | Natural Gas Fired Combined Cycle | NG | CC
924 | Associated Electric Coop, Inc | 7749 | Essex | Electric Utility | MO | 2 |  |  |  | GT
40230 | Deseret Generation & Tran Coop | 7790 | Bonanza | Electric Utility | UT | 2 | 86 | Conventional Steam Coal | WC | ST
11560 | City of Manassas - (VA) | 7797 | Dominion/Lo Mar | Electric Utility | VA | DOM3 | 1.6 | Petroleum Liquids | DFO | IC
11560 | City of Manassas - (VA) | 7797 | Dominion/Lo Mar | Electric Utility | VA | DOM4 | 1.6 | Petroleum Liquids | DFO | IC
11560 | City of Manassas - (VA) | 7797 | Dominion/Lo Mar | Electric Utility | VA | LOM4 | 1.6 | Petroleum Liquids | DFO | IC
10393 | PUD No 1 of Klickitat County | 7832 | Roosevelt Biogas 1 | Electric Utility | WA | 6 | 2.1 | Landfill Gas | LFG | IC
17543 | South Carolina Public Service Authority | 7834 | John S Rainey | Electric Utility | SC | CT4B | 146 | Natural Gas Fired Combustion Turbine | NG | GT
17543 | South Carolina Public Service Authority | 7834 | John S Rainey | Electric Utility | SC | CT5B | 146 | Natural Gas Fired Combined Cycle | NG | CT
17543 | South Carolina Public Service Authority | 7834 | John S Rainey | Electric Utility | SC | ST5S | 160 | Natural Gas Fired Combined Cycle | NG | CA
56386 | NAEA Rock Springs LLC | 7835 | NAEA Rock Springs LLC | IPP Non-CHP | MD | 5 | 160 | Natural Gas Fired Combustion Turbine | NG | GT
56386 | NAEA Rock Springs LLC | 7835 | NAEA Rock Springs LLC | IPP Non-CHP | MD | 6 | 160 | Natural Gas Fired Combustion Turbine | NG | GT
40229 | Old Dominion Electric Coop | 7836 | Marsh Run Generation Facility | Electric Utility | VA | 4 | 195.5 | Natural Gas Fired Combustion Turbine | NG | GT
4716 | Dairyland Power Coop | 7863 | Elk Mound | Electric Utility | WI | 3 | 35.5 | Natural Gas Fired Combustion Turbine | NG | GT
4716 | Dairyland Power Coop | 7863 | Elk Mound | Electric Utility | WI | 4 | 35.5 | Natural Gas Fired Combustion Turbine | NG | GT
18454 | Tampa Electric Co | 7873 | H L Culbreath Bayside Power Station | Electric Utility | FL | 3A | 160 | Natural Gas Fired Combustion Turbine | NG | GT
18454 | Tampa Electric Co | 7873 | H L Culbreath Bayside Power Station | Electric Utility | FL | 3B | 160 | Natural Gas Fired Combustion Turbine | NG | GT
18454 | Tampa Electric Co | 7873 | H L Culbreath Bayside Power Station | Electric Utility | FL | 7 | 56 | Natural Gas Fired Combustion Turbine | NG | GT
18454 | Tampa Electric Co | 7873 | H L Culbreath Bayside Power Station | Electric Utility | FL | 8 | 56 | Natural Gas Fired Combustion Turbine | NG | GT
12686 | Mississippi Power Co | 7875 | MPC1 | Electric Utility | MS | 1 | 360 | Natural Gas Fired Combustion Turbine | NG | GT
195 | Alabama Power Co | 7876 | APC2 | Electric Utility | AL | 1 | 300 | Natural Gas Fired Combined Cycle | NG | CT
195 | Alabama Power Co | 7877 | APC3 | Electric Utility | AL | 1 | 200 | Natural Gas Fired Combined Cycle | NG | CC
13100 | Municipal Electric Authority | 7879 | MEAG1 | Electric Utility | GA | 1 | 162 | Natural Gas Fired Combined Cycle | NG | CT
13100 | Municipal Electric Authority | 7880 | MEAG2 | Electric Utility | GA | 1 | 162 | Natural Gas Fired Combined Cycle | NG | CT
13100 | Municipal Electric Authority | 7881 | MEAG3 | Electric Utility | GA | 1 | 162 | Natural Gas Fired Combined Cycle | NG | CT
18454 | Tampa Electric Co | 7889 | NA 1 | Electric Utility | FL | 1 | 150 | Natural Gas Fired Combustion Turbine | NG | GT
21554 | Seminole Electric Cooperative Inc | 7890 | Unnamed | Electric Utility | FL | CC1 | 153 | Natural Gas Fired Combined Cycle | NG | CC
21554 | Seminole Electric Cooperative Inc | 7890 | Unnamed | Electric Utility | FL | CC2 | 153 | Natural Gas Fired Combined Cycle | NG | CC
21554 | Seminole Electric Cooperative Inc | 7890 | Unnamed | Electric Utility | FL | GT1 | 153 | Petroleum Liquids | DFO | GT
21554 | Seminole Electric Cooperative Inc | 7890 | Unnamed | Electric Utility | FL | GT2 | 153 | Petroleum Liquids | DFO | GT
21554 | Seminole Electric Cooperative Inc | 7890 | Unnamed | Electric Utility | FL | GT3 | 153 | Petroleum Liquids | DFO | GT
6452 | Florida Power & Light Co | 7893 | Midway | Electric Utility | FL | 1 | 324 | Natural Gas Fired Combined Cycle | NG | CC
6452 | Florida Power & Light Co | 7893 | Midway | Electric Utility | FL | 2 | 324 | Natural Gas Fired Combined Cycle | NG | CC
6452 | Florida Power & Light Co | 7893 | Midway | Electric Utility | FL | 3 | 394 | Natural Gas Fired Combined Cycle | NG | CC
11249 | Louisville Gas & Electric Co | 7894 | Unknown | Electric Utility | KY | 1 | 148 | Natural Gas Fired Combustion Turbine | NG | GT
11249 | Louisville Gas & Electric Co | 7894 | Unknown | Electric Utility | KY | 2 | 148 | Natural Gas Fired Combustion Turbine | NG | GT
11249 | Louisville Gas & Electric Co | 7894 | Unknown | Electric Utility | KY | 3 | 148 | Natural Gas Fired Combustion Turbine | NG | GT
11249 | Louisville Gas & Electric Co | 7894 | Unknown | Electric Utility | KY | 4 | 160 | Natural Gas Fired Combustion Turbine | NG | GT
11249 | Louisville Gas & Electric Co | 7894 | Unknown | Electric Utility | KY | 5 | 160 | Natural Gas Fired Combustion Turbine | NG | GT
11249 | Louisville Gas & Electric Co | 7894 | Unknown | Electric Utility | KY | 6 | 150 | Natural Gas Fired Combustion Turbine | NG | GT
11249 | Louisville Gas & Electric Co | 7894 | Unknown | Electric Utility | KY | 7 | 150 | Natural Gas Fired Combustion Turbine | NG | GT
11249 | Louisville Gas & Electric Co | 7894 | Unknown | Electric Utility | KY | 8 | 160 | Natural Gas Fired Combustion Turbine | NG | GT
17650 | Southern Power Co | 7897 | E B Harris Electric Generating Plant | IPP Non-CHP | AL | 3 | 615 | Natural Gas Fired Combined Cycle | NG | CC
17650 | Southern Power Co | 7897 | E B Harris Electric Generating Plant | IPP Non-CHP | AL | 4 | 615 | Natural Gas Fired Combined Cycle | NG | CC
10000 | Kansas City Power & Light Co | 7928 | Osawatomie | Electric Utility | KS | 2 | 69.6 | Natural Gas Fired Combustion Turbine | NG | GT
10000 | Kansas City Power & Light Co | 7928 | Osawatomie | Electric Utility | KS | 3 | 69.6 | Natural Gas Fired Combustion Turbine | NG | GT
10000 | Kansas City Power & Light Co | 7928 | Osawatomie | Electric Utility | KS | 4 | 69.6 | Natural Gas Fired Combustion Turbine | NG | GT
10000 | Kansas City Power & Light Co | 7928 | Osawatomie | Electric Utility | KS | 5 | 69.6 | Natural Gas Fired Combustion Turbine | NG | GT
10000 | Kansas City Power & Light Co | 7928 | Osawatomie | Electric Utility | KS | 6 | 69.6 | Natural Gas Fired Combustion Turbine | NG | GT
10000 | Kansas City Power & Light Co | 7928 | Osawatomie | Electric Utility | KS | 7 | 69.6 | Natural Gas Fired Combustion Turbine | NG | GT
10000 | Kansas City Power & Light Co | 7928 | Osawatomie | Electric Utility | KS | 8 | 69.6 | Natural Gas Fired Combustion Turbine | NG | GT
18642 | Tennessee Valley Authority | 7950 | Franklin (TN) | Electric Utility | TN | 1 | 170 | Natural Gas Fired Combined Cycle | NG | CC
18642 | Tennessee Valley Authority | 7950 | Franklin (TN) | Electric Utility | TN | 2 | 170 | Natural Gas Fired Combined Cycle | NG | CC
18642 | Tennessee Valley Authority | 7950 | Franklin (TN) | Electric Utility | TN | 3 | 170 | Natural Gas Fired Combined Cycle | NG | CC
13809 | NorthWestern Energy - (SD) | 7956 | Future CT | Electric Utility | SD | 1 | 24 | Natural Gas Fired Combustion Turbine | NG | GT
13809 | NorthWestern Energy - (SD) | 7956 | Future CT | Electric Utility | SD | 2 | 24 | Natural Gas Fired Combustion Turbine | NG | GT
59159 | Central Electric Power | 7957 | Sediver | Electric Utility | SC | CT2A | 146 | Natural Gas Fired Combined Cycle | NG | CT
59159 | Central Electric Power | 7957 | Sediver | Electric Utility | SC | CT2B | 146 | Natural Gas Fired Combined Cycle | NG | CT
59159 | Central Electric Power | 7957 | Sediver | Electric Utility | SC | ST1S | 160 | Natural Gas Fired Combined Cycle | NG | CA
17543 | South Carolina Public Service Authority | 7958 | Horry Land Fill Gas Site | Electric Utility | SC | HG4 | 1.1 | Landfill Gas | LFG | IC
13100 | Municipal Electric Authority | 7968 | W R Clayton Plant | Electric Utility | GA | 1 | 155 | Natural Gas Fired Combustion Turbine | NG | GT
13100 | Municipal Electric Authority | 7968 | W R Clayton Plant | Electric Utility | GA | 2 | 155 | Natural Gas Fired Combustion Turbine | NG | GT
13100 | Municipal Electric Authority | 7968 | W R Clayton Plant | Electric Utility | GA | 3 | 155 | Natural Gas Fired Combustion Turbine | NG | GT
4362 | Corn Belt Energy Corporation | 8003 | Prairie Energy | Electric Utility | IL | 1 | 82 | Conventional Steam Coal | BIT | ST
11731 | City of Marshall - (MN) | 8014 | Co Rd 33 | Electric Utility | MN | 7 | 2.5 | Petroleum Liquids | DFO | IC
11731 | City of Marshall - (MN) | 8014 | Co Rd 33 | Electric Utility | MN | 8 | 2.5 | Petroleum Liquids | DFO | IC
12647 | ALLETE, Inc. | 8057 | Superior Generation Energy Center | Electric Utility | WI | GEN1 | 145 | Natural Gas Fired Combustion Turbine | NG | GT
18947 | City of Tipton - (IA) | 8106 | Tipton | Electric Utility | IA | 5A | 1.1 | Petroleum Liquids | DFO | IC
24211 | Tucson Electric Power Co | 8223 | Springerville | Electric Utility | AZ | 5 | 375 | Conventional Steam Coal | SUB | ST
2719 | CalWind Resources Inc | 10191 | Tehachapi Wind Resource I | IPP Non-CHP | CA | PLAN | 0.6 | Onshore Wind Turbine | WND | WT
2848 | California Institute-Technolgy | 10262 | California Institute of Technology | Commercial CHP | CA | GEN3 | 2.5 | Natural Gas Fired Combined Cycle | NG | CT
2848 | California Institute-Technolgy | 10262 | California Institute of Technology | Commercial CHP | CA | GEN4 | 2.5 | Natural Gas Fired Combined Cycle | NG | CA
2848 | California Institute-Technolgy | 10262 | California Institute of Technology | Commercial CHP | CA | GEN5 | 1 | Natural Gas Fired Combined Cycle | NG | CT
19148 | Veolia Energy Trenton L.P | 50094 | Veolia Energy Trenton L.P. | Commercial CHP | NJ | 1 | 0 | Natural Gas Fired Combustion Turbine | NG | GT
19148 | Veolia Energy Trenton L.P | 50094 | Veolia Energy Trenton L.P. | Commercial CHP | NJ | 2 | 1.1 | Natural Gas Fired Combustion Turbine | NG | GT
867 | ARCO Products Co-Watson | 50216 | Watson Cogeneration | Industrial CHP | CA | GN97 | 79.6 | Natural Gas Fired Combined Cycle | NG | CT
18760 | TPC Group, LLC | 50229 | Texas Petrochemicals | Industrial CHP | TX | GT1 | 105 | Natural Gas Fired Combined Cycle | NG | CT
18760 | TPC Group, LLC | 50229 | Texas Petrochemicals | Industrial CHP | TX | GT2 | 105 | Natural Gas Fired Combined Cycle | NG | CT
18760 | TPC Group, LLC | 50229 | Texas Petrochemicals | Industrial CHP | TX | ST#1 | 420 | Natural Gas Fired Combined Cycle | NG | CA
56545 | Pattern Operators LP | 50826 | Tres Vaqueros Wind Farms LLC | IPP Non-CHP | CA | 1 | 28.3 | Onshore Wind Turbine | WND | WT
20854 | Winnebago County | 50936 | Winnebago County Landfill Gas | IPP CHP | WI | EG6 | 1.4 | Landfill Gas | LFG | IC
49732 | Chevron Products Company-Richmond | 52109 | Richmond Cogen | Industrial CHP | CA | GEN3 | 43 | Natural Gas Fired Combined Cycle | NG | CT
10349 | KIAC Partners | 54114 | Kennedy International Airport Cogen | IPP CHP | NY | CT-3 | 47 | Natural Gas Fired Combustion Turbine | NG | GT
7209 | The Gillette Company | 54225 | Gillette SBMC | Industrial CHP | MA | TG1 | 6.3 | Natural Gas Steam Turbine | NG | ST
19541 | University of North Carolina | 54276 | Univ of NC Chapel Hill Cogen Facility | Commercial CHP | NC | TG4 | 20 | Conventional Steam Coal | BIT | ST
18912 | Thunder Bay Power Co LLC | 54341 | Four Mile Hydropower Project | IPP Non-CHP | MI | 5 | 0.1 | Conventional Hydroelectric | WAT | HY
18912 | Thunder Bay Power Co LLC | 54342 | Ninth Street Hydropower Project | IPP Non-CHP | MI | 4 | 0.4 | Conventional Hydroelectric | WAT | HY
18028 | State of Wisconsin | 54408 | UW Madison Charter Street Plant | Commercial CHP | WI | 2 | 12 | Wood/Wood Waste Biomass | WDS | ST
54842 | WM Renewable Energy LLC | 54700 | Metro Methane Recovery Facility | IPP Non-CHP | IA | GEN9 | 1.6 | Landfill Gas | LFG | IC
17283 | Seneca Energy II | 54782 | Seneca Energy | IPP Non-CHP | NY | GE19 | 1.6 | Landfill Gas | LFG | IC
17283 | Seneca Energy II | 54782 | Seneca Energy | IPP Non-CHP | NY | GE20 | 1.6 | Landfill Gas | LFG | IC
17283 | Seneca Energy II | 54782 | Seneca Energy | IPP Non-CHP | NY | GE21 | 1.6 | Landfill Gas | LFG | IC
17283 | Seneca Energy II | 54782 | Seneca Energy | IPP Non-CHP | NY | GE22 | 1.6 | Landfill Gas | LFG | IC
55510 | Tiverton Power LLC | 55048 | Tiverton Power Plant | IPP Non-CHP | RI | UNT3 | 159.4 | Natural Gas Fired Combined Cycle | NG | CT
55510 | Tiverton Power LLC | 55048 | Tiverton Power Plant | IPP Non-CHP | RI | UNT4 | 90.6 | Natural Gas Fired Combined Cycle | NG | CA
17568 | South Mississippi El Pwr Assn | 55063 | Batesville Generation Facility | Electric Utility | MS | CTG4 | 292 | Natural Gas Fired Combined Cycle | NG | CT
15473 | Public Service Co of NM | 55210 | Afton Generating Station | Electric Utility | NM | 0003 | 141 | Natural Gas Fired Combined Cycle | NG | CT
5302 | DPL Energy LLC | 55227 | Hardinsburg Electric Generating Station | IPP Non-CHP | KY | GT1 | 45 | Natural Gas Fired Combustion Turbine | NG | GT
5302 | DPL Energy LLC | 55227 | Hardinsburg Electric Generating Station | IPP Non-CHP | KY | GT2 | 45 | Natural Gas Fired Combustion Turbine | NG | GT
5302 | DPL Energy LLC | 55227 | Hardinsburg Electric Generating Station | IPP Non-CHP | KY | GT3 | 45 | Natural Gas Fired Combustion Turbine | NG | GT
5302 | DPL Energy LLC | 55227 | Hardinsburg Electric Generating Station | IPP Non-CHP | KY | GT4 | 45 | Natural Gas Fired Combustion Turbine | NG | GT
5302 | DPL Energy LLC | 55227 | Hardinsburg Electric Generating Station | IPP Non-CHP | KY | GT5 | 45 | Natural Gas Fired Combustion Turbine | NG | GT
5302 | DPL Energy LLC | 55227 | Hardinsburg Electric Generating Station | IPP Non-CHP | KY | GT6 | 45 | Natural Gas Fired Combustion Turbine | NG | GT
5302 | DPL Energy LLC | 55227 | Hardinsburg Electric Generating Station | IPP Non-CHP | KY | GT7 | 45 | Natural Gas Fired Combustion Turbine | NG | GT
5302 | DPL Energy LLC | 55227 | Hardinsburg Electric Generating Station | IPP Non-CHP | KY | GT8 | 45 | Natural Gas Fired Combustion Turbine | NG | GT
5302 | DPL Energy LLC | 55229 | Montpelier Electric Generating Station | IPP Non-CHP | IN | GT5 | 45 | Natural Gas Fired Combustion Turbine | NG | GT
5302 | DPL Energy LLC | 55229 | Montpelier Electric Generating Station | IPP Non-CHP | IN | GT6 | 45 | Natural Gas Fired Combustion Turbine | NG | GT
5302 | DPL Energy LLC | 55229 | Montpelier Electric Generating Station | IPP Non-CHP | IN | GT7 | 45 | Natural Gas Fired Combustion Turbine | NG | GT
5302 | DPL Energy LLC | 55229 | Montpelier Electric Generating Station | IPP Non-CHP | IN | GT8 | 45 | Natural Gas Fired Combustion Turbine | NG | GT
15473 | Public Service Co of NM | 55252 | Eddy County Generating Station | Electric Utility | NM | 0001 | 37 | Natural Gas Fired Combustion Turbine | NG | GT
2171 | Brazos Valley Energy | 55357 | Brazos Valley Generating Facility | IPP Non-CHP | TX | CTG3 | 166 | Natural Gas Fired Combined Cycle | NG | CT
2171 | Brazos Valley Energy | 55357 | Brazos Valley Generating Facility | IPP Non-CHP | TX | CTG4 | 166 | Natural Gas Fired Combined Cycle | NG | CT
13756 | Northern Indiana Pub Serv Co | 55364 | Sugar Creek Power | Electric Utility | IN | CT21 | 159 | Natural Gas Fired Combined Cycle | NG | CT
13756 | Northern Indiana Pub Serv Co | 55364 | Sugar Creek Power | Electric Utility | IN | CT22 | 154.3 | Natural Gas Fired Combined Cycle | NG | CT
13756 | Northern Indiana Pub Serv Co | 55364 | Sugar Creek Power | Electric Utility | IN | ST2 | 195.4 | Natural Gas Fired Combined Cycle | NG | CA
5302 | DPL Energy LLC | 55384 | Harrod Electric Generating Station | IPP Non-CHP | OH | GT1 | 76 | Natural Gas Fired Combustion Turbine | NG | GT
5302 | DPL Energy LLC | 55384 | Harrod Electric Generating Station | IPP Non-CHP | OH | GT2 | 76 | Natural Gas Fired Combustion Turbine | NG | GT
5302 | DPL Energy LLC | 55384 | Harrod Electric Generating Station | IPP Non-CHP | OH | GT3 | 76 | Natural Gas Fired Combustion Turbine | NG | GT
5302 | DPL Energy LLC | 55384 | Harrod Electric Generating Station | IPP Non-CHP | OH | GT4 | 76 | Natural Gas Fired Combustion Turbine | NG | GT
5302 | DPL Energy LLC | 55384 | Harrod Electric Generating Station | IPP Non-CHP | OH | GT5 | 76 | Natural Gas Fired Combustion Turbine | NG | GT
5302 | DPL Energy LLC | 55384 | Harrod Electric Generating Station | IPP Non-CHP | OH | GT6 | 76 | Natural Gas Fired Combustion Turbine | NG | GT
5302 | DPL Energy LLC | 55385 | Fairmount Electric Generating | IPP Non-CHP | IN | GT1 | 58.9 | Natural Gas Fired Combustion Turbine | NG | GT
5302 | DPL Energy LLC | 55385 | Fairmount Electric Generating | IPP Non-CHP | IN | GT2 | 58.9 | Natural Gas Fired Combustion Turbine | NG | GT
5302 | DPL Energy LLC | 55385 | Fairmount Electric Generating | IPP Non-CHP | IN | GT3 | 58.9 | Natural Gas Fired Combustion Turbine | NG | GT
5302 | DPL Energy LLC | 55385 | Fairmount Electric Generating | IPP Non-CHP | IN | GT4 | 58.9 | Natural Gas Fired Combustion Turbine | NG | GT
5302 | DPL Energy LLC | 55385 | Fairmount Electric Generating | IPP Non-CHP | IN | GT5 | 58.9 | Natural Gas Fired Combustion Turbine | NG | GT
5302 | DPL Energy LLC | 55385 | Fairmount Electric Generating | IPP Non-CHP | IN | GT6 | 58.9 | Natural Gas Fired Combustion Turbine | NG | GT
5302 | DPL Energy LLC | 55385 | Fairmount Electric Generating | IPP Non-CHP | IN | GT7 | 58.9 | Natural Gas Fired Combustion Turbine | NG | GT
5302 | DPL Energy LLC | 55385 | Fairmount Electric Generating | IPP Non-CHP | IN | GT8 | 58.9 | Natural Gas Fired Combustion Turbine | NG | GT
21191 | Zion Energy LLC | 55392 | Zion Energy Center | IPP Non-CHP | IL | CTG4 | 152 | Natural Gas Fired Combustion Turbine | NG | GT
21191 | Zion Energy LLC | 55392 | Zion Energy Center | IPP Non-CHP | IL | CTG5 | 152 | Natural Gas Fired Combustion Turbine | NG | GT
814 | Entergy Arkansas Inc | 55418 | Hot Spring Generating Facility | Electric Utility | AR | CT3 | 173.8 | Natural Gas Fired Combined Cycle | NG | CT
814 | Entergy Arkansas Inc | 55418 | Hot Spring Generating Facility | Electric Utility | AR | CT4 | 173.8 | Natural Gas Fired Combined Cycle | NG | CT
814 | Entergy Arkansas Inc | 55418 | Hot Spring Generating Facility | Electric Utility | AR | ST2 | 304.4 | Natural Gas Fired Combined Cycle | NG | CA
2338 | Calpine Central LP | 55465 | Amelia Energy Center | IPP Non-CHP | TX | CTG1 | 180 | Natural Gas Fired Combined Cycle | NG | CT
2338 | Calpine Central LP | 55465 | Amelia Energy Center | IPP Non-CHP | TX | CTG2 | 180 | Natural Gas Fired Combined Cycle | NG | CT
2338 | Calpine Central LP | 55465 | Amelia Energy Center | IPP Non-CHP | TX | CTG3 | 180 | Natural Gas Fired Combined Cycle | NG | CT
2338 | Calpine Central LP | 55465 | Amelia Energy Center | IPP Non-CHP | TX | STG1 | 360 | Natural Gas Fired Combined Cycle | NG | CA
803 | Arizona Public Service Co | 55522 | Sundance | Electric Utility | AZ | CT11 | 38 | Natural Gas Fired Combustion Turbine | NG | GT
803 | Arizona Public Service Co | 55522 | Sundance | Electric Utility | AZ | CT12 | 38 | Natural Gas Fired Combustion Turbine | NG | GT
56608 | Calpine Mid-Merit LLC | 55524 | York Energy Center | IPP Non-CHP | PA | CTG7 | 120 | Natural Gas Fired Combined Cycle | NG | CT
56772 | TX LFG Energy, LP | 55551 | Baytown | IPP Non-CHP | TX | UN5 | 1 | Landfill Gas | LFG | IC
2799 | Calpine Corp - Metcalf Energy Center | 55642 | Moapa Paiute Energy Center | IPP Non-CHP | NV | CTG1 | 185 | Natural Gas Fired Combined Cycle | NG | CT
2799 | Calpine Corp - Metcalf Energy Center | 55642 | Moapa Paiute Energy Center | IPP Non-CHP | NV | CTG2 | 185 | Natural Gas Fired Combined Cycle | NG | CT
2799 | Calpine Corp - Metcalf Energy Center | 55642 | Moapa Paiute Energy Center | IPP Non-CHP | NV | CTG3 | 185 | Natural Gas Fired Combined Cycle | NG | CT
2799 | Calpine Corp - Metcalf Energy Center | 55642 | Moapa Paiute Energy Center | IPP Non-CHP | NV | STG1 | 492 | Natural Gas Fired Combined Cycle | NG | CA
17650 | Southern Power Co | 55708 | Nacogdoches Power | IPP Non-CHP | TX | CTG1 | 185 | Natural Gas Fired Combined Cycle | NG | CT
17650 | Southern Power Co | 55708 | Nacogdoches Power | IPP Non-CHP | TX | CTG2 | 95 | Natural Gas Fired Combined Cycle | NG | CT
17650 | Southern Power Co | 55708 | Nacogdoches Power | IPP Non-CHP | TX | CTG3 | 95 | Natural Gas Fired Combined Cycle | NG | CT
17650 | Southern Power Co | 55708 | Nacogdoches Power | IPP Non-CHP | TX | STG1 | 86 | Natural Gas Fired Combined Cycle | NG | CA
17650 | Southern Power Co | 55708 | Nacogdoches Power | IPP Non-CHP | TX | STG2 | 100 | Natural Gas Fired Combined Cycle | NG | CA
17650 | Southern Power Co | 55708 | Nacogdoches Power | IPP Non-CHP | TX | STG3 | 68 | Natural Gas Fired Combined Cycle | NG | CA
23279 | Allegheny Energy Supply Co LLC | 55711 | FirstEnergy Allegheny Energy Supply La Paz | IPP Non-CHP | AZ | CTG1 | 180 | Natural Gas Fired Combined Cycle | NG | CT
23279 | Allegheny Energy Supply Co LLC | 55711 | FirstEnergy Allegheny Energy Supply La Paz | IPP Non-CHP | AZ | CTG2 | 180 | Natural Gas Fired Combined Cycle | NG | CT
23279 | Allegheny Energy Supply Co LLC | 55711 | FirstEnergy Allegheny Energy Supply La Paz | IPP Non-CHP | AZ | CTG3 | 180 | Natural Gas Fired Combined Cycle | NG | CT
23279 | Allegheny Energy Supply Co LLC | 55711 | FirstEnergy Allegheny Energy Supply La Paz | IPP Non-CHP | AZ | CTG4 | 180 | Natural Gas Fired Combined Cycle | NG | CT
23279 | Allegheny Energy Supply Co LLC | 55711 | FirstEnergy Allegheny Energy Supply La Paz | IPP Non-CHP | AZ | STG1 | 180 | Natural Gas Fired Combined Cycle | NG | CA
23279 | Allegheny Energy Supply Co LLC | 55711 | FirstEnergy Allegheny Energy Supply La Paz | IPP Non-CHP | AZ | STG2 | 180 | Natural Gas Fired Combined Cycle | NG | CA
9191 | Idaho Power Co | 55733 | Bennett Mountain | Electric Utility | ID | FT01 | 142 | Natural Gas Fired Combustion Turbine | NG | GT
9191 | Idaho Power Co | 55733 | Bennett Mountain | Electric Utility | ID | FT03 | 50 | Natural Gas Fired Combustion Turbine | NG | GT
55972 | Valencia Power LLC | 55802 | Valencia Energy Facility | IPP Non-CHP | NM | CTG2 | 159.5 | Natural Gas Fired Combustion Turbine | NG | GT
55972 | Valencia Power LLC | 55802 | Valencia Energy Facility | IPP Non-CHP | NM | CTG3 | 84.2 | Natural Gas Fired Combustion Turbine | NG | GT
55972 | Valencia Power LLC | 55802 | Valencia Energy Facility | IPP Non-CHP | NM | CTG4 | 84.2 | Natural Gas Fired Combustion Turbine | NG | GT
55972 | Valencia Power LLC | 55802 | Valencia Energy Facility | IPP Non-CHP | NM | CTG5 | 84.2 | Natural Gas Fired Combined Cycle | NG | CT
55972 | Valencia Power LLC | 55802 | Valencia Energy Facility | IPP Non-CHP | NM | CTG6 | 84.2 | Natural Gas Fired Combined Cycle | NG | CT
16045 | Riverside County Waste Management Dept | 55820 | RCWMD Badlands Landfill Gas Project | Commercial Non-CHP | CA | GEN2 | 1 | Landfill Gas | LFG | IC
17650 | Southern Power Co | 55821 | Curtis H Stanton Energy Center | IPP Non-CHP | FL | BCT | 197 | Coal Integrated Gasification Combined Cycle | SGC | CT
17650 | Southern Power Co | 55821 | Curtis H Stanton Energy Center | IPP Non-CHP | FL | BST | 132 | Coal Integrated Gasification Combined Cycle | SGC | CA
2338 | Calpine Central LP | 55834 | Sherry Energy Center | IPP Non-CHP | WI | CT01 | 176 | Natural Gas Fired Combustion Turbine | NG | GT
2338 | Calpine Central LP | 55834 | Sherry Energy Center | IPP Non-CHP | WI | CT02 | 176 | Natural Gas Fired Combustion Turbine | NG | GT
2338 | Calpine Central LP | 55834 | Sherry Energy Center | IPP Non-CHP | WI | CT03 | 176 | Natural Gas Fired Combustion Turbine | NG | GT
2338 | Calpine Central LP | 55834 | Sherry Energy Center | IPP Non-CHP | WI | CT04 | 176 | Natural Gas Fired Combustion Turbine | NG | GT
2338 | Calpine Central LP | 55834 | Sherry Energy Center | IPP Non-CHP | WI | CTG1 | 176 | Natural Gas Fired Combined Cycle | NG | CT
2338 | Calpine Central LP | 55834 | Sherry Energy Center | IPP Non-CHP | WI | CTG2 | 176 | Natural Gas Fired Combined Cycle | NG | CT
2338 | Calpine Central LP | 55834 | Sherry Energy Center | IPP Non-CHP | WI | STG1 | 180 | Natural Gas Fired Combined Cycle | NG | CA
19676 | Valero Refining Co California | 55852 | Valero Refinery Cogeneration Unit 2 | Industrial CHP | CA | GT 2 | 43.4 | Other Gases | OG | GT
17698 | Southwestern Electric Power Co | 55869 | Genova Arkansas I LLC | Electric Utility | AR | CTG1 | 160 | Natural Gas Fired Combined Cycle | NG | CT
17698 | Southwestern Electric Power Co | 55869 | Genova Arkansas I LLC | Electric Utility | AR | CTG2 | 160 | Natural Gas Fired Combined Cycle | NG | CT
17698 | Southwestern Electric Power Co | 55869 | Genova Arkansas I LLC | Electric Utility | AR | ST1 | 225 | Natural Gas Fired Combined Cycle | NG | CA
56318 | SCE Engineers | 55885 | Montgomery County Oaks LFGE Plant | IPP Non-CHP | MD | N01 | 2.3 | Landfill Gas | LFG | GT
56318 | SCE Engineers | 55885 | Montgomery County Oaks LFGE Plant | IPP Non-CHP | MD | N02 | 2.3 | Landfill Gas | LFG | GT
14328 | Pacific Gas & Electric Co | 55937 | TESLA Power Project | Electric Utility | CA | GTG1 | 162 | Natural Gas Fired Combined Cycle | NG | CT
14328 | Pacific Gas & Electric Co | 55937 | TESLA Power Project | Electric Utility | CA | GTG2 | 162 | Natural Gas Fired Combined Cycle | NG | CT
14328 | Pacific Gas & Electric Co | 55937 | TESLA Power Project | Electric Utility | CA | GTG3 | 162 | Natural Gas Fired Combined Cycle | NG | CT
14328 | Pacific Gas & Electric Co | 55937 | TESLA Power Project | Electric Utility | CA | GTG4 | 162 | Natural Gas Fired Combined Cycle | NG | CT
14328 | Pacific Gas & Electric Co | 55937 | TESLA Power Project | Electric Utility | CA | STG1 | 246 | Natural Gas Fired Combined Cycle | NG | CA
14328 | Pacific Gas & Electric Co | 55937 | TESLA Power Project | Electric Utility | CA | STG2 | 246 | Natural Gas Fired Combined Cycle | NG | CA
56160 | NAEA Operating Company LLC | 55938 | NAEA Ocean Peaking Power LLC | IPP Non-CHP | NJ | OPP5 | 149.2 | Natural Gas Fired Combustion Turbine | NG | GT
10379 | Klamath Generation LLC | 56019 | Klamath | IPP CHP | OR | CT-1 | 162 | Natural Gas Fired Combined Cycle | NG | CT
10379 | Klamath Generation LLC | 56019 | Klamath | IPP CHP | OR | CT-2 | 162 | Natural Gas Fired Combined Cycle | NG | CT
10379 | Klamath Generation LLC | 56019 | Klamath | IPP CHP | OR | ST-1 | 220 | Natural Gas Fired Combined Cycle | NG | CA
4716 | Dairyland Power Coop | 56149 | Seven Mile Creek LFG | Electric Utility | WI | 5 | 0.7 | Landfill Gas | LFG | IC
5338 | Dow Chemical Co | 56152 | Freeport Energy Center | Industrial CHP | TX | CTG2 | 180 | Natural Gas Fired Combined Cycle | NG | CT
49805 | Kennecott Utah Copper | 56163 | Kennecott Power Plant | Industrial CHP | UT | MCHP | 5.9 | Natural Gas Fired Combustion Turbine | NG | GT
49896 | Newmont Nevada Energy Investment, LLC | 56224 | TS Power Plant | IPP Non-CHP | NV | 002 | 26 | Petroleum Liquids | DFO | GT
49896 | Newmont Nevada Energy Investment, LLC | 56224 | TS Power Plant | IPP Non-CHP | NV | 003 | 26 | Petroleum Liquids | DFO | GT
49896 | Newmont Nevada Energy Investment, LLC | 56224 | TS Power Plant | IPP Non-CHP | NV | 004 | 26 | Petroleum Liquids | DFO | GT
49896 | Newmont Nevada Energy Investment, LLC | 56224 | TS Power Plant | IPP Non-CHP | NV | 005 | 26 | Petroleum Liquids | DFO | GT
803 | Arizona Public Service Co | 56228 | Prescott Airport | Electric Utility | AZ | PV2 | 7 | Solar Photovoltaic | SUN | PV
17164 | Sierra Pacific Industries Inc | 56281 | SPI - Everett | Industrial CHP | WA | GEN1 | 17 | Wood/Wood Waste Biomass | WDS | ST
16612 | City & County of San Francisco | 56305 | San Francisco Electric Reliability Proj | Electric Utility | CA | 1 | 48.3 | Natural Gas Fired Combustion Turbine | NG | GT
16612 | City & County of San Francisco | 56305 | San Francisco Electric Reliability Proj | Electric Utility | CA | 2 | 48.3 | Natural Gas Fired Combustion Turbine | NG | GT
16612 | City & County of San Francisco | 56305 | San Francisco Electric Reliability Proj | Electric Utility | CA | 3 | 48.3 | Natural Gas Fired Combustion Turbine | NG | GT
16612 | City & County of San Francisco | 56306 | San Francisco Intl Airport Ct Project | Electric Utility | CA | 1 | 48 | Natural Gas Fired Combustion Turbine | NG | GT
50147 | US Geothermal Inc. | 56317 | Raft River Geothermal Power Plant | IPP Non-CHP | ID | 2 | 12.5 | Geothermal | GEO | BT
50158 | Innovative Energy Systems Inc | 56323 | Modern Innovative Energy LLC | IPP Non-CHP | NY | GEN5 | 1.6 | Landfill Gas | LFG | IC
50158 | Innovative Energy Systems Inc | 56323 | Modern Innovative Energy LLC | IPP Non-CHP | NY | GEN6 | 1.6 | Landfill Gas | LFG | IC
50158 | Innovative Energy Systems Inc | 56323 | Modern Innovative Energy LLC | IPP Non-CHP | NY | GEN7 | 1.6 | Landfill Gas | LFG | IC
50158 | Innovative Energy Systems Inc | 56323 | Modern Innovative Energy LLC | IPP Non-CHP | NY | GEN8 | 1.6 | Landfill Gas | LFG | IC
50158 | Innovative Energy Systems Inc | 56324 | Colonie LFGTE Facility | IPP Non-CHP | NY | GEN4 | 1.6 | Landfill Gas | LFG | IC
18454 | Tampa Electric Co | 56352 | Tampa Electric Co NA 2 | Electric Utility | FL | 3 | 56 | Natural Gas Fired Combustion Turbine | NG | GT
18454 | Tampa Electric Co | 56352 | Tampa Electric Co NA 2 | Electric Utility | FL | 4 | 56 | Natural Gas Fired Combustion Turbine | NG | GT
18454 | Tampa Electric Co | 56352 | Tampa Electric Co NA 2 | Electric Utility | FL | 5 | 149 | Natural Gas Fired Combustion Turbine | NG | GT
18454 | Tampa Electric Co | 56352 | Tampa Electric Co NA 2 | Electric Utility | FL | 6 | 149 | Natural Gas Fired Combustion Turbine | NG | GT
18454 | Tampa Electric Co | 56352 | Tampa Electric Co NA 2 | Electric Utility | FL | 7 | 56 | Natural Gas Fired Combustion Turbine | NG | GT
18454 | Tampa Electric Co | 56353 | Tampa Electric Co NA 3 | Electric Utility | FL | 3 | 43 | Natural Gas Fired Combustion Turbine | NG | GT
18454 | Tampa Electric Co | 56353 | Tampa Electric Co NA 3 | Electric Utility | FL | 4 | 54 | Natural Gas Fired Combustion Turbine | NG | GT
18454 | Tampa Electric Co | 56354 | Tampa Electric Co NA 4 | Electric Utility | FL | 5 | 88 | Natural Gas Fired Combustion Turbine | NG | GT
18454 | Tampa Electric Co | 56354 | Tampa Electric Co NA 4 | Electric Utility | FL | 6 | 88 | Natural Gas Fired Combustion Turbine | NG | GT
4716 | Dairyland Power Coop | 56366 | Lake Area Landfill Gas Recovery | Electric Utility | WI | 1 | 1 | Landfill Gas | LFG | IC
4716 | Dairyland Power Coop | 56366 | Lake Area Landfill Gas Recovery | Electric Utility | WI | 2 | 1 | Landfill Gas | LFG | IC
4716 | Dairyland Power Coop | 56366 | Lake Area Landfill Gas Recovery | Electric Utility | WI | 3 | 1 | Landfill Gas | LFG | IC
4716 | Dairyland Power Coop | 56366 | Lake Area Landfill Gas Recovery | Electric Utility | WI | 4 | 0.7 | Landfill Gas | LFG | IC
56545 | Pattern Operators LP | 56370 | Ecogen Wind | IPP Non-CHP | NY | 1 | 79.5 | Onshore Wind Turbine | WND | WT
15399 | Iberdrola Renewables Inc | 56398 | Jordanville Wind Farm | IPP Non-CHP | NY | 1 | 80 | Onshore Wind Turbine | WND | WT
20838 | Win-Sam Inc | 56401 | UTSA TEP II | Commercial Non-CHP | TX | GEN2 | 1.5 | Petroleum Liquids | DFO | IC
20838 | Win-Sam Inc | 56401 | UTSA TEP II | Commercial Non-CHP | TX | GEN3 | 1.5 | Petroleum Liquids | DFO | IC
50127 | Exergy Development Group | 56436 | Lava Beds Wind Park LLC | IPP Non-CHP | ID | LBWP | 18 | Onshore Wind Turbine | WND | WT
50127 | Exergy Development Group | 56438 | Notch Butte Wind Park | IPP Non-CHP | ID | NBWP | 18 | Onshore Wind Turbine | WND | WT
56864 | MDL Holding Company LLC | 56454 | Taylorville Energy Center | IPP Non-CHP | IL | 1 | 533 | Coal Integrated Gasification Combined Cycle | SGC | CC
54869 | WMPI PTY LLC | 56455 | WMPI Pty LLC | Industrial Non-CHP | PA | 1 | 41 | Coal Integrated Gasification Combined Cycle | WC | CC
918 | City of Aspen- (CO) | 56566 | Castle Creek Hydroplant | Electric Utility | CO | 1 | 1.2 | Conventional Hydroelectric | WAT | HY
55816 | Robbins Community Power LLC | 56576 | Robbins Community Power LLC | IPP Non-CHP | IL | 1 | 27.5 | Wood/Wood Waste Biomass | WDS | ST
55816 | Robbins Community Power LLC | 56576 | Robbins Community Power LLC | IPP Non-CHP | IL | 2 | 27.5 | Wood/Wood Waste Biomass | WDS | ST
13407 | Nevada Power Co | 56642 | Ely Energy Center | Electric Utility | NV | 1 | 750 | Conventional Steam Coal | SUB | ST
13407 | Nevada Power Co | 56642 | Ely Energy Center | Electric Utility | NV | 2 | 750 | Conventional Steam Coal | SUB | ST
56482 | Gamesa Wind US | 56653 | Crescent Ridge II Wind Energy Project | IPP Non-CHP | IL | 1 | 57.8 | Onshore Wind Turbine | WND | WT
56545 | Pattern Operators LP | 56655 | Seldom Seen Wind LLC | IPP Non-CHP | PA | 1 | 41 | Onshore Wind Turbine | WND | WT
56545 | Pattern Operators LP | 56656 | Aragonne Mesa Phase II | IPP Non-CHP | NM | 1 | 110.4 | Onshore Wind Turbine | WND | WT
56482 | Gamesa Wind US | 56657 | Lancaster Wind Farm Project | IPP Non-CHP | IL | 1 | 70 | Onshore Wind Turbine | WND | WT
50123 | Infigen Asset Management LLC | 56660 | Alliant 1 Wind | IPP Non-CHP | IA | 1 | 110 | Onshore Wind Turbine | WND | WT
56545 | Pattern Operators LP | 56663 | El Paso Wind Project | IPP Non-CHP | IL | 1 | 80 | Onshore Wind Turbine | WND | WT
55918 | Acciona Wind Energy USA LLC | 56665 | Dempsey Ridge Wind Farm | IPP Non-CHP | OK | DR2 | 92 | Onshore Wind Turbine | WND | WT
20323 | Wellhead Services Inc | 56676 | Margarita Energy Center | IPP Non-CHP | CA | CTG1 | 46.5 | Natural Gas Fired Combustion Turbine | NG | GT
49893 | Invenergy Services LLC | 56776 | Gunsight Mountain Wind Energy LLC | IPP Non-CHP | TX | 1 | 120 | Onshore Wind Turbine | WND | WT
9617 | JEA | 56799 | Greenland Energy Center | Electric Utility | FL | 3 | 166.6 | Natural Gas Fired Combined Cycle | NG | CA
56029 | Fibrowatt LLC | 56816 | FibroCoast | IPP Non-CHP | NC | FC1 | 55 | Other Waste Biomass | OBS | ST
56029 | Fibrowatt LLC | 56817 | FibroHills | IPP Non-CHP | NC | 1 | 55 | Other Waste Biomass | OBS | ST
14328 | Pacific Gas & Electric Co | 56820 | Britton Powerhouse | Electric Utility | CA | 1 | 2.8 | Conventional Hydroelectric | WAT | HY
14328 | Pacific Gas & Electric Co | 56821 | Chalk Mountain Powerhouse | Electric Utility | CA | 1 | 2.2 | Conventional Hydroelectric | WAT | HY
14328 | Pacific Gas & Electric Co | 56822 | Rock Creek Dam | Electric Utility | CA | 01 | 3.6 | Conventional Hydroelectric | WAT | HY
3046 | Duke Energy Progress - (NC) | 56849 | Woodfin | Electric Utility | NC | 1 | 40 | Natural Gas Fired Combustion Turbine | NG | GT
55723 | Talen Renewable Energy | 56885 | Maidencreek Biomass Plant | IPP Non-CHP | PA | GEN 1 | 5.2 | Wood/Wood Waste Biomass | WDS | ST
55723 | Talen Renewable Energy | 56886 | Jersey Shore Steel Co | IPP Non-CHP | PA | GEN 1 | 1.6 | Landfill Gas | LFG | IC
55723 | Talen Renewable Energy | 56888 | Warren County Solar | IPP Non-CHP | NJ | GEN 5 | 0.5 | Solar Photovoltaic | SUN | PV
55723 | Talen Renewable Energy | 56888 | Warren County Solar | IPP Non-CHP | NJ | GEN 6 | 0.5 | Solar Photovoltaic | SUN | PV
55723 | Talen Renewable Energy | 56888 | Warren County Solar | IPP Non-CHP | NJ | GEN 7 | 0.5 | Solar Photovoltaic | SUN | PV
55723 | Talen Renewable Energy | 56888 | Warren County Solar | IPP Non-CHP | NJ | GEN 8 | 0.5 | Solar Photovoltaic | SUN | PV
55723 | Talen Renewable Energy | 56888 | Warren County Solar | IPP Non-CHP | NJ | GEN 9 | 0.5 | Solar Photovoltaic | SUN | PV
55723 | Talen Renewable Energy | 56888 | Warren County Solar | IPP Non-CHP | NJ | GEN10 | 0.5 | Solar Photovoltaic | SUN | PV
56061 | Reedsport OPT Wave Park LLC | 56906 | Reedsport OPT Wave Park | IPP Non-CHP | OR | 1 | 1.5 | Hydrokinetic | WAT | HB
56060 | Western GeoPower Inc | 56907 | Western GeoPower Unit 1 | IPP Non-CHP | CA | TBD | 22.5 | Geothermal | GEO | ST
56204 | CPV Valley LLC | 56940 | CPV Valley Energy Center | IPP Non-CHP | NY | CTG1 | 186.5 | Natural Gas Fired Combined Cycle | NG | CT
20323 | Wellhead Services Inc | 56955 | Helms Energy Center | IPP Non-CHP | CA | 1 | 49 | Natural Gas Fired Combustion Turbine | NG | GT
56266 | Green Gas Americas, Inc. | 56957 | Green Gas - Pioneer Crossing Energy, LLC | IPP Non-CHP | PA | LFG6 | 1.6 | Landfill Gas | LFG | IC
56266 | Green Gas Americas, Inc. | 56957 | Green Gas - Pioneer Crossing Energy, LLC | IPP Non-CHP | PA | LFG7 | 1.6 | Landfill Gas | LFG | IC
50158 | Innovative Energy Systems Inc | 56987 | Hyland LFGTE Facility | IPP Non-CHP | NY | GEN4 | 1.6 | Landfill Gas | LFG | IC
56771 | Black Hills Service Company LLC | 56998 | Pueblo Airport Generating Station | IPP Non-CHP | CO | GT3 | 90 | Natural Gas Fired Combustion Turbine | NG | GT
56290 | CPV Vaca Station LLC | 56999 | CPV Vaca Station LLC | IPP Non-CHP | CA | CTG1 | 189 | Natural Gas Fired Combined Cycle | NG | CT
56290 | CPV Vaca Station LLC | 56999 | CPV Vaca Station LLC | IPP Non-CHP | CA | CTG2 | 189 | Natural Gas Fired Combined Cycle | NG | CT
56290 | CPV Vaca Station LLC | 56999 | CPV Vaca Station LLC | IPP Non-CHP | CA | STG | 198 | Natural Gas Fired Combined Cycle | NG | CA
56306 | DeKalb County GA | 57013 | DeKalb County Green Energy Facility | Commercial Non-CHP | GA | 3 | 1.6 | Landfill Gas | LFG | IC
17650 | Southern Power Co | 57029 | Cleveland Cnty Generating Facility | IPP Non-CHP | NC | 5 | 180.8 | Natural Gas Fired Combustion Turbine | NG | GT
17650 | Southern Power Co | 57029 | Cleveland Cnty Generating Facility | IPP Non-CHP | NC | 6 | 180.8 | Natural Gas Fired Combustion Turbine | NG | GT
17650 | Southern Power Co | 57029 | Cleveland Cnty Generating Facility | IPP Non-CHP | NC | 7 | 180.8 | Natural Gas Fired Combustion Turbine | NG | GT
17650 | Southern Power Co | 57029 | Cleveland Cnty Generating Facility | IPP Non-CHP | NC | 8 | 180.8 | Natural Gas Fired Combustion Turbine | NG | GT
13781 | Northern States Power Co - Minnesota | 57048 | Merricourt Wind Project | Electric Utility | ND | 1 | 150 | Onshore Wind Turbine | WND | WT
221 | Alaska Village Elec Coop, Inc | 57053 | Alakanuk | Electric Utility | AK | G309 | 0.5 | Petroleum Liquids | JF | IC
17609 | Southern California Edison Co | 57127 | Solar Photovoltaic Project #24 | Electric Utility | CA | SO24A | 0.5 | Solar Photovoltaic | SUN | PV
17609 | Southern California Edison Co | 57127 | Solar Photovoltaic Project #24 | Electric Utility | CA | SO24B | 0.5 | Solar Photovoltaic | SUN | PV
17609 | Southern California Edison Co | 57127 | Solar Photovoltaic Project #24 | Electric Utility | CA | SO24C | 0.5 | Solar Photovoltaic | SUN | PV
17609 | Southern California Edison Co | 57127 | Solar Photovoltaic Project #24 | Electric Utility | CA | SO24D | 0.5 | Solar Photovoltaic | SUN | PV
17609 | Southern California Edison Co | 57127 | Solar Photovoltaic Project #24 | Electric Utility | CA | SO24E | 0.5 | Solar Photovoltaic | SUN | PV
17609 | Southern California Edison Co | 57127 | Solar Photovoltaic Project #24 | Electric Utility | CA | SO24F | 0.5 | Solar Photovoltaic | SUN | PV
17609 | Southern California Edison Co | 57127 | Solar Photovoltaic Project #24 | Electric Utility | CA | SO24G | 0.5 | Solar Photovoltaic | SUN | PV
17609 | Southern California Edison Co | 57127 | Solar Photovoltaic Project #24 | Electric Utility | CA | SO24H | 0.5 | Solar Photovoltaic | SUN | PV
50127 | Exergy Development Group | 57142 | Chapin Mountain | IPP Non-CHP | ID | CM | 19.5 | Onshore Wind Turbine | WND | WT
50127 | Exergy Development Group | 57143 | Jack Ranch 200 | IPP Non-CHP | ID | JR200 | 200 | Onshore Wind Turbine | WND | WT
50127 | Exergy Development Group | 57144 | Cottonwood Wind Park | IPP Non-CHP | ID | JR20 | 20 | Onshore Wind Turbine | WND | WT
50127 | Exergy Development Group | 57145 | Rogerson Flats | IPP Non-CHP | ID | RF | 20 | Onshore Wind Turbine | WND | WT
50127 | Exergy Development Group | 57146 | Deep Creek Wind Park | IPP Non-CHP | ID | JR1 | 20 | Onshore Wind Turbine | WND | WT
50127 | Exergy Development Group | 57147 | Conner Ridge | IPP Non-CHP | ID | CR | 19.5 | Onshore Wind Turbine | WND | WT
50127 | Exergy Development Group | 57148 | Badger Peak | IPP Non-CHP | ID | BP | 20 | Onshore Wind Turbine | WND | WT
50127 | Exergy Development Group | 57149 | Bonanza Bar | IPP Non-CHP | ID | BBAR | 20 | Onshore Wind Turbine | WND | WT
50127 | Exergy Development Group | 57150 | Salmon Creek | IPP Non-CHP | ID | SC | 20 | Onshore Wind Turbine | WND | WT
54842 | WM Renewable Energy LLC | 57164 | Waste Management Tri-Cities LFGTE | IPP Non-CHP | CA | GEN3 | 1.6 | Landfill Gas | LFG | IC
56523 | Colorado Highlands Wind LLC | 57174 | Colorado Highlands Wind | IPP Non-CHP | CO | CHW3 | 19.7 | Onshore Wind Turbine | WND | WT
56524 | Baca Energy LLC | 57175 | Baca Renewable Energy LLC | IPP Non-CHP | CO | BACA1 | 75 | Onshore Wind Turbine | WND | WT
55723 | Talen Renewable Energy | 57183 | PPL Glendon LFGTE Plant | IPP Non-CHP | PA | 3 | 1.6 | Landfill Gas | LFG | IC
19558 | Homer Electric Assn Inc | 57206 | Soldotna | Electric Utility | AK | 2 | 44 | Natural Gas Fired Combustion Turbine | NG | GT
13994 | Oglethorpe Power Corporation | 57209 | Rumble Road Energy Center | Electric Utility | GA | 3 | 200 | Natural Gas Fired Combined Cycle | NG | CA
13994 | Oglethorpe Power Corporation | 57209 | Rumble Road Energy Center | Electric Utility | GA | 3A | 200 | Natural Gas Fired Combined Cycle | NG | CT
13994 | Oglethorpe Power Corporation | 57209 | Rumble Road Energy Center | Electric Utility | GA | 3B | 200 | Natural Gas Fired Combined Cycle | NG | CT
56591 | Orange County Biomass LLC | 57215 | Orange County Biomass LLC | IPP Non-CHP | SC | G-01 | 35 | Wood/Wood Waste Biomass | WDS | ST
17609 | Southern California Edison Co | 57218 | Solar Photovoltaic Project #04 | Electric Utility | CA | S004A | 0.5 | Solar Photovoltaic | SUN | PV
17609 | Southern California Edison Co | 57218 | Solar Photovoltaic Project #04 | Electric Utility | CA | S004B | 0.5 | Solar Photovoltaic | SUN | PV
17609 | Southern California Edison Co | 57218 | Solar Photovoltaic Project #04 | Electric Utility | CA | S004C | 0.5 | Solar Photovoltaic | SUN | PV
17609 | Southern California Edison Co | 57222 | Solar Photovoltaic Project #08 | Electric Utility | CA | S008E | 0.5 | Solar Photovoltaic | SUN | PV
17609 | Southern California Edison Co | 57223 | Solar Photovoltaic Project #09 | Electric Utility | CA | S009C | 0.5 | Solar Photovoltaic | SUN | PV
17609 | Southern California Edison Co | 57224 | Solar Photovoltaic Project #10 | Electric Utility | CA | S010D | 0.5 | Solar Photovoltaic | SUN | PV
17609 | Southern California Edison Co | 57226 | Solar Photovoltaic Project #12 | Electric Utility | CA | S012B | 0.5 | Solar Photovoltaic | SUN | PV
17609 | Southern California Edison Co | 57228 | Solar Photovoltaic Project #14 | Electric Utility | CA | S014A | 0.5 | Solar Photovoltaic | SUN | PV
17609 | Southern California Edison Co | 57228 | Solar Photovoltaic Project #14 | Electric Utility | CA | S014B | 0.5 | Solar Photovoltaic | SUN | PV
17609 | Southern California Edison Co | 57228 | Solar Photovoltaic Project #14 | Electric Utility | CA | S014C | 0.5 | Solar Photovoltaic | SUN | PV
17609 | Southern California Edison Co | 57231 | Solar Photovoltaic Project #17 | Electric Utility | CA | S017H | 0.5 | Solar Photovoltaic | SUN | PV
17609 | Southern California Edison Co | 57232 | Solar Photovoltaic Project #18 | Electric Utility | CA | S018D | 0.5 | Solar Photovoltaic | SUN | PV
17609 | Southern California Edison Co | 57233 | Solar Photovoltaic Project #19 | Electric Utility | CA | S019A | 0.5 | Solar Photovoltaic | SUN | PV
17609 | Southern California Edison Co | 57233 | Solar Photovoltaic Project #19 | Electric Utility | CA | S019B | 0.5 | Solar Photovoltaic | SUN | PV
17609 | Southern California Edison Co | 57233 | Solar Photovoltaic Project #19 | Electric Utility | CA | S019C | 0.5 | Solar Photovoltaic | SUN | PV
17609 | Southern California Edison Co | 57233 | Solar Photovoltaic Project #19 | Electric Utility | CA | S019D | 0.5 | Solar Photovoltaic | SUN | PV
17609 | Southern California Edison Co | 57233 | Solar Photovoltaic Project #19 | Electric Utility | CA | S019E | 0.5 | Solar Photovoltaic | SUN | PV
17609 | Southern California Edison Co | 57233 | Solar Photovoltaic Project #19 | Electric Utility | CA | S019F | 0.5 | Solar Photovoltaic | SUN | PV
17609 | Southern California Edison Co | 57233 | Solar Photovoltaic Project #19 | Electric Utility | CA | S019G | 0.5 | Solar Photovoltaic | SUN | PV
17609 | Southern California Edison Co | 57233 | Solar Photovoltaic Project #19 | Electric Utility | CA | S019H | 0.5 | Solar Photovoltaic | SUN | PV
17609 | Southern California Edison Co | 57233 | Solar Photovoltaic Project #19 | Electric Utility | CA | S019I | 0.5 | Solar Photovoltaic | SUN | PV
17609 | Southern California Edison Co | 57234 | Solar Photovoltaic Project #20 | Electric Utility | CA | S020A | 0.5 | Solar Photovoltaic | SUN | PV
17609 | Southern California Edison Co | 57234 | Solar Photovoltaic Project #20 | Electric Utility | CA | S020B | 0.5 | Solar Photovoltaic | SUN | PV
17609 | Southern California Edison Co | 57234 | Solar Photovoltaic Project #20 | Electric Utility | CA | S020C | 0.5 | Solar Photovoltaic | SUN | PV
17609 | Southern California Edison Co | 57234 | Solar Photovoltaic Project #20 | Electric Utility | CA | S020D | 0.5 | Solar Photovoltaic | SUN | PV
17609 | Southern California Edison Co | 57234 | Solar Photovoltaic Project #20 | Electric Utility | CA | S020E | 0.5 | Solar Photovoltaic | SUN | PV
17609 | Southern California Edison Co | 57234 | Solar Photovoltaic Project #20 | Electric Utility | CA | S020F | 0.5 | Solar Photovoltaic | SUN | PV
17609 | Southern California Edison Co | 57234 | Solar Photovoltaic Project #20 | Electric Utility | CA | S020G | 0.5 | Solar Photovoltaic | SUN | PV
17609 | Southern California Edison Co | 57235 | Solar Photovoltaic Project #21 | Electric Utility | CA | S021A | 0.5 | Solar Photovoltaic | SUN | PV
17609 | Southern California Edison Co | 57235 | Solar Photovoltaic Project #21 | Electric Utility | CA | S021B | 0.5 | Solar Photovoltaic | SUN | PV
17609 | Southern California Edison Co | 57235 | Solar Photovoltaic Project #21 | Electric Utility | CA | S021C | 0.5 | Solar Photovoltaic | SUN | PV
17609 | Southern California Edison Co | 57235 | Solar Photovoltaic Project #21 | Electric Utility | CA | S021D | 0.5 | Solar Photovoltaic | SUN | PV
17609 | Southern California Edison Co | 57235 | Solar Photovoltaic Project #21 | Electric Utility | CA | S021E | 0.5 | Solar Photovoltaic | SUN | PV
17609 | Southern California Edison Co | 57236 | Solar Photovoltaic Project #23 | Electric Utility | CA | S023F | 0.5 | Solar Photovoltaic | SUN | PV
17609 | Southern California Edison Co | 57246 | Solar Photovoltaic Project #27 | Electric Utility | CA | S027E | 0.5 | Solar Photovoltaic | SUN | PV
17609 | Southern California Edison Co | 57246 | Solar Photovoltaic Project #27 | Electric Utility | CA | S027F | 0.5 | Solar Photovoltaic | SUN | PV
17609 | Southern California Edison Co | 57247 | Solar Photovoltaic Project #28 | Electric Utility | CA | S028H | 0.5 | Solar Photovoltaic | SUN | PV
56633 | Trishe Wind Minnesota | 57255 | Trishe Wind Minnesota | IPP Non-CHP | MN | 2 | 300 | Onshore Wind Turbine | WND | WT
56769 | Consolidated Edison Development Inc. | 57256 | PA Solar Park | IPP Non-CHP | PA | 2 | 3.8 | Solar Photovoltaic | SUN | PV
58371 | NextEra Blythe Solar Energy Center, LLC | 57273 | Blythe Solar Power Project | IPP Non-CHP | CA | 1 |  | Solar Thermal without Energy Storage | SUN | ST
58371 | NextEra Blythe Solar Energy Center, LLC | 57273 | Blythe Solar Power Project | IPP Non-CHP | CA | 2 |  | Solar Thermal without Energy Storage | SUN | ST
58371 | NextEra Blythe Solar Energy Center, LLC | 57273 | Blythe Solar Power Project | IPP Non-CHP | CA | 3 | 232 | Solar Thermal without Energy Storage | SUN | ST
58371 | NextEra Blythe Solar Energy Center, LLC | 57273 | Blythe Solar Power Project | IPP Non-CHP | CA | 4 | 232 | Solar Thermal without Energy Storage | SUN | ST
59397 | NRG Solar Alpine | 57295 | Alpine Solar | IPP Non-CHP | CA | 2 | 66 | Solar Photovoltaic | SUN | PV
11208 | Los Angeles Department of Water & Power | 57304 | Southern Owens Valley Solar Ranch | Electric Utility | CA | 1 | 200 | Solar Photovoltaic | SUN | PV
11208 | Los Angeles Department of Water & Power | 57312 | LATTC South Campus Solar | Electric Utility | CA | 1 | 1.1 | Solar Photovoltaic | SUN | PV
803 | Arizona Public Service Co | 57324 | Luke Solar | Electric Utility | AZ | PV1 | 12.8 | Solar Photovoltaic | SUN | PV
56708 | MP Wilson LLC | 57370 | MP Wilson LLC | IPP Non-CHP | NC | 1 | 1.1 | Landfill Gas | LFG | IC
56708 | MP Wilson LLC | 57370 | MP Wilson LLC | IPP Non-CHP | NC | 2 | 1.1 | Landfill Gas | LFG | IC
59396 | Agua Caliente Solar | 57373 | Agua Caliente Solar Project | IPP Non-CHP | AZ | AGU01 | 290 | Solar Photovoltaic | SUN | PV
24211 | Tucson Electric Power Co | 57391 | TAA Solar Facility | Electric Utility | AZ | TAA1 | 2.8 | Solar Photovoltaic | SUN | PV
15399 | Iberdrola Renewables Inc | 57398 | Lakeview Cogeneration LLC | IPP CHP | OR | 1 | 24 | Other Waste Biomass | OBS | ST
54842 | WM Renewable Energy LLC | 57411 | Mahoning | IPP Non-CHP | OH | GEN6 | 0.8 | Landfill Gas | LFG | IC
56743 | K Road Calico Solar, LLC | 57416 | K Road Calico Solar | IPP Non-CHP | CA | 01 | 0 | Solar Photovoltaic | SUN | PV
56743 | K Road Calico Solar, LLC | 57416 | K Road Calico Solar | IPP Non-CHP | CA | 02 | 0 | Solar Photovoltaic | SUN | PV
56814 | Black Creek Renewable Energy LLC | 57492 | Sampson County Landfill | IPP Non-CHP | NC | GEN7 | 1.6 | Landfill Gas | LFG | IC
7801 | Gulf Power Co | 57502 | Perdido | Electric Utility | FL | 3 | 1.5 | Landfill Gas | LFG | IC
56825 | Oneida Energy Inc | 57503 | Oneida Energy | IPP Non-CHP | WI | CE1 | 1.5 | Natural Gas Fired Combustion Turbine | NG | GT
56825 | Oneida Energy Inc | 57503 | Oneida Energy | IPP Non-CHP | WI | CE2 | 1.5 | Natural Gas Fired Combustion Turbine | NG | GT
56825 | Oneida Energy Inc | 57503 | Oneida Energy | IPP Non-CHP | WI | CE3 | 1.5 | Natural Gas Fired Combustion Turbine | NG | GT
56855 | Performance Services | 57518 | Purdue Energy Park | IPP Non-CHP | IN | 1 | 20 | Onshore Wind Turbine | WND | WT
56855 | Performance Services | 57518 | Purdue Energy Park | IPP Non-CHP | IN | 2 | 19.2 | Onshore Wind Turbine | WND | WT
14328 | Pacific Gas & Electric Co | 57521 | Giffen | Electric Utility | CA | 2 | 10 | Solar Photovoltaic | SUN | PV
56867 | Greyback Wind LLC | 57527 | Painted Hills | IPP Non-CHP | CA | 1 | 17.5 | Onshore Wind Turbine | WND | WT
17609 | Southern California Edison Co | 57528 | Solar Photovoltaic Project #25 | Electric Utility | CA | S25A | 0.5 | Solar Photovoltaic | SUN | PV
17609 | Southern California Edison Co | 57528 | Solar Photovoltaic Project #25 | Electric Utility | CA | S25B | 0.5 | Solar Photovoltaic | SUN | PV
17609 | Southern California Edison Co | 57528 | Solar Photovoltaic Project #25 | Electric Utility | CA | S25C | 0.5 | Solar Photovoltaic | SUN | PV
17609 | Southern California Edison Co | 57528 | Solar Photovoltaic Project #25 | Electric Utility | CA | S25D | 0.5 | Solar Photovoltaic | SUN | PV
17609 | Southern California Edison Co | 57528 | Solar Photovoltaic Project #25 | Electric Utility | CA | S25E | 0.5 | Solar Photovoltaic | SUN | PV
17609 | Southern California Edison Co | 57528 | Solar Photovoltaic Project #25 | Electric Utility | CA | S25F | 0.5 | Solar Photovoltaic | SUN | PV
17609 | Southern California Edison Co | 57528 | Solar Photovoltaic Project #25 | Electric Utility | CA | S25G | 0.5 | Solar Photovoltaic | SUN | PV
17609 | Southern California Edison Co | 57528 | Solar Photovoltaic Project #25 | Electric Utility | CA | S25H | 0.5 | Solar Photovoltaic | SUN | PV
17609 | Southern California Edison Co | 57528 | Solar Photovoltaic Project #25 | Electric Utility | CA | S25I | 0.5 | Solar Photovoltaic | SUN | PV
17609 | Southern California Edison Co | 57532 | Solar Photovoltaic Project #30 | Electric Utility | CA | S30A | 0.5 | Solar Photovoltaic | SUN | PV
17609 | Southern California Edison Co | 57532 | Solar Photovoltaic Project #30 | Electric Utility | CA | S30B | 0.5 | Solar Photovoltaic | SUN | PV
17609 | Southern California Edison Co | 57532 | Solar Photovoltaic Project #30 | Electric Utility | CA | S30C | 0.5 | Solar Photovoltaic | SUN | PV
17609 | Southern California Edison Co | 57533 | Solar Photovoltaic Project #31 | Electric Utility | CA | S31A | 0.5 | Solar Photovoltaic | SUN | PV
17609 | Southern California Edison Co | 57533 | Solar Photovoltaic Project #31 | Electric Utility | CA | S31B | 0.5 | Solar Photovoltaic | SUN | PV
17609 | Southern California Edison Co | 57537 | Solar Photovoltaic Project #35 | Electric Utility | CA | 35H | 0.5 | Solar Photovoltaic | SUN | PV
17609 | Southern California Edison Co | 57537 | Solar Photovoltaic Project #35 | Electric Utility | CA | 35I | 0.5 | Solar Photovoltaic | SUN | PV
17609 | Southern California Edison Co | 57537 | Solar Photovoltaic Project #35 | Electric Utility | CA | 35J | 0.5 | Solar Photovoltaic | SUN | PV
17609 | Southern California Edison Co | 57537 | Solar Photovoltaic Project #35 | Electric Utility | CA | 35K | 0.5 | Solar Photovoltaic | SUN | PV
17609 | Southern California Edison Co | 57537 | Solar Photovoltaic Project #35 | Electric Utility | CA | 35L | 0.5 | Solar Photovoltaic | SUN | PV
17609 | Southern California Edison Co | 57537 | Solar Photovoltaic Project #35 | Electric Utility | CA | 35M | 0.5 | Solar Photovoltaic | SUN | PV
17609 | Southern California Edison Co | 57537 | Solar Photovoltaic Project #35 | Electric Utility | CA | 35N | 0.5 | Solar Photovoltaic | SUN | PV
17609 | Southern California Edison Co | 57537 | Solar Photovoltaic Project #35 | Electric Utility | CA | S35A | 0.5 | Solar Photovoltaic | SUN | PV
17609 | Southern California Edison Co | 57537 | Solar Photovoltaic Project #35 | Electric Utility | CA | S35B | 0.5 | Solar Photovoltaic | SUN | PV
17609 | Southern California Edison Co | 57537 | Solar Photovoltaic Project #35 | Electric Utility | CA | S35C | 0.5 | Solar Photovoltaic | SUN | PV
17609 | Southern California Edison Co | 57537 | Solar Photovoltaic Project #35 | Electric Utility | CA | S35D | 0.5 | Solar Photovoltaic | SUN | PV
17609 | Southern California Edison Co | 57537 | Solar Photovoltaic Project #35 | Electric Utility | CA | S35E | 0.5 | Solar Photovoltaic | SUN | PV
17609 | Southern California Edison Co | 57537 | Solar Photovoltaic Project #35 | Electric Utility | CA | S35F | 0.5 | Solar Photovoltaic | SUN | PV
17609 | Southern California Edison Co | 57537 | Solar Photovoltaic Project #35 | Electric Utility | CA | S35G | 0.5 | Solar Photovoltaic | SUN | PV
17609 | Southern California Edison Co | 57538 | Solar Photovoltaic Project #40 | Electric Utility | CA | S40A | 0.5 | Solar Photovoltaic | SUN | PV
17609 | Southern California Edison Co | 57538 | Solar Photovoltaic Project #40 | Electric Utility | CA | S40B | 0.5 | Solar Photovoltaic | SUN | PV
17609 | Southern California Edison Co | 57538 | Solar Photovoltaic Project #40 | Electric Utility | CA | S40C | 0.5 | Solar Photovoltaic | SUN | PV
17609 | Southern California Edison Co | 57538 | Solar Photovoltaic Project #40 | Electric Utility | CA | S40D | 0.5 | Solar Photovoltaic | SUN | PV
17609 | Southern California Edison Co | 57538 | Solar Photovoltaic Project #40 | Electric Utility | CA | S40E | 0.5 | Solar Photovoltaic | SUN | PV
17609 | Southern California Edison Co | 57538 | Solar Photovoltaic Project #40 | Electric Utility | CA | S40F | 0.5 | Solar Photovoltaic | SUN | PV
17609 | Southern California Edison Co | 57538 | Solar Photovoltaic Project #40 | Electric Utility | CA | S40G | 0.5 | Solar Photovoltaic | SUN | PV
17609 | Southern California Edison Co | 57538 | Solar Photovoltaic Project #40 | Electric Utility | CA | S40H | 0.5 | Solar Photovoltaic | SUN | PV
17609 | Southern California Edison Co | 57538 | Solar Photovoltaic Project #40 | Electric Utility | CA | S40I | 0.5 | Solar Photovoltaic | SUN | PV
17609 | Southern California Edison Co | 57538 | Solar Photovoltaic Project #40 | Electric Utility | CA | S40J | 0.5 | Solar Photovoltaic | SUN | PV
17609 | Southern California Edison Co | 57538 | Solar Photovoltaic Project #40 | Electric Utility | CA | S40K | 0.5 | Solar Photovoltaic | SUN | PV
17609 | Southern California Edison Co | 57538 | Solar Photovoltaic Project #40 | Electric Utility | CA | S40L | 0.5 | Solar Photovoltaic | SUN | PV
17609 | Southern California Edison Co | 57538 | Solar Photovoltaic Project #40 | Electric Utility | CA | S40M | 0.5 | Solar Photovoltaic | SUN | PV
17609 | Southern California Edison Co | 57538 | Solar Photovoltaic Project #40 | Electric Utility | CA | S40N | 0.5 | Solar Photovoltaic | SUN | PV
17609 | Southern California Edison Co | 57538 | Solar Photovoltaic Project #40 | Electric Utility | CA | S40O | 0.5 | Solar Photovoltaic | SUN | PV
17609 | Southern California Edison Co | 57538 | Solar Photovoltaic Project #40 | Electric Utility | CA | S40P | 0.5 | Solar Photovoltaic | SUN | PV
17609 | Southern California Edison Co | 57538 | Solar Photovoltaic Project #40 | Electric Utility | CA | S40Q | 0.5 | Solar Photovoltaic | SUN | PV
17609 | Southern California Edison Co | 57538 | Solar Photovoltaic Project #40 | Electric Utility | CA | S40R | 0.5 | Solar Photovoltaic | SUN | PV
17609 | Southern California Edison Co | 57538 | Solar Photovoltaic Project #40 | Electric Utility | CA | S40S | 0.5 | Solar Photovoltaic | SUN | PV
17609 | Southern California Edison Co | 57538 | Solar Photovoltaic Project #40 | Electric Utility | CA | S40T | 0.5 | Solar Photovoltaic | SUN | PV
17609 | Southern California Edison Co | 57539 | Solar Photovoltaic Project #41 | Electric Utility | CA | S41A | 0.5 | Solar Photovoltaic | SUN | PV
17609 | Southern California Edison Co | 57539 | Solar Photovoltaic Project #41 | Electric Utility | CA | S41B | 0.5 | Solar Photovoltaic | SUN | PV
17609 | Southern California Edison Co | 57539 | Solar Photovoltaic Project #41 | Electric Utility | CA | S41C | 0.5 | Solar Photovoltaic | SUN | PV
17609 | Southern California Edison Co | 57539 | Solar Photovoltaic Project #41 | Electric Utility | CA | S41D | 0.5 | Solar Photovoltaic | SUN | PV
17609 | Southern California Edison Co | 57539 | Solar Photovoltaic Project #41 | Electric Utility | CA | S41E | 0.5 | Solar Photovoltaic | SUN | PV
17609 | Southern California Edison Co | 57539 | Solar Photovoltaic Project #41 | Electric Utility | CA | S41F | 0.5 | Solar Photovoltaic | SUN | PV
17609 | Southern California Edison Co | 57539 | Solar Photovoltaic Project #41 | Electric Utility | CA | S41G | 0.5 | Solar Photovoltaic | SUN | PV
17609 | Southern California Edison Co | 57539 | Solar Photovoltaic Project #41 | Electric Utility | CA | S41H | 0.5 | Solar Photovoltaic | SUN | PV
17609 | Southern California Edison Co | 57539 | Solar Photovoltaic Project #41 | Electric Utility | CA | S41I | 0.5 | Solar Photovoltaic | SUN | PV
17609 | Southern California Edison Co | 57539 | Solar Photovoltaic Project #41 | Electric Utility | CA | S41J | 0.5 | Solar Photovoltaic | SUN | PV
17609 | Southern California Edison Co | 57539 | Solar Photovoltaic Project #41 | Electric Utility | CA | S41K | 0.5 | Solar Photovoltaic | SUN | PV
17609 | Southern California Edison Co | 57539 | Solar Photovoltaic Project #41 | Electric Utility | CA | S41L | 0.5 | Solar Photovoltaic | SUN | PV
17609 | Southern California Edison Co | 57539 | Solar Photovoltaic Project #41 | Electric Utility | CA | S41M | 0.5 | Solar Photovoltaic | SUN | PV
17609 | Southern California Edison Co | 57539 | Solar Photovoltaic Project #41 | Electric Utility | CA | S41N | 0.5 | Solar Photovoltaic | SUN | PV
17609 | Southern California Edison Co | 57539 | Solar Photovoltaic Project #41 | Electric Utility | CA | S41O | 0.5 | Solar Photovoltaic | SUN | PV
17609 | Southern California Edison Co | 57539 | Solar Photovoltaic Project #41 | Electric Utility | CA | S41P | 0.5 | Solar Photovoltaic | SUN | PV
17609 | Southern California Edison Co | 57539 | Solar Photovoltaic Project #41 | Electric Utility | CA | S41Q | 0.5 | Solar Photovoltaic | SUN | PV
17609 | Southern California Edison Co | 57539 | Solar Photovoltaic Project #41 | Electric Utility | CA | S41R | 0.5 | Solar Photovoltaic | SUN | PV
17609 | Southern California Edison Co | 57539 | Solar Photovoltaic Project #41 | Electric Utility | CA | S41S | 0.5 | Solar Photovoltaic | SUN | PV
17609 | Southern California Edison Co | 57539 | Solar Photovoltaic Project #41 | Electric Utility | CA | S41T | 0.5 | Solar Photovoltaic | SUN | PV
17609 | Southern California Edison Co | 57541 | Solar Photovoltaic Project #45 | Electric Utility | CA | S45A | 0.5 | Solar Photovoltaic | SUN | PV
17609 | Southern California Edison Co | 57541 | Solar Photovoltaic Project #45 | Electric Utility | CA | S45B | 0.5 | Solar Photovoltaic | SUN | PV
17609 | Southern California Edison Co | 57541 | Solar Photovoltaic Project #45 | Electric Utility | CA | S45C | 0.5 | Solar Photovoltaic | SUN | PV
17609 | Southern California Edison Co | 57541 | Solar Photovoltaic Project #45 | Electric Utility | CA | S45D | 0.5 | Solar Photovoltaic | SUN | PV
17609 | Southern California Edison Co | 57541 | Solar Photovoltaic Project #45 | Electric Utility | CA | S45E | 0.5 | Solar Photovoltaic | SUN | PV
17609 | Southern California Edison Co | 57541 | Solar Photovoltaic Project #45 | Electric Utility | CA | S45F | 0.5 | Solar Photovoltaic | SUN | PV
17609 | Southern California Edison Co | 57541 | Solar Photovoltaic Project #45 | Electric Utility | CA | S45G | 0.5 | Solar Photovoltaic | SUN | PV
17609 | Southern California Edison Co | 57541 | Solar Photovoltaic Project #45 | Electric Utility | CA | S45H | 0.5 | Solar Photovoltaic | SUN | PV
17609 | Southern California Edison Co | 57541 | Solar Photovoltaic Project #45 | Electric Utility | CA | S45I | 0.5 | Solar Photovoltaic | SUN | PV
17609 | Southern California Edison Co | 57541 | Solar Photovoltaic Project #45 | Electric Utility | CA | S45J | 0.5 | Solar Photovoltaic | SUN | PV
17609 | Southern California Edison Co | 57541 | Solar Photovoltaic Project #45 | Electric Utility | CA | S45K | 0.5 | Solar Photovoltaic | SUN | PV
17609 | Southern California Edison Co | 57541 | Solar Photovoltaic Project #45 | Electric Utility | CA | S45L | 0.5 | Solar Photovoltaic | SUN | PV
17609 | Southern California Edison Co | 57543 | Solar Photovoltaic Project #47 | Electric Utility | CA | S47A | 0.5 | Solar Photovoltaic | SUN | PV
17609 | Southern California Edison Co | 57543 | Solar Photovoltaic Project #47 | Electric Utility | CA | S47B | 0.5 | Solar Photovoltaic | SUN | PV
17609 | Southern California Edison Co | 57545 | Solar Photovoltaic Project #46 | Electric Utility | CA | S46A | 0.5 | Solar Photovoltaic | SUN | PV
17609 | Southern California Edison Co | 57545 | Solar Photovoltaic Project #46 | Electric Utility | CA | S46B | 0.5 | Solar Photovoltaic | SUN | PV
17609 | Southern California Edison Co | 57545 | Solar Photovoltaic Project #46 | Electric Utility | CA | S46C | 0.5 | Solar Photovoltaic | SUN | PV
17609 | Southern California Edison Co | 57545 | Solar Photovoltaic Project #46 | Electric Utility | CA | S46D | 0.5 | Solar Photovoltaic | SUN | PV
17609 | Southern California Edison Co | 57545 | Solar Photovoltaic Project #46 | Electric Utility | CA | S46E | 0.5 | Solar Photovoltaic | SUN | PV
17609 | Southern California Edison Co | 57545 | Solar Photovoltaic Project #46 | Electric Utility | CA | S46F | 0.5 | Solar Photovoltaic | SUN | PV
17609 | Southern California Edison Co | 57545 | Solar Photovoltaic Project #46 | Electric Utility | CA | S46G | 0.5 | Solar Photovoltaic | SUN | PV
56029 | Fibrowatt LLC | 57596 | FibroMont | IPP Non-CHP | NC | G1 | 55 | Other Waste Biomass | AB | ST
56947 | Antelope Ridge Wind Power LLC | 57615 | Antelope Ridge Wind Power | IPP Non-CHP | OR | GEN1 | 300 | Onshore Wind Turbine | WND | WT
56970 | FRV Mojave Solar 4 LP | 57641 | Antelope Solar Farm | IPP Non-CHP | CA | FRV2 | 20 | Solar Photovoltaic | SUN | PV
56972 | Vestas Towers America, Inc | 57643 | Vestas Towers America, Inc. | Industrial Non-CHP | CO | V112 | 3 | Onshore Wind Turbine | WND | WT
57009 | Blue Chip Energy LLC | 57686 | Sorrento | IPP Non-CHP | FL | 1 | 40 | Solar Photovoltaic | SUN | PV
57109 | St Joseph Energy Center LLC | 57794 | St Joseph Energy Center | IPP Non-CHP | IN | 1 | 642 | Natural Gas Fired Combined Cycle | NG | CC
6455 | Duke Energy Florida, Inc | 57894 | Levy Nuclear Plant | Electric Utility | FL | LNP1 | 1092 | Nuclear | NUC | ST
6455 | Duke Energy Florida, Inc | 57894 | Levy Nuclear Plant | Electric Utility | FL | LNP2 | 1092 | Nuclear | NUC | ST
57277 | Hidden Hills Solar I LLC | 57905 | Hidden Hills Solar Plant 1 | IPP Non-CHP | CA | 1 | 250 | Solar Thermal without Energy Storage | SUN | ST
15399 | Iberdrola Renewables Inc | 57920 | Dolan Springs | IPP Non-CHP | AZ | 1 | 300 | Onshore Wind Turbine | WND | WT
15399 | Iberdrola Renewables Inc | 57921 | Kettleman Solar | IPP Non-CHP | CA | 1 | 22 | Solar Photovoltaic | SUN | PV
15399 | Iberdrola Renewables Inc | 57922 | Dry Lake Solar | IPP Non-CHP | AZ | 1 | 50 | Solar Photovoltaic | SUN | PV
15399 | Iberdrola Renewables Inc | 57923 | Tierra Bonita Solar | IPP Non-CHP | CA | 1 | 22 | Solar Photovoltaic | SUN | PV
15399 | Iberdrola Renewables Inc | 57924 | Klamath Solar | IPP Non-CHP | OR | 1 | 5 | Solar Photovoltaic | SUN | PV
57331 | Soitec Solar Development LLC | 57957 | LanEast Solar Farm LLC | IPP Non-CHP | CA | 1 | 20 | Solar Photovoltaic | SUN | PV
57331 | Soitec Solar Development LLC | 57958 | LanWest Solar Farm LLC | IPP Non-CHP | CA | 1 | 5 | Solar Photovoltaic | SUN | PV
57331 | Soitec Solar Development LLC | 57961 | Tierra Del Sol Solar Farm LLC | IPP Non-CHP | CA | 1 | 45 | Solar Photovoltaic | SUN | PV
15399 | Iberdrola Renewables Inc | 58099 | Montague Wind Power Facility LLC | IPP Non-CHP | OR | 1 | 150 | Onshore Wind Turbine | WND | WT
58168 | Rio Mesa Solar I LLC | 58188 | Rio Mesa SEGF 1 | IPP Non-CHP |  | 1 | 250 | Solar Thermal without Energy Storage | SUN | ST
58169 | Rio Mesa Solar II LLC | 58189 | Rio Mesa SEGF 2 | IPP Non-CHP | CA | 1 | 250 | Solar Thermal without Energy Storage | SUN | ST
56791 | Hudson Ranch Power I LLC | 58211 | Hudson Ranch Power II LLC | IPP Non-CHP | CA | HR2 | 49 | Geothermal | GEO | ST
59456 | Zuni Solar, LLC | 58285 | Zuni Solar 1 | IPP Non-CHP | CA | ZNPV | 1.5 | Solar Photovoltaic | SUN | PV
59456 | Zuni Solar, LLC | 58286 | Zuni Solar 2 | IPP Non-CHP | CA | ZSPV | 1.5 | Solar Photovoltaic | SUN | PV
58262 | Belectric Inc | 58287 | Helen Solar 1 | IPP Non-CHP | CA | GWPV | 1.5 | Solar Photovoltaic | SUN | PV
58262 | Belectric Inc | 58288 | Helen Solar 2 | IPP Non-CHP | CA | GEPV | 1.5 | Solar Photovoltaic | SUN | PV
57031 | Beacon Power LLC | 58291 | Tehachapi Spindle | IPP Non-CHP | CA | TS1 | 20 | Flywheels | MWH | FW
58317 | Fuquay Farm LLC | 58331 | Fuquay Farm | IPP Non-CHP | NC | 1 | 5 | Solar Photovoltaic | SUN | PV
57411 | KDC Solar O&M LLC | 58364 | Mountain Creek Solar Facility | Commercial Non-CHP | NJ | MC | 4.6 | Solar Photovoltaic | SUN | PV
56215 | E ON Climate Renewables N America LLC | 58614 | Patriot Wind Farm | IPP Non-CHP | TX | PAT1 | 178.5 | Onshore Wind Turbine | WND | WT
58642 | East Kapolei Solar LLC | 58705 | EKS Solar Farm | IPP Non-CHP | HI | PV1 | 5 | Solar Photovoltaic | SUN | PV
58658 | Sunlight Partners | 58723 | Colin Solar | IPP Non-CHP | NC | PV1 | 4 | Solar Photovoltaic | SUN | PV
58658 | Sunlight Partners | 58724 | Duck Solar | IPP Non-CHP | NC | PV1 | 5 | Solar Photovoltaic | SUN | PV
58658 | Sunlight Partners | 58727 | Hawkins Solar | IPP Non-CHP | NC | PV1 | 5 | Solar Photovoltaic | SUN | PV
58658 | Sunlight Partners | 58728 | Katherine Solar | IPP Non-CHP | NC | PV1 | 5 | Solar Photovoltaic | SUN | PV
59379 | Lotus Solar, LLC | 58729 | Lotus Solar | IPP Non-CHP | NC | PV1 | 4 | Solar Photovoltaic | SUN | PV
58658 | Sunlight Partners | 58733 | Austin Solar | IPP Non-CHP | NC | PV1 | 2 | Solar Photovoltaic | SUN | PV
59376 | Beth Solar, LLC | 58734 | Beth Solar | IPP Non-CHP | NC | PV1 | 5 | Solar Photovoltaic | SUN | PV
59377 | Big Boy Solar, LLC | 58736 | Big Boy Solar | IPP Non-CHP | NC | PV1 | 3 | Solar Photovoltaic | SUN | PV
58658 | Sunlight Partners | 58737 | Binks Solar | IPP Non-CHP | NC | PV1 | 4 | Solar Photovoltaic | SUN | PV
59378 | Charlie Solar, LLC | 58738 | Charlie Solar | IPP Non-CHP | NC | PV1 | 4.5 | Solar Photovoltaic | SUN | PV
59373 | Nick Solar, LLC | 58741 | Nick Solar | IPP Non-CHP | NC | PV1 | 5 | Solar Photovoltaic | SUN | PV
58658 | Sunlight Partners | 58743 | RJ Solar | IPP Non-CHP | NC | PV1 | 5 | Solar Photovoltaic | SUN | PV
49893 | Invenergy Services LLC | 58767 | Buckeye Wind Energy Center | IPP Non-CHP | KS | 2 | 70.3 | Onshore Wind Turbine | WND | WT
49893 | Invenergy Services LLC | 58767 | Buckeye Wind Energy Center | IPP Non-CHP | KS | 3 | 105.5 | Onshore Wind Turbine | WND | WT
58694 | Argand Energy Solutions, LLC | 58804 | McCaskey Solar Farm, LLC | IPP Non-CHP | NC | INV1 | 0.3 | Solar Photovoltaic | SUN | PV
58694 | Argand Energy Solutions, LLC | 58804 | McCaskey Solar Farm, LLC | IPP Non-CHP | NC | INV2 | 0.3 | Solar Photovoltaic | SUN | PV
58694 | Argand Energy Solutions, LLC | 58804 | McCaskey Solar Farm, LLC | IPP Non-CHP | NC | INV3 | 0.3 | Solar Photovoltaic | SUN | PV
58694 | Argand Energy Solutions, LLC | 58804 | McCaskey Solar Farm, LLC | IPP Non-CHP | NC | INV4 | 0.3 | Solar Photovoltaic | SUN | PV
58694 | Argand Energy Solutions, LLC | 58804 | McCaskey Solar Farm, LLC | IPP Non-CHP | NC | INV5 | 0.3 | Solar Photovoltaic | SUN | PV
58694 | Argand Energy Solutions, LLC | 58804 | McCaskey Solar Farm, LLC | IPP Non-CHP | NC | INV6 | 0.3 | Solar Photovoltaic | SUN | PV
58694 | Argand Energy Solutions, LLC | 58804 | McCaskey Solar Farm, LLC | IPP Non-CHP | NC | INV7 | 0.3 | Solar Photovoltaic | SUN | PV
58694 | Argand Energy Solutions, LLC | 58804 | McCaskey Solar Farm, LLC | IPP Non-CHP | NC | INV8 | 0.3 | Solar Photovoltaic | SUN | PV
58690 | Red Glen Energy LLC | 58819 | Red Glen | IPP Non-CHP | PA | GEN1 | 4.2 | Natural Gas Internal Combustion Engine | NG | IC
58690 | Red Glen Energy LLC | 58819 | Red Glen | IPP Non-CHP | PA | GEN2 | 4.2 | Natural Gas Internal Combustion Engine | NG | IC
58690 | Red Glen Energy LLC | 58819 | Red Glen | IPP Non-CHP | PA | GEN3 | 4.2 | Natural Gas Internal Combustion Engine | NG | IC
58690 | Red Glen Energy LLC | 58819 | Red Glen | IPP Non-CHP | PA | GEN4 | 4.2 | Natural Gas Internal Combustion Engine | NG | IC
58690 | Red Glen Energy LLC | 58819 | Red Glen | IPP Non-CHP | PA | GEN5 | 4.2 | Natural Gas Internal Combustion Engine | NG | IC
58725 | Greenville Farm 2 LLC | 58850 | Greenville Farm 2 | IPP Non-CHP | NC | 1 | 3 | Solar Photovoltaic | SUN | PV
58727 | Mayodan Farm LLC | 58852 | Mayodan Farm | IPP Non-CHP | NC | 1 | 5 | Solar Photovoltaic | SUN | PV
58731 | Ostrich Farm LLC | 58857 | Ostrich Farm | IPP Non-CHP | NC | 1 | 5 | Solar Photovoltaic | SUN | PV
58733 | Peanut Farm LLC | 58858 | Peanut Farm | IPP Non-CHP | NC | 1 | 1.8 | Solar Photovoltaic | SUN | PV
58739 | Enfield Farm LLC | 58860 | Enfield Farm | IPP Non-CHP | NC | 1 | 5 | Solar Photovoltaic | SUN | PV
58746 | Chatham Park Solar Farm LLC | 58869 | Chatham Park Solar Farm | IPP Non-CHP | NC | 1 | 20 | Solar Photovoltaic | SUN | PV
58757 | Wheelabrator Frederick, LLC | 58875 | Frederick-Carroll County Renewable Waste to Energy Facility | IPP Non-CHP | MD | GEN1 | 47 | Municipal Solid Waste | MSW | ST
58762 | Sargas Texas, LLC | 58895 | Stargate Point Comfort | IPP Non-CHP | TX | STAR1 | 232 | Natural Gas Fired Combustion Turbine | NG | GT
58792 | ClearVista Energy LLC | 58922 | ClearVista Solar and Wind Farm | IPP Non-CHP | CA | CVPV | 5 | Solar Photovoltaic | SUN | PV
58792 | ClearVista Energy LLC | 58922 | ClearVista Solar and Wind Farm | IPP Non-CHP | CA | CVWT | 19.5 | Onshore Wind Turbine | WND | WT
58836 | Sunwind Energy Solutions, LLLP | 58976 | Sunwind Doyle Wind | IPP Non-CHP | KS | SNWND | 200 | Onshore Wind Turbine | WND | WT
58658 | Sunlight Partners | 59016 | Maverick Solar | IPP Non-CHP | NC | GEN 1 | 3 | Solar Photovoltaic | SUN | PV
58523 | Enerdyne Power Systems Inc | 59036 | Onslow Energy | IPP Non-CHP | NC | GEN 1 | 1.5 | Solar Photovoltaic | SUN | PV
58878 | Watkins Glen Wind LLC | 59041 | Watkins Glen Wind Energy Center | IPP Non-CHP | NY | WGWEC | 80 | Onshore Wind Turbine | WND | WT
56215 | E ON Climate Renewables N America LLC | 59069 | Wildcat Wind Farm II LLC` | IPP Non-CHP | IN | WCII | 210 | Onshore Wind Turbine | WND | WT
58907 | Dobbins Mill Farm | 59101 | Dobbins Mill Farm | IPP Non-CHP | NC | 1 | 5 | Solar Photovoltaic | SUN | PV
58910 | Gantt Farm LLC | 59104 | Gantt Farm | IPP Non-CHP | NC | 1 | 74.8 | Solar Photovoltaic | SUN | PV
58914 | Roady Lane Farm LLC | 59108 | Roady Lane Farm LLC | IPP Non-CHP | NC | 1 | 74.8 | Solar Photovoltaic | SUN | PV
58918 | West Siler Farm LLC | 59112 | West Siler Farm LLC | IPP Non-CHP | NC | 1 | 5 | Solar Photovoltaic | SUN | PV
58695 | Coronal Development Services | 59159 | Tower Solar Center LLC | IPP Non-CHP | NC | TSC 1 | 5 | Solar Photovoltaic | SUN | PV
58695 | Coronal Development Services | 59160 | Pinewood Solar Center LLC | IPP Non-CHP | NC | PSC 1 | 5 | Solar Photovoltaic | SUN | PV
58999 | Sonoran West Solar Holdings LLC | 59202 | Sonoran West Solar EGS | IPP Non-CHP | CA | 1 | 540 | Solar Photovoltaic | SUN | PV
59001 | Faison Farm LLC | 59208 | Faison Farm | IPP Non-CHP | NC | PV1 | 5 | Solar Photovoltaic | SUN | PV
59003 | Jackson Solar Farm LLC | 59210 | Jackson Solar Farm | IPP Non-CHP | NC | PV1 | 5 | Solar Photovoltaic | SUN | PV
59005 | Angus Holdings LLC | 59211 | Angus Holdings | IPP Non-CHP | NC | PV1 | 5 | Solar Photovoltaic | SUN | PV
59009 | Hereford Holdings LLC | 59215 | Hereford Holdings | IPP Non-CHP | NC | PV1 | 5 | Solar Photovoltaic | SUN | PV
59010 | Rhubarb One LLC | 59216 | Rhubarb One | IPP Non-CHP | NC | PV1 | 5 | Solar Photovoltaic | SUN | PV
59142 | Hydrogen Energy California, LLC | 59372 | Hydrogen Energy California LLC | IPP CHP | CA | HECA1 | 413 | Coal Integrated Gasification Combined Cycle | SGC | CS
59161 | Great Bay Wind I, LLC | 59385 | Great Bay Wind Energy Center | IPP Non-CHP | MD | GEN1 | 150 | Onshore Wind Turbine | WND | WT
59194 | Purdys Run Energy, LLC | 59419 | Purdys Run Energy, LLC | IPP Non-CHP | WV | GEN1 | 4.2 | Natural Gas Internal Combustion Engine | NG | IC
59194 | Purdys Run Energy, LLC | 59419 | Purdys Run Energy, LLC | IPP Non-CHP | WV | GEN2 | 4.2 | Natural Gas Internal Combustion Engine | NG | IC
59194 | Purdys Run Energy, LLC | 59419 | Purdys Run Energy, LLC | IPP Non-CHP | WV | GEN3 | 4.2 | Natural Gas Internal Combustion Engine | NG | IC
59194 | Purdys Run Energy, LLC | 59419 | Purdys Run Energy, LLC | IPP Non-CHP | WV | GEN4 | 4.2 | Natural Gas Internal Combustion Engine | NG | IC
59194 | Purdys Run Energy, LLC | 59419 | Purdys Run Energy, LLC | IPP Non-CHP | WV | GEN5 | 4.2 | Natural Gas Internal Combustion Engine | NG | IC
59315 | Bradley Farm LLC | 59568 | Bradley Farm | IPP Non-CHP | NC | PV1 | 5 | Solar Photovoltaic | SUN | PV
59321 | Millikan Farm, LLC | 59576 | Millikan Farm | IPP Non-CHP | NC | PV1 | 5 | Solar Photovoltaic | SUN | PV
59325 | North Siler Farm, LLC | 59580 | North Siler Farm | IPP Non-CHP | NC | PV1 | 5 | Solar Photovoltaic | SUN | PV
59327 | Tarboro Farm, LLC | 59582 | Tarboro Farm | IPP Non-CHP | NC | PV1 | 5 | Solar Photovoltaic | SUN | PV
59334 | Rutherford Farm, LLC | 59589 | Rutherford Farm | IPP Non-CHP | NC | PV1 | 61 | Solar Photovoltaic | SUN | PV
59405 | Weldon Solar LLC | 59644 | Weldon Solar | IPP Non-CHP | NC | 5MWPV | 5 | Solar Photovoltaic | SUN | PV
59445 | Innovative Solar 44, LLC | 59675 | Innovative Solar 44 | IPP Non-CHP | NC | IS044 | 4.9 | Solar Photovoltaic | SUN | PV
59450 | Innovative Solar 71, LLC | 59680 | Innovative Solar 71 | IPP Non-CHP | NC | IS071 | 5 | Solar Photovoltaic | SUN | PV
59451 | Innovative Solar 72, LLC | 59681 | Innovative Solar 72 | IPP Non-CHP | NC | IS072 | 33.5 | Solar Photovoltaic | SUN | PV
59465 | Clark Solar 1, LLC | 59697 | Clark 1 Solar | IPP Non-CHP | ID | CSPV1 | 71 | Solar Photovoltaic | SUN | PV
59466 | Clark Solar 2, LLC | 59698 | Clark 2 Solar | IPP Non-CHP | ID | CSPV2 | 20 | Solar Photovoltaic | SUN | PV
59467 | Clark Solar 3, LLC | 59699 | Clark 3 Solar | IPP Non-CHP | ID | CSPV3 | 30 | Solar Photovoltaic | SUN | PV
59468 | Clark Solar 4, LLC | 59700 | Clark 4 Solar | IPP Non-CHP | ID | CSPV4 | 20 | Solar Photovoltaic | SUN | PV
NOTES: Capacity from facilities with a total generator nameplate capacity less than 1 MW are excluded from this report. This exclusion may represent a signifciant portion of capacity for some technologies such as solar photovoltaic generation. Sources: U.S. Energy Information Administration, Form EIA-860, 'Annual Electric Generator Report' and Form EIA-860M, 'Monthly Update to the Annual Electric Generator Report.'