## Operating
Inventory of Operating Generators as of September 2015
Entity ID | Entity Name | Plant ID | Plant Name | Sector Name | Plant State | Generator ID | Net Summer Capacity (MW) | Technology | Energy Source Code | Prime Mover Code | Operating Month | Operating Year | Planned Retirement Month | Planned Retirement Year | Status | Planned Derate Year | Planned Derate Month | Planned Derate of Summer Capacity (MW) | Planned Uprate Year | Planned Uprate Month | Planned Uprate of Summer Capacity (MW)
195 | Alabama Power Co | 2 | Bankhead Dam | Electric Utility | AL | 1 | 56 | Conventional Hydroelectric | WAT | HY | 7 | 1963 |  |  | (OP) Operating
195 | Alabama Power Co | 3 | Barry | Electric Utility | AL | 1 | 138 | Conventional Steam Coal | BIT | ST | 2 | 1954 | 12 | 2019 | (OP) Operating
195 | Alabama Power Co | 3 | Barry | Electric Utility | AL | 2 | 137 | Conventional Steam Coal | BIT | ST | 7 | 1954 | 12 | 2019 | (OP) Operating
195 | Alabama Power Co | 3 | Barry | Electric Utility | AL | 3 | 249 | Conventional Steam Coal | BIT | ST | 7 | 1959 |  |  | (OP) Operating
195 | Alabama Power Co | 3 | Barry | Electric Utility | AL | 4 | 362 | Conventional Steam Coal | BIT | ST | 12 | 1969 |  |  | (OP) Operating
195 | Alabama Power Co | 3 | Barry | Electric Utility | AL | 5 | 726.5 | Conventional Steam Coal | BIT | ST | 10 | 1971 |  |  | (OP) Operating
195 | Alabama Power Co | 3 | Barry | Electric Utility | AL | A1CT | 154 | Natural Gas Fired Combined Cycle | NG | CT | 5 | 2000 |  |  | (OP) Operating
195 | Alabama Power Co | 3 | Barry | Electric Utility | AL | A1CT2 | 154 | Natural Gas Fired Combined Cycle | NG | CT | 5 | 2000 |  |  | (OP) Operating
195 | Alabama Power Co | 3 | Barry | Electric Utility | AL | A1ST | 173 | Natural Gas Fired Combined Cycle | NG | CA | 5 | 2000 |  |  | (OP) Operating
195 | Alabama Power Co | 3 | Barry | Electric Utility | AL | A2C1 | 154 | Natural Gas Fired Combined Cycle | NG | CT | 5 | 2000 |  |  | (OP) Operating
195 | Alabama Power Co | 3 | Barry | Electric Utility | AL | A2C2 | 154 | Natural Gas Fired Combined Cycle | NG | CT | 5 | 2000 |  |  | (OP) Operating
195 | Alabama Power Co | 3 | Barry | Electric Utility | AL | A2ST | 173 | Natural Gas Fired Combined Cycle | NG | CA | 5 | 2000 |  |  | (OP) Operating
195 | Alabama Power Co | 4 | Walter Bouldin Dam | Electric Utility | AL | 1 | 75.3 | Conventional Hydroelectric | WAT | HY | 7 | 1967 |  |  | (OP) Operating
195 | Alabama Power Co | 4 | Walter Bouldin Dam | Electric Utility | AL | 2 | 75.3 | Conventional Hydroelectric | WAT | HY | 8 | 1967 |  |  | (OP) Operating
195 | Alabama Power Co | 4 | Walter Bouldin Dam | Electric Utility | AL | 3 | 75.3 | Conventional Hydroelectric | WAT | HY | 8 | 1967 |  |  | (OP) Operating
195 | Alabama Power Co | 7 | Gadsden | Electric Utility | AL | 1 | 64 | Conventional Steam Coal | BIT | ST | 4 | 1949 | 12 | 2019 | (OP) Operating
195 | Alabama Power Co | 7 | Gadsden | Electric Utility | AL | 2 | 66 | Conventional Steam Coal | BIT | ST | 7 | 1949 | 12 | 2019 | (OP) Operating
195 | Alabama Power Co | 8 | Gorgas | Electric Utility | AL | 10 | 703 | Conventional Steam Coal | BIT | ST | 10 | 1972 |  |  | (OP) Operating
195 | Alabama Power Co | 8 | Gorgas | Electric Utility | AL | 8 | 161 | Conventional Steam Coal | BIT | ST | 5 | 1956 |  |  | (OP) Operating
195 | Alabama Power Co | 8 | Gorgas | Electric Utility | AL | 9 | 170 | Conventional Steam Coal | BIT | ST | 6 | 1958 |  |  | (OP) Operating
5701 | El Paso Electric Co | 9 | Copper | Electric Utility | TX | 1 | 62 | Natural Gas Fired Combustion Turbine | NG | GT | 7 | 1980 |  |  | (OP) Operating
195 | Alabama Power Co | 10 | Greene County | Electric Utility | AL | 1 | 254 | Conventional Steam Coal | BIT | ST | 6 | 1965 |  |  | (OP) Operating
195 | Alabama Power Co | 10 | Greene County | Electric Utility | AL | 2 | 243 | Conventional Steam Coal | BIT | ST | 7 | 1966 |  |  | (OP) Operating
195 | Alabama Power Co | 10 | Greene County | Electric Utility | AL | GT10 | 85 | Natural Gas Fired Combustion Turbine | NG | GT | 5 | 1996 |  |  | (OP) Operating
195 | Alabama Power Co | 10 | Greene County | Electric Utility | AL | GT2 | 84 | Natural Gas Fired Combustion Turbine | NG | GT | 5 | 1996 |  |  | (OP) Operating
195 | Alabama Power Co | 10 | Greene County | Electric Utility | AL | GT3 | 82 | Natural Gas Fired Combustion Turbine | NG | GT | 5 | 1995 |  |  | (OP) Operating
195 | Alabama Power Co | 10 | Greene County | Electric Utility | AL | GT4 | 81 | Natural Gas Fired Combustion Turbine | NG | GT | 5 | 1995 |  |  | (OP) Operating
195 | Alabama Power Co | 10 | Greene County | Electric Utility | AL | GT5 | 82 | Natural Gas Fired Combustion Turbine | NG | GT | 5 | 1995 |  |  | (OP) Operating
195 | Alabama Power Co | 10 | Greene County | Electric Utility | AL | GT6 | 81 | Natural Gas Fired Combustion Turbine | NG | GT | 5 | 1995 |  |  | (OP) Operating
195 | Alabama Power Co | 10 | Greene County | Electric Utility | AL | GT7 | 80 | Natural Gas Fired Combustion Turbine | NG | GT | 5 | 1995 |  |  | (OP) Operating
195 | Alabama Power Co | 10 | Greene County | Electric Utility | AL | GT8 | 83 | Natural Gas Fired Combustion Turbine | NG | GT | 5 | 1996 |  |  | (OP) Operating
195 | Alabama Power Co | 10 | Greene County | Electric Utility | AL | GT9 | 82 | Natural Gas Fired Combustion Turbine | NG | GT | 5 | 1996 |  |  | (OP) Operating
195 | Alabama Power Co | 11 | H Neely Henry Dam | Electric Utility | AL | 1 | 23.3 | Conventional Hydroelectric | WAT | HY | 6 | 1966 |  |  | (OP) Operating
195 | Alabama Power Co | 11 | H Neely Henry Dam | Electric Utility | AL | 2 | 23.3 | Conventional Hydroelectric | WAT | HY | 6 | 1966 |  |  | (OP) Operating
195 | Alabama Power Co | 11 | H Neely Henry Dam | Electric Utility | AL | 3 | 23.4 | Conventional Hydroelectric | WAT | HY | 6 | 1966 |  |  | (OP) Operating
195 | Alabama Power Co | 12 | Holt Dam | Electric Utility | AL | 1 | 45 | Conventional Hydroelectric | WAT | HY | 8 | 1968 |  | 2045 | (OP) Operating
195 | Alabama Power Co | 13 | Jordan Dam | Electric Utility | AL | 1 | 25 | Conventional Hydroelectric | WAT | HY | 1 | 1929 |  |  | (OP) Operating
195 | Alabama Power Co | 13 | Jordan Dam | Electric Utility | AL | 2 | 25 | Conventional Hydroelectric | WAT | HY | 1 | 1929 |  |  | (OP) Operating
195 | Alabama Power Co | 13 | Jordan Dam | Electric Utility | AL | 3 | 25 | Conventional Hydroelectric | WAT | HY | 1 | 1929 |  |  | (OP) Operating
195 | Alabama Power Co | 13 | Jordan Dam | Electric Utility | AL | 4 | 25 | Conventional Hydroelectric | WAT | HY | 1 | 1929 |  |  | (OP) Operating
195 | Alabama Power Co | 14 | Logan Martin Dam | Electric Utility | AL | 1 | 45 | Conventional Hydroelectric | WAT | HY | 8 | 1964 |  |  | (OP) Operating
195 | Alabama Power Co | 14 | Logan Martin Dam | Electric Utility | AL | 2 | 45 | Conventional Hydroelectric | WAT | HY | 8 | 1964 |  |  | (OP) Operating
195 | Alabama Power Co | 14 | Logan Martin Dam | Electric Utility | AL | 3 | 45 | Conventional Hydroelectric | WAT | HY | 8 | 1964 |  |  | (OP) Operating
195 | Alabama Power Co | 15 | Lay Dam | Electric Utility | AL | 1 | 29.8 | Conventional Hydroelectric | WAT | HY | 4 | 1968 |  |  | (OP) Operating
195 | Alabama Power Co | 15 | Lay Dam | Electric Utility | AL | 2 | 29.8 | Conventional Hydroelectric | WAT | HY | 4 | 1968 |  |  | (OP) Operating
195 | Alabama Power Co | 15 | Lay Dam | Electric Utility | AL | 3 | 29.8 | Conventional Hydroelectric | WAT | HY | 12 | 1967 |  |  | (OP) Operating
195 | Alabama Power Co | 15 | Lay Dam | Electric Utility | AL | 4 | 29.8 | Conventional Hydroelectric | WAT | HY | 10 | 1967 |  |  | (OP) Operating
195 | Alabama Power Co | 15 | Lay Dam | Electric Utility | AL | 5 | 29.8 | Conventional Hydroelectric | WAT | HY | 5 | 1967 |  |  | (OP) Operating
195 | Alabama Power Co | 15 | Lay Dam | Electric Utility | AL | 6 | 29.8 | Conventional Hydroelectric | WAT | HY | 2 | 1967 |  |  | (OP) Operating
195 | Alabama Power Co | 16 | Martin Dam | Electric Utility | AL | 1 | 46.5 | Conventional Hydroelectric | WAT | HY | 1 | 1927 |  |  | (OP) Operating
195 | Alabama Power Co | 16 | Martin Dam | Electric Utility | AL | 2 | 46.5 | Conventional Hydroelectric | WAT | HY | 1 | 1927 |  |  | (OP) Operating
195 | Alabama Power Co | 16 | Martin Dam | Electric Utility | AL | 3 | 46.5 | Conventional Hydroelectric | WAT | HY | 1 | 1927 |  |  | (OP) Operating
195 | Alabama Power Co | 16 | Martin Dam | Electric Utility | AL | 4 | 46.5 | Conventional Hydroelectric | WAT | HY | 7 | 1952 |  |  | (OP) Operating
195 | Alabama Power Co | 17 | Mitchell Dam | Electric Utility | AL | 4 | 19.5 | Conventional Hydroelectric | WAT | HY | 11 | 1949 |  |  | (OP) Operating
195 | Alabama Power Co | 17 | Mitchell Dam | Electric Utility | AL | 5 | 48.8 | Conventional Hydroelectric | WAT | HY | 4 | 1985 |  |  | (OP) Operating
195 | Alabama Power Co | 17 | Mitchell Dam | Electric Utility | AL | 6 | 48.8 | Conventional Hydroelectric | WAT | HY | 4 | 1985 |  |  | (OP) Operating
195 | Alabama Power Co | 17 | Mitchell Dam | Electric Utility | AL | 7 | 48.8 | Conventional Hydroelectric | WAT | HY | 4 | 1985 |  |  | (OP) Operating
195 | Alabama Power Co | 18 | Lewis Smith Dam | Electric Utility | AL | 1 | 90 | Conventional Hydroelectric | WAT | HY | 9 | 1961 |  |  | (OP) Operating
195 | Alabama Power Co | 18 | Lewis Smith Dam | Electric Utility | AL | 2 | 90 | Conventional Hydroelectric | WAT | HY | 7 | 1962 |  |  | (OP) Operating
195 | Alabama Power Co | 19 | Thurlow Dam | Electric Utility | AL | 1 | 34 | Conventional Hydroelectric | WAT | HY | 1 | 1931 |  |  | (OP) Operating
195 | Alabama Power Co | 19 | Thurlow Dam | Electric Utility | AL | 2 | 34 | Conventional Hydroelectric | WAT | HY | 1 | 1931 |  |  | (OP) Operating
195 | Alabama Power Co | 19 | Thurlow Dam | Electric Utility | AL | 3 | 10 | Conventional Hydroelectric | WAT | HY | 1 | 1931 |  |  | (OP) Operating
195 | Alabama Power Co | 20 | Weiss Dam | Electric Utility | AL | 1 | 24.7 | Conventional Hydroelectric | WAT | HY | 7 | 1962 |  |  | (OP) Operating
195 | Alabama Power Co | 20 | Weiss Dam | Electric Utility | AL | 2 | 24.7 | Conventional Hydroelectric | WAT | HY | 6 | 1961 |  |  | (OP) Operating
195 | Alabama Power Co | 20 | Weiss Dam | Electric Utility | AL | 3 | 24.7 | Conventional Hydroelectric | WAT | HY | 6 | 1961 |  |  | (OP) Operating
195 | Alabama Power Co | 21 | Yates Dam | Electric Utility | AL | 1 | 23.5 | Conventional Hydroelectric | WAT | HY | 7 | 1928 |  |  | (OP) Operating
195 | Alabama Power Co | 21 | Yates Dam | Electric Utility | AL | 2 | 23.5 | Conventional Hydroelectric | WAT | HY | 7 | 1928 |  |  | (OP) Operating
195 | Alabama Power Co | 26 | E C Gaston | Electric Utility | AL | 1 | 254 | Conventional Steam Coal | BIT | ST | 5 | 1960 |  |  | (OP) Operating
195 | Alabama Power Co | 26 | E C Gaston | Electric Utility | AL | 2 | 256 | Conventional Steam Coal | BIT | ST | 7 | 1960 |  |  | (OP) Operating
195 | Alabama Power Co | 26 | E C Gaston | Electric Utility | AL | 3 | 254 | Conventional Steam Coal | BIT | ST | 6 | 1961 |  |  | (OP) Operating
195 | Alabama Power Co | 26 | E C Gaston | Electric Utility | AL | 5 | 842 | Conventional Steam Coal | BIT | ST | 8 | 1974 |  |  | (OP) Operating
195 | Alabama Power Co | 26 | E C Gaston | Electric Utility | AL | GT4 | 16 | Petroleum Liquids | DFO | GT | 6 | 1970 |  |  | (OP) Operating
195 | Alabama Power Co | 26 | E C Gaston | Electric Utility | AL | ST4 | 256 | Conventional Steam Coal | BIT | ST | 6 | 1962 |  |  | (OP) Operating
29305 | City of Madelia - (MN) | 30 | Madelia | Electric Utility | MN | 1 | 3.1 | Natural Gas Internal Combustion Engine | NG | IC | 5 | 2001 |  |  | (OP) Operating
29305 | City of Madelia - (MN) | 30 | Madelia | Electric Utility | MN | 2 | 1.5 | Natural Gas Internal Combustion Engine | NG | IC | 6 | 1965 |  |  | (OP) Operating
29305 | City of Madelia - (MN) | 30 | Madelia | Electric Utility | MN | 3 | 0.9 | Natural Gas Internal Combustion Engine | NG | IC | 1 | 1959 |  |  | (OP) Operating
29305 | City of Madelia - (MN) | 30 | Madelia | Electric Utility | MN | 4 | 3.7 | Natural Gas Internal Combustion Engine | NG | IC | 6 | 1973 |  |  | (OP) Operating
29305 | City of Madelia - (MN) | 30 | Madelia | Electric Utility | MN | 5 | 1.1 | Natural Gas Internal Combustion Engine | NG | IC | 3 | 1954 |  |  | (OP) Operating
13402 | Nevada Irrigation District | 34 | Rollins | IPP Non-CHP | CA | 1P | 12.1 | Conventional Hydroelectric | WAT | HY | 8 | 1980 |  |  | (OP) Operating
27813 | USCE-Mobile District | 38 | Millers Ferry | Electric Utility | AL | 1 | 30 | Conventional Hydroelectric | WAT | HY | 4 | 1970 |  |  | (OP) Operating
27813 | USCE-Mobile District | 38 | Millers Ferry | Electric Utility | AL | 2 | 30 | Conventional Hydroelectric | WAT | HY | 4 | 1970 |  |  | (OP) Operating
27813 | USCE-Mobile District | 38 | Millers Ferry | Electric Utility | AL | 3 | 30 | Conventional Hydroelectric | WAT | HY | 5 | 1970 |  |  | (OP) Operating
18642 | Tennessee Valley Authority | 46 | Browns Ferry | Electric Utility | AL | 1 | 1100.8 | Nuclear | NUC | ST | 8 | 1974 |  |  | (OP) Operating
18642 | Tennessee Valley Authority | 46 | Browns Ferry | Electric Utility | AL | 2 | 1103.7 | Nuclear | NUC | ST | 3 | 1975 |  |  | (OP) Operating
18642 | Tennessee Valley Authority | 46 | Browns Ferry | Electric Utility | AL | 3 | 1104.9 | Nuclear | NUC | ST | 3 | 1977 |  |  | (OP) Operating
18642 | Tennessee Valley Authority | 47 | Colbert | Electric Utility | AL | 1 | 178 | Conventional Steam Coal | BIT | ST | 1 | 1955 | 4 | 2016 | (OP) Operating
18642 | Tennessee Valley Authority | 47 | Colbert | Electric Utility | AL | 2 | 178 | Conventional Steam Coal | BIT | ST | 3 | 1955 | 4 | 2016 | (OP) Operating
18642 | Tennessee Valley Authority | 47 | Colbert | Electric Utility | AL | 3 | 178 | Conventional Steam Coal | BIT | ST | 7 | 1955 | 4 | 2016 | (OP) Operating
18642 | Tennessee Valley Authority | 47 | Colbert | Electric Utility | AL | 4 | 178 | Conventional Steam Coal | BIT | ST | 11 | 1955 | 4 | 2016 | (OP) Operating
18642 | Tennessee Valley Authority | 47 | Colbert | Electric Utility | AL | 5 | 472 | Conventional Steam Coal | BIT | ST | 11 | 1965 |  |  | (OP) Operating
18642 | Tennessee Valley Authority | 47 | Colbert | Electric Utility | AL | GT1 | 45.4 | Natural Gas Fired Combustion Turbine | NG | GT | 9 | 1972 |  |  | (OP) Operating
18642 | Tennessee Valley Authority | 47 | Colbert | Electric Utility | AL | GT2 | 45.4 | Natural Gas Fired Combustion Turbine | NG | GT | 9 | 1972 |  |  | (OP) Operating
18642 | Tennessee Valley Authority | 47 | Colbert | Electric Utility | AL | GT3 | 45.4 | Natural Gas Fired Combustion Turbine | NG | GT | 9 | 1972 |  |  | (OP) Operating
18642 | Tennessee Valley Authority | 47 | Colbert | Electric Utility | AL | GT4 | 45.4 | Natural Gas Fired Combustion Turbine | NG | GT | 9 | 1972 |  |  | (OP) Operating
18642 | Tennessee Valley Authority | 47 | Colbert | Electric Utility | AL | GT5 | 45.4 | Natural Gas Fired Combustion Turbine | NG | GT | 9 | 1972 |  |  | (OP) Operating
18642 | Tennessee Valley Authority | 47 | Colbert | Electric Utility | AL | GT6 | 45.4 | Natural Gas Fired Combustion Turbine | NG | GT | 9 | 1972 |  |  | (OP) Operating
18642 | Tennessee Valley Authority | 47 | Colbert | Electric Utility | AL | GT7 | 45.4 | Natural Gas Fired Combustion Turbine | NG | GT | 9 | 1972 |  |  | (OP) Operating
18642 | Tennessee Valley Authority | 47 | Colbert | Electric Utility | AL | GT8 | 45.4 | Natural Gas Fired Combustion Turbine | NG | GT | 9 | 1972 |  |  | (OP) Operating
18642 | Tennessee Valley Authority | 48 | Guntersville | Electric Utility | AL | 1 | 31 | Conventional Hydroelectric | WAT | HY | 8 | 1939 |  |  | (OP) Operating
18642 | Tennessee Valley Authority | 48 | Guntersville | Electric Utility | AL | 2 | 30.6 | Conventional Hydroelectric | WAT | HY | 10 | 1939 |  |  | (OP) Operating
18642 | Tennessee Valley Authority | 48 | Guntersville | Electric Utility | AL | 3 | 29.8 | Conventional Hydroelectric | WAT | HY | 12 | 1939 |  |  | (OP) Operating
18642 | Tennessee Valley Authority | 48 | Guntersville | Electric Utility | AL | 4 | 31.3 | Conventional Hydroelectric | WAT | HY | 3 | 1952 |  |  | (OP) Operating
18642 | Tennessee Valley Authority | 49 | Wheeler Dam | Electric Utility | AL | 1 | 34.1 | Conventional Hydroelectric | WAT | HY | 11 | 1936 |  |  | (OP) Operating
18642 | Tennessee Valley Authority | 49 | Wheeler Dam | Electric Utility | AL | 10 | 41.9 | Conventional Hydroelectric | WAT | HY | 6 | 1963 |  |  | (OP) Operating
18642 | Tennessee Valley Authority | 49 | Wheeler Dam | Electric Utility | AL | 11 | 41.9 | Conventional Hydroelectric | WAT | HY | 12 | 1963 |  |  | (OP) Operating
18642 | Tennessee Valley Authority | 49 | Wheeler Dam | Electric Utility | AL | 2 | 33.2 | Conventional Hydroelectric | WAT | HY | 4 | 1937 |  |  | (OP) Operating
18642 | Tennessee Valley Authority | 49 | Wheeler Dam | Electric Utility | AL | 3 | 33.6 | Conventional Hydroelectric | WAT | HY | 1 | 1941 |  |  | (OP) Operating
18642 | Tennessee Valley Authority | 49 | Wheeler Dam | Electric Utility | AL | 4 | 33.4 | Conventional Hydroelectric | WAT | HY | 3 | 1941 |  |  | (OP) Operating
18642 | Tennessee Valley Authority | 49 | Wheeler Dam | Electric Utility | AL | 5 | 34.7 | Conventional Hydroelectric | WAT | HY | 10 | 1948 |  |  | (OP) Operating
18642 | Tennessee Valley Authority | 49 | Wheeler Dam | Electric Utility | AL | 6 | 34.6 | Conventional Hydroelectric | WAT | HY | 2 | 1949 |  |  | (OP) Operating
18642 | Tennessee Valley Authority | 49 | Wheeler Dam | Electric Utility | AL | 7 | 34.4 | Conventional Hydroelectric | WAT | HY | 12 | 1949 |  |  | (OP) Operating
18642 | Tennessee Valley Authority | 49 | Wheeler Dam | Electric Utility | AL | 8 | 34.5 | Conventional Hydroelectric | WAT | HY | 3 | 1950 |  |  | (OP) Operating
18642 | Tennessee Valley Authority | 49 | Wheeler Dam | Electric Utility | AL | 9 | 41.9 | Conventional Hydroelectric | WAT | HY | 12 | 1962 |  |  | (OP) Operating
18642 | Tennessee Valley Authority | 50 | Widows Creek | Electric Utility | AL | 7 | 473 | Conventional Steam Coal | BIT | ST | 2 | 1961 |  |  | (OP) Operating
3265 | Cleco Power LLC | 51 | Dolet Hills | Electric Utility | LA | 1 | 642.4 | Conventional Steam Coal | LIG | ST | 4 | 1986 |  |  | (OP) Operating
189 | PowerSouth Energy Cooperative | 53 | Gantt | Electric Utility | AL | 3 | 1 | Conventional Hydroelectric | WAT | HY | 1 | 1926 |  |  | (OP) Operating
189 | PowerSouth Energy Cooperative | 53 | Gantt | Electric Utility | AL | 4 | 1.8 | Conventional Hydroelectric | WAT | HY | 2 | 1985 |  |  | (OP) Operating
5580 | East Kentucky Power Coop, Inc | 54 | J K Smith | Electric Utility | KY | GT1 | 104 | Natural Gas Fired Combustion Turbine | NG | GT | 3 | 1999 |  |  | (OP) Operating
5580 | East Kentucky Power Coop, Inc | 54 | J K Smith | Electric Utility | KY | GT10 | 88 | Natural Gas Fired Combustion Turbine | NG | GT | 5 | 2010 |  |  | (OP) Operating
5580 | East Kentucky Power Coop, Inc | 54 | J K Smith | Electric Utility | KY | GT2 | 104 | Natural Gas Fired Combustion Turbine | NG | GT | 1 | 1999 |  |  | (OP) Operating
5580 | East Kentucky Power Coop, Inc | 54 | J K Smith | Electric Utility | KY | GT3 | 104 | Natural Gas Fired Combustion Turbine | NG | GT | 4 | 1999 |  |  | (OP) Operating
5580 | East Kentucky Power Coop, Inc | 54 | J K Smith | Electric Utility | KY | GT4 | 74 | Natural Gas Fired Combustion Turbine | NG | GT | 11 | 2001 |  |  | (OP) Operating
5580 | East Kentucky Power Coop, Inc | 54 | J K Smith | Electric Utility | KY | GT5 | 74 | Natural Gas Fired Combustion Turbine | NG | GT | 11 | 2001 |  |  | (OP) Operating
5580 | East Kentucky Power Coop, Inc | 54 | J K Smith | Electric Utility | KY | GT6 | 74 | Natural Gas Fired Combustion Turbine | NG | GT | 1 | 2005 |  |  | (OP) Operating
5580 | East Kentucky Power Coop, Inc | 54 | J K Smith | Electric Utility | KY | GT7 | 74 | Natural Gas Fired Combustion Turbine | NG | GT | 1 | 2005 |  |  | (OP) Operating
5580 | East Kentucky Power Coop, Inc | 54 | J K Smith | Electric Utility | KY | GT9 | 88 | Natural Gas Fired Combustion Turbine | NG | GT | 5 | 2010 |  |  | (OP) Operating
189 | PowerSouth Energy Cooperative | 55 | Point A | Electric Utility | AL | 1 | 1.8 | Conventional Hydroelectric | WAT | HY | 1 | 1925 |  |  | (OP) Operating
189 | PowerSouth Energy Cooperative | 55 | Point A | Electric Utility | AL | 2 | 1.8 | Conventional Hydroelectric | WAT | HY | 1 | 1925 |  |  | (OP) Operating
189 | PowerSouth Energy Cooperative | 55 | Point A | Electric Utility | AL | 3 | 1.8 | Conventional Hydroelectric | WAT | HY | 1 | 1949 |  |  | (OP) Operating
189 | PowerSouth Energy Cooperative | 56 | Charles R Lowman | Electric Utility | AL | 1 | 80 | Conventional Steam Coal | BIT | ST | 6 | 1969 |  |  | (OP) Operating
189 | PowerSouth Energy Cooperative | 56 | Charles R Lowman | Electric Utility | AL | 2 | 238 | Conventional Steam Coal | BIT | ST | 6 | 1978 |  |  | (OP) Operating
189 | PowerSouth Energy Cooperative | 56 | Charles R Lowman | Electric Utility | AL | 3 | 238 | Conventional Steam Coal | BIT | ST | 6 | 1980 |  |  | (OP) Operating
40606 | City of Grand Island - (NE) | 59 | Platte | Electric Utility | NE | 1 | 100 | Conventional Steam Coal | SUB | ST | 12 | 1982 |  |  | (OP) Operating
8245 | City of Hastings - (NE) | 60 | Whelan Energy Center | Electric Utility | NE | 1 | 77 | Conventional Steam Coal | SUB | ST | 7 | 1981 |  |  | (OP) Operating
8245 | City of Hastings - (NE) | 60 | Whelan Energy Center | Electric Utility | NE | 2 | 232 | Conventional Steam Coal | SUB | ST | 6 | 2011 |  |  | (OP) Operating
213 | Alaska Electric Light&Power Co | 62 | Annex Creek | Electric Utility | AK | 5 | 1.8 | Conventional Hydroelectric | WAT | HY | 12 | 1915 |  |  | (OP) Operating
213 | Alaska Electric Light&Power Co | 62 | Annex Creek | Electric Utility | AK | 6 | 1.8 | Conventional Hydroelectric | WAT | HY | 12 | 1915 |  |  | (OP) Operating
213 | Alaska Electric Light&Power Co | 63 | Gold Creek | Electric Utility | AK | 1 | 0.8 | Conventional Hydroelectric | WAT | HY | 9 | 1951 |  |  | (OP) Operating
213 | Alaska Electric Light&Power Co | 63 | Gold Creek | Electric Utility | AK | 2 | 0.4 | Conventional Hydroelectric | WAT | HY | 11 | 1914 |  |  | (OP) Operating
213 | Alaska Electric Light&Power Co | 63 | Gold Creek | Electric Utility | AK | 3 | 0.4 | Conventional Hydroelectric | WAT | HY | 11 | 1914 |  |  | (OP) Operating
213 | Alaska Electric Light&Power Co | 63 | Gold Creek | Electric Utility | AK | IC1 | 1.2 | Petroleum Liquids | DFO | IC | 6 | 1952 |  |  | (SB) Standby/Backup: available for service but not normally used
213 | Alaska Electric Light&Power Co | 63 | Gold Creek | Electric Utility | AK | IC2 | 1.2 | Petroleum Liquids | DFO | IC | 8 | 1954 |  |  | (SB) Standby/Backup: available for service but not normally used
213 | Alaska Electric Light&Power Co | 63 | Gold Creek | Electric Utility | AK | IC3 | 1.1 | Petroleum Liquids | DFO | IC | 8 | 1961 |  |  | (SB) Standby/Backup: available for service but not normally used
213 | Alaska Electric Light&Power Co | 63 | Gold Creek | Electric Utility | AK | IC4 | 3.5 | Petroleum Liquids | DFO | IC | 9 | 1963 |  |  | (SB) Standby/Backup: available for service but not normally used
213 | Alaska Electric Light&Power Co | 63 | Gold Creek | Electric Utility | AK | IC5 | 1.1 | Petroleum Liquids | DFO | IC | 10 | 1966 |  |  | (SB) Standby/Backup: available for service but not normally used
213 | Alaska Electric Light&Power Co | 64 | Lemon Creek | Electric Utility | AK | 1 | 2.5 | Petroleum Liquids | DFO | IC | 8 | 1969 |  |  | (SB) Standby/Backup: available for service but not normally used
213 | Alaska Electric Light&Power Co | 64 | Lemon Creek | Electric Utility | AK | 2 | 2.5 | Petroleum Liquids | DFO | IC | 9 | 1969 |  |  | (SB) Standby/Backup: available for service but not normally used
213 | Alaska Electric Light&Power Co | 64 | Lemon Creek | Electric Utility | AK | 3 | 2.5 | Petroleum Liquids | DFO | IC | 9 | 1974 |  |  | (SB) Standby/Backup: available for service but not normally used
213 | Alaska Electric Light&Power Co | 64 | Lemon Creek | Electric Utility | AK | 5 | 17.5 | Petroleum Liquids | DFO | GT | 9 | 1980 |  |  | (SB) Standby/Backup: available for service but not normally used
213 | Alaska Electric Light&Power Co | 64 | Lemon Creek | Electric Utility | AK | 6 | 17.5 | Petroleum Liquids | DFO | GT | 8 | 1983 |  |  | (SB) Standby/Backup: available for service but not normally used
213 | Alaska Electric Light&Power Co | 64 | Lemon Creek | Electric Utility | AK | 7 | 2.5 | Petroleum Liquids | DFO | IC | 8 | 1983 |  |  | (SB) Standby/Backup: available for service but not normally used
213 | Alaska Electric Light&Power Co | 64 | Lemon Creek | Electric Utility | AK | IC10 | 2.5 | Petroleum Liquids | DFO | IC | 9 | 1984 |  |  | (SB) Standby/Backup: available for service but not normally used
213 | Alaska Electric Light&Power Co | 64 | Lemon Creek | Electric Utility | AK | IC11 | 2.5 | Petroleum Liquids | DFO | IC | 9 | 1984 |  |  | (SB) Standby/Backup: available for service but not normally used
213 | Alaska Electric Light&Power Co | 64 | Lemon Creek | Electric Utility | AK | IC12 | 2.5 | Petroleum Liquids | DFO | IC | 9 | 1984 |  |  | (SB) Standby/Backup: available for service but not normally used
213 | Alaska Electric Light&Power Co | 64 | Lemon Creek | Electric Utility | AK | IC8 | 2.5 | Petroleum Liquids | DFO | IC | 8 | 1985 |  |  | (SB) Standby/Backup: available for service but not normally used
213 | Alaska Electric Light&Power Co | 64 | Lemon Creek | Electric Utility | AK | IC9 | 2.5 | Petroleum Liquids | DFO | IC | 8 | 1985 |  |  | (SB) Standby/Backup: available for service but not normally used
213 | Alaska Electric Light&Power Co | 65 | Salmon Creek 1 | Electric Utility | AK | HY7 | 5.2 | Conventional Hydroelectric | WAT | HY | 12 | 1984 |  |  | (OP) Operating
219 | Alaska Power and Telephone Co | 66 | Skagway | Electric Utility | AK | 1 | 0.4 | Conventional Hydroelectric | WAT | HY | 88 | 1957 |  |  | (OP) Operating
219 | Alaska Power and Telephone Co | 66 | Skagway | Electric Utility | AK | 2 | 0.1 | Conventional Hydroelectric | WAT | HY | 88 | 1909 |  |  | (OP) Operating
219 | Alaska Power and Telephone Co | 66 | Skagway | Electric Utility | AK | 3 | 0.3 | Conventional Hydroelectric | WAT | HY | 88 | 1981 |  |  | (OP) Operating
219 | Alaska Power and Telephone Co | 66 | Skagway | Electric Utility | AK | 4 | 0.2 | Conventional Hydroelectric | WAT | HY | 7 | 1987 |  |  | (OP) Operating
219 | Alaska Power and Telephone Co | 66 | Skagway | Electric Utility | AK | 6A | 0.8 | Petroleum Liquids | DFO | IC | 4 | 1986 |  |  | (OP) Operating
219 | Alaska Power and Telephone Co | 66 | Skagway | Electric Utility | AK | 7A | 1.1 | Petroleum Liquids | DFO | IC | 5 | 1996 |  |  | (OP) Operating
219 | Alaska Power and Telephone Co | 66 | Skagway | Electric Utility | AK | 8A | 0.5 | Petroleum Liquids | DFO | IC | 9 | 1991 |  |  | (OP) Operating
219 | Alaska Power and Telephone Co | 66 | Skagway | Electric Utility | AK | 9 | 1 | Petroleum Liquids | DFO | IC | 4 | 2009 |  |  | (OP) Operating
219 | Alaska Power and Telephone Co | 69 | Haines | Electric Utility | AK | 10 | 1.2 | Petroleum Liquids | DFO | IC | 5 | 1991 |  |  | (OP) Operating
219 | Alaska Power and Telephone Co | 69 | Haines | Electric Utility | AK | 5 | 0.6 | Petroleum Liquids | DFO | IC | 6 | 1968 |  |  | (OP) Operating
219 | Alaska Power and Telephone Co | 69 | Haines | Electric Utility | AK | 7A | 2.8 | Petroleum Liquids | DFO | IC | 12 | 1995 |  |  | (OP) Operating
219 | Alaska Power and Telephone Co | 69 | Haines | Electric Utility | AK | IC8A | 1.6 | Petroleum Liquids | DFO | IC | 10 | 1996 |  |  | (OP) Operating
10210 | Ketchikan Public Utilities | 70 | Swan Lake | Electric Utility | AK | 1 | 11.2 | Conventional Hydroelectric | WAT | HY | 6 | 1984 |  |  | (OP) Operating
10210 | Ketchikan Public Utilities | 70 | Swan Lake | Electric Utility | AK | 2 | 11.2 | Conventional Hydroelectric | WAT | HY | 6 | 1984 |  |  | (OP) Operating
10433 | Kodiak Electric Assn Inc | 71 | Terror Lake | Electric Utility | AK | 1 | 11.2 | Conventional Hydroelectric | WAT | HY | 12 | 1984 |  |  | (OP) Operating
10433 | Kodiak Electric Assn Inc | 71 | Terror Lake | Electric Utility | AK | 2 | 11.2 | Conventional Hydroelectric | WAT | HY | 12 | 1984 |  |  | (OP) Operating
10433 | Kodiak Electric Assn Inc | 71 | Terror Lake | Electric Utility | AK | 3 | 11.2 | Conventional Hydroelectric | WAT | HY | 2 | 2014 |  |  | (OP) Operating
12397 | Metropolitan Water District of S CA | 72 | Venice Hydro | Electric Utility | CA | 1 | 10.1 | Conventional Hydroelectric | WAT | HY | 8 | 1982 |  |  | (SB) Standby/Backup: available for service but not normally used
599 | Anchorage Municipal Light and Power | 75 | Anchorage 1 | Electric Utility | AK | 1 | 14 | Natural Gas Fired Combustion Turbine | NG | GT | 11 | 1962 |  |  | (OP) Operating
599 | Anchorage Municipal Light and Power | 75 | Anchorage 1 | Electric Utility | AK | 2 | 14 | Natural Gas Fired Combustion Turbine | NG | GT | 3 | 1962 |  |  | (OP) Operating
599 | Anchorage Municipal Light and Power | 75 | Anchorage 1 | Electric Utility | AK | 3R | 29.3 | Natural Gas Fired Combustion Turbine | NG | GT | 8 | 2007 |  |  | (OP) Operating
599 | Anchorage Municipal Light and Power | 75 | Anchorage 1 | Electric Utility | AK | 4 | 31.1 | Natural Gas Fired Combustion Turbine | NG | GT | 3 | 1972 |  |  | (OP) Operating
599 | Anchorage Municipal Light and Power | 75 | Anchorage 1 | Electric Utility | AK | P1 BS | 2 | Petroleum Liquids | DFO | IC | 2 | 2012 |  |  | (OP) Operating
599 | Anchorage Municipal Light and Power | 77 | Eklutna Hydro Project | Electric Utility | AK | 1 | 22.2 | Conventional Hydroelectric | WAT | HY | 1 | 1955 |  |  | (OP) Operating
599 | Anchorage Municipal Light and Power | 77 | Eklutna Hydro Project | Electric Utility | AK | 2 | 22.2 | Conventional Hydroelectric | WAT | HY | 4 | 1955 |  |  | (OP) Operating
213 | Alaska Electric Light&Power Co | 78 | Snettisham | Electric Utility | AK | 1 | 23.5 | Conventional Hydroelectric | WAT | HY | 11 | 1973 |  |  | (OP) Operating
213 | Alaska Electric Light&Power Co | 78 | Snettisham | Electric Utility | AK | 2 | 23.5 | Conventional Hydroelectric | WAT | HY | 11 | 1973 |  |  | (OP) Operating
213 | Alaska Electric Light&Power Co | 78 | Snettisham | Electric Utility | AK | 3 | 31 | Conventional Hydroelectric | WAT | HY | 12 | 1990 |  |  | (OP) Operating
986 | Aurora Energy LLC | 79 | Aurora Energy LLC Chena | IPP CHP | AK | 1 | 4.3 | Conventional Steam Coal | SUB | ST | 6 | 1952 |  |  | (OP) Operating
986 | Aurora Energy LLC | 79 | Aurora Energy LLC Chena | IPP CHP | AK | 2 | 2 | Conventional Steam Coal | SUB | ST | 6 | 1952 |  |  | (OP) Operating
986 | Aurora Energy LLC | 79 | Aurora Energy LLC Chena | IPP CHP | AK | 5 | 21.7 | Conventional Steam Coal | SUB | ST | 6 | 1975 |  |  | (OP) Operating
10210 | Ketchikan Public Utilities | 84 | Ketchikan | Electric Utility | AK | 3 | 1.4 | Conventional Hydroelectric | WAT | HY | 1 | 1952 |  |  | (OP) Operating
10210 | Ketchikan Public Utilities | 84 | Ketchikan | Electric Utility | AK | 4 | 1.4 | Conventional Hydroelectric | WAT | HY | 1 | 1938 |  |  | (OP) Operating
10210 | Ketchikan Public Utilities | 84 | Ketchikan | Electric Utility | AK | 5 | 1.4 | Conventional Hydroelectric | WAT | HY | 1 | 1954 |  |  | (OP) Operating
10210 | Ketchikan Public Utilities | 85 | S W Bailey | Electric Utility | AK | 1 | 3.5 | Petroleum Liquids | DFO | IC | 1 | 1969 |  |  | (OP) Operating
10210 | Ketchikan Public Utilities | 85 | S W Bailey | Electric Utility | AK | 2 | 3.5 | Petroleum Liquids | DFO | IC | 1 | 1970 |  |  | (OP) Operating
10210 | Ketchikan Public Utilities | 85 | S W Bailey | Electric Utility | AK | 3 | 5.5 | Petroleum Liquids | DFO | IC | 1 | 1976 |  |  | (OP) Operating
10210 | Ketchikan Public Utilities | 85 | S W Bailey | Electric Utility | AK | 4 | 10.5 | Petroleum Liquids | DFO | IC | 10 | 1998 |  |  | (OP) Operating
30151 | Tri-State G & T Assn, Inc | 87 | Escalante | Electric Utility | NM | 1 | 247 | Conventional Steam Coal | SUB | ST | 12 | 1984 |  |  | (OP) Operating
15296 | New York Power Authority | 88 | Ashokan | Electric Utility | NY | 1 | 2.3 | Conventional Hydroelectric | WAT | HY | 11 | 1982 |  |  | (OP) Operating
15296 | New York Power Authority | 88 | Ashokan | Electric Utility | NY | 2 | 2.3 | Conventional Hydroelectric | WAT | HY | 11 | 1982 |  |  | (OP) Operating
13642 | Nome Joint Utility Systems | 90 | Snake River | Electric Utility | AK | 12 | 3.7 | Petroleum Liquids | DFO | IC | 4 | 1991 |  |  | (OP) Operating
13642 | Nome Joint Utility Systems | 90 | Snake River | Electric Utility | AK | 14 | 1.9 | Petroleum Liquids | DFO | IC | 12 | 1999 |  |  | (OP) Operating
13642 | Nome Joint Utility Systems | 90 | Snake River | Electric Utility | AK | 15 | 5.2 | Petroleum Liquids | DFO | IC | 11 | 2007 |  |  | (OP) Operating
13642 | Nome Joint Utility Systems | 90 | Snake River | Electric Utility | AK | 16 | 5.2 | Petroleum Liquids | DFO | IC | 11 | 2007 |  |  | (OP) Operating
13642 | Nome Joint Utility Systems | 90 | Snake River | Electric Utility | AK | 18 | 0.4 | Petroleum Liquids | DFO | IC | 1 | 2013 |  |  | (OP) Operating
13642 | Nome Joint Utility Systems | 90 | Snake River | Electric Utility | AK | EWT 1 | 0.9 | Onshore Wind Turbine | WND | WT | 7 | 2013 |  |  | (OP) Operating
13642 | Nome Joint Utility Systems | 90 | Snake River | Electric Utility | AK | EWT 2 | 0.9 | Onshore Wind Turbine | WND | WT | 7 | 2013 |  |  | (OP) Operating
14856 | Petersburg Borough - (AK) | 91 | Petersburg | Electric Utility | AK | 3 | 1.6 | Conventional Hydroelectric | WAT | HY | 3 | 1954 |  |  | (OP) Operating
14856 | Petersburg Borough - (AK) | 91 | Petersburg | Electric Utility | AK | IC1 | 1.7 | Petroleum Liquids | DFO | IC | 12 | 1972 |  |  | (OP) Operating
14856 | Petersburg Borough - (AK) | 91 | Petersburg | Electric Utility | AK | IC2 | 0.2 | Petroleum Liquids | DFO | IC | 12 | 1972 |  |  | (OP) Operating
14856 | Petersburg Borough - (AK) | 91 | Petersburg | Electric Utility | AK | IC3 | 1 | Petroleum Liquids | DFO | IC | 10 | 1965 |  |  | (OP) Operating
14856 | Petersburg Borough - (AK) | 91 | Petersburg | Electric Utility | AK | IC4 | 0.6 | Petroleum Liquids | DFO | IC | 3 | 1979 |  |  | (OP) Operating
14856 | Petersburg Borough - (AK) | 91 | Petersburg | Electric Utility | AK | IC5 | 0.7 | Petroleum Liquids | DFO | IC | 3 | 1979 |  |  | (OP) Operating
14856 | Petersburg Borough - (AK) | 91 | Petersburg | Electric Utility | AK | IC6 | 2.3 | Petroleum Liquids | DFO | IC | 9 | 1993 |  |  | (OP) Operating
14856 | Petersburg Borough - (AK) | 91 | Petersburg | Electric Utility | AK | IC7 | 2.3 | Petroleum Liquids | DFO | IC | 8 | 2001 |  |  | (OP) Operating
14856 | Petersburg Borough - (AK) | 91 | Petersburg | Electric Utility | AK | IC8 | 2.2 | Petroleum Liquids | DFO | IC | 10 | 2012 |  |  | (OP) Operating
16955 | City of Seward - (AK) | 92 | Seward (AK) | Electric Utility | AK | 3 | 2.5 | Petroleum Liquids | DFO | IC | 4 | 1975 |  |  | (OP) Operating
16955 | City of Seward - (AK) | 92 | Seward (AK) | Electric Utility | AK | 4 | 2.5 | Petroleum Liquids | DFO | IC | 3 | 1986 |  |  | (OP) Operating
16955 | City of Seward - (AK) | 92 | Seward (AK) | Electric Utility | AK | 5 | 2.5 | Petroleum Liquids | DFO | IC | 3 | 1985 |  |  | (OP) Operating
16955 | City of Seward - (AK) | 92 | Seward (AK) | Electric Utility | AK | 6 | 2.8 | Petroleum Liquids | DFO | IC | 12 | 2000 |  |  | (OP) Operating
16955 | City of Seward - (AK) | 92 | Seward (AK) | Electric Utility | AK | N1 | 2.8 | Petroleum Liquids | DFO | IC | 7 | 2010 |  |  | (OP) Operating
16955 | City of Seward - (AK) | 92 | Seward (AK) | Electric Utility | AK | N2 | 2.5 | Petroleum Liquids | DFO | IC | 7 | 2010 |  |  | (OP) Operating
17271 | City & Borough of Sitka - (AK) | 93 | Blue Lake Hydro | Electric Utility | AK | 3 | 5.3 | Conventional Hydroelectric | WAT | HY | 10 | 2014 |  |  | (OP) Operating
17271 | City & Borough of Sitka - (AK) | 93 | Blue Lake Hydro | Electric Utility | AK | 4 | 5.3 | Conventional Hydroelectric | WAT | HY | 10 | 2014 |  |  | (OP) Operating
17271 | City & Borough of Sitka - (AK) | 93 | Blue Lake Hydro | Electric Utility | AK | 5 | 5.3 | Conventional Hydroelectric | WAT | HY | 10 | 2014 |  |  | (OP) Operating
21015 | City of Wrangell - (AK) | 95 | Wrangell | Electric Utility | AK | 11 | 2 | Petroleum Liquids | DFO | IC | 9 | 2000 |  |  | (OP) Operating
21015 | City of Wrangell - (AK) | 95 | Wrangell | Electric Utility | AK | 12 | 2 | Petroleum Liquids | DFO | IC | 9 | 2000 |  |  | (OP) Operating
21015 | City of Wrangell - (AK) | 95 | Wrangell | Electric Utility | AK | 13 | 2 | Petroleum Liquids | DFO | IC | 6 | 2002 |  |  | (OP) Operating
21015 | City of Wrangell - (AK) | 95 | Wrangell | Electric Utility | AK | 9 | 2.5 | Petroleum Liquids | DFO | IC | 6 | 1987 |  |  | (OP) Operating
3522 | Chugach Electric Assn Inc | 96 | Beluga | Electric Utility | AK | 1 | 18.9 | Natural Gas Fired Combustion Turbine | NG | GT | 1 | 1968 |  |  | (OP) Operating
3522 | Chugach Electric Assn Inc | 96 | Beluga | Electric Utility | AK | 2 | 18.9 | Natural Gas Fired Combustion Turbine | NG | GT | 1 | 1968 |  |  | (OP) Operating
3522 | Chugach Electric Assn Inc | 96 | Beluga | Electric Utility | AK | 3 | 58 | Natural Gas Fired Combustion Turbine | NG | GT | 5 | 1972 |  |  | (OP) Operating
3522 | Chugach Electric Assn Inc | 96 | Beluga | Electric Utility | AK | 5 | 61.4 | Natural Gas Fired Combustion Turbine | NG | GT | 10 | 1975 |  |  | (OP) Operating
3522 | Chugach Electric Assn Inc | 96 | Beluga | Electric Utility | AK | 6 | 72.6 | Natural Gas Fired Combined Cycle | NG | CT | 5 | 1976 |  |  | (OP) Operating
3522 | Chugach Electric Assn Inc | 96 | Beluga | Electric Utility | AK | 7 | 70.6 | Natural Gas Fired Combined Cycle | NG | CT | 12 | 1978 |  |  | (OP) Operating
15500 | Puget Sound Energy Inc | 99 | Frederickson | Electric Utility | WA | 1 | 67 | Natural Gas Fired Combustion Turbine | NG | GT | 11 | 1981 |  |  | (SB) Standby/Backup: available for service but not normally used
15500 | Puget Sound Energy Inc | 99 | Frederickson | Electric Utility | WA | 2 | 67 | Natural Gas Fired Combustion Turbine | NG | GT | 11 | 1981 |  |  | (SB) Standby/Backup: available for service but not normally used
16572 | Salt River Project | 100 | South Consolidated | Electric Utility | AZ | SC1 | 1.4 | Conventional Hydroelectric | WAT | HY | 9 | 1981 |  |  | (OP) Operating
17609 | Southern California Edison Co | 104 | J S Eastwood | Electric Utility | CA | 1 | 199.8 | Hydroelectric Pumped Storage | WAT | PS | 12 | 1987 |  |  | (OP) Operating
18315 | Sunflower Electric Power Corp | 108 | Holcomb | Electric Utility | KS | 1 | 358.8 | Conventional Steam Coal | SUB | ST | 8 | 1983 |  |  | (OP) Operating
13870 | Nushagak Electric Coop, Inc | 109 | Dillingham | Electric Utility | AK | 10 | 1.1 | Petroleum Liquids | DFO | IC | 5 | 1988 |  |  | (OP) Operating
13870 | Nushagak Electric Coop, Inc | 109 | Dillingham | Electric Utility | AK | 11 | 1 | Petroleum Liquids | DFO | IC | 11 | 2001 |  |  | (OP) Operating
13870 | Nushagak Electric Coop, Inc | 109 | Dillingham | Electric Utility | AK | 12 | 1 | Petroleum Liquids | DFO | IC | 3 | 2006 |  |  | (OP) Operating
13870 | Nushagak Electric Coop, Inc | 109 | Dillingham | Electric Utility | AK | 13 | 1 | Petroleum Liquids | DFO | IC | 4 | 2006 |  |  | (OP) Operating
13870 | Nushagak Electric Coop, Inc | 109 | Dillingham | Electric Utility | AK | 14 | 1 | Petroleum Liquids | DFO | IC | 3 | 2008 |  |  | (OP) Operating
13870 | Nushagak Electric Coop, Inc | 109 | Dillingham | Electric Utility | AK | 15 | 1 | Petroleum Liquids | DFO | IC | 5 | 2008 |  |  | (OP) Operating
13870 | Nushagak Electric Coop, Inc | 109 | Dillingham | Electric Utility | AK | 16 | 0.5 | Petroleum Liquids | DFO | IC | 12 | 2009 |  |  | (OP) Operating
803 | Arizona Public Service Co | 113 | Cholla | Electric Utility | AZ | 1 | 116 | Conventional Steam Coal | SUB | ST | 5 | 1962 |  |  | (OP) Operating
803 | Arizona Public Service Co | 113 | Cholla | Electric Utility | AZ | 2 | 260 | Conventional Steam Coal | SUB | ST | 6 | 1978 | 10 | 2015 | (OP) Operating
803 | Arizona Public Service Co | 113 | Cholla | Electric Utility | AZ | 3 | 271 | Conventional Steam Coal | SUB | ST | 5 | 1980 |  |  | (OP) Operating
803 | Arizona Public Service Co | 113 | Cholla | Electric Utility | AZ | 4 | 380 | Conventional Steam Coal | SUB | ST | 6 | 1981 |  |  | (OP) Operating
803 | Arizona Public Service Co | 114 | Douglas | Electric Utility | AZ | 1 | 15 | Petroleum Liquids | DFO | GT | 5 | 1972 |  |  | (OP) Operating
803 | Arizona Public Service Co | 116 | Ocotillo | Electric Utility | AZ | 1 | 110 | Natural Gas Steam Turbine | NG | ST | 6 | 1960 |  |  | (OP) Operating
803 | Arizona Public Service Co | 116 | Ocotillo | Electric Utility | AZ | 2 | 110 | Natural Gas Steam Turbine | NG | ST | 3 | 1960 |  |  | (OP) Operating
803 | Arizona Public Service Co | 116 | Ocotillo | Electric Utility | AZ | GT1 | 50 | Natural Gas Fired Combustion Turbine | NG | GT | 5 | 1972 |  |  | (OP) Operating
803 | Arizona Public Service Co | 116 | Ocotillo | Electric Utility | AZ | GT2 | 50 | Natural Gas Fired Combustion Turbine | NG | GT | 7 | 1973 |  |  | (OP) Operating
803 | Arizona Public Service Co | 116 | Ocotillo | Electric Utility | AZ | PV1 | 0.1 | Solar Photovoltaic | SUN | PV | 3 | 1998 |  |  | (OP) Operating
803 | Arizona Public Service Co | 116 | Ocotillo | Electric Utility | AZ | PV2 | 0.1 | Solar Photovoltaic | SUN | PV | 10 | 1999 |  |  | (OP) Operating
803 | Arizona Public Service Co | 116 | Ocotillo | Electric Utility | AZ | PVM | 0.4 | Solar Photovoltaic | SUN | PV | 4 | 1988 |  |  | (OP) Operating
803 | Arizona Public Service Co | 117 | West Phoenix | Electric Utility | AZ | 1B | 85 | Natural Gas Fired Combined Cycle | NG | CS | 6 | 1976 |  |  | (OP) Operating
803 | Arizona Public Service Co | 117 | West Phoenix | Electric Utility | AZ | 2B | 85 | Natural Gas Fired Combined Cycle | NG | CS | 6 | 1976 |  |  | (OP) Operating
803 | Arizona Public Service Co | 117 | West Phoenix | Electric Utility | AZ | 3B | 85 | Natural Gas Fired Combined Cycle | NG | CS | 6 | 1976 |  |  | (OP) Operating
803 | Arizona Public Service Co | 117 | West Phoenix | Electric Utility | AZ | C4-1 | 68 | Natural Gas Fired Combined Cycle | NG | CT | 6 | 2001 |  |  | (OP) Operating
803 | Arizona Public Service Co | 117 | West Phoenix | Electric Utility | AZ | C4-2 | 39 | Natural Gas Fired Combined Cycle | NG | CA | 6 | 2001 |  |  | (OP) Operating
803 | Arizona Public Service Co | 117 | West Phoenix | Electric Utility | AZ | C5-1 | 160 | Natural Gas Fired Combined Cycle | NG | CT | 8 | 2003 |  |  | (OP) Operating
803 | Arizona Public Service Co | 117 | West Phoenix | Electric Utility | AZ | C5-2 | 160 | Natural Gas Fired Combined Cycle | NG | CT | 8 | 2003 |  |  | (OP) Operating
803 | Arizona Public Service Co | 117 | West Phoenix | Electric Utility | AZ | C5-3 | 150 | Natural Gas Fired Combined Cycle | NG | CA | 8 | 2003 |  |  | (OP) Operating
803 | Arizona Public Service Co | 117 | West Phoenix | Electric Utility | AZ | GT1 | 50 | Natural Gas Fired Combustion Turbine | NG | GT | 5 | 1972 |  |  | (OP) Operating
803 | Arizona Public Service Co | 117 | West Phoenix | Electric Utility | AZ | GT2 | 50 | Natural Gas Fired Combustion Turbine | NG | GT | 7 | 1973 |  |  | (OP) Operating
803 | Arizona Public Service Co | 118 | Saguaro | Electric Utility | AZ | GE1 | 76 | Natural Gas Fired Combustion Turbine | NG | GT | 7 | 2002 |  |  | (OP) Operating
803 | Arizona Public Service Co | 118 | Saguaro | Electric Utility | AZ | GT1 | 50 | Natural Gas Fired Combustion Turbine | NG | GT | 5 | 1972 |  |  | (OP) Operating
803 | Arizona Public Service Co | 118 | Saguaro | Electric Utility | AZ | GT2 | 50 | Natural Gas Fired Combustion Turbine | NG | GT | 7 | 1973 |  |  | (OP) Operating
803 | Arizona Public Service Co | 120 | Yucca | Electric Utility | AZ | GT1 | 18 | Natural Gas Fired Combustion Turbine | NG | GT | 7 | 1971 |  |  | (OP) Operating
803 | Arizona Public Service Co | 120 | Yucca | Electric Utility | AZ | GT2 | 18 | Natural Gas Fired Combustion Turbine | NG | GT | 7 | 1971 |  |  | (OP) Operating
803 | Arizona Public Service Co | 120 | Yucca | Electric Utility | AZ | GT21 | 20 | Petroleum Liquids | DFO | GT | 12 | 1978 |  |  | (OP) Operating
803 | Arizona Public Service Co | 120 | Yucca | Electric Utility | AZ | GT3 | 52 | Natural Gas Fired Combustion Turbine | NG | GT | 6 | 1973 |  |  | (OP) Operating
803 | Arizona Public Service Co | 120 | Yucca | Electric Utility | AZ | GT4 | 51 | Petroleum Liquids | DFO | GT | 7 | 1974 |  |  | (OP) Operating
803 | Arizona Public Service Co | 120 | Yucca | Electric Utility | AZ | GT5 | 47 | Natural Gas Fired Combustion Turbine | NG | GT | 6 | 2008 |  |  | (OP) Operating
803 | Arizona Public Service Co | 120 | Yucca | Electric Utility | AZ | GT6 | 47 | Natural Gas Fired Combustion Turbine | NG | GT | 6 | 2008 |  |  | (OP) Operating
803 | Arizona Public Service Co | 120 | Yucca | Electric Utility | AZ | ST1 | 75 | Natural Gas Steam Turbine | NG | ST | 4 | 1959 |  |  | (OP) Operating
24211 | Tucson Electric Power Co | 124 | Demoss Petrie | Electric Utility | AZ | GT2 | 75 | Natural Gas Fired Combustion Turbine | NG | GT | 6 | 2001 |  |  | (OP) Operating
24211 | Tucson Electric Power Co | 126 | H Wilson Sundt Generating Station | Electric Utility | AZ | 4 | 156 | Conventional Steam Coal | SUB | ST | 7 | 1967 |  |  | (OP) Operating
24211 | Tucson Electric Power Co | 126 | H Wilson Sundt Generating Station | Electric Utility | AZ | GT1 | 24 | Natural Gas Fired Combustion Turbine | NG | GT | 12 | 1972 |  |  | (OP) Operating
24211 | Tucson Electric Power Co | 126 | H Wilson Sundt Generating Station | Electric Utility | AZ | GT2 | 24 | Natural Gas Fired Combustion Turbine | NG | GT | 12 | 1972 |  |  | (OP) Operating
24211 | Tucson Electric Power Co | 126 | H Wilson Sundt Generating Station | Electric Utility | AZ | ST1 | 81 | Natural Gas Steam Turbine | NG | ST | 12 | 1958 |  |  | (OP) Operating
24211 | Tucson Electric Power Co | 126 | H Wilson Sundt Generating Station | Electric Utility | AZ | ST2 | 81 | Natural Gas Steam Turbine | NG | ST | 10 | 1960 |  |  | (OP) Operating
24211 | Tucson Electric Power Co | 126 | H Wilson Sundt Generating Station | Electric Utility | AZ | ST3 | 104 | Natural Gas Steam Turbine | NG | ST | 6 | 1962 |  |  | (OP) Operating
15474 | Public Service Co of Oklahoma | 127 | Oklaunion | Electric Utility | TX | 1 | 650 | Conventional Steam Coal | SUB | ST | 12 | 1986 |  |  | (OP) Operating
17543 | South Carolina Public Service Authority | 130 | Cross | Electric Utility | SC | 1 | 580 | Conventional Steam Coal | BIT | ST | 5 | 1995 |  |  | (OP) Operating
17543 | South Carolina Public Service Authority | 130 | Cross | Electric Utility | SC | 2 | 570 | Conventional Steam Coal | BIT | ST | 5 | 1984 |  |  | (OP) Operating
17543 | South Carolina Public Service Authority | 130 | Cross | Electric Utility | SC | 3 | 600 | Conventional Steam Coal | BIT | ST | 1 | 2007 |  |  | (OP) Operating
17543 | South Carolina Public Service Authority | 130 | Cross | Electric Utility | SC | 4 | 600 | Conventional Steam Coal | BIT | ST | 10 | 2008 |  |  | (OP) Operating
21554 | Seminole Electric Cooperative Inc | 136 | Seminole (FL) | Electric Utility | FL | 1 | 652 | Conventional Steam Coal | BIT | ST | 2 | 1984 |  |  | (OP) Operating
21554 | Seminole Electric Cooperative Inc | 136 | Seminole (FL) | Electric Utility | FL | 2 | 657 | Conventional Steam Coal | BIT | ST | 1 | 1985 |  |  | (OP) Operating
16572 | Salt River Project | 141 | Agua Fria | Electric Utility | AZ | AF1 | 113 | Natural Gas Steam Turbine | NG | ST | 1 | 1958 |  |  | (OP) Operating
16572 | Salt River Project | 141 | Agua Fria | Electric Utility | AZ | AF2 | 113 | Natural Gas Steam Turbine | NG | ST | 4 | 1957 |  |  | (OP) Operating
16572 | Salt River Project | 141 | Agua Fria | Electric Utility | AZ | AF3 | 181 | Natural Gas Steam Turbine | NG | ST | 4 | 1961 |  |  | (OP) Operating
16572 | Salt River Project | 141 | Agua Fria | Electric Utility | AZ | AF4 | 73 | Natural Gas Fired Combustion Turbine | NG | GT | 5 | 1975 |  |  | (OP) Operating
16572 | Salt River Project | 141 | Agua Fria | Electric Utility | AZ | AF5 | 73 | Natural Gas Fired Combustion Turbine | NG | GT | 7 | 1974 |  |  | (OP) Operating
16572 | Salt River Project | 141 | Agua Fria | Electric Utility | AZ | AF6 | 73 | Natural Gas Fired Combustion Turbine | NG | GT | 7 | 1974 |  |  | (OP) Operating
16572 | Salt River Project | 141 | Agua Fria | Electric Utility | AZ | PV-3 | 0.2 | Solar Photovoltaic | SUN | PV | 6 | 2001 |  |  | (OP) Operating
16572 | Salt River Project | 143 | Crosscut | Electric Utility | AZ | CC1 | 7.5 | Natural Gas Steam Turbine | NG | ST | 1 | 1942 |  |  | (OS) Out of service and NOT expected to return to service in next calendar year
16572 | Salt River Project | 143 | Crosscut | Electric Utility | AZ | CC2 | 7.5 | Natural Gas Steam Turbine | NG | ST | 1 | 1942 |  |  | (OS) Out of service and NOT expected to return to service in next calendar year
16572 | Salt River Project | 143 | Crosscut | Electric Utility | AZ | CC3 | 7.5 | Natural Gas Steam Turbine | NG | ST | 1 | 1942 |  |  | (OS) Out of service and NOT expected to return to service in next calendar year
16572 | Salt River Project | 143 | Crosscut | Electric Utility | AZ | CC4 | 7.5 | Natural Gas Steam Turbine | NG | ST | 5 | 1949 |  |  | (OS) Out of service and NOT expected to return to service in next calendar year
16572 | Salt River Project | 143 | Crosscut | Electric Utility | AZ | CC5 | 3 | Conventional Hydroelectric | WAT | HY | 7 | 1939 |  |  | (OS) Out of service and NOT expected to return to service in next calendar year
16572 | Salt River Project | 145 | Horse Mesa | Electric Utility | AZ | HM1 | 10 | Conventional Hydroelectric | WAT | HY | 4 | 1927 |  |  | (OP) Operating
16572 | Salt River Project | 145 | Horse Mesa | Electric Utility | AZ | HM2 | 10 | Conventional Hydroelectric | WAT | HY | 4 | 1927 |  |  | (OP) Operating
16572 | Salt River Project | 145 | Horse Mesa | Electric Utility | AZ | HM3 | 10 | Conventional Hydroelectric | WAT | HY | 4 | 1927 |  |  | (OP) Operating
16572 | Salt River Project | 145 | Horse Mesa | Electric Utility | AZ | HM4 | 119 | Hydroelectric Pumped Storage | WAT | PS | 6 | 1972 |  |  | (OP) Operating
16572 | Salt River Project | 147 | Kyrene | Electric Utility | AZ | KY1 | 34 | Natural Gas Steam Turbine | NG | ST | 7 | 1952 |  |  | (OS) Out of service and NOT expected to return to service in next calendar year
16572 | Salt River Project | 147 | Kyrene | Electric Utility | AZ | KY2 | 72 | Natural Gas Steam Turbine | NG | ST | 6 | 1954 |  |  | (OS) Out of service and NOT expected to return to service in next calendar year
16572 | Salt River Project | 147 | Kyrene | Electric Utility | AZ | KY4 | 59 | Natural Gas Fired Combustion Turbine | NG | GT | 12 | 1971 |  |  | (OP) Operating
16572 | Salt River Project | 147 | Kyrene | Electric Utility | AZ | KY5 | 53 | Natural Gas Fired Combustion Turbine | NG | GT | 7 | 1973 |  |  | (OP) Operating
16572 | Salt River Project | 147 | Kyrene | Electric Utility | AZ | KY6 | 53 | Natural Gas Fired Combustion Turbine | NG | GT | 6 | 1973 |  |  | (OP) Operating
16572 | Salt River Project | 147 | Kyrene | Electric Utility | AZ | KY7 | 148 | Natural Gas Fired Combined Cycle | NG | CT | 10 | 2002 |  |  | (OP) Operating
16572 | Salt River Project | 147 | Kyrene | Electric Utility | AZ | KY7A | 106 | Natural Gas Fired Combined Cycle | NG | CA | 10 | 2002 |  |  | (OP) Operating
16572 | Salt River Project | 148 | Mormon Flat | Electric Utility | AZ | MF1 | 11.5 | Conventional Hydroelectric | WAT | HY | 5 | 1926 |  |  | (OP) Operating
16572 | Salt River Project | 148 | Mormon Flat | Electric Utility | AZ | MF2 | 57.3 | Hydroelectric Pumped Storage | WAT | PS | 6 | 1971 |  |  | (OP) Operating
16572 | Salt River Project | 149 | Roosevelt | Electric Utility | AZ | ROOS | 36 | Conventional Hydroelectric | WAT | HY | 3 | 1973 |  |  | (OP) Operating
16572 | Salt River Project | 150 | Stewart Mountain | Electric Utility | AZ | SM | 13 | Conventional Hydroelectric | WAT | HY | 3 | 1930 |  |  | (OP) Operating
12745 | Modesto Irrigation District | 151 | McClure | Electric Utility | CA | 1 | 56 | Petroleum Liquids | DFO | GT | 7 | 1980 |  |  | (OP) Operating
12745 | Modesto Irrigation District | 151 | McClure | Electric Utility | CA | 2 | 56 | Natural Gas Fired Combustion Turbine | NG | GT | 7 | 1981 |  |  | (OP) Operating
2518 | U S Bureau of Reclamation | 152 | Davis Dam | Electric Utility | AZ | 1 | 51.7 | Conventional Hydroelectric | WAT | HY | 1 | 1951 |  |  | (OP) Operating
2518 | U S Bureau of Reclamation | 152 | Davis Dam | Electric Utility | AZ | 2 | 51.7 | Conventional Hydroelectric | WAT | HY | 4 | 1951 |  |  | (OP) Operating
2518 | U S Bureau of Reclamation | 152 | Davis Dam | Electric Utility | AZ | 3 | 48 | Conventional Hydroelectric | WAT | HY | 4 | 1951 |  |  | (OP) Operating
2518 | U S Bureau of Reclamation | 152 | Davis Dam | Electric Utility | AZ | 4 | 51.7 | Conventional Hydroelectric | WAT | HY | 5 | 1951 |  |  | (OP) Operating
2518 | U S Bureau of Reclamation | 152 | Davis Dam | Electric Utility | AZ | 5 | 51.7 | Conventional Hydroelectric | WAT | HY | 6 | 1951 |  |  | (OP) Operating
2518 | U S Bureau of Reclamation | 153 | Glen Canyon Dam | Electric Utility | AZ | 1 | 165 | Conventional Hydroelectric | WAT | HY | 9 | 1964 |  |  | (OP) Operating
2518 | U S Bureau of Reclamation | 153 | Glen Canyon Dam | Electric Utility | AZ | 2 | 165 | Conventional Hydroelectric | WAT | HY | 9 | 1964 |  |  | (OP) Operating
2518 | U S Bureau of Reclamation | 153 | Glen Canyon Dam | Electric Utility | AZ | 3 | 165 | Conventional Hydroelectric | WAT | HY | 12 | 1964 |  |  | (OP) Operating
2518 | U S Bureau of Reclamation | 153 | Glen Canyon Dam | Electric Utility | AZ | 4 | 165 | Conventional Hydroelectric | WAT | HY | 2 | 1965 |  |  | (OP) Operating
2518 | U S Bureau of Reclamation | 153 | Glen Canyon Dam | Electric Utility | AZ | 5 | 165 | Conventional Hydroelectric | WAT | HY | 7 | 1965 |  |  | (OP) Operating
2518 | U S Bureau of Reclamation | 153 | Glen Canyon Dam | Electric Utility | AZ | 6 | 165 | Conventional Hydroelectric | WAT | HY | 10 | 1965 |  |  | (OP) Operating
2518 | U S Bureau of Reclamation | 153 | Glen Canyon Dam | Electric Utility | AZ | 7 | 157 | Conventional Hydroelectric | WAT | HY | 1 | 1966 |  |  | (OP) Operating
2518 | U S Bureau of Reclamation | 153 | Glen Canyon Dam | Electric Utility | AZ | 8 | 165 | Conventional Hydroelectric | WAT | HY | 2 | 1966 |  |  | (OP) Operating
2518 | U S Bureau of Reclamation | 154 | Hoover Dam (NV) | Electric Utility | NV | N0 | 2.4 | Conventional Hydroelectric | WAT | HY | 9 | 1936 |  |  | (OP) Operating
2518 | U S Bureau of Reclamation | 154 | Hoover Dam (NV) | Electric Utility | NV | N1 | 130 | Conventional Hydroelectric | WAT | HY | 12 | 1936 |  |  | (OP) Operating
2518 | U S Bureau of Reclamation | 154 | Hoover Dam (NV) | Electric Utility | NV | N2 | 130 | Conventional Hydroelectric | WAT | HY | 10 | 1936 |  |  | (OP) Operating
2518 | U S Bureau of Reclamation | 154 | Hoover Dam (NV) | Electric Utility | NV | N3 | 130 | Conventional Hydroelectric | WAT | HY | 3 | 1937 |  |  | (OP) Operating
2518 | U S Bureau of Reclamation | 154 | Hoover Dam (NV) | Electric Utility | NV | N4 | 130 | Conventional Hydroelectric | WAT | HY | 11 | 1936 |  |  | (OP) Operating
2518 | U S Bureau of Reclamation | 154 | Hoover Dam (NV) | Electric Utility | NV | N5 | 130 | Conventional Hydroelectric | WAT | HY | 6 | 1938 |  |  | (OP) Operating
2518 | U S Bureau of Reclamation | 154 | Hoover Dam (NV) | Electric Utility | NV | N6 | 130 | Conventional Hydroelectric | WAT | HY | 8 | 1938 |  |  | (OP) Operating
2518 | U S Bureau of Reclamation | 154 | Hoover Dam (NV) | Electric Utility | NV | N7 | 127 | Conventional Hydroelectric | WAT | HY | 11 | 1944 |  |  | (OP) Operating
2518 | U S Bureau of Reclamation | 154 | Hoover Dam (NV) | Electric Utility | NV | N8 | 130 | Conventional Hydroelectric | WAT | HY | 12 | 1961 |  |  | (OP) Operating
8366 | Heber Light & Power Company | 159 | Lake Creek Dam | Electric Utility | UT | 1 | 1 | Conventional Hydroelectric | WAT | HY | 5 | 1981 |  |  | (OP) Operating
796 | Arizona Electric Pwr Coop Inc | 160 | Apache Station | Electric Utility | AZ | GT1 | 10 | Natural Gas Fired Combustion Turbine | NG | GT | 2 | 1963 |  |  | (SB) Standby/Backup: available for service but not normally used
796 | Arizona Electric Pwr Coop Inc | 160 | Apache Station | Electric Utility | AZ | GT2 | 18.5 | Natural Gas Fired Combustion Turbine | NG | GT | 6 | 1972 |  |  | (SB) Standby/Backup: available for service but not normally used
796 | Arizona Electric Pwr Coop Inc | 160 | Apache Station | Electric Utility | AZ | GT3 | 60 | Natural Gas Fired Combustion Turbine | NG | GT | 6 | 1975 |  |  | (SB) Standby/Backup: available for service but not normally used
796 | Arizona Electric Pwr Coop Inc | 160 | Apache Station | Electric Utility | AZ | GT4 | 38 | Natural Gas Fired Combustion Turbine | NG | GT | 10 | 2002 |  |  | (SB) Standby/Backup: available for service but not normally used
796 | Arizona Electric Pwr Coop Inc | 160 | Apache Station | Electric Utility | AZ | ST1 | 72 | Natural Gas Steam Turbine | NG | ST | 11 | 1964 |  |  | (SB) Standby/Backup: available for service but not normally used
796 | Arizona Electric Pwr Coop Inc | 160 | Apache Station | Electric Utility | AZ | ST2 | 175 | Conventional Steam Coal | SUB | ST | 1 | 1979 |  |  | (OP) Operating
796 | Arizona Electric Pwr Coop Inc | 160 | Apache Station | Electric Utility | AZ | ST3 | 175 | Conventional Steam Coal | SUB | ST | 9 | 1979 |  |  | (OP) Operating
19281 | Turlock Irrigation District | 161 | Turlock Lake | Electric Utility | CA | 1 | 1.1 | Conventional Hydroelectric | WAT | HY | 7 | 1980 |  |  | (OP) Operating
19281 | Turlock Irrigation District | 161 | Turlock Lake | Electric Utility | CA | 2 | 1.1 | Conventional Hydroelectric | WAT | HY | 7 | 1980 |  |  | (OP) Operating
19281 | Turlock Irrigation District | 161 | Turlock Lake | Electric Utility | CA | 3 | 1.1 | Conventional Hydroelectric | WAT | HY | 7 | 1980 |  |  | (OP) Operating
19281 | Turlock Irrigation District | 162 | Hickman | Electric Utility | CA | 1 | 0.5 | Conventional Hydroelectric | WAT | HY | 9 | 1979 |  |  | (OP) Operating
19281 | Turlock Irrigation District | 162 | Hickman | Electric Utility | CA | 2 | 0.5 | Conventional Hydroelectric | WAT | HY | 9 | 1979 |  |  | (OP) Operating
7490 | Grand River Dam Authority | 165 | GREC | Electric Utility | OK | 1 | 482 | Conventional Steam Coal | SUB | ST | 6 | 1981 | 4 | 2017 | (OP) Operating
7490 | Grand River Dam Authority | 165 | GREC | Electric Utility | OK | 2 | 508 | Conventional Steam Coal | SUB | ST | 10 | 1985 |  |  | (OP) Operating
814 | Entergy Arkansas Inc | 166 | Carpenter | Electric Utility | AR | 1 | 30.6 | Conventional Hydroelectric | WAT | HY | 1 | 1932 |  |  | (OP) Operating
814 | Entergy Arkansas Inc | 166 | Carpenter | Electric Utility | AR | 2 | 31 | Conventional Hydroelectric | WAT | HY | 1 | 1932 |  |  | (OP) Operating
814 | Entergy Arkansas Inc | 170 | Lake Catherine | Electric Utility | AR | 4 | 516.7 | Natural Gas Steam Turbine | NG | ST | 4 | 1970 |  |  | (OP) Operating
814 | Entergy Arkansas Inc | 171 | Mabelvale | Electric Utility | AR | 1 | 14.1 | Natural Gas Fired Combustion Turbine | NG | GT | 12 | 1970 |  |  | (OP) Operating
814 | Entergy Arkansas Inc | 171 | Mabelvale | Electric Utility | AR | 3 | 14.1 | Natural Gas Fired Combustion Turbine | NG | GT | 12 | 1970 |  |  | (OP) Operating
14216 | City of Osceola - (AR) | 172 | Osceola (AR) | Electric Utility | AR | 13 | 1.6 | Petroleum Liquids | DFO | IC | 5 | 1999 |  |  | (SB) Standby/Backup: available for service but not normally used
14216 | City of Osceola - (AR) | 172 | Osceola (AR) | Electric Utility | AR | 14 | 1.6 | Petroleum Liquids | DFO | IC | 5 | 1999 |  |  | (SB) Standby/Backup: available for service but not normally used
14216 | City of Osceola - (AR) | 172 | Osceola (AR) | Electric Utility | AR | 9 | 1.6 | Petroleum Liquids | DFO | IC | 5 | 1992 |  |  | (SB) Standby/Backup: available for service but not normally used
814 | Entergy Arkansas Inc | 174 | Remmel | Electric Utility | AR | 1 | 3.9 | Conventional Hydroelectric | WAT | HY | 1 | 1925 |  |  | (OP) Operating
814 | Entergy Arkansas Inc | 174 | Remmel | Electric Utility | AR | 2 | 3.9 | Conventional Hydroelectric | WAT | HY | 1 | 1925 |  |  | (OP) Operating
814 | Entergy Arkansas Inc | 174 | Remmel | Electric Utility | AR | 3 | 3.9 | Conventional Hydroelectric | WAT | HY | 1 | 1925 |  |  | (OP) Operating
14328 | Pacific Gas & Electric Co | 180 | Volta 2 | Electric Utility | CA | 1 | 0.9 | Conventional Hydroelectric | WAT | HY | 11 | 1981 |  |  | (OP) Operating
19647 | USCE-Little Rock District | 182 | Beaver Dam | Electric Utility | AR | 1 | 64.4 | Conventional Hydroelectric | WAT | HY | 5 | 1965 |  |  | (OP) Operating
19647 | USCE-Little Rock District | 182 | Beaver Dam | Electric Utility | AR | 2 | 64.4 | Conventional Hydroelectric | WAT | HY | 5 | 1965 |  |  | (OP) Operating
19406 | USCE -Vickburg District | 187 | Degray | Electric Utility | AR | 1 | 40 | Conventional Hydroelectric | WAT | HY | 2 | 1972 |  |  | (OP) Operating
19406 | USCE -Vickburg District | 187 | Degray | Electric Utility | AR | 2 | 28 | Hydroelectric Pumped Storage | WAT | PS | 2 | 1972 |  |  | (OP) Operating
19647 | USCE-Little Rock District | 188 | Greers Ferry Lake | Electric Utility | AR | 1 | 50 | Conventional Hydroelectric | WAT | HY | 3 | 1964 |  |  | (OP) Operating
19647 | USCE-Little Rock District | 188 | Greers Ferry Lake | Electric Utility | AR | 2 | 44 | Conventional Hydroelectric | WAT | HY | 5 | 1964 |  |  | (OP) Operating
15043 | City of Piggott - (AR) | 193 | Municipal Light | Electric Utility | AR | 1 | 2 | Petroleum Liquids | DFO | IC | 10 | 1963 |  |  | (OP) Operating
15043 | City of Piggott - (AR) | 193 | Municipal Light | Electric Utility | AR | 2 | 0.6 | Petroleum Liquids | DFO | IC | 4 | 1952 |  |  | (OP) Operating
15043 | City of Piggott - (AR) | 193 | Municipal Light | Electric Utility | AR | 4 | 2.2 | Petroleum Liquids | DFO | IC | 3 | 1976 |  |  | (OP) Operating
15043 | City of Piggott - (AR) | 193 | Municipal Light | Electric Utility | AR | 6 | 1.3 | Petroleum Liquids | DFO | IC | 3 | 1959 |  |  | (OP) Operating
15043 | City of Piggott - (AR) | 193 | Municipal Light | Electric Utility | AR | 7 | 1.1 | Petroleum Liquids | DFO | IC | 1 | 1955 |  |  | (OP) Operating
19406 | USCE -Vickburg District | 195 | Narrows (AR) | Electric Utility | AR | 1 | 9.7 | Conventional Hydroelectric | WAT | HY | 5 | 1950 |  |  | (OP) Operating
19406 | USCE -Vickburg District | 195 | Narrows (AR) | Electric Utility | AR | 2 | 9.7 | Conventional Hydroelectric | WAT | HY | 5 | 1950 |  |  | (OS) Out of service and NOT expected to return to service in next calendar year
19406 | USCE -Vickburg District | 195 | Narrows (AR) | Electric Utility | AR | 3 | 9.7 | Conventional Hydroelectric | WAT | HY | 9 | 1969 |  |  | (OP) Operating
19647 | USCE-Little Rock District | 196 | Norfork | Electric Utility | AR | 1 | 46 | Conventional Hydroelectric | WAT | HY | 2 | 1950 |  |  | (OP) Operating
19647 | USCE-Little Rock District | 196 | Norfork | Electric Utility | AR | 2 | 46 | Conventional Hydroelectric | WAT | HY | 6 | 1944 |  |  | (OP) Operating
19406 | USCE -Vickburg District | 197 | Blakely Mountain | Electric Utility | AR | 1 | 37.5 | Conventional Hydroelectric | WAT | HY | 9 | 1955 |  |  | (OP) Operating
19406 | USCE -Vickburg District | 197 | Blakely Mountain | Electric Utility | AR | 2 | 37.5 | Conventional Hydroelectric | WAT | HY | 10 | 1955 |  |  | (OP) Operating
19647 | USCE-Little Rock District | 198 | Bull Shoals | Electric Utility | AR | 1 | 46 | Conventional Hydroelectric | WAT | HY | 9 | 1952 |  |  | (OP) Operating
19647 | USCE-Little Rock District | 198 | Bull Shoals | Electric Utility | AR | 2 | 46 | Conventional Hydroelectric | WAT | HY | 9 | 1952 |  |  | (OP) Operating
19647 | USCE-Little Rock District | 198 | Bull Shoals | Electric Utility | AR | 3 | 46 | Conventional Hydroelectric | WAT | HY | 12 | 1952 |  |  | (OP) Operating
19647 | USCE-Little Rock District | 198 | Bull Shoals | Electric Utility | AR | 4 | 46 | Conventional Hydroelectric | WAT | HY | 6 | 1953 |  |  | (OP) Operating
19647 | USCE-Little Rock District | 198 | Bull Shoals | Electric Utility | AR | 5 | 51.7 | Conventional Hydroelectric | WAT | HY | 1 | 1962 |  |  | (OP) Operating
19647 | USCE-Little Rock District | 198 | Bull Shoals | Electric Utility | AR | 6 | 51.7 | Conventional Hydroelectric | WAT | HY | 2 | 1962 |  |  | (OP) Operating
19647 | USCE-Little Rock District | 198 | Bull Shoals | Electric Utility | AR | 7 | 51.7 | Conventional Hydroelectric | WAT | HY | 8 | 1963 |  |  | (OP) Operating
19647 | USCE-Little Rock District | 198 | Bull Shoals | Electric Utility | AR | 8 | 51.7 | Conventional Hydroelectric | WAT | HY | 9 | 1963 |  |  | (OP) Operating
19647 | USCE-Little Rock District | 199 | Dardanelle | Electric Utility | AR | 1 | 40.2 | Conventional Hydroelectric | WAT | HY | 4 | 1965 |  |  | (OP) Operating
19647 | USCE-Little Rock District | 199 | Dardanelle | Electric Utility | AR | 2 | 40.2 | Conventional Hydroelectric | WAT | HY | 5 | 1965 |  |  | (OP) Operating
19647 | USCE-Little Rock District | 199 | Dardanelle | Electric Utility | AR | 3 | 40.2 | Conventional Hydroelectric | WAT | HY | 9 | 1965 |  |  | (OP) Operating
19647 | USCE-Little Rock District | 199 | Dardanelle | Electric Utility | AR | 4 | 40.2 | Conventional Hydroelectric | WAT | HY | 1 | 1966 |  |  | (OP) Operating
807 | Arkansas Electric Coop Corp | 201 | Thomas Fitzhugh | Electric Utility | AR | 1 | 61 | Natural Gas Fired Combined Cycle | NG | CA | 5 | 1963 |  |  | (OP) Operating
807 | Arkansas Electric Coop Corp | 201 | Thomas Fitzhugh | Electric Utility | AR | 2 | 101 | Natural Gas Fired Combined Cycle | NG | CT | 12 | 2002 |  |  | (OP) Operating
807 | Arkansas Electric Coop Corp | 202 | Carl Bailey | Electric Utility | AR | 1 | 122 | Natural Gas Steam Turbine | NG | ST | 7 | 1966 |  |  | (OP) Operating
807 | Arkansas Electric Coop Corp | 203 | McClellan (AR) | Electric Utility | AR | 1 | 134 | Natural Gas Steam Turbine | NG | ST | 5 | 1972 |  |  | (OP) Operating
55951 | Exelon Nuclear | 204 | Clinton Power Station | IPP Non-CHP | IL | 1 | 1065 | Nuclear | NUC | ST | 11 | 1987 |  |  | (OP) Operating
9617 | JEA | 207 | St Johns River Power Park | Electric Utility | FL | 1 | 626 | Conventional Steam Coal | BIT | ST | 4 | 1987 |  |  | (OP) Operating
9617 | JEA | 207 | St Johns River Power Park | Electric Utility | FL | 2 | 626 | Conventional Steam Coal | BIT | ST | 7 | 1988 |  |  | (OP) Operating
20893 | Wolf Creek Nuclear Optg Corp | 210 | Wolf Creek Generating Station | Electric Utility | KS | 1 | 1175 | Nuclear | NUC | ST | 9 | 1985 |  |  | (OP) Operating
14328 | Pacific Gas & Electric Co | 214 | Alta Powerhouse | Electric Utility | CA | 1 | 1 | Conventional Hydroelectric | WAT | HY | 11 | 1902 |  |  | (OP) Operating
19586 | Utica Water & Power Authority | 215 | Angels | IPP Non-CHP | CA | 1 | 0.7 | Conventional Hydroelectric | WAT | HY | 1 | 1940 |  |  | (OP) Operating
14328 | Pacific Gas & Electric Co | 217 | Balch 1 | Electric Utility | CA | 1 | 34 | Conventional Hydroelectric | WAT | HY | 2 | 1927 |  |  | (OP) Operating
14328 | Pacific Gas & Electric Co | 218 | Balch 2 | Electric Utility | CA | 2 | 52.5 | Conventional Hydroelectric | WAT | HY | 11 | 1958 |  |  | (OP) Operating
14328 | Pacific Gas & Electric Co | 218 | Balch 2 | Electric Utility | CA | 3 | 52.5 | Conventional Hydroelectric | WAT | HY | 12 | 1958 |  |  | (OP) Operating
14328 | Pacific Gas & Electric Co | 219 | Belden | Electric Utility | CA | 1 | 125 | Conventional Hydroelectric | WAT | HY | 9 | 1969 |  |  | (OP) Operating
14328 | Pacific Gas & Electric Co | 220 | Bucks Creek | Electric Utility | CA | H1 | 32.5 | Conventional Hydroelectric | WAT | HY | 3 | 1928 |  |  | (OP) Operating
14328 | Pacific Gas & Electric Co | 220 | Bucks Creek | Electric Utility | CA | H2 | 32.5 | Conventional Hydroelectric | WAT | HY | 3 | 1928 |  |  | (OP) Operating
14328 | Pacific Gas & Electric Co | 221 | Butt Valley | Electric Utility | CA | 1 | 41 | Conventional Hydroelectric | WAT | HY | 12 | 1958 |  |  | (OP) Operating
14328 | Pacific Gas & Electric Co | 222 | Caribou 1 | Electric Utility | CA | 1 | 25 | Conventional Hydroelectric | WAT | HY | 6 | 1921 |  |  | (OP) Operating
14328 | Pacific Gas & Electric Co | 222 | Caribou 1 | Electric Utility | CA | 2 | 25 | Conventional Hydroelectric | WAT | HY | 6 | 1921 |  |  | (OP) Operating
14328 | Pacific Gas & Electric Co | 222 | Caribou 1 | Electric Utility | CA | 3 | 25 | Conventional Hydroelectric | WAT | HY | 5 | 1924 |  |  | (OP) Operating
14328 | Pacific Gas & Electric Co | 223 | Caribou 2 | Electric Utility | CA | 4 | 60 | Conventional Hydroelectric | WAT | HY | 11 | 1958 |  |  | (OP) Operating
14328 | Pacific Gas & Electric Co | 223 | Caribou 2 | Electric Utility | CA | 5 | 60 | Conventional Hydroelectric | WAT | HY | 11 | 1958 |  |  | (OP) Operating
14328 | Pacific Gas & Electric Co | 224 | Centerville PH | Electric Utility | CA | 1 | 5.5 | Conventional Hydroelectric | WAT | HY | 5 | 1900 |  |  | (OS) Out of service and NOT expected to return to service in next calendar year
14328 | Pacific Gas & Electric Co | 224 | Centerville PH | Electric Utility | CA | 2 | 0.9 | Conventional Hydroelectric | WAT | HY | 5 | 1900 |  |  | (OS) Out of service and NOT expected to return to service in next calendar year
14328 | Pacific Gas & Electric Co | 225 | Chili Bar | Electric Utility | CA | 1 | 7 | Conventional Hydroelectric | WAT | HY | 3 | 1965 |  |  | (OP) Operating
14328 | Pacific Gas & Electric Co | 227 | Coleman PH | Electric Utility | CA | 1 | 13 | Conventional Hydroelectric | WAT | HY | 6 | 1979 |  |  | (OP) Operating
14328 | Pacific Gas & Electric Co | 229 | Cow Creek | Electric Utility | CA | 1 | 0.9 | Conventional Hydroelectric | WAT | HY | 1 | 1907 | 6 | 2016 | (OP) Operating
14328 | Pacific Gas & Electric Co | 229 | Cow Creek | Electric Utility | CA | 2 | 0.9 | Conventional Hydroelectric | WAT | HY | 1 | 1907 | 6 | 2016 | (OP) Operating
14328 | Pacific Gas & Electric Co | 231 | Cresta | Electric Utility | CA | 1 | 35 | Conventional Hydroelectric | WAT | HY | 11 | 1949 |  |  | (OP) Operating
14328 | Pacific Gas & Electric Co | 231 | Cresta | Electric Utility | CA | 2 | 35 | Conventional Hydroelectric | WAT | HY | 1 | 1950 |  |  | (OP) Operating
14328 | Pacific Gas & Electric Co | 232 | De Sabla | Electric Utility | CA | 1 | 18.5 | Conventional Hydroelectric | WAT | HY | 2 | 1963 |  |  | (OP) Operating
14328 | Pacific Gas & Electric Co | 233 | Deer Creek PH | Electric Utility | CA | 1 | 5.7 | Conventional Hydroelectric | WAT | HY | 5 | 1908 |  |  | (OP) Operating
14328 | Pacific Gas & Electric Co | 235 | Drum 1 | Electric Utility | CA | 1 | 13.2 | Conventional Hydroelectric | WAT | HY | 11 | 1913 |  |  | (OP) Operating
14328 | Pacific Gas & Electric Co | 235 | Drum 1 | Electric Utility | CA | 2 | 13.2 | Conventional Hydroelectric | WAT | HY | 11 | 1913 |  |  | (OP) Operating
14328 | Pacific Gas & Electric Co | 235 | Drum 1 | Electric Utility | CA | 3 | 13.2 | Conventional Hydroelectric | WAT | HY | 4 | 1922 |  |  | (OP) Operating
14328 | Pacific Gas & Electric Co | 235 | Drum 1 | Electric Utility | CA | 4 | 14.4 | Conventional Hydroelectric | WAT | HY | 6 | 1928 |  |  | (OP) Operating
14328 | Pacific Gas & Electric Co | 236 | Drum 2 | Electric Utility | CA | 5 | 49.5 | Conventional Hydroelectric | WAT | HY | 12 | 1965 |  |  | (OP) Operating
14328 | Pacific Gas & Electric Co | 237 | Dutch Flat | Electric Utility | CA | 1 | 22 | Conventional Hydroelectric | WAT | HY | 3 | 1943 |  |  | (OP) Operating
25915 | El Dorado Irrigation District | 238 | El Dorado | Electric Utility | CA | 1 | 10.3 | Conventional Hydroelectric | WAT | HY | 1 | 1924 |  |  | (OP) Operating
25915 | El Dorado Irrigation District | 238 | El Dorado | Electric Utility | CA | 2 | 10.3 | Conventional Hydroelectric | WAT | HY | 1 | 1924 |  |  | (OP) Operating
14328 | Pacific Gas & Electric Co | 239 | Electra | Electric Utility | CA | 1 | 30.7 | Conventional Hydroelectric | WAT | HY | 6 | 1948 |  |  | (OP) Operating
14328 | Pacific Gas & Electric Co | 239 | Electra | Electric Utility | CA | 2 | 30.7 | Conventional Hydroelectric | WAT | HY | 6 | 1948 |  |  | (OP) Operating
14328 | Pacific Gas & Electric Co | 239 | Electra | Electric Utility | CA | 3 | 36.6 | Conventional Hydroelectric | WAT | HY | 6 | 1948 |  |  | (OP) Operating
14328 | Pacific Gas & Electric Co | 240 | Haas | Electric Utility | CA | H1 | 72 | Conventional Hydroelectric | WAT | HY | 12 | 1958 |  |  | (OP) Operating
14328 | Pacific Gas & Electric Co | 240 | Haas | Electric Utility | CA | H2 | 72 | Conventional Hydroelectric | WAT | HY | 12 | 1958 |  |  | (OP) Operating
14328 | Pacific Gas & Electric Co | 241 | Halsey | Electric Utility | CA | 1 | 11 | Conventional Hydroelectric | WAT | HY | 12 | 1916 |  |  | (OP) Operating
14328 | Pacific Gas & Electric Co | 242 | Hamilton Branch | Electric Utility | CA | 1 | 2.4 | Conventional Hydroelectric | WAT | HY | 8 | 1921 |  |  | (OP) Operating
14328 | Pacific Gas & Electric Co | 242 | Hamilton Branch | Electric Utility | CA | 2 | 2.4 | Conventional Hydroelectric | WAT | HY | 8 | 1921 |  |  | (OP) Operating
14328 | Pacific Gas & Electric Co | 243 | Hat Creek 1 | Electric Utility | CA | 1 | 8.5 | Conventional Hydroelectric | WAT | HY | 8 | 1921 |  |  | (OP) Operating
14328 | Pacific Gas & Electric Co | 244 | Hat Creek 2 | Electric Utility | CA | 1 | 8.5 | Conventional Hydroelectric | WAT | HY | 9 | 1921 |  |  | (OP) Operating
14328 | Pacific Gas & Electric Co | 246 | Humboldt Bay | Electric Utility | CA | IC1 | 16.3 | Natural Gas Internal Combustion Engine | NG | IC | 9 | 2010 |  |  | (OP) Operating
14328 | Pacific Gas & Electric Co | 246 | Humboldt Bay | Electric Utility | CA | IC10 | 16.3 | Natural Gas Internal Combustion Engine | NG | IC | 9 | 2010 |  |  | (OP) Operating
14328 | Pacific Gas & Electric Co | 246 | Humboldt Bay | Electric Utility | CA | IC2 | 16.3 | Natural Gas Internal Combustion Engine | NG | IC | 9 | 2010 |  |  | (OP) Operating
14328 | Pacific Gas & Electric Co | 246 | Humboldt Bay | Electric Utility | CA | IC3 | 16.3 | Natural Gas Internal Combustion Engine | NG | IC | 3 | 2011 |  |  | (OP) Operating
14328 | Pacific Gas & Electric Co | 246 | Humboldt Bay | Electric Utility | CA | IC4 | 16.3 | Natural Gas Internal Combustion Engine | NG | IC | 9 | 2010 |  |  | (OP) Operating
14328 | Pacific Gas & Electric Co | 246 | Humboldt Bay | Electric Utility | CA | IC5 | 16.3 | Natural Gas Internal Combustion Engine | NG | IC | 9 | 2010 |  |  | (OP) Operating
14328 | Pacific Gas & Electric Co | 246 | Humboldt Bay | Electric Utility | CA | IC6 | 16.3 | Natural Gas Internal Combustion Engine | NG | IC | 9 | 2010 |  |  | (OP) Operating
14328 | Pacific Gas & Electric Co | 246 | Humboldt Bay | Electric Utility | CA | IC7 | 16.3 | Natural Gas Internal Combustion Engine | NG | IC | 9 | 2010 |  |  | (OP) Operating
14328 | Pacific Gas & Electric Co | 246 | Humboldt Bay | Electric Utility | CA | IC8 | 16.3 | Natural Gas Internal Combustion Engine | NG | IC | 9 | 2010 |  |  | (OP) Operating
14328 | Pacific Gas & Electric Co | 246 | Humboldt Bay | Electric Utility | CA | IC9 | 16.7 | Natural Gas Internal Combustion Engine | NG | IC | 9 | 2010 |  |  | (OP) Operating
14328 | Pacific Gas & Electric Co | 248 | Inskip | Electric Utility | CA | 1 | 8 | Conventional Hydroelectric | WAT | HY | 10 | 1979 |  |  | (OP) Operating
14328 | Pacific Gas & Electric Co | 249 | James B Black | Electric Utility | CA | 1 | 86 | Conventional Hydroelectric | WAT | HY | 2 | 1966 |  |  | (OP) Operating
14328 | Pacific Gas & Electric Co | 249 | James B Black | Electric Utility | CA | 2 | 86 | Conventional Hydroelectric | WAT | HY | 12 | 1965 |  |  | (OP) Operating
14328 | Pacific Gas & Electric Co | 250 | Kerckhoff | Electric Utility | CA | H1 | 12.6 | Conventional Hydroelectric | WAT | HY | 8 | 1920 |  |  | (OP) Operating
14328 | Pacific Gas & Electric Co | 250 | Kerckhoff | Electric Utility | CA | H3 | 12.6 | Conventional Hydroelectric | WAT | HY | 8 | 1920 |  |  | (OP) Operating
14328 | Pacific Gas & Electric Co | 253 | Kilarc | Electric Utility | CA | 1 | 1.6 | Conventional Hydroelectric | WAT | HY | 6 | 1904 | 6 | 2016 | (OP) Operating
14328 | Pacific Gas & Electric Co | 253 | Kilarc | Electric Utility | CA | 2 | 1.6 | Conventional Hydroelectric | WAT | HY | 5 | 1904 | 6 | 2016 | (OP) Operating
14328 | Pacific Gas & Electric Co | 254 | Kings River PH | Electric Utility | CA | H1 | 52 | Conventional Hydroelectric | WAT | HY | 3 | 1962 |  |  | (OP) Operating
14328 | Pacific Gas & Electric Co | 255 | Lime Saddle | Electric Utility | CA | 1 | 1 | Conventional Hydroelectric | WAT | HY | 8 | 1906 |  |  | (OP) Operating
14328 | Pacific Gas & Electric Co | 255 | Lime Saddle | Electric Utility | CA | 2 | 1 | Conventional Hydroelectric | WAT | HY | 8 | 1906 |  |  | (OP) Operating
14328 | Pacific Gas & Electric Co | 258 | Merced Falls | Electric Utility | CA | 1 | 3.5 | Conventional Hydroelectric | WAT | HY | 7 | 1930 |  |  | (OP) Operating
54802 | Dynegy -Moss Landing LLC | 260 | Dynegy Moss Landing Power Plant | IPP Non-CHP | CA | 6 | 754 | Natural Gas Steam Turbine | NG | ST | 12 | 1967 |  |  | (OP) Operating
54802 | Dynegy -Moss Landing LLC | 260 | Dynegy Moss Landing Power Plant | IPP Non-CHP | CA | 7 | 755 | Natural Gas Steam Turbine | NG | ST | 8 | 1968 |  |  | (OP) Operating
54802 | Dynegy -Moss Landing LLC | 260 | Dynegy Moss Landing Power Plant | IPP Non-CHP | CA | CT1A | 165 | Natural Gas Fired Combined Cycle | NG | CT | 7 | 2002 |  |  | (OP) Operating
54802 | Dynegy -Moss Landing LLC | 260 | Dynegy Moss Landing Power Plant | IPP Non-CHP | CA | CT1B | 165 | Natural Gas Fired Combined Cycle | NG | CT | 7 | 2002 |  |  | (OP) Operating
54802 | Dynegy -Moss Landing LLC | 260 | Dynegy Moss Landing Power Plant | IPP Non-CHP | CA | CT2A | 165 | Natural Gas Fired Combined Cycle | NG | CT | 7 | 2002 |  |  | (OP) Operating
54802 | Dynegy -Moss Landing LLC | 260 | Dynegy Moss Landing Power Plant | IPP Non-CHP | CA | CT2B | 165 | Natural Gas Fired Combined Cycle | NG | CT | 7 | 2002 |  |  | (OP) Operating
54802 | Dynegy -Moss Landing LLC | 260 | Dynegy Moss Landing Power Plant | IPP Non-CHP | CA | ST1 | 180 | Natural Gas Fired Combined Cycle | NG | CA | 7 | 2002 |  |  | (OP) Operating
54802 | Dynegy -Moss Landing LLC | 260 | Dynegy Moss Landing Power Plant | IPP Non-CHP | CA | ST2 | 180 | Natural Gas Fired Combined Cycle | NG | CA | 7 | 2002 |  |  | (OP) Operating
19586 | Utica Water & Power Authority | 261 | Murphys | IPP Non-CHP | CA | 1 | 1.7 | Conventional Hydroelectric | WAT | HY | 3 | 1954 |  |  | (OP) Operating
14328 | Pacific Gas & Electric Co | 262 | Narrows PH | Electric Utility | CA | 1 | 12 | Conventional Hydroelectric | WAT | HY | 12 | 1942 |  |  | (OP) Operating
14328 | Pacific Gas & Electric Co | 264 | Phoenix | Electric Utility | CA | 1 | 2 | Conventional Hydroelectric | WAT | HY | 2 | 1940 |  |  | (OP) Operating
14328 | Pacific Gas & Electric Co | 265 | Pit 1 | Electric Utility | CA | H1 | 30.5 | Conventional Hydroelectric | WAT | HY | 9 | 1922 |  |  | (OP) Operating
14328 | Pacific Gas & Electric Co | 265 | Pit 1 | Electric Utility | CA | H2 | 30.5 | Conventional Hydroelectric | WAT | HY | 9 | 1922 |  |  | (OP) Operating
14328 | Pacific Gas & Electric Co | 266 | Pit 3 | Electric Utility | CA | H1 | 23.3 | Conventional Hydroelectric | WAT | HY | 7 | 1925 |  |  | (OP) Operating
14328 | Pacific Gas & Electric Co | 266 | Pit 3 | Electric Utility | CA | H2 | 23.3 | Conventional Hydroelectric | WAT | HY | 7 | 1925 |  |  | (OP) Operating
14328 | Pacific Gas & Electric Co | 266 | Pit 3 | Electric Utility | CA | H3 | 23.3 | Conventional Hydroelectric | WAT | HY | 7 | 1925 |  |  | (OP) Operating
14328 | Pacific Gas & Electric Co | 267 | Pit 4 | Electric Utility | CA | 1 | 47.5 | Conventional Hydroelectric | WAT | HY | 10 | 1955 |  |  | (OP) Operating
14328 | Pacific Gas & Electric Co | 267 | Pit 4 | Electric Utility | CA | 2 | 47.5 | Conventional Hydroelectric | WAT | HY | 7 | 1955 |  |  | (OP) Operating
14328 | Pacific Gas & Electric Co | 268 | Pit 5 | Electric Utility | CA | H1 | 40 | Conventional Hydroelectric | WAT | HY | 4 | 1944 |  |  | (OP) Operating
14328 | Pacific Gas & Electric Co | 268 | Pit 5 | Electric Utility | CA | H2 | 40 | Conventional Hydroelectric | WAT | HY | 4 | 1944 |  |  | (OP) Operating
14328 | Pacific Gas & Electric Co | 268 | Pit 5 | Electric Utility | CA | H3 | 40 | Conventional Hydroelectric | WAT | HY | 4 | 1944 |  |  | (OP) Operating
14328 | Pacific Gas & Electric Co | 268 | Pit 5 | Electric Utility | CA | H4 | 40 | Conventional Hydroelectric | WAT | HY | 4 | 1944 |  |  | (OP) Operating
14328 | Pacific Gas & Electric Co | 269 | Pit 6 | Electric Utility | CA | H1 | 40 | Conventional Hydroelectric | WAT | HY | 8 | 1965 |  |  | (OP) Operating
14328 | Pacific Gas & Electric Co | 269 | Pit 6 | Electric Utility | CA | H2 | 40 | Conventional Hydroelectric | WAT | HY | 8 | 1965 |  |  | (OP) Operating
14328 | Pacific Gas & Electric Co | 270 | Pit 7 | Electric Utility | CA | H1 | 56 | Conventional Hydroelectric | WAT | HY | 9 | 1965 |  |  | (OP) Operating
14328 | Pacific Gas & Electric Co | 270 | Pit 7 | Electric Utility | CA | H2 | 57 | Conventional Hydroelectric | WAT | HY | 9 | 1965 |  |  | (OP) Operating
12631 | NRG Delta LLC | 271 | Pittsburg Power | IPP Non-CHP | CA | 5 | 312 | Natural Gas Steam Turbine | NG | ST | 9 | 1960 |  |  | (OP) Operating
12631 | NRG Delta LLC | 271 | Pittsburg Power | IPP Non-CHP | CA | 6 | 317 | Natural Gas Steam Turbine | NG | ST | 6 | 1961 |  |  | (OP) Operating
12631 | NRG Delta LLC | 271 | Pittsburg Power | IPP Non-CHP | CA | 7 | 682 | Natural Gas Steam Turbine | NG | ST | 12 | 1972 |  |  | (OP) Operating
14328 | Pacific Gas & Electric Co | 272 | Poe | Electric Utility | CA | 1 | 60 | Conventional Hydroelectric | WAT | HY | 10 | 1958 |  |  | (OP) Operating
14328 | Pacific Gas & Electric Co | 272 | Poe | Electric Utility | CA | 2 | 60 | Conventional Hydroelectric | WAT | HY | 10 | 1958 |  |  | (OP) Operating
14328 | Pacific Gas & Electric Co | 274 | Potter Valley | Electric Utility | CA | 1 | 4.5 | Conventional Hydroelectric | WAT | HY | 2 | 1939 |  |  | (OP) Operating
14328 | Pacific Gas & Electric Co | 274 | Potter Valley | Electric Utility | CA | 2 | 2 | Conventional Hydroelectric | WAT | HY | 3 | 1910 |  |  | (OP) Operating
14328 | Pacific Gas & Electric Co | 274 | Potter Valley | Electric Utility | CA | 3 | 2.7 | Conventional Hydroelectric | WAT | HY | 9 | 1917 |  |  | (OP) Operating
14328 | Pacific Gas & Electric Co | 275 | Rock Creek | Electric Utility | CA | H1 | 63 | Conventional Hydroelectric | WAT | HY | 3 | 1950 |  |  | (OP) Operating
14328 | Pacific Gas & Electric Co | 275 | Rock Creek | Electric Utility | CA | H2 | 63 | Conventional Hydroelectric | WAT | HY | 3 | 1950 |  |  | (OP) Operating
14328 | Pacific Gas & Electric Co | 276 | San Joaquin 2 | Electric Utility | CA | 1 | 3.2 | Conventional Hydroelectric | WAT | HY | 9 | 1917 |  |  | (OP) Operating
14328 | Pacific Gas & Electric Co | 277 | San Joaquin 3 | Electric Utility | CA | 3 | 4.2 | Conventional Hydroelectric | WAT | HY | 8 | 1923 |  |  | (OP) Operating
14328 | Pacific Gas & Electric Co | 279 | Salt Springs | Electric Utility | CA | 1 | 11 | Conventional Hydroelectric | WAT | HY | 6 | 1931 |  |  | (OP) Operating
14328 | Pacific Gas & Electric Co | 279 | Salt Springs | Electric Utility | CA | 2 | 33 | Conventional Hydroelectric | WAT | HY | 4 | 1953 |  |  | (OP) Operating
14328 | Pacific Gas & Electric Co | 280 | South | Electric Utility | CA | 1 | 7 | Conventional Hydroelectric | WAT | HY | 12 | 1979 |  |  | (OP) Operating
14328 | Pacific Gas & Electric Co | 281 | Spaulding 1 | Electric Utility | CA | 1 | 7 | Conventional Hydroelectric | WAT | HY | 5 | 1928 |  |  | (OP) Operating
14328 | Pacific Gas & Electric Co | 282 | Spaulding 2 | Electric Utility | CA | 1 | 4.4 | Conventional Hydroelectric | WAT | HY | 7 | 1928 |  |  | (OP) Operating
14328 | Pacific Gas & Electric Co | 283 | Spaulding 3 | Electric Utility | CA | 1 | 5.8 | Conventional Hydroelectric | WAT | HY | 2 | 1929 |  |  | (OP) Operating
14328 | Pacific Gas & Electric Co | 284 | Spring Gap | Electric Utility | CA | 1 | 7 | Conventional Hydroelectric | WAT | HY | 9 | 1921 |  |  | (OP) Operating
14328 | Pacific Gas & Electric Co | 285 | Stanislaus | Electric Utility | CA | HC1 | 91 | Conventional Hydroelectric | WAT | HY | 3 | 1963 |  |  | (OP) Operating
7160 | Geysers Power Co LLC | 286 | Geysers Unit 5-20 | IPP Non-CHP | CA | U10 | 30 | Geothermal | GEO | ST | 7 | 1973 |  |  | (OS) Out of service and NOT expected to return to service in next calendar year
7160 | Geysers Power Co LLC | 286 | Geysers Unit 5-20 | IPP Non-CHP | CA | U11 | 68 | Geothermal | GEO | ST | 12 | 1975 |  |  | (OP) Operating
7160 | Geysers Power Co LLC | 286 | Geysers Unit 5-20 | IPP Non-CHP | CA | U12 | 51 | Geothermal | GEO | ST | 8 | 1979 |  |  | (OP) Operating
7160 | Geysers Power Co LLC | 286 | Geysers Unit 5-20 | IPP Non-CHP | CA | U13 | 65 | Geothermal | GEO | ST | 4 | 1980 |  |  | (OP) Operating
7160 | Geysers Power Co LLC | 286 | Geysers Unit 5-20 | IPP Non-CHP | CA | U14 | 60 | Geothermal | GEO | ST | 2 | 1980 |  |  | (OP) Operating
7160 | Geysers Power Co LLC | 286 | Geysers Unit 5-20 | IPP Non-CHP | CA | U16 | 65 | Geothermal | GEO | ST | 10 | 1985 |  |  | (OP) Operating
7160 | Geysers Power Co LLC | 286 | Geysers Unit 5-20 | IPP Non-CHP | CA | U17 | 60 | Geothermal | GEO | ST | 11 | 1982 |  |  | (OP) Operating
7160 | Geysers Power Co LLC | 286 | Geysers Unit 5-20 | IPP Non-CHP | CA | U18 | 60 | Geothermal | GEO | ST | 11 | 1983 |  |  | (OP) Operating
7160 | Geysers Power Co LLC | 286 | Geysers Unit 5-20 | IPP Non-CHP | CA | U20 | 50 | Geothermal | GEO | ST | 10 | 1985 |  |  | (OP) Operating
7160 | Geysers Power Co LLC | 286 | Geysers Unit 5-20 | IPP Non-CHP | CA | U5 | 45 | Geothermal | GEO | ST | 4 | 1971 |  |  | (OP) Operating
7160 | Geysers Power Co LLC | 286 | Geysers Unit 5-20 | IPP Non-CHP | CA | U6 | 45 | Geothermal | GEO | ST | 4 | 1971 |  |  | (OP) Operating
7160 | Geysers Power Co LLC | 286 | Geysers Unit 5-20 | IPP Non-CHP | CA | U7 | 40 | Geothermal | GEO | ST | 7 | 1972 |  |  | (OP) Operating
7160 | Geysers Power Co LLC | 286 | Geysers Unit 5-20 | IPP Non-CHP | CA | U8 | 40 | Geothermal | GEO | ST | 7 | 1972 |  |  | (OP) Operating
7160 | Geysers Power Co LLC | 286 | Geysers Unit 5-20 | IPP Non-CHP | CA | U9 | 30 | Geothermal | GEO | ST | 7 | 1973 |  |  | (OS) Out of service and NOT expected to return to service in next calendar year
14328 | Pacific Gas & Electric Co | 287 | Tiger Creek | Electric Utility | CA | H1 | 29 | Conventional Hydroelectric | WAT | HY | 8 | 1931 |  |  | (OP) Operating
14328 | Pacific Gas & Electric Co | 287 | Tiger Creek | Electric Utility | CA | H2 | 29 | Conventional Hydroelectric | WAT | HY | 6 | 1931 |  |  | (OP) Operating
14328 | Pacific Gas & Electric Co | 289 | Tule River | Electric Utility | CA | 1 | 3.2 | Conventional Hydroelectric | WAT | HY | 1 | 1914 |  |  | (OP) Operating
14328 | Pacific Gas & Electric Co | 289 | Tule River | Electric Utility | CA | 2 | 3.2 | Conventional Hydroelectric | WAT | HY | 1 | 1914 |  |  | (OP) Operating
14328 | Pacific Gas & Electric Co | 290 | Volta 1 | Electric Utility | CA | 1 | 9 | Conventional Hydroelectric | WAT | HY | 4 | 1980 |  |  | (OP) Operating
14328 | Pacific Gas & Electric Co | 291 | West Point PH | Electric Utility | CA | 1 | 14.5 | Conventional Hydroelectric | WAT | HY | 11 | 1948 |  |  | (OP) Operating
14328 | Pacific Gas & Electric Co | 292 | Wise | Electric Utility | CA | 1 | 14 | Conventional Hydroelectric | WAT | HY | 3 | 1917 |  |  | (OP) Operating
14328 | Pacific Gas & Electric Co | 292 | Wise | Electric Utility | CA | 2 | 3.2 | Conventional Hydroelectric | WAT | HY | 12 | 1986 |  |  | (OP) Operating
14328 | Pacific Gas & Electric Co | 293 | A G Wishon | Electric Utility | CA | 1 | 5 | Conventional Hydroelectric | WAT | HY | 9 | 1910 |  |  | (OP) Operating
14328 | Pacific Gas & Electric Co | 293 | A G Wishon | Electric Utility | CA | 2 | 5 | Conventional Hydroelectric | WAT | HY | 9 | 1910 |  |  | (OP) Operating
14328 | Pacific Gas & Electric Co | 293 | A G Wishon | Electric Utility | CA | 3 | 5 | Conventional Hydroelectric | WAT | HY | 9 | 1910 |  |  | (OP) Operating
14328 | Pacific Gas & Electric Co | 293 | A G Wishon | Electric Utility | CA | 4 | 5 | Conventional Hydroelectric | WAT | HY | 9 | 1910 |  |  | (OP) Operating
14354 | PacifiCorp | 294 | Copco 1 | Electric Utility | CA | 1 | 14 | Conventional Hydroelectric | WAT | HY | 1 | 1918 |  |  | (OP) Operating
14354 | PacifiCorp | 294 | Copco 1 | Electric Utility | CA | 2 | 14 | Conventional Hydroelectric | WAT | HY | 11 | 1918 |  |  | (OP) Operating
14354 | PacifiCorp | 295 | Copco 2 | Electric Utility | CA | 1 | 17 | Conventional Hydroelectric | WAT | HY | 7 | 1925 |  |  | (OP) Operating
14354 | PacifiCorp | 295 | Copco 2 | Electric Utility | CA | 2 | 17 | Conventional Hydroelectric | WAT | HY | 8 | 1925 |  |  | (OP) Operating
14354 | PacifiCorp | 296 | Fall Creek | Electric Utility | CA | 1 | 0.4 | Conventional Hydroelectric | WAT | HY | 9 | 1903 |  |  | (OP) Operating
14354 | PacifiCorp | 296 | Fall Creek | Electric Utility | CA | 2 | 0.4 | Conventional Hydroelectric | WAT | HY | 8 | 1907 |  |  | (OP) Operating
14354 | PacifiCorp | 296 | Fall Creek | Electric Utility | CA | 3 | 1.1 | Conventional Hydroelectric | WAT | HY | 1 | 1910 |  |  | (OP) Operating
14354 | PacifiCorp | 297 | Iron Gate | Electric Utility | CA | 1 | 18.8 | Conventional Hydroelectric | WAT | HY | 2 | 1962 |  |  | (OP) Operating
54888 | NRG Texas Power LLC | 298 | Limestone | IPP Non-CHP | TX | 1 | 831 | Conventional Steam Coal | LIG | ST | 12 | 1985 |  |  | (OP) Operating
54888 | NRG Texas Power LLC | 298 | Limestone | IPP Non-CHP | TX | 2 | 858 | Conventional Steam Coal | LIG | ST | 12 | 1986 |  |  | (OP) Operating
14354 | PacifiCorp | 299 | Blundell | Electric Utility | UT | 1 | 23 | Geothermal | GEO | ST | 7 | 1984 |  |  | (OP) Operating
14354 | PacifiCorp | 299 | Blundell | Electric Utility | UT | 2 | 11 | Geothermal | GEO | ST | 12 | 2007 |  |  | (OP) Operating
13960 | NRG Cabrillo Power Ops Inc | 301 | El Cajon | IPP Non-CHP | CA | ENCI | 16 | Natural Gas Fired Combustion Turbine | NG | GT | 11 | 1968 | 12 | 2016 | (SB) Standby/Backup: available for service but not normally used
13960 | NRG Cabrillo Power Ops Inc | 302 | Encina | IPP Non-CHP | CA | 2 | 104 | Natural Gas Steam Turbine | NG | ST | 7 | 1956 | 12 | 2017 | (OP) Operating
13960 | NRG Cabrillo Power Ops Inc | 302 | Encina | IPP Non-CHP | CA | 3 | 110 | Natural Gas Steam Turbine | NG | ST | 8 | 1958 | 12 | 2017 | (OP) Operating
13960 | NRG Cabrillo Power Ops Inc | 302 | Encina | IPP Non-CHP | CA | 4 | 300 | Natural Gas Steam Turbine | NG | ST | 11 | 1973 | 12 | 2017 | (OP) Operating
13960 | NRG Cabrillo Power Ops Inc | 302 | Encina | IPP Non-CHP | CA | 5 | 330 | Natural Gas Steam Turbine | NG | ST | 11 | 1978 | 12 | 2017 | (OP) Operating
13960 | NRG Cabrillo Power Ops Inc | 302 | Encina | IPP Non-CHP | CA | GT1 | 14 | Natural Gas Fired Combustion Turbine | NG | GT | 11 | 1968 | 12 | 2017 | (SB) Standby/Backup: available for service but not normally used
13960 | NRG Cabrillo Power Ops Inc | 302 | Encina | IPP Non-CHP | CA | ST1 | 106 | Natural Gas Steam Turbine | NG | ST | 11 | 1954 | 12 | 2017 | (OP) Operating
13960 | NRG Cabrillo Power Ops Inc | 303 | Kearny | IPP Non-CHP | CA | KEA2 | 59 | Natural Gas Fired Combustion Turbine | NG | GT | 12 | 1969 | 12 | 2016 | (SB) Standby/Backup: available for service but not normally used
13960 | NRG Cabrillo Power Ops Inc | 303 | Kearny | IPP Non-CHP | CA | KEA3 | 61 | Natural Gas Fired Combustion Turbine | NG | GT | 12 | 1969 | 12 | 2016 | (SB) Standby/Backup: available for service but not normally used
13960 | NRG Cabrillo Power Ops Inc | 305 | Miramar | IPP Non-CHP | CA | MRGT | 36 | Natural Gas Fired Combustion Turbine | NG | GT | 5 | 1972 | 12 | 2016 | (SB) Standby/Backup: available for service but not normally used
17271 | City & Borough of Sitka - (AK) | 313 | Green Lake | Electric Utility | AK | 1 | 9.3 | Conventional Hydroelectric | WAT | HY | 4 | 1982 |  |  | (OP) Operating
17271 | City & Borough of Sitka - (AK) | 313 | Green Lake | Electric Utility | AK | 2 | 9.3 | Conventional Hydroelectric | WAT | HY | 10 | 1982 |  |  | (OP) Operating
9216 | Imperial Irrigation District | 314 | Drop 5 | Electric Utility | CA | 1 | 0.9 | Conventional Hydroelectric | WAT | HY | 3 | 1982 |  |  | (OP) Operating
9216 | Imperial Irrigation District | 314 | Drop 5 | Electric Utility | CA | 2 | 1.9 | Conventional Hydroelectric | WAT | HY | 3 | 1982 |  |  | (OP) Operating
22148 | AES Alamitos LLC | 315 | AES Alamitos LLC | IPP Non-CHP | CA | 1 | 175 | Natural Gas Steam Turbine | NG | ST | 9 | 1956 |  |  | (OP) Operating
22148 | AES Alamitos LLC | 315 | AES Alamitos LLC | IPP Non-CHP | CA | 2 | 175 | Natural Gas Steam Turbine | NG | ST | 2 | 1957 |  |  | (OP) Operating
22148 | AES Alamitos LLC | 315 | AES Alamitos LLC | IPP Non-CHP | CA | 3 | 332 | Natural Gas Steam Turbine | NG | ST | 12 | 1961 |  |  | (OP) Operating
22148 | AES Alamitos LLC | 315 | AES Alamitos LLC | IPP Non-CHP | CA | 4 | 335 | Natural Gas Steam Turbine | NG | ST | 6 | 1962 |  |  | (OP) Operating
22148 | AES Alamitos LLC | 315 | AES Alamitos LLC | IPP Non-CHP | CA | 5 | 485 | Natural Gas Steam Turbine | NG | ST | 3 | 1964 |  |  | (OP) Operating
22148 | AES Alamitos LLC | 315 | AES Alamitos LLC | IPP Non-CHP | CA | 6 | 495 | Natural Gas Steam Turbine | NG | ST | 9 | 1966 |  |  | (OP) Operating
12397 | Metropolitan Water District of S CA | 316 | Sepulveda Canyon | Electric Utility | CA | 1 | 8.5 | Conventional Hydroelectric | WAT | HY | 6 | 1982 |  |  | (SB) Standby/Backup: available for service but not normally used
17609 | Southern California Edison Co | 317 | Big Creek 1 | Electric Utility | CA | 1 | 19.8 | Conventional Hydroelectric | WAT | HY | 11 | 1913 |  |  | (OP) Operating
17609 | Southern California Edison Co | 317 | Big Creek 1 | Electric Utility | CA | 2 | 15.8 | Conventional Hydroelectric | WAT | HY | 11 | 1913 |  |  | (OP) Operating
17609 | Southern California Edison Co | 317 | Big Creek 1 | Electric Utility | CA | 3 | 21.6 | Conventional Hydroelectric | WAT | HY | 7 | 1923 |  |  | (OP) Operating
17609 | Southern California Edison Co | 317 | Big Creek 1 | Electric Utility | CA | 4 | 31.2 | Conventional Hydroelectric | WAT | HY | 6 | 1925 |  |  | (OP) Operating
17609 | Southern California Edison Co | 318 | Big Creek 2 | Electric Utility | CA | 3 | 15.8 | Conventional Hydroelectric | WAT | HY | 12 | 1913 |  |  | (OP) Operating
17609 | Southern California Edison Co | 318 | Big Creek 2 | Electric Utility | CA | 4 | 15.8 | Conventional Hydroelectric | WAT | HY | 1 | 1914 |  |  | (OP) Operating
17609 | Southern California Edison Co | 318 | Big Creek 2 | Electric Utility | CA | 5 | 17.5 | Conventional Hydroelectric | WAT | HY | 2 | 1921 |  |  | (OP) Operating
17609 | Southern California Edison Co | 318 | Big Creek 2 | Electric Utility | CA | 6 | 17.5 | Conventional Hydroelectric | WAT | HY | 3 | 1925 |  |  | (OP) Operating
17609 | Southern California Edison Co | 319 | Big Creek 3 | Electric Utility | CA | 1 | 34 | Conventional Hydroelectric | WAT | HY | 10 | 1923 |  |  | (OP) Operating
17609 | Southern California Edison Co | 319 | Big Creek 3 | Electric Utility | CA | 2 | 34 | Conventional Hydroelectric | WAT | HY | 9 | 1923 |  |  | (OP) Operating
17609 | Southern California Edison Co | 319 | Big Creek 3 | Electric Utility | CA | 3 | 33 | Conventional Hydroelectric | WAT | HY | 10 | 1923 |  |  | (OP) Operating
17609 | Southern California Edison Co | 319 | Big Creek 3 | Electric Utility | CA | 4 | 36 | Conventional Hydroelectric | WAT | HY | 4 | 1948 |  |  | (OP) Operating
17609 | Southern California Edison Co | 319 | Big Creek 3 | Electric Utility | CA | 5 | 36.5 | Conventional Hydroelectric | WAT | HY | 2 | 1980 |  |  | (OP) Operating
17609 | Southern California Edison Co | 320 | Big Creek 4 | Electric Utility | CA | 1 | 50 | Conventional Hydroelectric | WAT | HY | 6 | 1951 |  |  | (OP) Operating
17609 | Southern California Edison Co | 320 | Big Creek 4 | Electric Utility | CA | 2 | 50 | Conventional Hydroelectric | WAT | HY | 7 | 1951 |  |  | (OP) Operating
17609 | Southern California Edison Co | 321 | Big Creek 8 | Electric Utility | CA | 1 | 25.8 | Conventional Hydroelectric | WAT | HY | 8 | 1921 |  |  | (OP) Operating
17609 | Southern California Edison Co | 321 | Big Creek 8 | Electric Utility | CA | 2 | 45 | Conventional Hydroelectric | WAT | HY | 6 | 1929 |  |  | (OP) Operating
17609 | Southern California Edison Co | 322 | Big Creek 2A | Electric Utility | CA | 1 | 50 | Conventional Hydroelectric | WAT | HY | 8 | 1928 |  |  | (OP) Operating
17609 | Southern California Edison Co | 322 | Big Creek 2A | Electric Utility | CA | 2 | 50 | Conventional Hydroelectric | WAT | HY | 12 | 1928 |  |  | (OP) Operating
17609 | Southern California Edison Co | 323 | Bishop Creek 2 | Electric Utility | CA | 1 | 2.5 | Conventional Hydroelectric | WAT | HY | 11 | 1908 |  |  | (OP) Operating
17609 | Southern California Edison Co | 323 | Bishop Creek 2 | Electric Utility | CA | 2 | 2.5 | Conventional Hydroelectric | WAT | HY | 11 | 1908 |  |  | (OP) Operating
17609 | Southern California Edison Co | 323 | Bishop Creek 2 | Electric Utility | CA | 3 | 2.3 | Conventional Hydroelectric | WAT | HY | 6 | 1911 |  |  | (OP) Operating
17609 | Southern California Edison Co | 324 | Bishop Creek 3 | Electric Utility | CA | 1 | 2.8 | Conventional Hydroelectric | WAT | HY | 6 | 1913 |  |  | (OP) Operating
17609 | Southern California Edison Co | 324 | Bishop Creek 3 | Electric Utility | CA | 2 | 2.3 | Conventional Hydroelectric | WAT | HY | 6 | 1913 |  |  | (OP) Operating
17609 | Southern California Edison Co | 324 | Bishop Creek 3 | Electric Utility | CA | 3 | 2.8 | Conventional Hydroelectric | WAT | HY | 6 | 1913 |  |  | (OP) Operating
17609 | Southern California Edison Co | 325 | Bishop Creek 4 | Electric Utility | CA | 1 | 1 | Conventional Hydroelectric | WAT | HY | 9 | 1905 |  |  | (OP) Operating
17609 | Southern California Edison Co | 325 | Bishop Creek 4 | Electric Utility | CA | 2 | 1 | Conventional Hydroelectric | WAT | HY | 9 | 1905 |  |  | (OP) Operating
17609 | Southern California Edison Co | 325 | Bishop Creek 4 | Electric Utility | CA | 3 | 2 | Conventional Hydroelectric | WAT | HY | 6 | 1906 |  |  | (OP) Operating
17609 | Southern California Edison Co | 325 | Bishop Creek 4 | Electric Utility | CA | 4 | 2 | Conventional Hydroelectric | WAT | HY | 10 | 1907 |  |  | (OP) Operating
17609 | Southern California Edison Co | 325 | Bishop Creek 4 | Electric Utility | CA | 5 | 2 | Conventional Hydroelectric | WAT | HY | 6 | 1909 |  |  | (OP) Operating
17609 | Southern California Edison Co | 326 | Bishop Creek 5 | Electric Utility | CA | 1 | 2 | Conventional Hydroelectric | WAT | HY | 5 | 1943 |  |  | (OP) Operating
17609 | Southern California Edison Co | 326 | Bishop Creek 5 | Electric Utility | CA | 2 | 1.8 | Conventional Hydroelectric | WAT | HY | 6 | 1919 |  |  | (OP) Operating
17609 | Southern California Edison Co | 327 | Bishop Creek 6 | Electric Utility | CA | 1 | 1.6 | Conventional Hydroelectric | WAT | HY | 3 | 1913 |  |  | (OP) Operating
17609 | Southern California Edison Co | 328 | Borel | Electric Utility | CA | 1 | 2.1 | Conventional Hydroelectric | WAT | HY | 12 | 1904 |  |  | (OP) Operating
17609 | Southern California Edison Co | 328 | Borel | Electric Utility | CA | 2 | 2.5 | Conventional Hydroelectric | WAT | HY | 12 | 1904 |  |  | (OP) Operating
17609 | Southern California Edison Co | 328 | Borel | Electric Utility | CA | 3 | 6 | Conventional Hydroelectric | WAT | HY | 1 | 1932 |  |  | (OP) Operating
13584 | NRG El Segundo Operations Inc | 330 | El Segundo Power | IPP Non-CHP | CA | 4 | 335 | Natural Gas Steam Turbine | NG | ST | 4 | 1965 | 12 | 2015 | (OP) Operating
15908 | NRG California South LP | 331 | Etiwanda Generating Station | IPP Non-CHP | CA | 3 | 320 | Natural Gas Steam Turbine | NG | ST | 5 | 1963 |  |  | (OP) Operating
15908 | NRG California South LP | 331 | Etiwanda Generating Station | IPP Non-CHP | CA | 4 | 320 | Natural Gas Steam Turbine | NG | ST | 10 | 1963 |  |  | (OP) Operating
17609 | Southern California Edison Co | 332 | Fontana | Electric Utility | CA | 1 | 1.4 | Conventional Hydroelectric | WAT | HY | 12 | 1917 |  |  | (OP) Operating
17609 | Southern California Edison Co | 332 | Fontana | Electric Utility | CA | 2 | 1.4 | Conventional Hydroelectric | WAT | HY | 12 | 1917 |  |  | (OP) Operating
23693 | AES Huntington Beach LLC | 335 | AES Huntington Beach LLC | IPP Non-CHP | CA | 1 | 225.8 | Natural Gas Steam Turbine | NG | ST | 6 | 1958 |  |  | (OP) Operating
23693 | AES Huntington Beach LLC | 335 | AES Huntington Beach LLC | IPP Non-CHP | CA | 2 | 225.8 | Natural Gas Steam Turbine | NG | ST | 12 | 1958 |  |  | (OP) Operating
17609 | Southern California Edison Co | 336 | Kaweah 2 | Electric Utility | CA | 2 | 1.8 | Conventional Hydroelectric | WAT | HY | 9 | 1929 |  |  | (OP) Operating
17609 | Southern California Edison Co | 337 | Kaweah 1 | Electric Utility | CA | 1 | 2.3 | Conventional Hydroelectric | WAT | HY | 5 | 1929 |  |  | (OP) Operating
17609 | Southern California Edison Co | 338 | Kaweah 3 | Electric Utility | CA | 1 | 2.4 | Conventional Hydroelectric | WAT | HY | 5 | 1913 |  |  | (OP) Operating
17609 | Southern California Edison Co | 338 | Kaweah 3 | Electric Utility | CA | 2 | 2.1 | Conventional Hydroelectric | WAT | HY | 5 | 1913 |  |  | (OP) Operating
17609 | Southern California Edison Co | 339 | Kern River 3 | Electric Utility | CA | 1 | 20.5 | Conventional Hydroelectric | WAT | HY | 5 | 1921 |  |  | (OP) Operating
17609 | Southern California Edison Co | 339 | Kern River 3 | Electric Utility | CA | 2 | 19.7 | Conventional Hydroelectric | WAT | HY | 3 | 1921 |  |  | (OP) Operating
17609 | Southern California Edison Co | 340 | Kern River 1 | Electric Utility | CA | 1 | 6.6 | Conventional Hydroelectric | WAT | HY | 5 | 1907 |  |  | (OP) Operating
17609 | Southern California Edison Co | 340 | Kern River 1 | Electric Utility | CA | 2 | 6.6 | Conventional Hydroelectric | WAT | HY | 6 | 1907 |  |  | (OP) Operating
17609 | Southern California Edison Co | 340 | Kern River 1 | Electric Utility | CA | 3 | 6.6 | Conventional Hydroelectric | WAT | HY | 7 | 1907 |  |  | (OP) Operating
17609 | Southern California Edison Co | 340 | Kern River 1 | Electric Utility | CA | 4 | 6.6 | Conventional Hydroelectric | WAT | HY | 6 | 1907 |  |  | (OP) Operating
13584 | NRG El Segundo Operations Inc | 341 | Long Beach Generation LLC | IPP Non-CHP | CA | CT1 | 65 | Natural Gas Fired Combustion Turbine | NG | GT | 12 | 1976 |  |  | (OP) Operating
13584 | NRG El Segundo Operations Inc | 341 | Long Beach Generation LLC | IPP Non-CHP | CA | CT2 | 65 | Natural Gas Fired Combustion Turbine | NG | GT | 12 | 1976 |  |  | (OP) Operating
13584 | NRG El Segundo Operations Inc | 341 | Long Beach Generation LLC | IPP Non-CHP | CA | CT3 | 65 | Natural Gas Fired Combustion Turbine | NG | GT | 12 | 1976 |  |  | (OP) Operating
13584 | NRG El Segundo Operations Inc | 341 | Long Beach Generation LLC | IPP Non-CHP | CA | CT4 | 65 | Natural Gas Fired Combustion Turbine | NG | GT | 12 | 1976 |  |  | (OP) Operating
17609 | Southern California Edison Co | 342 | Lundy | Electric Utility | CA | 1 | 1.5 | Conventional Hydroelectric | WAT | HY | 12 | 1911 |  |  | (OP) Operating
17609 | Southern California Edison Co | 342 | Lundy | Electric Utility | CA | 2 | 1.5 | Conventional Hydroelectric | WAT | HY | 2 | 1912 |  |  | (OP) Operating
17609 | Southern California Edison Co | 344 | Mammoth Pool | Electric Utility | CA | 1 | 80 | Conventional Hydroelectric | WAT | HY | 3 | 1960 |  |  | (OP) Operating
17609 | Southern California Edison Co | 344 | Mammoth Pool | Electric Utility | CA | 2 | 80 | Conventional Hydroelectric | WAT | HY | 3 | 1960 |  |  | (OP) Operating
15908 | NRG California South LP | 345 | Mandalay | IPP Non-CHP | CA | 03 | 130 | Natural Gas Fired Combustion Turbine | NG | GT | 4 | 1970 |  |  | (OP) Operating
15908 | NRG California South LP | 345 | Mandalay | IPP Non-CHP | CA | 1 | 215 | Natural Gas Steam Turbine | NG | ST | 5 | 1959 |  |  | (OP) Operating
15908 | NRG California South LP | 345 | Mandalay | IPP Non-CHP | CA | 2 | 215 | Natural Gas Steam Turbine | NG | ST | 8 | 1959 |  |  | (OP) Operating
15908 | NRG California South LP | 350 | Ormond Beach | IPP Non-CHP | CA | 1 | 741 | Natural Gas Steam Turbine | NG | ST | 8 | 1971 |  |  | (OP) Operating
15908 | NRG California South LP | 350 | Ormond Beach | IPP Non-CHP | CA | 2 | 775 | Natural Gas Steam Turbine | NG | ST | 3 | 1973 |  |  | (OP) Operating
17609 | Southern California Edison Co | 353 | Poole | Electric Utility | CA | 1 | 10.9 | Conventional Hydroelectric | WAT | HY | 5 | 1924 |  |  | (OP) Operating
17609 | Southern California Edison Co | 354 | Portal | Electric Utility | CA | 1 | 10.8 | Conventional Hydroelectric | WAT | HY | 12 | 1956 |  |  | (OP) Operating
22484 | AES Redondo Beach LLC | 356 | AES Redondo Beach LLC | IPP Non-CHP | CA | 5 | 175 | Natural Gas Steam Turbine | NG | ST | 10 | 1954 |  |  | (OP) Operating
22484 | AES Redondo Beach LLC | 356 | AES Redondo Beach LLC | IPP Non-CHP | CA | 6 | 175 | Natural Gas Steam Turbine | NG | ST | 7 | 1957 |  |  | (OP) Operating
22484 | AES Redondo Beach LLC | 356 | AES Redondo Beach LLC | IPP Non-CHP | CA | 7 | 480 | Natural Gas Steam Turbine | NG | ST | 2 | 1967 |  |  | (OP) Operating
22484 | AES Redondo Beach LLC | 356 | AES Redondo Beach LLC | IPP Non-CHP | CA | 8 | 480 | Natural Gas Steam Turbine | NG | ST | 7 | 1967 |  |  | (OP) Operating
17609 | Southern California Edison Co | 357 | Rush Creek | Electric Utility | CA | 1 | 5.5 | Conventional Hydroelectric | WAT | HY | 10 | 1916 |  |  | (OP) Operating
17609 | Southern California Edison Co | 357 | Rush Creek | Electric Utility | CA | 2 | 5.5 | Conventional Hydroelectric | WAT | HY | 12 | 1917 |  |  | (OP) Operating
17609 | Southern California Edison Co | 358 | Mountainview Generating Station | Electric Utility | CA | MV3A | 149 | Natural Gas Fired Combined Cycle | NG | CT | 12 | 2005 |  |  | (OP) Operating
17609 | Southern California Edison Co | 358 | Mountainview Generating Station | Electric Utility | CA | MV3B | 149 | Natural Gas Fired Combined Cycle | NG | CT | 12 | 2005 |  |  | (OP) Operating
17609 | Southern California Edison Co | 358 | Mountainview Generating Station | Electric Utility | CA | MV3C | 188 | Natural Gas Fired Combined Cycle | NG | CA | 12 | 2005 |  |  | (OP) Operating
17609 | Southern California Edison Co | 358 | Mountainview Generating Station | Electric Utility | CA | MV4A | 149 | Natural Gas Fired Combined Cycle | NG | CT | 1 | 2006 |  |  | (OP) Operating
17609 | Southern California Edison Co | 358 | Mountainview Generating Station | Electric Utility | CA | MV4B | 149 | Natural Gas Fired Combined Cycle | NG | CT | 1 | 2006 |  |  | (OP) Operating
17609 | Southern California Edison Co | 358 | Mountainview Generating Station | Electric Utility | CA | MV4C | 188 | Natural Gas Fired Combined Cycle | NG | CA | 1 | 2006 |  |  | (OP) Operating
17609 | Southern California Edison Co | 361 | Santa Ana 1 | Electric Utility | CA | 1 | 0.8 | Conventional Hydroelectric | WAT | HY | 2 | 1899 |  |  | (OP) Operating
17609 | Southern California Edison Co | 361 | Santa Ana 1 | Electric Utility | CA | 2 | 0.8 | Conventional Hydroelectric | WAT | HY | 2 | 1899 |  |  | (OP) Operating
17609 | Southern California Edison Co | 361 | Santa Ana 1 | Electric Utility | CA | 3 | 0.8 | Conventional Hydroelectric | WAT | HY | 1 | 1899 |  |  | (OP) Operating
17609 | Southern California Edison Co | 361 | Santa Ana 1 | Electric Utility | CA | 4 | 0.8 | Conventional Hydroelectric | WAT | HY | 1 | 1899 |  |  | (OP) Operating
17609 | Southern California Edison Co | 363 | Santa Ana 3 | Electric Utility | CA | 1 | 3.1 | Conventional Hydroelectric | WAT | HY | 9 | 1999 |  |  | (OP) Operating
17609 | Southern California Edison Co | 365 | Lower Tule River | Electric Utility | CA | 1 | 1.3 | Conventional Hydroelectric | WAT | HY | 9 | 1909 |  |  | (OP) Operating
17609 | Southern California Edison Co | 365 | Lower Tule River | Electric Utility | CA | 2 | 1.3 | Conventional Hydroelectric | WAT | HY | 9 | 1909 |  |  | (OP) Operating
20160 | Energy Northwest | 371 | Columbia Generating Station | Electric Utility | WA | 2 | 1137 | Nuclear | NUC | ST | 12 | 1984 |  |  | (OP) Operating |  |  |  | 2017 | 6 | 20
5571 | East Bay Municipal Util Dist | 376 | Pardee | Electric Utility | CA | 1 | 8.9 | Conventional Hydroelectric | WAT | HY | 7 | 1930 |  |  | (OP) Operating
5571 | East Bay Municipal Util Dist | 376 | Pardee | Electric Utility | CA | 2 | 8.9 | Conventional Hydroelectric | WAT | HY | 7 | 1930 |  |  | (OP) Operating
5571 | East Bay Municipal Util Dist | 376 | Pardee | Electric Utility | CA | 3 | 9.9 | Conventional Hydroelectric | WAT | HY | 6 | 1983 |  |  | (OP) Operating
7294 | City of Glendale - (CA) | 377 | Grayson | Electric Utility | CA | 1 | 19 | Natural Gas Fired Combined Cycle | NG | CA | 7 | 1977 |  |  | (OP) Operating
7294 | City of Glendale - (CA) | 377 | Grayson | Electric Utility | CA | 2 | 19 | Natural Gas Fired Combined Cycle | NG | CA | 7 | 1977 |  |  | (OP) Operating
7294 | City of Glendale - (CA) | 377 | Grayson | Electric Utility | CA | 3 | 18 | Landfill Gas | LFG | ST | 12 | 1953 |  |  | (OP) Operating
7294 | City of Glendale - (CA) | 377 | Grayson | Electric Utility | CA | 4 | 40 | Landfill Gas | LFG | ST | 9 | 1959 |  |  | (OP) Operating
7294 | City of Glendale - (CA) | 377 | Grayson | Electric Utility | CA | 5 | 40 | Landfill Gas | LFG | ST | 11 | 1964 |  |  | (OP) Operating
7294 | City of Glendale - (CA) | 377 | Grayson | Electric Utility | CA | 8A | 26 | Natural Gas Fired Combined Cycle | NG | CT | 7 | 1977 |  |  | (OP) Operating
7294 | City of Glendale - (CA) | 377 | Grayson | Electric Utility | CA | 8BC | 46 | Natural Gas Fired Combined Cycle | NG | CT | 7 | 1977 |  |  | (OP) Operating
7294 | City of Glendale - (CA) | 377 | Grayson | Electric Utility | CA | 9 | 48 | Natural Gas Fired Combustion Turbine | NG | GT | 1 | 2004 |  |  | (OP) Operating
12647 | ALLETE, Inc. | 378 | Prairie River | Electric Utility | MN | 1 | 0.3 | Conventional Hydroelectric | WAT | HY | 4 | 1920 |  |  | (OP) Operating
12647 | ALLETE, Inc. | 378 | Prairie River | Electric Utility | MN | 2 | 0.3 | Conventional Hydroelectric | WAT | HY | 4 | 1920 |  |  | (OP) Operating
16612 | City & County of San Francisco | 380 | Dion R Holm | Electric Utility | CA | 1 | 78.4 | Conventional Hydroelectric | WAT | HY | 8 | 1960 |  |  | (OP) Operating
16612 | City & County of San Francisco | 380 | Dion R Holm | Electric Utility | CA | 2 | 78.4 | Conventional Hydroelectric | WAT | HY | 8 | 1960 |  |  | (OP) Operating
16612 | City & County of San Francisco | 381 | Moccasin | Electric Utility | CA | 1 | 50 | Conventional Hydroelectric | WAT | HY | 8 | 1969 |  |  | (OP) Operating |  |  |  | 2017 | 1 | 56.3
16612 | City & County of San Francisco | 381 | Moccasin | Electric Utility | CA | 2 | 50 | Conventional Hydroelectric | WAT | HY | 9 | 1969 |  |  | (OP) Operating |  |  |  | 2018 | 1 | 56.3
16612 | City & County of San Francisco | 382 | R C Kirkwood | Electric Utility | CA | 1 | 39.5 | Conventional Hydroelectric | WAT | HY | 2 | 1967 |  |  | (OP) Operating
16612 | City & County of San Francisco | 382 | R C Kirkwood | Electric Utility | CA | 2 | 39.5 | Conventional Hydroelectric | WAT | HY | 2 | 1967 |  |  | (OP) Operating
16612 | City & County of San Francisco | 382 | R C Kirkwood | Electric Utility | CA | 3 | 36.5 | Conventional Hydroelectric | WAT | HY | 9 | 1987 |  |  | (OP) Operating
12384 | Midwest Generations EME LLC | 384 | Joliet 29 | IPP Non-CHP | IL | 7 | 518 | Conventional Steam Coal | SUB | ST | 4 | 1965 |  |  | (OP) Operating
12384 | Midwest Generations EME LLC | 384 | Joliet 29 | IPP Non-CHP | IL | 8 | 518 | Conventional Steam Coal | SUB | ST | 3 | 1966 |  |  | (OP) Operating
9216 | Imperial Irrigation District | 385 | Drop 2 (CA) | Electric Utility | CA | 1 | 3.4 | Conventional Hydroelectric | WAT | HY | 12 | 1953 |  |  | (OP) Operating
9216 | Imperial Irrigation District | 385 | Drop 2 (CA) | Electric Utility | CA | 2 | 5 | Conventional Hydroelectric | WAT | HY | 12 | 1953 |  |  | (OP) Operating
9216 | Imperial Irrigation District | 386 | Drop 3 (CA) | Electric Utility | CA | 1 | 2.7 | Conventional Hydroelectric | WAT | HY | 2 | 1941 |  |  | (OP) Operating
9216 | Imperial Irrigation District | 386 | Drop 3 (CA) | Electric Utility | CA | 2 | 4.6 | Conventional Hydroelectric | WAT | HY | 11 | 1966 |  |  | (OP) Operating
9216 | Imperial Irrigation District | 387 | Drop 4 | Electric Utility | CA | 1 | 8.1 | Conventional Hydroelectric | WAT | HY | 8 | 1950 |  |  | (OP) Operating
9216 | Imperial Irrigation District | 387 | Drop 4 | Electric Utility | CA | 2 | 11 | Conventional Hydroelectric | WAT | HY | 2 | 1941 |  |  | (OP) Operating
9216 | Imperial Irrigation District | 388 | Pilot Knob | Electric Utility | CA | 1 | 0 | Conventional Hydroelectric | WAT | HY | 1 | 1957 |  |  | (OP) Operating
9216 | Imperial Irrigation District | 388 | Pilot Knob | Electric Utility | CA | 2 | 0 | Conventional Hydroelectric | WAT | HY | 1 | 1957 |  |  | (OP) Operating
9216 | Imperial Irrigation District | 389 | El Centro | Electric Utility | CA | 2 | 32.8 | Natural Gas Fired Combined Cycle | NG | CA | 8 | 1952 |  |  | (SB) Standby/Backup: available for service but not normally used
9216 | Imperial Irrigation District | 389 | El Centro | Electric Utility | CA | 2A | 76 | Natural Gas Fired Combined Cycle | NG | CT | 6 | 1993 |  |  | (SB) Standby/Backup: available for service but not normally used
9216 | Imperial Irrigation District | 389 | El Centro | Electric Utility | CA | 30 | 56.5 | Natural Gas Fired Combined Cycle | NG | CA | 10 | 2012 |  |  | (OP) Operating
9216 | Imperial Irrigation District | 389 | El Centro | Electric Utility | CA | 31 | 45 | Natural Gas Fired Combined Cycle | NG | CT | 10 | 2012 |  |  | (OP) Operating
9216 | Imperial Irrigation District | 389 | El Centro | Electric Utility | CA | 32 | 45 | Natural Gas Fired Combined Cycle | NG | CT | 10 | 2012 |  |  | (OP) Operating
9216 | Imperial Irrigation District | 389 | El Centro | Electric Utility | CA | 4 | 70 | Natural Gas Steam Turbine | NG | ST | 8 | 1968 |  |  | (OP) Operating
4329 | Copper Valley Elec Assn, Inc | 390 | Solomon Gulch | Electric Utility | AK | 1 | 6 | Conventional Hydroelectric | WAT | HY | 1 | 1982 |  |  | (OP) Operating | [5 empty] | 0
4329 | Copper Valley Elec Assn, Inc | 390 | Solomon Gulch | Electric Utility | AK | 2 | 6 | Conventional Hydroelectric | WAT | HY | 1 | 1982 |  |  | (OP) Operating | [5 empty] | 0
11208 | Los Angeles Department of Water & Power | 391 | Big Pine Creek | Electric Utility | CA | 1 | 3 | Conventional Hydroelectric | WAT | HY | 7 | 1925 |  |  | (OP) Operating
11208 | Los Angeles Department of Water & Power | 392 | Castaic | Electric Utility | CA | 1 | 250 | Hydroelectric Pumped Storage | WAT | PS | 9 | 1973 |  |  | (OP) Operating
11208 | Los Angeles Department of Water & Power | 392 | Castaic | Electric Utility | CA | 2 | 265 | Hydroelectric Pumped Storage | WAT | PS | 8 | 1974 |  |  | (OP) Operating
11208 | Los Angeles Department of Water & Power | 392 | Castaic | Electric Utility | CA | 3 | 265 | Hydroelectric Pumped Storage | WAT | PS | 3 | 1977 |  |  | (OP) Operating
11208 | Los Angeles Department of Water & Power | 392 | Castaic | Electric Utility | CA | 4 | 265 | Hydroelectric Pumped Storage | WAT | PS | 8 | 1977 |  |  | (OP) Operating
11208 | Los Angeles Department of Water & Power | 392 | Castaic | Electric Utility | CA | 5 | 265 | Hydroelectric Pumped Storage | WAT | PS | 3 | 1978 |  |  | (OP) Operating
11208 | Los Angeles Department of Water & Power | 392 | Castaic | Electric Utility | CA | 6 | 265 | Hydroelectric Pumped Storage | WAT | PS | 10 | 1978 |  |  | (OP) Operating
11208 | Los Angeles Department of Water & Power | 392 | Castaic | Electric Utility | CA | 7 | 56 | Conventional Hydroelectric | WAT | HY | 2 | 1972 |  |  | (OP) Operating
11208 | Los Angeles Department of Water & Power | 393 | Control Gorge | Electric Utility | CA | 1 | 37.5 | Conventional Hydroelectric | WAT | HY | 4 | 1952 |  |  | (OP) Operating
11208 | Los Angeles Department of Water & Power | 394 | Cottonwood | Electric Utility | CA | 1 | 1.2 | Conventional Hydroelectric | WAT | HY | 11 | 1908 |  |  | (OP) Operating
11208 | Los Angeles Department of Water & Power | 394 | Cottonwood | Electric Utility | CA | 2 | 1.2 | Conventional Hydroelectric | WAT | HY | 10 | 1909 |  |  | (OP) Operating
11208 | Los Angeles Department of Water & Power | 396 | Foothill | Electric Utility | CA | 1 | 9.9 | Conventional Hydroelectric | WAT | HY | 10 | 1971 |  |  | (OP) Operating
11208 | Los Angeles Department of Water & Power | 397 | Franklin (CA) | Electric Utility | CA | 1 | 2 | Conventional Hydroelectric | WAT | HY | 6 | 1921 |  |  | (OP) Operating
11208 | Los Angeles Department of Water & Power | 398 | Haiwee | Electric Utility | CA | 1 | 3.6 | Conventional Hydroelectric | WAT | HY | 7 | 1927 |  |  | (OP) Operating
11208 | Los Angeles Department of Water & Power | 398 | Haiwee | Electric Utility | CA | 2 | 3.6 | Conventional Hydroelectric | WAT | HY | 7 | 1927 |  |  | (OP) Operating
11208 | Los Angeles Department of Water & Power | 399 | Harbor | Electric Utility | CA | 10A | 79.5 | Natural Gas Fired Combined Cycle | NG | CT | 1 | 1994 |  |  | (OP) Operating
11208 | Los Angeles Department of Water & Power | 399 | Harbor | Electric Utility | CA | 10B | 79.5 | Natural Gas Fired Combined Cycle | NG | CT | 1 | 1994 |  |  | (OP) Operating
11208 | Los Angeles Department of Water & Power | 399 | Harbor | Electric Utility | CA | 5 | 65 | Natural Gas Fired Combined Cycle | NG | CA | 7 | 1949 |  |  | (OP) Operating
11208 | Los Angeles Department of Water & Power | 399 | Harbor | Electric Utility | CA | GT10 | 47.4 | Natural Gas Fired Combustion Turbine | NG | GT | 1 | 2002 |  |  | (OP) Operating
11208 | Los Angeles Department of Water & Power | 399 | Harbor | Electric Utility | CA | GT11 | 47.4 | Natural Gas Fired Combustion Turbine | NG | GT | 1 | 2002 |  |  | (OP) Operating
11208 | Los Angeles Department of Water & Power | 399 | Harbor | Electric Utility | CA | GT12 | 47.4 | Natural Gas Fired Combustion Turbine | NG | GT | 1 | 2002 |  |  | (OP) Operating
11208 | Los Angeles Department of Water & Power | 399 | Harbor | Electric Utility | CA | GT13 | 47.4 | Natural Gas Fired Combustion Turbine | NG | GT | 1 | 2002 |  |  | (OP) Operating
11208 | Los Angeles Department of Water & Power | 399 | Harbor | Electric Utility | CA | GT14 | 47.4 | Natural Gas Fired Combustion Turbine | NG | GT | 1 | 2002 |  |  | (OP) Operating
11208 | Los Angeles Department of Water & Power | 400 | Haynes | Electric Utility | CA | 1 | 222 | Natural Gas Steam Turbine | NG | ST | 9 | 1962 |  |  | (OP) Operating
11208 | Los Angeles Department of Water & Power | 400 | Haynes | Electric Utility | CA | 10 | 157.5 | Natural Gas Fired Combined Cycle | NG | CT | 1 | 2005 |  |  | (OP) Operating
11208 | Los Angeles Department of Water & Power | 400 | Haynes | Electric Utility | CA | 11 | 96.3 | Natural Gas Fired Combustion Turbine | NG | GT | 6 | 2013 |  |  | (OP) Operating
11208 | Los Angeles Department of Water & Power | 400 | Haynes | Electric Utility | CA | 12 | 96.3 | Natural Gas Fired Combustion Turbine | NG | GT | 6 | 2013 |  |  | (OP) Operating
11208 | Los Angeles Department of Water & Power | 400 | Haynes | Electric Utility | CA | 13 | 96.3 | Natural Gas Fired Combustion Turbine | NG | GT | 6 | 2013 |  |  | (OP) Operating
11208 | Los Angeles Department of Water & Power | 400 | Haynes | Electric Utility | CA | 14 | 96.3 | Natural Gas Fired Combustion Turbine | NG | GT | 6 | 2013 |  |  | (OP) Operating
11208 | Los Angeles Department of Water & Power | 400 | Haynes | Electric Utility | CA | 15 | 96.3 | Natural Gas Fired Combustion Turbine | NG | GT | 6 | 2013 |  |  | (OP) Operating
11208 | Los Angeles Department of Water & Power | 400 | Haynes | Electric Utility | CA | 16 | 96.3 | Natural Gas Fired Combustion Turbine | NG | GT | 6 | 2013 |  |  | (OP) Operating
11208 | Los Angeles Department of Water & Power | 400 | Haynes | Electric Utility | CA | 2 | 222 | Natural Gas Steam Turbine | NG | ST | 4 | 1963 |  |  | (OP) Operating
11208 | Los Angeles Department of Water & Power | 400 | Haynes | Electric Utility | CA | 8 | 235 | Natural Gas Fired Combined Cycle | NG | CA | 1 | 2005 |  |  | (OP) Operating
11208 | Los Angeles Department of Water & Power | 400 | Haynes | Electric Utility | CA | 9 | 157.5 | Natural Gas Fired Combined Cycle | NG | CT | 1 | 2005 |  |  | (OP) Operating
11208 | Los Angeles Department of Water & Power | 401 | Middle Gorge | Electric Utility | CA | 1 | 37.5 | Conventional Hydroelectric | WAT | HY | 5 | 1952 |  |  | (OP) Operating
11208 | Los Angeles Department of Water & Power | 402 | Pleasant Valley Hydro | Electric Utility | CA | 1 | 2.7 | Conventional Hydroelectric | WAT | HY | 2 | 1958 |  |  | (OP) Operating
11208 | Los Angeles Department of Water & Power | 403 | San Fernando | Electric Utility | CA | 1 | 3.2 | Conventional Hydroelectric | WAT | HY | 10 | 1922 |  |  | (OP) Operating
11208 | Los Angeles Department of Water & Power | 403 | San Fernando | Electric Utility | CA | 2 | 2.9 | Conventional Hydroelectric | WAT | HY | 10 | 1922 |  |  | (OP) Operating
11208 | Los Angeles Department of Water & Power | 404 | Scattergood | Electric Utility | CA | 1 | 174 | Natural Gas Steam Turbine | NG | ST | 12 | 1958 | 12 | 2020 | (OP) Operating
11208 | Los Angeles Department of Water & Power | 404 | Scattergood | Electric Utility | CA | 2 | 177 | Natural Gas Steam Turbine | NG | ST | 7 | 1959 | 12 | 2020 | (OP) Operating
11208 | Los Angeles Department of Water & Power | 404 | Scattergood | Electric Utility | CA | 3 | 445 | Natural Gas Steam Turbine | NG | ST | 10 | 1974 | 1 | 2016 | (OP) Operating
219 | Alaska Power and Telephone Co | 406 | Tok | Electric Utility | AK | 3A | 1.3 | Petroleum Liquids | DFO | IC | 11 | 1999 |  |  | (OP) Operating
219 | Alaska Power and Telephone Co | 406 | Tok | Electric Utility | AK | 4A | 1.1 | Petroleum Liquids | DFO | IC | 12 | 1989 |  |  | (OP) Operating
219 | Alaska Power and Telephone Co | 406 | Tok | Electric Utility | AK | 5A | 1.1 | Petroleum Liquids | DFO | IC | 1 | 1996 |  |  | (OP) Operating
219 | Alaska Power and Telephone Co | 406 | Tok | Electric Utility | AK | 6 | 0.5 | Petroleum Liquids | DFO | IC | 12 | 2010 |  |  | (OS) Out of service and NOT expected to return to service in next calendar year
219 | Alaska Power and Telephone Co | 406 | Tok | Electric Utility | AK | 7a | 1.9 | Petroleum Liquids | DFO | IC | 1 | 2006 |  |  | (OS) Out of service and NOT expected to return to service in next calendar year
219 | Alaska Power and Telephone Co | 406 | Tok | Electric Utility | AK | 8 | 0.4 | Petroleum Liquids | DFO | IC | 10 | 1985 |  |  | (OP) Operating
219 | Alaska Power and Telephone Co | 406 | Tok | Electric Utility | AK | 9 | 1 | Petroleum Liquids | DFO | IC | 10 | 1985 |  |  | (OP) Operating
11208 | Los Angeles Department of Water & Power | 407 | Upper Gorge | Electric Utility | CA | 1 | 37.5 | Conventional Hydroelectric | WAT | HY | 6 | 1953 |  |  | (OP) Operating
11208 | Los Angeles Department of Water & Power | 408 | Valley (CA) | Electric Utility | CA | 5 | 43 | Natural Gas Fired Combustion Turbine | NG | GT | 1 | 2002 |  |  | (OP) Operating
11208 | Los Angeles Department of Water & Power | 408 | Valley (CA) | Electric Utility | CA | 6 | 156 | Natural Gas Fired Combined Cycle | NG | CT | 7 | 2004 |  |  | (OP) Operating
11208 | Los Angeles Department of Water & Power | 408 | Valley (CA) | Electric Utility | CA | 7 | 156 | Natural Gas Fired Combined Cycle | NG | CT | 7 | 2004 |  |  | (OP) Operating
11208 | Los Angeles Department of Water & Power | 408 | Valley (CA) | Electric Utility | CA | 8 | 201 | Natural Gas Fired Combined Cycle | NG | CA | 7 | 2004 |  |  | (OP) Operating
12312 | Merced Irrigation District | 409 | Exchequer | IPP Non-CHP | CA | 1 | 94.5 | Conventional Hydroelectric | WAT | HY | 7 | 1967 |  |  | (OP) Operating
12312 | Merced Irrigation District | 410 | McSwain | IPP Non-CHP | CA | 1 | 9 | Conventional Hydroelectric | WAT | HY | 7 | 1967 |  |  | (OP) Operating
13402 | Nevada Irrigation District | 412 | Chicago Park | IPP Non-CHP | CA | 2P | 44 | Conventional Hydroelectric | WAT | HY | 11 | 1965 |  |  | (OP) Operating
13402 | Nevada Irrigation District | 413 | Dutch Flat 2 | IPP Non-CHP | CA | 3P | 27.3 | Conventional Hydroelectric | WAT | HY | 11 | 1965 |  |  | (OP) Operating
13935 | Oakdale&South San Joaquin Irrigation D. | 414 | Beardsley | IPP Non-CHP | CA | 1 | 11 | Conventional Hydroelectric | WAT | HY | 5 | 1957 |  |  | (OP) Operating
13935 | Oakdale&South San Joaquin Irrigation D. | 415 | Donnells | IPP Non-CHP | CA | H1 | 72 | Conventional Hydroelectric | WAT | HY | 6 | 1957 |  |  | (OP) Operating
13935 | Oakdale&South San Joaquin Irrigation D. | 416 | Tulloch | IPP Non-CHP | CA | 1 | 9 | Conventional Hydroelectric | WAT | HY | 6 | 1958 |  |  | (OP) Operating
13935 | Oakdale&South San Joaquin Irrigation D. | 416 | Tulloch | IPP Non-CHP | CA | 2 | 10 | Conventional Hydroelectric | WAT | HY | 6 | 1958 |  |  | (OP) Operating
13935 | Oakdale&South San Joaquin Irrigation D. | 416 | Tulloch | IPP Non-CHP | CA | 3 | 6.8 | Conventional Hydroelectric | WAT | HY | 3 | 2012 |  |  | (OP) Operating
14191 | South Feather Water and Power Agency | 417 | Forbestown | Electric Utility | CA | 1 | 36 | Conventional Hydroelectric | WAT | HY | 10 | 1963 |  |  | (OP) Operating
14191 | South Feather Water and Power Agency | 418 | Kelly Ridge | Electric Utility | CA | 1 | 9 | Conventional Hydroelectric | WAT | HY | 9 | 1963 |  |  | (OP) Operating
14191 | South Feather Water and Power Agency | 419 | Woodleaf | Electric Utility | CA | 1 | 59 | Conventional Hydroelectric | WAT | HY | 11 | 1963 |  |  | (OP) Operating
14534 | City of Pasadena - (CA) | 420 | Broadway (CA) | Electric Utility | CA | B3 | 71 | Natural Gas Steam Turbine | NG | ST | 6 | 1965 | 8 | 2016 | (OP) Operating
219 | Alaska Power and Telephone Co | 421 | Craig (AK) | Electric Utility | AK | 1 | 0.6 | Petroleum Liquids | DFO | IC | 9 | 1984 |  |  | (OP) Operating
219 | Alaska Power and Telephone Co | 421 | Craig (AK) | Electric Utility | AK | 3A | 1.6 | Petroleum Liquids | DFO | IC | 8 | 1991 |  |  | (OP) Operating
219 | Alaska Power and Telephone Co | 421 | Craig (AK) | Electric Utility | AK | 5 | 1.1 | Petroleum Liquids | DFO | IC | 9 | 1983 |  |  | (OP) Operating
219 | Alaska Power and Telephone Co | 421 | Craig (AK) | Electric Utility | AK | 6 | 1.1 | Petroleum Liquids | DFO | IC | 10 | 1989 |  |  | (OP) Operating
14534 | City of Pasadena - (CA) | 422 | Glenarm | Electric Utility | CA | GT1 | 28.6 | Natural Gas Fired Combustion Turbine | NG | GT | 1 | 1976 |  |  | (OP) Operating
14534 | City of Pasadena - (CA) | 422 | Glenarm | Electric Utility | CA | GT2 | 28.6 | Natural Gas Fired Combustion Turbine | NG | GT | 1 | 1976 |  |  | (OP) Operating
14534 | City of Pasadena - (CA) | 422 | Glenarm | Electric Utility | CA | GT3 | 47.2 | Natural Gas Fired Combustion Turbine | NG | GT | 1 | 2004 |  |  | (OP) Operating
14534 | City of Pasadena - (CA) | 422 | Glenarm | Electric Utility | CA | GT4 | 47.2 | Natural Gas Fired Combustion Turbine | NG | GT | 1 | 2004 |  |  | (OP) Operating
219 | Alaska Power and Telephone Co | 423 | Hydaburg | Electric Utility | AK | 1A | 0.4 | Petroleum Liquids | DFO | IC | 10 | 1990 |  |  | (OP) Operating
219 | Alaska Power and Telephone Co | 423 | Hydaburg | Electric Utility | AK | 3A | 0.3 | Petroleum Liquids | DFO | IC | 10 | 2001 |  |  | (OP) Operating
219 | Alaska Power and Telephone Co | 423 | Hydaburg | Electric Utility | AK | 5 | 0.3 | Petroleum Liquids | DFO | IC | 9 | 1985 |  |  | (OP) Operating
15127 | Placer County Water Agency | 424 | French Meadows | Electric Utility | CA | 1 | 17 | Conventional Hydroelectric | WAT | HY | 10 | 1966 |  |  | (OP) Operating
15127 | Placer County Water Agency | 425 | Middle Fork | Electric Utility | CA | 1 | 61 | Conventional Hydroelectric | WAT | HY | 10 | 1966 |  |  | (OP) Operating
15127 | Placer County Water Agency | 425 | Middle Fork | Electric Utility | CA | 2 | 61 | Conventional Hydroelectric | WAT | HY | 10 | 1966 |  |  | (OP) Operating
15127 | Placer County Water Agency | 426 | Oxbow (CA) | Electric Utility | CA | 1 | 6 | Conventional Hydroelectric | WAT | HY | 10 | 1966 |  |  | (OP) Operating
15127 | Placer County Water Agency | 427 | Ralston | Electric Utility | CA | 1 | 86.3 | Conventional Hydroelectric | WAT | HY | 10 | 1966 |  |  | (OP) Operating
12312 | Merced Irrigation District | 428 | Parker | IPP Non-CHP | CA | 1 | 2.7 | Conventional Hydroelectric | WAT | HY | 4 | 1982 |  |  | (OP) Operating
16534 | Sacramento Municipal Util Dist | 430 | Camino | Electric Utility | CA | H1 | 78.9 | Conventional Hydroelectric | WAT | HY | 10 | 1963 |  |  | (OP) Operating
16534 | Sacramento Municipal Util Dist | 430 | Camino | Electric Utility | CA | H2 | 77 | Conventional Hydroelectric | WAT | HY | 8 | 1968 |  |  | (OP) Operating
16534 | Sacramento Municipal Util Dist | 431 | Jaybird | Electric Utility | CA | H1 | 78.1 | Conventional Hydroelectric | WAT | HY | 4 | 1961 |  |  | (OP) Operating
16534 | Sacramento Municipal Util Dist | 431 | Jaybird | Electric Utility | CA | H2 | 78.1 | Conventional Hydroelectric | WAT | HY | 3 | 1962 |  |  | (OP) Operating
16534 | Sacramento Municipal Util Dist | 432 | Loon Lake | Electric Utility | CA | H1 | 74.1 | Conventional Hydroelectric | WAT | HY | 9 | 1971 |  |  | (OP) Operating
16534 | Sacramento Municipal Util Dist | 433 | Robbs Peak | Electric Utility | CA | 1 | 25.5 | Conventional Hydroelectric | WAT | HY | 10 | 1965 |  |  | (OP) Operating
16534 | Sacramento Municipal Util Dist | 435 | White Rock/Slab Creek | Electric Utility | CA | H1 | 108 | Conventional Hydroelectric | WAT | HY | 6 | 1968 |  |  | (OP) Operating
16534 | Sacramento Municipal Util Dist | 435 | White Rock/Slab Creek | Electric Utility | CA | H2 | 133 | Conventional Hydroelectric | WAT | HY | 2 | 1968 |  |  | (OP) Operating
3255 | California Dept. of Water Resources | 436 | Devil Canyon | Electric Utility | CA | 1 | 57 | Conventional Hydroelectric | WAT | HY | 12 | 1972 |  |  | (OP) Operating
3255 | California Dept. of Water Resources | 436 | Devil Canyon | Electric Utility | CA | 2 | 57 | Conventional Hydroelectric | WAT | HY | 7 | 1976 |  |  | (OP) Operating
3255 | California Dept. of Water Resources | 436 | Devil Canyon | Electric Utility | CA | 3 | 74 | Conventional Hydroelectric | WAT | HY | 7 | 1994 |  |  | (OP) Operating
3255 | California Dept. of Water Resources | 436 | Devil Canyon | Electric Utility | CA | 4 | 74 | Conventional Hydroelectric | WAT | HY | 7 | 1992 |  |  | (OP) Operating
3255 | California Dept. of Water Resources | 437 | Edward C Hyatt | Electric Utility | CA | 1 | 135.3 | Conventional Hydroelectric | WAT | HY | 3 | 1968 |  |  | (OP) Operating
3255 | California Dept. of Water Resources | 437 | Edward C Hyatt | Electric Utility | CA | 2 | 112.4 | Hydroelectric Pumped Storage | WAT | PS | 11 | 1968 |  |  | (OS) Out of service and NOT expected to return to service in next calendar year
3255 | California Dept. of Water Resources | 437 | Edward C Hyatt | Electric Utility | CA | 3 | 135.3 | Conventional Hydroelectric | WAT | HY | 6 | 1968 |  |  | (OP) Operating
3255 | California Dept. of Water Resources | 437 | Edward C Hyatt | Electric Utility | CA | 4 | 112.4 | Hydroelectric Pumped Storage | WAT | PS | 12 | 1968 |  |  | (OS) Out of service and NOT expected to return to service in next calendar year
3255 | California Dept. of Water Resources | 437 | Edward C Hyatt | Electric Utility | CA | 5 | 135.3 | Conventional Hydroelectric | WAT | HY | 8 | 1968 |  |  | (OP) Operating
3255 | California Dept. of Water Resources | 437 | Edward C Hyatt | Electric Utility | CA | 6 | 112.4 | Hydroelectric Pumped Storage | WAT | PS | 2 | 1969 |  |  | (OS) Out of service and NOT expected to return to service in next calendar year
3255 | California Dept. of Water Resources | 438 | Thermalito | Electric Utility | CA | 1 | 32.6 | Conventional Hydroelectric | WAT | HY | 11 | 1968 |  |  | (OS) Out of service and NOT expected to return to service in next calendar year
3255 | California Dept. of Water Resources | 438 | Thermalito | Electric Utility | CA | 2 | 27.5 | Hydroelectric Pumped Storage | WAT | PS | 7 | 1968 |  |  | (OS) Out of service and NOT expected to return to service in next calendar year
3255 | California Dept. of Water Resources | 438 | Thermalito | Electric Utility | CA | 3 | 27.5 | Hydroelectric Pumped Storage | WAT | PS | 7 | 1968 |  |  | (OS) Out of service and NOT expected to return to service in next calendar year
3255 | California Dept. of Water Resources | 438 | Thermalito | Electric Utility | CA | 4 | 27.5 | Hydroelectric Pumped Storage | WAT | PS | 2 | 1968 |  |  | (OS) Out of service and NOT expected to return to service in next calendar year
19281 | Turlock Irrigation District | 439 | Don Pedro | Electric Utility | CA | 1 | 55 | Conventional Hydroelectric | WAT | HY | 5 | 1971 |  |  | (OP) Operating
19281 | Turlock Irrigation District | 439 | Don Pedro | Electric Utility | CA | 2 | 55 | Conventional Hydroelectric | WAT | HY | 5 | 1971 |  |  | (OP) Operating
19281 | Turlock Irrigation District | 439 | Don Pedro | Electric Utility | CA | 3 | 55 | Conventional Hydroelectric | WAT | HY | 5 | 1971 |  |  | (OP) Operating
19281 | Turlock Irrigation District | 439 | Don Pedro | Electric Utility | CA | 4 | 38.2 | Conventional Hydroelectric | WAT | HY | 4 | 1989 |  |  | (OP) Operating
19281 | Turlock Irrigation District | 440 | La Grange | Electric Utility | CA | 1 | 1 | Conventional Hydroelectric | WAT | HY | 12 | 1924 |  |  | (OP) Operating
19281 | Turlock Irrigation District | 440 | La Grange | Electric Utility | CA | 2 | 3.3 | Conventional Hydroelectric | WAT | HY | 12 | 1924 |  |  | (OP) Operating
2518 | U S Bureau of Reclamation | 441 | Folsom | Electric Utility | CA | 1 | 71.7 | Conventional Hydroelectric | WAT | HY | 6 | 1955 |  |  | (OP) Operating
2518 | U S Bureau of Reclamation | 441 | Folsom | Electric Utility | CA | 2 | 71.7 | Conventional Hydroelectric | WAT | HY | 10 | 1955 |  |  | (OP) Operating
2518 | U S Bureau of Reclamation | 441 | Folsom | Electric Utility | CA | 3 | 71.7 | Conventional Hydroelectric | WAT | HY | 5 | 1955 |  |  | (OP) Operating
2518 | U S Bureau of Reclamation | 442 | Judge F Carr | Electric Utility | CA | 1 | 88.7 | Conventional Hydroelectric | WAT | HY | 5 | 1963 |  |  | (OP) Operating
2518 | U S Bureau of Reclamation | 442 | Judge F Carr | Electric Utility | CA | 2 | 88.7 | Conventional Hydroelectric | WAT | HY | 7 | 1963 |  |  | (OP) Operating
2518 | U S Bureau of Reclamation | 443 | Keswick | Electric Utility | CA | 1 | 39 | Conventional Hydroelectric | WAT | HY | 3 | 1950 |  |  | (OP) Operating
2518 | U S Bureau of Reclamation | 443 | Keswick | Electric Utility | CA | 2 | 39 | Conventional Hydroelectric | WAT | HY | 12 | 1949 |  |  | (OP) Operating
2518 | U S Bureau of Reclamation | 443 | Keswick | Electric Utility | CA | 3 | 39 | Conventional Hydroelectric | WAT | HY | 10 | 1949 |  |  | (OP) Operating
2518 | U S Bureau of Reclamation | 444 | Nimbus | Electric Utility | CA | 1 | 8.3 | Conventional Hydroelectric | WAT | HY | 5 | 1955 |  |  | (OP) Operating
2518 | U S Bureau of Reclamation | 444 | Nimbus | Electric Utility | CA | 2 | 8.3 | Conventional Hydroelectric | WAT | HY | 6 | 1955 |  |  | (OP) Operating
2518 | U S Bureau of Reclamation | 445 | Shasta | Electric Utility | CA | 1 | 142 | Conventional Hydroelectric | WAT | HY | 4 | 1949 |  |  | (OP) Operating
2518 | U S Bureau of Reclamation | 445 | Shasta | Electric Utility | CA | 2 | 142 | Conventional Hydroelectric | WAT | HY | 7 | 1948 |  |  | (OP) Operating
2518 | U S Bureau of Reclamation | 445 | Shasta | Electric Utility | CA | 3 | 142 | Conventional Hydroelectric | WAT | HY | 6 | 1944 |  |  | (OP) Operating
2518 | U S Bureau of Reclamation | 445 | Shasta | Electric Utility | CA | 4 | 142 | Conventional Hydroelectric | WAT | HY | 6 | 1944 |  |  | (OP) Operating
2518 | U S Bureau of Reclamation | 445 | Shasta | Electric Utility | CA | 5 | 142 | Conventional Hydroelectric | WAT | HY | 3 | 1948 |  |  | (OP) Operating
2518 | U S Bureau of Reclamation | 445 | Shasta | Electric Utility | CA | S1 | 2 | Conventional Hydroelectric | WAT | HY | 6 | 1944 |  |  | (OP) Operating
2518 | U S Bureau of Reclamation | 445 | Shasta | Electric Utility | CA | S2 | 2 | Conventional Hydroelectric | WAT | HY | 6 | 1944 |  |  | (OP) Operating
2518 | U S Bureau of Reclamation | 446 | ONeill | Electric Utility | CA | 1 | 2.4 | Hydroelectric Pumped Storage | WAT | PS | 1 | 1968 |  |  | (OP) Operating
2518 | U S Bureau of Reclamation | 446 | ONeill | Electric Utility | CA | 2 | 2.4 | Hydroelectric Pumped Storage | WAT | PS | 2 | 1968 |  |  | (OP) Operating
2518 | U S Bureau of Reclamation | 446 | ONeill | Electric Utility | CA | 3 | 2.4 | Hydroelectric Pumped Storage | WAT | PS | 11 | 1967 |  |  | (OP) Operating
2518 | U S Bureau of Reclamation | 446 | ONeill | Electric Utility | CA | 4 | 2.4 | Hydroelectric Pumped Storage | WAT | PS | 11 | 1967 |  |  | (OP) Operating
2518 | U S Bureau of Reclamation | 446 | ONeill | Electric Utility | CA | 5 | 2.4 | Hydroelectric Pumped Storage | WAT | PS | 2 | 1968 |  |  | (OP) Operating
2518 | U S Bureau of Reclamation | 446 | ONeill | Electric Utility | CA | 6 | 2.4 | Hydroelectric Pumped Storage | WAT | PS | 12 | 1967 |  |  | (OP) Operating
2518 | U S Bureau of Reclamation | 447 | Parker Dam | Electric Utility | CA | 1 | 30 | Conventional Hydroelectric | WAT | HY | 12 | 1942 |  |  | (OP) Operating
2518 | U S Bureau of Reclamation | 447 | Parker Dam | Electric Utility | CA | 2 | 30 | Conventional Hydroelectric | WAT | HY | 1 | 1943 |  |  | (OP) Operating
2518 | U S Bureau of Reclamation | 447 | Parker Dam | Electric Utility | CA | 3 | 30 | Conventional Hydroelectric | WAT | HY | 12 | 1942 |  |  | (OP) Operating
2518 | U S Bureau of Reclamation | 447 | Parker Dam | Electric Utility | CA | 4 | 30 | Conventional Hydroelectric | WAT | HY | 5 | 1943 |  |  | (OP) Operating
3255 | California Dept. of Water Resources | 448 | W R Gianelli | Electric Utility | CA | 1 | 51 | Hydroelectric Pumped Storage | WAT | PS | 6 | 1968 |  |  | (OP) Operating
3255 | California Dept. of Water Resources | 448 | W R Gianelli | Electric Utility | CA | 2 | 50 | Hydroelectric Pumped Storage | WAT | PS | 3 | 1968 |  |  | (OP) Operating
3255 | California Dept. of Water Resources | 448 | W R Gianelli | Electric Utility | CA | 3 | 50 | Hydroelectric Pumped Storage | WAT | PS | 11 | 1967 |  |  | (OP) Operating
3255 | California Dept. of Water Resources | 448 | W R Gianelli | Electric Utility | CA | 4 | 50 | Hydroelectric Pumped Storage | WAT | PS | 9 | 1967 |  |  | (OP) Operating
3255 | California Dept. of Water Resources | 448 | W R Gianelli | Electric Utility | CA | 5 | 50 | Hydroelectric Pumped Storage | WAT | PS | 8 | 1967 |  |  | (OP) Operating
3255 | California Dept. of Water Resources | 448 | W R Gianelli | Electric Utility | CA | 6 | 50 | Hydroelectric Pumped Storage | WAT | PS | 7 | 1967 |  |  | (OP) Operating
3255 | California Dept. of Water Resources | 448 | W R Gianelli | Electric Utility | CA | 7 | 50 | Hydroelectric Pumped Storage | WAT | PS | 5 | 1967 |  |  | (OP) Operating
3255 | California Dept. of Water Resources | 448 | W R Gianelli | Electric Utility | CA | 8 | 50 | Hydroelectric Pumped Storage | WAT | PS | 3 | 1967 |  |  | (OP) Operating
2518 | U S Bureau of Reclamation | 450 | Spring Creek | Electric Utility | CA | 1 | 90 | Conventional Hydroelectric | WAT | HY | 1 | 1964 |  |  | (OP) Operating
2518 | U S Bureau of Reclamation | 450 | Spring Creek | Electric Utility | CA | 2 | 90 | Conventional Hydroelectric | WAT | HY | 3 | 1964 |  |  | (OP) Operating
2518 | U S Bureau of Reclamation | 451 | Trinity | Electric Utility | CA | 1 | 70 | Conventional Hydroelectric | WAT | HY | 2 | 1964 |  |  | (OP) Operating
2518 | U S Bureau of Reclamation | 451 | Trinity | Electric Utility | CA | 2 | 70 | Conventional Hydroelectric | WAT | HY | 2 | 1964 |  |  | (OP) Operating
21140 | Yuba County Water Agency | 454 | Colgate | Electric Utility | CA | 1 | 157.5 | Conventional Hydroelectric | WAT | HY | 10 | 1969 |  |  | (OP) Operating
21140 | Yuba County Water Agency | 454 | Colgate | Electric Utility | CA | 2 | 157.5 | Conventional Hydroelectric | WAT | HY | 10 | 1969 |  |  | (OA) Out of service but expected to return to service in next calendar year
21140 | Yuba County Water Agency | 455 | Narrows 2 | Electric Utility | CA | 1 | 46.7 | Conventional Hydroelectric | WAT | HY | 12 | 1969 |  |  | (OP) Operating
5969 | City of Escondido - (CA) | 457 | Bear Valley | Electric Utility | CA | HC1 | 0.7 | Conventional Hydroelectric | WAT | HY | 6 | 1986 |  |  | (OP) Operating
5969 | City of Escondido - (CA) | 457 | Bear Valley | Electric Utility | CA | HC2 | 0.7 | Conventional Hydroelectric | WAT | HY | 6 | 1986 |  |  | (OP) Operating
56146 | Black Hills/Colorado Elec.Util | 460 | Pueblo | Electric Utility | CO | IC1 | 2 | Petroleum Liquids | DFO | IC | 2 | 1964 |  |  | (OP) Operating
56146 | Black Hills/Colorado Elec.Util | 460 | Pueblo | Electric Utility | CO | IC2 | 2 | Petroleum Liquids | DFO | IC | 2 | 1964 |  |  | (OP) Operating
56146 | Black Hills/Colorado Elec.Util | 460 | Pueblo | Electric Utility | CO | IC3 | 2 | Petroleum Liquids | DFO | IC | 2 | 1964 |  |  | (OP) Operating
56146 | Black Hills/Colorado Elec.Util | 460 | Pueblo | Electric Utility | CO | IC4 | 2 | Petroleum Liquids | DFO | IC | 2 | 1964 |  |  | (OP) Operating
56146 | Black Hills/Colorado Elec.Util | 460 | Pueblo | Electric Utility | CO | IC5 | 2 | Petroleum Liquids | DFO | IC | 2 | 1964 |  |  | (OP) Operating
15466 | Public Service Co of Colorado | 464 | Alamosa | Electric Utility | CO | CT1 | 13 | Natural Gas Fired Combustion Turbine | NG | GT | 6 | 1973 |  |  | (OP) Operating
15466 | Public Service Co of Colorado | 464 | Alamosa | Electric Utility | CO | CT2 | 14 | Natural Gas Fired Combustion Turbine | NG | GT | 6 | 1977 |  |  | (OP) Operating
1994 | Boulder City of | 466 | Boulder Canyon Hydro | IPP Non-CHP | CO | 1A | 5 | Conventional Hydroelectric | WAT | HY | 6 | 2013 |  |  | (OP) Operating
15466 | Public Service Co of Colorado | 467 | Cabin Creek | Electric Utility | CO | A | 162 | Hydroelectric Pumped Storage | WAT | PS | 6 | 1967 |  |  | (OP) Operating
15466 | Public Service Co of Colorado | 467 | Cabin Creek | Electric Utility | CO | B | 162 | Hydroelectric Pumped Storage | WAT | PS | 6 | 1967 |  |  | (OP) Operating
15466 | Public Service Co of Colorado | 469 | Cherokee | Electric Utility | CO | 4 | 352 | Conventional Steam Coal | BIT | ST | 6 | 1968 |  |  | (OP) Operating
15466 | Public Service Co of Colorado | 469 | Cherokee | Electric Utility | CO | 5 | 173.4 | Natural Gas Fired Combined Cycle | NG | CT | 8 | 2015 |  |  | (OP) Operating
15466 | Public Service Co of Colorado | 469 | Cherokee | Electric Utility | CO | 6 | 173.4 | Natural Gas Fired Combined Cycle | NG | CT | 8 | 2015 |  |  | (OP) Operating
15466 | Public Service Co of Colorado | 469 | Cherokee | Electric Utility | CO | 7 | 241.4 | Natural Gas Fired Combined Cycle | NG | CA | 8 | 2015 |  |  | (OP) Operating
15466 | Public Service Co of Colorado | 470 | Comanche (CO) | Electric Utility | CO | 1 | 325 | Conventional Steam Coal | SUB | ST | 6 | 1973 |  |  | (OP) Operating
15466 | Public Service Co of Colorado | 470 | Comanche (CO) | Electric Utility | CO | 2 | 335 | Conventional Steam Coal | SUB | ST | 6 | 1975 |  |  | (OP) Operating
15466 | Public Service Co of Colorado | 470 | Comanche (CO) | Electric Utility | CO | 3 | 750 | Conventional Steam Coal | SUB | ST | 7 | 2010 |  |  | (OP) Operating
15466 | Public Service Co of Colorado | 471 | Fruita | Electric Utility | CO | 1 | 14 | Natural Gas Fired Combustion Turbine | NG | GT | 6 | 1973 |  |  | (OP) Operating
15466 | Public Service Co of Colorado | 472 | Georgetown Hydro | Electric Utility | CO | 1 | 0.7 | Conventional Hydroelectric | WAT | HY | 1 | 1906 |  |  | (OP) Operating
15466 | Public Service Co of Colorado | 472 | Georgetown Hydro | Electric Utility | CO | 2 | 0.7 | Conventional Hydroelectric | WAT | HY | 1 | 1908 |  |  | (OP) Operating
57301 | Orchard Mesa Irrigation District | 473 | Grand Valley Project Power Plant | Electric Utility | CO | 1 | 1.5 | Conventional Hydroelectric | WAT | HY | 4 | 1932 |  |  | (OP) Operating
57301 | Orchard Mesa Irrigation District | 473 | Grand Valley Project Power Plant | Electric Utility | CO | 2 | 1.6 | Conventional Hydroelectric | WAT | HY | 4 | 1932 |  |  | (OP) Operating
15466 | Public Service Co of Colorado | 474 | Salida | Electric Utility | CO | 1 | 0.8 | Conventional Hydroelectric | WAT | HY | 6 | 1929 |  |  | (OP) Operating
15466 | Public Service Co of Colorado | 474 | Salida | Electric Utility | CO | 2 | 0.6 | Conventional Hydroelectric | WAT | HY | 6 | 1908 |  |  | (OP) Operating
15466 | Public Service Co of Colorado | 476 | Shoshone (CO) | Electric Utility | CO | A | 7.5 | Conventional Hydroelectric | WAT | HY | 6 | 1909 |  |  | (OP) Operating
15466 | Public Service Co of Colorado | 476 | Shoshone (CO) | Electric Utility | CO | B | 7.5 | Conventional Hydroelectric | WAT | HY | 6 | 1909 |  |  | (OP) Operating
15466 | Public Service Co of Colorado | 477 | Valmont | Electric Utility | CO | 5 | 184 | Conventional Steam Coal | BIT | ST | 5 | 1964 | 12 | 2017 | (OP) Operating
15466 | Public Service Co of Colorado | 477 | Valmont | Electric Utility | CO | 6 | 43 | Natural Gas Fired Combustion Turbine | NG | GT | 5 | 1973 |  |  | (OP) Operating
15466 | Public Service Co of Colorado | 478 | Zuni | Electric Utility | CO | 2 | 60 | Natural Gas Steam Turbine | NG | ST | 6 | 1954 | 12 | 2015 | (OP) Operating
12397 | Metropolitan Water District of S CA | 479 | Temescal | Electric Utility | CA | 1 | 2.8 | Conventional Hydroelectric | WAT | HY | 7 | 1983 |  |  | (OP) Operating
12397 | Metropolitan Water District of S CA | 480 | Corona | Electric Utility | CA | 1 | 2.8 | Conventional Hydroelectric | WAT | HY | 8 | 1983 |  |  | (OP) Operating
12397 | Metropolitan Water District of S CA | 481 | Perris | Electric Utility | CA | 1 | 7.9 | Conventional Hydroelectric | WAT | HY | 5 | 1983 |  |  | (OP) Operating
12397 | Metropolitan Water District of S CA | 482 | Rio Hondo | Electric Utility | CA | 1 | 1.9 | Conventional Hydroelectric | WAT | HY | 3 | 1984 |  |  | (OP) Operating
12397 | Metropolitan Water District of S CA | 483 | Coyote Creek | Electric Utility | CA | 1 | 3.1 | Conventional Hydroelectric | WAT | HY | 6 | 1984 |  |  | (OP) Operating
12397 | Metropolitan Water District of S CA | 484 | Red Mountain | Electric Utility | CA | 1 | 5.9 | Conventional Hydroelectric | WAT | HY | 6 | 1985 |  |  | (OP) Operating
12397 | Metropolitan Water District of S CA | 487 | Valley View | Electric Utility | CA | 1 | 4.1 | Conventional Hydroelectric | WAT | HY | 11 | 1985 |  |  | (OP) Operating
19281 | Turlock Irrigation District | 489 | Upper Dawson | Electric Utility | CA | 1 | 5.5 | Conventional Hydroelectric | WAT | HY | 11 | 1983 |  |  | (OP) Operating
3227 | City of Center - (CO) | 491 | Center | Electric Utility | CO | 3 | 0.5 | Petroleum Liquids | DFO | IC | 7 | 1963 |  |  | (SB) Standby/Backup: available for service but not normally used
3227 | City of Center - (CO) | 491 | Center | Electric Utility | CO | 5 | 1 | Petroleum Liquids | DFO | IC | 8 | 1959 |  |  | (SB) Standby/Backup: available for service but not normally used
3989 | City of Colorado Springs - (CO) | 492 | Martin Drake | Electric Utility | CO | 5 | 46 | Conventional Steam Coal | SUB | ST | 11 | 1962 |  |  | (OP) Operating
3989 | City of Colorado Springs - (CO) | 492 | Martin Drake | Electric Utility | CO | 6 | 77 | Conventional Steam Coal | SUB | ST | 10 | 1968 |  |  | (OP) Operating
3989 | City of Colorado Springs - (CO) | 492 | Martin Drake | Electric Utility | CO | 7 | 131 | Conventional Steam Coal | SUB | ST | 7 | 1974 |  |  | (OP) Operating
3989 | City of Colorado Springs - (CO) | 493 | George Birdsall | Electric Utility | CO | 1 | 16 | Natural Gas Steam Turbine | NG | ST | 8 | 1953 |  |  | (OP) Operating
3989 | City of Colorado Springs - (CO) | 493 | George Birdsall | Electric Utility | CO | 2 | 16 | Natural Gas Steam Turbine | NG | ST | 3 | 1954 |  |  | (OP) Operating
3989 | City of Colorado Springs - (CO) | 493 | George Birdsall | Electric Utility | CO | 3 | 23 | Natural Gas Steam Turbine | NG | ST | 3 | 1957 |  |  | (OP) Operating
3989 | City of Colorado Springs - (CO) | 494 | Manitou Springs | Electric Utility | CO | 1 | 2.5 | Conventional Hydroelectric | WAT | HY | 5 | 1939 |  |  | (OP) Operating
3989 | City of Colorado Springs - (CO) | 494 | Manitou Springs | Electric Utility | CO | 2 | 2.6 | Conventional Hydroelectric | WAT | HY | 5 | 1927 |  |  | (OP) Operating
3989 | City of Colorado Springs - (CO) | 494 | Manitou Springs | Electric Utility | CO | 3 | 0.5 | Conventional Hydroelectric | WAT | HY | 3 | 2006 |  |  | (OP) Operating
3989 | City of Colorado Springs - (CO) | 495 | Ruxton Park | Electric Utility | CO | 1 | 1 | Conventional Hydroelectric | WAT | HY | 5 | 1925 |  |  | (OP) Operating
8751 | Town of Holly - (CO) | 502 | Holly | Electric Utility | CO | 5 | 0.3 | Petroleum Liquids | DFO | IC | 6 | 2000 |  |  | (SB) Standby/Backup: available for service but not normally used
8751 | Town of Holly - (CO) | 502 | Holly | Electric Utility | CO | CAT | 1.7 | Petroleum Liquids | DFO | IC | 9 | 2007 |  |  | (SB) Standby/Backup: available for service but not normally used
8751 | Town of Holly - (CO) | 502 | Holly | Electric Utility | CO | EMD | 0.7 | Petroleum Liquids | DFO | IC | 1 | 1993 |  |  | (SB) Standby/Backup: available for service but not normally used
9928 | City of Julesburg - (CO) | 504 | Julesburg | Electric Utility | CO | 1 | 0.7 | Petroleum Liquids | DFO | IC | 11 | 1951 |  |  | (SB) Standby/Backup: available for service but not normally used | [5 empty] | 0
9928 | City of Julesburg - (CO) | 504 | Julesburg | Electric Utility | CO | 3 | 0.2 | Petroleum Liquids | DFO | IC | 2 | 1945 |  |  | (SB) Standby/Backup: available for service but not normally used | [5 empty] | 0
9928 | City of Julesburg - (CO) | 504 | Julesburg | Electric Utility | CO | 4 | 1.1 | Petroleum Liquids | DFO | IC | 12 | 1964 |  |  | (SB) Standby/Backup: available for service but not normally used | [5 empty] | 0
9928 | City of Julesburg - (CO) | 504 | Julesburg | Electric Utility | CO | 5 | 0.2 | Petroleum Liquids | DFO | IC | 4 | 1946 |  |  | (SB) Standby/Backup: available for service but not normally used | [5 empty] | 0
2518 | U S Bureau of Reclamation | 505 | Boysen | Electric Utility | WY | 1 | 8.6 | Conventional Hydroelectric | WAT | HY | 8 | 1952 |  |  | (OP) Operating
2518 | U S Bureau of Reclamation | 505 | Boysen | Electric Utility | WY | 2 | 8.6 | Conventional Hydroelectric | WAT | HY | 9 | 1952 |  |  | (OP) Operating
10536 | City of La Junta - (CO) | 506 | La Junta | Electric Utility | CO | 2 | 0.5 | Petroleum Liquids | DFO | IC | 3 | 1939 |  |  | (SB) Standby/Backup: available for service but not normally used
10536 | City of La Junta - (CO) | 506 | La Junta | Electric Utility | CO | 3 | 0.4 | Petroleum Liquids | DFO | IC | 3 | 1939 |  |  | (SB) Standby/Backup: available for service but not normally used
10536 | City of La Junta - (CO) | 506 | La Junta | Electric Utility | CO | 4 | 1 | Petroleum Liquids | DFO | IC | 3 | 1942 |  |  | (SB) Standby/Backup: available for service but not normally used
10536 | City of La Junta - (CO) | 506 | La Junta | Electric Utility | CO | 6 | 2.5 | Petroleum Liquids | DFO | IC | 1 | 1958 |  |  | (SB) Standby/Backup: available for service but not normally used
10536 | City of La Junta - (CO) | 506 | La Junta | Electric Utility | CO | 7 | 3 | Petroleum Liquids | DFO | IC | 1 | 1962 |  |  | (SB) Standby/Backup: available for service but not normally used
10536 | City of La Junta - (CO) | 506 | La Junta | Electric Utility | CO | 8 | 3 | Petroleum Liquids | DFO | IC | 1 | 1962 |  |  | (SB) Standby/Backup: available for service but not normally used
10536 | City of La Junta - (CO) | 506 | La Junta | Electric Utility | CO | 9 | 4 | Petroleum Liquids | DFO | IC | 1 | 1970 |  |  | (SB) Standby/Backup: available for service but not normally used
10730 | City of Las Animas - (CO) | 507 | Las Animas | Electric Utility | CO | 1 | 0.3 | Petroleum Liquids | DFO | IC | 11 | 1941 |  |  | (OP) Operating
10730 | City of Las Animas - (CO) | 507 | Las Animas | Electric Utility | CO | 2 | 0.3 | Petroleum Liquids | DFO | IC | 11 | 1941 |  |  | (OP) Operating
10730 | City of Las Animas - (CO) | 507 | Las Animas | Electric Utility | CO | 4 | 1 | Petroleum Liquids | DFO | IC | 1 | 1951 |  |  | (OP) Operating
10730 | City of Las Animas - (CO) | 507 | Las Animas | Electric Utility | CO | 5 | 1 | Petroleum Liquids | DFO | IC | 1 | 1951 |  |  | (OP) Operating
10730 | City of Las Animas - (CO) | 507 | Las Animas | Electric Utility | CO | 6 | 2.5 | Petroleum Liquids | DFO | IC | 3 | 1967 |  |  | (OP) Operating
10633 | City of Lamar - (CO) | 508 | Lamar Plant | Electric Utility | CO | 4 | 25 | Conventional Steam Coal | SUB | ST | 8 | 1972 |  |  | (OS) Out of service and NOT expected to return to service in next calendar year
10633 | City of Lamar - (CO) | 508 | Lamar Plant | Electric Utility | CO | 5 | 4.2 | Natural Gas Fired Combustion Turbine | NG | GT | 2 | 2001 |  |  | (OS) Out of service and NOT expected to return to service in next calendar year
10633 | City of Lamar - (CO) | 508 | Lamar Plant | Electric Utility | CO | 6 | 15 | Conventional Steam Coal | SUB | ST | 5 | 2009 |  |  | (OS) Out of service and NOT expected to return to service in next calendar year
10633 | City of Lamar - (CO) | 508 | Lamar Plant | Electric Utility | CO | IC1 | 1 | Petroleum Liquids | DFO | IC | 1 | 1949 |  |  | (OS) Out of service and NOT expected to return to service in next calendar year
10633 | City of Lamar - (CO) | 508 | Lamar Plant | Electric Utility | CO | IC2 | 1 | Petroleum Liquids | DFO | IC | 1 | 1946 |  |  | (OS) Out of service and NOT expected to return to service in next calendar year
10633 | City of Lamar - (CO) | 508 | Lamar Plant | Electric Utility | CO | T1-T3 | 4 | Onshore Wind Turbine | WND | WT | 2 | 2004 |  |  | (OP) Operating
10633 | City of Lamar - (CO) | 508 | Lamar Plant | Electric Utility | CO | T4 | 1.5 | Onshore Wind Turbine | WND | WT | 2 | 2004 |  |  | (OP) Operating
7160 | Geysers Power Co LLC | 510 | Sonoma California Geothermal | IPP Non-CHP | CA | 1 | 50 | Geothermal | GEO | ST | 12 | 1983 |  |  | (OP) Operating
19204 | City of Trinidad - (CO) | 511 | Trinidad (CO) | Electric Utility | CO | 1 | 3.8 | Conventional Steam Coal | BIT | ST | 5 | 1950 |  |  | (OS) Out of service and NOT expected to return to service in next calendar year
19204 | City of Trinidad - (CO) | 511 | Trinidad (CO) | Electric Utility | CO | 3 | 1.9 | Natural Gas Internal Combustion Engine | NG | IC | 5 | 1966 |  |  | (SB) Standby/Backup: available for service but not normally used
19204 | City of Trinidad - (CO) | 511 | Trinidad (CO) | Electric Utility | CO | 4 | 1.9 | Natural Gas Internal Combustion Engine | NG | IC | 5 | 1966 |  |  | (SB) Standby/Backup: available for service but not normally used
19204 | City of Trinidad - (CO) | 511 | Trinidad (CO) | Electric Utility | CO | 5 | 1.8 | Petroleum Liquids | DFO | IC | 1 | 1999 |  |  | (OP) Operating
19204 | City of Trinidad - (CO) | 511 | Trinidad (CO) | Electric Utility | CO | 6 | 1.8 | Petroleum Liquids | DFO | IC | 1 | 1999 |  |  | (OP) Operating
19204 | City of Trinidad - (CO) | 511 | Trinidad (CO) | Electric Utility | CO | 7 | 1.8 | Petroleum Liquids | DFO | IC | 1 | 1999 |  |  | (OP) Operating
2518 | U S Bureau of Reclamation | 512 | Blue Mesa | Electric Utility | CO | 1 | 43.2 | Conventional Hydroelectric | WAT | HY | 9 | 1967 |  |  | (OP) Operating
2518 | U S Bureau of Reclamation | 512 | Blue Mesa | Electric Utility | CO | 2 | 43.2 | Conventional Hydroelectric | WAT | HY | 11 | 1967 |  |  | (OP) Operating
2518 | U S Bureau of Reclamation | 513 | Estes | Electric Utility | CO | 1 | 17.2 | Conventional Hydroelectric | WAT | HY | 9 | 1950 |  |  | (OP) Operating
2518 | U S Bureau of Reclamation | 513 | Estes | Electric Utility | CO | 2 | 17.2 | Conventional Hydroelectric | WAT | HY | 12 | 1950 |  |  | (OP) Operating
2518 | U S Bureau of Reclamation | 513 | Estes | Electric Utility | CO | 3 | 17.2 | Conventional Hydroelectric | WAT | HY | 12 | 1950 |  |  | (OP) Operating
2518 | U S Bureau of Reclamation | 514 | Morrow Point | Electric Utility | CO | 1 | 86.6 | Conventional Hydroelectric | WAT | HY | 12 | 1970 |  |  | (OP) Operating
2518 | U S Bureau of Reclamation | 514 | Morrow Point | Electric Utility | CO | 2 | 86.6 | Conventional Hydroelectric | WAT | HY | 1 | 1971 |  |  | (OP) Operating
2518 | U S Bureau of Reclamation | 515 | Big Thompson | Electric Utility | CO | 1 | 5.2 | Conventional Hydroelectric | WAT | HY | 4 | 1959 |  |  | (OP) Operating
2518 | U S Bureau of Reclamation | 516 | Green Mountain | Electric Utility | CO | 1 | 13 | Conventional Hydroelectric | WAT | HY | 5 | 1943 |  |  | (OP) Operating
2518 | U S Bureau of Reclamation | 516 | Green Mountain | Electric Utility | CO | 2 | 13 | Conventional Hydroelectric | WAT | HY | 5 | 1943 |  |  | (OP) Operating
2518 | U S Bureau of Reclamation | 517 | Marys Lake | Electric Utility | CO | 1 | 9.3 | Conventional Hydroelectric | WAT | HY | 5 | 1951 |  |  | (OP) Operating
2518 | U S Bureau of Reclamation | 518 | Flatiron | Electric Utility | CO | 1 | 43 | Conventional Hydroelectric | WAT | HY | 1 | 1954 |  |  | (OP) Operating
2518 | U S Bureau of Reclamation | 518 | Flatiron | Electric Utility | CO | 2 | 43 | Conventional Hydroelectric | WAT | HY | 1 | 1954 |  |  | (OP) Operating
2518 | U S Bureau of Reclamation | 518 | Flatiron | Electric Utility | CO | 3 | 8.5 | Hydroelectric Pumped Storage | WAT | PS | 5 | 1954 |  |  | (OP) Operating
2518 | U S Bureau of Reclamation | 519 | Pole Hill | Electric Utility | CO | 1 | 38.2 | Conventional Hydroelectric | WAT | HY | 1 | 1954 |  |  | (OP) Operating
2518 | U S Bureau of Reclamation | 520 | Lower Molina | Electric Utility | CO | 1 | 5.6 | Conventional Hydroelectric | WAT | HY | 12 | 1962 |  |  | (OP) Operating
2518 | U S Bureau of Reclamation | 521 | Upper Molina | Electric Utility | CO | 1 | 9.9 | Conventional Hydroelectric | WAT | HY | 12 | 1962 |  |  | (OP) Operating
15466 | Public Service Co of Colorado | 525 | Hayden | Electric Utility | CO | 1 | 184 | Conventional Steam Coal | BIT | ST | 7 | 1965 |  |  | (OP) Operating
15466 | Public Service Co of Colorado | 525 | Hayden | Electric Utility | CO | 2 | 262 | Conventional Steam Coal | BIT | ST | 9 | 1976 |  |  | (OP) Operating
30151 | Tri-State G & T Assn, Inc | 527 | Nucla | Electric Utility | CO | 1 | 12 | Conventional Steam Coal | BIT | ST | 11 | 1959 |  |  | (OP) Operating
30151 | Tri-State G & T Assn, Inc | 527 | Nucla | Electric Utility | CO | 2 | 12 | Conventional Steam Coal | BIT | ST | 11 | 1959 |  |  | (OP) Operating
30151 | Tri-State G & T Assn, Inc | 527 | Nucla | Electric Utility | CO | 3 | 12 | Conventional Steam Coal | BIT | ST | 11 | 1959 |  |  | (OP) Operating
30151 | Tri-State G & T Assn, Inc | 527 | Nucla | Electric Utility | CO | ST4 | 64 | Conventional Steam Coal | BIT | ST | 1 | 1991 |  |  | (OP) Operating
16534 | Sacramento Municipal Util Dist | 531 | Camp Far West | Electric Utility | CA | 1 | 7.2 | Conventional Hydroelectric | WAT | HY | 2 | 1985 |  |  | (OP) Operating
189 | PowerSouth Energy Cooperative | 533 | McWilliams | Electric Utility | AL | 1 | 9 | Natural Gas Fired Combined Cycle | NG | CA | 12 | 1954 |  |  | (OP) Operating
189 | PowerSouth Energy Cooperative | 533 | McWilliams | Electric Utility | AL | 2 | 9 | Natural Gas Fired Combined Cycle | NG | CA | 12 | 1954 |  |  | (OP) Operating
189 | PowerSouth Energy Cooperative | 533 | McWilliams | Electric Utility | AL | 3 | 22 | Natural Gas Fired Combined Cycle | NG | CA | 8 | 1959 |  |  | (OP) Operating
189 | PowerSouth Energy Cooperative | 533 | McWilliams | Electric Utility | AL | 4 | 108 | Natural Gas Fired Combined Cycle | NG | CT | 12 | 1996 |  |  | (OP) Operating
189 | PowerSouth Energy Cooperative | 533 | McWilliams | Electric Utility | AL | VAN1 | 171 | Natural Gas Fired Combined Cycle | NG | CT | 1 | 2002 |  |  | (OP) Operating
189 | PowerSouth Energy Cooperative | 533 | McWilliams | Electric Utility | AL | VAN2 | 168 | Natural Gas Fired Combined Cycle | NG | CT | 1 | 2002 |  |  | (OP) Operating
189 | PowerSouth Energy Cooperative | 533 | McWilliams | Electric Utility | AL | VAN3 | 176 | Natural Gas Fired Combined Cycle | NG | CA | 1 | 2002 |  |  | (OP) Operating
16534 | Sacramento Municipal Util Dist | 534 | Jones Fork | Electric Utility | CA | 1 | 10 | Conventional Hydroelectric | WAT | HY | 6 | 1985 |  |  | (OP) Operating
16534 | Sacramento Municipal Util Dist | 535 | McClellan (CA) | Electric Utility | CA | 1 | 77 | Natural Gas Fired Combustion Turbine | NG | GT | 3 | 1986 |  |  | (OP) Operating
5571 | East Bay Municipal Util Dist | 537 | Camanche | Electric Utility | CA | 1 | 3.5 | Conventional Hydroelectric | WAT | HY | 7 | 1983 |  |  | (OP) Operating
5571 | East Bay Municipal Util Dist | 537 | Camanche | Electric Utility | CA | 2 | 3.5 | Conventional Hydroelectric | WAT | HY | 7 | 1983 |  |  | (OP) Operating
5571 | East Bay Municipal Util Dist | 537 | Camanche | Electric Utility | CA | 3 | 3.5 | Conventional Hydroelectric | WAT | HY | 8 | 1983 |  |  | (OP) Operating
54895 | FirstLight Power Resources Services LLC | 539 | Rocky River (CT) | IPP Non-CHP | CT | 1 | 2 | Hydroelectric Pumped Storage | WAT | PS | 1 | 1929 |  |  | (SB) Standby/Backup: available for service but not normally used
54895 | FirstLight Power Resources Services LLC | 539 | Rocky River (CT) | IPP Non-CHP | CT | 2 | 2 | Hydroelectric Pumped Storage | WAT | PS | 1 | 1928 |  |  | (SB) Standby/Backup: available for service but not normally used
54895 | FirstLight Power Resources Services LLC | 539 | Rocky River (CT) | IPP Non-CHP | CT | 3 | 25.4 | Hydroelectric Pumped Storage | WAT | PS | 1 | 1928 |  |  | (OP) Operating
22379 | Connecticut Jet Power LLC | 540 | Branford | IPP Non-CHP | CT | UN10 | 17.4 | Petroleum Liquids | KER | GT | 11 | 1967 |  |  | (OP) Operating
54895 | FirstLight Power Resources Services LLC | 541 | Bulls Bridge | IPP Non-CHP | CT | 1 | 1.4 | Conventional Hydroelectric | WAT | HY | 1 | 1903 |  |  | (OP) Operating
54895 | FirstLight Power Resources Services LLC | 541 | Bulls Bridge | IPP Non-CHP | CT | 2 | 1.4 | Conventional Hydroelectric | WAT | HY | 1 | 1903 |  |  | (OP) Operating
54895 | FirstLight Power Resources Services LLC | 541 | Bulls Bridge | IPP Non-CHP | CT | 3 | 1.4 | Conventional Hydroelectric | WAT | HY | 1 | 1903 |  |  | (OP) Operating
54895 | FirstLight Power Resources Services LLC | 541 | Bulls Bridge | IPP Non-CHP | CT | 4 | 1.4 | Conventional Hydroelectric | WAT | HY | 1 | 1903 |  |  | (OP) Operating
54895 | FirstLight Power Resources Services LLC | 541 | Bulls Bridge | IPP Non-CHP | CT | 5 | 1.4 | Conventional Hydroelectric | WAT | HY | 1 | 1903 |  |  | (OP) Operating
54895 | FirstLight Power Resources Services LLC | 541 | Bulls Bridge | IPP Non-CHP | CT | 6 | 1.4 | Conventional Hydroelectric | WAT | HY | 1 | 1903 |  |  | (OP) Operating
22379 | Connecticut Jet Power LLC | 542 | Cos Cob | IPP Non-CHP | CT | UN10 | 19.1 | Petroleum Liquids | KER | GT | 9 | 1969 |  |  | (OP) Operating
22379 | Connecticut Jet Power LLC | 542 | Cos Cob | IPP Non-CHP | CT | UN11 | 18.7 | Petroleum Liquids | KER | GT | 9 | 1969 |  |  | (OP) Operating
22379 | Connecticut Jet Power LLC | 542 | Cos Cob | IPP Non-CHP | CT | UN12 | 19.1 | Petroleum Liquids | KER | GT | 10 | 1969 |  |  | (OP) Operating
22379 | Connecticut Jet Power LLC | 542 | Cos Cob | IPP Non-CHP | CT | UN13 | 19.1 | Petroleum Liquids | KER | GT | 6 | 2008 |  |  | (OP) Operating
22379 | Connecticut Jet Power LLC | 542 | Cos Cob | IPP Non-CHP | CT | un14 | 19.6 | Petroleum Liquids | KER | GT | 6 | 2008 |  |  | (OP) Operating
22350 | Devon Power LLC | 544 | Devon Station | IPP Non-CHP | CT | 10 | 14.4 | Petroleum Liquids | KER | GT | 1 | 1985 |  |  | (OP) Operating
22350 | Devon Power LLC | 544 | Devon Station | IPP Non-CHP | CT | 11 | 29.3 | Petroleum Liquids | KER | GT | 7 | 1996 |  |  | (OP) Operating
22350 | Devon Power LLC | 544 | Devon Station | IPP Non-CHP | CT | 12 | 29.2 | Petroleum Liquids | KER | GT | 7 | 1996 |  |  | (OP) Operating
22350 | Devon Power LLC | 544 | Devon Station | IPP Non-CHP | CT | 13 | 29.9 | Petroleum Liquids | KER | GT | 7 | 1996 |  |  | (OP) Operating
22350 | Devon Power LLC | 544 | Devon Station | IPP Non-CHP | CT | 14 | 29.7 | Petroleum Liquids | KER | GT | 7 | 1996 |  |  | (OP) Operating
22380 | NRG Montville Operations Inc | 546 | Montville Station | IPP Non-CHP | CT | 10 | 2.7 | Petroleum Liquids | DFO | IC | 1 | 1967 |  |  | (SB) Standby/Backup: available for service but not normally used
22380 | NRG Montville Operations Inc | 546 | Montville Station | IPP Non-CHP | CT | 11 | 2.7 | Petroleum Liquids | DFO | IC | 1 | 1967 |  |  | (SB) Standby/Backup: available for service but not normally used
22380 | NRG Montville Operations Inc | 546 | Montville Station | IPP Non-CHP | CT | 5 | 81 | Petroleum Liquids | RFO | ST | 1 | 1954 |  |  | (OP) Operating
22380 | NRG Montville Operations Inc | 546 | Montville Station | IPP Non-CHP | CT | 6 | 410 | Petroleum Liquids | RFO | ST | 1 | 1971 |  |  | (OP) Operating
58185 | FirstLight Power Resources, Inc. - MA | 547 | Northfield Mountain | IPP Non-CHP | MA | 1 | 270 | Hydroelectric Pumped Storage | WAT | PS | 2 | 1973 |  |  | (OP) Operating |  |  |  | 2016 | 2 | 22
58185 | FirstLight Power Resources, Inc. - MA | 547 | Northfield Mountain | IPP Non-CHP | MA | 2 | 292 | Hydroelectric Pumped Storage | WAT | PS | 10 | 1973 |  |  | (OP) Operating
58185 | FirstLight Power Resources, Inc. - MA | 547 | Northfield Mountain | IPP Non-CHP | MA | 3 | 292 | Hydroelectric Pumped Storage | WAT | PS | 7 | 1973 |  |  | (OP) Operating
58185 | FirstLight Power Resources, Inc. - MA | 547 | Northfield Mountain | IPP Non-CHP | MA | 4 | 292 | Hydroelectric Pumped Storage | WAT | PS | 11 | 1972 |  |  | (OP) Operating
20169 | Avista Corp | 550 | Kettle Falls Generating Station | Electric Utility | WA | 1 | 50 | Wood/Wood Waste Biomass | WDS | ST | 12 | 1983 |  |  | (OP) Operating
20169 | Avista Corp | 550 | Kettle Falls Generating Station | Electric Utility | WA | 2 | 6.2 | Natural Gas Fired Combustion Turbine | NG | GT | 5 | 2002 |  |  | (OP) Operating
54895 | FirstLight Power Resources Services LLC | 551 | Scotland Dam | IPP Non-CHP | CT | 1 | 1.7 | Conventional Hydroelectric | WAT | HY | 1 | 1937 |  |  | (OP) Operating
54895 | FirstLight Power Resources Services LLC | 552 | Shepaug | IPP Non-CHP | CT | 1 | 41.5 | Conventional Hydroelectric | WAT | HY | 1 | 1955 |  |  | (OP) Operating
54895 | FirstLight Power Resources Services LLC | 553 | Stevenson | IPP Non-CHP | CT | 1 | 7.1 | Conventional Hydroelectric | WAT | HY | 1 | 1919 |  |  | (OP) Operating
54895 | FirstLight Power Resources Services LLC | 553 | Stevenson | IPP Non-CHP | CT | 2 | 7.1 | Conventional Hydroelectric | WAT | HY | 1 | 1919 |  |  | (OP) Operating
54895 | FirstLight Power Resources Services LLC | 553 | Stevenson | IPP Non-CHP | CT | 3 | 7.1 | Conventional Hydroelectric | WAT | HY | 1 | 1919 |  |  | (OP) Operating
54895 | FirstLight Power Resources Services LLC | 553 | Stevenson | IPP Non-CHP | CT | 4 | 7.6 | Conventional Hydroelectric | WAT | HY | 1 | 1936 |  |  | (OP) Operating
54895 | FirstLight Power Resources Services LLC | 554 | Taftville | IPP Non-CHP | CT | 1 | 0.4 | Conventional Hydroelectric | WAT | HY | 1 | 1926 |  |  | (OP) Operating
54895 | FirstLight Power Resources Services LLC | 554 | Taftville | IPP Non-CHP | CT | 2 | 0.4 | Conventional Hydroelectric | WAT | HY | 1 | 1906 |  |  | (OP) Operating
54895 | FirstLight Power Resources Services LLC | 554 | Taftville | IPP Non-CHP | CT | 3 | 0.4 | Conventional Hydroelectric | WAT | HY | 1 | 1906 |  |  | (OP) Operating
54895 | FirstLight Power Resources Services LLC | 554 | Taftville | IPP Non-CHP | CT | 4 | 0.4 | Conventional Hydroelectric | WAT | HY | 1 | 1949 |  |  | (OP) Operating
54895 | FirstLight Power Resources Services LLC | 554 | Taftville | IPP Non-CHP | CT | 5 | 0.4 | Conventional Hydroelectric | WAT | HY | 1 | 1949 |  |  | (OP) Operating
54895 | FirstLight Power Resources Services LLC | 557 | Tunnel | IPP Non-CHP | CT | 1 | 0.8 | Conventional Hydroelectric | WAT | HY | 1 | 1919 |  |  | (OP) Operating
54895 | FirstLight Power Resources Services LLC | 557 | Tunnel | IPP Non-CHP | CT | 10 | 16.5 | Petroleum Liquids | JF | GT | 1 | 1969 |  |  | (SB) Standby/Backup: available for service but not normally used
54895 | FirstLight Power Resources Services LLC | 557 | Tunnel | IPP Non-CHP | CT | 2 | 0.8 | Conventional Hydroelectric | WAT | HY | 1 | 1949 |  |  | (OP) Operating
6207 | Farmington River Power Company | 559 | Rainbow (CT) | Electric Utility | CT | 1 | 4 | Conventional Hydroelectric | WAT | HY | 12 | 1925 |  |  | (OP) Operating
6207 | Farmington River Power Company | 559 | Rainbow (CT) | Electric Utility | CT | 2 | 4 | Conventional Hydroelectric | WAT | HY | 12 | 1925 |  |  | (OP) Operating
54895 | FirstLight Power Resources Services LLC | 560 | Falls Village | IPP Non-CHP | CT | 1 | 3.3 | Conventional Hydroelectric | WAT | HY | 1 | 1914 |  |  | (OP) Operating
54895 | FirstLight Power Resources Services LLC | 560 | Falls Village | IPP Non-CHP | CT | 2 | 3.3 | Conventional Hydroelectric | WAT | HY | 1 | 1914 |  |  | (OP) Operating
54895 | FirstLight Power Resources Services LLC | 560 | Falls Village | IPP Non-CHP | CT | 3 | 3.3 | Conventional Hydroelectric | WAT | HY | 1 | 1914 |  |  | (OP) Operating
22379 | Connecticut Jet Power LLC | 561 | Franklin Drive | IPP Non-CHP | CT | UN19 | 16.1 | Petroleum Liquids | KER | GT | 11 | 1968 |  |  | (OP) Operating
12490 | Middletown Power LLC | 562 | Middletown | IPP Non-CHP | CT | 10 | 17.2 | Petroleum Liquids | KER | GT | 8 | 1966 |  |  | (OP) Operating
12490 | Middletown Power LLC | 562 | Middletown | IPP Non-CHP | CT | 2 | 117 | Petroleum Liquids | RFO | ST | 10 | 1958 |  |  | (OP) Operating
12490 | Middletown Power LLC | 562 | Middletown | IPP Non-CHP | CT | 3 | 236 | Petroleum Liquids | RFO | ST | 1 | 1964 |  |  | (OP) Operating
12490 | Middletown Power LLC | 562 | Middletown | IPP Non-CHP | CT | 4 | 400 | Petroleum Liquids | RFO | ST | 5 | 1973 |  |  | (OP) Operating
4426 | NAES Corp | 563 | South Meadow | IPP Non-CHP | CT | 11 | 35.7 | Petroleum Liquids | KER | GT | 8 | 1970 |  |  | (SB) Standby/Backup: available for service but not normally used
4426 | NAES Corp | 563 | South Meadow | IPP Non-CHP | CT | 12 | 37.7 | Petroleum Liquids | KER | GT | 8 | 1970 |  |  | (SB) Standby/Backup: available for service but not normally used
4426 | NAES Corp | 563 | South Meadow | IPP Non-CHP | CT | 13 | 38.3 | Petroleum Liquids | KER | GT | 8 | 1970 |  |  | (SB) Standby/Backup: available for service but not normally used
4426 | NAES Corp | 563 | South Meadow | IPP Non-CHP | CT | 14 | 36.7 | Petroleum Liquids | KER | GT | 8 | 1970 |  |  | (SB) Standby/Backup: available for service but not normally used
14610 | Orlando Utilities Comm | 564 | Stanton Energy Center | Electric Utility | FL | 1 | 440 | Conventional Steam Coal | BIT | ST | 7 | 1987 |  |  | (OP) Operating
14610 | Orlando Utilities Comm | 564 | Stanton Energy Center | Electric Utility | FL | 2 | 456 | Conventional Steam Coal | BIT | ST | 6 | 1996 |  |  | (OP) Operating
14610 | Orlando Utilities Comm | 564 | Stanton Energy Center | Electric Utility | FL | B | 128 | Natural Gas Fired Combined Cycle | NG | CA | 2 | 2010 |  |  | (OP) Operating
14610 | Orlando Utilities Comm | 564 | Stanton Energy Center | Electric Utility | FL | B1 | 167 | Natural Gas Fired Combined Cycle | NG | CT | 2 | 2010 |  |  | (OP) Operating
22379 | Connecticut Jet Power LLC | 565 | Torrington Terminal | IPP Non-CHP | CT | UN10 | 17.4 | Petroleum Liquids | KER | GT | 11 | 1967 |  |  | (OP) Operating
5221 | Dominion Nuclear Conn Inc | 566 | Millstone | IPP Non-CHP | CT | 2 | 897.5 | Nuclear | NUC | ST | 12 | 1975 |  |  | (OP) Operating
5221 | Dominion Nuclear Conn Inc | 566 | Millstone | IPP Non-CHP | CT | 3 | 1225 | Nuclear | NUC | ST | 4 | 1986 |  |  | (OP) Operating
15452 | PSEG Power Connecticut LLC | 568 | Bridgeport Station | IPP Non-CHP | CT | 3 | 383.4 | Conventional Steam Coal | SUB | ST | 8 | 1968 |  |  | (OP) Operating
15452 | PSEG Power Connecticut LLC | 568 | Bridgeport Station | IPP Non-CHP | CT | 4 | 16.9 | Petroleum Liquids | KER | GT | 10 | 1967 | 5 | 2017 | (OP) Operating
3249 | Central Hudson Gas & Elec Corp | 579 | Central Hudson High Falls | Electric Utility | NY | 1 | 3.2 | Conventional Hydroelectric | WAT | HY | 12 | 1986 |  |  | (OP) Operating
13831 | City of Norwich - (CT) | 581 | North Main Street | Electric Utility | CT | 5 | 15.3 | Petroleum Liquids | DFO | GT | 8 | 1972 |  |  | (OP) Operating
13831 | City of Norwich - (CT) | 583 | Tenth Street | Electric Utility | CT | 1 | 1 | Conventional Hydroelectric | WAT | HY | 5 | 1967 |  |  | (OP) Operating
6204 | City of Farmington - (NM) | 584 | Navajo Dam | Electric Utility | NM | 1 | 15 | Conventional Hydroelectric | WAT | HY | 1 | 1989 |  |  | (OP) Operating
6204 | City of Farmington - (NM) | 584 | Navajo Dam | Electric Utility | NM | 2 | 15 | Conventional Hydroelectric | WAT | HY | 1 | 1989 |  |  | (OP) Operating
9216 | Imperial Irrigation District | 585 | Drop 1 | Electric Utility | CA | 1 | 1.3 | Conventional Hydroelectric | WAT | HY | 11 | 1984 |  |  | (OP) Operating
9216 | Imperial Irrigation District | 585 | Drop 1 | Electric Utility | CA | 2 | 1.2 | Conventional Hydroelectric | WAT | HY | 11 | 1984 |  |  | (OP) Operating
9216 | Imperial Irrigation District | 585 | Drop 1 | Electric Utility | CA | 3 | 1.3 | Conventional Hydroelectric | WAT | HY | 10 | 1984 |  |  | (OP) Operating
9216 | Imperial Irrigation District | 586 | East Highline | Electric Utility | CA | 1 | 1 | Conventional Hydroelectric | WAT | HY | 9 | 1984 |  |  | (OP) Operating
2548 | City of Burlington Electric - (VT) | 589 | J C McNeil | Electric Utility | VT | 1 | 52 | Wood/Wood Waste Biomass | WDS | ST | 6 | 1984 |  |  | (OP) Operating
56609 | Calpine Mid-Atlantic Generation LLC | 591 | Christiana | IPP Non-CHP | DE | CH11 | 25 | Petroleum Liquids | DFO | GT | 6 | 1973 |  |  | (SB) Standby/Backup: available for service but not normally used
56609 | Calpine Mid-Atlantic Generation LLC | 591 | Christiana | IPP Non-CHP | DE | CH14 | 25 | Petroleum Liquids | DFO | GT | 6 | 1973 |  |  | (SB) Standby/Backup: available for service but not normally used
56609 | Calpine Mid-Atlantic Generation LLC | 592 | Delaware City 10 | IPP Non-CHP | DE | DC10 | 18 | Petroleum Liquids | DFO | GT | 4 | 1968 |  |  | (SB) Standby/Backup: available for service but not normally used
56609 | Calpine Mid-Atlantic Generation LLC | 593 | Edge Moor | IPP Non-CHP | DE | 10 | 15 | Petroleum Liquids | DFO | GT | 6 | 1963 |  |  | (SB) Standby/Backup: available for service but not normally used
56609 | Calpine Mid-Atlantic Generation LLC | 593 | Edge Moor | IPP Non-CHP | DE | 3 | 86 | Natural Gas Steam Turbine | NG | ST | 12 | 1954 |  |  | (OP) Operating
56609 | Calpine Mid-Atlantic Generation LLC | 593 | Edge Moor | IPP Non-CHP | DE | 4 | 174 | Natural Gas Steam Turbine | NG | ST | 4 | 1966 |  |  | (OP) Operating
56609 | Calpine Mid-Atlantic Generation LLC | 593 | Edge Moor | IPP Non-CHP | DE | 5 | 450 | Natural Gas Steam Turbine | NG | ST | 8 | 1973 |  |  | (OP) Operating
9332 | Indian River Operations Inc | 594 | Indian River Generating Station | IPP Non-CHP | DE | 10 | 16.4 | Petroleum Liquids | DFO | GT | 6 | 1967 |  |  | (OP) Operating
9332 | Indian River Operations Inc | 594 | Indian River Generating Station | IPP Non-CHP | DE | 4 | 410 | Conventional Steam Coal | BIT | ST | 10 | 1980 |  |  | (OP) Operating
56609 | Calpine Mid-Atlantic Generation LLC | 597 | West Station (DE) | IPP Non-CHP | DE | WEST | 15 | Petroleum Liquids | DFO | GT | 6 | 1964 |  |  | (SB) Standby/Backup: available for service but not normally used
54899 | NAES Corporation - (DE) | 599 | McKee Run | IPP Non-CHP | DE | 1 | 17 | Natural Gas Steam Turbine | NG | ST | 1 | 1962 | 6 | 2017 | (OP) Operating
54899 | NAES Corporation - (DE) | 599 | McKee Run | IPP Non-CHP | DE | 2 | 17 | Natural Gas Steam Turbine | NG | ST | 3 | 1962 | 6 | 2017 | (OP) Operating
54899 | NAES Corporation - (DE) | 599 | McKee Run | IPP Non-CHP | DE | 3 | 102 | Natural Gas Steam Turbine | NG | ST | 5 | 1975 |  |  | (OP) Operating
58177 | Raven Power Holdings LLC | 602 | Brandon Shores | IPP Non-CHP | MD | 1 | 635 | Conventional Steam Coal | BIT | ST | 5 | 1984 |  |  | (OP) Operating
58177 | Raven Power Holdings LLC | 602 | Brandon Shores | IPP Non-CHP | MD | 2 | 638 | Conventional Steam Coal | BIT | ST | 5 | 1991 |  |  | (OP) Operating
15500 | Puget Sound Energy Inc | 607 | Fredonia | Electric Utility | WA | 1 | 93 | Natural Gas Fired Combustion Turbine | NG | GT | 5 | 1984 |  |  | (SB) Standby/Backup: available for service but not normally used
15500 | Puget Sound Energy Inc | 607 | Fredonia | Electric Utility | WA | 2 | 93 | Natural Gas Fired Combustion Turbine | NG | GT | 5 | 1984 |  |  | (SB) Standby/Backup: available for service but not normally used
15500 | Puget Sound Energy Inc | 607 | Fredonia | Electric Utility | WA | 3 | 47 | Natural Gas Fired Combustion Turbine | NG | GT | 7 | 2001 |  |  | (SB) Standby/Backup: available for service but not normally used
15500 | Puget Sound Energy Inc | 607 | Fredonia | Electric Utility | WA | 4 | 47 | Natural Gas Fired Combustion Turbine | NG | GT | 7 | 2001 |  |  | (SB) Standby/Backup: available for service but not normally used
6452 | Florida Power & Light Co | 609 | Cape Canaveral | Electric Utility | FL | 3A |  | Natural Gas Fired Combined Cycle | NG | CT | 4 | 2013 |  |  | (OP) Operating
6452 | Florida Power & Light Co | 609 | Cape Canaveral | Electric Utility | FL | 3B |  | Natural Gas Fired Combined Cycle | NG | CT | 4 | 2013 |  |  | (OP) Operating
6452 | Florida Power & Light Co | 609 | Cape Canaveral | Electric Utility | FL | 3C |  | Natural Gas Fired Combined Cycle | NG | CT | 4 | 2013 |  |  | (OP) Operating
6452 | Florida Power & Light Co | 609 | Cape Canaveral | Electric Utility | FL | 3ST | 1210 | Natural Gas Fired Combined Cycle | NG | CA | 4 | 2013 |  |  | (OP) Operating
6452 | Florida Power & Light Co | 612 | Fort Myers | Electric Utility | FL | 11 | 54 | Petroleum Liquids | DFO | GT | 5 | 1974 |  |  | (OP) Operating
6452 | Florida Power & Light Co | 612 | Fort Myers | Electric Utility | FL | 12 | 54 | Petroleum Liquids | DFO | GT | 5 | 1974 |  |  | (OP) Operating
6452 | Florida Power & Light Co | 612 | Fort Myers | Electric Utility | FL | 2A |  | Natural Gas Fired Combined Cycle | NG | CT | 12 | 2000 |  |  | (OP) Operating
6452 | Florida Power & Light Co | 612 | Fort Myers | Electric Utility | FL | 2B |  | Natural Gas Fired Combined Cycle | NG | CT | 12 | 2000 |  |  | (OP) Operating
6452 | Florida Power & Light Co | 612 | Fort Myers | Electric Utility | FL | 2C |  | Natural Gas Fired Combined Cycle | NG | CT | 12 | 2000 |  |  | (OP) Operating
6452 | Florida Power & Light Co | 612 | Fort Myers | Electric Utility | FL | 2D |  | Natural Gas Fired Combined Cycle | NG | CT | 4 | 2001 |  |  | (OP) Operating
6452 | Florida Power & Light Co | 612 | Fort Myers | Electric Utility | FL | 2E |  | Natural Gas Fired Combined Cycle | NG | CT | 5 | 2001 |  |  | (OP) Operating
6452 | Florida Power & Light Co | 612 | Fort Myers | Electric Utility | FL | 2F |  | Natural Gas Fired Combined Cycle | NG | CT | 5 | 2001 |  |  | (OP) Operating
6452 | Florida Power & Light Co | 612 | Fort Myers | Electric Utility | FL | 3 | 54 | Petroleum Liquids | DFO | GT | 5 | 1974 |  |  | (OP) Operating
6452 | Florida Power & Light Co | 612 | Fort Myers | Electric Utility | FL | 4 | 54 | Petroleum Liquids | DFO | GT | 5 | 1974 |  |  | (OP) Operating
6452 | Florida Power & Light Co | 612 | Fort Myers | Electric Utility | FL | 5 | 54 | Petroleum Liquids | DFO | GT | 5 | 1974 |  |  | (OP) Operating
6452 | Florida Power & Light Co | 612 | Fort Myers | Electric Utility | FL | 6 | 54 | Petroleum Liquids | DFO | GT | 5 | 1974 |  |  | (OP) Operating
6452 | Florida Power & Light Co | 612 | Fort Myers | Electric Utility | FL | 7 | 54 | Petroleum Liquids | DFO | GT | 5 | 1974 |  |  | (OP) Operating
6452 | Florida Power & Light Co | 612 | Fort Myers | Electric Utility | FL | 8 | 54 | Petroleum Liquids | DFO | GT | 5 | 1974 |  |  | (OP) Operating
6452 | Florida Power & Light Co | 612 | Fort Myers | Electric Utility | FL | 9 | 54 | Petroleum Liquids | DFO | GT | 5 | 1974 |  |  | (OP) Operating
6452 | Florida Power & Light Co | 612 | Fort Myers | Electric Utility | FL | CT1 | 315 | Natural Gas Fired Combustion Turbine | NG | GT | 6 | 2003 |  |  | (OP) Operating
6452 | Florida Power & Light Co | 612 | Fort Myers | Electric Utility | FL | CT2 |  | Natural Gas Fired Combustion Turbine | NG | GT | 6 | 2003 |  |  | (OP) Operating
6452 | Florida Power & Light Co | 612 | Fort Myers | Electric Utility | FL | G10 | 54 | Petroleum Liquids | DFO | GT | 5 | 1974 |  |  | (OP) Operating
6452 | Florida Power & Light Co | 612 | Fort Myers | Electric Utility | FL | GT1 | 54 | Petroleum Liquids | DFO | GT | 5 | 1974 |  |  | (OP) Operating
6452 | Florida Power & Light Co | 612 | Fort Myers | Electric Utility | FL | GT2 | 54 | Petroleum Liquids | DFO | GT | 5 | 1974 |  |  | (OP) Operating
6452 | Florida Power & Light Co | 612 | Fort Myers | Electric Utility | FL | ST1 | 1432 | Natural Gas Fired Combined Cycle | NG | CA | 11 | 1958 |  |  | (OP) Operating
6452 | Florida Power & Light Co | 612 | Fort Myers | Electric Utility | FL | ST2 |  | Natural Gas Fired Combined Cycle | NG | CA | 7 | 1969 |  |  | (OP) Operating
6452 | Florida Power & Light Co | 613 | Lauderdale | Electric Utility | FL | 1 | 35 | Natural Gas Fired Combustion Turbine | NG | GT | 8 | 1970 |  |  | (OP) Operating
6452 | Florida Power & Light Co | 613 | Lauderdale | Electric Utility | FL | 10 | 35 | Natural Gas Fired Combustion Turbine | NG | GT | 8 | 1970 |  |  | (OP) Operating
6452 | Florida Power & Light Co | 613 | Lauderdale | Electric Utility | FL | 11 | 35 | Natural Gas Fired Combustion Turbine | NG | GT | 8 | 1970 |  |  | (OP) Operating
6452 | Florida Power & Light Co | 613 | Lauderdale | Electric Utility | FL | 12 | 35 | Natural Gas Fired Combustion Turbine | NG | GT | 8 | 1970 |  |  | (OP) Operating
6452 | Florida Power & Light Co | 613 | Lauderdale | Electric Utility | FL | 13 | 35 | Natural Gas Fired Combustion Turbine | NG | GT | 8 | 1972 |  |  | (OP) Operating
6452 | Florida Power & Light Co | 613 | Lauderdale | Electric Utility | FL | 14 | 35 | Natural Gas Fired Combustion Turbine | NG | GT | 8 | 1972 |  |  | (OP) Operating
6452 | Florida Power & Light Co | 613 | Lauderdale | Electric Utility | FL | 15 | 35 | Natural Gas Fired Combustion Turbine | NG | GT | 8 | 1972 |  |  | (OP) Operating
6452 | Florida Power & Light Co | 613 | Lauderdale | Electric Utility | FL | 16 | 35 | Natural Gas Fired Combustion Turbine | NG | GT | 8 | 1972 |  |  | (OP) Operating
6452 | Florida Power & Light Co | 613 | Lauderdale | Electric Utility | FL | 17 | 35 | Natural Gas Fired Combustion Turbine | NG | GT | 8 | 1972 |  |  | (OP) Operating
6452 | Florida Power & Light Co | 613 | Lauderdale | Electric Utility | FL | 18 | 35 | Natural Gas Fired Combustion Turbine | NG | GT | 8 | 1972 |  |  | (OP) Operating
6452 | Florida Power & Light Co | 613 | Lauderdale | Electric Utility | FL | 19 | 35 | Natural Gas Fired Combustion Turbine | NG | GT | 8 | 1972 |  |  | (OP) Operating
6452 | Florida Power & Light Co | 613 | Lauderdale | Electric Utility | FL | 2 | 35 | Natural Gas Fired Combustion Turbine | NG | GT | 8 | 1970 |  |  | (OP) Operating
6452 | Florida Power & Light Co | 613 | Lauderdale | Electric Utility | FL | 20 | 35 | Natural Gas Fired Combustion Turbine | NG | GT | 8 | 1972 |  |  | (OP) Operating
6452 | Florida Power & Light Co | 613 | Lauderdale | Electric Utility | FL | 21 | 35 | Natural Gas Fired Combustion Turbine | NG | GT | 8 | 1972 |  |  | (OP) Operating
6452 | Florida Power & Light Co | 613 | Lauderdale | Electric Utility | FL | 22 | 35 | Natural Gas Fired Combustion Turbine | NG | GT | 8 | 1972 |  |  | (OP) Operating
6452 | Florida Power & Light Co | 613 | Lauderdale | Electric Utility | FL | 23 | 35 | Natural Gas Fired Combustion Turbine | NG | GT | 8 | 1972 |  |  | (OP) Operating
6452 | Florida Power & Light Co | 613 | Lauderdale | Electric Utility | FL | 24 | 35 | Natural Gas Fired Combustion Turbine | NG | GT | 8 | 1972 |  |  | (OP) Operating
6452 | Florida Power & Light Co | 613 | Lauderdale | Electric Utility | FL | 3 | 35 | Natural Gas Fired Combustion Turbine | NG | GT | 8 | 1970 |  |  | (OP) Operating
6452 | Florida Power & Light Co | 613 | Lauderdale | Electric Utility | FL | 4 | 35 | Natural Gas Fired Combustion Turbine | NG | GT | 8 | 1970 |  |  | (OP) Operating
6452 | Florida Power & Light Co | 613 | Lauderdale | Electric Utility | FL | 4GT1 |  | Natural Gas Fired Combined Cycle | NG | CT | 5 | 1993 |  |  | (OP) Operating
6452 | Florida Power & Light Co | 613 | Lauderdale | Electric Utility | FL | 4GT2 |  | Natural Gas Fired Combined Cycle | NG | CT | 5 | 1993 |  |  | (OP) Operating
6452 | Florida Power & Light Co | 613 | Lauderdale | Electric Utility | FL | 5 | 35 | Natural Gas Fired Combustion Turbine | NG | GT | 8 | 1970 |  |  | (OP) Operating
6452 | Florida Power & Light Co | 613 | Lauderdale | Electric Utility | FL | 5GT1 |  | Natural Gas Fired Combined Cycle | NG | CT | 6 | 1993 |  |  | (OP) Operating
6452 | Florida Power & Light Co | 613 | Lauderdale | Electric Utility | FL | 5GT2 |  | Natural Gas Fired Combined Cycle | NG | CT | 6 | 1993 |  |  | (OP) Operating
6452 | Florida Power & Light Co | 613 | Lauderdale | Electric Utility | FL | 6 | 35 | Natural Gas Fired Combustion Turbine | NG | GT | 8 | 1970 |  |  | (OP) Operating
6452 | Florida Power & Light Co | 613 | Lauderdale | Electric Utility | FL | 7 | 35 | Natural Gas Fired Combustion Turbine | NG | GT | 8 | 1970 |  |  | (OP) Operating
6452 | Florida Power & Light Co | 613 | Lauderdale | Electric Utility | FL | 8 | 35 | Natural Gas Fired Combustion Turbine | NG | GT | 8 | 1970 |  |  | (OP) Operating
6452 | Florida Power & Light Co | 613 | Lauderdale | Electric Utility | FL | 9 | 35 | Natural Gas Fired Combustion Turbine | NG | GT | 8 | 1970 |  |  | (OP) Operating
6452 | Florida Power & Light Co | 613 | Lauderdale | Electric Utility | FL | ST4 | 442 | Natural Gas Fired Combined Cycle | NG | CA | 10 | 1957 |  |  | (OP) Operating
6452 | Florida Power & Light Co | 613 | Lauderdale | Electric Utility | FL | ST5 | 442 | Natural Gas Fired Combined Cycle | NG | CA | 4 | 1958 |  |  | (OP) Operating
6452 | Florida Power & Light Co | 617 | Port Everglades | Electric Utility | FL | 10 | 35 | Natural Gas Fired Combustion Turbine | NG | GT | 8 | 1971 |  |  | (OP) Operating
6452 | Florida Power & Light Co | 617 | Port Everglades | Electric Utility | FL | 11 | 35 | Natural Gas Fired Combustion Turbine | NG | GT | 8 | 1971 |  |  | (OP) Operating
6452 | Florida Power & Light Co | 617 | Port Everglades | Electric Utility | FL | 12 | 35 | Natural Gas Fired Combustion Turbine | NG | GT | 8 | 1971 |  |  | (OP) Operating
6452 | Florida Power & Light Co | 617 | Port Everglades | Electric Utility | FL | 6 | 35 | Natural Gas Fired Combustion Turbine | NG | GT | 8 | 1971 |  |  | (OP) Operating
6452 | Florida Power & Light Co | 617 | Port Everglades | Electric Utility | FL | 7 | 35 | Natural Gas Fired Combustion Turbine | NG | GT | 8 | 1971 |  |  | (OP) Operating
6452 | Florida Power & Light Co | 617 | Port Everglades | Electric Utility | FL | 8 | 35 | Natural Gas Fired Combustion Turbine | NG | GT | 8 | 1971 |  |  | (OP) Operating
6452 | Florida Power & Light Co | 617 | Port Everglades | Electric Utility | FL | 9 | 35 | Natural Gas Fired Combustion Turbine | NG | GT | 8 | 1971 |  |  | (OP) Operating
6452 | Florida Power & Light Co | 617 | Port Everglades | Electric Utility | FL | GT1 | 35 | Natural Gas Fired Combustion Turbine | NG | GT | 8 | 1971 |  |  | (OP) Operating
6452 | Florida Power & Light Co | 617 | Port Everglades | Electric Utility | FL | GT2 | 35 | Natural Gas Fired Combustion Turbine | NG | GT | 8 | 1971 |  |  | (OP) Operating
6452 | Florida Power & Light Co | 617 | Port Everglades | Electric Utility | FL | GT3 | 35 | Natural Gas Fired Combustion Turbine | NG | GT | 8 | 1971 |  |  | (OP) Operating
6452 | Florida Power & Light Co | 617 | Port Everglades | Electric Utility | FL | GT4 | 35 | Natural Gas Fired Combustion Turbine | NG | GT | 8 | 1971 |  |  | (OP) Operating
6452 | Florida Power & Light Co | 617 | Port Everglades | Electric Utility | FL | GT5 | 35 | Natural Gas Fired Combustion Turbine | NG | GT | 8 | 1971 |  |  | (OP) Operating
6452 | Florida Power & Light Co | 619 | Riviera | Electric Utility | FL | 5A |  | Natural Gas Fired Combined Cycle | NG | CT | 4 | 2014 |  |  | (OP) Operating
6452 | Florida Power & Light Co | 619 | Riviera | Electric Utility | FL | 5B |  | Natural Gas Fired Combined Cycle | NG | CT | 4 | 2014 |  |  | (OP) Operating
6452 | Florida Power & Light Co | 619 | Riviera | Electric Utility | FL | 5C |  | Natural Gas Fired Combined Cycle | NG | CT | 4 | 2014 |  |  | (OP) Operating
6452 | Florida Power & Light Co | 619 | Riviera | Electric Utility | FL | 5ST | 1212 | Natural Gas Fired Combined Cycle | NG | CA | 4 | 2014 |  |  | (OP) Operating
6452 | Florida Power & Light Co | 620 | Sanford | Electric Utility | FL | 4 | 958 | Natural Gas Fired Combined Cycle | NG | CA | 7 | 1969 |  |  | (OP) Operating
6452 | Florida Power & Light Co | 620 | Sanford | Electric Utility | FL | 4A |  | Natural Gas Fired Combined Cycle | NG | CT | 12 | 2002 |  |  | (OP) Operating
6452 | Florida Power & Light Co | 620 | Sanford | Electric Utility | FL | 4B |  | Natural Gas Fired Combined Cycle | NG | CT | 12 | 2002 |  |  | (OP) Operating
6452 | Florida Power & Light Co | 620 | Sanford | Electric Utility | FL | 4C |  | Natural Gas Fired Combined Cycle | NG | CT | 12 | 2002 |  |  | (OP) Operating
6452 | Florida Power & Light Co | 620 | Sanford | Electric Utility | FL | 4D |  | Natural Gas Fired Combined Cycle | NG | CT | 1 | 2003 |  |  | (OP) Operating
6452 | Florida Power & Light Co | 620 | Sanford | Electric Utility | FL | 5 | 954 | Natural Gas Fired Combined Cycle | NG | CA | 5 | 1974 |  |  | (OP) Operating
6452 | Florida Power & Light Co | 620 | Sanford | Electric Utility | FL | 5A |  | Natural Gas Fired Combined Cycle | NG | CT | 5 | 2002 |  |  | (OP) Operating
6452 | Florida Power & Light Co | 620 | Sanford | Electric Utility | FL | 5B |  | Natural Gas Fired Combined Cycle | NG | CT | 5 | 2002 |  |  | (OP) Operating
6452 | Florida Power & Light Co | 620 | Sanford | Electric Utility | FL | 5C |  | Natural Gas Fired Combined Cycle | NG | CT | 5 | 2002 |  |  | (OP) Operating
6452 | Florida Power & Light Co | 620 | Sanford | Electric Utility | FL | 5D |  | Natural Gas Fired Combined Cycle | NG | CT | 5 | 2002 |  |  | (OP) Operating
6452 | Florida Power & Light Co | 621 | Turkey Point | Electric Utility | FL | 3 | 802 | Nuclear | NUC | ST | 12 | 1972 |  |  | (OP) Operating
6452 | Florida Power & Light Co | 621 | Turkey Point | Electric Utility | FL | 4 | 802 | Nuclear | NUC | ST | 9 | 1973 |  |  | (OP) Operating
6452 | Florida Power & Light Co | 621 | Turkey Point | Electric Utility | FL | 5CA | 1148 | Natural Gas Fired Combined Cycle | NG | CA | 5 | 2007 |  |  | (OP) Operating
6452 | Florida Power & Light Co | 621 | Turkey Point | Electric Utility | FL | 5CTA |  | Natural Gas Fired Combined Cycle | NG | CT | 5 | 2007 |  |  | (OP) Operating
6452 | Florida Power & Light Co | 621 | Turkey Point | Electric Utility | FL | 5CTB |  | Natural Gas Fired Combined Cycle | NG | CT | 5 | 2007 |  |  | (OP) Operating
6452 | Florida Power & Light Co | 621 | Turkey Point | Electric Utility | FL | 5CTC |  | Natural Gas Fired Combined Cycle | NG | CT | 5 | 2007 |  |  | (OP) Operating
6452 | Florida Power & Light Co | 621 | Turkey Point | Electric Utility | FL | 5CTD |  | Natural Gas Fired Combined Cycle | NG | CT | 5 | 2007 |  |  | (OP) Operating
6452 | Florida Power & Light Co | 621 | Turkey Point | Electric Utility | FL | ST1 | 396 | Petroleum Liquids | RFO | ST | 4 | 1967 |  |  | (OP) Operating
6452 | Florida Power & Light Co | 621 | Turkey Point | Electric Utility | FL | ST2 | 392 | Petroleum Liquids | RFO | ST | 4 | 1968 |  |  | (OP) Operating
16868 | City of Seattle - (WA) | 622 | South Fork Tolt | Electric Utility | WA | 1 | 16.8 | Conventional Hydroelectric | WAT | HY | 11 | 1995 |  |  | (OP) Operating
6455 | Duke Energy Florida, Inc | 624 | Avon Park | Electric Utility | FL | P1 | 24 | Natural Gas Fired Combustion Turbine | NG | GT | 12 | 1968 | 5 | 2016 | (OP) Operating
6455 | Duke Energy Florida, Inc | 624 | Avon Park | Electric Utility | FL | P2 | 24 | Petroleum Liquids | DFO | GT | 12 | 1968 | 5 | 2016 | (OP) Operating
13511 | New York State Elec & Gas Corp | 625 | Upper Mechanicville | Electric Utility | NY | 1 | 9.2 | Conventional Hydroelectric | WAT | HY | 9 | 1983 |  |  | (OP) Operating
13511 | New York State Elec & Gas Corp | 625 | Upper Mechanicville | Electric Utility | NY | 2 | 9.2 | Conventional Hydroelectric | WAT | HY | 9 | 1983 |  |  | (OP) Operating
14328 | Pacific Gas & Electric Co | 626 | Oak Flat | Electric Utility | CA | 1 | 1.3 | Conventional Hydroelectric | WAT | HY | 11 | 1985 |  |  | (OP) Operating
6455 | Duke Energy Florida, Inc | 627 | Bayboro | Electric Utility | FL | P1 | 44 | Petroleum Liquids | DFO | GT | 4 | 1973 |  |  | (OP) Operating
6455 | Duke Energy Florida, Inc | 627 | Bayboro | Electric Utility | FL | P2 | 42 | Petroleum Liquids | DFO | GT | 4 | 1973 |  |  | (OP) Operating
6455 | Duke Energy Florida, Inc | 627 | Bayboro | Electric Utility | FL | P3 | 44 | Petroleum Liquids | DFO | GT | 4 | 1973 |  |  | (OP) Operating
6455 | Duke Energy Florida, Inc | 627 | Bayboro | Electric Utility | FL | P4 | 44 | Petroleum Liquids | DFO | GT | 4 | 1973 |  |  | (OP) Operating
6455 | Duke Energy Florida, Inc | 628 | Crystal River | Electric Utility | FL | 1 | 370 | Conventional Steam Coal | BIT | ST | 10 | 1966 | 4 | 2018 | (OP) Operating
6455 | Duke Energy Florida, Inc | 628 | Crystal River | Electric Utility | FL | 2 | 499 | Conventional Steam Coal | BIT | ST | 11 | 1969 | 4 | 2018 | (OP) Operating
6455 | Duke Energy Florida, Inc | 628 | Crystal River | Electric Utility | FL | 5 | 710 | Conventional Steam Coal | BIT | ST | 10 | 1984 |  |  | (OP) Operating
6455 | Duke Energy Florida, Inc | 628 | Crystal River | Electric Utility | FL | ST4 | 712 | Conventional Steam Coal | BIT | ST | 12 | 1982 |  |  | (OP) Operating
6455 | Duke Energy Florida, Inc | 629 | G E Turner | Electric Utility | FL | P1 | 10 | Petroleum Liquids | DFO | GT | 10 | 1970 | 5 | 2016 | (OP) Operating
6455 | Duke Energy Florida, Inc | 629 | G E Turner | Electric Utility | FL | P2 | 10 | Petroleum Liquids | DFO | GT | 10 | 1970 | 5 | 2016 | (OP) Operating
6455 | Duke Energy Florida, Inc | 629 | G E Turner | Electric Utility | FL | P4 | 59 | Petroleum Liquids | DFO | GT | 8 | 1974 | 5 | 2016 | (OP) Operating
6455 | Duke Energy Florida, Inc | 630 | Higgins | Electric Utility | FL | P1 | 20 | Natural Gas Fired Combustion Turbine | NG | GT | 3 | 1969 | 5 | 2020 | (OP) Operating
6455 | Duke Energy Florida, Inc | 630 | Higgins | Electric Utility | FL | P2 | 25 | Natural Gas Fired Combustion Turbine | NG | GT | 4 | 1969 | 5 | 2020 | (OP) Operating
6455 | Duke Energy Florida, Inc | 630 | Higgins | Electric Utility | FL | P3 | 30 | Natural Gas Fired Combustion Turbine | NG | GT | 12 | 1970 | 5 | 2020 | (OP) Operating
6455 | Duke Energy Florida, Inc | 630 | Higgins | Electric Utility | FL | P4 | 30 | Natural Gas Fired Combustion Turbine | NG | GT | 1 | 1971 | 5 | 2020 | (OP) Operating
14328 | Pacific Gas & Electric Co | 632 | Newcastle | Electric Utility | CA | 1 | 11.5 | Conventional Hydroelectric | WAT | HY | 12 | 1986 |  |  | (OP) Operating
6455 | Duke Energy Florida, Inc | 634 | P L Bartow | Electric Utility | FL | 4AGT | 168 | Natural Gas Fired Combined Cycle | NG | CT | 6 | 2009 |  |  | (OP) Operating
6455 | Duke Energy Florida, Inc | 634 | P L Bartow | Electric Utility | FL | 4BGT | 169 | Natural Gas Fired Combined Cycle | NG | CT | 6 | 2009 |  |  | (OP) Operating
6455 | Duke Energy Florida, Inc | 634 | P L Bartow | Electric Utility | FL | 4CGT | 172 | Natural Gas Fired Combined Cycle | NG | CT | 6 | 2009 |  |  | (OP) Operating
6455 | Duke Energy Florida, Inc | 634 | P L Bartow | Electric Utility | FL | 4DGT | 167 | Natural Gas Fired Combined Cycle | NG | CT | 6 | 2009 |  |  | (OP) Operating
6455 | Duke Energy Florida, Inc | 634 | P L Bartow | Electric Utility | FL | 4ST | 429 | Natural Gas Fired Combined Cycle | NG | CA | 6 | 2009 |  |  | (OP) Operating
6455 | Duke Energy Florida, Inc | 634 | P L Bartow | Electric Utility | FL | P1 | 43 | Petroleum Liquids | DFO | GT | 5 | 1972 |  |  | (OP) Operating
6455 | Duke Energy Florida, Inc | 634 | P L Bartow | Electric Utility | FL | P2 | 42 | Natural Gas Fired Combustion Turbine | NG | GT | 6 | 1972 |  |  | (OP) Operating
6455 | Duke Energy Florida, Inc | 634 | P L Bartow | Electric Utility | FL | P3 | 43 | Petroleum Liquids | DFO | GT | 6 | 1972 |  |  | (OP) Operating
6455 | Duke Energy Florida, Inc | 634 | P L Bartow | Electric Utility | FL | P4 | 47 | Natural Gas Fired Combustion Turbine | NG | GT | 6 | 1972 |  |  | (OP) Operating
6455 | Duke Energy Florida, Inc | 637 | Rio Pinar | Electric Utility | FL | P1 | 12 | Petroleum Liquids | DFO | GT | 11 | 1970 | 5 | 2016 | (OP) Operating
6455 | Duke Energy Florida, Inc | 638 | Suwannee River | Electric Utility | FL | 1 | 28 | Natural Gas Steam Turbine | NG | ST | 11 | 1953 | 5 | 2018 | (OP) Operating
6455 | Duke Energy Florida, Inc | 638 | Suwannee River | Electric Utility | FL | 2 | 29 | Natural Gas Steam Turbine | NG | ST | 11 | 1954 | 5 | 2018 | (OP) Operating
6455 | Duke Energy Florida, Inc | 638 | Suwannee River | Electric Utility | FL | 3 | 71 | Natural Gas Steam Turbine | NG | ST | 10 | 1956 | 5 | 2018 | (OP) Operating
6455 | Duke Energy Florida, Inc | 638 | Suwannee River | Electric Utility | FL | P1 | 52 | Natural Gas Fired Combustion Turbine | NG | GT | 10 | 1980 |  |  | (OP) Operating
6455 | Duke Energy Florida, Inc | 638 | Suwannee River | Electric Utility | FL | P2 | 51 | Petroleum Liquids | DFO | GT | 10 | 1980 |  |  | (OP) Operating
6455 | Duke Energy Florida, Inc | 638 | Suwannee River | Electric Utility | FL | P3 | 52 | Natural Gas Fired Combustion Turbine | NG | GT | 11 | 1980 |  |  | (OP) Operating
7801 | Gulf Power Co | 641 | Crist | Electric Utility | FL | 4 | 75 | Conventional Steam Coal | BIT | ST | 7 | 1959 |  |  | (OP) Operating
7801 | Gulf Power Co | 641 | Crist | Electric Utility | FL | 5 | 75 | Conventional Steam Coal | BIT | ST | 6 | 1961 |  |  | (OP) Operating
7801 | Gulf Power Co | 641 | Crist | Electric Utility | FL | 6 | 299 | Conventional Steam Coal | BIT | ST | 5 | 1970 |  |  | (OP) Operating
7801 | Gulf Power Co | 641 | Crist | Electric Utility | FL | 7 | 475 | Conventional Steam Coal | BIT | ST | 8 | 1973 |  |  | (OP) Operating
7801 | Gulf Power Co | 643 | Lansing Smith | Electric Utility | FL | 1 | 162 | Conventional Steam Coal | BIT | ST | 6 | 1965 | 3 | 2016 | (OP) Operating
7801 | Gulf Power Co | 643 | Lansing Smith | Electric Utility | FL | 2 | 195 | Conventional Steam Coal | BIT | ST | 6 | 1967 | 3 | 2016 | (OP) Operating
7801 | Gulf Power Co | 643 | Lansing Smith | Electric Utility | FL | 3A |  | Natural Gas Fired Combined Cycle | NG | CT | 4 | 2002 |  |  | (OP) Operating
7801 | Gulf Power Co | 643 | Lansing Smith | Electric Utility | FL | 3B |  | Natural Gas Fired Combined Cycle | NG | CT | 4 | 2002 |  |  | (OP) Operating
7801 | Gulf Power Co | 643 | Lansing Smith | Electric Utility | FL | 3S | 481 | Natural Gas Fired Combined Cycle | NG | CA | 4 | 2002 |  |  | (OP) Operating
7801 | Gulf Power Co | 643 | Lansing Smith | Electric Utility | FL | CT1 | 32 | Petroleum Liquids | DFO | GT | 5 | 1971 |  |  | (OP) Operating
18454 | Tampa Electric Co | 645 | Big Bend | Electric Utility | FL | GT4 | 56 | Natural Gas Fired Combustion Turbine | NG | GT | 8 | 2009 |  |  | (OP) Operating
18454 | Tampa Electric Co | 645 | Big Bend | Electric Utility | FL | ST1 | 385 | Conventional Steam Coal | BIT | ST | 10 | 1970 |  |  | (OP) Operating
18454 | Tampa Electric Co | 645 | Big Bend | Electric Utility | FL | ST2 | 385 | Conventional Steam Coal | BIT | ST | 4 | 1973 |  |  | (OP) Operating
18454 | Tampa Electric Co | 645 | Big Bend | Electric Utility | FL | ST3 | 395 | Conventional Steam Coal | BIT | ST | 5 | 1976 |  |  | (OP) Operating
18454 | Tampa Electric Co | 645 | Big Bend | Electric Utility | FL | ST4 | 437 | Conventional Steam Coal | BIT | ST | 2 | 1985 |  |  | (OP) Operating
7140 | Georgia Power Co | 649 | Vogtle | Electric Utility | GA | 1 | 1150 | Nuclear | NUC | ST | 5 | 1987 |  |  | (OP) Operating
7140 | Georgia Power Co | 649 | Vogtle | Electric Utility | GA | 2 | 1152 | Nuclear | NUC | ST | 5 | 1989 |  |  | (OP) Operating
6909 | Gainesville Regional Utilities | 663 | Deerhaven Generating Station | Electric Utility | FL | 1 | 75 | Natural Gas Steam Turbine | NG | ST | 8 | 1972 | 8 | 2022 | (OP) Operating
6909 | Gainesville Regional Utilities | 663 | Deerhaven Generating Station | Electric Utility | FL | 2 | 232 | Conventional Steam Coal | BIT | ST | 10 | 1981 |  |  | (OP) Operating
6909 | Gainesville Regional Utilities | 663 | Deerhaven Generating Station | Electric Utility | FL | GT1 | 17.5 | Natural Gas Fired Combustion Turbine | NG | GT | 7 | 1976 |  |  | (OP) Operating
6909 | Gainesville Regional Utilities | 663 | Deerhaven Generating Station | Electric Utility | FL | GT2 | 17.5 | Natural Gas Fired Combustion Turbine | NG | GT | 8 | 1976 |  |  | (OP) Operating
6909 | Gainesville Regional Utilities | 663 | Deerhaven Generating Station | Electric Utility | FL | GT3 | 75 | Natural Gas Fired Combustion Turbine | NG | GT | 1 | 1996 |  |  | (OP) Operating
6909 | Gainesville Regional Utilities | 664 | John R Kelly | Electric Utility | FL | 8 | 37 | Natural Gas Fired Combined Cycle | NG | CA | 4 | 1965 |  |  | (OP) Operating
6909 | Gainesville Regional Utilities | 664 | John R Kelly | Electric Utility | FL | CT04 | 75 | Natural Gas Fired Combined Cycle | NG | CT | 5 | 2001 |  |  | (OP) Operating
8795 | City of Homestead - (FL) | 665 | G W Ivey | Electric Utility | FL | 13 | 1.8 | Natural Gas Internal Combustion Engine | NG | IC | 11 | 1972 |  |  | (OP) Operating
8795 | City of Homestead - (FL) | 665 | G W Ivey | Electric Utility | FL | 14 | 1.8 | Natural Gas Internal Combustion Engine | NG | IC | 11 | 1972 |  |  | (OP) Operating
8795 | City of Homestead - (FL) | 665 | G W Ivey | Electric Utility | FL | 15 | 1.8 | Natural Gas Internal Combustion Engine | NG | IC | 11 | 1972 |  |  | (OP) Operating
8795 | City of Homestead - (FL) | 665 | G W Ivey | Electric Utility | FL | 16 | 1.8 | Natural Gas Internal Combustion Engine | NG | IC | 11 | 1972 |  |  | (OP) Operating
8795 | City of Homestead - (FL) | 665 | G W Ivey | Electric Utility | FL | 17 | 1.8 | Natural Gas Internal Combustion Engine | NG | IC | 11 | 1972 |  |  | (OP) Operating
8795 | City of Homestead - (FL) | 665 | G W Ivey | Electric Utility | FL | 19 | 8 | Natural Gas Internal Combustion Engine | NG | IC | 2 | 1975 |  |  | (OP) Operating
8795 | City of Homestead - (FL) | 665 | G W Ivey | Electric Utility | FL | 2 | 1.8 | Natural Gas Internal Combustion Engine | NG | IC | 3 | 1970 |  |  | (OP) Operating
8795 | City of Homestead - (FL) | 665 | G W Ivey | Electric Utility | FL | 20 | 6 | Natural Gas Internal Combustion Engine | NG | IC | 5 | 1981 |  |  | (OP) Operating
8795 | City of Homestead - (FL) | 665 | G W Ivey | Electric Utility | FL | 21 | 6 | Natural Gas Internal Combustion Engine | NG | IC | 5 | 1981 |  |  | (OP) Operating
8795 | City of Homestead - (FL) | 665 | G W Ivey | Electric Utility | FL | 3 | 1.8 | Natural Gas Internal Combustion Engine | NG | IC | 3 | 1970 |  |  | (OP) Operating
9617 | JEA | 666 | J D Kennedy | Electric Utility | FL | GT37 | 158.6 | Natural Gas Fired Combustion Turbine | NG | GT | 6 | 2000 |  |  | (OP) Operating
9617 | JEA | 666 | J D Kennedy | Electric Utility | FL | GT38 | 158.6 | Natural Gas Fired Combustion Turbine | NG | GT | 6 | 2009 |  |  | (OP) Operating
9617 | JEA | 667 | Northside Generating Station | Electric Utility | FL | 1 | 293 | Petroleum Coke | PC | ST | 3 | 1966 |  |  | (OP) Operating
9617 | JEA | 667 | Northside Generating Station | Electric Utility | FL | 2 | 293 | Petroleum Coke | PC | ST | 6 | 1972 |  |  | (OP) Operating
9617 | JEA | 667 | Northside Generating Station | Electric Utility | FL | 4 | 53 | Petroleum Liquids | DFO | GT | 1 | 1975 |  |  | (OP) Operating
9617 | JEA | 667 | Northside Generating Station | Electric Utility | FL | 5 | 53 | Petroleum Liquids | DFO | GT | 12 | 1974 |  |  | (OP) Operating
9617 | JEA | 667 | Northside Generating Station | Electric Utility | FL | 6 | 53 | Petroleum Liquids | DFO | GT | 12 | 1974 |  |  | (OP) Operating
9617 | JEA | 667 | Northside Generating Station | Electric Utility | FL | GT3 | 53 | Petroleum Liquids | DFO | GT | 1 | 1975 |  |  | (OP) Operating
9617 | JEA | 667 | Northside Generating Station | Electric Utility | FL | ST3 | 524 | Natural Gas Steam Turbine | NG | ST | 6 | 1977 |  |  | (OP) Operating
10620 | City of Lake Worth - (FL) | 673 | Tom G Smith | Electric Utility | FL | GT1 | 26 | Petroleum Liquids | DFO | GT | 12 | 1976 |  |  | (OP) Operating
10620 | City of Lake Worth - (FL) | 673 | Tom G Smith | Electric Utility | FL | GT2 | 21 | Natural Gas Fired Combined Cycle | NG | CT | 3 | 1978 |  |  | (OP) Operating
10620 | City of Lake Worth - (FL) | 673 | Tom G Smith | Electric Utility | FL | MU1 | 2 | Petroleum Liquids | DFO | IC | 12 | 1965 |  |  | (OP) Operating
10620 | City of Lake Worth - (FL) | 673 | Tom G Smith | Electric Utility | FL | MU2 | 2 | Petroleum Liquids | DFO | IC | 12 | 1965 |  |  | (OP) Operating
10620 | City of Lake Worth - (FL) | 673 | Tom G Smith | Electric Utility | FL | MU3 | 2 | Petroleum Liquids | DFO | IC | 12 | 1965 |  |  | (OP) Operating
10620 | City of Lake Worth - (FL) | 673 | Tom G Smith | Electric Utility | FL | MU4 | 2 | Petroleum Liquids | DFO | IC | 12 | 1965 |  |  | (OP) Operating
10620 | City of Lake Worth - (FL) | 673 | Tom G Smith | Electric Utility | FL | MU5 | 2 | Petroleum Liquids | DFO | IC | 12 | 1965 |  |  | (OP) Operating
10620 | City of Lake Worth - (FL) | 673 | Tom G Smith | Electric Utility | FL | S3 | 22 | Natural Gas Steam Turbine | NG | ST | 11 | 1967 |  |  | (OP) Operating |  |  | 0 |  |  | 0
10620 | City of Lake Worth - (FL) | 673 | Tom G Smith | Electric Utility | FL | S5 | 9 | Natural Gas Fired Combined Cycle | NG | CA | 3 | 1978 |  |  | (OP) Operating |  |  | 0 |  |  | 0
2518 | U S Bureau of Reclamation | 674 | Pilot Butte | Electric Utility | WY | 1 | 0.8 | Conventional Hydroelectric | WAT | HY | 1 | 1925 |  |  | (OS) Out of service and NOT expected to return to service in next calendar year
2518 | U S Bureau of Reclamation | 674 | Pilot Butte | Electric Utility | WY | 2 | 0.8 | Conventional Hydroelectric | WAT | HY | 2 | 1929 |  |  | (OS) Out of service and NOT expected to return to service in next calendar year
10623 | City of Lakeland - (FL) | 675 | Larsen Memorial | Electric Utility | FL | 2 | 10 | Natural Gas Fired Combustion Turbine | NG | GT | 11 | 1962 |  |  | (OP) Operating
10623 | City of Lakeland - (FL) | 675 | Larsen Memorial | Electric Utility | FL | 3 | 9 | Natural Gas Fired Combustion Turbine | NG | GT | 12 | 1962 |  |  | (OP) Operating
10623 | City of Lakeland - (FL) | 675 | Larsen Memorial | Electric Utility | FL | 5 | 29 | All Other | WH | CA | 4 | 1956 |  |  | (OP) Operating
10623 | City of Lakeland - (FL) | 675 | Larsen Memorial | Electric Utility | FL | 8 | 76 | Natural Gas Fired Combined Cycle | NG | CT | 7 | 1992 |  |  | (OP) Operating
10623 | City of Lakeland - (FL) | 676 | C D McIntosh Jr | Electric Utility | FL | 3 | 342 | Conventional Steam Coal | BIT | ST | 9 | 1982 |  |  | (OP) Operating
10623 | City of Lakeland - (FL) | 676 | C D McIntosh Jr | Electric Utility | FL | 5CT | 215 | Natural Gas Fired Combined Cycle | NG | CT | 5 | 2001 |  |  | (OP) Operating
10623 | City of Lakeland - (FL) | 676 | C D McIntosh Jr | Electric Utility | FL | 5ST | 123 | Natural Gas Fired Combined Cycle | NG | CA | 10 | 2002 |  |  | (OP) Operating
10623 | City of Lakeland - (FL) | 676 | C D McIntosh Jr | Electric Utility | FL | GT1 | 16 | Natural Gas Fired Combustion Turbine | NG | GT | 5 | 1973 |  |  | (OP) Operating
10623 | City of Lakeland - (FL) | 676 | C D McIntosh Jr | Electric Utility | FL | IC1 | 2.5 | Petroleum Liquids | DFO | IC | 1 | 1970 |  |  | (OP) Operating
10623 | City of Lakeland - (FL) | 676 | C D McIntosh Jr | Electric Utility | FL | IC2 | 2.5 | Petroleum Liquids | DFO | IC | 1 | 1970 |  |  | (OP) Operating
10623 | City of Lakeland - (FL) | 676 | C D McIntosh Jr | Electric Utility | FL | ST1 | 85 | Natural Gas Steam Turbine | NG | ST | 2 | 1971 |  |  | (OP) Operating
10623 | City of Lakeland - (FL) | 676 | C D McIntosh Jr | Electric Utility | FL | ST2 | 106 | Natural Gas Steam Turbine | NG | ST | 6 | 1976 |  |  | (OP) Operating
12989 | Village of Morrisville - (VT) | 678 | W K Sanders | Electric Utility | VT | 1 | 0.7 | Conventional Hydroelectric | WAT | HY | 7 | 1983 |  |  | (OP) Operating
12989 | Village of Morrisville - (VT) | 678 | W K Sanders | Electric Utility | VT | 2 | 0.7 | Conventional Hydroelectric | WAT | HY | 7 | 1983 |  |  | (OP) Operating
14328 | Pacific Gas & Electric Co | 682 | Kerckhoff 2 | Electric Utility | CA | 1 | 155 | Conventional Hydroelectric | WAT | HY | 5 | 1983 |  |  | (OP) Operating
14610 | Orlando Utilities Comm | 683 | Indian River Plant | Electric Utility | FL | A | 37 | Natural Gas Fired Combustion Turbine | NG | GT | 7 | 1989 |  |  | (OP) Operating
14610 | Orlando Utilities Comm | 683 | Indian River Plant | Electric Utility | FL | B | 37 | Natural Gas Fired Combustion Turbine | NG | GT | 7 | 1989 |  |  | (OP) Operating
14610 | Orlando Utilities Comm | 683 | Indian River Plant | Electric Utility | FL | C | 108 | Natural Gas Fired Combustion Turbine | NG | GT | 8 | 1992 |  |  | (OP) Operating
14610 | Orlando Utilities Comm | 683 | Indian River Plant | Electric Utility | FL | D | 108 | Natural Gas Fired Combustion Turbine | NG | GT | 8 | 1992 |  |  | (OP) Operating
18445 | City of Tallahassee - (FL) | 688 | Arvah B Hopkins | Electric Utility | FL | 1 | 76 | Natural Gas Steam Turbine | NG | ST | 5 | 1971 | 1 | 2021 | (OP) Operating
18445 | City of Tallahassee - (FL) | 688 | Arvah B Hopkins | Electric Utility | FL | 2 | 140 | All Other | OTH | CA | 10 | 1977 |  |  | (OP) Operating
18445 | City of Tallahassee - (FL) | 688 | Arvah B Hopkins | Electric Utility | FL | CT 2A | 160 | Natural Gas Fired Combined Cycle | NG | CT | 10 | 2008 |  |  | (OP) Operating
18445 | City of Tallahassee - (FL) | 688 | Arvah B Hopkins | Electric Utility | FL | GT1 | 12 | Natural Gas Fired Combustion Turbine | NG | GT | 2 | 1970 | 3 | 2016 | (OP) Operating
18445 | City of Tallahassee - (FL) | 688 | Arvah B Hopkins | Electric Utility | FL | GT2 | 24 | Natural Gas Fired Combustion Turbine | NG | GT | 9 | 1972 | 3 | 2017 | (OP) Operating
18445 | City of Tallahassee - (FL) | 688 | Arvah B Hopkins | Electric Utility | FL | GT3 | 46 | Natural Gas Fired Combustion Turbine | NG | GT | 9 | 2005 |  |  | (OP) Operating
18445 | City of Tallahassee - (FL) | 688 | Arvah B Hopkins | Electric Utility | FL | GT4 | 46 | Natural Gas Fired Combustion Turbine | NG | GT | 11 | 2005 |  |  | (OP) Operating
18445 | City of Tallahassee - (FL) | 689 | S O Purdom | Electric Utility | FL | 8 | 150 | Natural Gas Fired Combined Cycle | NG | CT | 7 | 2000 |  |  | (OP) Operating
18445 | City of Tallahassee - (FL) | 689 | S O Purdom | Electric Utility | FL | 9 | 72 | Natural Gas Fired Combined Cycle | NG | CA | 7 | 2000 |  |  | (OP) Operating
18445 | City of Tallahassee - (FL) | 689 | S O Purdom | Electric Utility | FL | GT1 | 10 | Natural Gas Fired Combustion Turbine | NG | GT | 12 | 1963 | 10 | 2016 | (OP) Operating
18445 | City of Tallahassee - (FL) | 689 | S O Purdom | Electric Utility | FL | GT2 | 10 | Natural Gas Fired Combustion Turbine | NG | GT | 5 | 1964 | 10 | 2016 | (OP) Operating
27813 | USCE-Mobile District | 690 | J Woodruff | Electric Utility | FL | 1A | 14.5 | Conventional Hydroelectric | WAT | HY | 2 | 2003 |  |  | (OP) Operating
27813 | USCE-Mobile District | 690 | J Woodruff | Electric Utility | FL | 2A | 14.5 | Conventional Hydroelectric | WAT | HY | 2 | 2002 |  |  | (OP) Operating
27813 | USCE-Mobile District | 690 | J Woodruff | Electric Utility | FL | 3A | 14.5 | Conventional Hydroelectric | WAT | HY | 2 | 2001 |  |  | (OP) Operating
56482 | Gamesa Wind US | 692 | Medicine Bow | Electric Utility | WY | 10 | 0.7 | Onshore Wind Turbine | WND | WT | 7 | 2000 |  |  | (OP) Operating
56482 | Gamesa Wind US | 692 | Medicine Bow | Electric Utility | WY | 11 | 0.7 | Onshore Wind Turbine | WND | WT | 7 | 2000 |  |  | (OP) Operating
56482 | Gamesa Wind US | 692 | Medicine Bow | Electric Utility | WY | 1A | 0.6 | Onshore Wind Turbine | WND | WT | 4 | 1998 |  |  | (OP) Operating
56482 | Gamesa Wind US | 692 | Medicine Bow | Electric Utility | WY | 2A | 0.6 | Onshore Wind Turbine | WND | WT | 4 | 1998 |  |  | (OP) Operating
56482 | Gamesa Wind US | 692 | Medicine Bow | Electric Utility | WY | 5 | 0.7 | Onshore Wind Turbine | WND | WT | 10 | 1999 |  |  | (OP) Operating
56482 | Gamesa Wind US | 692 | Medicine Bow | Electric Utility | WY | 6 | 0.7 | Onshore Wind Turbine | WND | WT | 10 | 1999 |  |  | (OP) Operating
56482 | Gamesa Wind US | 692 | Medicine Bow | Electric Utility | WY | 7 | 0.7 | Onshore Wind Turbine | WND | WT | 10 | 1999 |  |  | (OP) Operating
56482 | Gamesa Wind US | 692 | Medicine Bow | Electric Utility | WY | 8 | 0.7 | Onshore Wind Turbine | WND | WT | 10 | 1999 |  |  | (OP) Operating
56482 | Gamesa Wind US | 692 | Medicine Bow | Electric Utility | WY | 9 | 0.7 | Onshore Wind Turbine | WND | WT | 10 | 1999 |  |  | (OP) Operating
19804 | City of Vero Beach - (FL) | 693 | Vero Beach Municipal Power Plant | Electric Utility | FL | 1 | 13 | Natural Gas Steam Turbine | NG | ST | 11 | 1961 |  |  | (OP) Operating |  |  | 0 |  |  | 0
19804 | City of Vero Beach - (FL) | 693 | Vero Beach Municipal Power Plant | Electric Utility | FL | 2 | 13 | Natural Gas Fired Combined Cycle | NG | CA | 8 | 1964 |  |  | (OP) Operating |  |  | 0 |  |  | 0
19804 | City of Vero Beach - (FL) | 693 | Vero Beach Municipal Power Plant | Electric Utility | FL | 5 | 35 | Natural Gas Fired Combined Cycle | NG | CT | 12 | 1992 |  |  | (OP) Operating | [5 empty] | 0
6443 | Florida Keys El Coop Assn, Inc | 696 | Marathon Generating Plant | Electric Utility | FL | 10 | 3.5 | Petroleum Liquids | DFO | IC | 1 | 1998 |  |  | (SB) Standby/Backup: available for service but not normally used
6443 | Florida Keys El Coop Assn, Inc | 696 | Marathon Generating Plant | Electric Utility | FL | 11 | 3.5 | Petroleum Liquids | DFO | IC | 1 | 2001 |  |  | (SB) Standby/Backup: available for service but not normally used
6443 | Florida Keys El Coop Assn, Inc | 696 | Marathon Generating Plant | Electric Utility | FL | 3 | 3 | Petroleum Liquids | DFO | IC | 1 | 1958 |  |  | (SB) Standby/Backup: available for service but not normally used
6443 | Florida Keys El Coop Assn, Inc | 696 | Marathon Generating Plant | Electric Utility | FL | 4 | 3 | Petroleum Liquids | DFO | IC | 1 | 1959 |  |  | (OS) Out of service and NOT expected to return to service in next calendar year
6443 | Florida Keys El Coop Assn, Inc | 696 | Marathon Generating Plant | Electric Utility | FL | 6 | 2.5 | Petroleum Liquids | DFO | IC | 5 | 1973 |  |  | (SB) Standby/Backup: available for service but not normally used
6443 | Florida Keys El Coop Assn, Inc | 696 | Marathon Generating Plant | Electric Utility | FL | 7 | 2.5 | Petroleum Liquids | DFO | IC | 1 | 1973 |  |  | (SB) Standby/Backup: available for service but not normally used
6443 | Florida Keys El Coop Assn, Inc | 696 | Marathon Generating Plant | Electric Utility | FL | 8 | 2 | Petroleum Liquids | DFO | IC | 5 | 1989 |  |  | (SB) Standby/Backup: available for service but not normally used
6443 | Florida Keys El Coop Assn, Inc | 696 | Marathon Generating Plant | Electric Utility | FL | 9 | 2 | Petroleum Liquids | DFO | IC | 5 | 1989 |  |  | (SB) Standby/Backup: available for service but not normally used
19150 | Trenton Municipal Utilities - (MO) | 698 | Trenton North | Electric Utility | MO | 1 | 2.7 | Petroleum Liquids | DFO | IC | 6 | 1974 |  |  | (OP) Operating
19150 | Trenton Municipal Utilities - (MO) | 698 | Trenton North | Electric Utility | MO | 2 | 2.7 | Petroleum Liquids | DFO | IC | 6 | 1974 |  |  | (OP) Operating
19150 | Trenton Municipal Utilities - (MO) | 698 | Trenton North | Electric Utility | MO | 3 | 2.7 | Petroleum Liquids | DFO | IC | 6 | 1974 |  |  | (OP) Operating
19150 | Trenton Municipal Utilities - (MO) | 698 | Trenton North | Electric Utility | MO | 4 | 2.7 | Petroleum Liquids | DFO | IC | 6 | 1974 |  |  | (OP) Operating
19150 | Trenton Municipal Utilities - (MO) | 698 | Trenton North | Electric Utility | MO | 5 | 2.7 | Petroleum Liquids | DFO | IC | 6 | 1975 |  |  | (OP) Operating
7140 | Georgia Power Co | 702 | Bartletts Ferry | Electric Utility | AL | 1 | 16.4 | Conventional Hydroelectric | WAT | HY | 12 | 1926 |  |  | (OP) Operating
7140 | Georgia Power Co | 702 | Bartletts Ferry | Electric Utility | AL | 2 | 16.4 | Conventional Hydroelectric | WAT | HY | 12 | 1926 |  |  | (OP) Operating
7140 | Georgia Power Co | 702 | Bartletts Ferry | Electric Utility | AL | 3 | 16.4 | Conventional Hydroelectric | WAT | HY | 12 | 1928 |  |  | (OP) Operating
7140 | Georgia Power Co | 702 | Bartletts Ferry | Electric Utility | AL | 4 | 22.1 | Conventional Hydroelectric | WAT | HY | 12 | 1951 |  |  | (OP) Operating
7140 | Georgia Power Co | 702 | Bartletts Ferry | Electric Utility | AL | 5 | 59.2 | Conventional Hydroelectric | WAT | HY | 10 | 1985 |  |  | (OP) Operating
7140 | Georgia Power Co | 702 | Bartletts Ferry | Electric Utility | AL | 6 | 59.2 | Conventional Hydroelectric | WAT | HY | 11 | 1985 |  |  | (OP) Operating
7140 | Georgia Power Co | 703 | Bowen | Electric Utility | GA | 1 | 724 | Conventional Steam Coal | BIT | ST | 10 | 1971 |  |  | (OP) Operating
7140 | Georgia Power Co | 703 | Bowen | Electric Utility | GA | 2 | 724 | Conventional Steam Coal | BIT | ST | 9 | 1972 |  |  | (OP) Operating
7140 | Georgia Power Co | 703 | Bowen | Electric Utility | GA | 3 | 892 | Conventional Steam Coal | BIT | ST | 12 | 1974 |  |  | (OP) Operating
7140 | Georgia Power Co | 703 | Bowen | Electric Utility | GA | 4 | 862 | Conventional Steam Coal | BIT | ST | 11 | 1975 |  |  | (OP) Operating
7140 | Georgia Power Co | 704 | Burton Dam | Electric Utility | GA | 1 | 4.8 | Conventional Hydroelectric | WAT | HY | 9 | 1927 |  |  | (OP) Operating
7140 | Georgia Power Co | 704 | Burton Dam | Electric Utility | GA | 2 | 4.7 | Conventional Hydroelectric | WAT | HY | 9 | 1927 |  |  | (OP) Operating
7140 | Georgia Power Co | 706 | Flint River | Electric Utility | GA | 1 | 2.2 | Conventional Hydroelectric | WAT | HY | 12 | 1921 |  |  | (OP) Operating
7140 | Georgia Power Co | 706 | Flint River | Electric Utility | GA | 2 | 2.2 | Conventional Hydroelectric | WAT | HY | 12 | 1921 |  |  | (OP) Operating
7140 | Georgia Power Co | 706 | Flint River | Electric Utility | GA | 3 | 2.1 | Conventional Hydroelectric | WAT | HY | 12 | 1925 |  |  | (OP) Operating
7140 | Georgia Power Co | 707 | Goat Rock | Electric Utility | AL | 3 | 5 | Conventional Hydroelectric | WAT | HY | 12 | 1915 |  |  | (OP) Operating
7140 | Georgia Power Co | 707 | Goat Rock | Electric Utility | AL | 4 | 5 | Conventional Hydroelectric | WAT | HY | 12 | 1920 |  |  | (OP) Operating
7140 | Georgia Power Co | 707 | Goat Rock | Electric Utility | AL | 5 | 5 | Conventional Hydroelectric | WAT | HY | 12 | 1955 |  |  | (OP) Operating
7140 | Georgia Power Co | 707 | Goat Rock | Electric Utility | AL | 6 | 5 | Conventional Hydroelectric | WAT | HY | 2 | 1956 |  |  | (OP) Operating
7140 | Georgia Power Co | 707 | Goat Rock | Electric Utility | AL | 7 | 9.4 | Conventional Hydroelectric | WAT | HY | 6 | 2005 |  |  | (OP) Operating
7140 | Georgia Power Co | 707 | Goat Rock | Electric Utility | AL | 8 | 9.4 | Conventional Hydroelectric | WAT | HY | 6 | 2005 |  |  | (OP) Operating
7140 | Georgia Power Co | 708 | Hammond | Electric Utility | GA | 1 | 110 | Conventional Steam Coal | BIT | ST | 6 | 1954 |  |  | (OP) Operating
7140 | Georgia Power Co | 708 | Hammond | Electric Utility | GA | 2 | 110 | Conventional Steam Coal | BIT | ST | 9 | 1954 |  |  | (OP) Operating
7140 | Georgia Power Co | 708 | Hammond | Electric Utility | GA | 3 | 110 | Conventional Steam Coal | BIT | ST | 6 | 1955 |  |  | (OP) Operating
7140 | Georgia Power Co | 708 | Hammond | Electric Utility | GA | 4 | 510 | Conventional Steam Coal | BIT | ST | 12 | 1970 |  |  | (OP) Operating
7140 | Georgia Power Co | 710 | Jack McDonough | Electric Utility | GA | 3A | 32 | Natural Gas Fired Combustion Turbine | NG | GT | 5 | 1971 |  |  | (OP) Operating
7140 | Georgia Power Co | 710 | Jack McDonough | Electric Utility | GA | 3B | 32 | Natural Gas Fired Combustion Turbine | NG | GT | 5 | 1971 |  |  | (OP) Operating
7140 | Georgia Power Co | 710 | Jack McDonough | Electric Utility | GA | 4 | 375 | Natural Gas Fired Combined Cycle | NG | CA | 12 | 2011 |  |  | (OP) Operating
7140 | Georgia Power Co | 710 | Jack McDonough | Electric Utility | GA | 5 | 375 | Natural Gas Fired Combined Cycle | NG | CA | 4 | 2012 |  |  | (OP) Operating
7140 | Georgia Power Co | 710 | Jack McDonough | Electric Utility | GA | 5ACT | 231.5 | Natural Gas Fired Combined Cycle | NG | CT | 4 | 2012 |  |  | (OP) Operating
7140 | Georgia Power Co | 710 | Jack McDonough | Electric Utility | GA | 5BCT | 231.5 | Natural Gas Fired Combined Cycle | NG | CT | 4 | 2012 |  |  | (OP) Operating
7140 | Georgia Power Co | 710 | Jack McDonough | Electric Utility | GA | 6 | 375 | Natural Gas Fired Combined Cycle | NG | CA | 10 | 2012 |  |  | (OP) Operating
7140 | Georgia Power Co | 710 | Jack McDonough | Electric Utility | GA | 6ACT | 231.5 | Natural Gas Fired Combined Cycle | NG | CT | 10 | 2012 |  |  | (OP) Operating
7140 | Georgia Power Co | 710 | Jack McDonough | Electric Utility | GA | 6BCT | 231.5 | Natural Gas Fired Combined Cycle | NG | CT | 10 | 2012 |  |  | (OP) Operating
7140 | Georgia Power Co | 710 | Jack McDonough | Electric Utility | GA | CT4A | 231.5 | Natural Gas Fired Combined Cycle | NG | CT | 12 | 2011 |  |  | (OP) Operating
7140 | Georgia Power Co | 710 | Jack McDonough | Electric Utility | GA | CT4B | 231.5 | Natural Gas Fired Combined Cycle | NG | CT | 12 | 2011 |  |  | (OP) Operating
7140 | Georgia Power Co | 711 | Langdale | Electric Utility | AL | 5 | 0.1 | Conventional Hydroelectric | WAT | HY | 12 | 1924 |  |  | (OP) Operating
7140 | Georgia Power Co | 711 | Langdale | Electric Utility | AL | 6 | 0.1 | Conventional Hydroelectric | WAT | HY | 12 | 1926 |  |  | (OP) Operating
7140 | Georgia Power Co | 712 | Lloyd Shoals | Electric Utility | GA | 1 | 3.7 | Conventional Hydroelectric | WAT | HY | 2 | 1911 |  |  | (OP) Operating
7140 | Georgia Power Co | 712 | Lloyd Shoals | Electric Utility | GA | 2 | 3.7 | Conventional Hydroelectric | WAT | HY | 2 | 1911 |  |  | (OP) Operating
7140 | Georgia Power Co | 712 | Lloyd Shoals | Electric Utility | GA | 3 | 3.7 | Conventional Hydroelectric | WAT | HY | 3 | 1911 |  |  | (OP) Operating
7140 | Georgia Power Co | 712 | Lloyd Shoals | Electric Utility | GA | 4 | 3.8 | Conventional Hydroelectric | WAT | HY | 3 | 1911 |  |  | (OP) Operating
7140 | Georgia Power Co | 712 | Lloyd Shoals | Electric Utility | GA | 5 | 3.8 | Conventional Hydroelectric | WAT | HY | 12 | 1916 |  |  | (OP) Operating
7140 | Georgia Power Co | 712 | Lloyd Shoals | Electric Utility | GA | 6 | 3.8 | Conventional Hydroelectric | WAT | HY | 1 | 1917 |  |  | (OP) Operating
14328 | Pacific Gas & Electric Co | 714 | Toadtown | Electric Utility | CA | 1 | 1.5 | Conventional Hydroelectric | WAT | HY | 4 | 1986 |  |  | (OP) Operating
7140 | Georgia Power Co | 715 | McManus | Electric Utility | GA | 3A | 46 | Petroleum Liquids | DFO | GT | 1 | 1972 |  |  | (OP) Operating
7140 | Georgia Power Co | 715 | McManus | Electric Utility | GA | 3B | 46 | Petroleum Liquids | DFO | GT | 1 | 1972 |  |  | (OP) Operating
7140 | Georgia Power Co | 715 | McManus | Electric Utility | GA | 3C | 46 | Petroleum Liquids | DFO | GT | 1 | 1972 |  |  | (OP) Operating
7140 | Georgia Power Co | 715 | McManus | Electric Utility | GA | 4A | 46 | Petroleum Liquids | DFO | GT | 12 | 1972 |  |  | (OP) Operating
7140 | Georgia Power Co | 715 | McManus | Electric Utility | GA | 4B | 46 | Petroleum Liquids | DFO | GT | 12 | 1972 |  |  | (OP) Operating
7140 | Georgia Power Co | 715 | McManus | Electric Utility | GA | 4C | 46 | Petroleum Liquids | DFO | GT | 12 | 1972 |  |  | (OP) Operating
7140 | Georgia Power Co | 715 | McManus | Electric Utility | GA | 4D | 46 | Petroleum Liquids | DFO | GT | 12 | 1972 |  |  | (OP) Operating
7140 | Georgia Power Co | 715 | McManus | Electric Utility | GA | 4E | 46 | Petroleum Liquids | DFO | GT | 12 | 1972 |  |  | (OP) Operating
7140 | Georgia Power Co | 715 | McManus | Electric Utility | GA | 4F | 46 | Petroleum Liquids | DFO | GT | 12 | 1972 |  |  | (OP) Operating
7140 | Georgia Power Co | 715 | McManus | Electric Utility | GA | IC1 | 2 | Petroleum Liquids | DFO | IC | 12 | 1964 |  |  | (OP) Operating
7140 | Georgia Power Co | 717 | Morgan Falls | Electric Utility | GA | 1 | 1.5 | Conventional Hydroelectric | WAT | HY | 12 | 1903 |  |  | (OP) Operating
7140 | Georgia Power Co | 717 | Morgan Falls | Electric Utility | GA | 2 | 1.5 | Conventional Hydroelectric | WAT | HY | 12 | 1903 |  |  | (OP) Operating
7140 | Georgia Power Co | 717 | Morgan Falls | Electric Utility | GA | 3 | 1.5 | Conventional Hydroelectric | WAT | HY | 12 | 1903 |  |  | (OP) Operating
7140 | Georgia Power Co | 717 | Morgan Falls | Electric Utility | GA | 4 | 1.5 | Conventional Hydroelectric | WAT | HY | 12 | 1903 |  |  | (OP) Operating
7140 | Georgia Power Co | 717 | Morgan Falls | Electric Utility | GA | 5 | 1.5 | Conventional Hydroelectric | WAT | HY | 12 | 1903 |  |  | (OP) Operating
7140 | Georgia Power Co | 717 | Morgan Falls | Electric Utility | GA | 6 | 1.5 | Conventional Hydroelectric | WAT | HY | 12 | 1903 |  |  | (OP) Operating
7140 | Georgia Power Co | 717 | Morgan Falls | Electric Utility | GA | 7 | 1.5 | Conventional Hydroelectric | WAT | HY | 12 | 1903 |  |  | (OP) Operating
7140 | Georgia Power Co | 718 | Nacoochee | Electric Utility | GA | 1 | 3 | Conventional Hydroelectric | WAT | HY | 10 | 1926 |  |  | (OP) Operating
7140 | Georgia Power Co | 718 | Nacoochee | Electric Utility | GA | 2 | 3 | Conventional Hydroelectric | WAT | HY | 12 | 1926 |  |  | (OP) Operating
7140 | Georgia Power Co | 719 | North Highlands | Electric Utility | GA | 1 | 10.7 | Conventional Hydroelectric | WAT | HY | 2 | 1963 |  |  | (OP) Operating
7140 | Georgia Power Co | 719 | North Highlands | Electric Utility | GA | 2 | 10.7 | Conventional Hydroelectric | WAT | HY | 3 | 1963 |  |  | (OP) Operating
7140 | Georgia Power Co | 719 | North Highlands | Electric Utility | GA | 3 | 10.7 | Conventional Hydroelectric | WAT | HY | 1 | 1963 |  |  | (OP) Operating
7140 | Georgia Power Co | 719 | North Highlands | Electric Utility | GA | 4 | 2.3 | Conventional Hydroelectric | WAT | HY | 1 | 1963 |  |  | (OP) Operating
7140 | Georgia Power Co | 720 | Oliver Dam | Electric Utility | GA | 1 | 17.8 | Conventional Hydroelectric | WAT | HY | 7 | 1959 |  |  | (OP) Operating
7140 | Georgia Power Co | 720 | Oliver Dam | Electric Utility | GA | 2 | 17.8 | Conventional Hydroelectric | WAT | HY | 8 | 1959 |  |  | (OP) Operating
7140 | Georgia Power Co | 720 | Oliver Dam | Electric Utility | GA | 3 | 17.8 | Conventional Hydroelectric | WAT | HY | 8 | 1959 |  |  | (OP) Operating
7140 | Georgia Power Co | 720 | Oliver Dam | Electric Utility | GA | 4 | 5.8 | Conventional Hydroelectric | WAT | HY | 11 | 1959 |  |  | (OP) Operating
7140 | Georgia Power Co | 722 | Sinclair Dam | Electric Utility | GA | 1 | 21.9 | Conventional Hydroelectric | WAT | HY | 2 | 1953 |  |  | (OP) Operating
7140 | Georgia Power Co | 722 | Sinclair Dam | Electric Utility | GA | 2 | 21.9 | Conventional Hydroelectric | WAT | HY | 2 | 1953 |  |  | (OP) Operating
7140 | Georgia Power Co | 723 | Tallulah Falls | Electric Utility | GA | 1 | 12.1 | Conventional Hydroelectric | WAT | HY | 9 | 1913 |  |  | (OP) Operating
7140 | Georgia Power Co | 723 | Tallulah Falls | Electric Utility | GA | 2 | 12.1 | Conventional Hydroelectric | WAT | HY | 10 | 1913 |  |  | (OP) Operating
7140 | Georgia Power Co | 723 | Tallulah Falls | Electric Utility | GA | 3 | 12.1 | Conventional Hydroelectric | WAT | HY | 9 | 1914 |  |  | (OP) Operating
7140 | Georgia Power Co | 723 | Tallulah Falls | Electric Utility | GA | 4 | 12.2 | Conventional Hydroelectric | WAT | HY | 12 | 1913 |  |  | (OP) Operating
7140 | Georgia Power Co | 723 | Tallulah Falls | Electric Utility | GA | 5 | 12.2 | Conventional Hydroelectric | WAT | HY | 12 | 1913 |  |  | (OP) Operating
7140 | Georgia Power Co | 723 | Tallulah Falls | Electric Utility | GA | 6 | 12.2 | Conventional Hydroelectric | WAT | HY | 3 | 1920 |  |  | (OP) Operating
7140 | Georgia Power Co | 724 | Terrora | Electric Utility | GA | 1 | 8.3 | Conventional Hydroelectric | WAT | HY | 7 | 1925 |  |  | (OP) Operating
7140 | Georgia Power Co | 724 | Terrora | Electric Utility | GA | 2 | 8.3 | Conventional Hydroelectric | WAT | HY | 3 | 1925 |  |  | (OP) Operating
7140 | Georgia Power Co | 725 | Tugalo | Electric Utility | GA | 1 | 13 | Conventional Hydroelectric | WAT | HY | 10 | 1923 |  |  | (OP) Operating
7140 | Georgia Power Co | 725 | Tugalo | Electric Utility | GA | 2 | 13 | Conventional Hydroelectric | WAT | HY | 11 | 1923 |  |  | (OP) Operating
7140 | Georgia Power Co | 725 | Tugalo | Electric Utility | GA | 3 | 13 | Conventional Hydroelectric | WAT | HY | 4 | 1924 |  |  | (OP) Operating
7140 | Georgia Power Co | 725 | Tugalo | Electric Utility | GA | 4 | 13 | Conventional Hydroelectric | WAT | HY | 4 | 1924 |  |  | (OP) Operating
7140 | Georgia Power Co | 727 | Mitchell (GA) | Electric Utility | GA | 3 | 155 | Conventional Steam Coal | BIT | ST | 5 | 1964 | 7 | 2016 | (OP) Operating
7140 | Georgia Power Co | 727 | Mitchell (GA) | Electric Utility | GA | 4A | 31 | Petroleum Liquids | DFO | GT | 5 | 1971 |  |  | (OP) Operating
7140 | Georgia Power Co | 727 | Mitchell (GA) | Electric Utility | GA | 4B | 31 | Petroleum Liquids | DFO | GT | 6 | 1971 |  |  | (OP) Operating
7140 | Georgia Power Co | 728 | Yates | Electric Utility | GA | 6 | 352 | Natural Gas Steam Turbine | NG | ST | 7 | 1974 |  |  | (OP) Operating
7140 | Georgia Power Co | 728 | Yates | Electric Utility | GA | 7 | 355 | Natural Gas Steam Turbine | NG | ST | 4 | 1974 |  |  | (OP) Operating
7140 | Georgia Power Co | 729 | Yonah | Electric Utility | GA | 1 | 9.5 | Conventional Hydroelectric | WAT | HY | 10 | 1925 |  |  | (OP) Operating
7140 | Georgia Power Co | 729 | Yonah | Electric Utility | GA | 2 | 9.5 | Conventional Hydroelectric | WAT | HY | 11 | 1925 |  |  | (OP) Operating
7140 | Georgia Power Co | 729 | Yonah | Electric Utility | GA | 3 | 9.5 | Conventional Hydroelectric | WAT | HY | 12 | 1925 |  |  | (OP) Operating
7140 | Georgia Power Co | 732 | Boulevard | Electric Utility | GA | 1 | 14 | Natural Gas Fired Combustion Turbine | NG | GT | 9 | 1970 |  |  | (OP) Operating
7140 | Georgia Power Co | 733 | Kraft | Electric Utility | GA | 2 | 52 | Conventional Steam Coal | BIT | ST | 5 | 1961 | 10 | 2015 | (OP) Operating
7140 | Georgia Power Co | 733 | Kraft | Electric Utility | GA | 3 | 101 | Conventional Steam Coal | BIT | ST | 5 | 1965 | 10 | 2015 | (OP) Operating
7140 | Georgia Power Co | 733 | Kraft | Electric Utility | GA | 4 | 115 | Natural Gas Steam Turbine | NG | ST | 3 | 1972 | 10 | 2015 | (OP) Operating
7140 | Georgia Power Co | 733 | Kraft | Electric Utility | GA | PWA | 17 | Natural Gas Fired Combustion Turbine | NG | GT | 6 | 1969 |  |  | (OP) Operating
7140 | Georgia Power Co | 733 | Kraft | Electric Utility | GA | ST1 | 48 | Conventional Steam Coal | BIT | ST | 7 | 1958 | 10 | 2015 | (OP) Operating
17539 | South Carolina Electric&Gas Company | 736 | Stevens Creek | Electric Utility | GA | 1 | 1.5 | Conventional Hydroelectric | WAT | HY | 6 | 1914 |  |  | (OP) Operating
17539 | South Carolina Electric&Gas Company | 736 | Stevens Creek | Electric Utility | GA | 2 | 1.5 | Conventional Hydroelectric | WAT | HY | 6 | 1914 |  |  | (OP) Operating
17539 | South Carolina Electric&Gas Company | 736 | Stevens Creek | Electric Utility | GA | 3 | 1.5 | Conventional Hydroelectric | WAT | HY | 6 | 1914 |  |  | (OP) Operating
17539 | South Carolina Electric&Gas Company | 736 | Stevens Creek | Electric Utility | GA | 4 | 1.5 | Conventional Hydroelectric | WAT | HY | 6 | 1914 |  |  | (OP) Operating
17539 | South Carolina Electric&Gas Company | 736 | Stevens Creek | Electric Utility | GA | 5 | 1.5 | Conventional Hydroelectric | WAT | HY | 6 | 1914 |  |  | (OP) Operating
17539 | South Carolina Electric&Gas Company | 736 | Stevens Creek | Electric Utility | GA | 6 | 1.5 | Conventional Hydroelectric | WAT | HY | 6 | 1925 |  |  | (OP) Operating
17539 | South Carolina Electric&Gas Company | 736 | Stevens Creek | Electric Utility | GA | 7 | 1.5 | Conventional Hydroelectric | WAT | HY | 6 | 1926 |  |  | (OP) Operating
17539 | South Carolina Electric&Gas Company | 736 | Stevens Creek | Electric Utility | GA | 8 | 1.5 | Conventional Hydroelectric | WAT | HY | 6 | 1926 |  |  | (OP) Operating
12397 | Metropolitan Water District of S CA | 745 | Etiwanda | Electric Utility | CA | 1 | 23.9 | Conventional Hydroelectric | WAT | HY | 12 | 1994 |  |  | (OA) Out of service but expected to return to service in next calendar year
18454 | Tampa Electric Co | 748 | Phillips | Electric Utility | FL | 1 | 18 | Petroleum Liquids | DFO | IC | 6 | 1983 |  |  | (OS) Out of service and NOT expected to return to service in next calendar year
18454 | Tampa Electric Co | 748 | Phillips | Electric Utility | FL | 2 | 18 | Petroleum Liquids | DFO | IC | 6 | 1983 |  |  | (OS) Out of service and NOT expected to return to service in next calendar year
16612 | City & County of San Francisco | 751 | Moccasin Low Head Hydro Project | Electric Utility | CA | 1 | 2.9 | Conventional Hydroelectric | WAT | HY | 7 | 1987 |  |  | (OP) Operating
4538 | Crisp County Power Comm | 752 | Lake Blackshear Project | Electric Utility | GA | 1 | 2.4 | Conventional Hydroelectric | WAT | HY | 8 | 1930 |  |  | (OP) Operating
4538 | Crisp County Power Comm | 752 | Lake Blackshear Project | Electric Utility | GA | 2 | 4 | Conventional Hydroelectric | WAT | HY | 8 | 1930 |  |  | (OP) Operating
4538 | Crisp County Power Comm | 752 | Lake Blackshear Project | Electric Utility | GA | 3 | 4.8 | Conventional Hydroelectric | WAT | HY | 5 | 1930 |  |  | (OP) Operating
4538 | Crisp County Power Comm | 752 | Lake Blackshear Project | Electric Utility | GA | 4 | 4 | Conventional Hydroelectric | WAT | HY | 5 | 1930 |  |  | (OP) Operating
4538 | Crisp County Power Comm | 753 | Crisp Plant | Electric Utility | GA | 1 | 10 | Conventional Steam Coal | BIT | ST | 6 | 1957 |  |  | (OP) Operating
4538 | Crisp County Power Comm | 753 | Crisp Plant | Electric Utility | GA | GT1 | 4 | Natural Gas Fired Combustion Turbine | NG | GT | 5 | 1957 |  |  | (OP) Operating
19375 | USCE-Savannah District | 754 | Hartwell Lake | Electric Utility | GA | 1 | 85 | Conventional Hydroelectric | WAT | HY | 4 | 1962 |  |  | (OP) Operating
19375 | USCE-Savannah District | 754 | Hartwell Lake | Electric Utility | GA | 2 | 85 | Conventional Hydroelectric | WAT | HY | 4 | 1962 |  |  | (OP) Operating
19375 | USCE-Savannah District | 754 | Hartwell Lake | Electric Utility | GA | 3 | 85 | Conventional Hydroelectric | WAT | HY | 4 | 1962 |  |  | (OS) Out of service and NOT expected to return to service in next calendar year
19375 | USCE-Savannah District | 754 | Hartwell Lake | Electric Utility | GA | 4 | 85 | Conventional Hydroelectric | WAT | HY | 4 | 1962 |  |  | (OP) Operating
19375 | USCE-Savannah District | 754 | Hartwell Lake | Electric Utility | GA | 5 | 80 | Conventional Hydroelectric | WAT | HY | 11 | 1983 |  |  | (OP) Operating
18642 | Tennessee Valley Authority | 757 | Blue Ridge | Electric Utility | GA | 1 | 16 | Conventional Hydroelectric | WAT | HY | 7 | 1931 |  |  | (OP) Operating
18642 | Tennessee Valley Authority | 757 | Blue Ridge | Electric Utility | GA | 2 | 1.3 | Conventional Hydroelectric | WAT | HY | 9 | 1994 |  |  | (OP) Operating
18642 | Tennessee Valley Authority | 758 | Nottely | Electric Utility | GA | 1 | 19.2 | Conventional Hydroelectric | WAT | HY | 1 | 1956 |  |  | (OP) Operating
18642 | Tennessee Valley Authority | 758 | Nottely | Electric Utility | GA | 2 | 0.9 | Conventional Hydroelectric | WAT | HY | 8 | 1993 |  |  | (OP) Operating
27813 | USCE-Mobile District | 759 | Buford | Electric Utility | GA | 1A | 60 | Conventional Hydroelectric | WAT | HY | 12 | 2003 |  |  | (OP) Operating
27813 | USCE-Mobile District | 759 | Buford | Electric Utility | GA | 2A | 60 | Conventional Hydroelectric | WAT | HY | 12 | 2004 |  |  | (OP) Operating
27813 | USCE-Mobile District | 759 | Buford | Electric Utility | GA | 3A | 6.8 | Conventional Hydroelectric | WAT | HY | 2 | 2005 |  |  | (OP) Operating
27813 | USCE-Mobile District | 760 | Allatoona | Electric Utility | GA | 1 | 35 | Conventional Hydroelectric | WAT | HY | 1 | 1950 |  |  | (OS) Out of service and NOT expected to return to service in next calendar year
27813 | USCE-Mobile District | 760 | Allatoona | Electric Utility | GA | 2 | 35 | Conventional Hydroelectric | WAT | HY | 3 | 1950 |  |  | (OS) Out of service and NOT expected to return to service in next calendar year
27813 | USCE-Mobile District | 760 | Allatoona | Electric Utility | GA | A | 2 | Conventional Hydroelectric | WAT | HY | 2 | 1950 |  |  | (OP) Operating
27813 | USCE-Mobile District | 761 | Walter F George | Electric Utility | GA | 1 | 42 | Conventional Hydroelectric | WAT | HY | 3 | 1963 |  |  | (OP) Operating
27813 | USCE-Mobile District | 761 | Walter F George | Electric Utility | GA | 2 | 42 | Conventional Hydroelectric | WAT | HY | 5 | 1963 |  |  | (OP) Operating
27813 | USCE-Mobile District | 761 | Walter F George | Electric Utility | GA | 3 | 42 | Conventional Hydroelectric | WAT | HY | 9 | 1963 |  |  | (OP) Operating
27813 | USCE-Mobile District | 761 | Walter F George | Electric Utility | GA | 4 | 42 | Conventional Hydroelectric | WAT | HY | 11 | 1963 |  |  | (OP) Operating
14077 | Oklahoma Municipal Power Authority | 762 | Ponca | Electric Utility | OK | 2 | 34 | Natural Gas Steam Turbine | NG | ST | 10 | 1977 |  |  | (OP) Operating
19547 | Hawaiian Electric Co Inc | 765 | Kahe | Electric Utility | HI | K1 | 77.9 | Petroleum Liquids | RFO | ST | 3 | 1963 |  |  | (OP) Operating
19547 | Hawaiian Electric Co Inc | 765 | Kahe | Electric Utility | HI | K2 | 78.1 | Petroleum Liquids | RFO | ST | 9 | 1964 |  |  | (OP) Operating
19547 | Hawaiian Electric Co Inc | 765 | Kahe | Electric Utility | HI | K3 | 82.1 | Petroleum Liquids | RFO | ST | 8 | 1970 |  |  | (OP) Operating
19547 | Hawaiian Electric Co Inc | 765 | Kahe | Electric Utility | HI | K4 | 87.2 | Petroleum Liquids | RFO | ST | 6 | 1972 |  |  | (OP) Operating
19547 | Hawaiian Electric Co Inc | 765 | Kahe | Electric Utility | HI | K5 | 128.1 | Petroleum Liquids | RFO | ST | 12 | 1974 |  |  | (OP) Operating
19547 | Hawaiian Electric Co Inc | 765 | Kahe | Electric Utility | HI | K6 | 128.7 | Petroleum Liquids | RFO | ST | 3 | 1981 |  |  | (OP) Operating
19547 | Hawaiian Electric Co Inc | 766 | Waiau | Electric Utility | HI | W10 | 51.2 | Petroleum Liquids | DFO | GT | 12 | 1973 |  |  | (OP) Operating
19547 | Hawaiian Electric Co Inc | 766 | Waiau | Electric Utility | HI | W3 | 47.2 | Petroleum Liquids | RFO | ST | 12 | 1947 |  |  | (OP) Operating
19547 | Hawaiian Electric Co Inc | 766 | Waiau | Electric Utility | HI | W4 | 47.7 | Petroleum Liquids | RFO | ST | 10 | 1950 |  |  | (OP) Operating
19547 | Hawaiian Electric Co Inc | 766 | Waiau | Electric Utility | HI | W5 | 51.9 | Petroleum Liquids | RFO | ST | 9 | 1959 |  |  | (OP) Operating
19547 | Hawaiian Electric Co Inc | 766 | Waiau | Electric Utility | HI | W6 | 51.8 | Petroleum Liquids | RFO | ST | 6 | 1961 |  |  | (OP) Operating
19547 | Hawaiian Electric Co Inc | 766 | Waiau | Electric Utility | HI | W7 | 77.8 | Petroleum Liquids | RFO | ST | 10 | 1966 |  |  | (OP) Operating
19547 | Hawaiian Electric Co Inc | 766 | Waiau | Electric Utility | HI | W8 | 77.8 | Petroleum Liquids | RFO | ST | 11 | 1968 |  |  | (OP) Operating
19547 | Hawaiian Electric Co Inc | 766 | Waiau | Electric Utility | HI | W9 | 51.2 | Petroleum Liquids | DFO | GT | 6 | 1973 |  |  | (OP) Operating
8287 | Hawaii Electric Light Co Inc | 768 | Waimea | Electric Utility | HI | 12 | 2.5 | Petroleum Liquids | DFO | IC | 12 | 1970 |  |  | (OP) Operating
8287 | Hawaii Electric Light Co Inc | 768 | Waimea | Electric Utility | HI | 13 | 2.5 | Petroleum Liquids | DFO | IC | 5 | 1972 |  |  | (OP) Operating
8287 | Hawaii Electric Light Co Inc | 768 | Waimea | Electric Utility | HI | 14 | 2.5 | Petroleum Liquids | DFO | IC | 5 | 1972 |  |  | (OP) Operating
8287 | Hawaii Electric Light Co Inc | 769 | Kanoelehua | Electric Utility | HI | 11 | 2 | Petroleum Liquids | DFO | IC | 9 | 1962 |  |  | (OP) Operating
8287 | Hawaii Electric Light Co Inc | 769 | Kanoelehua | Electric Utility | HI | 15 | 2.5 | Petroleum Liquids | DFO | IC | 8 | 1972 |  |  | (OP) Operating
8287 | Hawaii Electric Light Co Inc | 769 | Kanoelehua | Electric Utility | HI | 16 | 2.5 | Petroleum Liquids | DFO | IC | 8 | 1972 |  |  | (OP) Operating
8287 | Hawaii Electric Light Co Inc | 769 | Kanoelehua | Electric Utility | HI | 17 | 2.5 | Petroleum Liquids | DFO | IC | 12 | 1973 |  |  | (OP) Operating
8287 | Hawaii Electric Light Co Inc | 769 | Kanoelehua | Electric Utility | HI | CT1 | 10.5 | Petroleum Liquids | DFO | GT | 1 | 1962 |  |  | (OP) Operating
8287 | Hawaii Electric Light Co Inc | 771 | Puueo | Electric Utility | HI | 1 | 0.7 | Conventional Hydroelectric | WAT | HY | 12 | 1918 |  |  | (OP) Operating
8287 | Hawaii Electric Light Co Inc | 771 | Puueo | Electric Utility | HI | 2A | 2.4 | Conventional Hydroelectric | WAT | HY | 10 | 2005 |  |  | (OP) Operating
8287 | Hawaii Electric Light Co Inc | 772 | W H Hill | Electric Utility | HI | 5 | 14.1 | Petroleum Liquids | RFO | ST | 12 | 1965 |  |  | (OP) Operating
8287 | Hawaii Electric Light Co Inc | 772 | W H Hill | Electric Utility | HI | 6 | 21.4 | Petroleum Liquids | RFO | ST | 12 | 1974 |  |  | (OP) Operating
8287 | Hawaii Electric Light Co Inc | 774 | Waiau Hydro | Electric Utility | HI | 1 | 0.7 | Conventional Hydroelectric | WAT | HY | 12 | 1921 |  |  | (OP) Operating
8287 | Hawaii Electric Light Co Inc | 774 | Waiau Hydro | Electric Utility | HI | 2 | 0.3 | Conventional Hydroelectric | WAT | HY | 12 | 1928 |  |  | (OP) Operating
14191 | South Feather Water and Power Agency | 776 | Sly Creek | Electric Utility | CA | 1 | 9 | Conventional Hydroelectric | WAT | HY | 7 | 1983 |  |  | (OP) Operating
3271 | Central Nebraska Pub P&I Dist | 785 | Kingsley | Electric Utility | NE | 1 | 38 | Conventional Hydroelectric | WAT | HY | 11 | 1984 |  |  | (OP) Operating
7601 | Green Mountain Power Corp | 788 | East Barnet | Electric Utility | VT | 1 | 1.9 | Conventional Hydroelectric | WAT | HY | 9 | 1984 |  |  | (OP) Operating
40215 | Cordova Electric Coop, Inc | 789 | Orca | Electric Utility | AK | 3 | 2.5 | Petroleum Liquids | DFO | IC | 10 | 1984 |  |  | (OP) Operating
40215 | Cordova Electric Coop, Inc | 789 | Orca | Electric Utility | AK | 4 | 2.4 | Petroleum Liquids | DFO | IC | 10 | 1984 |  |  | (OA) Out of service but expected to return to service in next calendar year
40215 | Cordova Electric Coop, Inc | 789 | Orca | Electric Utility | AK | 5 | 1.1 | Petroleum Liquids | DFO | IC | 3 | 2000 |  |  | (OP) Operating
40215 | Cordova Electric Coop, Inc | 789 | Orca | Electric Utility | AK | 6 | 1.1 | Petroleum Liquids | DFO | IC | 3 | 2000 |  |  | (OP) Operating
40215 | Cordova Electric Coop, Inc | 789 | Orca | Electric Utility | AK | 7 | 3.6 | Petroleum Liquids | DFO | IC | 7 | 2009 |  |  | (OP) Operating
9187 | City of Idaho Falls - (ID) | 790 | Gem State | Electric Utility | ID | 1 | 23.4 | Conventional Hydroelectric | WAT | HY | 11 | 1988 |  |  | (OP) Operating
7751 | Guadalupe Blanco River Authority | 791 | Canyon | Electric Utility | TX | 1 | 3 | Conventional Hydroelectric | WAT | HY | 1 | 1989 |  |  | (OP) Operating
7751 | Guadalupe Blanco River Authority | 791 | Canyon | Electric Utility | TX | 2 | 3 | Conventional Hydroelectric | WAT | HY | 1 | 1989 |  |  | (OP) Operating
11843 | Maui Electric Co Ltd | 792 | Palaau Power | Electric Utility | HI | 15 | 2 | Petroleum Liquids | DFO | GT | 4 | 1982 |  |  | (OP) Operating
11843 | Maui Electric Co Ltd | 792 | Palaau Power | Electric Utility | HI | 7 | 2 | Petroleum Liquids | DFO | IC | 6 | 1996 |  |  | (OP) Operating
11843 | Maui Electric Co Ltd | 792 | Palaau Power | Electric Utility | HI | 8 | 2 | Petroleum Liquids | DFO | IC | 6 | 1996 |  |  | (OP) Operating
11843 | Maui Electric Co Ltd | 792 | Palaau Power | Electric Utility | HI | 9 | 2 | Petroleum Liquids | DFO | IC | 6 | 1996 |  |  | (OP) Operating
11843 | Maui Electric Co Ltd | 792 | Palaau Power | Electric Utility | HI | CAT1 | 1.2 | Petroleum Liquids | DFO | IC | 5 | 1985 |  |  | (OP) Operating
11843 | Maui Electric Co Ltd | 792 | Palaau Power | Electric Utility | HI | CAT2 | 1.2 | Petroleum Liquids | DFO | IC | 5 | 1985 |  |  | (OP) Operating
11843 | Maui Electric Co Ltd | 792 | Palaau Power | Electric Utility | HI | CUM3 | 0.9 | Petroleum Liquids | DFO | IC | 4 | 1985 |  |  | (OP) Operating
11843 | Maui Electric Co Ltd | 792 | Palaau Power | Electric Utility | HI | CUM4 | 0.9 | Petroleum Liquids | DFO | IC | 4 | 1985 |  |  | (OP) Operating
11843 | Maui Electric Co Ltd | 792 | Palaau Power | Electric Utility | HI | CUM5 | 0.9 | Petroleum Liquids | DFO | IC | 4 | 1985 |  |  | (OP) Operating
11843 | Maui Electric Co Ltd | 792 | Palaau Power | Electric Utility | HI | CUM6 | 0.9 | Petroleum Liquids | DFO | IC | 12 | 1991 |  |  | (OP) Operating
6958 | City of Garland - (TX) | 794 | Lewisville | Electric Utility | TX | 1 | 2 | Conventional Hydroelectric | WAT | HY | 1 | 1992 |  |  | (OP) Operating
39006 | Brookfield White Pine Hydro LLC | 805 | Charles E Monty | IPP Non-CHP | ME | M-1 | 14 | Conventional Hydroelectric | WAT | HY | 1 | 1990 |  |  | (OP) Operating
39006 | Brookfield White Pine Hydro LLC | 805 | Charles E Monty | IPP Non-CHP | ME | M2 | 14 | Conventional Hydroelectric | WAT | HY | 1 | 1990 |  |  | (OP) Operating
15296 | New York Power Authority | 808 | Jarvis (Hinckley) | Electric Utility | NY | 1 | 4.5 | Conventional Hydroelectric | WAT | HY | 7 | 1991 |  |  | (OP) Operating
15296 | New York Power Authority | 808 | Jarvis (Hinckley) | Electric Utility | NY | 2 | 4.5 | Conventional Hydroelectric | WAT | HY | 7 | 1991 |  |  | (OP) Operating
9191 | Idaho Power Co | 809 | American Falls | Electric Utility | ID | 1 | 36.8 | Conventional Hydroelectric | WAT | HY | 7 | 1978 |  |  | (OP) Operating
9191 | Idaho Power Co | 809 | American Falls | Electric Utility | ID | 2 | 36.8 | Conventional Hydroelectric | WAT | HY | 6 | 1978 |  |  | (OP) Operating
9191 | Idaho Power Co | 809 | American Falls | Electric Utility | ID | 3 | 36.8 | Conventional Hydroelectric | WAT | HY | 3 | 1978 |  |  | (OP) Operating
9191 | Idaho Power Co | 810 | Bliss | Electric Utility | ID | 1 | 26.9 | Conventional Hydroelectric | WAT | HY | 11 | 1949 |  |  | (OP) Operating
9191 | Idaho Power Co | 810 | Bliss | Electric Utility | ID | 2 | 25.7 | Conventional Hydroelectric | WAT | HY | 1 | 1950 |  |  | (OP) Operating
9191 | Idaho Power Co | 810 | Bliss | Electric Utility | ID | 3 | 28.8 | Conventional Hydroelectric | WAT | HY | 3 | 1950 |  |  | (OP) Operating
9191 | Idaho Power Co | 811 | Brownlee | Electric Utility | ID | 1 | 123.3 | Conventional Hydroelectric | WAT | HY | 1 | 1959 |  |  | (OP) Operating
9191 | Idaho Power Co | 811 | Brownlee | Electric Utility | ID | 2 | 131.2 | Conventional Hydroelectric | WAT | HY | 12 | 1958 |  |  | (OP) Operating
9191 | Idaho Power Co | 811 | Brownlee | Electric Utility | ID | 3 | 120.2 | Conventional Hydroelectric | WAT | HY | 10 | 1958 |  |  | (OP) Operating
9191 | Idaho Power Co | 811 | Brownlee | Electric Utility | ID | 4 | 123.1 | Conventional Hydroelectric | WAT | HY | 8 | 1958 |  |  | (OP) Operating
9191 | Idaho Power Co | 811 | Brownlee | Electric Utility | ID | 5 | 246.2 | Conventional Hydroelectric | WAT | HY | 3 | 1980 |  |  | (OP) Operating
9191 | Idaho Power Co | 812 | C J Strike | Electric Utility | ID | 1 | 32.3 | Conventional Hydroelectric | WAT | HY | 3 | 1952 |  |  | (OP) Operating
9191 | Idaho Power Co | 812 | C J Strike | Electric Utility | ID | 2 | 31.2 | Conventional Hydroelectric | WAT | HY | 3 | 1952 |  |  | (OP) Operating
9191 | Idaho Power Co | 812 | C J Strike | Electric Utility | ID | 3 | 30.7 | Conventional Hydroelectric | WAT | HY | 3 | 1952 |  |  | (OP) Operating
9191 | Idaho Power Co | 813 | Cascade Dam | Electric Utility | ID | 1 | 7.2 | Conventional Hydroelectric | WAT | HY | 5 | 1984 |  |  | (OP) Operating
9191 | Idaho Power Co | 813 | Cascade Dam | Electric Utility | ID | 2 | 7.2 | Conventional Hydroelectric | WAT | HY | 12 | 1983 |  |  | (OP) Operating
9191 | Idaho Power Co | 814 | Clear Lake | Electric Utility | ID | 1 | 2.1 | Conventional Hydroelectric | WAT | HY | 12 | 1937 |  |  | (OP) Operating
9191 | Idaho Power Co | 815 | Lower Malad | Electric Utility | ID | 1 | 15.3 | Conventional Hydroelectric | WAT | HY | 10 | 1948 |  |  | (OP) Operating
9191 | Idaho Power Co | 816 | Lower Salmon | Electric Utility | ID | 1 | 18.1 | Conventional Hydroelectric | WAT | HY | 7 | 1949 |  |  | (OP) Operating
9191 | Idaho Power Co | 816 | Lower Salmon | Electric Utility | ID | 2 | 18 | Conventional Hydroelectric | WAT | HY | 9 | 1949 |  |  | (OP) Operating
9191 | Idaho Power Co | 816 | Lower Salmon | Electric Utility | ID | 3 | 17.7 | Conventional Hydroelectric | WAT | HY | 2 | 1949 |  |  | (OP) Operating
9191 | Idaho Power Co | 816 | Lower Salmon | Electric Utility | ID | 4 | 18.1 | Conventional Hydroelectric | WAT | HY | 3 | 1949 |  |  | (OP) Operating
9191 | Idaho Power Co | 817 | Salmon Diesel | Electric Utility | ID | 1 | 2.7 | Petroleum Liquids | DFO | IC | 12 | 1967 |  |  | (OP) Operating
9191 | Idaho Power Co | 817 | Salmon Diesel | Electric Utility | ID | 2 | 2.7 | Petroleum Liquids | DFO | IC | 12 | 1967 |  |  | (OP) Operating
9191 | Idaho Power Co | 818 | Shoshone Falls | Electric Utility | ID | 1 | 0.7 | Conventional Hydroelectric | WAT | HY | 6 | 1909 |  |  | (OP) Operating
9191 | Idaho Power Co | 818 | Shoshone Falls | Electric Utility | ID | 2 | 0.4 | Conventional Hydroelectric | WAT | HY | 8 | 1907 |  |  | (OP) Operating
9191 | Idaho Power Co | 818 | Shoshone Falls | Electric Utility | ID | 3 | 12.8 | Conventional Hydroelectric | WAT | HY | 8 | 1921 |  |  | (OP) Operating
9191 | Idaho Power Co | 819 | Swan Falls | Electric Utility | ID | 1 | 14.9 | Conventional Hydroelectric | WAT | HY | 3 | 1994 |  |  | (OP) Operating
9191 | Idaho Power Co | 819 | Swan Falls | Electric Utility | ID | 2 | 14.5 | Conventional Hydroelectric | WAT | HY | 5 | 1994 |  |  | (OP) Operating
9191 | Idaho Power Co | 820 | Thousand Springs | Electric Utility | ID | 1 | 0.8 | Conventional Hydroelectric | WAT | HY | 8 | 1912 |  |  | (OS) Out of service and NOT expected to return to service in next calendar year
9191 | Idaho Power Co | 820 | Thousand Springs | Electric Utility | ID | 2 | 0.8 | Conventional Hydroelectric | WAT | HY | 8 | 1912 |  |  | (OS) Out of service and NOT expected to return to service in next calendar year
9191 | Idaho Power Co | 820 | Thousand Springs | Electric Utility | ID | 3 | 6.4 | Conventional Hydroelectric | WAT | HY | 5 | 1920 |  |  | (OP) Operating
9191 | Idaho Power Co | 821 | Twin Falls (ID) | Electric Utility | ID | 1 | 10.1 | Conventional Hydroelectric | WAT | HY | 3 | 1935 |  |  | (OP) Operating
9191 | Idaho Power Co | 821 | Twin Falls (ID) | Electric Utility | ID | 2 | 43.1 | Conventional Hydroelectric | WAT | HY | 7 | 1995 |  |  | (OP) Operating
9191 | Idaho Power Co | 822 | Upper Salmon A | Electric Utility | ID | 1 | 9.5 | Conventional Hydroelectric | WAT | HY | 9 | 1937 |  |  | (OP) Operating
9191 | Idaho Power Co | 822 | Upper Salmon A | Electric Utility | ID | 2 | 8.7 | Conventional Hydroelectric | WAT | HY | 9 | 1937 |  |  | (OP) Operating
9191 | Idaho Power Co | 823 | Upper Malad | Electric Utility | ID | 1 | 8.1 | Conventional Hydroelectric | WAT | HY | 6 | 1948 |  |  | (OP) Operating
14354 | PacifiCorp | 825 | Ashton | Electric Utility | ID | 1 | 2.7 | Conventional Hydroelectric | WAT | HY | 7 | 1917 |  |  | (OP) Operating
14354 | PacifiCorp | 825 | Ashton | Electric Utility | ID | 2 | 2.2 | Conventional Hydroelectric | WAT | HY | 7 | 1925 |  |  | (OP) Operating
14354 | PacifiCorp | 825 | Ashton | Electric Utility | ID | 3 | 2.2 | Conventional Hydroelectric | WAT | HY | 7 | 1925 |  |  | (OP) Operating
14354 | PacifiCorp | 827 | Grace | Electric Utility | ID | 3 | 11 | Conventional Hydroelectric | WAT | HY | 7 | 1923 |  |  | (OP) Operating
14354 | PacifiCorp | 827 | Grace | Electric Utility | ID | 4 | 11 | Conventional Hydroelectric | WAT | HY | 7 | 1923 |  |  | (OP) Operating
14354 | PacifiCorp | 827 | Grace | Electric Utility | ID | 5 | 11 | Conventional Hydroelectric | WAT | HY | 7 | 1923 |  |  | (OP) Operating
14354 | PacifiCorp | 829 | Oneida | Electric Utility | ID | 1 | 9.3 | Conventional Hydroelectric | WAT | HY | 7 | 1915 |  |  | (OP) Operating
14354 | PacifiCorp | 829 | Oneida | Electric Utility | ID | 2 | 9.3 | Conventional Hydroelectric | WAT | HY | 7 | 1916 |  |  | (OP) Operating
14354 | PacifiCorp | 829 | Oneida | Electric Utility | ID | 3 | 9.3 | Conventional Hydroelectric | WAT | HY | 7 | 1920 |  |  | (OP) Operating
14354 | PacifiCorp | 831 | Soda | Electric Utility | ID | 1 | 7.6 | Conventional Hydroelectric | WAT | HY | 7 | 1924 |  |  | (OP) Operating
14354 | PacifiCorp | 831 | Soda | Electric Utility | ID | 2 | 7.6 | Conventional Hydroelectric | WAT | HY | 7 | 1924 |  |  | (OP) Operating
20169 | Avista Corp | 833 | Cabinet Gorge | Electric Utility | ID | 1 | 44.3 | Conventional Hydroelectric | WAT | HY | 8 | 1953 |  |  | (OA) Out of service but expected to return to service in next calendar year
20169 | Avista Corp | 833 | Cabinet Gorge | Electric Utility | ID | 2 | 73.9 | Conventional Hydroelectric | WAT | HY | 2 | 1953 |  |  | (OP) Operating
20169 | Avista Corp | 833 | Cabinet Gorge | Electric Utility | ID | 3 | 73.4 | Conventional Hydroelectric | WAT | HY | 11 | 1952 |  |  | (OP) Operating
20169 | Avista Corp | 833 | Cabinet Gorge | Electric Utility | ID | 4 | 63 | Conventional Hydroelectric | WAT | HY | 9 | 1952 |  |  | (OP) Operating
20169 | Avista Corp | 835 | Post Falls | Electric Utility | ID | 1 | 2.8 | Conventional Hydroelectric | WAT | HY | 12 | 1907 |  |  | (OP) Operating
20169 | Avista Corp | 835 | Post Falls | Electric Utility | ID | 2 | 2.8 | Conventional Hydroelectric | WAT | HY | 7 | 1906 |  |  | (OP) Operating
20169 | Avista Corp | 835 | Post Falls | Electric Utility | ID | 3 | 2.8 | Conventional Hydroelectric | WAT | HY | 8 | 1906 |  |  | (OP) Operating
20169 | Avista Corp | 835 | Post Falls | Electric Utility | ID | 4 | 2.8 | Conventional Hydroelectric | WAT | HY | 11 | 1906 |  |  | (OP) Operating
20169 | Avista Corp | 835 | Post Falls | Electric Utility | ID | 5 | 2.8 | Conventional Hydroelectric | WAT | HY | 8 | 1908 |  |  | (OP) Operating
20169 | Avista Corp | 835 | Post Falls | Electric Utility | ID | 6 | 3.5 | Conventional Hydroelectric | WAT | HY | 12 | 1980 |  |  | (OP) Operating
13402 | Nevada Irrigation District | 839 | Scott Flat | IPP Non-CHP | CA | 7P | 0.9 | Conventional Hydroelectric | WAT | HY | 2 | 1985 |  |  | (OP) Operating
19400 | USACE Northwestern Division | 840 | Dworshak | Electric Utility | ID | 1 | 90 | Conventional Hydroelectric | WAT | HY | 6 | 1975 |  |  | (OP) Operating
19400 | USACE Northwestern Division | 840 | Dworshak | Electric Utility | ID | 2 | 90 | Conventional Hydroelectric | WAT | HY | 9 | 1975 |  |  | (OP) Operating
19400 | USACE Northwestern Division | 840 | Dworshak | Electric Utility | ID | 3 | 220 | Conventional Hydroelectric | WAT | HY | 9 | 1974 |  |  | (OP) Operating
9187 | City of Idaho Falls - (ID) | 841 | City Power Plant | Electric Utility | ID | 3 | 8 | Conventional Hydroelectric | WAT | HY | 7 | 1982 |  |  | (OP) Operating
9187 | City of Idaho Falls - (ID) | 843 | Lower No 2 | Electric Utility | ID | 1 | 3 | Conventional Hydroelectric | WAT | HY | 8 | 1940 |  |  | (OP) Operating
9187 | City of Idaho Falls - (ID) | 844 | Upper Power Plant | Electric Utility | ID | 4 | 8 | Conventional Hydroelectric | WAT | HY | 9 | 1982 |  |  | (OP) Operating
13402 | Nevada Irrigation District | 846 | Combie South | IPP Non-CHP | CA | 1 | 0.5 | Conventional Hydroelectric | WAT | HY | 4 | 1984 |  |  | (OP) Operating
13402 | Nevada Irrigation District | 846 | Combie South | IPP Non-CHP | CA | 2 | 0.5 | Conventional Hydroelectric | WAT | HY | 4 | 1984 |  |  | (OP) Operating
13402 | Nevada Irrigation District | 846 | Combie South | IPP Non-CHP | CA | 3 | 0.5 | Conventional Hydroelectric | WAT | HY | 4 | 1984 |  |  | (OP) Operating
2518 | U S Bureau of Reclamation | 850 | Palisades Dam | Electric Utility | ID | 1 | 44.1 | Conventional Hydroelectric | WAT | HY | 8 | 1957 |  |  | (OP) Operating
2518 | U S Bureau of Reclamation | 850 | Palisades Dam | Electric Utility | ID | 2 | 44.1 | Conventional Hydroelectric | WAT | HY | 5 | 1957 |  |  | (OP) Operating
2518 | U S Bureau of Reclamation | 850 | Palisades Dam | Electric Utility | ID | 3 | 44.1 | Conventional Hydroelectric | WAT | HY | 2 | 1957 |  |  | (OP) Operating
2518 | U S Bureau of Reclamation | 850 | Palisades Dam | Electric Utility | ID | 4 | 44.1 | Conventional Hydroelectric | WAT | HY | 5 | 1958 |  |  | (OP) Operating
19400 | USACE Northwestern Division | 851 | Albeni Falls | Electric Utility | ID | 1 | 14 | Conventional Hydroelectric | WAT | HY | 5 | 1955 |  |  | (OP) Operating
19400 | USACE Northwestern Division | 851 | Albeni Falls | Electric Utility | ID | 2 | 14 | Conventional Hydroelectric | WAT | HY | 6 | 1955 |  |  | (OP) Operating
19400 | USACE Northwestern Division | 851 | Albeni Falls | Electric Utility | ID | 3 | 14 | Conventional Hydroelectric | WAT | HY | 9 | 1955 |  |  | (OP) Operating
49756 | Illinois Power Resources Generating LLC | 856 | E D Edwards | Electric Utility | IL | 1 | 95 | Conventional Steam Coal | SUB | ST | 5 | 1960 | 12 | 2016 | (OP) Operating
49756 | Illinois Power Resources Generating LLC | 856 | E D Edwards | Electric Utility | IL | 2 | 240 | Conventional Steam Coal | SUB | ST | 6 | 1968 |  |  | (OP) Operating
49756 | Illinois Power Resources Generating LLC | 856 | E D Edwards | Electric Utility | IL | 3 | 315 | Conventional Steam Coal | SUB | ST | 6 | 1972 |  |  | (OP) Operating
520 | Illinois Power Generating Co | 861 | Coffeen | IPP Non-CHP | IL | 1 | 330 | Conventional Steam Coal | SUB | ST | 12 | 1965 |  |  | (OP) Operating
520 | Illinois Power Generating Co | 861 | Coffeen | IPP Non-CHP | IL | 2 | 565 | Conventional Steam Coal | SUB | ST | 9 | 1972 |  |  | (OP) Operating
59371 | Mainline Generation LLC | 862 | Grand Tower Energy Center LLC | IPP Non-CHP | IL | 1 | 161 | Natural Gas Fired Combined Cycle | NG | CT | 6 | 2001 |  |  | (OP) Operating
59371 | Mainline Generation LLC | 862 | Grand Tower Energy Center LLC | IPP Non-CHP | IL | 2 | 159 | Natural Gas Fired Combined Cycle | NG | CT | 7 | 2001 |  |  | (OP) Operating
59371 | Mainline Generation LLC | 862 | Grand Tower Energy Center LLC | IPP Non-CHP | IL | 3 | 86 | Natural Gas Fired Combined Cycle | NG | CA | 3 | 1951 |  |  | (OP) Operating
59371 | Mainline Generation LLC | 862 | Grand Tower Energy Center LLC | IPP Non-CHP | IL | 4 | 105 | Natural Gas Fired Combined Cycle | NG | CA | 4 | 1958 |  |  | (OP) Operating
55951 | Exelon Nuclear | 869 | Dresden Generating Station | IPP Non-CHP | IL | 2 | 883.5 | Nuclear | NUC | ST | 8 | 1970 |  |  | (OP) Operating
55951 | Exelon Nuclear | 869 | Dresden Generating Station | IPP Non-CHP | IL | 3 | 895 | Nuclear | NUC | ST | 10 | 1971 |  |  | (OP) Operating
12384 | Midwest Generations EME LLC | 874 | Joliet 9 | IPP Non-CHP | IL | 6 | 314 | Conventional Steam Coal | SUB | ST | 6 | 1959 |  |  | (OP) Operating
5269 | Dynegy | 876 | Kincaid Generation LLC | IPP Non-CHP | IL | 1 | 579 | Conventional Steam Coal | SUB | ST | 6 | 1967 |  |  | (OP) Operating
5269 | Dynegy | 876 | Kincaid Generation LLC | IPP Non-CHP | IL | 2 | 579 | Conventional Steam Coal | SUB | ST | 6 | 1968 |  |  | (OP) Operating
12384 | Midwest Generations EME LLC | 879 | Powerton | IPP Non-CHP | IL | 5 | 769 | Conventional Steam Coal | SUB | ST | 9 | 1972 |  |  | (OP) Operating
12384 | Midwest Generations EME LLC | 879 | Powerton | IPP Non-CHP | IL | 6 | 769 | Conventional Steam Coal | SUB | ST | 12 | 1975 |  |  | (OP) Operating
55951 | Exelon Nuclear | 880 | Quad Cities Generating Station | IPP Non-CHP | IL | 1 | 908 | Nuclear | NUC | ST | 12 | 1972 |  |  | (OP) Operating
55951 | Exelon Nuclear | 880 | Quad Cities Generating Station | IPP Non-CHP | IL | 2 | 911 | Nuclear | NUC | ST | 12 | 1972 |  |  | (OP) Operating
12384 | Midwest Generations EME LLC | 883 | Waukegan | IPP Non-CHP | IL | 311 | 24.6 | Petroleum Liquids | DFO | GT | 6 | 1968 |  |  | (SB) Standby/Backup: available for service but not normally used
12384 | Midwest Generations EME LLC | 883 | Waukegan | IPP Non-CHP | IL | 312 | 28.5 | Petroleum Liquids | DFO | GT | 6 | 1968 |  |  | (SB) Standby/Backup: available for service but not normally used
12384 | Midwest Generations EME LLC | 883 | Waukegan | IPP Non-CHP | IL | 321 | 28 | Petroleum Liquids | DFO | GT | 6 | 1968 |  |  | (SB) Standby/Backup: available for service but not normally used
12384 | Midwest Generations EME LLC | 883 | Waukegan | IPP Non-CHP | IL | 322 | 26.7 | Petroleum Liquids | DFO | GT | 6 | 1968 |  |  | (SB) Standby/Backup: available for service but not normally used
12384 | Midwest Generations EME LLC | 883 | Waukegan | IPP Non-CHP | IL | 7 | 328 | Conventional Steam Coal | SUB | ST | 6 | 1958 |  |  | (OP) Operating
12384 | Midwest Generations EME LLC | 883 | Waukegan | IPP Non-CHP | IL | 8 | 361 | Conventional Steam Coal | SUB | ST | 7 | 1962 |  |  | (OP) Operating
12384 | Midwest Generations EME LLC | 884 | Will County | IPP Non-CHP | IL | 4 | 510 | Conventional Steam Coal | SUB | ST | 6 | 1963 | 12 | 2018 | (OP) Operating
12384 | Midwest Generations EME LLC | 886 | Fisk Street | IPP Non-CHP | IL | 311 | 25.4 | Petroleum Liquids | DFO | GT | 7 | 1968 |  |  | (SB) Standby/Backup: available for service but not normally used
12384 | Midwest Generations EME LLC | 886 | Fisk Street | IPP Non-CHP | IL | 312 | 23.7 | Petroleum Liquids | DFO | GT | 7 | 1968 |  |  | (SB) Standby/Backup: available for service but not normally used
12384 | Midwest Generations EME LLC | 886 | Fisk Street | IPP Non-CHP | IL | 321 | 25.4 | Petroleum Liquids | DFO | GT | 7 | 1968 |  |  | (SB) Standby/Backup: available for service but not normally used
12384 | Midwest Generations EME LLC | 886 | Fisk Street | IPP Non-CHP | IL | 322 | 25.4 | Petroleum Liquids | DFO | GT | 7 | 1968 |  |  | (SB) Standby/Backup: available for service but not normally used
12384 | Midwest Generations EME LLC | 886 | Fisk Street | IPP Non-CHP | IL | 331 | 23.7 | Petroleum Liquids | DFO | GT | 7 | 1968 |  |  | (SB) Standby/Backup: available for service but not normally used
12384 | Midwest Generations EME LLC | 886 | Fisk Street | IPP Non-CHP | IL | 332 | 25.4 | Petroleum Liquids | DFO | GT | 7 | 1968 |  |  | (SB) Standby/Backup: available for service but not normally used
12384 | Midwest Generations EME LLC | 886 | Fisk Street | IPP Non-CHP | IL | 341 | 25.4 | Petroleum Liquids | DFO | GT | 7 | 1968 |  |  | (SB) Standby/Backup: available for service but not normally used
12384 | Midwest Generations EME LLC | 886 | Fisk Street | IPP Non-CHP | IL | 342 | 22.8 | Petroleum Liquids | DFO | GT | 7 | 1968 |  |  | (SB) Standby/Backup: available for service but not normally used
5748 | Electric Energy Inc | 887 | Joppa Steam | IPP Non-CHP | IL | 1 | 159 | Conventional Steam Coal | SUB | ST | 8 | 1953 |  |  | (OP) Operating
5748 | Electric Energy Inc | 887 | Joppa Steam | IPP Non-CHP | IL | 2 | 159 | Conventional Steam Coal | SUB | ST | 9 | 1953 |  |  | (OP) Operating
5748 | Electric Energy Inc | 887 | Joppa Steam | IPP Non-CHP | IL | 3 | 157 | Conventional Steam Coal | SUB | ST | 5 | 1954 |  |  | (OP) Operating
5748 | Electric Energy Inc | 887 | Joppa Steam | IPP Non-CHP | IL | 4 | 160 | Conventional Steam Coal | SUB | ST | 8 | 1954 |  |  | (OP) Operating
5748 | Electric Energy Inc | 887 | Joppa Steam | IPP Non-CHP | IL | 5 | 156 | Conventional Steam Coal | SUB | ST | 6 | 1955 |  |  | (OP) Operating
5748 | Electric Energy Inc | 887 | Joppa Steam | IPP Non-CHP | IL | 6 | 157 | Conventional Steam Coal | SUB | ST | 8 | 1955 |  |  | (OP) Operating
5517 | Dynegy Midwest Generation Inc | 889 | Baldwin Energy Complex | IPP Non-CHP | IL | 1 | 576 | Conventional Steam Coal | SUB | ST | 7 | 1970 |  |  | (OP) Operating
5517 | Dynegy Midwest Generation Inc | 889 | Baldwin Energy Complex | IPP Non-CHP | IL | 2 | 581 | Conventional Steam Coal | SUB | ST | 3 | 1973 |  |  | (OP) Operating
5517 | Dynegy Midwest Generation Inc | 889 | Baldwin Energy Complex | IPP Non-CHP | IL | 3 | 621 | Conventional Steam Coal | SUB | ST | 4 | 1975 |  |  | (OP) Operating
5517 | Dynegy Midwest Generation Inc | 891 | Havana | IPP Non-CHP | IL | 6 | 431 | Conventional Steam Coal | SUB | ST | 6 | 1978 |  |  | (OP) Operating
5517 | Dynegy Midwest Generation Inc | 892 | Hennepin Power Station | IPP Non-CHP | IL | 1 | 66 | Conventional Steam Coal | SUB | ST | 6 | 1953 |  |  | (OP) Operating
5517 | Dynegy Midwest Generation Inc | 892 | Hennepin Power Station | IPP Non-CHP | IL | 2 | 218 | Conventional Steam Coal | SUB | ST | 5 | 1959 |  |  | (OP) Operating
5517 | Dynegy Midwest Generation Inc | 898 | Wood River | IPP Non-CHP | IL | 4 | 89.5 | Conventional Steam Coal | SUB | ST | 6 | 1954 |  |  | (OP) Operating
5517 | Dynegy Midwest Generation Inc | 898 | Wood River | IPP Non-CHP | IL | 5 | 375.5 | Conventional Steam Coal | SUB | ST | 7 | 1964 |  |  | (OP) Operating
12341 | MidAmerican Energy Co | 899 | Moline | Electric Utility | IL | GT1 | 16 | Natural Gas Fired Combustion Turbine | NG | GT | 5 | 1970 |  |  | (OP) Operating
12341 | MidAmerican Energy Co | 899 | Moline | Electric Utility | IL | GT2 | 17.1 | Natural Gas Fired Combustion Turbine | NG | GT | 5 | 1970 |  |  | (OP) Operating
12341 | MidAmerican Energy Co | 899 | Moline | Electric Utility | IL | GT3 | 16.9 | Natural Gas Fired Combustion Turbine | NG | GT | 5 | 1970 |  |  | (OP) Operating
12341 | MidAmerican Energy Co | 899 | Moline | Electric Utility | IL | GT4 | 16.7 | Natural Gas Fired Combustion Turbine | NG | GT | 5 | 1970 |  |  | (OP) Operating
12341 | MidAmerican Energy Co | 899 | Moline | Electric Utility | IL | HY1 | 0.8 | Conventional Hydroelectric | WAT | HY | 1 | 1942 |  |  | (OP) Operating
12341 | MidAmerican Energy Co | 899 | Moline | Electric Utility | IL | HY2 | 0.8 | Conventional Hydroelectric | WAT | HY | 1 | 1942 |  |  | (OP) Operating
12341 | MidAmerican Energy Co | 899 | Moline | Electric Utility | IL | HY3 | 0.8 | Conventional Hydroelectric | WAT | HY | 1 | 1942 |  |  | (OP) Operating
12341 | MidAmerican Energy Co | 899 | Moline | Electric Utility | IL | HY4 | 0.8 | Conventional Hydroelectric | WAT | HY | 1 | 1942 |  |  | (OP) Operating
56589 | Bottle Rock Power LLC | 902 | Bottle Rock Power | IPP Non-CHP | CA | 1 | 10 | Geothermal | GEO | ST | 2 | 1985 |  |  | (OP) Operating
21581 | Midwest Hydro LLC | 903 | Rockton | IPP Non-CHP | IL | 1 | 0.6 | Conventional Hydroelectric | WAT | HY | 1 | 1929 |  |  | (OP) Operating
21581 | Midwest Hydro LLC | 903 | Rockton | IPP Non-CHP | IL | 2 | 0.5 | Conventional Hydroelectric | WAT | HY | 1 | 1929 |  |  | (OP) Operating
3255 | California Dept. of Water Resources | 905 | Alamo | Electric Utility | CA | 1 | 17 | Conventional Hydroelectric | WAT | HY | 7 | 1986 |  |  | (OP) Operating
19436 | Union Electric Co - (MO) | 913 | Venice | Electric Utility | IL | GT2 | 48 | Natural Gas Fired Combustion Turbine | NG | GT | 6 | 2002 |  |  | (OP) Operating
19436 | Union Electric Co - (MO) | 913 | Venice | Electric Utility | IL | GT3 | 168 | Natural Gas Fired Combustion Turbine | NG | GT | 6 | 2005 |  |  | (OP) Operating
19436 | Union Electric Co - (MO) | 913 | Venice | Electric Utility | IL | GT4 | 168 | Natural Gas Fired Combustion Turbine | NG | GT | 6 | 2005 |  |  | (OP) Operating
19436 | Union Electric Co - (MO) | 913 | Venice | Electric Utility | IL | GT5 | 103 | Natural Gas Fired Combustion Turbine | NG | GT | 10 | 2005 |  |  | (OP) Operating
14624 | PUD No 2 of Grant County | 917 | Quincy Chute | Electric Utility | WA | 1 | 9.4 | Conventional Hydroelectric | WAT | HY | 10 | 1985 |  |  | (OP) Operating
5932 | City of Ephraim - (UT) | 925 | Hydro Plant No 3 | Electric Utility | UT | 2 | 0.6 | Conventional Hydroelectric | WAT | HY | 9 | 1984 |  |  | (OP) Operating
5932 | City of Ephraim - (UT) | 925 | Hydro Plant No 3 | Electric Utility | UT | 3 | 2 | Conventional Hydroelectric | WAT | HY | 9 | 1984 |  |  | (OP) Operating
2188 | City of Breese - (IL) | 934 | Breese | Electric Utility | IL | 2 | 3 | Petroleum Liquids | DFO | IC | 6 | 1982 |  |  | (SB) Standby/Backup: available for service but not normally used
2188 | City of Breese - (IL) | 934 | Breese | Electric Utility | IL | 5 | 2.5 | Petroleum Liquids | DFO | IC | 7 | 1992 |  |  | (SB) Standby/Backup: available for service but not normally used
2188 | City of Breese - (IL) | 934 | Breese | Electric Utility | IL | 6 | 2.5 | Petroleum Liquids | DFO | IC | 7 | 1997 |  |  | (SB) Standby/Backup: available for service but not normally used
2188 | City of Breese - (IL) | 934 | Breese | Electric Utility | IL | 7 | 2.5 | Petroleum Liquids | DFO | IC | 2 | 2008 |  |  | (SB) Standby/Backup: available for service but not normally used
2188 | City of Breese - (IL) | 934 | Breese | Electric Utility | IL | 8 | 2.5 | Petroleum Liquids | DFO | IC | 10 | 2014 |  |  | (SB) Standby/Backup: available for service but not normally used
2188 | City of Breese - (IL) | 934 | Breese | Electric Utility | IL | IC1 | 1 | Petroleum Liquids | DFO | IC | 12 | 1953 |  |  | (SB) Standby/Backup: available for service but not normally used
2188 | City of Breese - (IL) | 934 | Breese | Electric Utility | IL | IC3 | 3 | Petroleum Liquids | DFO | IC | 7 | 1968 |  |  | (SB) Standby/Backup: available for service but not normally used
2634 | City of Bushnell - (IL) | 935 | Bushnell | Electric Utility | IL | 1 | 0.2 | Petroleum Liquids | DFO | IC | 6 | 1940 |  |  | (SB) Standby/Backup: available for service but not normally used
2634 | City of Bushnell - (IL) | 935 | Bushnell | Electric Utility | IL | 2 | 0.2 | Petroleum Liquids | DFO | IC | 6 | 1940 |  |  | (SB) Standby/Backup: available for service but not normally used
2634 | City of Bushnell - (IL) | 935 | Bushnell | Electric Utility | IL | 3 | 2.2 | Petroleum Liquids | DFO | IC | 6 | 1965 |  |  | (SB) Standby/Backup: available for service but not normally used
2634 | City of Bushnell - (IL) | 935 | Bushnell | Electric Utility | IL | 4 | 2.2 | Petroleum Liquids | DFO | IC | 6 | 1965 |  |  | (SB) Standby/Backup: available for service but not normally used
2634 | City of Bushnell - (IL) | 935 | Bushnell | Electric Utility | IL | 5 | 1 | Petroleum Liquids | DFO | IC | 6 | 1956 |  |  | (SB) Standby/Backup: available for service but not normally used
2634 | City of Bushnell - (IL) | 935 | Bushnell | Electric Utility | IL | 6 | 2.5 | Petroleum Liquids | DFO | IC | 9 | 2000 |  |  | (SB) Standby/Backup: available for service but not normally used
2634 | City of Bushnell - (IL) | 935 | Bushnell | Electric Utility | IL | 7 | 2.5 | Petroleum Liquids | DFO | IC | 9 | 2000 |  |  | (SB) Standby/Backup: available for service but not normally used
3037 | City of Carlyle - (IL) | 936 | Carlyle | Electric Utility | IL | 1 | 3 | Petroleum Liquids | DFO | IC | 8 | 1971 |  |  | (SB) Standby/Backup: available for service but not normally used
3037 | City of Carlyle - (IL) | 936 | Carlyle | Electric Utility | IL | 10 | 2.5 | Petroleum Liquids | DFO | IC | 10 | 2003 |  |  | (SB) Standby/Backup: available for service but not normally used
3037 | City of Carlyle - (IL) | 936 | Carlyle | Electric Utility | IL | 7 | 2 | Petroleum Liquids | DFO | IC | 8 | 1964 |  |  | (SB) Standby/Backup: available for service but not normally used
3037 | City of Carlyle - (IL) | 936 | Carlyle | Electric Utility | IL | 8 | 2.5 | Petroleum Liquids | DFO | IC | 10 | 1998 |  |  | (SB) Standby/Backup: available for service but not normally used
3037 | City of Carlyle - (IL) | 936 | Carlyle | Electric Utility | IL | 9 | 2.5 | Petroleum Liquids | DFO | IC | 9 | 1999 |  |  | (SB) Standby/Backup: available for service but not normally used
3040 | City of Carmi - (IL) | 937 | Carmi | Electric Utility | IL | 10 | 1.6 | Petroleum Liquids | DFO | IC | 88 | 1958 |  |  | (OP) Operating
3040 | City of Carmi - (IL) | 937 | Carmi | Electric Utility | IL | 11 | 2.7 | Petroleum Liquids | DFO | IC | 88 | 1963 |  |  | (OP) Operating
3040 | City of Carmi - (IL) | 937 | Carmi | Electric Utility | IL | 12 | 1.8 | Petroleum Liquids | DFO | IC | 88 | 1967 |  |  | (OP) Operating
3040 | City of Carmi - (IL) | 937 | Carmi | Electric Utility | IL | 13 | 4.3 | Petroleum Liquids | DFO | IC | 88 | 1973 |  |  | (OP) Operating
3040 | City of Carmi - (IL) | 937 | Carmi | Electric Utility | IL | 14 | 1.1 | Petroleum Liquids | DFO | IC | 7 | 2013 |  |  | (OP) Operating
3040 | City of Carmi - (IL) | 937 | Carmi | Electric Utility | IL | 6 | 0.5 | Petroleum Liquids | DFO | IC | 88 | 1939 |  |  | (SB) Standby/Backup: available for service but not normally used
3040 | City of Carmi - (IL) | 937 | Carmi | Electric Utility | IL | 7 | 0.9 | Petroleum Liquids | DFO | IC | 88 | 1948 |  |  | (OP) Operating
3040 | City of Carmi - (IL) | 937 | Carmi | Electric Utility | IL | 8 | 1.2 | Petroleum Liquids | DFO | IC | 88 | 1951 |  |  | (OP) Operating
3040 | City of Carmi - (IL) | 937 | Carmi | Electric Utility | IL | 9 | 1.5 | Petroleum Liquids | DFO | IC | 88 | 1958 |  |  | (OP) Operating
6141 | City of Fairfield- (IL) | 940 | Fairfield | Electric Utility | IL | IC5 | 2.4 | Petroleum Liquids | DFO | IC | 1 | 1967 |  |  | (OP) Operating
6141 | City of Fairfield- (IL) | 940 | Fairfield | Electric Utility | IL | IC6 | 2.4 | Petroleum Liquids | DFO | IC | 1 | 1967 |  |  | (OP) Operating
6141 | City of Fairfield- (IL) | 940 | Fairfield | Electric Utility | IL | IC7 | 2.7 | Petroleum Liquids | DFO | IC | 3 | 1979 |  |  | (OP) Operating
6192 | City of Farmer City - (IL) | 941 | Farmer City | Electric Utility | IL | 1 | 1.3 | Natural Gas Internal Combustion Engine | NG | IC | 7 | 1967 |  |  | (OP) Operating
6192 | City of Farmer City - (IL) | 941 | Farmer City | Electric Utility | IL | 2 | 0.9 | Petroleum Liquids | DFO | IC | 4 | 1963 |  |  | (OP) Operating
6192 | City of Farmer City - (IL) | 941 | Farmer City | Electric Utility | IL | 4 | 0.7 | Petroleum Liquids | DFO | IC | 4 | 1951 |  |  | (OP) Operating
6192 | City of Farmer City - (IL) | 941 | Farmer City | Electric Utility | IL | 5 | 2.8 | Natural Gas Internal Combustion Engine | NG | IC | 7 | 1974 |  |  | (OP) Operating
6192 | City of Farmer City - (IL) | 941 | Farmer City | Electric Utility | IL | 6 | 2 | Petroleum Liquids | DFO | IC | 8 | 2012 |  |  | (OP) Operating
6192 | City of Farmer City - (IL) | 941 | Farmer City | Electric Utility | IL | 7 | 2 | Petroleum Liquids | DFO | IC | 8 | 2012 |  |  | (OP) Operating
6764 | Village of Freeburg - (IL) | 943 | Freeburg | Electric Utility | IL | 1 | 0.4 | Petroleum Liquids | DFO | IC | 99 | 1948 |  |  | (SB) Standby/Backup: available for service but not normally used
6764 | Village of Freeburg - (IL) | 943 | Freeburg | Electric Utility | IL | 10 | 1.8 | Petroleum Liquids | DFO | IC | 9 | 2007 |  |  | (SB) Standby/Backup: available for service but not normally used
6764 | Village of Freeburg - (IL) | 943 | Freeburg | Electric Utility | IL | 11 | 1.8 | Petroleum Liquids | DFO | IC | 9 | 2007 |  |  | (SB) Standby/Backup: available for service but not normally used
6764 | Village of Freeburg - (IL) | 943 | Freeburg | Electric Utility | IL | 12 | 1.8 | Petroleum Liquids | DFO | IC | 9 | 2007 |  |  | (SB) Standby/Backup: available for service but not normally used
6764 | Village of Freeburg - (IL) | 943 | Freeburg | Electric Utility | IL | 2 | 0.4 | Petroleum Liquids | DFO | IC | 99 | 1948 |  |  | (SB) Standby/Backup: available for service but not normally used
6764 | Village of Freeburg - (IL) | 943 | Freeburg | Electric Utility | IL | 3 | 0.6 | Petroleum Liquids | DFO | IC | 99 | 1953 |  |  | (SB) Standby/Backup: available for service but not normally used
6764 | Village of Freeburg - (IL) | 943 | Freeburg | Electric Utility | IL | 4 | 1 | Petroleum Liquids | DFO | IC | 99 | 1959 |  |  | (SB) Standby/Backup: available for service but not normally used
6764 | Village of Freeburg - (IL) | 943 | Freeburg | Electric Utility | IL | 6 | 1.8 | Petroleum Liquids | DFO | IC | 99 | 1974 |  |  | (SB) Standby/Backup: available for service but not normally used
6764 | Village of Freeburg - (IL) | 943 | Freeburg | Electric Utility | IL | 7 | 2.6 | Petroleum Liquids | DFO | IC | 7 | 1986 |  |  | (SB) Standby/Backup: available for service but not normally used
6764 | Village of Freeburg - (IL) | 943 | Freeburg | Electric Utility | IL | 8 | 1.8 | Petroleum Liquids | DFO | IC | 1 | 1996 |  |  | (SB) Standby/Backup: available for service but not normally used
6764 | Village of Freeburg - (IL) | 943 | Freeburg | Electric Utility | IL | 9 | 1.8 | Petroleum Liquids | DFO | IC | 1 | 1996 |  |  | (SB) Standby/Backup: available for service but not normally used
7095 | City of Geneseo - (IL) | 944 | Geneseo | Electric Utility | IL | 1 | 4.4 | Natural Gas Internal Combustion Engine | NG | IC | 3 | 1974 |  |  | (OP) Operating
7095 | City of Geneseo - (IL) | 944 | Geneseo | Electric Utility | IL | 10 | 1.5 | Onshore Wind Turbine | WND | WT | 9 | 2009 |  |  | (OP) Operating
7095 | City of Geneseo - (IL) | 944 | Geneseo | Electric Utility | IL | 11 | 1.5 | Onshore Wind Turbine | WND | WT | 10 | 2009 |  |  | (OP) Operating
7095 | City of Geneseo - (IL) | 944 | Geneseo | Electric Utility | IL | 2 | 2.8 | Natural Gas Internal Combustion Engine | NG | IC | 10 | 1967 |  |  | (OP) Operating
7095 | City of Geneseo - (IL) | 944 | Geneseo | Electric Utility | IL | 3 | 2.8 | Natural Gas Internal Combustion Engine | NG | IC | 6 | 1966 |  |  | (OP) Operating
7095 | City of Geneseo - (IL) | 944 | Geneseo | Electric Utility | IL | 4 | 1.3 | Natural Gas Internal Combustion Engine | NG | IC | 7 | 1957 |  |  | (OP) Operating
7095 | City of Geneseo - (IL) | 944 | Geneseo | Electric Utility | IL | 5A | 3.4 | Natural Gas Internal Combustion Engine | NG | IC | 8 | 1990 |  |  | (OP) Operating
7095 | City of Geneseo - (IL) | 944 | Geneseo | Electric Utility | IL | 6A | 2.4 | Natural Gas Internal Combustion Engine | NG | IC | 5 | 2003 |  |  | (OP) Operating
7095 | City of Geneseo - (IL) | 944 | Geneseo | Electric Utility | IL | 7 | 2.4 | Natural Gas Internal Combustion Engine | NG | IC | 6 | 1961 |  |  | (OP) Operating
7095 | City of Geneseo - (IL) | 944 | Geneseo | Electric Utility | IL | 9 | 3.8 | Petroleum Liquids | DFO | IC | 5 | 1998 |  |  | (OP) Operating
8573 | City of Highland | 946 | Highland | Electric Utility | IL | IC1 | 1.6 | Petroleum Liquids | DFO | IC | 7 | 1993 |  |  | (SB) Standby/Backup: available for service but not normally used
8573 | City of Highland | 946 | Highland | Electric Utility | IL | IC2 | 1.6 | Petroleum Liquids | DFO | IC | 7 | 1993 |  |  | (SB) Standby/Backup: available for service but not normally used
8573 | City of Highland | 946 | Highland | Electric Utility | IL | IC3 | 1.6 | Petroleum Liquids | DFO | IC | 7 | 1993 |  |  | (SB) Standby/Backup: available for service but not normally used
8573 | City of Highland | 946 | Highland | Electric Utility | IL | IC5 | 2 | Petroleum Liquids | DFO | IC | 3 | 1967 |  |  | (SB) Standby/Backup: available for service but not normally used
8573 | City of Highland | 946 | Highland | Electric Utility | IL | IC6 | 2 | Petroleum Liquids | DFO | IC | 1 | 1968 |  |  | (SB) Standby/Backup: available for service but not normally used
8573 | City of Highland | 946 | Highland | Electric Utility | IL | IC7 | 4 | Petroleum Liquids | DFO | IC | 8 | 1971 |  |  | (SB) Standby/Backup: available for service but not normally used
8573 | City of Highland | 946 | Highland | Electric Utility | IL | IC8 | 4 | Petroleum Liquids | DFO | IC | 8 | 1971 |  |  | (SB) Standby/Backup: available for service but not normally used
12167 | City of McLeansboro - (IL) | 948 | McLeansboro | Electric Utility | IL | 2 | 0.4 | Petroleum Liquids | DFO | IC | 12 | 1950 |  |  | (SB) Standby/Backup: available for service but not normally used
12167 | City of McLeansboro - (IL) | 948 | McLeansboro | Electric Utility | IL | 5 | 1.8 | Petroleum Liquids | DFO | IC | 12 | 1979 |  |  | (SB) Standby/Backup: available for service but not normally used
12167 | City of McLeansboro - (IL) | 948 | McLeansboro | Electric Utility | IL | 6 | 2.2 | Petroleum Liquids | DFO | IC | 12 | 1979 |  |  | (SB) Standby/Backup: available for service but not normally used
12167 | City of McLeansboro - (IL) | 948 | McLeansboro | Electric Utility | IL | 7 | 1 | Petroleum Liquids | DFO | IC | 1 | 1995 |  |  | (SB) Standby/Backup: available for service but not normally used
12167 | City of McLeansboro - (IL) | 948 | McLeansboro | Electric Utility | IL | 8 | 1 | Petroleum Liquids | DFO | IC | 12 | 1994 |  |  | (SB) Standby/Backup: available for service but not normally used
12167 | City of McLeansboro - (IL) | 948 | McLeansboro | Electric Utility | IL | 9 | 2 | Petroleum Liquids | DFO | IC | 6 | 2002 |  |  | (SB) Standby/Backup: available for service but not normally used
11736 | City of Marshall - (IL) | 949 | Marshall (IL) | Electric Utility | IL | 10 | 1.8 | Petroleum Liquids | DFO | IC | 4 | 2002 |  |  | (OP) Operating
11736 | City of Marshall - (IL) | 949 | Marshall (IL) | Electric Utility | IL | 11 | 1.8 | Petroleum Liquids | DFO | IC | 4 | 2002 |  |  | (OP) Operating
11736 | City of Marshall - (IL) | 949 | Marshall (IL) | Electric Utility | IL | 12 | 1.8 | Petroleum Liquids | DFO | IC | 1 | 2007 |  |  | (OP) Operating
11736 | City of Marshall - (IL) | 949 | Marshall (IL) | Electric Utility | IL | 13 | 1.8 | Petroleum Liquids | DFO | IC | 1 | 2007 |  |  | (OP) Operating
11736 | City of Marshall - (IL) | 949 | Marshall (IL) | Electric Utility | IL | 5 | 2.5 | Petroleum Liquids | DFO | IC | 9 | 2002 |  |  | (OP) Operating
11736 | City of Marshall - (IL) | 949 | Marshall (IL) | Electric Utility | IL | 6 | 1.8 | Petroleum Liquids | DFO | IC | 4 | 2002 |  |  | (OP) Operating
11736 | City of Marshall - (IL) | 949 | Marshall (IL) | Electric Utility | IL | 7 | 1.8 | Petroleum Liquids | DFO | IC | 4 | 2002 |  |  | (OP) Operating
11736 | City of Marshall - (IL) | 949 | Marshall (IL) | Electric Utility | IL | 8 | 1.8 | Petroleum Liquids | DFO | IC | 4 | 2002 |  |  | (OP) Operating
11736 | City of Marshall - (IL) | 949 | Marshall (IL) | Electric Utility | IL | 9 | 1.8 | Petroleum Liquids | DFO | IC | 4 | 2002 |  |  | (OP) Operating
14840 | City of Peru - (IL) | 955 | Peru (IL) | Electric Utility | IL | 11 | 2.7 | Petroleum Liquids | DFO | IC | 4 | 2011 |  |  | (OP) Operating
14840 | City of Peru - (IL) | 955 | Peru (IL) | Electric Utility | IL | 12 | 2.7 | Petroleum Liquids | DFO | IC | 4 | 2011 |  |  | (OP) Operating
14840 | City of Peru - (IL) | 955 | Peru (IL) | Electric Utility | IL | 13 | 2.7 | Petroleum Liquids | DFO | IC | 4 | 2011 |  |  | (OP) Operating
14840 | City of Peru - (IL) | 955 | Peru (IL) | Electric Utility | IL | 14 | 2.7 | Petroleum Liquids | DFO | IC | 4 | 2011 |  |  | (OP) Operating
14840 | City of Peru - (IL) | 955 | Peru (IL) | Electric Utility | IL | 15 | 2.7 | Petroleum Liquids | DFO | IC | 4 | 2011 |  |  | (OP) Operating
14840 | City of Peru - (IL) | 955 | Peru (IL) | Electric Utility | IL | 16 | 2.7 | Petroleum Liquids | DFO | IC | 9 | 2011 |  |  | (OP) Operating
14840 | City of Peru - (IL) | 955 | Peru (IL) | Electric Utility | IL | 17 | 2.7 | Petroleum Liquids | DFO | IC | 9 | 2011 |  |  | (OP) Operating
14840 | City of Peru - (IL) | 955 | Peru (IL) | Electric Utility | IL | GT1 | 8.6 | Petroleum Liquids | JF | GT | 10 | 1968 |  |  | (OP) Operating
14840 | City of Peru - (IL) | 955 | Peru (IL) | Electric Utility | IL | HC1 | 1.7 | Conventional Hydroelectric | WAT | HY | 9 | 1996 |  |  | (OP) Operating
14840 | City of Peru - (IL) | 955 | Peru (IL) | Electric Utility | IL | HC2 | 1.7 | Conventional Hydroelectric | WAT | HY | 9 | 1996 |  |  | (OP) Operating
14840 | City of Peru - (IL) | 955 | Peru (IL) | Electric Utility | IL | HC3 | 1.7 | Conventional Hydroelectric | WAT | HY | 9 | 1996 |  |  | (OP) Operating
14840 | City of Peru - (IL) | 955 | Peru (IL) | Electric Utility | IL | HC4 | 1.7 | Conventional Hydroelectric | WAT | HY | 9 | 1996 |  |  | (OP) Operating
18445 | City of Tallahassee - (FL) | 956 | C H Corn Hydroelectric Facility | Electric Utility | FL | 1 | 4 | Conventional Hydroelectric | WAT | HY | 9 | 1985 |  |  | (OP) Operating
18445 | City of Tallahassee - (FL) | 956 | C H Corn Hydroelectric Facility | Electric Utility | FL | 2 | 4 | Conventional Hydroelectric | WAT | HY | 8 | 1985 |  |  | (OP) Operating
18445 | City of Tallahassee - (FL) | 956 | C H Corn Hydroelectric Facility | Electric Utility | FL | 3 | 3 | Conventional Hydroelectric | WAT | HY | 1 | 1986 |  |  | (OP) Operating
15388 | City of Princeton - (IL) | 957 | Princeton (IL) | Electric Utility | IL | 1 | 2.3 | Natural Gas Internal Combustion Engine | NG | IC | 7 | 1953 |  |  | (SB) Standby/Backup: available for service but not normally used
15388 | City of Princeton - (IL) | 957 | Princeton (IL) | Electric Utility | IL | 2 | 3 | Natural Gas Internal Combustion Engine | NG | IC | 4 | 1958 |  |  | (SB) Standby/Backup: available for service but not normally used
15388 | City of Princeton - (IL) | 957 | Princeton (IL) | Electric Utility | IL | 3 | 3.4 | Natural Gas Internal Combustion Engine | NG | IC | 8 | 1965 |  |  | (SB) Standby/Backup: available for service but not normally used
15388 | City of Princeton - (IL) | 957 | Princeton (IL) | Electric Utility | IL | 4 | 3.4 | Natural Gas Internal Combustion Engine | NG | IC | 1 | 1965 |  |  | (SB) Standby/Backup: available for service but not normally used
15388 | City of Princeton - (IL) | 957 | Princeton (IL) | Electric Utility | IL | 5 | 4.4 | Natural Gas Internal Combustion Engine | NG | IC | 7 | 1971 |  |  | (SB) Standby/Backup: available for service but not normally used
15388 | City of Princeton - (IL) | 957 | Princeton (IL) | Electric Utility | IL | 6 | 5.5 | Natural Gas Internal Combustion Engine | NG | IC | 8 | 1971 |  |  | (SB) Standby/Backup: available for service but not normally used
15388 | City of Princeton - (IL) | 957 | Princeton (IL) | Electric Utility | IL | 7 | 7 | Natural Gas Internal Combustion Engine | NG | IC | 9 | 1976 |  |  | (SB) Standby/Backup: available for service but not normally used
15388 | City of Princeton - (IL) | 957 | Princeton (IL) | Electric Utility | IL | 8 | 8.7 | Natural Gas Internal Combustion Engine | NG | IC | 9 | 1976 |  |  | (SB) Standby/Backup: available for service but not normally used
15686 | Village of Rantoul - (IL) | 958 | Rantoul | Electric Utility | IL | 10 | 1.8 | Petroleum Liquids | DFO | IC | 8 | 2000 |  |  | (OP) Operating
15686 | Village of Rantoul - (IL) | 958 | Rantoul | Electric Utility | IL | 11 | 1.8 | Petroleum Liquids | DFO | IC | 8 | 2000 |  |  | (OP) Operating
15686 | Village of Rantoul - (IL) | 958 | Rantoul | Electric Utility | IL | 12 | 1.8 | Petroleum Liquids | DFO | IC | 8 | 2000 |  |  | (OP) Operating
15686 | Village of Rantoul - (IL) | 958 | Rantoul | Electric Utility | IL | 13 | 1.8 | Petroleum Liquids | DFO | IC | 8 | 2000 |  |  | (OP) Operating
15686 | Village of Rantoul - (IL) | 958 | Rantoul | Electric Utility | IL | 14 | 1.8 | Petroleum Liquids | DFO | IC | 8 | 2000 |  |  | (OP) Operating
15686 | Village of Rantoul - (IL) | 958 | Rantoul | Electric Utility | IL | 15 | 1.8 | Petroleum Liquids | DFO | IC | 1 | 2001 |  |  | (OP) Operating
15686 | Village of Rantoul - (IL) | 958 | Rantoul | Electric Utility | IL | 16 | 1.8 | Petroleum Liquids | DFO | IC | 1 | 2001 |  |  | (OP) Operating
15686 | Village of Rantoul - (IL) | 958 | Rantoul | Electric Utility | IL | 2 | 0.7 | Petroleum Liquids | DFO | IC | 1 | 1951 |  |  | (SB) Standby/Backup: available for service but not normally used
15686 | Village of Rantoul - (IL) | 958 | Rantoul | Electric Utility | IL | 3 | 0.7 | Petroleum Liquids | DFO | IC | 4 | 1953 |  |  | (SB) Standby/Backup: available for service but not normally used
15686 | Village of Rantoul - (IL) | 958 | Rantoul | Electric Utility | IL | 4 | 0.7 | Petroleum Liquids | DFO | IC | 2 | 1954 |  |  | (SB) Standby/Backup: available for service but not normally used
15686 | Village of Rantoul - (IL) | 958 | Rantoul | Electric Utility | IL | 7 | 4.7 | Petroleum Liquids | DFO | IC | 8 | 1967 |  |  | (SB) Standby/Backup: available for service but not normally used
15686 | Village of Rantoul - (IL) | 958 | Rantoul | Electric Utility | IL | 8 | 3 | Petroleum Liquids | DFO | IC | 7 | 1964 |  |  | (SB) Standby/Backup: available for service but not normally used
15686 | Village of Rantoul - (IL) | 958 | Rantoul | Electric Utility | IL | 9 | 1.8 | Petroleum Liquids | DFO | IC | 8 | 2000 |  |  | (OP) Operating
15772 | City of Red Bud - (IL) | 959 | Red Bud | Electric Utility | IL | 1 | 2.2 | Petroleum Liquids | DFO | IC | 7 | 1968 |  |  | (OP) Operating
15772 | City of Red Bud - (IL) | 959 | Red Bud | Electric Utility | IL | 2 | 0.9 | Petroleum Liquids | DFO | IC | 3 | 1959 |  |  | (OP) Operating
15772 | City of Red Bud - (IL) | 959 | Red Bud | Electric Utility | IL | 3 | 2.2 | Petroleum Liquids | DFO | IC | 11 | 1964 |  |  | (OP) Operating
15772 | City of Red Bud - (IL) | 959 | Red Bud | Electric Utility | IL | 4 | 3 | Petroleum Liquids | DFO | IC | 3 | 1973 |  |  | (OP) Operating
15772 | City of Red Bud - (IL) | 959 | Red Bud | Electric Utility | IL | 7 | 3 | Petroleum Liquids | DFO | IC | 6 | 2002 |  |  | (OP) Operating
15772 | City of Red Bud - (IL) | 959 | Red Bud | Electric Utility | IL | 8 | 3 | Petroleum Liquids | DFO | IC | 6 | 2002 |  |  | (OP) Operating
16179 | Rochelle Municipal Utilities | 960 | North Ninth Street | Electric Utility | IL | 1 | 0.6 | Petroleum Liquids | DFO | IC | 10 | 1940 |  |  | (OP) Operating
16179 | Rochelle Municipal Utilities | 960 | North Ninth Street | Electric Utility | IL | 10 | 2 | Natural Gas Internal Combustion Engine | NG | IC | 5 | 1989 |  |  | (OP) Operating
16179 | Rochelle Municipal Utilities | 960 | North Ninth Street | Electric Utility | IL | 3 | 2 | Natural Gas Internal Combustion Engine | NG | IC | 7 | 1956 |  |  | (OP) Operating
16179 | Rochelle Municipal Utilities | 960 | North Ninth Street | Electric Utility | IL | 4 | 0.7 | Petroleum Liquids | DFO | IC | 10 | 1946 |  |  | (OP) Operating
16179 | Rochelle Municipal Utilities | 960 | North Ninth Street | Electric Utility | IL | 6 | 2 | Natural Gas Internal Combustion Engine | NG | IC | 4 | 1954 |  |  | (OP) Operating
16179 | Rochelle Municipal Utilities | 960 | North Ninth Street | Electric Utility | IL | 7 | 3.5 | Natural Gas Internal Combustion Engine | NG | IC | 2 | 1967 |  |  | (OP) Operating
16179 | Rochelle Municipal Utilities | 960 | North Ninth Street | Electric Utility | IL | 8 | 0.5 | Petroleum Liquids | DFO | IC | 6 | 1949 |  |  | (OP) Operating
16179 | Rochelle Municipal Utilities | 960 | North Ninth Street | Electric Utility | IL | 9 | 3 | Natural Gas Internal Combustion Engine | NG | IC | 5 | 1989 |  |  | (OP) Operating
16179 | Rochelle Municipal Utilities | 960 | North Ninth Street | Electric Utility | IL | SOL1 | 0.3 | Solar Photovoltaic | SUN | PV | 11 | 2014 |  |  | (OP) Operating
16179 | Rochelle Municipal Utilities | 961 | South Main Street | Electric Utility | IL | 1 | 1.6 | Natural Gas Internal Combustion Engine | NG | IC | 9 | 1967 |  |  | (SB) Standby/Backup: available for service but not normally used
16179 | Rochelle Municipal Utilities | 961 | South Main Street | Electric Utility | IL | 13 | 1.8 | Petroleum Liquids | DFO | IC | 10 | 2014 |  |  | (SB) Standby/Backup: available for service but not normally used
16179 | Rochelle Municipal Utilities | 961 | South Main Street | Electric Utility | IL | 14 | 1.8 | Petroleum Liquids | DFO | IC | 10 | 2014 |  |  | (SB) Standby/Backup: available for service but not normally used
16179 | Rochelle Municipal Utilities | 961 | South Main Street | Electric Utility | IL | 15 | 1.8 | Petroleum Liquids | DFO | IC | 10 | 2014 |  |  | (SB) Standby/Backup: available for service but not normally used
16179 | Rochelle Municipal Utilities | 961 | South Main Street | Electric Utility | IL | 2 | 2 | Natural Gas Internal Combustion Engine | NG | IC | 9 | 1967 |  |  | (SB) Standby/Backup: available for service but not normally used
17828 | City of Springfield - (IL) | 963 | Dallman | Electric Utility | IL | 1 | 73 | Conventional Steam Coal | BIT | ST | 6 | 1968 |  |  | (OP) Operating
17828 | City of Springfield - (IL) | 963 | Dallman | Electric Utility | IL | 2 | 65 | Conventional Steam Coal | BIT | ST | 6 | 1972 |  |  | (OP) Operating
17828 | City of Springfield - (IL) | 963 | Dallman | Electric Utility | IL | 3 | 188 | Conventional Steam Coal | BIT | ST | 6 | 1978 |  |  | (OP) Operating
17828 | City of Springfield - (IL) | 963 | Dallman | Electric Utility | IL | 4 | 208 | Conventional Steam Coal | BIT | ST | 5 | 2009 |  |  | (OP) Operating
17828 | City of Springfield - (IL) | 964 | Lakeside | Electric Utility | IL | D1 | 1.7 | Petroleum Liquids | DFO | IC | 6 | 2002 |  |  | (OP) Operating
17828 | City of Springfield - (IL) | 964 | Lakeside | Electric Utility | IL | D2 | 1.7 | Petroleum Liquids | DFO | IC | 6 | 2002 |  |  | (OP) Operating
17828 | City of Springfield - (IL) | 964 | Lakeside | Electric Utility | IL | D3 | 1.7 | Petroleum Liquids | DFO | IC | 6 | 2002 |  |  | (OP) Operating
17828 | City of Springfield - (IL) | 965 | Reynolds | Electric Utility | IL | 1 | 14 | Petroleum Liquids | DFO | GT | 11 | 1970 |  |  | (OP) Operating
18277 | City of Sullivan - (IL) | 969 | Sullivan (IL) | Electric Utility | IL | 1 | 4.3 | Petroleum Liquids | DFO | IC | 12 | 1974 |  |  | (SB) Standby/Backup: available for service but not normally used
18277 | City of Sullivan - (IL) | 969 | Sullivan (IL) | Electric Utility | IL | 10 | 2.2 | Petroleum Liquids | DFO | IC | 6 | 1971 |  |  | (SB) Standby/Backup: available for service but not normally used
18277 | City of Sullivan - (IL) | 969 | Sullivan (IL) | Electric Utility | IL | 11 | 2 | Petroleum Liquids | DFO | IC | 2 | 1996 |  |  | (SB) Standby/Backup: available for service but not normally used
18277 | City of Sullivan - (IL) | 969 | Sullivan (IL) | Electric Utility | IL | 12 | 1 | Petroleum Liquids | DFO | IC | 2 | 1996 |  |  | (SB) Standby/Backup: available for service but not normally used
18277 | City of Sullivan - (IL) | 969 | Sullivan (IL) | Electric Utility | IL | 13 | 2.3 | Petroleum Liquids | DFO | IC | 11 | 2012 |  |  | (OP) Operating
18277 | City of Sullivan - (IL) | 969 | Sullivan (IL) | Electric Utility | IL | 14 | 2.3 | Petroleum Liquids | DFO | IC | 11 | 2012 |  |  | (OP) Operating
18277 | City of Sullivan - (IL) | 969 | Sullivan (IL) | Electric Utility | IL | 15 | 2.3 | Petroleum Liquids | DFO | IC | 11 | 2012 |  |  | (OP) Operating
18277 | City of Sullivan - (IL) | 969 | Sullivan (IL) | Electric Utility | IL | 2 | 2 | Petroleum Liquids | DFO | IC | 11 | 1961 |  |  | (SB) Standby/Backup: available for service but not normally used
18277 | City of Sullivan - (IL) | 969 | Sullivan (IL) | Electric Utility | IL | 3 | 1.3 | Petroleum Liquids | DFO | IC | 11 | 1956 |  |  | (SB) Standby/Backup: available for service but not normally used
18277 | City of Sullivan - (IL) | 969 | Sullivan (IL) | Electric Utility | IL | 4 | 0.9 | Petroleum Liquids | DFO | IC | 5 | 1951 |  |  | (SB) Standby/Backup: available for service but not normally used
18277 | City of Sullivan - (IL) | 969 | Sullivan (IL) | Electric Utility | IL | 5 | 1.1 | Petroleum Liquids | DFO | IC | 9 | 1948 |  |  | (SB) Standby/Backup: available for service but not normally used
18277 | City of Sullivan - (IL) | 969 | Sullivan (IL) | Electric Utility | IL | 6 | 0.6 | Petroleum Liquids | DFO | IC | 6 | 1946 |  |  | (SB) Standby/Backup: available for service but not normally used
18277 | City of Sullivan - (IL) | 969 | Sullivan (IL) | Electric Utility | IL | 9 | 2.2 | Petroleum Liquids | DFO | IC | 6 | 1971 |  |  | (SB) Standby/Backup: available for service but not normally used
20180 | City of Waterloo - (IL) | 971 | Waterloo | Electric Utility | IL | 1 | 2.7 | Petroleum Liquids | DFO | IC | 5 | 1970 |  |  | (SB) Standby/Backup: available for service but not normally used
20180 | City of Waterloo - (IL) | 971 | Waterloo | Electric Utility | IL | 10 | 1.8 | Petroleum Liquids | DFO | IC | 6 | 1996 |  |  | (OP) Operating
20180 | City of Waterloo - (IL) | 971 | Waterloo | Electric Utility | IL | 11 | 1.8 | Petroleum Liquids | DFO | IC | 6 | 1996 |  |  | (OP) Operating
20180 | City of Waterloo - (IL) | 971 | Waterloo | Electric Utility | IL | 12 | 6.6 | Natural Gas Fired Combustion Turbine | NG | GT | 5 | 2002 |  |  | (SB) Standby/Backup: available for service but not normally used
20180 | City of Waterloo - (IL) | 971 | Waterloo | Electric Utility | IL | 13 | 6.6 | Natural Gas Fired Combustion Turbine | NG | GT | 5 | 2012 |  |  | (SB) Standby/Backup: available for service but not normally used
20180 | City of Waterloo - (IL) | 971 | Waterloo | Electric Utility | IL | 2 | 0.2 | Petroleum Liquids | DFO | IC | 6 | 1954 |  |  | (SB) Standby/Backup: available for service but not normally used
20180 | City of Waterloo - (IL) | 971 | Waterloo | Electric Utility | IL | 3 | 0.2 | Petroleum Liquids | DFO | IC | 6 | 1946 |  |  | (SB) Standby/Backup: available for service but not normally used
20180 | City of Waterloo - (IL) | 971 | Waterloo | Electric Utility | IL | 4 | 1.8 | Petroleum Liquids | DFO | IC | 5 | 1963 |  |  | (SB) Standby/Backup: available for service but not normally used
20180 | City of Waterloo - (IL) | 971 | Waterloo | Electric Utility | IL | 5 | 0.4 | Petroleum Liquids | DFO | IC | 6 | 1950 |  |  | (SB) Standby/Backup: available for service but not normally used
20180 | City of Waterloo - (IL) | 971 | Waterloo | Electric Utility | IL | 6 | 0.5 | Petroleum Liquids | DFO | IC | 6 | 1950 |  |  | (SB) Standby/Backup: available for service but not normally used
20180 | City of Waterloo - (IL) | 971 | Waterloo | Electric Utility | IL | 7 | 1.5 | Petroleum Liquids | DFO | IC | 6 | 1959 |  |  | (SB) Standby/Backup: available for service but not normally used
20180 | City of Waterloo - (IL) | 971 | Waterloo | Electric Utility | IL | 8 | 2.4 | Petroleum Liquids | DFO | IC | 4 | 1973 |  |  | (SB) Standby/Backup: available for service but not normally used
20180 | City of Waterloo - (IL) | 971 | Waterloo | Electric Utility | IL | 9 | 1.8 | Petroleum Liquids | DFO | IC | 6 | 1996 |  |  | (OP) Operating
20824 | Village of Winnetka - (IL) | 972 | Winnetka | Electric Utility | IL | 4 | 9.4 | Natural Gas Steam Turbine | NG | ST | 1 | 1953 |  |  | (OP) Operating
20824 | Village of Winnetka - (IL) | 972 | Winnetka | Electric Utility | IL | 6 | 6.3 | Natural Gas Steam Turbine | NG | ST | 1 | 1948 |  |  | (OP) Operating
20824 | Village of Winnetka - (IL) | 972 | Winnetka | Electric Utility | IL | 7 | 12.5 | Natural Gas Steam Turbine | NG | ST | 1 | 1960 |  |  | (OP) Operating
20824 | Village of Winnetka - (IL) | 972 | Winnetka | Electric Utility | IL | 8 | 2.6 | Petroleum Liquids | DFO | IC | 1 | 1979 |  |  | (OP) Operating
20824 | Village of Winnetka - (IL) | 972 | Winnetka | Electric Utility | IL | 9 | 2.6 | Petroleum Liquids | DFO | IC | 1 | 1979 |  |  | (OP) Operating
17632 | Southern Illinois Power Coop | 976 | Marion | Electric Utility | IL | 1 | 40 | Conventional Steam Coal | BIT | ST | 6 | 1963 |  |  | (OP) Operating
17632 | Southern Illinois Power Coop | 976 | Marion | Electric Utility | IL | 2 | 40 | Conventional Steam Coal | BIT | ST | 8 | 1963 |  |  | (OP) Operating
17632 | Southern Illinois Power Coop | 976 | Marion | Electric Utility | IL | 3 | 40 | Conventional Steam Coal | BIT | ST | 9 | 1963 |  |  | (OP) Operating
17632 | Southern Illinois Power Coop | 976 | Marion | Electric Utility | IL | 4 | 170 | Conventional Steam Coal | BIT | ST | 10 | 1978 |  |  | (OP) Operating
17632 | Southern Illinois Power Coop | 976 | Marion | Electric Utility | IL | 5 | 70 | Natural Gas Fired Combustion Turbine | NG | GT | 5 | 2003 |  |  | (SB) Standby/Backup: available for service but not normally used
17632 | Southern Illinois Power Coop | 976 | Marion | Electric Utility | IL | 6 | 70 | Natural Gas Fired Combustion Turbine | NG | GT | 5 | 2003 |  |  | (SB) Standby/Backup: available for service but not normally used
9269 | Indiana-Kentucky Electric Corp | 983 | Clifty Creek | Electric Utility | IN | 1 | 195.5 | Conventional Steam Coal | BIT | ST | 2 | 1955 |  |  | (OP) Operating
9269 | Indiana-Kentucky Electric Corp | 983 | Clifty Creek | Electric Utility | IN | 2 | 195.5 | Conventional Steam Coal | BIT | ST | 5 | 1955 |  |  | (OP) Operating
9269 | Indiana-Kentucky Electric Corp | 983 | Clifty Creek | Electric Utility | IN | 3 | 195.5 | Conventional Steam Coal | BIT | ST | 7 | 1955 |  |  | (OP) Operating
9269 | Indiana-Kentucky Electric Corp | 983 | Clifty Creek | Electric Utility | IN | 4 | 195.5 | Conventional Steam Coal | BIT | ST | 10 | 1955 |  |  | (OP) Operating
9269 | Indiana-Kentucky Electric Corp | 983 | Clifty Creek | Electric Utility | IN | 5 | 195.5 | Conventional Steam Coal | BIT | ST | 11 | 1955 |  |  | (OP) Operating
9269 | Indiana-Kentucky Electric Corp | 983 | Clifty Creek | Electric Utility | IN | 6 | 195.5 | Conventional Steam Coal | BIT | ST | 3 | 1956 |  |  | (OP) Operating
9324 | Indiana Michigan Power Co | 986 | Elkhart | Electric Utility | IN | 1 | 0.6 | Conventional Hydroelectric | WAT | HY | 1 | 1913 |  |  | (OP) Operating
9324 | Indiana Michigan Power Co | 986 | Elkhart | Electric Utility | IN | 2 | 0.4 | Conventional Hydroelectric | WAT | HY | 1 | 1921 |  |  | (OP) Operating
9324 | Indiana Michigan Power Co | 986 | Elkhart | Electric Utility | IN | 3 | 0.4 | Conventional Hydroelectric | WAT | HY | 1 | 1921 |  |  | (OP) Operating
14354 | PacifiCorp | 987 | Last Chance | Electric Utility | ID | 1 | 0.2 | Conventional Hydroelectric | WAT | HY | 2 | 1984 |  |  | (OP) Operating
14354 | PacifiCorp | 987 | Last Chance | Electric Utility | ID | 2 | 0.4 | Conventional Hydroelectric | WAT | HY | 2 | 1984 |  |  | (OP) Operating
14354 | PacifiCorp | 987 | Last Chance | Electric Utility | ID | 3 | 0.8 | Conventional Hydroelectric | WAT | HY | 2 | 1984 |  |  | (OP) Operating
9324 | Indiana Michigan Power Co | 989 | Twin Branch | Electric Utility | IN | H1E | 0.5 | Conventional Hydroelectric | WAT | HY | 5 | 1989 |  |  | (OP) Operating
9324 | Indiana Michigan Power Co | 989 | Twin Branch | Electric Utility | IN | H1W | 0.5 | Conventional Hydroelectric | WAT | HY | 5 | 1989 |  |  | (OP) Operating
9324 | Indiana Michigan Power Co | 989 | Twin Branch | Electric Utility | IN | H2W | 0.5 | Conventional Hydroelectric | WAT | HY | 5 | 1989 |  |  | (OP) Operating
9324 | Indiana Michigan Power Co | 989 | Twin Branch | Electric Utility | IN | H3W | 0.5 | Conventional Hydroelectric | WAT | HY | 5 | 1989 |  |  | (OP) Operating
9324 | Indiana Michigan Power Co | 989 | Twin Branch | Electric Utility | IN | H4W | 0.5 | Conventional Hydroelectric | WAT | HY | 5 | 1989 |  |  | (OP) Operating
9324 | Indiana Michigan Power Co | 989 | Twin Branch | Electric Utility | IN | H5W | 0.5 | Conventional Hydroelectric | WAT | HY | 5 | 1989 |  |  | (OP) Operating
9324 | Indiana Michigan Power Co | 989 | Twin Branch | Electric Utility | IN | H6E | 0.5 | Conventional Hydroelectric | WAT | HY | 5 | 1989 |  |  | (OP) Operating
9324 | Indiana Michigan Power Co | 989 | Twin Branch | Electric Utility | IN | H6W | 0.5 | Conventional Hydroelectric | WAT | HY | 5 | 1989 |  |  | (OP) Operating
9273 | Indianapolis Power & Light Co | 990 | Harding Street | Electric Utility | IN | 5 | 101 | Conventional Steam Coal | BIT | ST | 6 | 1958 |  |  | (OP) Operating
9273 | Indianapolis Power & Light Co | 990 | Harding Street | Electric Utility | IN | 6 | 99 | Conventional Steam Coal | BIT | ST | 5 | 1961 |  |  | (OP) Operating
9273 | Indianapolis Power & Light Co | 990 | Harding Street | Electric Utility | IN | 7 | 418 | Conventional Steam Coal | BIT | ST | 7 | 1973 |  |  | (OP) Operating
9273 | Indianapolis Power & Light Co | 990 | Harding Street | Electric Utility | IN | GT1 | 19.1 | Petroleum Liquids | DFO | GT | 5 | 1973 |  |  | (OP) Operating
9273 | Indianapolis Power & Light Co | 990 | Harding Street | Electric Utility | IN | GT2 | 17.9 | Petroleum Liquids | DFO | GT | 5 | 1973 |  |  | (OP) Operating
9273 | Indianapolis Power & Light Co | 990 | Harding Street | Electric Utility | IN | GT4 | 67 | Natural Gas Fired Combustion Turbine | NG | GT | 4 | 1994 |  |  | (OP) Operating
9273 | Indianapolis Power & Light Co | 990 | Harding Street | Electric Utility | IN | GT5 | 67 | Natural Gas Fired Combustion Turbine | NG | GT | 1 | 1995 |  |  | (OP) Operating
9273 | Indianapolis Power & Light Co | 990 | Harding Street | Electric Utility | IN | GT6 | 154 | Natural Gas Fired Combustion Turbine | NG | GT | 5 | 2002 |  |  | (OP) Operating
9273 | Indianapolis Power & Light Co | 990 | Harding Street | Electric Utility | IN | IC1 | 3 | Petroleum Liquids | DFO | IC | 4 | 1967 |  |  | (OP) Operating
9273 | Indianapolis Power & Light Co | 991 | Eagle Valley (IN) | Electric Utility | IN | 3 | 40 | Conventional Steam Coal | BIT | ST | 12 | 1951 | 4 | 2016 | (OP) Operating
9273 | Indianapolis Power & Light Co | 991 | Eagle Valley (IN) | Electric Utility | IN | 4 | 56 | Conventional Steam Coal | BIT | ST | 1 | 1953 | 4 | 2016 | (OP) Operating
9273 | Indianapolis Power & Light Co | 991 | Eagle Valley (IN) | Electric Utility | IN | 5 | 62 | Conventional Steam Coal | BIT | ST | 12 | 1953 | 4 | 2016 | (OP) Operating
9273 | Indianapolis Power & Light Co | 991 | Eagle Valley (IN) | Electric Utility | IN | 6 | 99 | Conventional Steam Coal | BIT | ST | 10 | 1956 | 4 | 2016 | (OP) Operating
9273 | Indianapolis Power & Light Co | 991 | Eagle Valley (IN) | Electric Utility | IN | IC1 | 3 | Petroleum Liquids | DFO | IC | 4 | 1967 | 4 | 2016 | (SB) Standby/Backup: available for service but not normally used
3599 | Citizens Thermal Energy | 992 | CC Perry K | IPP CHP | IN | 4 | 10 | Natural Gas Steam Turbine | NG | ST | 1 | 1925 |  |  | (OP) Operating
3599 | Citizens Thermal Energy | 992 | CC Perry K | IPP CHP | IN | 6 | 3 | Natural Gas Steam Turbine | NG | ST | 7 | 1938 |  |  | (OP) Operating
3599 | Citizens Thermal Energy | 992 | CC Perry K | IPP CHP | IN | 7 | 1.7 | Natural Gas Steam Turbine | NG | ST | 6 | 2009 |  |  | (OP) Operating
3599 | Citizens Thermal Energy | 992 | CC Perry K | IPP CHP | IN | 8 | 1.7 | Natural Gas Steam Turbine | NG | ST | 6 | 2009 |  |  | (OP) Operating
9273 | Indianapolis Power & Light Co | 994 | AES Petersburg | Electric Utility | IN | 4 | 529.6 | Conventional Steam Coal | BIT | ST | 4 | 1986 |  |  | (OP) Operating
9273 | Indianapolis Power & Light Co | 994 | AES Petersburg | Electric Utility | IN | IC1 | 3 | Petroleum Liquids | DFO | IC | 8 | 1967 |  |  | (OP) Operating
9273 | Indianapolis Power & Light Co | 994 | AES Petersburg | Electric Utility | IN | IC2 | 3 | Petroleum Liquids | DFO | IC | 8 | 1967 |  |  | (OP) Operating
9273 | Indianapolis Power & Light Co | 994 | AES Petersburg | Electric Utility | IN | IC3 | 3 | Petroleum Liquids | DFO | IC | 8 | 1967 |  |  | (OP) Operating
9273 | Indianapolis Power & Light Co | 994 | AES Petersburg | Electric Utility | IN | ST1 | 222.5 | Conventional Steam Coal | BIT | ST | 6 | 1967 |  |  | (OP) Operating
9273 | Indianapolis Power & Light Co | 994 | AES Petersburg | Electric Utility | IN | ST2 | 421.8 | Conventional Steam Coal | BIT | ST | 12 | 1969 |  |  | (OP) Operating
9273 | Indianapolis Power & Light Co | 994 | AES Petersburg | Electric Utility | IN | ST3 | 527.6 | Conventional Steam Coal | BIT | ST | 11 | 1977 |  |  | (OP) Operating
13756 | Northern Indiana Pub Serv Co | 995 | Bailly | Electric Utility | IN | 10 | 31 | Natural Gas Fired Combustion Turbine | NG | GT | 11 | 1968 |  |  | (OP) Operating
13756 | Northern Indiana Pub Serv Co | 995 | Bailly | Electric Utility | IN | 7 | 160 | Conventional Steam Coal | BIT | ST | 11 | 1962 |  |  | (OP) Operating
13756 | Northern Indiana Pub Serv Co | 995 | Bailly | Electric Utility | IN | 8 | 320 | Conventional Steam Coal | BIT | ST | 7 | 1968 |  |  | (OP) Operating
13756 | Northern Indiana Pub Serv Co | 997 | Michigan City | Electric Utility | IN | 12 | 469 | Conventional Steam Coal | SUB | ST | 5 | 1974 |  |  | (OP) Operating
13756 | Northern Indiana Pub Serv Co | 998 | Norway (IN) | Electric Utility | IN | 1 | 1.1 | Conventional Hydroelectric | WAT | HY | 6 | 1923 |  |  | (OP) Operating
13756 | Northern Indiana Pub Serv Co | 998 | Norway (IN) | Electric Utility | IN | 2 | 1.1 | Conventional Hydroelectric | WAT | HY | 6 | 1923 |  |  | (OP) Operating
13756 | Northern Indiana Pub Serv Co | 998 | Norway (IN) | Electric Utility | IN | 3 | 1.1 | Conventional Hydroelectric | WAT | HY | 6 | 1923 |  |  | (OP) Operating
13756 | Northern Indiana Pub Serv Co | 998 | Norway (IN) | Electric Utility | IN | 4 | 0.7 | Conventional Hydroelectric | WAT | HY | 6 | 1923 |  |  | (OP) Operating
13756 | Northern Indiana Pub Serv Co | 999 | Oakdale | Electric Utility | IN | 1 | 2.9 | Conventional Hydroelectric | WAT | HY | 11 | 1925 |  |  | (OP) Operating
13756 | Northern Indiana Pub Serv Co | 999 | Oakdale | Electric Utility | IN | 2 | 2.2 | Conventional Hydroelectric | WAT | HY | 11 | 1925 |  |  | (OP) Operating
13756 | Northern Indiana Pub Serv Co | 999 | Oakdale | Electric Utility | IN | 3 | 0.9 | Conventional Hydroelectric | WAT | HY | 11 | 1925 |  |  | (OP) Operating
15470 | Duke Energy Indiana Inc | 1001 | Cayuga | Electric Utility | IN | 1 | 500 | Conventional Steam Coal | BIT | ST | 10 | 1970 |  |  | (OP) Operating
15470 | Duke Energy Indiana Inc | 1001 | Cayuga | Electric Utility | IN | 2 | 495 | Conventional Steam Coal | BIT | ST | 6 | 1972 |  |  | (OP) Operating
15470 | Duke Energy Indiana Inc | 1001 | Cayuga | Electric Utility | IN | 31 | 3 | Petroleum Liquids | DFO | IC | 6 | 1972 |  |  | (OP) Operating
15470 | Duke Energy Indiana Inc | 1001 | Cayuga | Electric Utility | IN | 32 | 3 | Petroleum Liquids | DFO | IC | 6 | 1972 |  |  | (OP) Operating
15470 | Duke Energy Indiana Inc | 1001 | Cayuga | Electric Utility | IN | 33 | 2 | Petroleum Liquids | DFO | IC | 6 | 1972 |  |  | (OP) Operating
15470 | Duke Energy Indiana Inc | 1001 | Cayuga | Electric Utility | IN | 34 | 2 | Petroleum Liquids | DFO | IC | 6 | 1972 |  |  | (OP) Operating
15470 | Duke Energy Indiana Inc | 1001 | Cayuga | Electric Utility | IN | 4 | 99 | Natural Gas Fired Combustion Turbine | NG | GT | 6 | 1993 |  |  | (OP) Operating
15470 | Duke Energy Indiana Inc | 1002 | Connersville | Electric Utility | IN | 1 | 43 | Petroleum Liquids | DFO | GT | 5 | 1972 |  |  | (OP) Operating
15470 | Duke Energy Indiana Inc | 1002 | Connersville | Electric Utility | IN | 2 | 43 | Petroleum Liquids | DFO | GT | 5 | 1972 |  |  | (OP) Operating
15470 | Duke Energy Indiana Inc | 1004 | Edwardsport | Electric Utility | IN | CT1 |  | Coal Integrated Gasification Combined Cycle | SGC | CT | 6 | 2013 |  |  | (OP) Operating
15470 | Duke Energy Indiana Inc | 1004 | Edwardsport | Electric Utility | IN | CT2 |  | Coal Integrated Gasification Combined Cycle | SGC | CT | 6 | 2013 |  |  | (OP) Operating
15470 | Duke Energy Indiana Inc | 1004 | Edwardsport | Electric Utility | IN | ST | 571 | Coal Integrated Gasification Combined Cycle | SGC | CA | 6 | 2013 |  |  | (OP) Operating
15470 | Duke Energy Indiana Inc | 1005 | Markland | Electric Utility | IN | 1 | 15 | Conventional Hydroelectric | WAT | HY | 4 | 1967 |  |  | (OP) Operating
15470 | Duke Energy Indiana Inc | 1005 | Markland | Electric Utility | IN | 2 | 15 | Conventional Hydroelectric | WAT | HY | 1 | 1967 |  |  | (OP) Operating
15470 | Duke Energy Indiana Inc | 1005 | Markland | Electric Utility | IN | 3 | 15 | Conventional Hydroelectric | WAT | HY | 2 | 1967 |  |  | (OP) Operating
15470 | Duke Energy Indiana Inc | 1006 | Miami Wabash | Electric Utility | IN | 1 | 16 | Petroleum Liquids | DFO | GT | 6 | 1968 |  |  | (OP) Operating
15470 | Duke Energy Indiana Inc | 1006 | Miami Wabash | Electric Utility | IN | 2 | 16 | Petroleum Liquids | DFO | GT | 6 | 1968 |  |  | (OP) Operating
15470 | Duke Energy Indiana Inc | 1006 | Miami Wabash | Electric Utility | IN | 3 | 16 | Petroleum Liquids | DFO | GT | 6 | 1968 |  |  | (OP) Operating
15470 | Duke Energy Indiana Inc | 1006 | Miami Wabash | Electric Utility | IN | 5 | 16 | Petroleum Liquids | DFO | GT | 8 | 1969 |  |  | (OP) Operating
15470 | Duke Energy Indiana Inc | 1006 | Miami Wabash | Electric Utility | IN | 6 | 16 | Petroleum Liquids | DFO | GT | 7 | 1969 |  |  | (OP) Operating
15470 | Duke Energy Indiana Inc | 1007 | Noblesville | Electric Utility | IN | 1 | 46 | Natural Gas Fired Combined Cycle | NG | CA | 12 | 1950 |  |  | (OP) Operating
15470 | Duke Energy Indiana Inc | 1007 | Noblesville | Electric Utility | IN | 2 | 46 | Natural Gas Fired Combined Cycle | NG | CA | 9 | 1950 |  |  | (OP) Operating
15470 | Duke Energy Indiana Inc | 1007 | Noblesville | Electric Utility | IN | 3 | 64.4 | Natural Gas Fired Combined Cycle | NG | CT | 6 | 2003 |  |  | (OP) Operating
15470 | Duke Energy Indiana Inc | 1007 | Noblesville | Electric Utility | IN | 4 | 64.4 | Natural Gas Fired Combined Cycle | NG | CT | 6 | 2003 |  |  | (OP) Operating
15470 | Duke Energy Indiana Inc | 1007 | Noblesville | Electric Utility | IN | 5 | 64.4 | Natural Gas Fired Combined Cycle | NG | CT | 6 | 2003 |  |  | (OP) Operating
15470 | Duke Energy Indiana Inc | 1008 | R Gallagher | Electric Utility | IN | 2 | 140 | Conventional Steam Coal | BIT | ST | 12 | 1958 |  |  | (OP) Operating
15470 | Duke Energy Indiana Inc | 1008 | R Gallagher | Electric Utility | IN | 4 | 140 | Conventional Steam Coal | BIT | ST | 3 | 1961 |  |  | (OP) Operating
15470 | Duke Energy Indiana Inc | 1010 | Wabash River | Electric Utility | IN | 2 | 85 | Conventional Steam Coal | BIT | ST | 8 | 1953 | 4 | 2016 | (OP) Operating
15470 | Duke Energy Indiana Inc | 1010 | Wabash River | Electric Utility | IN | 3 | 85 | Conventional Steam Coal | BIT | ST | 9 | 1954 | 4 | 2016 | (OP) Operating
15470 | Duke Energy Indiana Inc | 1010 | Wabash River | Electric Utility | IN | 4 | 85 | Conventional Steam Coal | BIT | ST | 1 | 1955 | 4 | 2016 | (OP) Operating
15470 | Duke Energy Indiana Inc | 1010 | Wabash River | Electric Utility | IN | 5 | 95 | Conventional Steam Coal | BIT | ST | 5 | 1956 | 4 | 2016 | (OP) Operating
15470 | Duke Energy Indiana Inc | 1010 | Wabash River | Electric Utility | IN | 6 | 318 | Conventional Steam Coal | BIT | ST | 8 | 1968 |  |  | (OP) Operating
15470 | Duke Energy Indiana Inc | 1010 | Wabash River | Electric Utility | IN | 71 | 3 | Petroleum Liquids | DFO | IC | 5 | 1967 |  |  | (OP) Operating
15470 | Duke Energy Indiana Inc | 1010 | Wabash River | Electric Utility | IN | 72 | 3 | Petroleum Liquids | DFO | IC | 5 | 1967 |  |  | (OP) Operating
15470 | Duke Energy Indiana Inc | 1010 | Wabash River | Electric Utility | IN | 73 | 2 | Petroleum Liquids | DFO | IC | 5 | 1967 |  |  | (OP) Operating
17633 | Southern Indiana Gas & Elec Co | 1011 | Broadway (IN) | Electric Utility | IN | 1 | 50 | Natural Gas Fired Combustion Turbine | NG | GT | 9 | 1971 |  |  | (OP) Operating
17633 | Southern Indiana Gas & Elec Co | 1011 | Broadway (IN) | Electric Utility | IN | 2 | 65 | Natural Gas Fired Combustion Turbine | NG | GT | 5 | 1981 |  |  | (OP) Operating
17633 | Southern Indiana Gas & Elec Co | 1012 | F B Culley | Electric Utility | IN | 2 | 90 | Conventional Steam Coal | BIT | ST | 12 | 1966 |  |  | (OP) Operating
17633 | Southern Indiana Gas & Elec Co | 1012 | F B Culley | Electric Utility | IN | 3 | 270 | Conventional Steam Coal | BIT | ST | 6 | 1973 |  |  | (OP) Operating
17633 | Southern Indiana Gas & Elec Co | 1013 | Northeast (IN) | Electric Utility | IN | 1 | 10 | Natural Gas Fired Combustion Turbine | NG | GT | 6 | 1963 |  |  | (OP) Operating
17633 | Southern Indiana Gas & Elec Co | 1013 | Northeast (IN) | Electric Utility | IN | 2 | 10 | Natural Gas Fired Combustion Turbine | NG | GT | 6 | 1964 |  |  | (OP) Operating
6235 | Public Works Comm-City of Fayetteville | 1016 | Butler-Warner Generation Plant | Electric Utility | NC | 1 | 20 | Natural Gas Fired Combined Cycle | NG | CT | 12 | 1976 |  |  | (OP) Operating
6235 | Public Works Comm-City of Fayetteville | 1016 | Butler-Warner Generation Plant | Electric Utility | NC | 2 | 20 | Natural Gas Fired Combined Cycle | NG | CT | 12 | 1976 |  |  | (OP) Operating
6235 | Public Works Comm-City of Fayetteville | 1016 | Butler-Warner Generation Plant | Electric Utility | NC | 3 | 20 | Natural Gas Fired Combined Cycle | NG | CT | 7 | 1976 |  |  | (OP) Operating
6235 | Public Works Comm-City of Fayetteville | 1016 | Butler-Warner Generation Plant | Electric Utility | NC | 4 | 20 | Natural Gas Fired Combustion Turbine | NG | GT | 7 | 1976 |  |  | (OP) Operating
6235 | Public Works Comm-City of Fayetteville | 1016 | Butler-Warner Generation Plant | Electric Utility | NC | 5 | 20 | Natural Gas Fired Combustion Turbine | NG | GT | 7 | 1977 |  |  | (OP) Operating
6235 | Public Works Comm-City of Fayetteville | 1016 | Butler-Warner Generation Plant | Electric Utility | NC | 6 | 20 | Natural Gas Fired Combined Cycle | NG | CT | 6 | 1978 |  |  | (OP) Operating
6235 | Public Works Comm-City of Fayetteville | 1016 | Butler-Warner Generation Plant | Electric Utility | NC | 7 | 20 | Natural Gas Fired Combined Cycle | NG | CT | 6 | 1979 |  |  | (OP) Operating
6235 | Public Works Comm-City of Fayetteville | 1016 | Butler-Warner Generation Plant | Electric Utility | NC | 8 | 20 | Natural Gas Fired Combined Cycle | NG | CT | 5 | 1980 |  |  | (OP) Operating
6235 | Public Works Comm-City of Fayetteville | 1016 | Butler-Warner Generation Plant | Electric Utility | NC | 9 | 65 | Natural Gas Fired Combined Cycle | NG | CA | 12 | 1988 |  |  | (OP) Operating
11588 | City of Manti - (UT) | 1020 | Manti Lower | Electric Utility | UT | 2 | 0.5 | Conventional Hydroelectric | WAT | HY | 1 | 1989 |  |  | (OP) Operating
11588 | City of Manti - (UT) | 1020 | Manti Lower | Electric Utility | UT | HC1 | 0.5 | Conventional Hydroelectric | WAT | HY | 1 | 1989 |  |  | (OP) Operating
59774 | Crawfordsville Energy LLC | 1024 | Crawfordsville Power Plant | IPP Non-CHP | IN | 4 | 10.6 | Conventional Steam Coal | BIT | ST | 1 | 1955 |  |  | (OP) Operating
59774 | Crawfordsville Energy LLC | 1024 | Crawfordsville Power Plant | IPP Non-CHP | IN | 5 | 12.6 | Conventional Steam Coal | BIT | ST | 1 | 1965 |  |  | (OP) Operating
59774 | Crawfordsville Energy LLC | 1024 | Crawfordsville Power Plant | IPP Non-CHP | IN | D1 | 0.9 | Petroleum Liquids | DFO | IC | 10 | 1994 |  |  | (OP) Operating
11142 | City of Logansport - (IN) | 1032 | Logansport | Electric Utility | IN | 4 | 16.5 | Conventional Steam Coal | BIT | ST | 6 | 1958 | 1 | 2016 | (OP) Operating
11142 | City of Logansport - (IN) | 1032 | Logansport | Electric Utility | IN | 5 | 22 | Conventional Steam Coal | BIT | ST | 6 | 1964 | 1 | 2016 | (OP) Operating
11142 | City of Logansport - (IN) | 1032 | Logansport | Electric Utility | IN | 6 | 15 | Natural Gas Fired Combustion Turbine | NG | GT | 6 | 1969 | 1 | 2016 | (OP) Operating
14839 | City of Peru - (IN) | 1037 | Peru (IN) | Electric Utility | IN | 2 | 20 | Conventional Steam Coal | BIT | ST | 2 | 1959 |  |  | (OP) Operating
14839 | City of Peru - (IN) | 1037 | Peru (IN) | Electric Utility | IN | 3 | 12 | Conventional Steam Coal | BIT | ST | 6 | 1949 |  |  | (OP) Operating
14839 | City of Peru - (IN) | 1037 | Peru (IN) | Electric Utility | IN | D1 | 1.8 | Petroleum Liquids | DFO | IC | 10 | 2002 |  |  | (OP) Operating
15860 | City of Rensselaer - (IN) | 1038 | Rensselaer City Light Plant | Electric Utility | IN | 10 | 1.9 | Petroleum Liquids | DFO | IC | 1 | 1971 |  |  | (SB) Standby/Backup: available for service but not normally used
15860 | City of Rensselaer - (IN) | 1038 | Rensselaer City Light Plant | Electric Utility | IN | 11 | 1.9 | Petroleum Liquids | DFO | IC | 1 | 1971 |  |  | (SB) Standby/Backup: available for service but not normally used
15860 | City of Rensselaer - (IN) | 1038 | Rensselaer City Light Plant | Electric Utility | IN | 14 | 4.8 | Natural Gas Internal Combustion Engine | NG | IC | 7 | 1994 |  |  | (SB) Standby/Backup: available for service but not normally used
15860 | City of Rensselaer - (IN) | 1038 | Rensselaer City Light Plant | Electric Utility | IN | 15 | 8.3 | Natural Gas Internal Combustion Engine | NG | IC | 9 | 2006 |  |  | (SB) Standby/Backup: available for service but not normally used
15860 | City of Rensselaer - (IN) | 1038 | Rensselaer City Light Plant | Electric Utility | IN | 5 | 1.8 | Petroleum Liquids | DFO | IC | 1 | 1950 |  |  | (SB) Standby/Backup: available for service but not normally used
15860 | City of Rensselaer - (IN) | 1038 | Rensselaer City Light Plant | Electric Utility | IN | 6 | 2.4 | Petroleum Liquids | DFO | IC | 1 | 1957 |  |  | (SB) Standby/Backup: available for service but not normally used
15989 | City of Richmond - (IN) | 1040 | Whitewater Valley | Electric Utility | IN | 1 | 34.7 | Conventional Steam Coal | BIT | ST | 3 | 1955 |  |  | (OP) Operating
15989 | City of Richmond - (IN) | 1040 | Whitewater Valley | Electric Utility | IN | 2 | 65 | Conventional Steam Coal | BIT | ST | 8 | 1973 |  |  | (OP) Operating
9417 | Interstate Power and Light Co | 1046 | Dubuque | Electric Utility | IA | 3 | 31.1 | Natural Gas Steam Turbine | NG | ST | 1 | 1952 | 12 | 2016 | (OP) Operating
9417 | Interstate Power and Light Co | 1046 | Dubuque | Electric Utility | IA | 4 | 37.3 | Natural Gas Steam Turbine | NG | ST | 1 | 1959 | 12 | 2016 | (OP) Operating
9417 | Interstate Power and Light Co | 1046 | Dubuque | Electric Utility | IA | IC1 | 2 | Petroleum Liquids | DFO | IC | 1 | 1966 | 12 | 2016 | (OS) Out of service and NOT expected to return to service in next calendar year
9417 | Interstate Power and Light Co | 1046 | Dubuque | Electric Utility | IA | IC2 | 1.4 | Petroleum Liquids | DFO | IC | 1 | 1966 | 12 | 2016 | (OS) Out of service and NOT expected to return to service in next calendar year
9417 | Interstate Power and Light Co | 1047 | Lansing | Electric Utility | IA | 4 | 249.4 | Conventional Steam Coal | SUB | ST | 5 | 1977 |  |  | (OP) Operating
9417 | Interstate Power and Light Co | 1048 | Milton L Kapp | Electric Utility | IA | 2 | 204.1 | Natural Gas Steam Turbine | NG | ST | 1 | 1967 |  |  | (OP) Operating
55269 | NextEra Energy Duane Arnold LLC | 1060 | Duane Arnold Energy Center | IPP Non-CHP | IA | 1 | 601.4 | Nuclear | NUC | ST | 2 | 1975 |  |  | (OP) Operating
58149 | Renewable World Energies LLC | 1067 | Iowa Hydro LLC | IPP Non-CHP | IA | 1 | 0.6 | Conventional Hydroelectric | WAT | HY | 1 | 1924 |  |  | (OP) Operating
58149 | Renewable World Energies LLC | 1067 | Iowa Hydro LLC | IPP Non-CHP | IA | 2 | 0.6 | Conventional Hydroelectric | WAT | HY | 1 | 1924 |  |  | (OP) Operating
9417 | Interstate Power and Light Co | 1068 | Marshalltown | Electric Utility | IA | 1 | 51.8 | Petroleum Liquids | DFO | GT | 6 | 1978 |  |  | (OP) Operating
9417 | Interstate Power and Light Co | 1068 | Marshalltown | Electric Utility | IA | 2 | 54.3 | Petroleum Liquids | DFO | GT | 6 | 1978 |  |  | (OP) Operating
9417 | Interstate Power and Light Co | 1068 | Marshalltown | Electric Utility | IA | 3 | 48.4 | Petroleum Liquids | DFO | GT | 7 | 1978 |  |  | (OP) Operating
9417 | Interstate Power and Light Co | 1073 | Prairie Creek | Electric Utility | IA | 1 | 4.7 | Conventional Steam Coal | SUB | ST | 4 | 1997 |  |  | (OP) Operating
9417 | Interstate Power and Light Co | 1073 | Prairie Creek | Electric Utility | IA | 3 | 41.1 | Conventional Steam Coal | SUB | ST | 10 | 1958 |  |  | (OP) Operating
9417 | Interstate Power and Light Co | 1073 | Prairie Creek | Electric Utility | IA | 4 | 118.4 | Conventional Steam Coal | SUB | ST | 4 | 1967 |  |  | (OP) Operating
9417 | Interstate Power and Light Co | 1077 | Sutherland | Electric Utility | IA | 1 | 28.7 | Natural Gas Steam Turbine | NG | ST | 5 | 1955 | 12 | 2017 | (OP) Operating
9417 | Interstate Power and Light Co | 1077 | Sutherland | Electric Utility | IA | 3 | 82 | Natural Gas Steam Turbine | NG | ST | 1 | 1961 | 12 | 2017 | (OP) Operating
12341 | MidAmerican Energy Co | 1079 | Coralville GT | Electric Utility | IA | 1 | 16.3 | Natural Gas Fired Combustion Turbine | NG | GT | 6 | 1970 |  |  | (OP) Operating
12341 | MidAmerican Energy Co | 1079 | Coralville GT | Electric Utility | IA | 2 | 16.9 | Natural Gas Fired Combustion Turbine | NG | GT | 6 | 1970 |  |  | (OP) Operating
12341 | MidAmerican Energy Co | 1079 | Coralville GT | Electric Utility | IA | 3 | 16.5 | Natural Gas Fired Combustion Turbine | NG | GT | 6 | 1970 |  |  | (OP) Operating
12341 | MidAmerican Energy Co | 1079 | Coralville GT | Electric Utility | IA | 4 | 16.2 | Natural Gas Fired Combustion Turbine | NG | GT | 6 | 1970 |  |  | (OP) Operating
12341 | MidAmerican Energy Co | 1081 | Riverside | Electric Utility | IA | 5 | 125 | Conventional Steam Coal | SUB | ST | 6 | 1961 |  |  | (OP) Operating
12341 | MidAmerican Energy Co | 1082 | Walter Scott Jr Energy Center | Electric Utility | IA | 3 | 703.7 | Conventional Steam Coal | SUB | ST | 12 | 1978 |  |  | (OP) Operating
12341 | MidAmerican Energy Co | 1082 | Walter Scott Jr Energy Center | Electric Utility | IA | 4 | 813.6 | Conventional Steam Coal | SUB | ST | 6 | 2007 |  |  | (OP) Operating
12341 | MidAmerican Energy Co | 1084 | River Hills | Electric Utility | IA | 1 | 14.5 | Natural Gas Fired Combustion Turbine | NG | GT | 5 | 1966 |  |  | (OP) Operating
12341 | MidAmerican Energy Co | 1084 | River Hills | Electric Utility | IA | 2 | 14.7 | Natural Gas Fired Combustion Turbine | NG | GT | 5 | 1966 |  |  | (OP) Operating
12341 | MidAmerican Energy Co | 1084 | River Hills | Electric Utility | IA | 3 | 14.3 | Natural Gas Fired Combustion Turbine | NG | GT | 5 | 1966 |  |  | (OP) Operating
12341 | MidAmerican Energy Co | 1084 | River Hills | Electric Utility | IA | 4 | 15.1 | Natural Gas Fired Combustion Turbine | NG | GT | 5 | 1966 |  |  | (OP) Operating
12341 | MidAmerican Energy Co | 1084 | River Hills | Electric Utility | IA | 5 | 14.7 | Natural Gas Fired Combustion Turbine | NG | GT | 10 | 1967 |  |  | (OP) Operating
12341 | MidAmerican Energy Co | 1084 | River Hills | Electric Utility | IA | 6 | 14.5 | Natural Gas Fired Combustion Turbine | NG | GT | 10 | 1967 |  |  | (OP) Operating
12341 | MidAmerican Energy Co | 1084 | River Hills | Electric Utility | IA | 7 | 14 | Natural Gas Fired Combustion Turbine | NG | GT | 4 | 1968 |  |  | (OP) Operating
12341 | MidAmerican Energy Co | 1084 | River Hills | Electric Utility | IA | 8 | 15.1 | Natural Gas Fired Combustion Turbine | NG | GT | 4 | 1968 |  |  | (OP) Operating
12341 | MidAmerican Energy Co | 1091 | George Neal North | Electric Utility | IA | 1 | 134.3 | Conventional Steam Coal | SUB | ST | 5 | 1964 | 4 | 2016 | (OP) Operating
12341 | MidAmerican Energy Co | 1091 | George Neal North | Electric Utility | IA | 2 | 283.7 | Conventional Steam Coal | SUB | ST | 5 | 1972 | 4 | 2016 | (OP) Operating
12341 | MidAmerican Energy Co | 1091 | George Neal North | Electric Utility | IA | 3 | 500 | Conventional Steam Coal | SUB | ST | 5 | 1975 |  |  | (OP) Operating
12341 | MidAmerican Energy Co | 1097 | Merle Parr | Electric Utility | IA | 1 | 16.6 | Natural Gas Fired Combustion Turbine | NG | GT | 5 | 1969 |  |  | (OP) Operating
12341 | MidAmerican Energy Co | 1097 | Merle Parr | Electric Utility | IA | 2 | 16 | Natural Gas Fired Combustion Turbine | NG | GT | 5 | 1969 |  |  | (OP) Operating
9417 | Interstate Power and Light Co | 1104 | Burlington (IA) | Electric Utility | IA | 1 | 210 | Conventional Steam Coal | SUB | ST | 6 | 1968 |  |  | (OP) Operating
9417 | Interstate Power and Light Co | 1104 | Burlington (IA) | Electric Utility | IA | GT1 | 15.5 | Natural Gas Fired Combustion Turbine | NG | GT | 5 | 1994 | 12 | 2017 | (OP) Operating
9417 | Interstate Power and Light Co | 1104 | Burlington (IA) | Electric Utility | IA | GT2 | 13.2 | Natural Gas Fired Combustion Turbine | NG | GT | 5 | 1995 | 12 | 2017 | (OP) Operating
9417 | Interstate Power and Light Co | 1104 | Burlington (IA) | Electric Utility | IA | GT3 | 14.3 | Natural Gas Fired Combustion Turbine | NG | GT | 4 | 1996 | 12 | 2017 | (OP) Operating
9417 | Interstate Power and Light Co | 1104 | Burlington (IA) | Electric Utility | IA | GT4 | 15.3 | Natural Gas Fired Combustion Turbine | NG | GT | 7 | 1994 | 12 | 2017 | (OP) Operating
9417 | Interstate Power and Light Co | 1105 | Centerville | Electric Utility | IA | 1 | 1.9 | Petroleum Liquids | DFO | IC | 1 | 1963 | 12 | 2017 | (SB) Standby/Backup: available for service but not normally used
9417 | Interstate Power and Light Co | 1105 | Centerville | Electric Utility | IA | 2 | 1.8 | Petroleum Liquids | DFO | IC | 1 | 1963 | 12 | 2017 | (SB) Standby/Backup: available for service but not normally used
9417 | Interstate Power and Light Co | 1105 | Centerville | Electric Utility | IA | 3 | 1.8 | Petroleum Liquids | DFO | IC | 1 | 1963 | 12 | 2017 | (SB) Standby/Backup: available for service but not normally used
9417 | Interstate Power and Light Co | 1105 | Centerville | Electric Utility | IA | GT1 | 21.8 | Petroleum Liquids | DFO | GT | 8 | 1990 | 12 | 2017 | (SB) Standby/Backup: available for service but not normally used
9417 | Interstate Power and Light Co | 1105 | Centerville | Electric Utility | IA | GT2 | 25.9 | Petroleum Liquids | DFO | GT | 9 | 1990 | 12 | 2017 | (SB) Standby/Backup: available for service but not normally used
19436 | Union Electric Co - (MO) | 1109 | Keokuk | Electric Utility | IA | 1 | 9.9 | Conventional Hydroelectric | WAT | HY | 8 | 1913 |  |  | (OP) Operating
19436 | Union Electric Co - (MO) | 1109 | Keokuk | Electric Utility | IA | 10 | 9.9 | Conventional Hydroelectric | WAT | HY | 8 | 1913 |  |  | (OP) Operating
19436 | Union Electric Co - (MO) | 1109 | Keokuk | Electric Utility | IA | 11 | 9.9 | Conventional Hydroelectric | WAT | HY | 8 | 1913 |  |  | (OP) Operating
19436 | Union Electric Co - (MO) | 1109 | Keokuk | Electric Utility | IA | 12 | 9.9 | Conventional Hydroelectric | WAT | HY | 8 | 1913 |  |  | (OP) Operating
19436 | Union Electric Co - (MO) | 1109 | Keokuk | Electric Utility | IA | 13 | 9.9 | Conventional Hydroelectric | WAT | HY | 8 | 1913 |  |  | (OP) Operating
19436 | Union Electric Co - (MO) | 1109 | Keokuk | Electric Utility | IA | 14 | 7.9 | Conventional Hydroelectric | WAT | HY | 8 | 1913 |  |  | (OP) Operating
19436 | Union Electric Co - (MO) | 1109 | Keokuk | Electric Utility | IA | 15 | 7.9 | Conventional Hydroelectric | WAT | HY | 8 | 1913 |  |  | (OP) Operating
19436 | Union Electric Co - (MO) | 1109 | Keokuk | Electric Utility | IA | 2 | 9.9 | Conventional Hydroelectric | WAT | HY | 8 | 1913 |  |  | (OP) Operating
19436 | Union Electric Co - (MO) | 1109 | Keokuk | Electric Utility | IA | 3 | 9.9 | Conventional Hydroelectric | WAT | HY | 8 | 1913 |  |  | (OP) Operating
19436 | Union Electric Co - (MO) | 1109 | Keokuk | Electric Utility | IA | 4 | 9.9 | Conventional Hydroelectric | WAT | HY | 8 | 1913 |  |  | (OP) Operating
19436 | Union Electric Co - (MO) | 1109 | Keokuk | Electric Utility | IA | 5 | 7.9 | Conventional Hydroelectric | WAT | HY | 8 | 1913 |  |  | (OP) Operating
19436 | Union Electric Co - (MO) | 1109 | Keokuk | Electric Utility | IA | 6 | 7.9 | Conventional Hydroelectric | WAT | HY | 8 | 1913 |  |  | (OP) Operating
19436 | Union Electric Co - (MO) | 1109 | Keokuk | Electric Utility | IA | 7 | 9.9 | Conventional Hydroelectric | WAT | HY | 8 | 1913 |  |  | (OP) Operating
19436 | Union Electric Co - (MO) | 1109 | Keokuk | Electric Utility | IA | 8 | 9.9 | Conventional Hydroelectric | WAT | HY | 8 | 1913 |  |  | (OP) Operating
19436 | Union Electric Co - (MO) | 1109 | Keokuk | Electric Utility | IA | 9 | 9.9 | Conventional Hydroelectric | WAT | HY | 8 | 1913 |  |  | (OP) Operating
309 | City of Algona - (IA) | 1120 | Algona | Electric Utility | IA | 6 | 3.2 | Petroleum Liquids | DFO | IC | 12 | 1965 |  |  | (OP) Operating
309 | City of Algona - (IA) | 1120 | Algona | Electric Utility | IA | 7 | 4.1 | Petroleum Liquids | DFO | IC | 9 | 1970 |  |  | (OP) Operating
309 | City of Algona - (IA) | 1120 | Algona | Electric Utility | IA | 8 | 4.4 | Petroleum Liquids | DFO | IC | 11 | 1994 |  |  | (OP) Operating
309 | City of Algona - (IA) | 1120 | Algona | Electric Utility | IA | 9 | 4.4 | Petroleum Liquids | DFO | IC | 11 | 1994 |  |  | (OP) Operating
405 | City of Alta - (IA) | 1121 | Alta Municipal Utilities | Electric Utility | IA | 1 | 0.9 | Petroleum Liquids | DFO | IC | 8 | 1947 |  |  | (SB) Standby/Backup: available for service but not normally used
554 | City of Ames - (IA) | 1122 | Ames Electric Services Power Plant | Electric Utility | IA | 7 | 37.4 | Conventional Steam Coal | SUB | ST | 5 | 1968 |  |  | (OP) Operating
554 | City of Ames - (IA) | 1122 | Ames Electric Services Power Plant | Electric Utility | IA | 8 | 68 | Conventional Steam Coal | SUB | ST | 6 | 1982 |  |  | (OP) Operating
682 | City of Anita - (IA) | 1123 | Anita | Electric Utility | IA | 2 | 0.1 | Petroleum Liquids | DFO | IC | 10 | 1939 |  |  | (OP) Operating
682 | City of Anita - (IA) | 1123 | Anita | Electric Utility | IA | 3 | 0.2 | Petroleum Liquids | DFO | IC | 3 | 1951 |  |  | (OP) Operating
682 | City of Anita - (IA) | 1123 | Anita | Electric Utility | IA | 4 | 0.2 | Petroleum Liquids | DFO | IC | 4 | 2000 |  |  | (OP) Operating
682 | City of Anita - (IA) | 1123 | Anita | Electric Utility | IA | 5 | 0.2 | Petroleum Liquids | DFO | IC | 4 | 2000 |  |  | (OP) Operating
682 | City of Anita - (IA) | 1123 | Anita | Electric Utility | IA | 6 | 2 | Petroleum Liquids | DFO | IC | 4 | 2003 |  |  | (OP) Operating
965 | Atlantic Municipal Utilities | 1124 | Atlantic | Electric Utility | IA | 1 | 4 | Petroleum Liquids | DFO | IC | 9 | 1966 |  |  | (OP) Operating
965 | Atlantic Municipal Utilities | 1124 | Atlantic | Electric Utility | IA | 6 | 9.8 | Natural Gas Fired Combustion Turbine | NG | GT | 7 | 1999 |  |  | (OP) Operating
1172 | Bancroft Municipal Utilities | 1125 | Bancroft | Electric Utility | IA | 5 | 0.5 | Petroleum Liquids | DFO | IC | 1 | 1954 |  |  | (OP) Operating
1172 | Bancroft Municipal Utilities | 1125 | Bancroft | Electric Utility | IA | 6 | 1.8 | Petroleum Liquids | DFO | IC | 3 | 2001 |  |  | (OP) Operating
1172 | Bancroft Municipal Utilities | 1125 | Bancroft | Electric Utility | IA | 7 | 1.8 | Petroleum Liquids | DFO | IC | 6 | 2001 |  |  | (OP) Operating
1515 | City of Bellevue - (IA) | 1126 | Bellevue | Electric Utility | IA | 1 | 0.5 | Petroleum Liquids | DFO | IC | 7 | 1947 |  |  | (SB) Standby/Backup: available for service but not normally used
1515 | City of Bellevue - (IA) | 1126 | Bellevue | Electric Utility | IA | 2 | 1.6 | Petroleum Liquids | DFO | IC | 5 | 1992 |  |  | (SB) Standby/Backup: available for service but not normally used
1515 | City of Bellevue - (IA) | 1126 | Bellevue | Electric Utility | IA | 3 | 1.7 | Petroleum Liquids | DFO | IC | 5 | 2001 |  |  | (SB) Standby/Backup: available for service but not normally used
1515 | City of Bellevue - (IA) | 1126 | Bellevue | Electric Utility | IA | 4 | 0.6 | Petroleum Liquids | DFO | IC | 7 | 1963 |  |  | (SB) Standby/Backup: available for service but not normally used
1515 | City of Bellevue - (IA) | 1126 | Bellevue | Electric Utility | IA | 5 | 0.7 | Petroleum Liquids | DFO | IC | 7 | 1953 |  |  | (SB) Standby/Backup: available for service but not normally used
1515 | City of Bellevue - (IA) | 1126 | Bellevue | Electric Utility | IA | 6 | 2.4 | Petroleum Liquids | DFO | IC | 7 | 1971 |  |  | (SB) Standby/Backup: available for service but not normally used
1869 | City of Bloomfield - (IA) | 1127 | Bloomfield | Electric Utility | IA | 1 | 2.3 | Natural Gas Internal Combustion Engine | NG | IC | 10 | 1975 |  |  | (SB) Standby/Backup: available for service but not normally used
1869 | City of Bloomfield - (IA) | 1127 | Bloomfield | Electric Utility | IA | 2 | 0.2 | Petroleum Liquids | DFO | IC | 4 | 1945 |  |  | (SB) Standby/Backup: available for service but not normally used
1869 | City of Bloomfield - (IA) | 1127 | Bloomfield | Electric Utility | IA | 3 | 2.2 | Natural Gas Internal Combustion Engine | NG | IC | 12 | 1964 |  |  | (SB) Standby/Backup: available for service but not normally used
1869 | City of Bloomfield - (IA) | 1127 | Bloomfield | Electric Utility | IA | 4 | 0.2 | Petroleum Liquids | DFO | IC | 5 | 1946 |  |  | (SB) Standby/Backup: available for service but not normally used
1869 | City of Bloomfield - (IA) | 1127 | Bloomfield | Electric Utility | IA | 5 | 0.8 | Natural Gas Internal Combustion Engine | NG | IC | 6 | 1951 |  |  | (SB) Standby/Backup: available for service but not normally used
1869 | City of Bloomfield - (IA) | 1127 | Bloomfield | Electric Utility | IA | 6 | 1.2 | Natural Gas Internal Combustion Engine | NG | IC | 7 | 1958 |  |  | (SB) Standby/Backup: available for service but not normally used
2287 | City of Brooklyn - (IA) | 1128 | Brooklyn | Electric Utility | IA | 7 | 2 | Petroleum Liquids | DFO | IC | 9 | 2012 |  |  | (OP) Operating
3137 | Cascade Municipal Utilities | 1129 | Cascade | Electric Utility | IA | 1 | 0.7 | Petroleum Liquids | DFO | IC | 2 | 1957 |  |  | (SB) Standby/Backup: available for service but not normally used
3137 | Cascade Municipal Utilities | 1129 | Cascade | Electric Utility | IA | 2 | 1.9 | Petroleum Liquids | DFO | IC | 12 | 1971 |  |  | (SB) Standby/Backup: available for service but not normally used
3137 | Cascade Municipal Utilities | 1129 | Cascade | Electric Utility | IA | 3A | 1.8 | Petroleum Liquids | DFO | IC | 1 | 1998 |  |  | (SB) Standby/Backup: available for service but not normally used
3137 | Cascade Municipal Utilities | 1129 | Cascade | Electric Utility | IA | 4 | 0.5 | Petroleum Liquids | DFO | IC | 4 | 1951 |  |  | (SB) Standby/Backup: available for service but not normally used
3203 | Cedar Falls Utilities | 1130 | Gas Turbine (IA) | Electric Utility | IA | 1 | 15 | Natural Gas Fired Combustion Turbine | NG | GT | 1 | 1968 |  |  | (OP) Operating
3203 | Cedar Falls Utilities | 1130 | Gas Turbine (IA) | Electric Utility | IA | 2 | 19 | Natural Gas Fired Combustion Turbine | NG | GT | 9 | 2000 |  |  | (OP) Operating
3203 | Cedar Falls Utilities | 1131 | Streeter Station | Electric Utility | IA | 6 | 15.7 | Conventional Steam Coal | BIT | ST | 9 | 1963 |  |  | (OP) Operating
3203 | Cedar Falls Utilities | 1131 | Streeter Station | Electric Utility | IA | 7 | 33.7 | Natural Gas Steam Turbine | NG | ST | 6 | 1973 |  |  | (OP) Operating
3900 | City of Coggon - (IA) | 1132 | Coggon | Electric Utility | IA | 4 | 0.6 | Petroleum Liquids | DFO | IC | 10 | 1987 |  |  | (OP) Operating
3900 | City of Coggon - (IA) | 1132 | Coggon | Electric Utility | IA | IC1 | 0.6 | Petroleum Liquids | DFO | IC | 10 | 1957 |  |  | (OP) Operating
3900 | City of Coggon - (IA) | 1132 | Coggon | Electric Utility | IA | IC5 | 2 | Petroleum Liquids | DFO | IC | 6 | 2003 |  |  | (OP) Operating
4375 | City of Corning - (IA) | 1134 | Corning | Electric Utility | IA | 5 | 2.8 | Petroleum Liquids | DFO | IC | 6 | 1975 |  |  | (SB) Standby/Backup: available for service but not normally used
4375 | City of Corning - (IA) | 1134 | Corning | Electric Utility | IA | 6 | 2 | Petroleum Liquids | DFO | IC | 3 | 2006 |  |  | (SB) Standby/Backup: available for service but not normally used
4375 | City of Corning - (IA) | 1134 | Corning | Electric Utility | IA | 7 | 2 | Petroleum Liquids | DFO | IC | 3 | 2006 |  |  | (SB) Standby/Backup: available for service but not normally used
4919 | City of Dayton - (IA) | 1135 | Dayton (IA) | Electric Utility | IA | 5 | 1.8 | Petroleum Liquids | DFO | IC | 10 | 2000 |  |  | (OP) Operating
5998 | City of Estherville - (IA) | 1137 | Estherville | Electric Utility | IA | 2 | 1.1 | Petroleum Liquids | DFO | IC | 12 | 1946 |  |  | (OP) Operating
5998 | City of Estherville - (IA) | 1137 | Estherville | Electric Utility | IA | 3 | 2.7 | Natural Gas Internal Combustion Engine | NG | IC | 6 | 1960 |  |  | (OP) Operating
5998 | City of Estherville - (IA) | 1137 | Estherville | Electric Utility | IA | 4 | 3.6 | Natural Gas Internal Combustion Engine | NG | IC | 6 | 1969 |  |  | (OP) Operating
5998 | City of Estherville - (IA) | 1137 | Estherville | Electric Utility | IA | 5 | 3.6 | Natural Gas Internal Combustion Engine | NG | IC | 1 | 1969 |  |  | (OP) Operating
5998 | City of Estherville - (IA) | 1137 | Estherville | Electric Utility | IA | 7 | 2.7 | Natural Gas Internal Combustion Engine | NG | IC | 1 | 1960 |  |  | (OP) Operating
6579 | City of Forest City- (IA) | 1138 | Forest City Light Plant | Electric Utility | IA | 1 | 1.3 | Petroleum Liquids | DFO | IC | 1 | 1958 |  |  | (OP) Operating
6579 | City of Forest City- (IA) | 1138 | Forest City Light Plant | Electric Utility | IA | 2 | 2.2 | Petroleum Liquids | DFO | IC | 1 | 1965 |  |  | (OP) Operating
6579 | City of Forest City- (IA) | 1138 | Forest City Light Plant | Electric Utility | IA | 3 | 3.3 | Petroleum Liquids | DFO | IC | 1 | 1968 |  |  | (OP) Operating
6579 | City of Forest City- (IA) | 1138 | Forest City Light Plant | Electric Utility | IA | 4 | 6.1 | Petroleum Liquids | DFO | IC | 1 | 1946 |  |  | (OP) Operating
6579 | City of Forest City- (IA) | 1138 | Forest City Light Plant | Electric Utility | IA | 5 | 0.7 | Petroleum Liquids | DFO | IC | 1 | 1950 |  |  | (OP) Operating
6579 | City of Forest City- (IA) | 1138 | Forest City Light Plant | Electric Utility | IA | 6 | 7.6 | Petroleum Liquids | DFO | IC | 4 | 2000 |  |  | (OP) Operating
7424 | Gowrie Municipal Utilities | 1141 | Gowrie | Electric Utility | IA | 3 | 2.2 | Petroleum Liquids | DFO | IC | 1 | 2013 |  |  | (OP) Operating
7443 | City of Graettinger - (IA) | 1142 | Graettinger | Electric Utility | IA | 4 | 0.5 | Petroleum Liquids | DFO | IC | 8 | 1957 |  |  | (OP) Operating
7443 | City of Graettinger - (IA) | 1142 | Graettinger | Electric Utility | IA | 5 | 1.1 | Petroleum Liquids | DFO | IC | 12 | 1990 |  |  | (OP) Operating
7443 | City of Graettinger - (IA) | 1142 | Graettinger | Electric Utility | IA | 6 | 2 | Petroleum Liquids | DFO | IC | 2 | 2002 |  |  | (OP) Operating
7486 | City of Grand Junction - (IA) | 1143 | Grand Junction | Electric Utility | IA | 2 | 1.6 | Petroleum Liquids | DFO | IC | 12 | 1994 |  |  | (OP) Operating
7626 | City of Greenfield - (IA) | 1144 | Greenfield | Electric Utility | IA | 3 | 1 | Petroleum Liquids | DFO | IC | 7 | 1952 |  |  | (OP) Operating
7626 | City of Greenfield - (IA) | 1144 | Greenfield | Electric Utility | IA | 4 | 1.8 | Petroleum Liquids | DFO | IC | 8 | 1961 |  |  | (OP) Operating
7626 | City of Greenfield - (IA) | 1144 | Greenfield | Electric Utility | IA | 5 | 2.7 | Petroleum Liquids | DFO | IC | 7 | 1973 |  |  | (OP) Operating
7743 | Grundy Center Mun Light & Power | 1145 | Grundy Center City Light Plant | Electric Utility | IA | IC1 | 2.2 | Petroleum Liquids | DFO | IC | 11 | 1963 |  |  | (OP) Operating
7743 | Grundy Center Mun Light & Power | 1145 | Grundy Center City Light Plant | Electric Utility | IA | IC2 | 3.5 | Petroleum Liquids | DFO | IC | 3 | 1972 |  |  | (OP) Operating
7743 | Grundy Center Mun Light & Power | 1145 | Grundy Center City Light Plant | Electric Utility | IA | IC3 | 3 | Petroleum Liquids | DFO | IC | 10 | 1990 |  |  | (OP) Operating
8122 | Harlan Municipal Utilities - (IA) | 1146 | Harlan | Electric Utility | IA | HMU1 | 1.6 | Petroleum Liquids | DFO | IC | 7 | 2001 |  |  | (SB) Standby/Backup: available for service but not normally used
8122 | Harlan Municipal Utilities - (IA) | 1146 | Harlan | Electric Utility | IA | HMU2 | 1.6 | Petroleum Liquids | DFO | IC | 7 | 2001 |  |  | (SB) Standby/Backup: available for service but not normally used
9275 | Indianola Municipal Utilities | 1150 | Indianola | Electric Utility | IA | 5 | 4 | Petroleum Liquids | DFO | IC | 1 | 1966 |  |  | (OP) Operating
9275 | Indianola Municipal Utilities | 1150 | Indianola | Electric Utility | IA | 6 | 5 | Petroleum Liquids | DFO | IC | 1 | 1970 |  |  | (OP) Operating
9275 | Indianola Municipal Utilities | 1150 | Indianola | Electric Utility | IA | 7 | 19.4 | Petroleum Liquids | DFO | GT | 1 | 1977 |  |  | (OP) Operating
9275 | Indianola Municipal Utilities | 1150 | Indianola | Electric Utility | IA | 8 | 22.8 | Petroleum Liquids | DFO | GT | 1 | 2000 |  |  | (OP) Operating
10608 | City of Lake Park - (IA) | 1153 | Lake Park | Electric Utility | IA | 3 | 2 | Petroleum Liquids | DFO | IC | 4 | 2005 |  |  | (OP) Operating
10608 | City of Lake Park - (IA) | 1153 | Lake Park | Electric Utility | IA | G2 | 2 | Petroleum Liquids | DFO | IC | 5 | 2005 |  |  | (OP) Operating
10606 | City of Lake Mills | 1154 | Lake Mills | Electric Utility | IA | 1A | 3 | Petroleum Liquids | DFO | IC | 1 | 1969 |  |  | (OP) Operating
10606 | City of Lake Mills | 1154 | Lake Mills | Electric Utility | IA | 4 | 1.3 | Petroleum Liquids | DFO | IC | 11 | 1962 |  |  | (OP) Operating
10606 | City of Lake Mills | 1154 | Lake Mills | Electric Utility | IA | 5 | 0.9 | Petroleum Liquids | DFO | IC | 1 | 1956 |  |  | (OP) Operating
10606 | City of Lake Mills | 1154 | Lake Mills | Electric Utility | IA | 6 | 5.7 | Petroleum Liquids | DFO | IC | 3 | 1979 |  |  | (OP) Operating
10606 | City of Lake Mills | 1154 | Lake Mills | Electric Utility | IA | 7 | 7.6 | Petroleum Liquids | DFO | IC | 6 | 1999 |  |  | (OP) Operating
10650 | City of Lamoni - (IA) | 1155 | Lamoni Municipal Utilities | Electric Utility | IA | 1 | 2.7 | Petroleum Liquids | DFO | IC | 6 | 1973 |  |  | (OP) Operating | [5 empty] | 0
10650 | City of Lamoni - (IA) | 1155 | Lamoni Municipal Utilities | Electric Utility | IA | 2 | 0.2 | Petroleum Liquids | DFO | IC | 3 | 1940 |  |  | (OP) Operating | [5 empty] | 0
10650 | City of Lamoni - (IA) | 1155 | Lamoni Municipal Utilities | Electric Utility | IA | 3 | 0.3 | Petroleum Liquids | DFO | IC | 8 | 1941 |  |  | (OP) Operating | [5 empty] | 0
10650 | City of Lamoni - (IA) | 1155 | Lamoni Municipal Utilities | Electric Utility | IA | 4 | 0.6 | Petroleum Liquids | DFO | IC | 12 | 1948 |  |  | (OP) Operating
10650 | City of Lamoni - (IA) | 1155 | Lamoni Municipal Utilities | Electric Utility | IA | 5 | 1.1 | Petroleum Liquids | DFO | IC | 1 | 1955 |  |  | (OP) Operating
10650 | City of Lamoni - (IA) | 1155 | Lamoni Municipal Utilities | Electric Utility | IA | 6 | 0.5 | Petroleum Liquids | DFO | IC | 2 | 1993 |  |  | (OP) Operating
10650 | City of Lamoni - (IA) | 1155 | Lamoni Municipal Utilities | Electric Utility | IA | 7 | 2.3 | Petroleum Liquids | DFO | IC | 5 | 2011 |  |  | (OP) Operating
10650 | City of Lamoni - (IA) | 1155 | Lamoni Municipal Utilities | Electric Utility | IA | 8 | 2.3 | Petroleum Liquids | DFO | IC | 5 | 2011 |  |  | (OP) Operating
10542 | La Porte City Utilities | 1156 | La Porte | Electric Utility | IA | 3A | 1.8 | Petroleum Liquids | DFO | IC | 12 | 2000 |  |  | (SB) Standby/Backup: available for service but not normally used
10542 | La Porte City Utilities | 1156 | La Porte | Electric Utility | IA | 4A | 1.8 | Petroleum Liquids | DFO | IC | 12 | 2000 |  |  | (SB) Standby/Backup: available for service but not normally used
10542 | La Porte City Utilities | 1156 | La Porte | Electric Utility | IA | 6 | 1.8 | Petroleum Liquids | DFO | IC | 7 | 2013 |  |  | (SB) Standby/Backup: available for service but not normally used
10769 | City of Laurens - (IA) | 1157 | Laurens | Electric Utility | IA | 3 | 0.7 | Petroleum Liquids | DFO | IC | 7 | 1952 |  |  | (SB) Standby/Backup: available for service but not normally used
10769 | City of Laurens - (IA) | 1157 | Laurens | Electric Utility | IA | 4 | 0.7 | Petroleum Liquids | DFO | IC | 7 | 1951 |  |  | (SB) Standby/Backup: available for service but not normally used
10769 | City of Laurens - (IA) | 1157 | Laurens | Electric Utility | IA | 5 | 2.3 | Petroleum Liquids | DFO | IC | 4 | 2013 |  |  | (OP) Operating
10769 | City of Laurens - (IA) | 1157 | Laurens | Electric Utility | IA | 6 | 2.3 | Petroleum Liquids | DFO | IC | 4 | 2013 |  |  | (SB) Standby/Backup: available for service but not normally used
10769 | City of Laurens - (IA) | 1157 | Laurens | Electric Utility | IA | 7 | 2.3 | Petroleum Liquids | DFO | IC | 4 | 2013 |  |  | (SB) Standby/Backup: available for service but not normally used
10908 | City of Lenox - (IA) | 1158 | Lenox | Electric Utility | IA | 1 | 0.3 | Petroleum Liquids | DFO | IC | 9 | 1948 |  |  | (SB) Standby/Backup: available for service but not normally used
10908 | City of Lenox - (IA) | 1158 | Lenox | Electric Utility | IA | 2 | 1.1 | Petroleum Liquids | DFO | IC | 3 | 1965 |  |  | (SB) Standby/Backup: available for service but not normally used
10908 | City of Lenox - (IA) | 1158 | Lenox | Electric Utility | IA | 3 | 0.9 | Petroleum Liquids | DFO | IC | 3 | 1966 |  |  | (SB) Standby/Backup: available for service but not normally used
10908 | City of Lenox - (IA) | 1158 | Lenox | Electric Utility | IA | 4 | 1.7 | Petroleum Liquids | DFO | IC | 10 | 2001 |  |  | (SB) Standby/Backup: available for service but not normally used
11581 | City of Manning | 1160 | Manning | Electric Utility | IA | 1 | 0.2 | Petroleum Liquids | DFO | IC | 3 | 1928 |  |  | (SB) Standby/Backup: available for service but not normally used
11581 | City of Manning | 1160 | Manning | Electric Utility | IA | 2 | 0.2 | Petroleum Liquids | DFO | IC | 3 | 1928 |  |  | (SB) Standby/Backup: available for service but not normally used
11581 | City of Manning | 1160 | Manning | Electric Utility | IA | 4 | 0.6 | Petroleum Liquids | DFO | IC | 7 | 1949 |  |  | (SB) Standby/Backup: available for service but not normally used
11581 | City of Manning | 1160 | Manning | Electric Utility | IA | M1 | 2.3 | Petroleum Liquids | DFO | IC | 4 | 2012 |  |  | (OP) Operating
11581 | City of Manning | 1160 | Manning | Electric Utility | IA | M2 | 2.3 | Petroleum Liquids | DFO | IC | 4 | 2012 |  |  | (OP) Operating
11581 | City of Manning | 1160 | Manning | Electric Utility | IA | M3 | 2.3 | Petroleum Liquids | DFO | IC | 4 | 2012 |  |  | (OP) Operating
11611 | City of Maquoketa - (IA) | 1162 | Maquoketa 1 | Electric Utility | IA | 1A | 2.8 | Natural Gas Internal Combustion Engine | NG | IC | 6 | 2004 |  |  | (SB) Standby/Backup: available for service but not normally used
11611 | City of Maquoketa - (IA) | 1162 | Maquoketa 1 | Electric Utility | IA | 2A | 2.8 | Natural Gas Internal Combustion Engine | NG | IC | 6 | 2004 |  |  | (SB) Standby/Backup: available for service but not normally used
11611 | City of Maquoketa - (IA) | 1162 | Maquoketa 1 | Electric Utility | IA | 3 | 1.8 | Natural Gas Internal Combustion Engine | NG | IC | 10 | 1969 |  |  | (SB) Standby/Backup: available for service but not normally used
11611 | City of Maquoketa - (IA) | 1162 | Maquoketa 1 | Electric Utility | IA | 4A | 1.7 | Petroleum Liquids | DFO | IC | 7 | 1999 |  |  | (SB) Standby/Backup: available for service but not normally used
11611 | City of Maquoketa - (IA) | 1162 | Maquoketa 1 | Electric Utility | IA | 5 | 1.4 | Natural Gas Internal Combustion Engine | NG | IC | 6 | 1956 |  |  | (SB) Standby/Backup: available for service but not normally used
11611 | City of Maquoketa - (IA) | 1162 | Maquoketa 1 | Electric Utility | IA | 6 | 2.1 | Natural Gas Internal Combustion Engine | NG | IC | 11 | 1962 |  |  | (SB) Standby/Backup: available for service but not normally used
11611 | City of Maquoketa - (IA) | 1162 | Maquoketa 1 | Electric Utility | IA | 7 | 6 | Natural Gas Internal Combustion Engine | NG | IC | 9 | 1982 |  |  | (SB) Standby/Backup: available for service but not normally used
11611 | City of Maquoketa - (IA) | 1162 | Maquoketa 1 | Electric Utility | IA | 8 | 1.7 | Petroleum Liquids | DFO | IC | 9 | 1996 |  |  | (SB) Standby/Backup: available for service but not normally used
11611 | City of Maquoketa - (IA) | 1162 | Maquoketa 1 | Electric Utility | IA | 9 | 1.7 | Petroleum Liquids | DFO | IC | 7 | 2000 |  |  | (SB) Standby/Backup: available for service but not normally used
12114 | City of McGregor- (IA) | 1163 | McGregor | Electric Utility | IA | 1 | 1.2 | Petroleum Liquids | DFO | IC | 10 | 1977 |  |  | (OP) Operating
12114 | City of McGregor- (IA) | 1163 | McGregor | Electric Utility | IA | 2 | 0.3 | Petroleum Liquids | DFO | IC | 12 | 1941 |  |  | (OP) Operating
12114 | City of McGregor- (IA) | 1163 | McGregor | Electric Utility | IA | 3 | 0.5 | Petroleum Liquids | DFO | IC | 7 | 1955 |  |  | (OP) Operating
12541 | City of Milford - (IA) | 1164 | Milford | Electric Utility | IA | 1 | 0.6 | Petroleum Liquids | DFO | IC | 1 | 1954 | 1 | 2018 | (OP) Operating
12541 | City of Milford - (IA) | 1164 | Milford | Electric Utility | IA | 4 | 0.5 | Petroleum Liquids | DFO | IC | 1 | 1949 | 1 | 2018 | (OP) Operating
12541 | City of Milford - (IA) | 1164 | Milford | Electric Utility | IA | 5 | 1.8 | Petroleum Liquids | DFO | IC | 5 | 1997 |  |  | (OP) Operating
12541 | City of Milford - (IA) | 1164 | Milford | Electric Utility | IA | 6 | 1.8 | Petroleum Liquids | DFO | IC | 5 | 1997 |  |  | (OP) Operating
12541 | City of Milford - (IA) | 1164 | Milford | Electric Utility | IA | 7 | 1.8 | Petroleum Liquids | DFO | IC | 5 | 1997 |  |  | (OP) Operating
12839 | City of Montezuma - (IA) | 1165 | Montezuma | Electric Utility | IA | 1 | 0.2 | Petroleum Liquids | DFO | IC | 8 | 1940 |  |  | (SB) Standby/Backup: available for service but not normally used
12839 | City of Montezuma - (IA) | 1165 | Montezuma | Electric Utility | IA | 10 | 0.2 | Petroleum Liquids | DFO | IC | 6 | 2003 |  |  | (SB) Standby/Backup: available for service but not normally used
12839 | City of Montezuma - (IA) | 1165 | Montezuma | Electric Utility | IA | 4 | 0.5 | Petroleum Liquids | DFO | IC | 8 | 1947 |  |  | (SB) Standby/Backup: available for service but not normally used
12839 | City of Montezuma - (IA) | 1165 | Montezuma | Electric Utility | IA | 5 | 1 | Petroleum Liquids | DFO | IC | 8 | 1959 |  |  | (SB) Standby/Backup: available for service but not normally used
12839 | City of Montezuma - (IA) | 1165 | Montezuma | Electric Utility | IA | 6 | 1.6 | Natural Gas Internal Combustion Engine | NG | IC | 8 | 1967 |  |  | (SB) Standby/Backup: available for service but not normally used
12839 | City of Montezuma - (IA) | 1165 | Montezuma | Electric Utility | IA | 7 | 2.3 | Natural Gas Internal Combustion Engine | NG | IC | 8 | 1974 |  |  | (SB) Standby/Backup: available for service but not normally used
12839 | City of Montezuma - (IA) | 1165 | Montezuma | Electric Utility | IA | 8 | 1.8 | Petroleum Liquids | DFO | IC | 6 | 1998 |  |  | (SB) Standby/Backup: available for service but not normally used
12839 | City of Montezuma - (IA) | 1165 | Montezuma | Electric Utility | IA | 9 | 1.8 | Petroleum Liquids | DFO | IC | 6 | 2000 |  |  | (SB) Standby/Backup: available for service but not normally used
13038 | City of Mt Pleasant - (IA) | 1166 | Mt Pleasant | Electric Utility | IA | 1 | 2 | Petroleum Liquids | DFO | IC | 2 | 2002 |  |  | (SB) Standby/Backup: available for service but not normally used
13038 | City of Mt Pleasant - (IA) | 1166 | Mt Pleasant | Electric Utility | IA | 10 | 2 | Petroleum Liquids | DFO | IC | 2 | 2002 |  |  | (SB) Standby/Backup: available for service but not normally used
13038 | City of Mt Pleasant - (IA) | 1166 | Mt Pleasant | Electric Utility | IA | 11 | 2 | Petroleum Liquids | DFO | IC | 2 | 2002 |  |  | (SB) Standby/Backup: available for service but not normally used
13038 | City of Mt Pleasant - (IA) | 1166 | Mt Pleasant | Electric Utility | IA | 12 | 2 | Petroleum Liquids | DFO | IC | 2 | 2002 |  |  | (SB) Standby/Backup: available for service but not normally used
13038 | City of Mt Pleasant - (IA) | 1166 | Mt Pleasant | Electric Utility | IA | 2 | 2 | Petroleum Liquids | DFO | IC | 2 | 2002 |  |  | (SB) Standby/Backup: available for service but not normally used
13038 | City of Mt Pleasant - (IA) | 1166 | Mt Pleasant | Electric Utility | IA | 3 | 2 | Petroleum Liquids | DFO | IC | 2 | 2002 |  |  | (SB) Standby/Backup: available for service but not normally used
13038 | City of Mt Pleasant - (IA) | 1166 | Mt Pleasant | Electric Utility | IA | 4A | 2 | Petroleum Liquids | DFO | IC | 2 | 2002 |  |  | (SB) Standby/Backup: available for service but not normally used
13038 | City of Mt Pleasant - (IA) | 1166 | Mt Pleasant | Electric Utility | IA | 5A | 2 | Petroleum Liquids | DFO | IC | 2 | 2002 |  |  | (SB) Standby/Backup: available for service but not normally used
13038 | City of Mt Pleasant - (IA) | 1166 | Mt Pleasant | Electric Utility | IA | 6 | 2 | Petroleum Liquids | DFO | IC | 2 | 2002 |  |  | (SB) Standby/Backup: available for service but not normally used
13038 | City of Mt Pleasant - (IA) | 1166 | Mt Pleasant | Electric Utility | IA | 7 | 2 | Petroleum Liquids | DFO | IC | 2 | 2002 |  |  | (SB) Standby/Backup: available for service but not normally used
13038 | City of Mt Pleasant - (IA) | 1166 | Mt Pleasant | Electric Utility | IA | 8 | 2 | Petroleum Liquids | DFO | IC | 2 | 2002 |  |  | (SB) Standby/Backup: available for service but not normally used
13038 | City of Mt Pleasant - (IA) | 1166 | Mt Pleasant | Electric Utility | IA | 9 | 2 | Petroleum Liquids | DFO | IC | 2 | 2002 |  |  | (SB) Standby/Backup: available for service but not normally used
13143 | Board of Water Electric & Communications | 1167 | Muscatine Plant #1 | Electric Utility | IA | 7 | 24.5 | Conventional Steam Coal | SUB | ST | 4 | 1958 |  |  | (OP) Operating
13143 | Board of Water Electric & Communications | 1167 | Muscatine Plant #1 | Electric Utility | IA | 8 | 25.1 | Conventional Steam Coal | SUB | ST | 1 | 1969 |  |  | (OP) Operating
13143 | Board of Water Electric & Communications | 1167 | Muscatine Plant #1 | Electric Utility | IA | 8A | 18.8 | Conventional Steam Coal | SUB | ST | 7 | 2000 |  |  | (OP) Operating
13143 | Board of Water Electric & Communications | 1167 | Muscatine Plant #1 | Electric Utility | IA | 9 | 162.3 | Conventional Steam Coal | SUB | ST | 4 | 1983 |  |  | (OP) Operating
13444 | City of New Hampton - (IA) | 1168 | New Hampton | Electric Utility | IA | 3 | 3.5 | Natural Gas Internal Combustion Engine | NG | IC | 4 | 1967 |  |  | (SB) Standby/Backup: available for service but not normally used
13444 | City of New Hampton - (IA) | 1168 | New Hampton | Electric Utility | IA | 4 | 5 | Natural Gas Internal Combustion Engine | NG | IC | 2 | 1973 |  |  | (SB) Standby/Backup: available for service but not normally used
13444 | City of New Hampton - (IA) | 1168 | New Hampton | Electric Utility | IA | 5 | 5 | Natural Gas Internal Combustion Engine | NG | IC | 2 | 1973 |  |  | (SB) Standby/Backup: available for service but not normally used
13444 | City of New Hampton - (IA) | 1168 | New Hampton | Electric Utility | IA | 7 | 5.3 | Petroleum Liquids | DFO | IC | 5 | 1999 |  |  | (OP) Operating
13444 | City of New Hampton - (IA) | 1168 | New Hampton | Electric Utility | IA | 8 | 5.3 | Petroleum Liquids | DFO | IC | 5 | 1999 |  |  | (OP) Operating
13990 | City of Ogden - (IA) | 1169 | Ogden | Electric Utility | IA | 4 | 0.5 | Petroleum Liquids | DFO | IC | 7 | 1951 |  |  | (SB) Standby/Backup: available for service but not normally used
13990 | City of Ogden - (IA) | 1169 | Ogden | Electric Utility | IA | 5 | 1 | Petroleum Liquids | DFO | IC | 10 | 1958 |  |  | (SB) Standby/Backup: available for service but not normally used
13990 | City of Ogden - (IA) | 1169 | Ogden | Electric Utility | IA | 6 | 2.5 | Petroleum Liquids | DFO | IC | 10 | 1971 |  |  | (SB) Standby/Backup: available for service but not normally used
14201 | City of Osage - (IA) | 1172 | Osage (IA) | Electric Utility | IA | 5 | 3.1 | Natural Gas Internal Combustion Engine | NG | IC | 9 | 1963 |  |  | (OP) Operating
14201 | City of Osage - (IA) | 1172 | Osage (IA) | Electric Utility | IA | 6 | 6 | Natural Gas Internal Combustion Engine | NG | IC | 10 | 1973 |  |  | (OP) Operating
14201 | City of Osage - (IA) | 1172 | Osage (IA) | Electric Utility | IA | 7 | 3.6 | Petroleum Liquids | DFO | IC | 5 | 1996 |  |  | (OP) Operating
14201 | City of Osage - (IA) | 1172 | Osage (IA) | Electric Utility | IA | 8 | 3.6 | Petroleum Liquids | DFO | IC | 5 | 1998 |  |  | (OP) Operating
14201 | City of Osage - (IA) | 1172 | Osage (IA) | Electric Utility | IA | W1 | 0.5 | Onshore Wind Turbine | WND | WT | 12 | 2009 |  |  | (OP) Operating
14236 | Ottumwa City of | 1173 | Ottumwa City of | Electric Utility | IA | 1 | 1 | Conventional Hydroelectric | WAT | HY | 8 | 1931 |  |  | (OS) Out of service and NOT expected to return to service in next calendar year
14236 | Ottumwa City of | 1173 | Ottumwa City of | Electric Utility | IA | 2 | 1.2 | Conventional Hydroelectric | WAT | HY | 8 | 1931 |  |  | (OA) Out of service but expected to return to service in next calendar year
14236 | Ottumwa City of | 1173 | Ottumwa City of | Electric Utility | IA | 3 | 1 | Conventional Hydroelectric | WAT | HY | 8 | 1931 |  |  | (OP) Operating
15349 | City of Preston | 1176 | Preston (IA) | Electric Utility | IA | 1 | 0.7 | Petroleum Liquids | DFO | IC | 12 | 1968 |  |  | (OP) Operating |  |  | 0 |  |  | 0
15349 | City of Preston | 1176 | Preston (IA) | Electric Utility | IA | 2 | 0.7 | Petroleum Liquids | DFO | IC | 12 | 1968 |  |  | (OP) Operating |  |  | 0 |  |  | 0
15349 | City of Preston | 1176 | Preston (IA) | Electric Utility | IA | 4 | 1.8 | Natural Gas Internal Combustion Engine | NG | IC | 12 | 1980 |  |  | (OP) Operating |  |  | 0 |  |  | 0
15377 | City of Primghar - (IA) | 1177 | Primghar | Electric Utility | IA | 4 | 0.5 | Petroleum Liquids | DFO | IC | 1 | 1972 |  |  | (OP) Operating
15377 | City of Primghar - (IA) | 1177 | Primghar | Electric Utility | IA | 5 | 0.9 | Petroleum Liquids | DFO | IC | 5 | 1992 |  |  | (OP) Operating
16211 | City of Rockford- (IA) | 1180 | Rockford | Electric Utility | IA | 1 | 0.4 | Petroleum Liquids | DFO | IC | 8 | 1951 |  |  | (SB) Standby/Backup: available for service but not normally used
16211 | City of Rockford- (IA) | 1180 | Rockford | Electric Utility | IA | 5 | 0.9 | Petroleum Liquids | DFO | IC | 8 | 1961 |  |  | (SB) Standby/Backup: available for service but not normally used
16211 | City of Rockford- (IA) | 1180 | Rockford | Electric Utility | IA | 6 | 1.6 | Petroleum Liquids | DFO | IC | 1 | 1999 |  |  | (SB) Standby/Backup: available for service but not normally used
16206 | Rock Rapids Municipal Utility | 1181 | Rock Rapids | Electric Utility | IA | 1 | 2.5 | Petroleum Liquids | DFO | IC | 4 | 1968 |  |  | (OP) Operating
17141 | City of Sibley - (IA) | 1184 | Sibley One | Electric Utility | IA | 2 | 1.9 | Petroleum Liquids | DFO | IC | 9 | 1971 |  |  | (OP) Operating
17141 | City of Sibley - (IA) | 1184 | Sibley One | Electric Utility | IA | 3 | 1.1 | Petroleum Liquids | DFO | IC | 4 | 1987 |  |  | (OP) Operating
17141 | City of Sibley - (IA) | 1184 | Sibley One | Electric Utility | IA | 5 | 1.8 | Petroleum Liquids | DFO | IC | 4 | 2000 |  |  | (OP) Operating
17783 | City of Spencer - (IA) | 1186 | Spencer Gas Turbine | Electric Utility | IA | GT1 | 17 | Petroleum Liquids | KER | GT | 1 | 1970 |  |  | (OP) Operating
18014 | City of State Center - (IA) | 1187 | State Center | Electric Utility | IA | 1 | 0.6 | Petroleum Liquids | DFO | IC | 5 | 1995 |  |  | (OP) Operating
18014 | City of State Center - (IA) | 1187 | State Center | Electric Utility | IA | 2 | 0.6 | Petroleum Liquids | DFO | IC | 5 | 1995 |  |  | (OP) Operating
18014 | City of State Center - (IA) | 1187 | State Center | Electric Utility | IA | 3 | 1.3 | Petroleum Liquids | DFO | IC | 5 | 1995 |  |  | (OP) Operating
18014 | City of State Center - (IA) | 1187 | State Center | Electric Utility | IA | 4 | 1.3 | Petroleum Liquids | DFO | IC | 5 | 1995 |  |  | (OP) Operating
18014 | City of State Center - (IA) | 1187 | State Center | Electric Utility | IA | 6 | 2.5 | Natural Gas Internal Combustion Engine | NG | IC | 8 | 1972 |  |  | (OP) Operating
18177 | City of Story City - (IA) | 1188 | Story City | Electric Utility | IA | 1 | 1.3 | Petroleum Liquids | DFO | IC | 1 | 1964 |  |  | (OP) Operating
18177 | City of Story City - (IA) | 1188 | Story City | Electric Utility | IA | 2 | 2 | Petroleum Liquids | DFO | IC | 1 | 1972 |  |  | (OP) Operating
18177 | City of Story City - (IA) | 1188 | Story City | Electric Utility | IA | 4A | 3.1 | Petroleum Liquids | DFO | IC | 5 | 2003 |  |  | (OP) Operating
18177 | City of Story City - (IA) | 1188 | Story City | Electric Utility | IA | 5A | 3.1 | Petroleum Liquids | DFO | IC | 3 | 1993 |  |  | (OP) Operating
18177 | City of Story City - (IA) | 1188 | Story City | Electric Utility | IA | 6 | 2 | Petroleum Liquids | DFO | IC | 1 | 1978 |  |  | (OP) Operating
18177 | City of Story City - (IA) | 1188 | Story City | Electric Utility | IA | 7 | 2 | Petroleum Liquids | DFO | IC | 1 | 1978 |  |  | (OP) Operating
18231 | City of Stuart - (IA) | 1190 | Stuart (IA) | Electric Utility | IA | 1 | 0.6 | Petroleum Liquids | DFO | IC | 2 | 1956 |  |  | (OP) Operating
18231 | City of Stuart - (IA) | 1190 | Stuart (IA) | Electric Utility | IA | 2 | 1.1 | Petroleum Liquids | DFO | IC | 6 | 1968 |  |  | (OP) Operating
18231 | City of Stuart - (IA) | 1190 | Stuart (IA) | Electric Utility | IA | 4 | 1 | Petroleum Liquids | DFO | IC | 10 | 1964 |  |  | (OP) Operating
18301 | City of Sumner - (IA) | 1191 | Sumner | Electric Utility | IA | 1 | 2.6 | Petroleum Liquids | DFO | IC | 12 | 1972 |  |  | (OP) Operating
18301 | City of Sumner - (IA) | 1191 | Sumner | Electric Utility | IA | 2 | 1.1 | Petroleum Liquids | DFO | IC | 8 | 1956 |  |  | (OP) Operating
18301 | City of Sumner - (IA) | 1191 | Sumner | Electric Utility | IA | 6 | 1.8 | Petroleum Liquids | DFO | IC | 9 | 1999 |  |  | (OP) Operating
19062 | City of Traer - (IA) | 1192 | Traer Main | Electric Utility | IA | 3 | 1 | Petroleum Liquids | DFO | IC | 1 | 1963 |  |  | (SB) Standby/Backup: available for service but not normally used
19062 | City of Traer - (IA) | 1192 | Traer Main | Electric Utility | IA | 4 | 1 | Petroleum Liquids | DFO | IC | 1 | 1963 |  |  | (SB) Standby/Backup: available for service but not normally used
19062 | City of Traer - (IA) | 1192 | Traer Main | Electric Utility | IA | 5 | 0.5 | Petroleum Liquids | DFO | IC | 1 | 1969 |  |  | (SB) Standby/Backup: available for service but not normally used
19062 | City of Traer - (IA) | 1192 | Traer Main | Electric Utility | IA | 6 | 1.2 | Petroleum Liquids | DFO | IC | 1 | 1970 |  |  | (SB) Standby/Backup: available for service but not normally used
19843 | City of Villisca - (IA) | 1193 | Villisca Municipal Power Plant | Electric Utility | IA | 5 | 2 | Petroleum Liquids | DFO | IC | 6 | 2003 |  |  | (SB) Standby/Backup: available for service but not normally used
19843 | City of Villisca - (IA) | 1193 | Villisca Municipal Power Plant | Electric Utility | IA | 6 | 2 | Petroleum Liquids | DFO | IC | 6 | 2003 |  |  | (SB) Standby/Backup: available for service but not normally used
19865 | City of Vinton - (IA) | 1194 | Vinton | Electric Utility | IA | 1 | 1.2 | Petroleum Liquids | DFO | IC | 6 | 1955 |  |  | (OP) Operating
19865 | City of Vinton - (IA) | 1194 | Vinton | Electric Utility | IA | 10 | 0.6 | Petroleum Liquids | DFO | IC | 6 | 2009 |  |  | (OP) Operating
19865 | City of Vinton - (IA) | 1194 | Vinton | Electric Utility | IA | 5 | 0.5 | Petroleum Liquids | DFO | IC | 6 | 1946 |  |  | (OS) Out of service and NOT expected to return to service in next calendar year
19865 | City of Vinton - (IA) | 1194 | Vinton | Electric Utility | IA | 6 | 2.5 | Petroleum Liquids | DFO | IC | 6 | 1961 |  |  | (OP) Operating
19865 | City of Vinton - (IA) | 1194 | Vinton | Electric Utility | IA | 7 | 3.7 | Petroleum Liquids | DFO | IC | 6 | 1967 |  |  | (OP) Operating
19865 | City of Vinton - (IA) | 1194 | Vinton | Electric Utility | IA | 8 | 5.6 | Petroleum Liquids | DFO | IC | 88 | 1973 |  |  | (OP) Operating
19865 | City of Vinton - (IA) | 1194 | Vinton | Electric Utility | IA | 9 | 3 | Petroleum Liquids | DFO | IC | 9 | 1992 |  |  | (OP) Operating
20259 | City of Webster City - (IA) | 1198 | Webster City | Electric Utility | IA | 6 | 20.7 | Petroleum Liquids | DFO | GT | 4 | 1972 |  |  | (SB) Standby/Backup: available for service but not normally used
20364 | City of West Bend | 1199 | West Bend | Electric Utility | IA | 1 | 1 | Petroleum Liquids | DFO | IC | 8 | 1959 |  |  | (SB) Standby/Backup: available for service but not normally used
20364 | City of West Bend | 1199 | West Bend | Electric Utility | IA | 3 | 0.9 | Petroleum Liquids | DFO | IC | 12 | 1954 |  |  | (SB) Standby/Backup: available for service but not normally used
20364 | City of West Bend | 1199 | West Bend | Electric Utility | IA | 4 | 2 | Petroleum Liquids | DFO | IC | 11 | 1973 |  |  | (SB) Standby/Backup: available for service but not normally used
20364 | City of West Bend | 1199 | West Bend | Electric Utility | IA | 5 | 2.5 | Petroleum Liquids | DFO | IC | 7 | 2013 |  |  | (SB) Standby/Backup: available for service but not normally used
20380 | City of West Liberty - (IA) | 1200 | West Liberty | Electric Utility | IA | 2 | 2.1 | Petroleum Liquids | DFO | IC | 10 | 1974 |  |  | (SB) Standby/Backup: available for service but not normally used
20380 | City of West Liberty - (IA) | 1200 | West Liberty | Electric Utility | IA | 3 | 2.7 | Petroleum Liquids | DFO | IC | 2 | 1982 |  |  | (SB) Standby/Backup: available for service but not normally used
20380 | City of West Liberty - (IA) | 1200 | West Liberty | Electric Utility | IA | 5 | 5 | Petroleum Liquids | DFO | GT | 5 | 2004 |  |  | (SB) Standby/Backup: available for service but not normally used
20380 | City of West Liberty - (IA) | 1200 | West Liberty | Electric Utility | IA | 6 | 5 | Petroleum Liquids | DFO | GT | 5 | 2004 |  |  | (SB) Standby/Backup: available for service but not normally used
20604 | City of Whittemore - (IA) | 1201 | Whittemore | Electric Utility | IA | 4 | 1.1 | Petroleum Liquids | DFO | IC | 8 | 1964 |  |  | (OP) Operating
20789 | City of Wilton | 1202 | Wilton | Electric Utility | IA | 5 | 1.6 | Petroleum Liquids | DFO | IC | 1 | 1992 |  |  | (OP) Operating
20789 | City of Wilton | 1202 | Wilton | Electric Utility | IA | 6 | 1.6 | Petroleum Liquids | DFO | IC | 1 | 1992 |  |  | (OP) Operating
20789 | City of Wilton | 1202 | Wilton | Electric Utility | IA | 7 | 1.6 | Petroleum Liquids | DFO | IC | 1 | 1992 |  |  | (OP) Operating
20789 | City of Wilton | 1202 | Wilton | Electric Utility | IA | 8 | 2.2 | Petroleum Liquids | DFO | IC | 5 | 2002 |  |  | (OP) Operating
20789 | City of Wilton | 1202 | Wilton | Electric Utility | IA | 9 | 2.2 | Petroleum Liquids | DFO | IC | 5 | 2002 |  |  | (OP) Operating
20835 | City of Winterset - (IA) | 1203 | Winterset | Electric Utility | IA | 2 | 1.5 | Petroleum Liquids | DFO | IC | 7 | 1956 |  |  | (OP) Operating
20835 | City of Winterset - (IA) | 1203 | Winterset | Electric Utility | IA | 3 | 1.7 | Petroleum Liquids | DFO | IC | 6 | 1966 |  |  | (OP) Operating
20835 | City of Winterset - (IA) | 1203 | Winterset | Electric Utility | IA | 4 | 4.4 | Petroleum Liquids | DFO | IC | 5 | 1972 |  |  | (OP) Operating
20835 | City of Winterset - (IA) | 1203 | Winterset | Electric Utility | IA | 5 | 2 | Petroleum Liquids | DFO | IC | 4 | 2002 |  |  | (OP) Operating
20835 | City of Winterset - (IA) | 1203 | Winterset | Electric Utility | IA | 6 | 2 | Petroleum Liquids | DFO | IC | 4 | 2002 |  |  | (OP) Operating
20835 | City of Winterset - (IA) | 1203 | Winterset | Electric Utility | IA | 7 | 2 | Petroleum Liquids | DFO | IC | 4 | 2002 |  |  | (OP) Operating
3258 | Central Iowa Power Cooperative | 1206 | Summit Lake | Electric Utility | IA | 1 | 6.5 | All Other | WH | CA | 3 | 1951 |  |  | (OP) Operating
3258 | Central Iowa Power Cooperative | 1206 | Summit Lake | Electric Utility | IA | 2 | 6.5 | All Other | WH | CA | 3 | 1951 |  |  | (OP) Operating
3258 | Central Iowa Power Cooperative | 1206 | Summit Lake | Electric Utility | IA | 3 | 7 | All Other | WH | CA | 10 | 1957 |  |  | (OP) Operating
3258 | Central Iowa Power Cooperative | 1206 | Summit Lake | Electric Utility | IA | GT1 | 27.5 | Natural Gas Fired Combined Cycle | NG | CT | 7 | 1973 |  |  | (OP) Operating
3258 | Central Iowa Power Cooperative | 1206 | Summit Lake | Electric Utility | IA | GT2 | 27.9 | Natural Gas Fired Combined Cycle | NG | CT | 6 | 1975 |  |  | (OP) Operating
4363 | Corn Belt Power Coop | 1217 | Earl F Wisdom | Electric Utility | IA | 1 | 37.5 | Natural Gas Steam Turbine | NG | ST | 4 | 1960 |  |  | (OP) Operating
4363 | Corn Belt Power Coop | 1217 | Earl F Wisdom | Electric Utility | IA | 2 | 76 | Natural Gas Fired Combustion Turbine | NG | GT | 4 | 2004 |  |  | (OP) Operating
12524 | Midwest Energy Inc | 1224 | Bird City | Electric Utility | KS | 1 | 2 | Petroleum Liquids | DFO | IC | 1 | 1965 |  |  | (OP) Operating
12524 | Midwest Energy Inc | 1224 | Bird City | Electric Utility | KS | 2 | 2 | Petroleum Liquids | DFO | IC | 1 | 1966 |  |  | (OS) Out of service and NOT expected to return to service in next calendar year
12524 | Midwest Energy Inc | 1225 | Colby | Electric Utility | KS | GT1 | 13 | Natural Gas Fired Combustion Turbine | NG | GT | 1 | 1970 |  |  | (OP) Operating
18315 | Sunflower Electric Power Corp | 1230 | Cimarron River | Electric Utility | KS | 1 | 52 | Natural Gas Steam Turbine | NG | ST | 10 | 1963 |  |  | (OP) Operating
18315 | Sunflower Electric Power Corp | 1230 | Cimarron River | Electric Utility | KS | 2 | 13.7 | Natural Gas Fired Combustion Turbine | NG | GT | 2 | 1968 |  |  | (OP) Operating
18315 | Sunflower Electric Power Corp | 1233 | Fort Dodge | Electric Utility | KS | 4 | 147.8 | Natural Gas Steam Turbine | NG | ST | 6 | 1969 |  |  | (OP) Operating
18315 | Sunflower Electric Power Corp | 1235 | Great Bend - Sunflower | Electric Utility | KS | 3 | 92.7 | Natural Gas Steam Turbine | NG | ST | 6 | 1963 |  |  | (OP) Operating
5860 | Empire District Electric Co | 1239 | Riverton | Electric Utility | KS | 10 | 16 | Natural Gas Fired Combustion Turbine | NG | GT | 12 | 1988 |  |  | (OP) Operating
5860 | Empire District Electric Co | 1239 | Riverton | Electric Utility | KS | 11 | 17 | Natural Gas Fired Combustion Turbine | NG | GT | 11 | 1988 |  |  | (OP) Operating
5860 | Empire District Electric Co | 1239 | Riverton | Electric Utility | KS | 12 | 147 | Natural Gas Fired Combustion Turbine | NG | GT | 5 | 2007 |  |  | (OP) Operating |  |  |  | 2016 | 7 | 100
10005 | Kansas Gas & Electric Co | 1240 | Gordon Evans Energy Center | Electric Utility | KS | 1 | 152 | Natural Gas Steam Turbine | NG | ST | 6 | 1961 |  |  | (OP) Operating
10005 | Kansas Gas & Electric Co | 1240 | Gordon Evans Energy Center | Electric Utility | KS | 2 | 372 | Natural Gas Steam Turbine | NG | ST | 6 | 1967 |  |  | (OP) Operating
10005 | Kansas Gas & Electric Co | 1240 | Gordon Evans Energy Center | Electric Utility | KS | 5 | 3 | Petroleum Liquids | DFO | IC | 8 | 1969 |  |  | (SB) Standby/Backup: available for service but not normally used
10005 | Kansas Gas & Electric Co | 1240 | Gordon Evans Energy Center | Electric Utility | KS | GT1 | 68 | Natural Gas Fired Combustion Turbine | NG | GT | 6 | 2000 |  |  | (OP) Operating
10005 | Kansas Gas & Electric Co | 1240 | Gordon Evans Energy Center | Electric Utility | KS | GT2 | 66 | Natural Gas Fired Combustion Turbine | NG | GT | 6 | 2000 |  |  | (OP) Operating
10005 | Kansas Gas & Electric Co | 1240 | Gordon Evans Energy Center | Electric Utility | KS | GT3 | 148 | Natural Gas Fired Combustion Turbine | NG | GT | 6 | 2001 |  |  | (OP) Operating
10000 | Kansas City Power & Light Co | 1241 | La Cygne | Electric Utility | KS | 1 | 733.8 | Conventional Steam Coal | SUB | ST | 6 | 1973 |  |  | (OP) Operating
10000 | Kansas City Power & Light Co | 1241 | La Cygne | Electric Utility | KS | 2 | 681.5 | Conventional Steam Coal | SUB | ST | 5 | 1977 |  |  | (OP) Operating
10005 | Kansas Gas & Electric Co | 1242 | Murray Gill | Electric Utility | KS | 3 | 93 | Natural Gas Steam Turbine | NG | ST | 6 | 1956 |  |  | (OP) Operating
10005 | Kansas Gas & Electric Co | 1242 | Murray Gill | Electric Utility | KS | 4 | 90 | Natural Gas Steam Turbine | NG | ST | 4 | 1959 |  |  | (OP) Operating
22500 | Westar Energy Inc | 1248 | Hutchinson Energy Center | Electric Utility | KS | GT1 | 56 | Natural Gas Fired Combustion Turbine | NG | GT | 5 | 1974 |  |  | (OP) Operating
22500 | Westar Energy Inc | 1248 | Hutchinson Energy Center | Electric Utility | KS | GT2 | 52 | Natural Gas Fired Combustion Turbine | NG | GT | 5 | 1974 |  |  | (OP) Operating
22500 | Westar Energy Inc | 1248 | Hutchinson Energy Center | Electric Utility | KS | GT3 | 57 | Natural Gas Fired Combustion Turbine | NG | GT | 5 | 1974 |  |  | (OP) Operating
22500 | Westar Energy Inc | 1248 | Hutchinson Energy Center | Electric Utility | KS | GT4 | 71 | Petroleum Liquids | DFO | GT | 6 | 1975 |  |  | (OP) Operating
22500 | Westar Energy Inc | 1248 | Hutchinson Energy Center | Electric Utility | KS | H1DG | 3 | Petroleum Liquids | DFO | IC | 1 | 1983 |  |  | (SB) Standby/Backup: available for service but not normally used
22500 | Westar Energy Inc | 1248 | Hutchinson Energy Center | Electric Utility | KS | ST4 | 171 | Natural Gas Steam Turbine | NG | ST | 5 | 1965 |  |  | (OP) Operating
22500 | Westar Energy Inc | 1250 | Lawrence Energy Center | Electric Utility | KS | 3 | 49 | Conventional Steam Coal | SUB | ST | 1 | 1955 |  |  | (OP) Operating
22500 | Westar Energy Inc | 1250 | Lawrence Energy Center | Electric Utility | KS | 4 | 107 | Conventional Steam Coal | SUB | ST | 3 | 1960 |  |  | (OP) Operating
22500 | Westar Energy Inc | 1250 | Lawrence Energy Center | Electric Utility | KS | 5 | 374 | Conventional Steam Coal | SUB | ST | 5 | 1971 |  |  | (OP) Operating
22500 | Westar Energy Inc | 1252 | Tecumseh Energy Center | Electric Utility | KS | 7 | 72 | Conventional Steam Coal | SUB | ST | 8 | 1957 |  |  | (OP) Operating
22500 | Westar Energy Inc | 1252 | Tecumseh Energy Center | Electric Utility | KS | 8 | 130 | Conventional Steam Coal | SUB | ST | 4 | 1962 |  |  | (OP) Operating
701 | City of Anthony - (KS) | 1258 | Anthony | Electric Utility | KS | IC1 | 4.1 | Natural Gas Internal Combustion Engine | NG | IC | 8 | 1972 |  |  | (OP) Operating
701 | City of Anthony - (KS) | 1258 | Anthony | Electric Utility | KS | IC2 | 3 | Natural Gas Internal Combustion Engine | NG | IC | 6 | 1976 |  |  | (OP) Operating
701 | City of Anthony - (KS) | 1258 | Anthony | Electric Utility | KS | IC3 | 4 | Natural Gas Internal Combustion Engine | NG | IC | 7 | 1981 |  |  | (OP) Operating
911 | City of Ashland - (KS) | 1259 | Ashland | Electric Utility | KS | 1 | 0.6 | Natural Gas Internal Combustion Engine | NG | IC | 9 | 1953 |  |  | (SB) Standby/Backup: available for service but not normally used
911 | City of Ashland - (KS) | 1259 | Ashland | Electric Utility | KS | 2 | 0.7 | Natural Gas Internal Combustion Engine | NG | IC | 9 | 1974 |  |  | (SB) Standby/Backup: available for service but not normally used
911 | City of Ashland - (KS) | 1259 | Ashland | Electric Utility | KS | 3 | 1.1 | Petroleum Liquids | DFO | IC | 5 | 1963 |  |  | (SB) Standby/Backup: available for service but not normally used
911 | City of Ashland - (KS) | 1259 | Ashland | Electric Utility | KS | 4B | 1.8 | Petroleum Liquids | DFO | IC | 8 | 2014 |  |  | (SB) Standby/Backup: available for service but not normally used
911 | City of Ashland - (KS) | 1259 | Ashland | Electric Utility | KS | 5 | 0.7 | Petroleum Liquids | DFO | IC | 5 | 1971 |  |  | (SB) Standby/Backup: available for service but not normally used
998 | City of Augusta - (KS) | 1261 | Augusta Electric Plant No 1 | Electric Utility | KS | 1 | 1.1 | Natural Gas Internal Combustion Engine | NG | IC | 7 | 1954 |  |  | (SB) Standby/Backup: available for service but not normally used
998 | City of Augusta - (KS) | 1261 | Augusta Electric Plant No 1 | Electric Utility | KS | 2 | 0.3 | Petroleum Liquids | DFO | IC | 8 | 1929 |  |  | (SB) Standby/Backup: available for service but not normally used
998 | City of Augusta - (KS) | 1261 | Augusta Electric Plant No 1 | Electric Utility | KS | 3 | 1 | Natural Gas Internal Combustion Engine | NG | IC | 12 | 1949 |  |  | (SB) Standby/Backup: available for service but not normally used
998 | City of Augusta - (KS) | 1261 | Augusta Electric Plant No 1 | Electric Utility | KS | 4 | 0.7 | Petroleum Liquids | DFO | IC | 8 | 1939 |  |  | (SB) Standby/Backup: available for service but not normally used
998 | City of Augusta - (KS) | 1261 | Augusta Electric Plant No 1 | Electric Utility | KS | 5 | 2.2 | Natural Gas Internal Combustion Engine | NG | IC | 6 | 1956 |  |  | (SB) Standby/Backup: available for service but not normally used
998 | City of Augusta - (KS) | 1261 | Augusta Electric Plant No 1 | Electric Utility | KS | 6 | 2.2 | Natural Gas Internal Combustion Engine | NG | IC | 7 | 1956 |  |  | (SB) Standby/Backup: available for service but not normally used
998 | City of Augusta - (KS) | 1261 | Augusta Electric Plant No 1 | Electric Utility | KS | 7 | 2 | Natural Gas Internal Combustion Engine | NG | IC | 4 | 1964 |  |  | (SB) Standby/Backup: available for service but not normally used
1148 | City of Baldwin City- (KS) | 1262 | Baldwin City Plant No 1 | Electric Utility | KS | 3 | 0.9 | Petroleum Liquids | DFO | IC | 5 | 1956 |  |  | (SB) Standby/Backup: available for service but not normally used
1148 | City of Baldwin City- (KS) | 1262 | Baldwin City Plant No 1 | Electric Utility | KS | 4 | 1.6 | Petroleum Liquids | DFO | IC | 5 | 1970 |  |  | (OP) Operating
1148 | City of Baldwin City- (KS) | 1262 | Baldwin City Plant No 1 | Electric Utility | KS | 5 | 0.9 | Petroleum Liquids | DFO | IC | 10 | 1964 |  |  | (OP) Operating
1148 | City of Baldwin City- (KS) | 1262 | Baldwin City Plant No 1 | Electric Utility | KS | 6 | 0.9 | Petroleum Liquids | DFO | IC | 10 | 1964 |  |  | (OP) Operating
1512 | City of Belleville - (KS) | 1263 | Belleville | Electric Utility | KS | 4 | 1 | Petroleum Liquids | DFO | IC | 1 | 1955 |  |  | (OP) Operating
1512 | City of Belleville - (KS) | 1263 | Belleville | Electric Utility | KS | 5 | 1.7 | Petroleum Liquids | DFO | IC | 1 | 1961 |  |  | (OP) Operating
1512 | City of Belleville - (KS) | 1263 | Belleville | Electric Utility | KS | 6 | 3.7 | Petroleum Liquids | DFO | IC | 1 | 1966 |  |  | (OP) Operating
1512 | City of Belleville - (KS) | 1263 | Belleville | Electric Utility | KS | 7 | 5.1 | Petroleum Liquids | DFO | IC | 1 | 1971 |  |  | (OP) Operating
1512 | City of Belleville - (KS) | 1263 | Belleville | Electric Utility | KS | 8 | 2.8 | Petroleum Liquids | DFO | IC | 1 | 2007 |  |  | (OP) Operating
1525 | City of Beloit - (KS) | 1264 | Beloit | Electric Utility | KS | 1 | 1.1 | Petroleum Liquids | DFO | IC | 7 | 1951 |  |  | (OP) Operating
1525 | City of Beloit - (KS) | 1264 | Beloit | Electric Utility | KS | 2 | 1.1 | Petroleum Liquids | DFO | IC | 7 | 1951 |  |  | (OP) Operating
1525 | City of Beloit - (KS) | 1264 | Beloit | Electric Utility | KS | 3 | 2 | Petroleum Liquids | DFO | IC | 6 | 1961 |  |  | (OP) Operating
1525 | City of Beloit - (KS) | 1264 | Beloit | Electric Utility | KS | 4 | 3 | Petroleum Liquids | DFO | IC | 11 | 1964 |  |  | (OP) Operating
1525 | City of Beloit - (KS) | 1264 | Beloit | Electric Utility | KS | 5 | 0.6 | Petroleum Liquids | DFO | IC | 5 | 1950 |  |  | (OP) Operating
1525 | City of Beloit - (KS) | 1264 | Beloit | Electric Utility | KS | 6 | 3.5 | Petroleum Liquids | DFO | IC | 8 | 1971 |  |  | (OP) Operating
1525 | City of Beloit - (KS) | 1264 | Beloit | Electric Utility | KS | 7 | 5.5 | Petroleum Liquids | DFO | IC | 8 | 1980 |  |  | (OP) Operating
2547 | City of Burlingame - (KS) | 1265 | Burlingame | Electric Utility | KS | 1 | 1 | Natural Gas Internal Combustion Engine | NG | IC | 8 | 1973 |  |  | (OP) Operating
2547 | City of Burlingame - (KS) | 1265 | Burlingame | Electric Utility | KS | 3 | 0.8 | Natural Gas Internal Combustion Engine | NG | IC | 8 | 1963 |  |  | (OP) Operating
2547 | City of Burlingame - (KS) | 1265 | Burlingame | Electric Utility | KS | 4 | 1 | Natural Gas Internal Combustion Engine | NG | IC | 8 | 1969 |  |  | (OP) Operating
2547 | City of Burlingame - (KS) | 1265 | Burlingame | Electric Utility | KS | 5 | 0.8 | Natural Gas Internal Combustion Engine | NG | IC | 1 | 1980 |  |  | (OP) Operating
2551 | City of Burlington - (KS) | 1266 | Burlington (KS) | Electric Utility | KS | 1A | 2 | Petroleum Liquids | DFO | IC | 7 | 2003 |  |  | (SB) Standby/Backup: available for service but not normally used
2551 | City of Burlington - (KS) | 1266 | Burlington (KS) | Electric Utility | KS | 2 | 1.3 | Natural Gas Internal Combustion Engine | NG | IC | 9 | 1962 |  |  | (SB) Standby/Backup: available for service but not normally used
2551 | City of Burlington - (KS) | 1266 | Burlington (KS) | Electric Utility | KS | 4A | 2.3 | Natural Gas Internal Combustion Engine | NG | IC | 6 | 2005 |  |  | (SB) Standby/Backup: available for service but not normally used
2551 | City of Burlington - (KS) | 1266 | Burlington (KS) | Electric Utility | KS | 5 | 1 | Natural Gas Internal Combustion Engine | NG | IC | 7 | 1955 |  |  | (SB) Standby/Backup: available for service but not normally used
2551 | City of Burlington - (KS) | 1266 | Burlington (KS) | Electric Utility | KS | IC6 | 4.8 | Natural Gas Internal Combustion Engine | NG | IC | 7 | 1983 |  |  | (SB) Standby/Backup: available for service but not normally used
3355 | City of Chanute | 1268 | Chanute 2 | Electric Utility | KS | 14 | 42 | Natural Gas Fired Combustion Turbine | NG | GT | 2 | 2002 |  |  | (OP) Operating
3355 | City of Chanute | 1268 | Chanute 2 | Electric Utility | KS | 7 | 2 | Natural Gas Internal Combustion Engine | NG | IC | 8 | 1965 |  |  | (OP) Operating
3355 | City of Chanute | 1268 | Chanute 2 | Electric Utility | KS | 8 | 2 | Natural Gas Internal Combustion Engine | NG | IC | 8 | 1965 |  |  | (OP) Operating
3710 | City of Clay Center - (KS) | 1270 | Clay Center | Electric Utility | KS | 5 | 3 | Natural Gas Steam Turbine | NG | ST | 1 | 1948 |  |  | (OP) Operating
3710 | City of Clay Center - (KS) | 1270 | Clay Center | Electric Utility | KS | 6 | 5 | Natural Gas Steam Turbine | NG | ST | 1 | 1961 |  |  | (OP) Operating
3710 | City of Clay Center - (KS) | 1270 | Clay Center | Electric Utility | KS | IC1 | 0.9 | Natural Gas Internal Combustion Engine | NG | IC | 1 | 1958 |  |  | (OP) Operating
3710 | City of Clay Center - (KS) | 1270 | Clay Center | Electric Utility | KS | IC2 | 2 | Natural Gas Internal Combustion Engine | NG | IC | 1 | 1966 |  |  | (OP) Operating
3710 | City of Clay Center - (KS) | 1270 | Clay Center | Electric Utility | KS | IC3 | 5 | Natural Gas Internal Combustion Engine | NG | IC | 1 | 1972 |  |  | (OP) Operating
3710 | City of Clay Center - (KS) | 1270 | Clay Center | Electric Utility | KS | IC4 | 3.5 | Natural Gas Internal Combustion Engine | NG | IC | 4 | 1996 |  |  | (OP) Operating
3710 | City of Clay Center - (KS) | 1270 | Clay Center | Electric Utility | KS | IC5 | 3.5 | Natural Gas Internal Combustion Engine | NG | IC | 6 | 1996 |  |  | (OP) Operating
3710 | City of Clay Center - (KS) | 1270 | Clay Center | Electric Utility | KS | IC6 | 6.8 | Natural Gas Internal Combustion Engine | NG | IC | 3 | 2005 |  |  | (OP) Operating
3892 | City of Coffeyville - (KS) | 1271 | Coffeyville | Electric Utility | KS | 1 | 2 | Petroleum Liquids | DFO | IC | 4 | 2007 |  |  | (OP) Operating
3892 | City of Coffeyville - (KS) | 1271 | Coffeyville | Electric Utility | KS | 2 | 2 | Petroleum Liquids | DFO | IC | 4 | 2007 |  |  | (OP) Operating
3892 | City of Coffeyville - (KS) | 1271 | Coffeyville | Electric Utility | KS | 6 | 16 | Natural Gas Steam Turbine | NG | ST | 8 | 1956 |  |  | (OP) Operating
3892 | City of Coffeyville - (KS) | 1271 | Coffeyville | Electric Utility | KS | 7 | 37 | Natural Gas Steam Turbine | NG | ST | 6 | 1973 |  |  | (OP) Operating
3913 | City of Colby - (KS) | 1272 | Colby City of | Electric Utility | KS | 3 | 1.8 | Petroleum Liquids | DFO | IC | 7 | 1963 |  |  | (OP) Operating
3913 | City of Colby - (KS) | 1272 | Colby City of | Electric Utility | KS | 4 | 1.2 | Petroleum Liquids | DFO | IC | 8 | 1958 |  |  | (OP) Operating
3913 | City of Colby - (KS) | 1272 | Colby City of | Electric Utility | KS | 5 | 1 | Petroleum Liquids | DFO | IC | 5 | 1958 |  |  | (OP) Operating
3913 | City of Colby - (KS) | 1272 | Colby City of | Electric Utility | KS | 6 | 3.5 | Petroleum Liquids | DFO | IC | 10 | 1971 |  |  | (OP) Operating
3913 | City of Colby - (KS) | 1272 | Colby City of | Electric Utility | KS | 7 | 3.5 | Petroleum Liquids | DFO | IC | 6 | 1971 |  |  | (OP) Operating
3913 | City of Colby - (KS) | 1272 | Colby City of | Electric Utility | KS | 8 | 2.5 | Petroleum Liquids | DFO | IC | 3 | 1965 |  |  | (OP) Operating
5802 | City of Ellinwood - (KS) | 1274 | Ellinwood | Electric Utility | KS | 1 | 1.8 | Petroleum Liquids | DFO | IC | 8 | 1965 |  |  | (OP) Operating |  |  | 0 |  |  | 0
5802 | City of Ellinwood - (KS) | 1274 | Ellinwood | Electric Utility | KS | 2 | 1.3 | Petroleum Liquids | DFO | IC | 6 | 1957 |  |  | (OP) Operating |  |  | 0 |  |  | 0
5802 | City of Ellinwood - (KS) | 1274 | Ellinwood | Electric Utility | KS | 3 | 0.3 | Petroleum Liquids | DFO | IC | 6 | 1948 |  |  | (OP) Operating |  |  | 0 |  |  | 0
5802 | City of Ellinwood - (KS) | 1274 | Ellinwood | Electric Utility | KS | 4 | 1 | Petroleum Liquids | DFO | IC | 7 | 1953 |  |  | (OP) Operating
5802 | City of Ellinwood - (KS) | 1274 | Ellinwood | Electric Utility | KS | 5 | 2.5 | Petroleum Liquids | DFO | IC | 6 | 1971 |  |  | (OP) Operating
5957 | City of Erie - (KS) | 1276 | Erie | Electric Utility | KS | 3 | 0.9 | Petroleum Liquids | DFO | IC | 11 | 1958 |  |  | (OP) Operating
5957 | City of Erie - (KS) | 1276 | Erie | Electric Utility | KS | 6 | 1 | Petroleum Liquids | DFO | IC | 4 | 2005 |  |  | (OP) Operating
5957 | City of Erie - (KS) | 1276 | Erie | Electric Utility | KS | 7 | 1 | Petroleum Liquids | DFO | IC | 4 | 2005 |  |  | (OP) Operating
5957 | City of Erie - (KS) | 1276 | Erie | Electric Utility | KS | 8 | 1 | Petroleum Liquids | DFO | IC | 4 | 2005 |  |  | (OP) Operating
6965 | City of Garnett - (KS) | 1278 | Garnett Municipal | Electric Utility | KS | 1 | 1.3 | Petroleum Liquids | DFO | IC | 1 | 1961 |  |  | (OP) Operating
6965 | City of Garnett - (KS) | 1278 | Garnett Municipal | Electric Utility | KS | 2 | 0.3 | Petroleum Liquids | DFO | IC | 1 | 1930 |  |  | (OP) Operating
6965 | City of Garnett - (KS) | 1278 | Garnett Municipal | Electric Utility | KS | 3 | 1.3 | Petroleum Liquids | DFO | IC | 1 | 1955 |  |  | (OP) Operating
6965 | City of Garnett - (KS) | 1278 | Garnett Municipal | Electric Utility | KS | 4 | 0.8 | Petroleum Liquids | DFO | IC | 1 | 1948 |  |  | (OP) Operating
6965 | City of Garnett - (KS) | 1278 | Garnett Municipal | Electric Utility | KS | 7 | 2.2 | Petroleum Liquids | DFO | IC | 11 | 2000 |  |  | (OP) Operating
6965 | City of Garnett - (KS) | 1278 | Garnett Municipal | Electric Utility | KS | IC5 | 2.1 | Petroleum Liquids | DFO | IC | 1 | 1981 |  |  | (OP) Operating
6965 | City of Garnett - (KS) | 1278 | Garnett Municipal | Electric Utility | KS | IC6 | 2.2 | Petroleum Liquids | DFO | IC | 1 | 1978 |  |  | (OP) Operating
7257 | City of Girard - (KS) | 1279 | Girard | Electric Utility | KS | 1 | 1.1 | Natural Gas Internal Combustion Engine | NG | IC | 9 | 1955 |  |  | (OP) Operating
7257 | City of Girard - (KS) | 1279 | Girard | Electric Utility | KS | 4 | 1.8 | Natural Gas Internal Combustion Engine | NG | IC | 9 | 1962 |  |  | (OP) Operating
7257 | City of Girard - (KS) | 1279 | Girard | Electric Utility | KS | 6 | 3.2 | Natural Gas Internal Combustion Engine | NG | IC | 5 | 1997 |  |  | (OP) Operating
7257 | City of Girard - (KS) | 1279 | Girard | Electric Utility | KS | 7 | 3.4 | Natural Gas Internal Combustion Engine | NG | IC | 4 | 1997 |  |  | (OP) Operating
7374 | City of Goodland - (KS) | 1280 | Goodland | Electric Utility | KS | 10 | 1.8 | Natural Gas Internal Combustion Engine | NG | IC | 7 | 1971 |  |  | (OP) Operating
7374 | City of Goodland - (KS) | 1280 | Goodland | Electric Utility | KS | 11 | 3.5 | Natural Gas Internal Combustion Engine | NG | IC | 9 | 1978 |  |  | (OP) Operating
7374 | City of Goodland - (KS) | 1280 | Goodland | Electric Utility | KS | 12 | 0.8 | Natural Gas Internal Combustion Engine | NG | IC | 5 | 1995 |  |  | (OP) Operating
7374 | City of Goodland - (KS) | 1280 | Goodland | Electric Utility | KS | 13 | 1.1 | Natural Gas Internal Combustion Engine | NG | IC | 5 | 1999 |  |  | (OP) Operating
7374 | City of Goodland - (KS) | 1280 | Goodland | Electric Utility | KS | 3 | 0.7 | Petroleum Liquids | DFO | IC | 3 | 1939 |  |  | (OP) Operating
7374 | City of Goodland - (KS) | 1280 | Goodland | Electric Utility | KS | 6 | 1.8 | Natural Gas Internal Combustion Engine | NG | IC | 7 | 1962 |  |  | (OP) Operating
7374 | City of Goodland - (KS) | 1280 | Goodland | Electric Utility | KS | 7 | 1.8 | Natural Gas Internal Combustion Engine | NG | IC | 2 | 1966 |  |  | (OP) Operating
7374 | City of Goodland - (KS) | 1280 | Goodland | Electric Utility | KS | 8 | 4.6 | Natural Gas Internal Combustion Engine | NG | IC | 5 | 1975 |  |  | (OP) Operating
8490 | City of Herington - (KS) | 1283 | Herington | Electric Utility | KS | 4B | 1.5 | Petroleum Liquids | DFO | IC | 7 | 2001 |  |  | (SB) Standby/Backup: available for service but not normally used
8599 | City of Hill City | 1285 | Hill City | Electric Utility | KS | 1 | 1.1 | Natural Gas Internal Combustion Engine | NG | IC | 3 | 1962 |  |  | (OP) Operating
8599 | City of Hill City | 1285 | Hill City | Electric Utility | KS | 2 | 1.1 | Natural Gas Internal Combustion Engine | NG | IC | 3 | 1962 |  |  | (OP) Operating
8599 | City of Hill City | 1285 | Hill City | Electric Utility | KS | 3 | 0.6 | Natural Gas Internal Combustion Engine | NG | IC | 5 | 1952 |  |  | (OP) Operating
8599 | City of Hill City | 1285 | Hill City | Electric Utility | KS | 4 | 1 | Natural Gas Internal Combustion Engine | NG | IC | 8 | 1967 |  |  | (OP) Operating
8599 | City of Hill City | 1285 | Hill City | Electric Utility | KS | 5 | 1.2 | Natural Gas Internal Combustion Engine | NG | IC | 10 | 1974 |  |  | (OP) Operating
8599 | City of Hill City | 1285 | Hill City | Electric Utility | KS | 6 | 1.2 | Natural Gas Internal Combustion Engine | NG | IC | 12 | 1974 |  |  | (OP) Operating
8703 | City of Hoisington - (KS) | 1286 | Hoisington | Electric Utility | KS | 2A | 1.1 | Petroleum Liquids | DFO | IC | 9 | 1996 |  |  | (OP) Operating
8703 | City of Hoisington - (KS) | 1286 | Hoisington | Electric Utility | KS | 6 | 2 | Natural Gas Internal Combustion Engine | NG | IC | 8 | 1961 |  |  | (OP) Operating
8703 | City of Hoisington - (KS) | 1286 | Hoisington | Electric Utility | KS | 7 | 4 | Natural Gas Internal Combustion Engine | NG | IC | 8 | 1966 |  |  | (OP) Operating
8703 | City of Hoisington - (KS) | 1286 | Hoisington | Electric Utility | KS | 8 | 7 | Natural Gas Internal Combustion Engine | NG | IC | 6 | 1981 |  |  | (OP) Operating
8770 | City of Holton - (KS) | 1287 | Holton | Electric Utility | KS | 10 | 1.8 | Petroleum Liquids | DFO | IC | 8 | 1970 |  |  | (OP) Operating
8770 | City of Holton - (KS) | 1287 | Holton | Electric Utility | KS | 11 | 2.2 | Petroleum Liquids | DFO | IC | 1 | 1994 |  |  | (OP) Operating
8770 | City of Holton - (KS) | 1287 | Holton | Electric Utility | KS | 12 | 3 | Natural Gas Internal Combustion Engine | NG | IC | 5 | 2001 |  |  | (OP) Operating
8770 | City of Holton - (KS) | 1287 | Holton | Electric Utility | KS | 13 | 3 | Natural Gas Internal Combustion Engine | NG | IC | 5 | 2001 |  |  | (OP) Operating
8770 | City of Holton - (KS) | 1287 | Holton | Electric Utility | KS | 6 | 1.4 | Petroleum Liquids | DFO | IC | 2 | 1958 |  |  | (OP) Operating
8770 | City of Holton - (KS) | 1287 | Holton | Electric Utility | KS | 7 | 2.4 | Petroleum Liquids | DFO | IC | 5 | 1963 |  |  | (OP) Operating
8770 | City of Holton - (KS) | 1287 | Holton | Electric Utility | KS | 8 | 3.8 | Petroleum Liquids | DFO | IC | 6 | 1969 |  |  | (OP) Operating
8770 | City of Holton - (KS) | 1287 | Holton | Electric Utility | KS | 9 | 1.8 | Petroleum Liquids | DFO | IC | 8 | 1970 |  |  | (OP) Operating
9418 | City of Iola - (KS) | 1291 | Iola | Electric Utility | KS | 1 | 5 | Natural Gas Internal Combustion Engine | NG | IC | 8 | 1998 |  |  | (OP) Operating
9418 | City of Iola - (KS) | 1291 | Iola | Electric Utility | KS | 10 | 2.9 | Petroleum Liquids | DFO | IC | 6 | 1981 |  |  | (OP) Operating
9418 | City of Iola - (KS) | 1291 | Iola | Electric Utility | KS | 2 | 5 | Natural Gas Internal Combustion Engine | NG | IC | 6 | 2000 |  |  | (OP) Operating
9418 | City of Iola - (KS) | 1291 | Iola | Electric Utility | KS | 6 | 2.9 | Petroleum Liquids | DFO | IC | 5 | 1969 |  |  | (OP) Operating
9418 | City of Iola - (KS) | 1291 | Iola | Electric Utility | KS | 7 | 2.9 | Petroleum Liquids | DFO | IC | 5 | 1971 |  |  | (OP) Operating
9418 | City of Iola - (KS) | 1291 | Iola | Electric Utility | KS | 8 | 2.9 | Petroleum Liquids | DFO | IC | 2 | 1976 |  |  | (OP) Operating
9418 | City of Iola - (KS) | 1291 | Iola | Electric Utility | KS | 9 | 2.9 | Petroleum Liquids | DFO | IC | 6 | 1977 |  |  | (OP) Operating
9996 | City of Kansas City - (KS) | 1294 | Kaw | Electric Utility | KS | 1 | 41.9 | Natural Gas Steam Turbine | NG | ST | 6 | 1955 |  |  | (OS) Out of service and NOT expected to return to service in next calendar year
9996 | City of Kansas City - (KS) | 1294 | Kaw | Electric Utility | KS | 2 | 41.9 | Natural Gas Steam Turbine | NG | ST | 4 | 1957 |  |  | (OS) Out of service and NOT expected to return to service in next calendar year
9996 | City of Kansas City - (KS) | 1294 | Kaw | Electric Utility | KS | 3 | 56.5 | Natural Gas Steam Turbine | NG | ST | 5 | 1962 |  |  | (OS) Out of service and NOT expected to return to service in next calendar year
9996 | City of Kansas City - (KS) | 1295 | Quindaro | Electric Utility | KS | GT1 | 13 | Natural Gas Fired Combustion Turbine | NG | GT | 6 | 1969 |  |  | (OP) Operating
9996 | City of Kansas City - (KS) | 1295 | Quindaro | Electric Utility | KS | GT2 | 56 | Petroleum Liquids | DFO | GT | 7 | 1974 |  |  | (OP) Operating
9996 | City of Kansas City - (KS) | 1295 | Quindaro | Electric Utility | KS | GT3 | 46 | Petroleum Liquids | DFO | GT | 8 | 1977 |  |  | (OP) Operating
9996 | City of Kansas City - (KS) | 1295 | Quindaro | Electric Utility | KS | ST1 | 72 | Conventional Steam Coal | SUB | ST | 5 | 1965 |  |  | (OP) Operating
9996 | City of Kansas City - (KS) | 1295 | Quindaro | Electric Utility | KS | ST2 | 85 | Conventional Steam Coal | SUB | ST | 12 | 1971 |  |  | (OP) Operating
10321 | City of Kingman - (KS) | 1296 | Kingman Municipal Power and Light Plant | Electric Utility | KS | 2 | 1.9 | Natural Gas Internal Combustion Engine | NG | IC | 4 | 1962 |  |  | (SB) Standby/Backup: available for service but not normally used
10321 | City of Kingman - (KS) | 1296 | Kingman Municipal Power and Light Plant | Electric Utility | KS | 4 | 1.9 | Natural Gas Internal Combustion Engine | NG | IC | 6 | 1977 |  |  | (OP) Operating
10321 | City of Kingman - (KS) | 1296 | Kingman Municipal Power and Light Plant | Electric Utility | KS | 6 | 3.4 | Natural Gas Internal Combustion Engine | NG | IC | 9 | 1969 |  |  | (OP) Operating
10321 | City of Kingman - (KS) | 1296 | Kingman Municipal Power and Light Plant | Electric Utility | KS | 7 | 2.1 | Natural Gas Internal Combustion Engine | NG | IC | 11 | 1979 |  |  | (OP) Operating
10321 | City of Kingman - (KS) | 1296 | Kingman Municipal Power and Light Plant | Electric Utility | KS | 8 | 2.4 | Natural Gas Internal Combustion Engine | NG | IC | 6 | 1984 |  |  | (OP) Operating
10321 | City of Kingman - (KS) | 1296 | Kingman Municipal Power and Light Plant | Electric Utility | KS | 9 | 6.3 | Natural Gas Internal Combustion Engine | NG | IC | 12 | 1993 |  |  | (OP) Operating
10559 | City of La Crosse - (KS) | 1297 | La Crosse | Electric Utility | KS | 1 | 0.7 | Petroleum Liquids | DFO | IC | 11 | 1962 |  |  | (OP) Operating | [5 empty] | 0
10559 | City of La Crosse - (KS) | 1297 | La Crosse | Electric Utility | KS | 2 | 0.9 | Petroleum Liquids | DFO | IC | 12 | 1964 |  |  | (OP) Operating | [5 empty] | 0
10559 | City of La Crosse - (KS) | 1297 | La Crosse | Electric Utility | KS | 5 | 1.5 | Petroleum Liquids | DFO | IC | 1 | 1969 |  |  | (OP) Operating
10559 | City of La Crosse - (KS) | 1297 | La Crosse | Electric Utility | KS | 6 | 1.5 | Petroleum Liquids | DFO | IC | 12 | 1975 |  |  | (OP) Operating
10713 | City of Larned - (KS) | 1299 | Larned | Electric Utility | KS | CAT | 2 | Petroleum Liquids | DFO | IC | 4 | 2004 |  |  | (OP) Operating
10713 | City of Larned - (KS) | 1299 | Larned | Electric Utility | KS | CAT1 | 2 | Petroleum Liquids | DFO | IC | 4 | 2004 |  |  | (OP) Operating
10713 | City of Larned - (KS) | 1299 | Larned | Electric Utility | KS | CAT2 | 2 | Petroleum Liquids | DFO | IC | 4 | 2004 |  |  | (OP) Operating
10713 | City of Larned - (KS) | 1299 | Larned | Electric Utility | KS | CAT3 | 2 | Petroleum Liquids | DFO | IC | 4 | 2004 |  |  | (OP) Operating
10713 | City of Larned - (KS) | 1299 | Larned | Electric Utility | KS | CAT4 | 2 | Petroleum Liquids | DFO | IC | 4 | 2004 |  |  | (OP) Operating
10713 | City of Larned - (KS) | 1299 | Larned | Electric Utility | KS | IC5 | 6 | Petroleum Liquids | DFO | IC | 12 | 1976 |  |  | (OP) Operating
11017 | City of Lincoln Center - (KS) | 1300 | Lincoln | Electric Utility | KS | 1 | 1.1 | Natural Gas Internal Combustion Engine | NG | IC | 8 | 1964 |  |  | (OP) Operating
11017 | City of Lincoln Center - (KS) | 1300 | Lincoln | Electric Utility | KS | 2 | 1.1 | Natural Gas Internal Combustion Engine | NG | IC | 8 | 1964 |  |  | (OP) Operating
11017 | City of Lincoln Center - (KS) | 1300 | Lincoln | Electric Utility | KS | 4 | 0.6 | Natural Gas Internal Combustion Engine | NG | IC | 1 | 1958 |  |  | (OP) Operating
11017 | City of Lincoln Center - (KS) | 1300 | Lincoln | Electric Utility | KS | 5 | 1.1 | Natural Gas Internal Combustion Engine | NG | IC | 1 | 1960 |  |  | (OP) Operating
11017 | City of Lincoln Center - (KS) | 1300 | Lincoln | Electric Utility | KS | 6 | 2.2 | Natural Gas Internal Combustion Engine | NG | IC | 8 | 1979 |  |  | (OP) Operating
11017 | City of Lincoln Center - (KS) | 1300 | Lincoln | Electric Utility | KS | 7 | 3 | Natural Gas Internal Combustion Engine | NG | IC | 8 | 1974 |  |  | (OP) Operating
12208 | City of McPherson - (KS) | 1305 | McPherson 2 | Electric Utility | KS | GT1 | 52 | Natural Gas Fired Combustion Turbine | NG | GT | 6 | 1973 |  |  | (OP) Operating
12208 | City of McPherson - (KS) | 1305 | McPherson 2 | Electric Utility | KS | GT2 | 52.1 | Petroleum Liquids | DFO | GT | 6 | 1976 |  |  | (OP) Operating
12208 | City of McPherson - (KS) | 1305 | McPherson 2 | Electric Utility | KS | GT3 | 52 | Natural Gas Fired Combustion Turbine | NG | GT | 6 | 1979 |  |  | (OP) Operating
12242 | City of Meade - (KS) | 1306 | Meade | Electric Utility | KS | 2 | 0.8 | Natural Gas Internal Combustion Engine | NG | IC | 1 | 1951 |  |  | (OP) Operating
12242 | City of Meade - (KS) | 1306 | Meade | Electric Utility | KS | 3 | 1.1 | Natural Gas Internal Combustion Engine | NG | IC | 1 | 1957 |  |  | (OP) Operating
12242 | City of Meade - (KS) | 1306 | Meade | Electric Utility | KS | 4 | 1.3 | Natural Gas Internal Combustion Engine | NG | IC | 1 | 1961 |  |  | (OP) Operating
12242 | City of Meade - (KS) | 1306 | Meade | Electric Utility | KS | 5 | 1.7 | Petroleum Liquids | DFO | IC | 1 | 1965 |  |  | (OP) Operating
12242 | City of Meade - (KS) | 1306 | Meade | Electric Utility | KS | 6 | 1.9 | Natural Gas Internal Combustion Engine | NG | IC | 1 | 1972 |  |  | (OP) Operating
21533 | City of Minneapolis - (KS) | 1307 | Minneapolis City of | Electric Utility | KS | 3 | 1.2 | Natural Gas Internal Combustion Engine | NG | IC | 12 | 1961 |  |  | (OP) Operating
21533 | City of Minneapolis - (KS) | 1307 | Minneapolis City of | Electric Utility | KS | 4 | 0.5 | Natural Gas Internal Combustion Engine | NG | IC | 4 | 1955 |  |  | (OP) Operating
21533 | City of Minneapolis - (KS) | 1307 | Minneapolis City of | Electric Utility | KS | 5 | 1.8 | Natural Gas Internal Combustion Engine | NG | IC | 9 | 1966 |  |  | (OP) Operating
21533 | City of Minneapolis - (KS) | 1307 | Minneapolis City of | Electric Utility | KS | 6 | 2.7 | Natural Gas Internal Combustion Engine | NG | IC | 2 | 1972 |  |  | (OP) Operating
21533 | City of Minneapolis - (KS) | 1307 | Minneapolis City of | Electric Utility | KS | 7 | 1.8 | Petroleum Liquids | DFO | IC | 5 | 1989 |  |  | (OP) Operating
13095 | City of Mulvane - (KS) | 1308 | Mulvane Power Plant | Electric Utility | KS | 1 | 0.2 | Petroleum Liquids | DFO | IC | 8 | 1949 |  |  | (OP) Operating
13095 | City of Mulvane - (KS) | 1308 | Mulvane Power Plant | Electric Utility | KS | 2 | 0.2 | Petroleum Liquids | DFO | IC | 8 | 1945 |  |  | (OP) Operating
13095 | City of Mulvane - (KS) | 1308 | Mulvane Power Plant | Electric Utility | KS | 3 | 1.2 | Natural Gas Internal Combustion Engine | NG | IC | 8 | 1963 |  |  | (OP) Operating
13095 | City of Mulvane - (KS) | 1308 | Mulvane Power Plant | Electric Utility | KS | 4 | 1.2 | Natural Gas Internal Combustion Engine | NG | IC | 5 | 1958 |  |  | (OP) Operating
13095 | City of Mulvane - (KS) | 1308 | Mulvane Power Plant | Electric Utility | KS | 5 | 0.6 | Petroleum Liquids | DFO | IC | 11 | 1955 |  |  | (OP) Operating
13095 | City of Mulvane - (KS) | 1308 | Mulvane Power Plant | Electric Utility | KS | 6 | 1.9 | Natural Gas Internal Combustion Engine | NG | IC | 11 | 1967 |  |  | (OP) Operating
13095 | City of Mulvane - (KS) | 1308 | Mulvane Power Plant | Electric Utility | KS | 7 | 0.6 | Petroleum Liquids | DFO | IC | 10 | 2004 |  |  | (OP) Operating
13095 | City of Mulvane - (KS) | 1308 | Mulvane Power Plant | Electric Utility | KS | 8 | 0.5 | Petroleum Liquids | DFO | IC | 10 | 2004 |  |  | (OP) Operating
13948 | City of Oberlin - (KS) | 1312 | Oberlin (KS) | Electric Utility | KS | 1 | 0.9 | Natural Gas Internal Combustion Engine | NG | IC | 1 | 1956 |  |  | (SB) Standby/Backup: available for service but not normally used
13948 | City of Oberlin - (KS) | 1312 | Oberlin (KS) | Electric Utility | KS | 2 | 0.6 | Natural Gas Internal Combustion Engine | NG | IC | 1 | 1954 |  |  | (SB) Standby/Backup: available for service but not normally used
13948 | City of Oberlin - (KS) | 1312 | Oberlin (KS) | Electric Utility | KS | 4 | 1.2 | Natural Gas Internal Combustion Engine | NG | IC | 10 | 1967 |  |  | (SB) Standby/Backup: available for service but not normally used
13948 | City of Oberlin - (KS) | 1312 | Oberlin (KS) | Electric Utility | KS | 5 | 1.3 | Natural Gas Internal Combustion Engine | NG | IC | 8 | 1973 |  |  | (SB) Standby/Backup: available for service but not normally used
13948 | City of Oberlin - (KS) | 1312 | Oberlin (KS) | Electric Utility | KS | 6 | 1.2 | Natural Gas Internal Combustion Engine | NG | IC | 8 | 1963 |  |  | (SB) Standby/Backup: available for service but not normally used
14199 | City of Osage City - (KS) | 1313 | Osage City | Electric Utility | KS | 1 | 0.9 | Natural Gas Internal Combustion Engine | NG | IC | 9 | 1955 |  |  | (OP) Operating
14199 | City of Osage City - (KS) | 1313 | Osage City | Electric Utility | KS | 10 | 0.7 | Petroleum Liquids | DFO | IC | 6 | 2001 |  |  | (OP) Operating
14199 | City of Osage City - (KS) | 1313 | Osage City | Electric Utility | KS | 2 | 1.1 | Natural Gas Internal Combustion Engine | NG | IC | 9 | 1960 |  |  | (OP) Operating
14199 | City of Osage City - (KS) | 1313 | Osage City | Electric Utility | KS | 4 | 1.9 | Natural Gas Internal Combustion Engine | NG | IC | 9 | 1967 |  |  | (OP) Operating
14199 | City of Osage City - (KS) | 1313 | Osage City | Electric Utility | KS | 5 | 1.9 | Natural Gas Internal Combustion Engine | NG | IC | 9 | 1970 |  |  | (OP) Operating
14199 | City of Osage City - (KS) | 1313 | Osage City | Electric Utility | KS | 7 | 1.5 | Natural Gas Internal Combustion Engine | NG | IC | 6 | 1984 |  |  | (OP) Operating
14199 | City of Osage City - (KS) | 1313 | Osage City | Electric Utility | KS | 8 | 0.7 | Petroleum Liquids | DFO | IC | 6 | 2001 |  |  | (OP) Operating
14199 | City of Osage City - (KS) | 1313 | Osage City | Electric Utility | KS | IC3 | 1.9 | Natural Gas Internal Combustion Engine | NG | IC | 5 | 2011 |  |  | (OP) Operating
14199 | City of Osage City - (KS) | 1313 | Osage City | Electric Utility | KS | IC6 | 0.9 | Natural Gas Internal Combustion Engine | NG | IC | 7 | 1983 |  |  | (OP) Operating
14203 | City of Osawatomie - (KS) | 1314 | Osawatomie City of | Electric Utility | KS | 2 | 1.8 | Petroleum Liquids | DFO | IC | 2 | 1957 |  |  | (SB) Standby/Backup: available for service but not normally used
14203 | City of Osawatomie - (KS) | 1314 | Osawatomie City of | Electric Utility | KS | 4 | 1 | Petroleum Liquids | DFO | IC | 10 | 1950 |  |  | (SB) Standby/Backup: available for service but not normally used
14203 | City of Osawatomie - (KS) | 1314 | Osawatomie City of | Electric Utility | KS | 5 | 2.8 | Petroleum Liquids | DFO | IC | 5 | 1966 |  |  | (SB) Standby/Backup: available for service but not normally used
14214 | City of Osborne - (KS) | 1315 | Osborne | Electric Utility | KS | 1 | 1.8 | Petroleum Liquids | DFO | IC | 6 | 1967 |  |  | (SB) Standby/Backup: available for service but not normally used
14214 | City of Osborne - (KS) | 1315 | Osborne | Electric Utility | KS | 2 | 1.8 | Petroleum Liquids | DFO | IC | 6 | 1963 |  |  | (SB) Standby/Backup: available for service but not normally used
14214 | City of Osborne - (KS) | 1315 | Osborne | Electric Utility | KS | 3 | 0.7 | Petroleum Liquids | DFO | IC | 6 | 1957 |  |  | (SB) Standby/Backup: available for service but not normally used
14214 | City of Osborne - (KS) | 1315 | Osborne | Electric Utility | KS | 6 | 0.5 | Natural Gas Internal Combustion Engine | NG | IC | 4 | 1992 |  |  | (SB) Standby/Backup: available for service but not normally used
14214 | City of Osborne - (KS) | 1315 | Osborne | Electric Utility | KS | 7 | 0.5 | Natural Gas Internal Combustion Engine | NG | IC | 4 | 1992 |  |  | (SB) Standby/Backup: available for service but not normally used
14214 | City of Osborne - (KS) | 1315 | Osborne | Electric Utility | KS | 8 | 0.7 | Natural Gas Internal Combustion Engine | NG | IC | 9 | 1994 |  |  | (SB) Standby/Backup: available for service but not normally used
14229 | City of Ottawa - (KS) | 1316 | Ottawa | Electric Utility | KS | GT1 | 8 | Natural Gas Fired Combustion Turbine | NG | GT | 12 | 1967 |  |  | (OP) Operating
14229 | City of Ottawa - (KS) | 1316 | Ottawa | Electric Utility | KS | IC3 | 3.2 | Natural Gas Internal Combustion Engine | NG | IC | 5 | 1962 |  |  | (OP) Operating
14229 | City of Ottawa - (KS) | 1316 | Ottawa | Electric Utility | KS | IC4 | 3 | Natural Gas Internal Combustion Engine | NG | IC | 12 | 1958 |  |  | (OP) Operating
14229 | City of Ottawa - (KS) | 1316 | Ottawa | Electric Utility | KS | IC6 | 5.9 | Natural Gas Internal Combustion Engine | NG | IC | 5 | 1981 |  |  | (OP) Operating
14229 | City of Ottawa - (KS) | 1316 | Ottawa | Electric Utility | KS | IC7 | 5.9 | Natural Gas Internal Combustion Engine | NG | IC | 5 | 1981 |  |  | (OP) Operating
15321 | City of Pratt- (KS) | 1317 | Pratt | Electric Utility | KS | 5 | 13 | Natural Gas Steam Turbine | NG | ST | 1 | 1965 |  |  | (OP) Operating
15321 | City of Pratt- (KS) | 1317 | Pratt | Electric Utility | KS | IC1 | 1.5 | Petroleum Liquids | DFO | IC | 1 | 1958 |  |  | (OP) Operating
16440 | City of Russell - (KS) | 1319 | Russell Downtown | Electric Utility | KS | 11 | 3.2 | Natural Gas Internal Combustion Engine | NG | IC | 11 | 1994 |  |  | (OP) Operating
16440 | City of Russell - (KS) | 1319 | Russell Downtown | Electric Utility | KS | 12 | 3.2 | Natural Gas Internal Combustion Engine | NG | IC | 11 | 1994 |  |  | (OP) Operating
16440 | City of Russell - (KS) | 1319 | Russell Downtown | Electric Utility | KS | 7 | 3 | Natural Gas Internal Combustion Engine | NG | IC | 2 | 1971 |  |  | (OP) Operating
16440 | City of Russell - (KS) | 1319 | Russell Downtown | Electric Utility | KS | 8 | 2.5 | Petroleum Liquids | DFO | IC | 8 | 1978 |  |  | (OP) Operating
16440 | City of Russell - (KS) | 1319 | Russell Downtown | Electric Utility | KS | 9 | 2.5 | Petroleum Liquids | DFO | IC | 8 | 1981 |  |  | (OP) Operating
16518 | City of Sabetha - (KS) | 1320 | Sabetha Power Plant | Electric Utility | KS | 11 | 2.7 | Petroleum Liquids | DFO | IC | 9 | 1992 |  |  | (OP) Operating
16518 | City of Sabetha - (KS) | 1320 | Sabetha Power Plant | Electric Utility | KS | 12 | 4.1 | Natural Gas Internal Combustion Engine | NG | IC | 1 | 2001 |  |  | (OP) Operating
16518 | City of Sabetha - (KS) | 1320 | Sabetha Power Plant | Electric Utility | KS | 2 | 1.2 | Petroleum Liquids | DFO | IC | 8 | 1957 |  |  | (OP) Operating
16518 | City of Sabetha - (KS) | 1320 | Sabetha Power Plant | Electric Utility | KS | 3 | 0.6 | Petroleum Liquids | DFO | IC | 8 | 1947 |  |  | (OP) Operating
16518 | City of Sabetha - (KS) | 1320 | Sabetha Power Plant | Electric Utility | KS | 4 | 0.7 | Petroleum Liquids | DFO | IC | 8 | 1950 |  |  | (OP) Operating
16518 | City of Sabetha - (KS) | 1320 | Sabetha Power Plant | Electric Utility | KS | 5 | 1.2 | Petroleum Liquids | DFO | IC | 8 | 1961 |  |  | (OP) Operating
16518 | City of Sabetha - (KS) | 1320 | Sabetha Power Plant | Electric Utility | KS | 6 | 1.2 | Petroleum Liquids | DFO | IC | 8 | 1967 |  |  | (OP) Operating
16518 | City of Sabetha - (KS) | 1320 | Sabetha Power Plant | Electric Utility | KS | 7 | 1.8 | Petroleum Liquids | DFO | IC | 8 | 1970 |  |  | (OP) Operating
16518 | City of Sabetha - (KS) | 1320 | Sabetha Power Plant | Electric Utility | KS | 8 | 2.1 | Petroleum Liquids | DFO | IC | 8 | 1978 |  |  | (OP) Operating
16518 | City of Sabetha - (KS) | 1320 | Sabetha Power Plant | Electric Utility | KS | IC10 | 2.1 | Petroleum Liquids | DFO | IC | 7 | 1990 |  |  | (OP) Operating
16518 | City of Sabetha - (KS) | 1320 | Sabetha Power Plant | Electric Utility | KS | IC9 | 1 | Petroleum Liquids | DFO | IC | 6 | 1985 |  |  | (OP) Operating
17872 | City of St Francis - (KS) | 1321 | St Francis | Electric Utility | KS | 2 | 1.5 | Petroleum Liquids | DFO | IC | 8 | 1964 |  |  | (OP) Operating
17872 | City of St Francis - (KS) | 1321 | St Francis | Electric Utility | KS | 3 | 0.8 | Petroleum Liquids | DFO | IC | 11 | 1960 |  |  | (OP) Operating
17872 | City of St Francis - (KS) | 1321 | St Francis | Electric Utility | KS | 4 | 2.7 | Petroleum Liquids | DFO | IC | 10 | 1972 |  |  | (OP) Operating
17872 | City of St Francis - (KS) | 1321 | St Francis | Electric Utility | KS | 5 | 0.9 | Petroleum Liquids | DFO | IC | 8 | 1953 |  |  | (OP) Operating
17879 | City of St. John - (KS) | 1322 | St John | Electric Utility | KS | 2 | 1.3 | Petroleum Liquids | DFO | IC | 6 | 2002 |  |  | (OP) Operating
17879 | City of St. John - (KS) | 1322 | St John | Electric Utility | KS | 4 | 1.7 | Petroleum Liquids | DFO | IC | 9 | 1965 |  |  | (OP) Operating
17879 | City of St. John - (KS) | 1322 | St John | Electric Utility | KS | 5 | 2 | Petroleum Liquids | DFO | IC | 12 | 1982 |  |  | (OP) Operating
16988 | City of Sharon Springs - (KS) | 1324 | Sharon Spring | Electric Utility | KS | 1 | 0.9 | Natural Gas Internal Combustion Engine | NG | IC | 11 | 1970 |  |  | (OP) Operating
16988 | City of Sharon Springs - (KS) | 1324 | Sharon Spring | Electric Utility | KS | 2 | 1 | Natural Gas Internal Combustion Engine | NG | IC | 8 | 1964 |  |  | (OP) Operating
16988 | City of Sharon Springs - (KS) | 1324 | Sharon Spring | Electric Utility | KS | 3 | 0.4 | Natural Gas Internal Combustion Engine | NG | IC | 7 | 1958 |  |  | (OP) Operating
16988 | City of Sharon Springs - (KS) | 1324 | Sharon Spring | Electric Utility | KS | 4 | 0.6 | Natural Gas Internal Combustion Engine | NG | IC | 8 | 1951 |  |  | (OP) Operating
17924 | City of Stafford - (KS) | 1325 | Stafford | Electric Utility | KS | 2 | 0.9 | Petroleum Liquids | DFO | IC | 2 | 1953 |  |  | (OP) Operating
17924 | City of Stafford - (KS) | 1325 | Stafford | Electric Utility | KS | 3 | 0.8 | Petroleum Liquids | DFO | IC | 8 | 1958 |  |  | (OP) Operating
17924 | City of Stafford - (KS) | 1325 | Stafford | Electric Utility | KS | 4 | 1.4 | Petroleum Liquids | DFO | IC | 7 | 1973 |  |  | (OP) Operating
17924 | City of Stafford - (KS) | 1325 | Stafford | Electric Utility | KS | 5 | 1.1 | Petroleum Liquids | DFO | IC | 5 | 1983 |  |  | (OP) Operating
18086 | City of Sterling - (KS) | 1326 | Sterling | Electric Utility | KS | 1 | 1.3 | Petroleum Liquids | DFO | IC | 8 | 1962 |  |  | (OP) Operating
18086 | City of Sterling - (KS) | 1326 | Sterling | Electric Utility | KS | 2 | 0.4 | Petroleum Liquids | DFO | IC | 8 | 1950 |  |  | (OP) Operating
18086 | City of Sterling - (KS) | 1326 | Sterling | Electric Utility | KS | 3 | 2.2 | Petroleum Liquids | DFO | IC | 11 | 1972 |  |  | (OP) Operating
18086 | City of Sterling - (KS) | 1326 | Sterling | Electric Utility | KS | 4 | 0.8 | Petroleum Liquids | DFO | IC | 7 | 1955 |  |  | (OP) Operating
18086 | City of Sterling - (KS) | 1326 | Sterling | Electric Utility | KS | 5 | 1.2 | Petroleum Liquids | DFO | IC | 6 | 2002 |  |  | (OP) Operating
18086 | City of Sterling - (KS) | 1326 | Sterling | Electric Utility | KS | 6 | 1.2 | Petroleum Liquids | DFO | IC | 6 | 2002 |  |  | (OP) Operating
18086 | City of Sterling - (KS) | 1326 | Sterling | Electric Utility | KS | 7 | 1.2 | Petroleum Liquids | DFO | IC | 6 | 2002 |  |  | (OP) Operating
18137 | City of Stockton - (KS) | 1327 | Stockton | Electric Utility | KS | 1 | 1 | Natural Gas Internal Combustion Engine | NG | IC | 7 | 1967 |  |  | (OP) Operating
18137 | City of Stockton - (KS) | 1327 | Stockton | Electric Utility | KS | 2 | 1 | Natural Gas Internal Combustion Engine | NG | IC | 5 | 1962 |  |  | (OP) Operating
18137 | City of Stockton - (KS) | 1327 | Stockton | Electric Utility | KS | 3 | 1.7 | Natural Gas Internal Combustion Engine | NG | IC | 7 | 1971 |  |  | (OP) Operating
18137 | City of Stockton - (KS) | 1327 | Stockton | Electric Utility | KS | 4 | 0.5 | Natural Gas Internal Combustion Engine | NG | IC | 5 | 1951 |  |  | (OP) Operating
18137 | City of Stockton - (KS) | 1327 | Stockton | Electric Utility | KS | 5 | 1.2 | Natural Gas Internal Combustion Engine | NG | IC | 7 | 1955 |  |  | (OP) Operating
20069 | City of Wamego - (KS) | 1328 | Wamego | Electric Utility | KS | 1 | 1.3 | Natural Gas Internal Combustion Engine | NG | IC | 9 | 1963 |  |  | (OP) Operating
20069 | City of Wamego - (KS) | 1328 | Wamego | Electric Utility | KS | 3 | 1.3 | Natural Gas Internal Combustion Engine | NG | IC | 6 | 1972 |  |  | (OP) Operating
20069 | City of Wamego - (KS) | 1328 | Wamego | Electric Utility | KS | 4 | 1.1 | Natural Gas Internal Combustion Engine | NG | IC | 8 | 1956 |  |  | (OP) Operating
20069 | City of Wamego - (KS) | 1328 | Wamego | Electric Utility | KS | 5 | 1.8 | Natural Gas Internal Combustion Engine | NG | IC | 1 | 1967 |  |  | (OP) Operating
20069 | City of Wamego - (KS) | 1328 | Wamego | Electric Utility | KS | 6 | 2.2 | Natural Gas Internal Combustion Engine | NG | IC | 8 | 1979 |  |  | (OP) Operating
20069 | City of Wamego - (KS) | 1328 | Wamego | Electric Utility | KS | 7 | 1.3 | Natural Gas Internal Combustion Engine | NG | IC | 6 | 1996 |  |  | (OP) Operating
20069 | City of Wamego - (KS) | 1328 | Wamego | Electric Utility | KS | 8 | 1.3 | Natural Gas Internal Combustion Engine | NG | IC | 6 | 1996 |  |  | (OP) Operating
20069 | City of Wamego - (KS) | 1328 | Wamego | Electric Utility | KS | 9 | 1.3 | Natural Gas Internal Combustion Engine | NG | IC | 6 | 1996 |  |  | (OP) Operating
20141 | City of Washington - (KS) | 1329 | Washington | Electric Utility | KS | 1 | 1 | Petroleum Liquids | DFO | IC | 8 | 1963 |  |  | (OP) Operating
20141 | City of Washington - (KS) | 1329 | Washington | Electric Utility | KS | 2 | 0.8 | Petroleum Liquids | DFO | IC | 4 | 1958 |  |  | (OP) Operating
20141 | City of Washington - (KS) | 1329 | Washington | Electric Utility | KS | 3 | 0.7 | Petroleum Liquids | DFO | IC | 6 | 1978 |  |  | (OP) Operating
20141 | City of Washington - (KS) | 1329 | Washington | Electric Utility | KS | 5 | 0.4 | Petroleum Liquids | DFO | IC | 11 | 1953 |  |  | (OP) Operating
20141 | City of Washington - (KS) | 1329 | Washington | Electric Utility | KS | 6 | 1.3 | Petroleum Liquids | DFO | IC | 4 | 1967 |  |  | (OP) Operating
20141 | City of Washington - (KS) | 1329 | Washington | Electric Utility | KS | 7 | 0.9 | Petroleum Liquids | DFO | IC | 1 | 1976 |  |  | (OP) Operating
20141 | City of Washington - (KS) | 1329 | Washington | Electric Utility | KS | IC4 | 2.3 | Petroleum Liquids | DFO | IC | 12 | 1986 |  |  | (OP) Operating
20315 | City of Wellington - (KS) | 1330 | Wellington 1 | Electric Utility | KS | 4 | 19.5 | Natural Gas Steam Turbine | NG | ST | 8 | 1972 |  |  | (OP) Operating
20315 | City of Wellington - (KS) | 1330 | Wellington 1 | Electric Utility | KS | 7 | 2 | Petroleum Liquids | DFO | IC | 2 | 2004 |  |  | (OP) Operating
20315 | City of Wellington - (KS) | 1330 | Wellington 1 | Electric Utility | KS | 8 | 2 | Petroleum Liquids | DFO | IC | 2 | 2004 |  |  | (OP) Operating
20813 | City of Winfield - (KS) | 1332 | West 14th Street | Electric Utility | KS | GT1 | 11.1 | Natural Gas Fired Combustion Turbine | NG | GT | 8 | 1962 |  |  | (OP) Operating
18315 | Sunflower Electric Power Corp | 1336 | Garden City | Electric Utility | KS | S2 | 96.4 | Natural Gas Steam Turbine | NG | ST | 4 | 1973 |  |  | (OP) Operating
18315 | Sunflower Electric Power Corp | 1336 | Garden City | Electric Utility | KS | S3 | 12.8 | Natural Gas Fired Combustion Turbine | NG | GT | 6 | 1968 |  |  | (SB) Standby/Backup: available for service but not normally used
18315 | Sunflower Electric Power Corp | 1336 | Garden City | Electric Utility | KS | S4 | 49.7 | Natural Gas Fired Combustion Turbine | NG | GT | 5 | 1976 |  |  | (OP) Operating
18315 | Sunflower Electric Power Corp | 1336 | Garden City | Electric Utility | KS | S5 | 48.4 | Natural Gas Fired Combustion Turbine | NG | GT | 7 | 1979 |  |  | (OP) Operating
22053 | Kentucky Power Co | 1353 | Big Sandy | Electric Utility | KY | 1 | 260 | Conventional Steam Coal | BIT | ST | 1 | 1963 |  |  | (OP) Operating
10171 | Kentucky Utilities Co | 1354 | Dix Dam | Electric Utility | KY | 1 | 10.5 | Conventional Hydroelectric | WAT | HY | 11 | 1925 |  |  | (OP) Operating
10171 | Kentucky Utilities Co | 1354 | Dix Dam | Electric Utility | KY | 2 | 10.5 | Conventional Hydroelectric | WAT | HY | 11 | 1925 |  |  | (OP) Operating
10171 | Kentucky Utilities Co | 1354 | Dix Dam | Electric Utility | KY | 3 | 10.5 | Conventional Hydroelectric | WAT | HY | 11 | 1925 |  |  | (OP) Operating
10171 | Kentucky Utilities Co | 1355 | E W Brown | Electric Utility | KY | 1 | 106 | Conventional Steam Coal | BIT | ST | 5 | 1957 |  |  | (OP) Operating
10171 | Kentucky Utilities Co | 1355 | E W Brown | Electric Utility | KY | 10 | 102 | Natural Gas Fired Combustion Turbine | NG | GT | 12 | 1995 |  |  | (OP) Operating
10171 | Kentucky Utilities Co | 1355 | E W Brown | Electric Utility | KY | 11 | 102 | Natural Gas Fired Combustion Turbine | NG | GT | 5 | 1996 |  |  | (OP) Operating
10171 | Kentucky Utilities Co | 1355 | E W Brown | Electric Utility | KY | 2 | 166 | Conventional Steam Coal | BIT | ST | 6 | 1963 |  |  | (OP) Operating
10171 | Kentucky Utilities Co | 1355 | E W Brown | Electric Utility | KY | 3 | 412 | Conventional Steam Coal | BIT | ST | 7 | 1971 |  |  | (OP) Operating | 2015 | 11 | 3
10171 | Kentucky Utilities Co | 1355 | E W Brown | Electric Utility | KY | 5 | 112 | Natural Gas Fired Combustion Turbine | NG | GT | 6 | 2001 |  |  | (OP) Operating
10171 | Kentucky Utilities Co | 1355 | E W Brown | Electric Utility | KY | 6 | 146 | Natural Gas Fired Combustion Turbine | NG | GT | 8 | 1999 |  |  | (OP) Operating
10171 | Kentucky Utilities Co | 1355 | E W Brown | Electric Utility | KY | 7 | 146 | Natural Gas Fired Combustion Turbine | NG | GT | 8 | 1999 |  |  | (OP) Operating
10171 | Kentucky Utilities Co | 1355 | E W Brown | Electric Utility | KY | 8 | 102 | Natural Gas Fired Combustion Turbine | NG | GT | 2 | 1995 |  |  | (OP) Operating
10171 | Kentucky Utilities Co | 1355 | E W Brown | Electric Utility | KY | 9 | 102 | Natural Gas Fired Combustion Turbine | NG | GT | 8 | 1994 |  |  | (OP) Operating
10171 | Kentucky Utilities Co | 1356 | Ghent | Electric Utility | KY | 1 | 474 | Conventional Steam Coal | BIT | ST | 2 | 1974 |  |  | (OP) Operating
10171 | Kentucky Utilities Co | 1356 | Ghent | Electric Utility | KY | 2 | 495 | Conventional Steam Coal | BIT | ST | 4 | 1977 |  |  | (OP) Operating | 2015 | 11 | 2
10171 | Kentucky Utilities Co | 1356 | Ghent | Electric Utility | KY | 3 | 485 | Conventional Steam Coal | BIT | ST | 5 | 1981 |  |  | (OP) Operating
10171 | Kentucky Utilities Co | 1356 | Ghent | Electric Utility | KY | 4 | 465 | Conventional Steam Coal | BIT | ST | 8 | 1984 |  |  | (OP) Operating | 2014 | 10 | 4
10171 | Kentucky Utilities Co | 1357 | Green River | Electric Utility | KY | 3 | 68 | Conventional Steam Coal | BIT | ST | 4 | 1954 | 10 | 2015 | (OP) Operating
10171 | Kentucky Utilities Co | 1357 | Green River | Electric Utility | KY | 4 | 93 | Conventional Steam Coal | BIT | ST | 7 | 1959 | 10 | 2015 | (OP) Operating
10171 | Kentucky Utilities Co | 1358 | Haefling | Electric Utility | KY | 1 | 12 | Natural Gas Fired Combustion Turbine | NG | GT | 10 | 1970 |  |  | (OP) Operating
10171 | Kentucky Utilities Co | 1358 | Haefling | Electric Utility | KY | 2 | 12 | Natural Gas Fired Combustion Turbine | NG | GT | 10 | 1970 |  |  | (OP) Operating
54775 | Lock 7 Hydro Partners LLC | 1359 | Mother Ann Lee | IPP Non-CHP | KY | 1 | 0.7 | Conventional Hydroelectric | WAT | HY | 12 | 2008 |  |  | (OP) Operating
54775 | Lock 7 Hydro Partners LLC | 1359 | Mother Ann Lee | IPP Non-CHP | KY | 2 | 0.9 | Conventional Hydroelectric | WAT | HY | 7 | 2007 |  |  | (OP) Operating
54775 | Lock 7 Hydro Partners LLC | 1359 | Mother Ann Lee | IPP Non-CHP | KY | 3 | 0.7 | Conventional Hydroelectric | WAT | HY | 3 | 2007 |  |  | (OP) Operating
11249 | Louisville Gas & Electric Co | 1363 | Cane Run | Electric Utility | KY | 11 | 14 | Natural Gas Fired Combustion Turbine | NG | GT | 6 | 1968 |  |  | (OP) Operating
11249 | Louisville Gas & Electric Co | 1363 | Cane Run | Electric Utility | KY | 7 | 642 | Natural Gas Fired Combined Cycle | NG | CC | 6 | 2015 |  |  | (OP) Operating
11249 | Louisville Gas & Electric Co | 1364 | Mill Creek (KY) | Electric Utility | KY | 1 | 303 | Conventional Steam Coal | BIT | ST | 8 | 1972 |  |  | (OP) Operating
11249 | Louisville Gas & Electric Co | 1364 | Mill Creek (KY) | Electric Utility | KY | 2 | 301 | Conventional Steam Coal | BIT | ST | 7 | 1974 |  |  | (OP) Operating
11249 | Louisville Gas & Electric Co | 1364 | Mill Creek (KY) | Electric Utility | KY | 3 | 391 | Conventional Steam Coal | BIT | ST | 8 | 1978 |  |  | (OP) Operating
11249 | Louisville Gas & Electric Co | 1364 | Mill Creek (KY) | Electric Utility | KY | 4 | 477 | Conventional Steam Coal | BIT | ST | 9 | 1982 |  |  | (OP) Operating
11249 | Louisville Gas & Electric Co | 1365 | Ohio Falls | Electric Utility | KY | 1 | 8 | Conventional Hydroelectric | WAT | HY | 1 | 1928 |  |  | (OP) Operating
11249 | Louisville Gas & Electric Co | 1365 | Ohio Falls | Electric Utility | KY | 2 | 6 | Conventional Hydroelectric | WAT | HY | 1 | 1928 |  |  | (OP) Operating |  |  |  | 2015 | 12 | 2
11249 | Louisville Gas & Electric Co | 1365 | Ohio Falls | Electric Utility | KY | 3 | 8 | Conventional Hydroelectric | WAT | HY | 1 | 1928 |  |  | (OP) Operating
11249 | Louisville Gas & Electric Co | 1365 | Ohio Falls | Electric Utility | KY | 4 | 6 | Conventional Hydroelectric | WAT | HY | 1 | 1928 |  |  | (OP) Operating |  |  |  | 2017 | 2 | 2
11249 | Louisville Gas & Electric Co | 1365 | Ohio Falls | Electric Utility | KY | 5 | 8 | Conventional Hydroelectric | WAT | HY | 1 | 1928 |  |  | (OP) Operating
11249 | Louisville Gas & Electric Co | 1365 | Ohio Falls | Electric Utility | KY | 6 | 8 | Conventional Hydroelectric | WAT | HY | 1 | 1928 |  |  | (OP) Operating
11249 | Louisville Gas & Electric Co | 1365 | Ohio Falls | Electric Utility | KY | 7 | 8 | Conventional Hydroelectric | WAT | HY | 1 | 1928 |  |  | (OP) Operating
11249 | Louisville Gas & Electric Co | 1365 | Ohio Falls | Electric Utility | KY | 8 | 6 | Conventional Hydroelectric | WAT | HY | 1 | 1928 |  |  | (OP) Operating |  |  |  | 2016 | 5 | 2
11249 | Louisville Gas & Electric Co | 1366 | Paddys Run | Electric Utility | KY | 11 | 12 | Natural Gas Fired Combustion Turbine | NG | GT | 6 | 1968 |  |  | (OP) Operating
11249 | Louisville Gas & Electric Co | 1366 | Paddys Run | Electric Utility | KY | 12 | 23 | Natural Gas Fired Combustion Turbine | NG | GT | 7 | 1968 |  |  | (OP) Operating
11249 | Louisville Gas & Electric Co | 1366 | Paddys Run | Electric Utility | KY | 13 | 147 | Natural Gas Fired Combustion Turbine | NG | GT | 6 | 2001 |  |  | (OP) Operating
11249 | Louisville Gas & Electric Co | 1368 | Zorn | Electric Utility | KY | 1 | 14 | Natural Gas Fired Combustion Turbine | NG | GT | 5 | 1969 |  |  | (OP) Operating
19462 | USCE-Nashville District | 1371 | Barkley | Electric Utility | KY | 1 | 37 | Conventional Hydroelectric | WAT | HY | 1 | 1966 |  |  | (OP) Operating
19462 | USCE-Nashville District | 1371 | Barkley | Electric Utility | KY | 2 | 37 | Conventional Hydroelectric | WAT | HY | 2 | 1966 |  |  | (OP) Operating
19462 | USCE-Nashville District | 1371 | Barkley | Electric Utility | KY | 3 | 37 | Conventional Hydroelectric | WAT | HY | 3 | 1966 |  |  | (OP) Operating
19462 | USCE-Nashville District | 1371 | Barkley | Electric Utility | KY | 4 | 37 | Conventional Hydroelectric | WAT | HY | 3 | 1966 |  |  | (OP) Operating
14268 | City of Owensboro - (KY) | 1374 | Elmer Smith | Electric Utility | KY | 1 | 138 | Conventional Steam Coal | BIT | ST | 4 | 1964 |  |  | (OP) Operating
14268 | City of Owensboro - (KY) | 1374 | Elmer Smith | Electric Utility | KY | 2 | 260.7 | Conventional Steam Coal | BIT | ST | 3 | 1974 |  |  | (OP) Operating
14459 | City of Paris - (KY) | 1376 | Paris (KY) | Electric Utility | KY | 1 | 1.4 | Petroleum Liquids | DFO | IC | 88 | 1952 |  |  | (OP) Operating
14459 | City of Paris - (KY) | 1376 | Paris (KY) | Electric Utility | KY | 2 | 1.4 | Petroleum Liquids | DFO | IC | 88 | 1954 |  |  | (OP) Operating
14459 | City of Paris - (KY) | 1376 | Paris (KY) | Electric Utility | KY | 3 | 0.8 | Petroleum Liquids | DFO | IC | 88 | 1934 |  |  | (OP) Operating
14459 | City of Paris - (KY) | 1376 | Paris (KY) | Electric Utility | KY | 4 | 1.1 | Petroleum Liquids | DFO | IC | 88 | 1947 |  |  | (OP) Operating
14459 | City of Paris - (KY) | 1376 | Paris (KY) | Electric Utility | KY | 5 | 1.2 | Petroleum Liquids | DFO | IC | 88 | 1949 |  |  | (OP) Operating
14459 | City of Paris - (KY) | 1376 | Paris (KY) | Electric Utility | KY | 6 | 3 | Petroleum Liquids | DFO | IC | 88 | 1974 |  |  | (OP) Operating
14459 | City of Paris - (KY) | 1376 | Paris (KY) | Electric Utility | KY | 7 | 3 | Petroleum Liquids | DFO | IC | 88 | 1974 |  |  | (OP) Operating
18642 | Tennessee Valley Authority | 1377 | Kentucky Dam | Electric Utility | KY | 1 | 44 | Conventional Hydroelectric | WAT | HY | 4 | 1945 |  |  | (OP) Operating
18642 | Tennessee Valley Authority | 1377 | Kentucky Dam | Electric Utility | KY | 2 | 45.4 | Conventional Hydroelectric | WAT | HY | 11 | 1944 |  |  | (OP) Operating
18642 | Tennessee Valley Authority | 1377 | Kentucky Dam | Electric Utility | KY | 3 | 44.9 | Conventional Hydroelectric | WAT | HY | 9 | 1944 |  |  | (OP) Operating
18642 | Tennessee Valley Authority | 1377 | Kentucky Dam | Electric Utility | KY | 4 | 43.1 | Conventional Hydroelectric | WAT | HY | 12 | 1945 |  |  | (OP) Operating
18642 | Tennessee Valley Authority | 1377 | Kentucky Dam | Electric Utility | KY | 5 | 45.1 | Conventional Hydroelectric | WAT | HY | 1 | 1948 |  |  | (OP) Operating
18642 | Tennessee Valley Authority | 1378 | Paradise | Electric Utility | KY | 1 | 628 | Conventional Steam Coal | BIT | ST | 11 | 1963 | 6 | 2017 | (OP) Operating
18642 | Tennessee Valley Authority | 1378 | Paradise | Electric Utility | KY | 2 | 602 | Conventional Steam Coal | BIT | ST | 5 | 1963 | 6 | 2017 | (OP) Operating
18642 | Tennessee Valley Authority | 1378 | Paradise | Electric Utility | KY | 3 | 971 | Conventional Steam Coal | SUB | ST | 2 | 1970 |  |  | (OP) Operating
18642 | Tennessee Valley Authority | 1379 | Shawnee | Electric Utility | KY | 1 | 134 | Conventional Steam Coal | BIT | ST | 4 | 1953 |  |  | (OP) Operating
18642 | Tennessee Valley Authority | 1379 | Shawnee | Electric Utility | KY | 2 | 134 | Conventional Steam Coal | BIT | ST | 6 | 1953 |  |  | (OP) Operating
18642 | Tennessee Valley Authority | 1379 | Shawnee | Electric Utility | KY | 3 | 134 | Conventional Steam Coal | BIT | ST | 10 | 1953 |  |  | (OP) Operating
18642 | Tennessee Valley Authority | 1379 | Shawnee | Electric Utility | KY | 4 | 134 | Conventional Steam Coal | BIT | ST | 1 | 1954 |  |  | (OP) Operating
18642 | Tennessee Valley Authority | 1379 | Shawnee | Electric Utility | KY | 5 | 134 | Conventional Steam Coal | BIT | ST | 10 | 1954 |  |  | (OP) Operating
18642 | Tennessee Valley Authority | 1379 | Shawnee | Electric Utility | KY | 6 | 134 | Conventional Steam Coal | BIT | ST | 11 | 1954 |  |  | (OP) Operating
18642 | Tennessee Valley Authority | 1379 | Shawnee | Electric Utility | KY | 7 | 134 | Conventional Steam Coal | BIT | ST | 12 | 1954 |  |  | (OP) Operating
18642 | Tennessee Valley Authority | 1379 | Shawnee | Electric Utility | KY | 8 | 134 | Conventional Steam Coal | BIT | ST | 3 | 1955 |  |  | (OP) Operating
18642 | Tennessee Valley Authority | 1379 | Shawnee | Electric Utility | KY | 9 | 134 | Conventional Steam Coal | BIT | ST | 7 | 1955 |  |  | (OP) Operating
19462 | USCE-Nashville District | 1380 | Wolf Creek | Electric Utility | KY | 1 | 52 | Conventional Hydroelectric | WAT | HY | 8 | 1952 |  |  | (OP) Operating
19462 | USCE-Nashville District | 1380 | Wolf Creek | Electric Utility | KY | 2 | 52 | Conventional Hydroelectric | WAT | HY | 7 | 1952 |  |  | (OP) Operating
19462 | USCE-Nashville District | 1380 | Wolf Creek | Electric Utility | KY | 3 | 52 | Conventional Hydroelectric | WAT | HY | 3 | 1952 |  |  | (OP) Operating
19462 | USCE-Nashville District | 1380 | Wolf Creek | Electric Utility | KY | 4 | 52 | Conventional Hydroelectric | WAT | HY | 12 | 1951 |  |  | (OP) Operating
19462 | USCE-Nashville District | 1380 | Wolf Creek | Electric Utility | KY | 5 | 52 | Conventional Hydroelectric | WAT | HY | 10 | 1951 |  |  | (OP) Operating
19462 | USCE-Nashville District | 1380 | Wolf Creek | Electric Utility | KY | 6 | 52 | Conventional Hydroelectric | WAT | HY | 10 | 1951 |  |  | (OP) Operating
1692 | Big Rivers Electric Corp | 1381 | Kenneth C Coleman | Electric Utility | KY | 1 | 150 | Conventional Steam Coal | BIT | ST | 9 | 1969 |  |  | (SB) Standby/Backup: available for service but not normally used
1692 | Big Rivers Electric Corp | 1381 | Kenneth C Coleman | Electric Utility | KY | 2 | 138 | Conventional Steam Coal | BIT | ST | 7 | 1970 |  |  | (SB) Standby/Backup: available for service but not normally used
1692 | Big Rivers Electric Corp | 1381 | Kenneth C Coleman | Electric Utility | KY | 3 | 155 | Conventional Steam Coal | BIT | ST | 12 | 1971 |  |  | (SB) Standby/Backup: available for service but not normally used
1692 | Big Rivers Electric Corp | 1382 | HMP&L Station Two Henderson | Electric Utility | KY | 1 | 153 | Conventional Steam Coal | BIT | ST | 6 | 1973 |  |  | (OP) Operating
1692 | Big Rivers Electric Corp | 1382 | HMP&L Station Two Henderson | Electric Utility | KY | 2 | 159 | Conventional Steam Coal | BIT | ST | 4 | 1974 |  |  | (OP) Operating
1692 | Big Rivers Electric Corp | 1383 | Robert A Reid | Electric Utility | KY | 1 | 65 | Conventional Steam Coal | BIT | ST | 1 | 1966 |  |  | (OP) Operating
1692 | Big Rivers Electric Corp | 1383 | Robert A Reid | Electric Utility | KY | GEN2 | 58 | Natural Gas Fired Combustion Turbine | NG | GT | 3 | 1976 |  |  | (SB) Standby/Backup: available for service but not normally used
5580 | East Kentucky Power Coop, Inc | 1384 | Cooper | Electric Utility | KY | 1 | 116 | Conventional Steam Coal | BIT | ST | 2 | 1965 |  |  | (OP) Operating
5580 | East Kentucky Power Coop, Inc | 1384 | Cooper | Electric Utility | KY | 2 | 225 | Conventional Steam Coal | BIT | ST | 10 | 1969 |  |  | (OP) Operating
5580 | East Kentucky Power Coop, Inc | 1385 | Dale | Electric Utility | KY | 3 | 74 | Conventional Steam Coal | BIT | ST | 10 | 1957 | 4 | 2016 | (OP) Operating
5580 | East Kentucky Power Coop, Inc | 1385 | Dale | Electric Utility | KY | 4 | 75 | Conventional Steam Coal | BIT | ST | 8 | 1960 | 4 | 2016 | (OP) Operating
55936 | Entergy Gulf States - LA LLC | 1391 | Louisiana 1 | Industrial CHP | LA | 1A | 18 | Natural Gas Steam Turbine | NG | ST | 10 | 1951 |  |  | (OP) Operating
55936 | Entergy Gulf States - LA LLC | 1391 | Louisiana 1 | Industrial CHP | LA | 2A | 55 | Natural Gas Steam Turbine | NG | ST | 12 | 1954 |  |  | (OP) Operating
55936 | Entergy Gulf States - LA LLC | 1391 | Louisiana 1 | Industrial CHP | LA | 3A | 55 | Natural Gas Steam Turbine | NG | ST | 9 | 1954 |  |  | (OP) Operating
55936 | Entergy Gulf States - LA LLC | 1391 | Louisiana 1 | Industrial CHP | LA | 4A | 100 | Natural Gas Fired Combustion Turbine | NG | GT | 8 | 1987 |  |  | (OP) Operating
55936 | Entergy Gulf States - LA LLC | 1391 | Louisiana 1 | Industrial CHP | LA | 5A | 154.4 | Natural Gas Fired Combustion Turbine | NG | GT | 1 | 1999 |  |  | (OP) Operating
55936 | Entergy Gulf States - LA LLC | 1392 | Louisiana 2 | Electric Utility | LA | 10 | 40 | Natural Gas Steam Turbine | NG | ST | 1 | 1950 |  |  | (OS) Out of service and NOT expected to return to service in next calendar year
55936 | Entergy Gulf States - LA LLC | 1392 | Louisiana 2 | Electric Utility | LA | 11 | 40 | Natural Gas Steam Turbine | NG | ST | 11 | 1950 |  |  | (OS) Out of service and NOT expected to return to service in next calendar year
55936 | Entergy Gulf States - LA LLC | 1392 | Louisiana 2 | Electric Utility | LA | 12 | 58 | Natural Gas Steam Turbine | NG | ST | 5 | 1953 |  |  | (OS) Out of service and NOT expected to return to service in next calendar year
55936 | Entergy Gulf States - LA LLC | 1393 | R S Nelson | Electric Utility | LA | 1 | 103.6 | Petroleum Coke | PC | ST | 2 | 1959 |  |  | (OP) Operating
55936 | Entergy Gulf States - LA LLC | 1393 | R S Nelson | Electric Utility | LA | 2 | 101.6 | Petroleum Coke | PC | ST | 5 | 1959 |  |  | (OP) Operating
55936 | Entergy Gulf States - LA LLC | 1393 | R S Nelson | Electric Utility | LA | 3 | 146 | Natural Gas Steam Turbine | NG | ST | 1 | 1960 |  |  | (OS) Out of service and NOT expected to return to service in next calendar year
55936 | Entergy Gulf States - LA LLC | 1393 | R S Nelson | Electric Utility | LA | 4 | 423.7 | Natural Gas Steam Turbine | NG | ST | 7 | 1970 |  |  | (OP) Operating
55936 | Entergy Gulf States - LA LLC | 1393 | R S Nelson | Electric Utility | LA | 6 | 537.1 | Conventional Steam Coal | SUB | ST | 5 | 1982 |  |  | (OP) Operating
55936 | Entergy Gulf States - LA LLC | 1394 | Willow Glen | Electric Utility | LA | 1 | 152 | Natural Gas Steam Turbine | NG | ST | 1 | 1960 |  |  | (OS) Out of service and NOT expected to return to service in next calendar year
55936 | Entergy Gulf States - LA LLC | 1394 | Willow Glen | Electric Utility | LA | 2 | 179.2 | Natural Gas Steam Turbine | NG | ST | 1 | 1964 |  |  | (OP) Operating
55936 | Entergy Gulf States - LA LLC | 1394 | Willow Glen | Electric Utility | LA | 3 | 450 | Natural Gas Steam Turbine | NG | ST | 12 | 1968 |  |  | (OS) Out of service and NOT expected to return to service in next calendar year
55936 | Entergy Gulf States - LA LLC | 1394 | Willow Glen | Electric Utility | LA | 4 | 482.7 | Natural Gas Steam Turbine | NG | ST | 1 | 1973 |  |  | (OP) Operating
55936 | Entergy Gulf States - LA LLC | 1394 | Willow Glen | Electric Utility | LA | 5 | 485 | Natural Gas Steam Turbine | NG | ST | 1 | 1976 |  |  | (OS) Out of service and NOT expected to return to service in next calendar year
3265 | Cleco Power LLC | 1396 | Coughlin Power Station | Electric Utility | LA | 6 | 99.7 | Natural Gas Fired Combined Cycle | NG | CA | 4 | 1961 |  |  | (OP) Operating
3265 | Cleco Power LLC | 1396 | Coughlin Power Station | Electric Utility | LA | 7 | 190.2 | Natural Gas Fired Combined Cycle | NG | CA | 2 | 1966 |  |  | (OP) Operating
3265 | Cleco Power LLC | 1396 | Coughlin Power Station | Electric Utility | LA | U6CT | 151.5 | Natural Gas Fired Combined Cycle | NG | CT | 6 | 2000 |  |  | (OP) Operating
3265 | Cleco Power LLC | 1396 | Coughlin Power Station | Electric Utility | LA | U72 | 149.1 | Natural Gas Fired Combined Cycle | NG | CT | 6 | 2000 |  |  | (OP) Operating
3265 | Cleco Power LLC | 1396 | Coughlin Power Station | Electric Utility | LA | U7CT | 148.5 | Natural Gas Fired Combined Cycle | NG | CT | 6 | 2000 |  |  | (OP) Operating
3265 | Cleco Power LLC | 1400 | Teche | Electric Utility | LA | 1 | 15 | Natural Gas Steam Turbine | NG | ST | 7 | 1953 |  |  | (OP) Operating
3265 | Cleco Power LLC | 1400 | Teche | Electric Utility | LA | 3 | 337.2 | Natural Gas Steam Turbine | NG | ST | 3 | 1971 |  |  | (OP) Operating
3265 | Cleco Power LLC | 1400 | Teche | Electric Utility | LA | 4 | 34.8 | Natural Gas Fired Combustion Turbine | NG | GT | 3 | 2011 |  |  | (OP) Operating
11241 | Entergy Louisiana LLC | 1401 | Buras | Electric Utility | LA | 8 | 11.9 | Natural Gas Fired Combustion Turbine | NG | GT | 2 | 1971 |  |  | (OP) Operating
11241 | Entergy Louisiana LLC | 1402 | Little Gypsy | Electric Utility | LA | 1 | 227.9 | Natural Gas Steam Turbine | NG | ST | 3 | 1961 |  |  | (OP) Operating
11241 | Entergy Louisiana LLC | 1402 | Little Gypsy | Electric Utility | LA | 2 | 414 | Natural Gas Steam Turbine | NG | ST | 4 | 1966 |  |  | (OP) Operating
11241 | Entergy Louisiana LLC | 1402 | Little Gypsy | Electric Utility | LA | 3 | 517.2 | Natural Gas Steam Turbine | NG | ST | 3 | 1969 |  |  | (OP) Operating
11241 | Entergy Louisiana LLC | 1403 | Nine Mile Point | Electric Utility | LA | 3 | 103 | Natural Gas Steam Turbine | NG | ST | 11 | 1955 |  |  | (OP) Operating
11241 | Entergy Louisiana LLC | 1403 | Nine Mile Point | Electric Utility | LA | 5 | 721.4 | Natural Gas Steam Turbine | NG | ST | 6 | 1973 |  |  | (OP) Operating
11241 | Entergy Louisiana LLC | 1403 | Nine Mile Point | Electric Utility | LA | 6(4) | 699.3 | Natural Gas Steam Turbine | NG | ST | 5 | 1971 |  |  | (OP) Operating
11241 | Entergy Louisiana LLC | 1403 | Nine Mile Point | Electric Utility | LA | 6A | 158 | Natural Gas Fired Combined Cycle | NG | CT | 12 | 2014 |  |  | (OP) Operating
11241 | Entergy Louisiana LLC | 1403 | Nine Mile Point | Electric Utility | LA | 6B | 157.7 | Natural Gas Fired Combined Cycle | NG | CT | 12 | 2014 |  |  | (OP) Operating
11241 | Entergy Louisiana LLC | 1403 | Nine Mile Point | Electric Utility | LA | 6C | 243.9 | Natural Gas Fired Combined Cycle | NG | CA | 12 | 2014 |  |  | (OP) Operating
11241 | Entergy Louisiana LLC | 1404 | Sterlington | Electric Utility | LA | 7A | 48.8 | Natural Gas Fired Combined Cycle | NG | CT | 4 | 1973 |  |  | (OP) Operating
11241 | Entergy Louisiana LLC | 1404 | Sterlington | Electric Utility | LA | 7B | 44 | Natural Gas Fired Combined Cycle | NG | CT | 4 | 1973 |  |  | (OS) Out of service and NOT expected to return to service in next calendar year
11241 | Entergy Louisiana LLC | 1404 | Sterlington | Electric Utility | LA | 7C | 14.7 | Natural Gas Fired Combined Cycle | NG | CA | 9 | 1974 |  |  | (OP) Operating
13478 | Entergy New Orleans Inc | 1409 | Michoud | Electric Utility | LA | 2 | 239.4 | Natural Gas Steam Turbine | NG | ST | 2 | 1963 |  |  | (OP) Operating
13478 | Entergy New Orleans Inc | 1409 | Michoud | Electric Utility | LA | 3 | 542.4 | Natural Gas Steam Turbine | NG | ST | 8 | 1967 |  |  | (OP) Operating
17698 | Southwestern Electric Power Co | 1416 | Arsenal Hill | Electric Utility | LA | 5 | 116 | Natural Gas Steam Turbine | NG | ST | 3 | 1960 |  |  | (OP) Operating
17698 | Southwestern Electric Power Co | 1417 | Lieberman | Electric Utility | LA | 2 | 26 | Natural Gas Steam Turbine | NG | ST | 4 | 1949 |  |  | (OP) Operating
17698 | Southwestern Electric Power Co | 1417 | Lieberman | Electric Utility | LA | 3 | 109 | Natural Gas Steam Turbine | NG | ST | 6 | 1957 |  |  | (OP) Operating
17698 | Southwestern Electric Power Co | 1417 | Lieberman | Electric Utility | LA | 4 | 108 | Natural Gas Steam Turbine | NG | ST | 5 | 1959 |  |  | (OP) Operating
3265 | Cleco Power LLC | 1435 | Franklin (LA) | Electric Utility | LA | GT1 | 8 | Natural Gas Fired Combustion Turbine | NG | GT | 1 | 1973 |  |  | (SB) Standby/Backup: available for service but not normally used
8884 | Terrebonne Parish Consol Gov't | 1439 | Houma | Electric Utility | LA | 14 | 10 | Natural Gas Steam Turbine | NG | ST | 8 | 1967 |  |  | (OP) Operating
8884 | Terrebonne Parish Consol Gov't | 1439 | Houma | Electric Utility | LA | 15 | 23.5 | Natural Gas Steam Turbine | NG | ST | 8 | 1972 |  |  | (OP) Operating
8884 | Terrebonne Parish Consol Gov't | 1439 | Houma | Electric Utility | LA | 16 | 38.6 | Natural Gas Steam Turbine | NG | ST | 1 | 1977 |  |  | (OP) Operating
50111 | Lafayette Utilities System | 1443 | Louis Doc Bonin | Electric Utility | LA | 1 | 40 | Natural Gas Steam Turbine | NG | ST | 4 | 1965 |  |  | (OS) Out of service and NOT expected to return to service in next calendar year
50111 | Lafayette Utilities System | 1443 | Louis Doc Bonin | Electric Utility | LA | 2 | 70 | Natural Gas Steam Turbine | NG | ST | 6 | 1970 |  |  | (OS) Out of service and NOT expected to return to service in next calendar year
50111 | Lafayette Utilities System | 1443 | Louis Doc Bonin | Electric Utility | LA | 3 | 146 | Natural Gas Steam Turbine | NG | ST | 1 | 1977 |  |  | (OS) Out of service and NOT expected to return to service in next calendar year
12625 | City of Minden - (LA) | 1447 | Minden | Electric Utility | LA | 1 | 12.5 | Natural Gas Steam Turbine | NG | ST | 1 | 1966 |  |  | (SB) Standby/Backup: available for service but not normally used
12625 | City of Minden - (LA) | 1447 | Minden | Electric Utility | LA | 2 | 12.5 | Natural Gas Steam Turbine | NG | ST | 1 | 1968 |  |  | (SB) Standby/Backup: available for service but not normally used
12625 | City of Minden - (LA) | 1447 | Minden | Electric Utility | LA | 3 | 2 | Petroleum Liquids | DFO | IC | 1 | 1955 |  |  | (SB) Standby/Backup: available for service but not normally used
12625 | City of Minden - (LA) | 1447 | Minden | Electric Utility | LA | 4 | 2 | Petroleum Liquids | DFO | IC | 1 | 1955 |  |  | (SB) Standby/Backup: available for service but not normally used
12625 | City of Minden - (LA) | 1447 | Minden | Electric Utility | LA | 5 | 1.3 | Petroleum Liquids | DFO | IC | 1 | 1962 |  |  | (SB) Standby/Backup: available for service but not normally used
12625 | City of Minden - (LA) | 1447 | Minden | Electric Utility | LA | 6 | 1.8 | Petroleum Liquids | DFO | IC | 1 | 1962 |  |  | (SB) Standby/Backup: available for service but not normally used
12625 | City of Minden - (LA) | 1447 | Minden | Electric Utility | LA | 7 | 1.8 | Petroleum Liquids | DFO | IC | 1 | 1962 |  |  | (SB) Standby/Backup: available for service but not normally used
26253 | Louisiana Energy & Power Authority | 1449 | Morgan City | Electric Utility | LA | 3 | 18 | Natural Gas Steam Turbine | NG | ST | 5 | 1970 |  |  | (OP) Operating
26253 | Louisiana Energy & Power Authority | 1449 | Morgan City | Electric Utility | LA | 4 | 33 | Natural Gas Steam Turbine | NG | ST | 5 | 1970 |  |  | (OP) Operating
26253 | Louisiana Energy & Power Authority | 1453 | New Roads | Electric Utility | LA | 1 | 1.8 | Natural Gas Internal Combustion Engine | NG | IC | 6 | 1965 |  |  | (OP) Operating
26253 | Louisiana Energy & Power Authority | 1453 | New Roads | Electric Utility | LA | 2 | 0.6 | Natural Gas Internal Combustion Engine | NG | IC | 6 | 1953 |  |  | (OP) Operating
26253 | Louisiana Energy & Power Authority | 1453 | New Roads | Electric Utility | LA | 3 | 0.7 | Natural Gas Internal Combustion Engine | NG | IC | 6 | 1957 |  |  | (OP) Operating
26253 | Louisiana Energy & Power Authority | 1453 | New Roads | Electric Utility | LA | 4 | 1.2 | Natural Gas Internal Combustion Engine | NG | IC | 6 | 1957 |  |  | (OP) Operating
26253 | Louisiana Energy & Power Authority | 1453 | New Roads | Electric Utility | LA | 5 | 1.2 | Natural Gas Internal Combustion Engine | NG | IC | 6 | 1951 |  |  | (OP) Operating
26253 | Louisiana Energy & Power Authority | 1453 | New Roads | Electric Utility | LA | 6 | 1.5 | Natural Gas Internal Combustion Engine | NG | IC | 6 | 1971 |  |  | (OP) Operating
26253 | Louisiana Energy & Power Authority | 1455 | Plaquemine | Electric Utility | LA | 1 | 17.5 | Natural Gas Steam Turbine | NG | ST | 12 | 1971 |  |  | (OA) Out of service but expected to return to service in next calendar year
26253 | Louisiana Energy & Power Authority | 1455 | Plaquemine | Electric Utility | LA | 2 | 20.4 | Natural Gas Steam Turbine | NG | ST | 1 | 1976 |  |  | (OP) Operating
26253 | Louisiana Energy & Power Authority | 1456 | Rayne | Electric Utility | LA | 8 | 3.4 | Petroleum Liquids | DFO | IC | 1 | 1969 |  |  | (OS) Out of service and NOT expected to return to service in next calendar year
26253 | Louisiana Energy & Power Authority | 1456 | Rayne | Electric Utility | LA | 9 | 3.6 | Petroleum Liquids | DFO | IC | 6 | 1969 |  |  | (OP) Operating
11252 | Louisiana Generating LLC | 1464 | Big Cajun 1 | IPP Non-CHP | LA | 1 | 110 | Natural Gas Steam Turbine | NG | ST | 6 | 1972 |  |  | (SB) Standby/Backup: available for service but not normally used
11252 | Louisiana Generating LLC | 1464 | Big Cajun 1 | IPP Non-CHP | LA | 2 | 110 | Natural Gas Steam Turbine | NG | ST | 6 | 1972 |  |  | (OP) Operating
11252 | Louisiana Generating LLC | 1464 | Big Cajun 1 | IPP Non-CHP | LA | 3 | 105 | Natural Gas Fired Combustion Turbine | NG | GT | 5 | 2001 |  |  | (OP) Operating
11252 | Louisiana Generating LLC | 1464 | Big Cajun 1 | IPP Non-CHP | LA | 4 | 105 | Natural Gas Fired Combustion Turbine | NG | GT | 6 | 2001 |  |  | (OP) Operating
1179 | Emera Maine | 1468 | Eastport | Electric Utility | ME | 3 | 2 | Petroleum Liquids | DFO | IC | 8 | 1949 |  |  | (OP) Operating
59178 | Brookfield Black Bear Hydro, LLC | 1469 | Ellsworth Hydro Station | IPP Non-CHP | ME | EL01 | 2.6 | Conventional Hydroelectric | WAT | HY | 7 | 1924 |  |  | (OP) Operating
59178 | Brookfield Black Bear Hydro, LLC | 1469 | Ellsworth Hydro Station | IPP Non-CHP | ME | EL02 | 2.1 | Conventional Hydroelectric | WAT | HY | 7 | 1938 |  |  | (OP) Operating
59178 | Brookfield Black Bear Hydro, LLC | 1469 | Ellsworth Hydro Station | IPP Non-CHP | ME | EL03 | 2.1 | Conventional Hydroelectric | WAT | HY | 7 | 1938 |  |  | (OP) Operating
59178 | Brookfield Black Bear Hydro, LLC | 1469 | Ellsworth Hydro Station | IPP Non-CHP | ME | EL04 | 2.5 | Conventional Hydroelectric | WAT | HY | 7 | 1924 |  |  | (OP) Operating
59178 | Brookfield Black Bear Hydro, LLC | 1472 | Howland Hydro Station | IPP Non-CHP | ME | HL01 | 0.6 | Conventional Hydroelectric | WAT | HY | 7 | 1921 |  |  | (OP) Operating
59178 | Brookfield Black Bear Hydro, LLC | 1472 | Howland Hydro Station | IPP Non-CHP | ME | HL02 | 0.6 | Conventional Hydroelectric | WAT | HY | 7 | 1916 |  |  | (OP) Operating
59178 | Brookfield Black Bear Hydro, LLC | 1472 | Howland Hydro Station | IPP Non-CHP | ME | HL03 | 0.6 | Conventional Hydroelectric | WAT | HY | 7 | 1916 |  |  | (OP) Operating
59178 | Brookfield Black Bear Hydro, LLC | 1475 | Milford Hydro Station | IPP Non-CHP | ME | MF01 | 0.7 | Conventional Hydroelectric | WAT | HY | 11 | 2011 |  |  | (OP) Operating
59178 | Brookfield Black Bear Hydro, LLC | 1475 | Milford Hydro Station | IPP Non-CHP | ME | MF02 | 0.7 | Conventional Hydroelectric | WAT | HY | 11 | 2011 |  |  | (OP) Operating
59178 | Brookfield Black Bear Hydro, LLC | 1475 | Milford Hydro Station | IPP Non-CHP | ME | MF03 | 1.6 | Conventional Hydroelectric | WAT | HY | 7 | 1956 |  |  | (OP) Operating
59178 | Brookfield Black Bear Hydro, LLC | 1475 | Milford Hydro Station | IPP Non-CHP | ME | MF04 | 1.6 | Conventional Hydroelectric | WAT | HY | 7 | 1946 |  |  | (OP) Operating
59178 | Brookfield Black Bear Hydro, LLC | 1475 | Milford Hydro Station | IPP Non-CHP | ME | MF05 | 1.6 | Conventional Hydroelectric | WAT | HY | 7 | 1941 |  |  | (OP) Operating
59178 | Brookfield Black Bear Hydro, LLC | 1475 | Milford Hydro Station | IPP Non-CHP | ME | MF06 | 1.6 | Conventional Hydroelectric | WAT | HY | 7 | 1942 |  |  | (OP) Operating
59178 | Brookfield Black Bear Hydro, LLC | 1478 | Stillwater Hydro Station | IPP Non-CHP | ME | SW01 | 0.5 | Conventional Hydroelectric | WAT | HY | 1 | 1913 |  |  | (OP) Operating
59178 | Brookfield Black Bear Hydro, LLC | 1478 | Stillwater Hydro Station | IPP Non-CHP | ME | SW02 | 0.5 | Conventional Hydroelectric | WAT | HY | 1 | 1913 |  |  | (OP) Operating
59178 | Brookfield Black Bear Hydro, LLC | 1478 | Stillwater Hydro Station | IPP Non-CHP | ME | SW03 | 0.5 | Conventional Hydroelectric | WAT | HY | 1 | 1916 |  |  | (OP) Operating
59178 | Brookfield Black Bear Hydro, LLC | 1478 | Stillwater Hydro Station | IPP Non-CHP | ME | SW04 | 0.6 | Conventional Hydroelectric | WAT | HY | 1 | 1929 |  |  | (OP) Operating
39006 | Brookfield White Pine Hydro LLC | 1480 | Androscoggin 3 | IPP Non-CHP | ME | 328 | 3.4 | Conventional Hydroelectric | WAT | HY | 1 | 1928 |  |  | (OP) Operating
39006 | Brookfield White Pine Hydro LLC | 1481 | Bar Mills | IPP Non-CHP | ME | 1 | 2 | Conventional Hydroelectric | WAT | HY | 1 | 1956 |  |  | (OP) Operating
39006 | Brookfield White Pine Hydro LLC | 1481 | Bar Mills | IPP Non-CHP | ME | 2 | 2 | Conventional Hydroelectric | WAT | HY | 1 | 1956 |  |  | (OP) Operating
39006 | Brookfield White Pine Hydro LLC | 1482 | Bonny Eagle | IPP Non-CHP | ME | 1 | 1.5 | Conventional Hydroelectric | WAT | HY | 1 | 1910 |  |  | (OP) Operating
39006 | Brookfield White Pine Hydro LLC | 1482 | Bonny Eagle | IPP Non-CHP | ME | 2 | 1.5 | Conventional Hydroelectric | WAT | HY | 1 | 1910 |  |  | (OP) Operating
39006 | Brookfield White Pine Hydro LLC | 1482 | Bonny Eagle | IPP Non-CHP | ME | 3 | 1.5 | Conventional Hydroelectric | WAT | HY | 1 | 1910 |  |  | (OP) Operating
39006 | Brookfield White Pine Hydro LLC | 1482 | Bonny Eagle | IPP Non-CHP | ME | 4 | 1.5 | Conventional Hydroelectric | WAT | HY | 1 | 1910 |  |  | (OP) Operating
39006 | Brookfield White Pine Hydro LLC | 1482 | Bonny Eagle | IPP Non-CHP | ME | 5 | 1.5 | Conventional Hydroelectric | WAT | HY | 1 | 1910 |  |  | (OP) Operating
39006 | Brookfield White Pine Hydro LLC | 1482 | Bonny Eagle | IPP Non-CHP | ME | 6 | 1.5 | Conventional Hydroelectric | WAT | HY | 1 | 1910 |  |  | (OP) Operating
39006 | Brookfield White Pine Hydro LLC | 1483 | Brunswick Hydro | IPP Non-CHP | ME | B1 | 13 | Conventional Hydroelectric | WAT | HY | 3 | 1982 |  |  | (OP) Operating
39006 | Brookfield White Pine Hydro LLC | 1483 | Brunswick Hydro | IPP Non-CHP | ME | B2 | 3.5 | Conventional Hydroelectric | WAT | HY | 4 | 1983 |  |  | (OP) Operating
39006 | Brookfield White Pine Hydro LLC | 1483 | Brunswick Hydro | IPP Non-CHP | ME | B3 | 3.5 | Conventional Hydroelectric | WAT | HY | 4 | 1983 |  |  | (OP) Operating
14876 | FPL Energy Cape LLC | 1484 | Cape Gas Turbine | IPP Non-CHP | ME | GT4 | 16 | Petroleum Liquids | DFO | GT | 1 | 1970 |  |  | (OP) Operating
14876 | FPL Energy Cape LLC | 1484 | Cape Gas Turbine | IPP Non-CHP | ME | GT5 | 16 | Petroleum Liquids | DFO | GT | 1 | 1970 |  |  | (OP) Operating
39006 | Brookfield White Pine Hydro LLC | 1486 | Cataract Hydro | IPP Non-CHP | ME | 1 | 8 | Conventional Hydroelectric | WAT | HY | 1 | 1937 |  |  | (OP) Operating
39006 | Brookfield White Pine Hydro LLC | 1487 | Continental Mills | IPP Non-CHP | ME | CM1 | 0.4 | Conventional Hydroelectric | WAT | HY | 1 | 1920 |  |  | (OP) Operating
39006 | Brookfield White Pine Hydro LLC | 1487 | Continental Mills | IPP Non-CHP | ME | CM2 | 0.4 | Conventional Hydroelectric | WAT | HY | 1 | 1920 |  |  | (OP) Operating
39006 | Brookfield White Pine Hydro LLC | 1487 | Continental Mills | IPP Non-CHP | ME | CM3 | 0.4 | Conventional Hydroelectric | WAT | HY | 1 | 1920 |  |  | (OP) Operating
39006 | Brookfield White Pine Hydro LLC | 1487 | Continental Mills | IPP Non-CHP | ME | CM5 | 0.1 | Conventional Hydroelectric | WAT | HY | 1 | 1920 |  |  | (OP) Operating
39006 | Brookfield White Pine Hydro LLC | 1487 | Continental Mills | IPP Non-CHP | ME | CM6 | 0.1 | Conventional Hydroelectric | WAT | HY | 1 | 1920 |  |  | (OP) Operating
39006 | Brookfield White Pine Hydro LLC | 1488 | Deer Rips | IPP Non-CHP | ME | DR1 | 0.7 | Conventional Hydroelectric | WAT | HY | 1 | 1903 |  |  | (OP) Operating
39006 | Brookfield White Pine Hydro LLC | 1488 | Deer Rips | IPP Non-CHP | ME | DR2 | 0.7 | Conventional Hydroelectric | WAT | HY | 1 | 1903 |  |  | (OP) Operating
39006 | Brookfield White Pine Hydro LLC | 1488 | Deer Rips | IPP Non-CHP | ME | DR3 | 0.8 | Conventional Hydroelectric | WAT | HY | 1 | 1906 |  |  | (OP) Operating
39006 | Brookfield White Pine Hydro LLC | 1488 | Deer Rips | IPP Non-CHP | ME | DR4 | 0.7 | Conventional Hydroelectric | WAT | HY | 1 | 1911 |  |  | (OP) Operating
39006 | Brookfield White Pine Hydro LLC | 1488 | Deer Rips | IPP Non-CHP | ME | DR5 | 0.7 | Conventional Hydroelectric | WAT | HY | 1 | 1913 |  |  | (OP) Operating
39006 | Brookfield White Pine Hydro LLC | 1488 | Deer Rips | IPP Non-CHP | ME | DR6 | 1.7 | Conventional Hydroelectric | WAT | HY | 1 | 1919 |  |  | (OP) Operating
39006 | Brookfield White Pine Hydro LLC | 1488 | Deer Rips | IPP Non-CHP | ME | DR7 | 0.9 | Conventional Hydroelectric | WAT | HY | 1 | 1924 |  |  | (OP) Operating
39006 | Brookfield White Pine Hydro LLC | 1491 | Gulf Island | IPP Non-CHP | ME | GI1 | 7.2 | Conventional Hydroelectric | WAT | HY | 1 | 1926 |  |  | (OP) Operating
39006 | Brookfield White Pine Hydro LLC | 1491 | Gulf Island | IPP Non-CHP | ME | GI2 | 8.1 | Conventional Hydroelectric | WAT | HY | 1 | 1926 |  |  | (OP) Operating
39006 | Brookfield White Pine Hydro LLC | 1491 | Gulf Island | IPP Non-CHP | ME | GI3 | 7.9 | Conventional Hydroelectric | WAT | HY | 1 | 1926 |  |  | (OP) Operating
39006 | Brookfield White Pine Hydro LLC | 1492 | Harris Hydro | IPP Non-CHP | ME | HA1 | 16.8 | Conventional Hydroelectric | WAT | HY | 1 | 1954 |  |  | (OP) Operating
39006 | Brookfield White Pine Hydro LLC | 1492 | Harris Hydro | IPP Non-CHP | ME | HA2 | 35 | Conventional Hydroelectric | WAT | HY | 1 | 1954 |  |  | (OP) Operating
39006 | Brookfield White Pine Hydro LLC | 1492 | Harris Hydro | IPP Non-CHP | ME | HA3 | 34.2 | Conventional Hydroelectric | WAT | HY | 1 | 1955 |  |  | (OP) Operating
39006 | Brookfield White Pine Hydro LLC | 1492 | Harris Hydro | IPP Non-CHP | ME | HA4 | 1.4 | Conventional Hydroelectric | WAT | HY | 1 | 1955 |  |  | (OP) Operating
39006 | Brookfield White Pine Hydro LLC | 1493 | Hiram | IPP Non-CHP | ME | 1 | 3.1 | Conventional Hydroelectric | WAT | HY | 1 | 1917 |  |  | (OP) Operating
39006 | Brookfield White Pine Hydro LLC | 1493 | Hiram | IPP Non-CHP | ME | 2 | 8.5 | Conventional Hydroelectric | WAT | HY | 1 | 1985 |  |  | (OP) Operating
56854 | Messalonskee Stream Hydro LLC | 1497 | Messalonskee 2 (Oakland) | IPP Non-CHP | ME | 1 | 2.8 | Conventional Hydroelectric | WAT | HY | 1 | 1924 |  |  | (OP) Operating
56854 | Messalonskee Stream Hydro LLC | 1498 | Messalonskee 3 | IPP Non-CHP | ME | 1 | 1.6 | Conventional Hydroelectric | WAT | HY | 1 | 1918 |  |  | (OP) Operating
56854 | Messalonskee Stream Hydro LLC | 1500 | Messalonskee 5 | IPP Non-CHP | ME | 1 | 1.8 | Conventional Hydroelectric | WAT | HY | 1 | 1935 |  |  | (OP) Operating
39006 | Brookfield White Pine Hydro LLC | 1501 | North Gorham | IPP Non-CHP | ME | 1 | 1 | Conventional Hydroelectric | WAT | HY | 1 | 1925 |  |  | (OP) Operating
39006 | Brookfield White Pine Hydro LLC | 1501 | North Gorham | IPP Non-CHP | ME | 2 | 1 | Conventional Hydroelectric | WAT | HY | 1 | 1925 |  |  | (OP) Operating
39006 | Brookfield White Pine Hydro LLC | 1504 | Shawmut | IPP Non-CHP | ME | SH1 | 0.9 | Conventional Hydroelectric | WAT | HY | 1 | 1913 |  |  | (OP) Operating
39006 | Brookfield White Pine Hydro LLC | 1504 | Shawmut | IPP Non-CHP | ME | SH2 | 0.9 | Conventional Hydroelectric | WAT | HY | 1 | 1913 |  |  | (OP) Operating
39006 | Brookfield White Pine Hydro LLC | 1504 | Shawmut | IPP Non-CHP | ME | SH3 | 0.9 | Conventional Hydroelectric | WAT | HY | 1 | 1913 |  |  | (OP) Operating
39006 | Brookfield White Pine Hydro LLC | 1504 | Shawmut | IPP Non-CHP | ME | SH4 | 0.9 | Conventional Hydroelectric | WAT | HY | 1 | 1913 |  |  | (OP) Operating
39006 | Brookfield White Pine Hydro LLC | 1504 | Shawmut | IPP Non-CHP | ME | SH5 | 0.9 | Conventional Hydroelectric | WAT | HY | 1 | 1913 |  |  | (OP) Operating
39006 | Brookfield White Pine Hydro LLC | 1504 | Shawmut | IPP Non-CHP | ME | SH6 | 0.9 | Conventional Hydroelectric | WAT | HY | 1 | 1921 |  |  | (OP) Operating
39006 | Brookfield White Pine Hydro LLC | 1504 | Shawmut | IPP Non-CHP | ME | SH7 | 1.9 | Conventional Hydroelectric | WAT | HY | 1 | 1982 |  |  | (OP) Operating
39006 | Brookfield White Pine Hydro LLC | 1504 | Shawmut | IPP Non-CHP | ME | SH8 | 1.9 | Conventional Hydroelectric | WAT | HY | 1 | 1982 |  |  | (OP) Operating
39006 | Brookfield White Pine Hydro LLC | 1505 | Skelton | IPP Non-CHP | ME | 1 | 9.9 | Conventional Hydroelectric | WAT | HY | 1 | 1948 |  |  | (OP) Operating
39006 | Brookfield White Pine Hydro LLC | 1505 | Skelton | IPP Non-CHP | ME | 2 | 9.9 | Conventional Hydroelectric | WAT | HY | 1 | 1948 |  |  | (OP) Operating
31719 | FPL Energy Wyman LLC | 1507 | William F Wyman | IPP Non-CHP | ME | 1 | 50.1 | Petroleum Liquids | RFO | ST | 1 | 1957 |  |  | (OP) Operating
31719 | FPL Energy Wyman LLC | 1507 | William F Wyman | IPP Non-CHP | ME | 2 | 50.1 | Petroleum Liquids | RFO | ST | 1 | 1958 |  |  | (OP) Operating
31719 | FPL Energy Wyman LLC | 1507 | William F Wyman | IPP Non-CHP | ME | 3 | 109 | Petroleum Liquids | RFO | ST | 1 | 1965 |  |  | (OP) Operating
31719 | FPL Energy Wyman LLC | 1507 | William F Wyman | IPP Non-CHP | ME | 4 | 602.1 | Petroleum Liquids | RFO | ST | 1 | 1978 |  |  | (OP) Operating
39006 | Brookfield White Pine Hydro LLC | 1508 | West Buxton | IPP Non-CHP | ME | WB1 | 0.6 | Conventional Hydroelectric | WAT | HY | 1 | 1982 |  |  | (OP) Operating
39006 | Brookfield White Pine Hydro LLC | 1508 | West Buxton | IPP Non-CHP | ME | WB2 | 0.6 | Conventional Hydroelectric | WAT | HY | 1 | 1982 |  |  | (OP) Operating
39006 | Brookfield White Pine Hydro LLC | 1508 | West Buxton | IPP Non-CHP | ME | WB3 | 1.1 | Conventional Hydroelectric | WAT | HY | 1 | 1920 |  |  | (OP) Operating
39006 | Brookfield White Pine Hydro LLC | 1508 | West Buxton | IPP Non-CHP | ME | WB4 | 0.7 | Conventional Hydroelectric | WAT | HY | 1 | 1907 |  |  | (OP) Operating
39006 | Brookfield White Pine Hydro LLC | 1508 | West Buxton | IPP Non-CHP | ME | WB5 | 0.7 | Conventional Hydroelectric | WAT | HY | 1 | 1904 |  |  | (OP) Operating
39006 | Brookfield White Pine Hydro LLC | 1508 | West Buxton | IPP Non-CHP | ME | WB6 | 4 | Conventional Hydroelectric | WAT | HY | 1 | 1927 |  |  | (OP) Operating
39006 | Brookfield White Pine Hydro LLC | 1509 | Weston Hydro | IPP Non-CHP | ME | WE1 | 3.3 | Conventional Hydroelectric | WAT | HY | 1 | 1921 |  |  | (OP) Operating
39006 | Brookfield White Pine Hydro LLC | 1509 | Weston Hydro | IPP Non-CHP | ME | WE2 | 3.3 | Conventional Hydroelectric | WAT | HY | 1 | 1920 |  |  | (OP) Operating
39006 | Brookfield White Pine Hydro LLC | 1509 | Weston Hydro | IPP Non-CHP | ME | WE3 | 3.3 | Conventional Hydroelectric | WAT | HY | 1 | 1921 |  |  | (OP) Operating
39006 | Brookfield White Pine Hydro LLC | 1509 | Weston Hydro | IPP Non-CHP | ME | WE4 | 3.3 | Conventional Hydroelectric | WAT | HY | 1 | 1923 |  |  | (OP) Operating
39006 | Brookfield White Pine Hydro LLC | 1510 | Williams Hydro | IPP Non-CHP | ME | WI1 | 8.2 | Conventional Hydroelectric | WAT | HY | 1 | 1939 |  |  | (OP) Operating
39006 | Brookfield White Pine Hydro LLC | 1510 | Williams Hydro | IPP Non-CHP | ME | WI2 | 6.7 | Conventional Hydroelectric | WAT | HY | 1 | 1950 |  |  | (OP) Operating
39006 | Brookfield White Pine Hydro LLC | 1511 | Wyman Hydro | IPP Non-CHP | ME | WY1 | 27.4 | Conventional Hydroelectric | WAT | HY | 1 | 1930 |  |  | (OP) Operating
39006 | Brookfield White Pine Hydro LLC | 1511 | Wyman Hydro | IPP Non-CHP | ME | WY2 | 29.9 | Conventional Hydroelectric | WAT | HY | 1 | 1931 |  |  | (OP) Operating
39006 | Brookfield White Pine Hydro LLC | 1511 | Wyman Hydro | IPP Non-CHP | ME | WY3 | 25.7 | Conventional Hydroelectric | WAT | HY | 1 | 1940 |  |  | (OP) Operating
14597 | Algonquin Northern Maine | 1513 | Caribou Generation Station | IPP Non-CHP | ME | 1 | 9 | Petroleum Liquids | RFO | ST | 9 | 1950 |  |  | (SB) Standby/Backup: available for service but not normally used
14597 | Algonquin Northern Maine | 1513 | Caribou Generation Station | IPP Non-CHP | ME | CD2 | 2.5 | Petroleum Liquids | DFO | IC | 8 | 1948 |  |  | (SB) Standby/Backup: available for service but not normally used
14597 | Algonquin Northern Maine | 1513 | Caribou Generation Station | IPP Non-CHP | ME | CD3 | 2.5 | Petroleum Liquids | DFO | IC | 8 | 1948 |  |  | (SB) Standby/Backup: available for service but not normally used
14597 | Algonquin Northern Maine | 1513 | Caribou Generation Station | IPP Non-CHP | ME | CD4 | 1 | Petroleum Liquids | DFO | IC | 8 | 1948 |  |  | (SB) Standby/Backup: available for service but not normally used
14597 | Algonquin Northern Maine | 1513 | Caribou Generation Station | IPP Non-CHP | ME | CD5 | 1 | Petroleum Liquids | DFO | IC | 9 | 1951 |  |  | (SB) Standby/Backup: available for service but not normally used
14597 | Algonquin Northern Maine | 1513 | Caribou Generation Station | IPP Non-CHP | ME | CH1 | 0.4 | Conventional Hydroelectric | WAT | HY | 6 | 1926 |  |  | (OP) Operating
14597 | Algonquin Northern Maine | 1513 | Caribou Generation Station | IPP Non-CHP | ME | CH2 | 0.4 | Conventional Hydroelectric | WAT | HY | 6 | 1926 |  |  | (OP) Operating
14597 | Algonquin Northern Maine | 1513 | Caribou Generation Station | IPP Non-CHP | ME | ST2 | 14 | Petroleum Liquids | RFO | ST | 9 | 1955 |  |  | (SB) Standby/Backup: available for service but not normally used
14597 | Algonquin Northern Maine | 1514 | Flos Inn Diesel | IPP Non-CHP | ME | FID1 | 1.4 | Petroleum Liquids | DFO | IC | 8 | 1959 |  |  | (OS) Out of service and NOT expected to return to service in next calendar year
14597 | Algonquin Northern Maine | 1514 | Flos Inn Diesel | IPP Non-CHP | ME | FID2 | 1.4 | Petroleum Liquids | DFO | IC | 8 | 1959 |  |  | (OS) Out of service and NOT expected to return to service in next calendar year
14597 | Algonquin Northern Maine | 1514 | Flos Inn Diesel | IPP Non-CHP | ME | FID3 | 1.4 | Petroleum Liquids | DFO | IC | 8 | 1959 |  |  | (OS) Out of service and NOT expected to return to service in next calendar year
14597 | Algonquin Northern Maine | 1516 | Squa Pan Hydro Station | IPP Non-CHP | ME | SP1 | 1.4 | Conventional Hydroelectric | WAT | HY | 12 | 1941 |  |  | (SB) Standby/Backup: available for service but not normally used
58177 | Raven Power Holdings LLC | 1552 | C P Crane | IPP Non-CHP | MD | 1 | 190 | Conventional Steam Coal | SUB | ST | 7 | 1961 | 6 | 2020 | (OP) Operating
58177 | Raven Power Holdings LLC | 1552 | C P Crane | IPP Non-CHP | MD | 2 | 195 | Conventional Steam Coal | SUB | ST | 2 | 1963 | 6 | 2020 | (OP) Operating
58177 | Raven Power Holdings LLC | 1552 | C P Crane | IPP Non-CHP | MD | GT1 | 14 | Petroleum Liquids | DFO | GT | 8 | 1967 |  |  | (OP) Operating
4161 | Constellation Power Source Gen | 1553 | Gould Street | IPP Non-CHP | MD | 3 | 97 | Natural Gas Steam Turbine | NG | ST | 12 | 1952 |  |  | (OP) Operating
58177 | Raven Power Holdings LLC | 1554 | Herbert A Wagner | IPP Non-CHP | MD | 1 | 126 | Natural Gas Steam Turbine | NG | ST | 2 | 1956 |  |  | (OP) Operating
58177 | Raven Power Holdings LLC | 1554 | Herbert A Wagner | IPP Non-CHP | MD | 2 | 118 | Conventional Steam Coal | BIT | ST | 1 | 1959 |  |  | (OP) Operating
58177 | Raven Power Holdings LLC | 1554 | Herbert A Wagner | IPP Non-CHP | MD | 3 | 305 | Conventional Steam Coal | BIT | ST | 8 | 1966 |  |  | (OP) Operating
58177 | Raven Power Holdings LLC | 1554 | Herbert A Wagner | IPP Non-CHP | MD | 4 | 397 | Petroleum Liquids | RFO | ST | 8 | 1972 |  |  | (OP) Operating
58177 | Raven Power Holdings LLC | 1554 | Herbert A Wagner | IPP Non-CHP | MD | GT1 | 12.9 | Petroleum Liquids | DFO | GT | 8 | 1967 |  |  | (OP) Operating
4161 | Constellation Power Source Gen | 1555 | Notch Cliff | IPP Non-CHP | MD | GT1 | 14 | Natural Gas Fired Combustion Turbine | NG | GT | 6 | 1969 |  |  | (OP) Operating
4161 | Constellation Power Source Gen | 1555 | Notch Cliff | IPP Non-CHP | MD | GT2 | 14 | Natural Gas Fired Combustion Turbine | NG | GT | 6 | 1969 |  |  | (OP) Operating
4161 | Constellation Power Source Gen | 1555 | Notch Cliff | IPP Non-CHP | MD | GT3 | 14 | Natural Gas Fired Combustion Turbine | NG | GT | 6 | 1969 |  |  | (OP) Operating
4161 | Constellation Power Source Gen | 1555 | Notch Cliff | IPP Non-CHP | MD | GT4 | 14 | Natural Gas Fired Combustion Turbine | NG | GT | 6 | 1969 |  |  | (OP) Operating
4161 | Constellation Power Source Gen | 1555 | Notch Cliff | IPP Non-CHP | MD | GT5 | 14.6 | Natural Gas Fired Combustion Turbine | NG | GT | 6 | 1969 |  |  | (OP) Operating
4161 | Constellation Power Source Gen | 1555 | Notch Cliff | IPP Non-CHP | MD | GT6 | 15.6 | Natural Gas Fired Combustion Turbine | NG | GT | 6 | 1969 |  |  | (OP) Operating
4161 | Constellation Power Source Gen | 1555 | Notch Cliff | IPP Non-CHP | MD | GT7 | 14.5 | Natural Gas Fired Combustion Turbine | NG | GT | 6 | 1969 |  |  | (OP) Operating
4161 | Constellation Power Source Gen | 1555 | Notch Cliff | IPP Non-CHP | MD | GT8 | 16 | Natural Gas Fired Combustion Turbine | NG | GT | 6 | 1969 |  |  | (OP) Operating
4161 | Constellation Power Source Gen | 1556 | Perryman | IPP Non-CHP | MD | GT1 | 52 | Petroleum Liquids | DFO | GT | 1 | 1972 |  |  | (OP) Operating
4161 | Constellation Power Source Gen | 1556 | Perryman | IPP Non-CHP | MD | GT2 | 51 | Petroleum Liquids | DFO | GT | 4 | 1972 |  |  | (OP) Operating
4161 | Constellation Power Source Gen | 1556 | Perryman | IPP Non-CHP | MD | GT3 | 51 | Petroleum Liquids | DFO | GT | 4 | 1972 |  |  | (OP) Operating
4161 | Constellation Power Source Gen | 1556 | Perryman | IPP Non-CHP | MD | GT4 | 52 | Petroleum Liquids | DFO | GT | 4 | 1972 |  |  | (OP) Operating
4161 | Constellation Power Source Gen | 1556 | Perryman | IPP Non-CHP | MD | GT5 | 147.6 | Natural Gas Fired Combustion Turbine | NG | GT | 6 | 1995 |  |  | (OP) Operating
4161 | Constellation Power Source Gen | 1556 | Perryman | IPP Non-CHP | MD | GT6 | 109.8 | Natural Gas Fired Combustion Turbine | NG | GT | 6 | 2015 |  |  | (OP) Operating
4161 | Constellation Power Source Gen | 1557 | Philadelphia | IPP Non-CHP | MD | GT1 | 15.3 | Petroleum Liquids | DFO | GT | 8 | 1970 |  |  | (OP) Operating
4161 | Constellation Power Source Gen | 1557 | Philadelphia | IPP Non-CHP | MD | GT2 | 16 | Petroleum Liquids | DFO | GT | 8 | 1970 |  |  | (OP) Operating
4161 | Constellation Power Source Gen | 1557 | Philadelphia | IPP Non-CHP | MD | GT3 | 14.8 | Petroleum Liquids | DFO | GT | 9 | 1970 |  |  | (OP) Operating
4161 | Constellation Power Source Gen | 1557 | Philadelphia | IPP Non-CHP | MD | GT4 | 14.8 | Petroleum Liquids | DFO | GT | 9 | 1970 |  |  | (OP) Operating
4161 | Constellation Power Source Gen | 1559 | Riverside (MD) | IPP Non-CHP | MD | 4 | 74 | Natural Gas Steam Turbine | NG | ST | 9 | 1951 | 5 | 2016 | (OP) Operating
4161 | Constellation Power Source Gen | 1559 | Riverside (MD) | IPP Non-CHP | MD | GT7 | 19 | Petroleum Liquids | DFO | GT | 9 | 1970 |  |  | (OP) Operating
4161 | Constellation Power Source Gen | 1559 | Riverside (MD) | IPP Non-CHP | MD | GT8 | 20 | Petroleum Liquids | DFO | GT | 9 | 1970 |  |  | (OP) Operating
4161 | Constellation Power Source Gen | 1560 | Westport | IPP Non-CHP | MD | GT5 | 115.8 | Natural Gas Fired Combustion Turbine | NG | GT | 2 | 1969 |  |  | (OP) Operating
56609 | Calpine Mid-Atlantic Generation LLC | 1563 | Crisfield | IPP Non-CHP | MD | CRIS | 2.6 | Petroleum Liquids | DFO | IC | 5 | 1968 |  |  | (SB) Standby/Backup: available for service but not normally used
56609 | Calpine Mid-Atlantic Generation LLC | 1563 | Crisfield | IPP Non-CHP | MD | CRS2 | 2.6 | Petroleum Liquids | DFO | IC | 5 | 1968 |  |  | (SB) Standby/Backup: available for service but not normally used
56609 | Calpine Mid-Atlantic Generation LLC | 1563 | Crisfield | IPP Non-CHP | MD | CRS3 | 2.6 | Petroleum Liquids | DFO | IC | 5 | 1968 |  |  | (SB) Standby/Backup: available for service but not normally used
56609 | Calpine Mid-Atlantic Generation LLC | 1563 | Crisfield | IPP Non-CHP | MD | CRS4 | 2.6 | Petroleum Liquids | DFO | IC | 5 | 1968 |  |  | (SB) Standby/Backup: available for service but not normally used
19830 | NRG Vienna Operations Inc | 1564 | Vienna Operations | IPP Non-CHP | MD | 10 | 15.9 | Petroleum Liquids | DFO | GT | 1 | 1968 |  |  | (OP) Operating
19830 | NRG Vienna Operations Inc | 1564 | Vienna Operations | IPP Non-CHP | MD | 8 | 153 | Petroleum Liquids | RFO | ST | 1 | 1972 |  |  | (OP) Operating
54679 | BP Piney & Deep Creek LLC | 1567 | Deep Creek | IPP Non-CHP | MD | 1 | 9 | Conventional Hydroelectric | WAT | HY | 7 | 1925 |  |  | (OP) Operating
54679 | BP Piney & Deep Creek LLC | 1567 | Deep Creek | IPP Non-CHP | MD | 2 | 9 | Conventional Hydroelectric | WAT | HY | 7 | 1925 |  |  | (OP) Operating
12628 | NRG Chalk Point LLC | 1571 | Chalk Point LLC | IPP Non-CHP | MD | 3 | 582 | Petroleum Liquids | RFO | ST | 5 | 1975 |  |  | (OP) Operating
12628 | NRG Chalk Point LLC | 1571 | Chalk Point LLC | IPP Non-CHP | MD | 4 | 582 | Petroleum Liquids | RFO | ST | 12 | 1981 |  |  | (OP) Operating
12628 | NRG Chalk Point LLC | 1571 | Chalk Point LLC | IPP Non-CHP | MD | GT1 | 16 | Petroleum Liquids | DFO | GT | 4 | 1967 |  |  | (OP) Operating
12628 | NRG Chalk Point LLC | 1571 | Chalk Point LLC | IPP Non-CHP | MD | GT2 | 22 | Petroleum Liquids | DFO | GT | 6 | 1974 |  |  | (OP) Operating
12628 | NRG Chalk Point LLC | 1571 | Chalk Point LLC | IPP Non-CHP | MD | GT3 | 73 | Petroleum Liquids | DFO | GT | 6 | 1991 |  |  | (OP) Operating
12628 | NRG Chalk Point LLC | 1571 | Chalk Point LLC | IPP Non-CHP | MD | GT4 | 73 | Petroleum Liquids | DFO | GT | 6 | 1991 |  |  | (OP) Operating
12628 | NRG Chalk Point LLC | 1571 | Chalk Point LLC | IPP Non-CHP | MD | GT5 | 81 | Petroleum Liquids | DFO | GT | 6 | 1991 |  |  | (OP) Operating
12628 | NRG Chalk Point LLC | 1571 | Chalk Point LLC | IPP Non-CHP | MD | GT6 | 81 | Petroleum Liquids | DFO | GT | 6 | 1991 |  |  | (OP) Operating
12628 | NRG Chalk Point LLC | 1571 | Chalk Point LLC | IPP Non-CHP | MD | SGT1 | 71 | Petroleum Liquids | DFO | GT | 6 | 1990 |  |  | (OP) Operating
12628 | NRG Chalk Point LLC | 1571 | Chalk Point LLC | IPP Non-CHP | MD | ST1 | 331 | Conventional Steam Coal | BIT | ST | 8 | 1964 | 5 | 2017 | (OP) Operating
12628 | NRG Chalk Point LLC | 1571 | Chalk Point LLC | IPP Non-CHP | MD | ST2 | 336 | Conventional Steam Coal | BIT | ST | 3 | 1965 | 5 | 2017 | (OP) Operating
12653 | GenOn Mid-Atlantic LLC | 1572 | Dickerson | IPP Non-CHP | MD | 2 | 173 | Conventional Steam Coal | BIT | ST | 4 | 1960 | 5 | 2018 | (OP) Operating | 2014 | 10 | 6
12653 | GenOn Mid-Atlantic LLC | 1572 | Dickerson | IPP Non-CHP | MD | 3 | 173 | Conventional Steam Coal | BIT | ST | 3 | 1962 | 5 | 2018 | (OP) Operating | 2014 | 10 | 6
12653 | GenOn Mid-Atlantic LLC | 1572 | Dickerson | IPP Non-CHP | MD | GT1 | 18 | Petroleum Liquids | DFO | GT | 3 | 1967 |  |  | (OP) Operating
12653 | GenOn Mid-Atlantic LLC | 1572 | Dickerson | IPP Non-CHP | MD | GT2 | 147 | Natural Gas Fired Combustion Turbine | NG | GT | 6 | 1992 |  |  | (OP) Operating
12653 | GenOn Mid-Atlantic LLC | 1572 | Dickerson | IPP Non-CHP | MD | GT3 | 147 | Natural Gas Fired Combustion Turbine | NG | GT | 6 | 1992 |  |  | (OP) Operating
12653 | GenOn Mid-Atlantic LLC | 1572 | Dickerson | IPP Non-CHP | MD | ST1 | 173 | Conventional Steam Coal | BIT | ST | 6 | 1959 | 5 | 2018 | (OP) Operating | 2014 | 10 | 6
12653 | GenOn Mid-Atlantic LLC | 1573 | Morgantown Generating Plant | IPP Non-CHP | MD | 3 | 48 | Petroleum Liquids | DFO | GT | 6 | 1973 |  |  | (OP) Operating
12653 | GenOn Mid-Atlantic LLC | 1573 | Morgantown Generating Plant | IPP Non-CHP | MD | 4 | 48 | Petroleum Liquids | DFO | GT | 6 | 1973 |  |  | (OP) Operating
12653 | GenOn Mid-Atlantic LLC | 1573 | Morgantown Generating Plant | IPP Non-CHP | MD | 5 | 48 | Petroleum Liquids | DFO | GT | 5 | 1973 |  |  | (OP) Operating
12653 | GenOn Mid-Atlantic LLC | 1573 | Morgantown Generating Plant | IPP Non-CHP | MD | 6 | 48 | Petroleum Liquids | DFO | GT | 5 | 1973 |  |  | (OP) Operating
12653 | GenOn Mid-Atlantic LLC | 1573 | Morgantown Generating Plant | IPP Non-CHP | MD | GT1 | 13 | Petroleum Liquids | DFO | GT | 12 | 1970 |  |  | (OP) Operating
12653 | GenOn Mid-Atlantic LLC | 1573 | Morgantown Generating Plant | IPP Non-CHP | MD | GT2 | 13 | Petroleum Liquids | DFO | GT | 2 | 1971 |  |  | (OP) Operating
12653 | GenOn Mid-Atlantic LLC | 1573 | Morgantown Generating Plant | IPP Non-CHP | MD | ST1 | 596 | Conventional Steam Coal | BIT | ST | 6 | 1970 |  |  | (OP) Operating
12653 | GenOn Mid-Atlantic LLC | 1573 | Morgantown Generating Plant | IPP Non-CHP | MD | ST2 | 609 | Conventional Steam Coal | BIT | ST | 6 | 1971 |  |  | (OP) Operating
18344 | Susquehanna Electric Co | 1574 | Conowingo | IPP Non-CHP | MD | 1 | 48 | Conventional Hydroelectric | WAT | HY | 3 | 1928 |  |  | (OP) Operating
18344 | Susquehanna Electric Co | 1574 | Conowingo | IPP Non-CHP | MD | 10 | 65 | Conventional Hydroelectric | WAT | HY | 5 | 1964 |  |  | (OP) Operating
18344 | Susquehanna Electric Co | 1574 | Conowingo | IPP Non-CHP | MD | 11 | 65 | Conventional Hydroelectric | WAT | HY | 5 | 1964 |  |  | (OP) Operating
18344 | Susquehanna Electric Co | 1574 | Conowingo | IPP Non-CHP | MD | 2 | 36 | Conventional Hydroelectric | WAT | HY | 3 | 1928 |  |  | (OP) Operating
18344 | Susquehanna Electric Co | 1574 | Conowingo | IPP Non-CHP | MD | 3 | 48 | Conventional Hydroelectric | WAT | HY | 3 | 1928 |  |  | (OP) Operating
18344 | Susquehanna Electric Co | 1574 | Conowingo | IPP Non-CHP | MD | 4 | 48 | Conventional Hydroelectric | WAT | HY | 4 | 1928 |  |  | (OP) Operating
18344 | Susquehanna Electric Co | 1574 | Conowingo | IPP Non-CHP | MD | 5 | 36 | Conventional Hydroelectric | WAT | HY | 6 | 1928 |  |  | (OP) Operating
18344 | Susquehanna Electric Co | 1574 | Conowingo | IPP Non-CHP | MD | 6 | 48 | Conventional Hydroelectric | WAT | HY | 7 | 1928 |  |  | (OP) Operating
18344 | Susquehanna Electric Co | 1574 | Conowingo | IPP Non-CHP | MD | 7 | 48 | Conventional Hydroelectric | WAT | HY | 6 | 1928 |  |  | (OP) Operating
18344 | Susquehanna Electric Co | 1574 | Conowingo | IPP Non-CHP | MD | 8 | 65 | Conventional Hydroelectric | WAT | HY | 3 | 1964 |  |  | (OP) Operating
18344 | Susquehanna Electric Co | 1574 | Conowingo | IPP Non-CHP | MD | 9 | 65 | Conventional Hydroelectric | WAT | HY | 3 | 1964 |  |  | (OP) Operating
5625 | Easton Utilities Comm | 1580 | Easton | Electric Utility | MD | 10 | 3.5 | Petroleum Liquids | DFO | IC | 5 | 1966 |  |  | (OP) Operating
5625 | Easton Utilities Comm | 1580 | Easton | Electric Utility | MD | 101 | 1.5 | Petroleum Liquids | DFO | IC | 12 | 1995 |  |  | (OP) Operating
5625 | Easton Utilities Comm | 1580 | Easton | Electric Utility | MD | 102 | 1.5 | Petroleum Liquids | DFO | IC | 12 | 1995 |  |  | (OP) Operating
5625 | Easton Utilities Comm | 1580 | Easton | Electric Utility | MD | 11 | 3.6 | Petroleum Liquids | DFO | IC | 6 | 1968 |  |  | (OP) Operating
5625 | Easton Utilities Comm | 1580 | Easton | Electric Utility | MD | 12 | 4.1 | Petroleum Liquids | DFO | IC | 7 | 1970 |  |  | (OP) Operating
5625 | Easton Utilities Comm | 1580 | Easton | Electric Utility | MD | 13 | 5.6 | Petroleum Liquids | DFO | IC | 7 | 1973 |  |  | (OP) Operating
5625 | Easton Utilities Comm | 1580 | Easton | Electric Utility | MD | 14 | 5.6 | Petroleum Liquids | DFO | IC | 7 | 1973 |  |  | (OP) Operating
5625 | Easton Utilities Comm | 1580 | Easton | Electric Utility | MD | 7 | 2 | Petroleum Liquids | DFO | IC | 11 | 1954 |  |  | (OP) Operating
5625 | Easton Utilities Comm | 1580 | Easton | Electric Utility | MD | 8 | 2 | Petroleum Liquids | DFO | IC | 5 | 1957 |  |  | (OP) Operating
5625 | Easton Utilities Comm | 1580 | Easton | Electric Utility | MD | 9 | 2.5 | Petroleum Liquids | DFO | IC | 12 | 1961 |  |  | (OP) Operating
6035 | Exelon Power | 1586 | Exelon Framingham LLC | IPP Non-CHP | MA | GT1 | 10.2 | Petroleum Liquids | DFO | GT | 3 | 1970 |  |  | (OP) Operating
6035 | Exelon Power | 1586 | Exelon Framingham LLC | IPP Non-CHP | MA | GT2 | 9.9 | Petroleum Liquids | DFO | GT | 9 | 1969 |  |  | (OP) Operating
6035 | Exelon Power | 1586 | Exelon Framingham LLC | IPP Non-CHP | MA | GT3 | 11.3 | Petroleum Liquids | DFO | GT | 9 | 1969 |  |  | (OP) Operating
6035 | Exelon Power | 1587 | Exelon L Street | IPP Non-CHP | MA | GT1 | 16 | Petroleum Liquids | DFO | GT | 9 | 1966 |  |  | (OP) Operating
49965 | Constellation Mystic Power LLC | 1588 | Mystic Generating Station | IPP Non-CHP | MA | 7 | 570.8 | Natural Gas Steam Turbine | NG | ST | 6 | 1975 |  |  | (OP) Operating
49965 | Constellation Mystic Power LLC | 1588 | Mystic Generating Station | IPP Non-CHP | MA | GT1 | 9.1 | Petroleum Liquids | DFO | GT | 6 | 1969 |  |  | (SB) Standby/Backup: available for service but not normally used
49965 | Constellation Mystic Power LLC | 1588 | Mystic Generating Station | IPP Non-CHP | MA | GT81 | 224.6 | Natural Gas Fired Combined Cycle | NG | CT | 4 | 2003 |  |  | (OP) Operating
49965 | Constellation Mystic Power LLC | 1588 | Mystic Generating Station | IPP Non-CHP | MA | GT82 | 226.7 | Natural Gas Fired Combined Cycle | NG | CT | 4 | 2003 |  |  | (OP) Operating
49965 | Constellation Mystic Power LLC | 1588 | Mystic Generating Station | IPP Non-CHP | MA | GT93 | 227.9 | Natural Gas Fired Combined Cycle | NG | CT | 6 | 2003 |  |  | (OP) Operating
49965 | Constellation Mystic Power LLC | 1588 | Mystic Generating Station | IPP Non-CHP | MA | GT94 | 230.1 | Natural Gas Fired Combined Cycle | NG | CT | 6 | 2003 |  |  | (OP) Operating
49965 | Constellation Mystic Power LLC | 1588 | Mystic Generating Station | IPP Non-CHP | MA | ST85 | 252.1 | Natural Gas Fired Combined Cycle | NG | CA | 4 | 2003 |  |  | (OP) Operating
49965 | Constellation Mystic Power LLC | 1588 | Mystic Generating Station | IPP Non-CHP | MA | ST96 | 255.9 | Natural Gas Fired Combined Cycle | NG | CA | 6 | 2003 |  |  | (OP) Operating
29926 | Entergy Nuclear Generation Co | 1590 | Pilgrim Nuclear Power Station | IPP Non-CHP | MA | 1 | 677.6 | Nuclear | NUC | ST | 12 | 1972 |  |  | (OP) Operating
6035 | Exelon Power | 1592 | Exelon Medway LLC | IPP Non-CHP | MA | GT1 | 42 | Petroleum Liquids | DFO | GT | 7 | 1970 |  |  | (OP) Operating
6035 | Exelon Power | 1592 | Exelon Medway LLC | IPP Non-CHP | MA | GT2 | 39.8 | Petroleum Liquids | DFO | GT | 3 | 1971 |  |  | (OP) Operating
6035 | Exelon Power | 1592 | Exelon Medway LLC | IPP Non-CHP | MA | GT3 | 42 | Petroleum Liquids | DFO | GT | 7 | 1970 |  |  | (OP) Operating
59528 | Veolia - Kendall Green Energy | 1595 | Kendall Square Station | IPP CHP | MA | 1 | 14.5 | Natural Gas Fired Combined Cycle | NG | CA | 6 | 1949 |  |  | (OP) Operating
59528 | Veolia - Kendall Green Energy | 1595 | Kendall Square Station | IPP CHP | MA | 2 | 19.3 | Natural Gas Fired Combined Cycle | NG | CA | 1 | 1951 |  |  | (OP) Operating
59528 | Veolia - Kendall Green Energy | 1595 | Kendall Square Station | IPP CHP | MA | 3 | 19.8 | Natural Gas Fired Combined Cycle | NG | CA | 8 | 1958 |  |  | (OP) Operating
59528 | Veolia - Kendall Green Energy | 1595 | Kendall Square Station | IPP CHP | MA | GEN4 | 160.5 | Natural Gas Fired Combined Cycle | NG | CT | 12 | 2002 |  |  | (OP) Operating
59528 | Veolia - Kendall Green Energy | 1595 | Kendall Square Station | IPP CHP | MA | JET1 | 18 | Petroleum Liquids | DFO | GT | 9 | 1970 |  |  | (OP) Operating
21461 | NRG Canal LLC | 1597 | Oak Bluffs Diesel Generating Facility | IPP Non-CHP | MA | UN1 | 2.8 | Petroleum Liquids | DFO | IC | 1 | 1969 |  |  | (OP) Operating
21461 | NRG Canal LLC | 1597 | Oak Bluffs Diesel Generating Facility | IPP Non-CHP | MA | UN2 | 2.8 | Petroleum Liquids | DFO | IC | 1 | 1969 |  |  | (OP) Operating
21461 | NRG Canal LLC | 1597 | Oak Bluffs Diesel Generating Facility | IPP Non-CHP | MA | UN3 | 2.8 | Petroleum Liquids | DFO | IC | 1 | 1972 |  |  | (OP) Operating
21461 | NRG Canal LLC | 1599 | Canal | IPP Non-CHP | MA | 1 | 560 | Petroleum Liquids | RFO | ST | 6 | 1968 |  |  | (OP) Operating
21461 | NRG Canal LLC | 1599 | Canal | IPP Non-CHP | MA | 2 | 553 | Petroleum Liquids | RFO | ST | 1 | 1976 |  |  | (OP) Operating
8776 | City of Holyoke Gas and Electric Dept. | 1603 | Boatlock | Electric Utility | MA | 1 | 0.7 | Conventional Hydroelectric | WAT | HY | 1 | 1921 |  |  | (OP) Operating
8776 | City of Holyoke Gas and Electric Dept. | 1603 | Boatlock | Electric Utility | MA | 2 | 1.2 | Conventional Hydroelectric | WAT | HY | 1 | 1924 |  |  | (OP) Operating |  |  |  | 2015 | 12 | 0.3
8776 | City of Holyoke Gas and Electric Dept. | 1603 | Boatlock | Electric Utility | MA | 3 | 1.2 | Conventional Hydroelectric | WAT | HY | 1 | 1924 |  |  | (OP) Operating
8776 | City of Holyoke Gas and Electric Dept. | 1604 | Chemical | Electric Utility | MA | 1 | 0.8 | Conventional Hydroelectric | WAT | HY | 1 | 1935 |  |  | (OP) Operating
8776 | City of Holyoke Gas and Electric Dept. | 1604 | Chemical | Electric Utility | MA | 2 | 0.8 | Conventional Hydroelectric | WAT | HY | 1 | 1935 |  |  | (OP) Operating
8776 | City of Holyoke Gas and Electric Dept. | 1605 | Hadley Falls | Electric Utility | MA | 1 | 15.3 | Conventional Hydroelectric | WAT | HY | 1 | 1952 |  |  | (OP) Operating |  |  |  | 2015 | 12 | 2.8
8776 | City of Holyoke Gas and Electric Dept. | 1605 | Hadley Falls | Electric Utility | MA | 2 | 15 | Conventional Hydroelectric | WAT | HY | 11 | 1983 |  |  | (OP) Operating
8776 | City of Holyoke Gas and Electric Dept. | 1607 | Riverside Holyoke | Electric Utility | MA | 4 | 0.8 | Conventional Hydroelectric | WAT | HY | 1 | 1906 |  |  | (OP) Operating
8776 | City of Holyoke Gas and Electric Dept. | 1607 | Riverside Holyoke | Electric Utility | MA | 5 | 0.6 | Conventional Hydroelectric | WAT | HY | 1 | 1906 |  |  | (OP) Operating
8776 | City of Holyoke Gas and Electric Dept. | 1607 | Riverside Holyoke | Electric Utility | MA | 7 | 1.5 | Conventional Hydroelectric | WAT | HY | 1 | 1922 |  |  | (OP) Operating
8776 | City of Holyoke Gas and Electric Dept. | 1607 | Riverside Holyoke | Electric Utility | MA | 8 | 4 | Conventional Hydroelectric | WAT | HY | 1 | 1931 |  |  | (OP) Operating
13206 | Nantucket Electric Co | 1615 | Nantucket | Electric Utility | MA | 12 | 2.4 | Petroleum Liquids | DFO | GT | 10 | 1988 |  |  | (SB) Standby/Backup: available for service but not normally used
13206 | Nantucket Electric Co | 1615 | Nantucket | Electric Utility | MA | 13 | 2.8 | Petroleum Liquids | DFO | GT | 10 | 1988 |  |  | (SB) Standby/Backup: available for service but not normally used
58534 | Brayton Point Energy LLC | 1619 | Brayton Point | IPP Non-CHP | MA | 1 | 236.1 | Conventional Steam Coal | BIT | ST | 8 | 1963 | 6 | 2017 | (OP) Operating
58534 | Brayton Point Energy LLC | 1619 | Brayton Point | IPP Non-CHP | MA | 2 | 238.6 | Conventional Steam Coal | BIT | ST | 7 | 1964 | 6 | 2017 | (OP) Operating
58534 | Brayton Point Energy LLC | 1619 | Brayton Point | IPP Non-CHP | MA | 3 | 596.3 | Conventional Steam Coal | BIT | ST | 8 | 1969 | 6 | 2017 | (OP) Operating
58534 | Brayton Point Energy LLC | 1619 | Brayton Point | IPP Non-CHP | MA | 4 | 434 | Petroleum Liquids | RFO | ST | 12 | 1974 | 6 | 2017 | (OP) Operating
50048 | TransCanada Hydro Northeast Inc., | 1620 | Deerfield 5 | IPP Non-CHP | MA | GEN1 | 13.9 | Conventional Hydroelectric | WAT | HY | 10 | 1974 |  |  | (OP) Operating
58185 | FirstLight Power Resources, Inc. - MA | 1629 | Cabot | IPP Non-CHP | MA | 1 | 10.3 | Conventional Hydroelectric | WAT | HY | 1 | 1915 |  |  | (OP) Operating
58185 | FirstLight Power Resources, Inc. - MA | 1629 | Cabot | IPP Non-CHP | MA | 2 | 10.3 | Conventional Hydroelectric | WAT | HY | 1 | 1915 |  |  | (OP) Operating
58185 | FirstLight Power Resources, Inc. - MA | 1629 | Cabot | IPP Non-CHP | MA | 3 | 10.3 | Conventional Hydroelectric | WAT | HY | 1 | 1916 |  |  | (OP) Operating
58185 | FirstLight Power Resources, Inc. - MA | 1629 | Cabot | IPP Non-CHP | MA | 4 | 10.3 | Conventional Hydroelectric | WAT | HY | 1 | 1916 |  |  | (OP) Operating
58185 | FirstLight Power Resources, Inc. - MA | 1629 | Cabot | IPP Non-CHP | MA | 5 | 10.3 | Conventional Hydroelectric | WAT | HY | 1 | 1917 |  |  | (OP) Operating
58185 | FirstLight Power Resources, Inc. - MA | 1629 | Cabot | IPP Non-CHP | MA | 6 | 10.3 | Conventional Hydroelectric | WAT | HY | 1 | 1917 |  |  | (OP) Operating
8776 | City of Holyoke Gas and Electric Dept. | 1630 | Cobble Mountain | Electric Utility | MA | 1 | 12.9 | Conventional Hydroelectric | WAT | HY | 1 | 1930 |  |  | (OP) Operating
8776 | City of Holyoke Gas and Electric Dept. | 1630 | Cobble Mountain | Electric Utility | MA | 2 | 6.8 | Conventional Hydroelectric | WAT | HY | 1 | 1930 |  |  | (OP) Operating
8776 | City of Holyoke Gas and Electric Dept. | 1630 | Cobble Mountain | Electric Utility | MA | 3 | 12.9 | Conventional Hydroelectric | WAT | HY | 1 | 1930 |  |  | (OP) Operating
56401 | NAEA Energy Massachusetts LLC | 1631 | Doreen | IPP Non-CHP | MA | DORE | 15.8 | Petroleum Liquids | KER | GT | 7 | 1969 |  |  | (OP) Operating
56401 | NAEA Energy Massachusetts LLC | 1634 | Gardners Falls | IPP Non-CHP | MA | GF2 | 0.4 | Conventional Hydroelectric | WAT | HY | 1 | 1964 |  |  | (OA) Out of service but expected to return to service in next calendar year
56401 | NAEA Energy Massachusetts LLC | 1634 | Gardners Falls | IPP Non-CHP | MA | GF3 | 0.9 | Conventional Hydroelectric | WAT | HY | 1 | 1914 |  |  | (OP) Operating
56401 | NAEA Energy Massachusetts LLC | 1634 | Gardners Falls | IPP Non-CHP | MA | GF4 | 0.9 | Conventional Hydroelectric | WAT | HY | 1 | 1914 |  |  | (OP) Operating
56401 | NAEA Energy Massachusetts LLC | 1634 | Gardners Falls | IPP Non-CHP | MA | GF5 | 1.6 | Conventional Hydroelectric | WAT | HY | 1 | 1925 |  |  | (OP) Operating
56401 | NAEA Energy Massachusetts LLC | 1637 | Putts Bridge | IPP Non-CHP | MA | PB2 | 1.8 | Conventional Hydroelectric | WAT | HY | 1 | 1918 |  |  | (OP) Operating
56401 | NAEA Energy Massachusetts LLC | 1637 | Putts Bridge | IPP Non-CHP | MA | PB3 | 1.8 | Conventional Hydroelectric | WAT | HY | 1 | 1918 |  |  | (OP) Operating
56401 | NAEA Energy Massachusetts LLC | 1638 | Redbridge | IPP Non-CHP | MA | RB3 | 1.7 | Conventional Hydroelectric | WAT | HY | 1 | 1934 |  |  | (OP) Operating
56401 | NAEA Energy Massachusetts LLC | 1638 | Redbridge | IPP Non-CHP | MA | RB4 | 2.3 | Conventional Hydroelectric | WAT | HY | 1 | 1926 |  |  | (OP) Operating
56401 | NAEA Energy Massachusetts LLC | 1642 | NAEA Energy Massachusetts LLC | IPP Non-CHP | MA | 3 | 94.3 | Natural Gas Steam Turbine | NG | ST | 1 | 1957 |  |  | (OP) Operating
56401 | NAEA Energy Massachusetts LLC | 1642 | NAEA Energy Massachusetts LLC | IPP Non-CHP | MA | GT-1 | 36.9 | Natural Gas Fired Combustion Turbine | NG | GT | 4 | 2002 |  |  | (OP) Operating
56401 | NAEA Energy Massachusetts LLC | 1642 | NAEA Energy Massachusetts LLC | IPP Non-CHP | MA | GT-2 | 37.4 | Natural Gas Fired Combustion Turbine | NG | GT | 4 | 2002 |  |  | (OP) Operating
56401 | NAEA Energy Massachusetts LLC | 1642 | NAEA Energy Massachusetts LLC | IPP Non-CHP | MA | WS10 | 17.1 | Petroleum Liquids | KER | GT | 1 | 1968 |  |  | (OP) Operating
56401 | NAEA Energy Massachusetts LLC | 1643 | Woodland Road | IPP Non-CHP | MA | WOOD | 15.8 | Petroleum Liquids | KER | GT | 1 | 1969 |  |  | (OP) Operating
2144 | Town of Braintree - (MA) | 1660 | Potter Station 2 | Electric Utility | MA | CC2 | 62.6 | Natural Gas Fired Combined Cycle | NG | CT | 4 | 1977 |  |  | (OP) Operating
2144 | Town of Braintree - (MA) | 1660 | Potter Station 2 | Electric Utility | MA | CC3 | 15.5 | Natural Gas Fired Combined Cycle | NG | CA | 4 | 1977 |  |  | (OP) Operating
2144 | Town of Braintree - (MA) | 1660 | Potter Station 2 | Electric Utility | MA | IC1 | 2.3 | Petroleum Liquids | DFO | IC | 7 | 1963 |  |  | (SB) Standby/Backup: available for service but not normally used
2144 | Town of Braintree - (MA) | 1660 | Potter Station 2 | Electric Utility | MA | WAT1 | 52.6 | Natural Gas Fired Combustion Turbine | NG | GT | 7 | 2009 |  |  | (OP) Operating
2144 | Town of Braintree - (MA) | 1660 | Potter Station 2 | Electric Utility | MA | WAT2 | 52.6 | Natural Gas Fired Combustion Turbine | NG | GT | 7 | 2009 |  |  | (OP) Operating
9442 | Town of Ipswich - (MA) | 1670 | High Street Station | Electric Utility | MA | 1 | 1.2 | Natural Gas Internal Combustion Engine | NG | IC | 8 | 1986 |  |  | (SB) Standby/Backup: available for service but not normally used
9442 | Town of Ipswich - (MA) | 1670 | High Street Station | Electric Utility | MA | 10 | 1.2 | Natural Gas Internal Combustion Engine | NG | IC | 4 | 1984 |  |  | (SB) Standby/Backup: available for service but not normally used
9442 | Town of Ipswich - (MA) | 1670 | High Street Station | Electric Utility | MA | 11 | 1.2 | Natural Gas Internal Combustion Engine | NG | IC | 9 | 1982 |  |  | (SB) Standby/Backup: available for service but not normally used
9442 | Town of Ipswich - (MA) | 1670 | High Street Station | Electric Utility | MA | 12 | 1.2 | Natural Gas Internal Combustion Engine | NG | IC | 8 | 1983 |  |  | (SB) Standby/Backup: available for service but not normally used
9442 | Town of Ipswich - (MA) | 1670 | High Street Station | Electric Utility | MA | 2 | 1.3 | Natural Gas Internal Combustion Engine | NG | IC | 8 | 1954 |  |  | (SB) Standby/Backup: available for service but not normally used
9442 | Town of Ipswich - (MA) | 1670 | High Street Station | Electric Utility | MA | 6 | 1.2 | Natural Gas Internal Combustion Engine | NG | IC | 7 | 1951 |  |  | (SB) Standby/Backup: available for service but not normally used
9442 | Town of Ipswich - (MA) | 1670 | High Street Station | Electric Utility | MA | 7 | 1.3 | Petroleum Liquids | DFO | IC | 9 | 1956 |  |  | (SB) Standby/Backup: available for service but not normally used
9442 | Town of Ipswich - (MA) | 1670 | High Street Station | Electric Utility | MA | 8 | 1.1 | Petroleum Liquids | DFO | IC | 8 | 1960 |  |  | (SB) Standby/Backup: available for service but not normally used
9442 | Town of Ipswich - (MA) | 1670 | High Street Station | Electric Utility | MA | 9 | 1.3 | Natural Gas Internal Combustion Engine | NG | IC | 10 | 1961 |  |  | (SB) Standby/Backup: available for service but not normally used
14605 | City of Peabody - (MA) | 1678 | Waters River | Electric Utility | MA | 1 | 16.1 | Natural Gas Fired Combustion Turbine | NG | GT | 12 | 1971 |  |  | (OP) Operating
14605 | City of Peabody - (MA) | 1678 | Waters River | Electric Utility | MA | 2 | 30.5 | Natural Gas Fired Combustion Turbine | NG | GT | 11 | 1990 |  |  | (OP) Operating
18488 | City of Taunton | 1682 | Cleary Flood | Electric Utility | MA | 8 | 26 | Petroleum Liquids | RFO | ST | 6 | 1966 |  |  | (OP) Operating
18488 | City of Taunton | 1682 | Cleary Flood | Electric Utility | MA | 9A | 18 | Petroleum Liquids | DFO | CT | 10 | 1976 |  |  | (OP) Operating
18488 | City of Taunton | 1682 | Cleary Flood | Electric Utility | MA | CA9 | 87 | Petroleum Liquids | DFO | CA | 12 | 1975 |  |  | (OP) Operating
4254 | Consumers Energy Co | 1693 | Alcona | Electric Utility | MI | 1 | 4 | Conventional Hydroelectric | WAT | HY | 1 | 1924 |  |  | (OP) Operating
4254 | Consumers Energy Co | 1693 | Alcona | Electric Utility | MI | 2 | 4 | Conventional Hydroelectric | WAT | HY | 1 | 1924 |  |  | (OP) Operating
4254 | Consumers Energy Co | 1694 | Allegan Dam | Electric Utility | MI | 1 | 0.4 | Conventional Hydroelectric | WAT | HY | 1 | 1935 |  |  | (OP) Operating
4254 | Consumers Energy Co | 1694 | Allegan Dam | Electric Utility | MI | 2 | 0.9 | Conventional Hydroelectric | WAT | HY | 1 | 1935 |  |  | (OP) Operating
4254 | Consumers Energy Co | 1694 | Allegan Dam | Electric Utility | MI | 3 | 1.2 | Conventional Hydroelectric | WAT | HY | 1 | 1945 |  |  | (OP) Operating
4254 | Consumers Energy Co | 1695 | B C Cobb | Electric Utility | MI | 4 | 156 | Conventional Steam Coal | SUB | ST | 9 | 1956 | 4 | 2016 | (OP) Operating
4254 | Consumers Energy Co | 1695 | B C Cobb | Electric Utility | MI | 5 | 156 | Conventional Steam Coal | SUB | ST | 3 | 1957 | 4 | 2016 | (OP) Operating
4254 | Consumers Energy Co | 1698 | C W Tippy | Electric Utility | MI | 1 | 7 | Conventional Hydroelectric | WAT | HY | 1 | 1918 |  |  | (OP) Operating
4254 | Consumers Energy Co | 1698 | C W Tippy | Electric Utility | MI | 2 | 7 | Conventional Hydroelectric | WAT | HY | 1 | 1918 |  |  | (OP) Operating
4254 | Consumers Energy Co | 1698 | C W Tippy | Electric Utility | MI | 3 | 7 | Conventional Hydroelectric | WAT | HY | 1 | 1918 |  |  | (OP) Operating
4254 | Consumers Energy Co | 1700 | Cooke | Electric Utility | MI | 1 | 1.5 | Conventional Hydroelectric | WAT | HY | 1 | 1911 |  |  | (OP) Operating
4254 | Consumers Energy Co | 1700 | Cooke | Electric Utility | MI | 2 | 3 | Conventional Hydroelectric | WAT | HY | 1 | 1911 |  |  | (OP) Operating
4254 | Consumers Energy Co | 1700 | Cooke | Electric Utility | MI | 3 | 3 | Conventional Hydroelectric | WAT | HY | 1 | 1911 |  |  | (OP) Operating
4254 | Consumers Energy Co | 1701 | Croton | Electric Utility | MI | 1 | 2.9 | Conventional Hydroelectric | WAT | HY | 1 | 1907 |  |  | (OP) Operating
4254 | Consumers Energy Co | 1701 | Croton | Electric Utility | MI | 2 | 2.9 | Conventional Hydroelectric | WAT | HY | 1 | 1907 |  |  | (OP) Operating
4254 | Consumers Energy Co | 1701 | Croton | Electric Utility | MI | 3 | 1.3 | Conventional Hydroelectric | WAT | HY | 1 | 1915 |  |  | (OP) Operating
4254 | Consumers Energy Co | 1701 | Croton | Electric Utility | MI | 4 | 1.3 | Conventional Hydroelectric | WAT | HY | 1 | 1912 |  |  | (OP) Operating
4254 | Consumers Energy Co | 1702 | Dan E Karn | Electric Utility | MI | 1A | 125.5 | Conventional Steam Coal | SUB | ST | 11 | 1959 |  |  | (OP) Operating
4254 | Consumers Energy Co | 1702 | Dan E Karn | Electric Utility | MI | 1B | 125.5 | Conventional Steam Coal | SUB | ST | 11 | 1959 |  |  | (OP) Operating
4254 | Consumers Energy Co | 1702 | Dan E Karn | Electric Utility | MI | 2A | 129.5 | Conventional Steam Coal | SUB | ST | 3 | 1961 |  |  | (OP) Operating
4254 | Consumers Energy Co | 1702 | Dan E Karn | Electric Utility | MI | 2B | 129.5 | Conventional Steam Coal | SUB | ST | 3 | 1961 |  |  | (OP) Operating
4254 | Consumers Energy Co | 1702 | Dan E Karn | Electric Utility | MI | 3 | 629 | Natural Gas Steam Turbine | NG | ST | 1 | 1975 |  |  | (OS) Out of service and NOT expected to return to service in next calendar year
4254 | Consumers Energy Co | 1702 | Dan E Karn | Electric Utility | MI | 4 | 575 | Natural Gas Steam Turbine | NG | ST | 9 | 1977 |  |  | (OS) Out of service and NOT expected to return to service in next calendar year
4254 | Consumers Energy Co | 1704 | Five Channels | Electric Utility | MI | 1 | 3.2 | Conventional Hydroelectric | WAT | HY | 1 | 1912 |  |  | (OP) Operating
4254 | Consumers Energy Co | 1704 | Five Channels | Electric Utility | MI | 2 | 3.2 | Conventional Hydroelectric | WAT | HY | 1 | 1912 |  |  | (OP) Operating
4254 | Consumers Energy Co | 1705 | Foote | Electric Utility | MI | 1 | 3.3 | Conventional Hydroelectric | WAT | HY | 1 | 1918 |  |  | (OP) Operating
4254 | Consumers Energy Co | 1705 | Foote | Electric Utility | MI | 2 | 3.3 | Conventional Hydroelectric | WAT | HY | 1 | 1918 |  |  | (OP) Operating
4254 | Consumers Energy Co | 1705 | Foote | Electric Utility | MI | 3 | 3.3 | Conventional Hydroelectric | WAT | HY | 1 | 1918 |  |  | (OP) Operating
4254 | Consumers Energy Co | 1706 | Gaylord - Consumers | Electric Utility | MI | 1 | 11 | Natural Gas Fired Combustion Turbine | NG | GT | 8 | 1966 |  |  | (OP) Operating
4254 | Consumers Energy Co | 1706 | Gaylord - Consumers | Electric Utility | MI | 2 | 10 | Natural Gas Fired Combustion Turbine | NG | GT | 8 | 1966 |  |  | (OP) Operating
4254 | Consumers Energy Co | 1706 | Gaylord - Consumers | Electric Utility | MI | 3 | 12 | Natural Gas Fired Combustion Turbine | NG | GT | 8 | 1966 |  |  | (OP) Operating
4254 | Consumers Energy Co | 1707 | Hardy | Electric Utility | MI | 1 | 10.8 | Conventional Hydroelectric | WAT | HY | 6 | 1931 |  |  | (OP) Operating
4254 | Consumers Energy Co | 1707 | Hardy | Electric Utility | MI | 2 | 10.8 | Conventional Hydroelectric | WAT | HY | 6 | 1931 |  |  | (OP) Operating
4254 | Consumers Energy Co | 1707 | Hardy | Electric Utility | MI | 3 | 11.5 | Conventional Hydroelectric | WAT | HY | 6 | 1931 |  |  | (OP) Operating
4254 | Consumers Energy Co | 1708 | Hodenpyl | Electric Utility | MI | 1 | 9.2 | Conventional Hydroelectric | WAT | HY | 7 | 1925 |  |  | (OP) Operating
4254 | Consumers Energy Co | 1708 | Hodenpyl | Electric Utility | MI | 2 | 9.2 | Conventional Hydroelectric | WAT | HY | 8 | 1925 |  |  | (OP) Operating
4254 | Consumers Energy Co | 1710 | J H Campbell | Electric Utility | MI | 1 | 260 | Conventional Steam Coal | SUB | ST | 10 | 1962 |  |  | (OP) Operating
4254 | Consumers Energy Co | 1710 | J H Campbell | Electric Utility | MI | 2 | 343 | Conventional Steam Coal | SUB | ST | 7 | 1967 |  |  | (OP) Operating
4254 | Consumers Energy Co | 1710 | J H Campbell | Electric Utility | MI | 3 | 805 | Conventional Steam Coal | SUB | ST | 9 | 1980 |  |  | (OP) Operating
4254 | Consumers Energy Co | 1710 | J H Campbell | Electric Utility | MI | A | 13 | Petroleum Liquids | DFO | GT | 12 | 1968 |  |  | (OP) Operating
4254 | Consumers Energy Co | 1712 | Loud | Electric Utility | MI | 1 | 2.2 | Conventional Hydroelectric | WAT | HY | 1 | 1913 |  |  | (OP) Operating
4254 | Consumers Energy Co | 1712 | Loud | Electric Utility | MI | 2 | 2.2 | Conventional Hydroelectric | WAT | HY | 1 | 1913 |  |  | (OP) Operating
4254 | Consumers Energy Co | 1713 | Ludington | Electric Utility | MI | 1 | 312 | Hydroelectric Pumped Storage | WAT | PS | 1 | 1973 |  |  | (OP) Operating |  |  |  | 2017 | 5 | 57
4254 | Consumers Energy Co | 1713 | Ludington | Electric Utility | MI | 2 | 385 | Hydroelectric Pumped Storage | WAT | PS | 3 | 1973 |  |  | (OP) Operating
4254 | Consumers Energy Co | 1713 | Ludington | Electric Utility | MI | 3 | 312 | Hydroelectric Pumped Storage | WAT | PS | 4 | 1973 |  |  | (OP) Operating |  |  |  | 2018 | 5 | 57
4254 | Consumers Energy Co | 1713 | Ludington | Electric Utility | MI | 4 | 312 | Hydroelectric Pumped Storage | WAT | PS | 6 | 1973 |  |  | (OP) Operating |  |  |  | 2016 | 5 | 73
4254 | Consumers Energy Co | 1713 | Ludington | Electric Utility | MI | 5 | 312 | Hydroelectric Pumped Storage | WAT | PS | 8 | 1973 |  |  | (OP) Operating |  |  |  | 2016 | 5 | 57
4254 | Consumers Energy Co | 1713 | Ludington | Electric Utility | MI | 6 | 312 | Hydroelectric Pumped Storage | WAT | PS | 10 | 1973 |  |  | (OP) Operating |  |  |  | 2019 | 5 | 57
4254 | Consumers Energy Co | 1714 | Mio | Electric Utility | MI | 1 | 2.2 | Conventional Hydroelectric | WAT | HY | 1 | 1916 |  |  | (OP) Operating
4254 | Consumers Energy Co | 1714 | Mio | Electric Utility | MI | 2 | 2 | Conventional Hydroelectric | WAT | HY | 1 | 1916 |  |  | (OP) Operating
56192 | Entergy Nuclear Palisades LLC | 1715 | Palisades | IPP Non-CHP | MI | 1 | 789 | Nuclear | NUC | ST | 3 | 1972 |  |  | (OP) Operating
4254 | Consumers Energy Co | 1716 | Rogers | Electric Utility | MI | 1 | 1.5 | Conventional Hydroelectric | WAT | HY | 1 | 1922 |  |  | (OP) Operating
4254 | Consumers Energy Co | 1716 | Rogers | Electric Utility | MI | 2 | 1.5 | Conventional Hydroelectric | WAT | HY | 1 | 1922 |  |  | (OP) Operating
4254 | Consumers Energy Co | 1716 | Rogers | Electric Utility | MI | 3 | 1.5 | Conventional Hydroelectric | WAT | HY | 1 | 1922 |  |  | (OP) Operating
4254 | Consumers Energy Co | 1716 | Rogers | Electric Utility | MI | 4 | 1.5 | Conventional Hydroelectric | WAT | HY | 1 | 1922 |  |  | (OP) Operating
4254 | Consumers Energy Co | 1718 | Straits | Electric Utility | MI | 1 | 10 | Natural Gas Fired Combustion Turbine | NG | GT | 10 | 1969 |  |  | (OP) Operating
4254 | Consumers Energy Co | 1719 | Thetford | Electric Utility | MI | 1 | 30 | Natural Gas Fired Combustion Turbine | NG | GT | 1 | 1970 |  |  | (OS) Out of service and NOT expected to return to service in next calendar year
4254 | Consumers Energy Co | 1719 | Thetford | Electric Utility | MI | 2 | 29 | Natural Gas Fired Combustion Turbine | NG | GT | 1 | 1970 |  |  | (OS) Out of service and NOT expected to return to service in next calendar year
4254 | Consumers Energy Co | 1719 | Thetford | Electric Utility | MI | 3 | 27 | Natural Gas Fired Combustion Turbine | NG | GT | 6 | 1970 |  |  | (OP) Operating
4254 | Consumers Energy Co | 1719 | Thetford | Electric Utility | MI | 4 | 28 | Natural Gas Fired Combustion Turbine | NG | GT | 7 | 1970 |  |  | (OP) Operating
4254 | Consumers Energy Co | 1720 | J C Weadock | Electric Utility | MI | 7 | 152 | Conventional Steam Coal | SUB | ST | 5 | 1955 | 4 | 2016 | (OP) Operating
4254 | Consumers Energy Co | 1720 | J C Weadock | Electric Utility | MI | 8 | 151 | Conventional Steam Coal | SUB | ST | 1 | 1958 | 4 | 2016 | (OP) Operating
4254 | Consumers Energy Co | 1722 | Webber | Electric Utility | MI | 1 | 2.3 | Conventional Hydroelectric | WAT | HY | 1 | 1907 |  |  | (OP) Operating
4254 | Consumers Energy Co | 1722 | Webber | Electric Utility | MI | 2 | 1 | Conventional Hydroelectric | WAT | HY | 1 | 1949 |  |  | (OP) Operating
4254 | Consumers Energy Co | 1723 | J R Whiting | Electric Utility | MI | 1 | 102 | Conventional Steam Coal | SUB | ST | 7 | 1952 | 4 | 2016 | (OP) Operating
4254 | Consumers Energy Co | 1723 | J R Whiting | Electric Utility | MI | 2 | 95 | Conventional Steam Coal | SUB | ST | 12 | 1952 | 4 | 2016 | (OP) Operating
4254 | Consumers Energy Co | 1723 | J R Whiting | Electric Utility | MI | 3 | 122 | Conventional Steam Coal | SUB | ST | 11 | 1953 | 4 | 2016 | (OP) Operating
5109 | DTE Electric Company | 1725 | Colfax | Electric Utility | MI | 1 | 2 | Petroleum Liquids | DFO | IC | 11 | 1969 |  |  | (OP) Operating
5109 | DTE Electric Company | 1725 | Colfax | Electric Utility | MI | 2 | 2 | Petroleum Liquids | DFO | IC | 12 | 1969 |  |  | (OP) Operating
5109 | DTE Electric Company | 1725 | Colfax | Electric Utility | MI | 3 | 2 | Petroleum Liquids | DFO | IC | 11 | 1969 |  |  | (OP) Operating
5109 | DTE Electric Company | 1725 | Colfax | Electric Utility | MI | 4 | 3 | Petroleum Liquids | DFO | IC | 12 | 1969 |  |  | (OP) Operating
5109 | DTE Electric Company | 1725 | Colfax | Electric Utility | MI | 5 | 3 | Petroleum Liquids | DFO | IC | 11 | 1969 |  |  | (OP) Operating
5109 | DTE Electric Company | 1728 | Delray | Electric Utility | MI | 11-1 | 64 | Natural Gas Fired Combustion Turbine | NG | GT | 2 | 2000 |  |  | (OP) Operating
5109 | DTE Electric Company | 1728 | Delray | Electric Utility | MI | 12-1 | 60 | Natural Gas Fired Combustion Turbine | NG | GT | 2 | 2000 |  |  | (OP) Operating
5109 | DTE Electric Company | 1729 | Fermi | Electric Utility | MI | 2 | 1124 | Nuclear | NUC | ST | 1 | 1988 |  |  | (OP) Operating
5109 | DTE Electric Company | 1729 | Fermi | Electric Utility | MI | 3 | 12 | Petroleum Liquids | DFO | GT | 4 | 1966 |  |  | (OP) Operating
5109 | DTE Electric Company | 1729 | Fermi | Electric Utility | MI | 4 | 12 | Petroleum Liquids | DFO | GT | 4 | 1966 |  |  | (OP) Operating
5109 | DTE Electric Company | 1729 | Fermi | Electric Utility | MI | GT1 | 12 | Petroleum Liquids | DFO | GT | 4 | 1966 |  |  | (OP) Operating
5109 | DTE Electric Company | 1729 | Fermi | Electric Utility | MI | GT2 | 12 | Petroleum Liquids | DFO | GT | 4 | 1966 |  |  | (OP) Operating
5109 | DTE Electric Company | 1730 | Hancock | Electric Utility | MI | 1 | 11 | Natural Gas Fired Combustion Turbine | NG | GT | 9 | 1967 |  |  | (OP) Operating
5109 | DTE Electric Company | 1730 | Hancock | Electric Utility | MI | 2 | 17 | Natural Gas Fired Combustion Turbine | NG | GT | 10 | 1967 |  |  | (OP) Operating
5109 | DTE Electric Company | 1730 | Hancock | Electric Utility | MI | 3 | 16 | Natural Gas Fired Combustion Turbine | NG | GT | 11 | 1967 |  |  | (OP) Operating
5109 | DTE Electric Company | 1730 | Hancock | Electric Utility | MI | 4 | 17 | Natural Gas Fired Combustion Turbine | NG | GT | 4 | 1969 |  |  | (OP) Operating
5109 | DTE Electric Company | 1730 | Hancock | Electric Utility | MI | 5 | 38 | Natural Gas Fired Combustion Turbine | NG | GT | 5 | 1970 |  |  | (OP) Operating
5109 | DTE Electric Company | 1730 | Hancock | Electric Utility | MI | 6 | 40 | Natural Gas Fired Combustion Turbine | NG | GT | 4 | 1966 |  |  | (OP) Operating
5109 | DTE Electric Company | 1733 | Monroe (MI) | Electric Utility | MI | 1 | 758 | Conventional Steam Coal | SUB | ST | 6 | 1971 |  |  | (OP) Operating
5109 | DTE Electric Company | 1733 | Monroe (MI) | Electric Utility | MI | 2 | 773 | Conventional Steam Coal | SUB | ST | 3 | 1973 |  |  | (OP) Operating
5109 | DTE Electric Company | 1733 | Monroe (MI) | Electric Utility | MI | 3 | 773 | Conventional Steam Coal | SUB | ST | 5 | 1973 |  |  | (OP) Operating
5109 | DTE Electric Company | 1733 | Monroe (MI) | Electric Utility | MI | 4 | 762 | Conventional Steam Coal | SUB | ST | 5 | 1974 |  |  | (OP) Operating
5109 | DTE Electric Company | 1733 | Monroe (MI) | Electric Utility | MI | IC1 | 2 | Petroleum Liquids | DFO | IC | 11 | 1969 |  |  | (OP) Operating
5109 | DTE Electric Company | 1733 | Monroe (MI) | Electric Utility | MI | IC2 | 2 | Petroleum Liquids | DFO | IC | 12 | 1969 |  |  | (OP) Operating
5109 | DTE Electric Company | 1733 | Monroe (MI) | Electric Utility | MI | IC3 | 2 | Petroleum Liquids | DFO | IC | 11 | 1969 |  |  | (OP) Operating
5109 | DTE Electric Company | 1733 | Monroe (MI) | Electric Utility | MI | IC4 | 3 | Petroleum Liquids | DFO | IC | 12 | 1969 |  |  | (OP) Operating
5109 | DTE Electric Company | 1733 | Monroe (MI) | Electric Utility | MI | IC5 | 3 | Petroleum Liquids | DFO | IC | 11 | 1969 |  |  | (OP) Operating
5109 | DTE Electric Company | 1734 | Northeast (MI) | Electric Utility | MI | 1 | 15 | Natural Gas Fired Combustion Turbine | NG | GT | 9 | 1967 |  |  | (OP) Operating
5109 | DTE Electric Company | 1734 | Northeast (MI) | Electric Utility | MI | 2 | 15 | Natural Gas Fired Combustion Turbine | NG | GT | 6 | 1966 |  |  | (OP) Operating
5109 | DTE Electric Company | 1734 | Northeast (MI) | Electric Utility | MI | 3 | 14 | Natural Gas Fired Combustion Turbine | NG | GT | 5 | 1966 |  |  | (OP) Operating
5109 | DTE Electric Company | 1734 | Northeast (MI) | Electric Utility | MI | 4 | 15 | Natural Gas Fired Combustion Turbine | NG | GT | 5 | 1966 |  |  | (OP) Operating
5109 | DTE Electric Company | 1734 | Northeast (MI) | Electric Utility | MI | 5 | 18 | Petroleum Liquids | DFO | GT | 6 | 1971 |  |  | (OP) Operating
5109 | DTE Electric Company | 1734 | Northeast (MI) | Electric Utility | MI | 6 | 19 | Petroleum Liquids | DFO | GT | 5 | 1971 |  |  | (OP) Operating
5109 | DTE Electric Company | 1734 | Northeast (MI) | Electric Utility | MI | 7 | 20 | Petroleum Liquids | DFO | GT | 5 | 1971 |  |  | (OP) Operating
5109 | DTE Electric Company | 1735 | Oliver | Electric Utility | MI | 1 | 2 | Petroleum Liquids | DFO | IC | 1 | 1970 |  |  | (OP) Operating
5109 | DTE Electric Company | 1735 | Oliver | Electric Utility | MI | 2 | 2 | Petroleum Liquids | DFO | IC | 1 | 1970 |  |  | (OP) Operating
5109 | DTE Electric Company | 1735 | Oliver | Electric Utility | MI | 3 | 2 | Petroleum Liquids | DFO | IC | 1 | 1970 |  |  | (OP) Operating
5109 | DTE Electric Company | 1735 | Oliver | Electric Utility | MI | 4 | 3 | Petroleum Liquids | DFO | IC | 1 | 1970 |  |  | (OP) Operating
5109 | DTE Electric Company | 1735 | Oliver | Electric Utility | MI | 5 | 3 | Petroleum Liquids | DFO | IC | 1 | 1970 |  |  | (OP) Operating
5109 | DTE Electric Company | 1737 | Placid 12 | Electric Utility | MI | 1 | 2 | Petroleum Liquids | DFO | IC | 11 | 1970 |  |  | (OP) Operating
5109 | DTE Electric Company | 1737 | Placid 12 | Electric Utility | MI | 2 | 2 | Petroleum Liquids | DFO | IC | 12 | 1970 |  |  | (OP) Operating
5109 | DTE Electric Company | 1737 | Placid 12 | Electric Utility | MI | 3 | 2 | Petroleum Liquids | DFO | IC | 11 | 1970 |  |  | (OP) Operating
5109 | DTE Electric Company | 1737 | Placid 12 | Electric Utility | MI | 4 | 3 | Petroleum Liquids | DFO | IC | 11 | 1970 |  |  | (OP) Operating
5109 | DTE Electric Company | 1737 | Placid 12 | Electric Utility | MI | 5 | 3 | Petroleum Liquids | DFO | IC | 11 | 1970 |  |  | (OP) Operating
5109 | DTE Electric Company | 1739 | Putnam (MI) | Electric Utility | MI | 1 | 2 | Petroleum Liquids | DFO | IC | 6 | 1971 |  |  | (OP) Operating
5109 | DTE Electric Company | 1739 | Putnam (MI) | Electric Utility | MI | 2 | 2 | Petroleum Liquids | DFO | IC | 6 | 1971 |  |  | (OP) Operating
5109 | DTE Electric Company | 1739 | Putnam (MI) | Electric Utility | MI | 3 | 2 | Petroleum Liquids | DFO | IC | 6 | 1971 |  |  | (OP) Operating
5109 | DTE Electric Company | 1739 | Putnam (MI) | Electric Utility | MI | 4 | 3 | Petroleum Liquids | DFO | IC | 6 | 1971 |  |  | (OP) Operating
5109 | DTE Electric Company | 1739 | Putnam (MI) | Electric Utility | MI | 5 | 3 | Petroleum Liquids | DFO | IC | 6 | 1971 |  |  | (OP) Operating
5109 | DTE Electric Company | 1740 | River Rouge | Electric Utility | MI | 1 | 206 | Natural Gas Steam Turbine | NG | ST | 2 | 1956 |  |  | (OS) Out of service and NOT expected to return to service in next calendar year
5109 | DTE Electric Company | 1740 | River Rouge | Electric Utility | MI | 2 | 251 | Conventional Steam Coal | SUB | ST | 11 | 1957 |  |  | (OP) Operating
5109 | DTE Electric Company | 1740 | River Rouge | Electric Utility | MI | 3 | 272 | Conventional Steam Coal | SUB | ST | 10 | 1958 |  |  | (OP) Operating
5109 | DTE Electric Company | 1740 | River Rouge | Electric Utility | MI | IC1 | 2 | Petroleum Liquids | DFO | IC | 11 | 1967 |  |  | (OP) Operating
5109 | DTE Electric Company | 1740 | River Rouge | Electric Utility | MI | IC2 | 2 | Petroleum Liquids | DFO | IC | 12 | 1967 |  |  | (OP) Operating
5109 | DTE Electric Company | 1740 | River Rouge | Electric Utility | MI | IC3 | 3 | Petroleum Liquids | DFO | IC | 11 | 1967 |  |  | (OP) Operating
5109 | DTE Electric Company | 1740 | River Rouge | Electric Utility | MI | IC4 | 3 | Petroleum Liquids | DFO | IC | 11 | 1967 |  |  | (OP) Operating
5109 | DTE Electric Company | 1741 | Slocum | Electric Utility | MI | 1 | 2 | Petroleum Liquids | DFO | IC | 12 | 1968 |  |  | (OP) Operating
5109 | DTE Electric Company | 1741 | Slocum | Electric Utility | MI | 2 | 2 | Petroleum Liquids | DFO | IC | 12 | 1968 |  |  | (OP) Operating
5109 | DTE Electric Company | 1741 | Slocum | Electric Utility | MI | 3 | 2 | Petroleum Liquids | DFO | IC | 11 | 1968 |  |  | (OP) Operating
5109 | DTE Electric Company | 1741 | Slocum | Electric Utility | MI | 4 | 3 | Petroleum Liquids | DFO | IC | 11 | 1968 |  |  | (OP) Operating
5109 | DTE Electric Company | 1741 | Slocum | Electric Utility | MI | 5 | 3 | Petroleum Liquids | DFO | IC | 11 | 1968 |  |  | (OP) Operating
5109 | DTE Electric Company | 1743 | St Clair | Electric Utility | MI | 1 | 151 | Conventional Steam Coal | SUB | ST | 8 | 1953 |  |  | (OP) Operating
5109 | DTE Electric Company | 1743 | St Clair | Electric Utility | MI | 11 | 19 | Petroleum Liquids | DFO | GT | 5 | 1968 |  |  | (OP) Operating
5109 | DTE Electric Company | 1743 | St Clair | Electric Utility | MI | 12A | 2 | Petroleum Liquids | DFO | IC | 12 | 1970 |  |  | (OP) Operating
5109 | DTE Electric Company | 1743 | St Clair | Electric Utility | MI | 12B | 3 | Petroleum Liquids | DFO | IC | 12 | 1970 |  |  | (OP) Operating
5109 | DTE Electric Company | 1743 | St Clair | Electric Utility | MI | 2 | 154 | Conventional Steam Coal | SUB | ST | 11 | 1953 |  |  | (OP) Operating
5109 | DTE Electric Company | 1743 | St Clair | Electric Utility | MI | 3 | 160 | Conventional Steam Coal | SUB | ST | 6 | 1954 |  |  | (OP) Operating
5109 | DTE Electric Company | 1743 | St Clair | Electric Utility | MI | 4 | 151 | Conventional Steam Coal | SUB | ST | 10 | 1954 |  |  | (OP) Operating
5109 | DTE Electric Company | 1743 | St Clair | Electric Utility | MI | 6 | 311 | Conventional Steam Coal | SUB | ST | 4 | 1961 |  |  | (OP) Operating
5109 | DTE Electric Company | 1743 | St Clair | Electric Utility | MI | 7 | 440 | Conventional Steam Coal | SUB | ST | 4 | 1969 |  |  | (OP) Operating
5109 | DTE Electric Company | 1744 | Superior | Electric Utility | MI | 1 | 15 | Petroleum Liquids | DFO | GT | 10 | 1966 |  |  | (OP) Operating
5109 | DTE Electric Company | 1744 | Superior | Electric Utility | MI | 2 | 15 | Petroleum Liquids | DFO | GT | 10 | 1966 |  |  | (OP) Operating
5109 | DTE Electric Company | 1744 | Superior | Electric Utility | MI | 3 | 15 | Petroleum Liquids | DFO | GT | 10 | 1966 |  |  | (OP) Operating
5109 | DTE Electric Company | 1744 | Superior | Electric Utility | MI | 4 | 15 | Petroleum Liquids | DFO | GT | 10 | 1966 |  |  | (OP) Operating
5109 | DTE Electric Company | 1745 | Trenton Channel | Electric Utility | MI | 7 | 110 | Conventional Steam Coal | SUB | ST | 6 | 1949 |  |  | (OP) Operating
5109 | DTE Electric Company | 1745 | Trenton Channel | Electric Utility | MI | 9 | 520 | Conventional Steam Coal | SUB | ST | 1 | 1968 |  |  | (OP) Operating
5109 | DTE Electric Company | 1746 | Wilmot | Electric Utility | MI | 1 | 2 | Petroleum Liquids | DFO | IC | 12 | 1968 |  |  | (OP) Operating
5109 | DTE Electric Company | 1746 | Wilmot | Electric Utility | MI | 2 | 2 | Petroleum Liquids | DFO | IC | 12 | 1968 |  |  | (OP) Operating
5109 | DTE Electric Company | 1746 | Wilmot | Electric Utility | MI | 3 | 2 | Petroleum Liquids | DFO | IC | 12 | 1968 |  |  | (OP) Operating
5109 | DTE Electric Company | 1746 | Wilmot | Electric Utility | MI | 4 | 3 | Petroleum Liquids | DFO | IC | 12 | 1968 |  |  | (OP) Operating
5109 | DTE Electric Company | 1746 | Wilmot | Electric Utility | MI | 5 | 3 | Petroleum Liquids | DFO | IC | 12 | 1968 |  |  | (OP) Operating
3828 | Cloverland Electric Co-op | 1750 | Manistique | Electric Utility | MI | 1 | 2 | Petroleum Liquids | DFO | IC | 7 | 1960 |  |  | (OP) Operating
3828 | Cloverland Electric Co-op | 1750 | Manistique | Electric Utility | MI | 2 | 2.8 | Petroleum Liquids | DFO | IC | 88 | 1972 |  |  | (OP) Operating
3828 | Cloverland Electric Co-op | 1751 | Edison Sault | Electric Utility | MI | 10 | 0.4 | Conventional Hydroelectric | WAT | HY | 7 | 1963 |  |  | (OP) Operating
3828 | Cloverland Electric Co-op | 1751 | Edison Sault | Electric Utility | MI | 11 | 0.4 | Conventional Hydroelectric | WAT | HY | 7 | 1963 |  |  | (OP) Operating
3828 | Cloverland Electric Co-op | 1751 | Edison Sault | Electric Utility | MI | 12 | 0.4 | Conventional Hydroelectric | WAT | HY | 7 | 1963 |  |  | (OP) Operating
3828 | Cloverland Electric Co-op | 1751 | Edison Sault | Electric Utility | MI | 13 | 0.4 | Conventional Hydroelectric | WAT | HY | 7 | 1963 |  |  | (OP) Operating
3828 | Cloverland Electric Co-op | 1751 | Edison Sault | Electric Utility | MI | 14 | 0.4 | Conventional Hydroelectric | WAT | HY | 7 | 1963 |  |  | (OP) Operating
3828 | Cloverland Electric Co-op | 1751 | Edison Sault | Electric Utility | MI | 15 | 0.4 | Conventional Hydroelectric | WAT | HY | 7 | 1963 |  |  | (OP) Operating
3828 | Cloverland Electric Co-op | 1751 | Edison Sault | Electric Utility | MI | 16 | 0.4 | Conventional Hydroelectric | WAT | HY | 7 | 1963 |  |  | (OP) Operating
3828 | Cloverland Electric Co-op | 1751 | Edison Sault | Electric Utility | MI | 17 | 0.4 | Conventional Hydroelectric | WAT | HY | 7 | 1963 |  |  | (OP) Operating
3828 | Cloverland Electric Co-op | 1751 | Edison Sault | Electric Utility | MI | 18 | 0.4 | Conventional Hydroelectric | WAT | HY | 7 | 1963 |  |  | (OP) Operating
3828 | Cloverland Electric Co-op | 1751 | Edison Sault | Electric Utility | MI | 19 | 0.4 | Conventional Hydroelectric | WAT | HY | 7 | 1963 |  |  | (OP) Operating
3828 | Cloverland Electric Co-op | 1751 | Edison Sault | Electric Utility | MI | 20 | 0.4 | Conventional Hydroelectric | WAT | HY | 7 | 1963 |  |  | (OP) Operating
3828 | Cloverland Electric Co-op | 1751 | Edison Sault | Electric Utility | MI | 21 | 0.4 | Conventional Hydroelectric | WAT | HY | 7 | 1963 |  |  | (OP) Operating
3828 | Cloverland Electric Co-op | 1751 | Edison Sault | Electric Utility | MI | 22 | 0.4 | Conventional Hydroelectric | WAT | HY | 7 | 1963 |  |  | (OP) Operating
3828 | Cloverland Electric Co-op | 1751 | Edison Sault | Electric Utility | MI | 23 | 0.4 | Conventional Hydroelectric | WAT | HY | 7 | 1963 |  |  | (OP) Operating
3828 | Cloverland Electric Co-op | 1751 | Edison Sault | Electric Utility | MI | 24 | 0.4 | Conventional Hydroelectric | WAT | HY | 7 | 1963 |  |  | (OP) Operating
3828 | Cloverland Electric Co-op | 1751 | Edison Sault | Electric Utility | MI | 25 | 0.4 | Conventional Hydroelectric | WAT | HY | 7 | 1963 |  |  | (OP) Operating
3828 | Cloverland Electric Co-op | 1751 | Edison Sault | Electric Utility | MI | 26 | 0.4 | Conventional Hydroelectric | WAT | HY | 7 | 1963 |  |  | (OP) Operating
3828 | Cloverland Electric Co-op | 1751 | Edison Sault | Electric Utility | MI | 27 | 0.4 | Conventional Hydroelectric | WAT | HY | 7 | 1963 |  |  | (OP) Operating
3828 | Cloverland Electric Co-op | 1751 | Edison Sault | Electric Utility | MI | 28 | 0.4 | Conventional Hydroelectric | WAT | HY | 7 | 1963 |  |  | (OP) Operating
3828 | Cloverland Electric Co-op | 1751 | Edison Sault | Electric Utility | MI | 29 | 0.4 | Conventional Hydroelectric | WAT | HY | 7 | 1963 |  |  | (OP) Operating
3828 | Cloverland Electric Co-op | 1751 | Edison Sault | Electric Utility | MI | 30 | 0.4 | Conventional Hydroelectric | WAT | HY | 7 | 1963 |  |  | (OP) Operating
3828 | Cloverland Electric Co-op | 1751 | Edison Sault | Electric Utility | MI | 31 | 0.4 | Conventional Hydroelectric | WAT | HY | 7 | 1963 |  |  | (OP) Operating
3828 | Cloverland Electric Co-op | 1751 | Edison Sault | Electric Utility | MI | 32 | 0.4 | Conventional Hydroelectric | WAT | HY | 7 | 1963 |  |  | (OP) Operating
3828 | Cloverland Electric Co-op | 1751 | Edison Sault | Electric Utility | MI | 33 | 0.4 | Conventional Hydroelectric | WAT | HY | 7 | 1963 |  |  | (OP) Operating
3828 | Cloverland Electric Co-op | 1751 | Edison Sault | Electric Utility | MI | 34 | 0.4 | Conventional Hydroelectric | WAT | HY | 7 | 1963 |  |  | (OP) Operating
3828 | Cloverland Electric Co-op | 1751 | Edison Sault | Electric Utility | MI | 35 | 0.4 | Conventional Hydroelectric | WAT | HY | 88 | 1963 |  |  | (OP) Operating
3828 | Cloverland Electric Co-op | 1751 | Edison Sault | Electric Utility | MI | 36 | 0.4 | Conventional Hydroelectric | WAT | HY | 88 | 1963 |  |  | (OP) Operating
3828 | Cloverland Electric Co-op | 1751 | Edison Sault | Electric Utility | MI | 37 | 0.4 | Conventional Hydroelectric | WAT | HY | 88 | 1963 |  |  | (OP) Operating
3828 | Cloverland Electric Co-op | 1751 | Edison Sault | Electric Utility | MI | 38 | 0.4 | Conventional Hydroelectric | WAT | HY | 88 | 1963 |  |  | (OP) Operating
3828 | Cloverland Electric Co-op | 1751 | Edison Sault | Electric Utility | MI | 39 | 0.4 | Conventional Hydroelectric | WAT | HY | 88 | 1963 |  |  | (OP) Operating
3828 | Cloverland Electric Co-op | 1751 | Edison Sault | Electric Utility | MI | 40 | 0.4 | Conventional Hydroelectric | WAT | HY | 88 | 1963 |  |  | (OP) Operating
3828 | Cloverland Electric Co-op | 1751 | Edison Sault | Electric Utility | MI | 41 | 0.4 | Conventional Hydroelectric | WAT | HY | 88 | 1901 |  |  | (OP) Operating
3828 | Cloverland Electric Co-op | 1751 | Edison Sault | Electric Utility | MI | 42 | 0.4 | Conventional Hydroelectric | WAT | HY | 88 | 1901 |  |  | (OP) Operating
3828 | Cloverland Electric Co-op | 1751 | Edison Sault | Electric Utility | MI | 45 | 0.4 | Conventional Hydroelectric | WAT | HY | 88 | 1916 |  |  | (OP) Operating
3828 | Cloverland Electric Co-op | 1751 | Edison Sault | Electric Utility | MI | 46 | 0.4 | Conventional Hydroelectric | WAT | HY | 88 | 1963 |  |  | (OP) Operating
3828 | Cloverland Electric Co-op | 1751 | Edison Sault | Electric Utility | MI | 47 | 0.4 | Conventional Hydroelectric | WAT | HY | 88 | 1963 |  |  | (OP) Operating
3828 | Cloverland Electric Co-op | 1751 | Edison Sault | Electric Utility | MI | 48 | 0.4 | Conventional Hydroelectric | WAT | HY | 88 | 1963 |  |  | (OP) Operating
3828 | Cloverland Electric Co-op | 1751 | Edison Sault | Electric Utility | MI | 49 | 0.4 | Conventional Hydroelectric | WAT | HY | 88 | 1963 |  |  | (OP) Operating
3828 | Cloverland Electric Co-op | 1751 | Edison Sault | Electric Utility | MI | 50 | 0.4 | Conventional Hydroelectric | WAT | HY | 88 | 1963 |  |  | (OP) Operating
3828 | Cloverland Electric Co-op | 1751 | Edison Sault | Electric Utility | MI | 51 | 0.4 | Conventional Hydroelectric | WAT | HY | 88 | 1963 |  |  | (OP) Operating
3828 | Cloverland Electric Co-op | 1751 | Edison Sault | Electric Utility | MI | 52 | 0.4 | Conventional Hydroelectric | WAT | HY | 88 | 1963 |  |  | (OP) Operating
3828 | Cloverland Electric Co-op | 1751 | Edison Sault | Electric Utility | MI | 53 | 0.4 | Conventional Hydroelectric | WAT | HY | 88 | 1963 |  |  | (OP) Operating
3828 | Cloverland Electric Co-op | 1751 | Edison Sault | Electric Utility | MI | 54 | 0.4 | Conventional Hydroelectric | WAT | HY | 88 | 1963 |  |  | (OP) Operating
3828 | Cloverland Electric Co-op | 1751 | Edison Sault | Electric Utility | MI | 55 | 0.4 | Conventional Hydroelectric | WAT | HY | 88 | 1963 |  |  | (OP) Operating
3828 | Cloverland Electric Co-op | 1751 | Edison Sault | Electric Utility | MI | 56 | 0.4 | Conventional Hydroelectric | WAT | HY | 88 | 1963 |  |  | (OP) Operating
3828 | Cloverland Electric Co-op | 1751 | Edison Sault | Electric Utility | MI | 57 | 0.4 | Conventional Hydroelectric | WAT | HY | 88 | 1963 |  |  | (OP) Operating
3828 | Cloverland Electric Co-op | 1751 | Edison Sault | Electric Utility | MI | 58 | 0.4 | Conventional Hydroelectric | WAT | HY | 88 | 1963 |  |  | (OP) Operating
3828 | Cloverland Electric Co-op | 1751 | Edison Sault | Electric Utility | MI | 59 | 0.4 | Conventional Hydroelectric | WAT | HY | 88 | 1963 |  |  | (OP) Operating
3828 | Cloverland Electric Co-op | 1751 | Edison Sault | Electric Utility | MI | 6 | 0.4 | Conventional Hydroelectric | WAT | HY | 88 | 1963 |  |  | (OP) Operating
3828 | Cloverland Electric Co-op | 1751 | Edison Sault | Electric Utility | MI | 60 | 0.4 | Conventional Hydroelectric | WAT | HY | 88 | 1963 |  |  | (OP) Operating
3828 | Cloverland Electric Co-op | 1751 | Edison Sault | Electric Utility | MI | 61 | 0.4 | Conventional Hydroelectric | WAT | HY | 88 | 1963 |  |  | (OP) Operating
3828 | Cloverland Electric Co-op | 1751 | Edison Sault | Electric Utility | MI | 62 | 0.4 | Conventional Hydroelectric | WAT | HY | 88 | 1916 |  |  | (OP) Operating
3828 | Cloverland Electric Co-op | 1751 | Edison Sault | Electric Utility | MI | 63 | 0.4 | Conventional Hydroelectric | WAT | HY | 88 | 1916 |  |  | (OP) Operating
3828 | Cloverland Electric Co-op | 1751 | Edison Sault | Electric Utility | MI | 64 | 0.4 | Conventional Hydroelectric | WAT | HY | 88 | 1916 |  |  | (OP) Operating
3828 | Cloverland Electric Co-op | 1751 | Edison Sault | Electric Utility | MI | 65 | 0.4 | Conventional Hydroelectric | WAT | HY | 88 | 1916 |  |  | (OP) Operating
3828 | Cloverland Electric Co-op | 1751 | Edison Sault | Electric Utility | MI | 66 | 0.4 | Conventional Hydroelectric | WAT | HY | 88 | 1916 |  |  | (OP) Operating
3828 | Cloverland Electric Co-op | 1751 | Edison Sault | Electric Utility | MI | 67 | 0.4 | Conventional Hydroelectric | WAT | HY | 88 | 1916 |  |  | (OP) Operating
3828 | Cloverland Electric Co-op | 1751 | Edison Sault | Electric Utility | MI | 68 | 0.4 | Conventional Hydroelectric | WAT | HY | 88 | 1916 |  |  | (OP) Operating
3828 | Cloverland Electric Co-op | 1751 | Edison Sault | Electric Utility | MI | 69 | 0.4 | Conventional Hydroelectric | WAT | HY | 88 | 1916 |  |  | (OP) Operating
3828 | Cloverland Electric Co-op | 1751 | Edison Sault | Electric Utility | MI | 7 | 0.4 | Conventional Hydroelectric | WAT | HY | 88 | 1963 |  |  | (OP) Operating
3828 | Cloverland Electric Co-op | 1751 | Edison Sault | Electric Utility | MI | 70 | 0.4 | Conventional Hydroelectric | WAT | HY | 88 | 1916 |  |  | (OP) Operating
3828 | Cloverland Electric Co-op | 1751 | Edison Sault | Electric Utility | MI | 71 | 0.4 | Conventional Hydroelectric | WAT | HY | 88 | 1916 |  |  | (OP) Operating
3828 | Cloverland Electric Co-op | 1751 | Edison Sault | Electric Utility | MI | 72 | 0.4 | Conventional Hydroelectric | WAT | HY | 88 | 1916 |  |  | (OP) Operating
3828 | Cloverland Electric Co-op | 1751 | Edison Sault | Electric Utility | MI | 73 | 0.4 | Conventional Hydroelectric | WAT | HY | 88 | 1916 |  |  | (OP) Operating
3828 | Cloverland Electric Co-op | 1751 | Edison Sault | Electric Utility | MI | 74 | 0.4 | Conventional Hydroelectric | WAT | HY | 88 | 1916 |  |  | (OP) Operating
3828 | Cloverland Electric Co-op | 1751 | Edison Sault | Electric Utility | MI | 75 | 0.4 | Conventional Hydroelectric | WAT | HY | 88 | 1916 |  |  | (OP) Operating
3828 | Cloverland Electric Co-op | 1751 | Edison Sault | Electric Utility | MI | 76 | 0.4 | Conventional Hydroelectric | WAT | HY | 88 | 1916 |  |  | (OP) Operating
3828 | Cloverland Electric Co-op | 1751 | Edison Sault | Electric Utility | MI | 77 | 0.4 | Conventional Hydroelectric | WAT | HY | 88 | 1916 |  |  | (OP) Operating
3828 | Cloverland Electric Co-op | 1751 | Edison Sault | Electric Utility | MI | 78 | 0.4 | Conventional Hydroelectric | WAT | HY | 88 | 1916 |  |  | (OP) Operating
3828 | Cloverland Electric Co-op | 1751 | Edison Sault | Electric Utility | MI | 79 | 0.4 | Conventional Hydroelectric | WAT | HY | 88 | 1916 |  |  | (OP) Operating
3828 | Cloverland Electric Co-op | 1751 | Edison Sault | Electric Utility | MI | 8 | 0.4 | Conventional Hydroelectric | WAT | HY | 88 | 1963 |  |  | (OP) Operating
3828 | Cloverland Electric Co-op | 1751 | Edison Sault | Electric Utility | MI | 80 | 0.4 | Conventional Hydroelectric | WAT | HY | 88 | 1916 |  |  | (OP) Operating
3828 | Cloverland Electric Co-op | 1751 | Edison Sault | Electric Utility | MI | 9 | 0.4 | Conventional Hydroelectric | WAT | HY | 88 | 1963 |  |  | (OP) Operating
9324 | Indiana Michigan Power Co | 1753 | Berrien Springs | Electric Utility | MI | 10 | 0.4 | Conventional Hydroelectric | WAT | HY | 11 | 1996 |  |  | (OP) Operating
9324 | Indiana Michigan Power Co | 1753 | Berrien Springs | Electric Utility | MI | 11 | 0.4 | Conventional Hydroelectric | WAT | HY | 11 | 1996 |  |  | (OP) Operating
9324 | Indiana Michigan Power Co | 1753 | Berrien Springs | Electric Utility | MI | 12 | 0.4 | Conventional Hydroelectric | WAT | HY | 11 | 1996 |  |  | (OP) Operating
9324 | Indiana Michigan Power Co | 1753 | Berrien Springs | Electric Utility | MI | 1A | 0.4 | Conventional Hydroelectric | WAT | HY | 1 | 1996 |  |  | (OP) Operating
9324 | Indiana Michigan Power Co | 1753 | Berrien Springs | Electric Utility | MI | 2A | 0.4 | Conventional Hydroelectric | WAT | HY | 1 | 1996 |  |  | (OP) Operating
9324 | Indiana Michigan Power Co | 1753 | Berrien Springs | Electric Utility | MI | 3A | 0.4 | Conventional Hydroelectric | WAT | HY | 1 | 1996 |  |  | (OP) Operating
9324 | Indiana Michigan Power Co | 1753 | Berrien Springs | Electric Utility | MI | 4A | 0.4 | Conventional Hydroelectric | WAT | HY | 1 | 1996 |  |  | (OP) Operating
9324 | Indiana Michigan Power Co | 1753 | Berrien Springs | Electric Utility | MI | 5 | 0.4 | Conventional Hydroelectric | WAT | HY | 1 | 1996 |  |  | (OP) Operating
9324 | Indiana Michigan Power Co | 1753 | Berrien Springs | Electric Utility | MI | 6 | 0.4 | Conventional Hydroelectric | WAT | HY | 1 | 1996 |  |  | (OP) Operating
9324 | Indiana Michigan Power Co | 1753 | Berrien Springs | Electric Utility | MI | 7 | 0.4 | Conventional Hydroelectric | WAT | HY | 11 | 1996 |  |  | (OP) Operating
9324 | Indiana Michigan Power Co | 1753 | Berrien Springs | Electric Utility | MI | 8 | 0.4 | Conventional Hydroelectric | WAT | HY | 11 | 1996 |  |  | (OP) Operating
9324 | Indiana Michigan Power Co | 1753 | Berrien Springs | Electric Utility | MI | 9 | 0.4 | Conventional Hydroelectric | WAT | HY | 11 | 1996 |  |  | (OP) Operating
9324 | Indiana Michigan Power Co | 1754 | Buchanan (MI) | Electric Utility | MI | 1 | 0.2 | Conventional Hydroelectric | WAT | HY | 1 | 1919 |  |  | (OP) Operating
9324 | Indiana Michigan Power Co | 1754 | Buchanan (MI) | Electric Utility | MI | 10 | 0.2 | Conventional Hydroelectric | WAT | HY | 1 | 1927 |  |  | (OP) Operating
9324 | Indiana Michigan Power Co | 1754 | Buchanan (MI) | Electric Utility | MI | 2 | 0.2 | Conventional Hydroelectric | WAT | HY | 1 | 1919 |  |  | (OP) Operating
9324 | Indiana Michigan Power Co | 1754 | Buchanan (MI) | Electric Utility | MI | 3 | 0.2 | Conventional Hydroelectric | WAT | HY | 1 | 1919 |  |  | (OP) Operating
9324 | Indiana Michigan Power Co | 1754 | Buchanan (MI) | Electric Utility | MI | 4 | 0.2 | Conventional Hydroelectric | WAT | HY | 1 | 1919 |  |  | (OP) Operating
9324 | Indiana Michigan Power Co | 1754 | Buchanan (MI) | Electric Utility | MI | 5 | 0.2 | Conventional Hydroelectric | WAT | HY | 1 | 1919 |  |  | (OP) Operating
9324 | Indiana Michigan Power Co | 1754 | Buchanan (MI) | Electric Utility | MI | 6 | 0.2 | Conventional Hydroelectric | WAT | HY | 1 | 1919 |  |  | (OP) Operating
9324 | Indiana Michigan Power Co | 1754 | Buchanan (MI) | Electric Utility | MI | 7 | 0.2 | Conventional Hydroelectric | WAT | HY | 1 | 1927 |  |  | (OP) Operating
9324 | Indiana Michigan Power Co | 1754 | Buchanan (MI) | Electric Utility | MI | 8 | 0.2 | Conventional Hydroelectric | WAT | HY | 1 | 1927 |  |  | (OP) Operating
9324 | Indiana Michigan Power Co | 1754 | Buchanan (MI) | Electric Utility | MI | 9 | 0.2 | Conventional Hydroelectric | WAT | HY | 1 | 1927 |  |  | (OP) Operating
13781 | Northern States Power Co - Minnesota | 1756 | Saxon Falls | Electric Utility | WI | 1 | 0.5 | Conventional Hydroelectric | WAT | HY | 1 | 1913 |  |  | (OP) Operating
13781 | Northern States Power Co - Minnesota | 1756 | Saxon Falls | Electric Utility | WI | 2 | 0.5 | Conventional Hydroelectric | WAT | HY | 1 | 1913 |  |  | (OP) Operating
13781 | Northern States Power Co - Minnesota | 1757 | Superior Falls | Electric Utility | MI | 1 | 0.5 | Conventional Hydroelectric | WAT | HY | 1 | 1917 |  |  | (OP) Operating
13781 | Northern States Power Co - Minnesota | 1757 | Superior Falls | Electric Utility | MI | 2 | 0.5 | Conventional Hydroelectric | WAT | HY | 1 | 1917 |  |  | (OP) Operating
9324 | Indiana Michigan Power Co | 1760 | Constantine | Electric Utility | MI | 1 | 0.1 | Conventional Hydroelectric | WAT | HY | 1 | 1923 |  |  | (OP) Operating
9324 | Indiana Michigan Power Co | 1760 | Constantine | Electric Utility | MI | 2 | 0.1 | Conventional Hydroelectric | WAT | HY | 1 | 1923 |  |  | (OP) Operating
9324 | Indiana Michigan Power Co | 1760 | Constantine | Electric Utility | MI | 3 | 0.1 | Conventional Hydroelectric | WAT | HY | 1 | 1929 |  |  | (OP) Operating
9324 | Indiana Michigan Power Co | 1760 | Constantine | Electric Utility | MI | 4 | 0.1 | Conventional Hydroelectric | WAT | HY | 1 | 1923 |  |  | (OP) Operating
9324 | Indiana Michigan Power Co | 1761 | Mottville | Electric Utility | MI | 1 | 0.1 | Conventional Hydroelectric | WAT | HY | 1 | 1923 |  |  | (OP) Operating
9324 | Indiana Michigan Power Co | 1761 | Mottville | Electric Utility | MI | 2 | 0.1 | Conventional Hydroelectric | WAT | HY | 1 | 1923 |  |  | (OP) Operating
9324 | Indiana Michigan Power Co | 1761 | Mottville | Electric Utility | MI | 3 | 0.1 | Conventional Hydroelectric | WAT | HY | 1 | 1923 |  |  | (OP) Operating
9324 | Indiana Michigan Power Co | 1761 | Mottville | Electric Utility | MI | 4 | 0.1 | Conventional Hydroelectric | WAT | HY | 1 | 1923 |  |  | (OP) Operating
20847 | Wisconsin Electric Power Co | 1769 | Presque Isle | Electric Utility | MI | 5 | 55 | Conventional Steam Coal | SUB | ST | 12 | 1974 | 1 | 2020 | (OP) Operating
20847 | Wisconsin Electric Power Co | 1769 | Presque Isle | Electric Utility | MI | 6 | 55 | Conventional Steam Coal | SUB | ST | 4 | 1975 | 1 | 2020 | (OP) Operating
20847 | Wisconsin Electric Power Co | 1769 | Presque Isle | Electric Utility | MI | 7 | 78 | Conventional Steam Coal | SUB | ST | 6 | 1978 | 1 | 2020 | (OP) Operating
20847 | Wisconsin Electric Power Co | 1769 | Presque Isle | Electric Utility | MI | 8 | 78 | Conventional Steam Coal | SUB | ST | 11 | 1978 | 1 | 2020 | (OP) Operating
20847 | Wisconsin Electric Power Co | 1769 | Presque Isle | Electric Utility | MI | 9 | 78 | Conventional Steam Coal | SUB | ST | 8 | 1979 | 1 | 2020 | (OP) Operating
58246 | Escanaba Operating Services LLC | 1771 | Escanaba | Electric Utility | MI | 1 | 13 | Conventional Steam Coal | BIT | ST | 5 | 1958 |  |  | (OP) Operating
58246 | Escanaba Operating Services LLC | 1771 | Escanaba | Electric Utility | MI | 2 | 13 | Conventional Steam Coal | BIT | ST | 5 | 1958 |  |  | (OP) Operating
58246 | Escanaba Operating Services LLC | 1771 | Escanaba | Electric Utility | MI | 3 | 12.5 | Petroleum Liquids | DFO | GT | 3 | 2003 |  |  | (OP) Operating
56133 | L'Anse Warden Electric Company LLC | 1772 | John H Warden | IPP Non-CHP | MI | 1 | 17.7 | Wood/Wood Waste Biomass | WDS | ST | 8 | 1959 |  |  | (OP) Operating
19578 | Upper Peninsula Power Co | 1773 | Prickett | Electric Utility | MI | 1 | 0.4 | Conventional Hydroelectric | WAT | HY | 11 | 1931 |  |  | (OP) Operating
19578 | Upper Peninsula Power Co | 1773 | Prickett | Electric Utility | MI | 2 | 0.4 | Conventional Hydroelectric | WAT | HY | 11 | 1931 |  |  | (OP) Operating
19578 | Upper Peninsula Power Co | 1774 | Victoria Dam | Electric Utility | MI | 1 | 5.9 | Conventional Hydroelectric | WAT | HY | 1 | 1931 |  |  | (OP) Operating
19578 | Upper Peninsula Power Co | 1774 | Victoria Dam | Electric Utility | MI | 2 | 5.9 | Conventional Hydroelectric | WAT | HY | 1 | 1931 |  |  | (OP) Operating
20847 | Wisconsin Electric Power Co | 1775 | Brule | Electric Utility | WI | 1 | 1.3 | Conventional Hydroelectric | WAT | HY | 8 | 1919 |  |  | (OP) Operating
20847 | Wisconsin Electric Power Co | 1775 | Brule | Electric Utility | WI | 2 | 2 | Conventional Hydroelectric | WAT | HY | 1 | 1919 |  |  | (OP) Operating
20847 | Wisconsin Electric Power Co | 1775 | Brule | Electric Utility | WI | 3 | 2 | Conventional Hydroelectric | WAT | HY | 4 | 1921 |  |  | (OP) Operating
20847 | Wisconsin Electric Power Co | 1776 | Chalk Hill | Electric Utility | MI | 1 | 2.6 | Conventional Hydroelectric | WAT | HY | 5 | 1927 |  |  | (OP) Operating
20847 | Wisconsin Electric Power Co | 1776 | Chalk Hill | Electric Utility | MI | 2 | 2.6 | Conventional Hydroelectric | WAT | HY | 5 | 1927 |  |  | (OP) Operating
20847 | Wisconsin Electric Power Co | 1776 | Chalk Hill | Electric Utility | MI | 3 | 2.6 | Conventional Hydroelectric | WAT | HY | 5 | 1927 |  |  | (OP) Operating
20847 | Wisconsin Electric Power Co | 1777 | Hemlock Falls | Electric Utility | MI | 1 | 2.8 | Conventional Hydroelectric | WAT | HY | 8 | 1953 |  |  | (OP) Operating
20847 | Wisconsin Electric Power Co | 1778 | Kingsford | Electric Utility | MI | 1 | 2.4 | Conventional Hydroelectric | WAT | HY | 5 | 1924 |  |  | (OP) Operating
20847 | Wisconsin Electric Power Co | 1778 | Kingsford | Electric Utility | MI | 2 | 2.4 | Conventional Hydroelectric | WAT | HY | 5 | 1924 |  |  | (OP) Operating
20847 | Wisconsin Electric Power Co | 1778 | Kingsford | Electric Utility | MI | 3 | 2.4 | Conventional Hydroelectric | WAT | HY | 5 | 1924 |  |  | (OP) Operating
20847 | Wisconsin Electric Power Co | 1780 | Michigamme Falls | Electric Utility | MI | 1 | 4.8 | Conventional Hydroelectric | WAT | HY | 6 | 1953 |  |  | (OP) Operating
20847 | Wisconsin Electric Power Co | 1780 | Michigamme Falls | Electric Utility | MI | 2 | 4.8 | Conventional Hydroelectric | WAT | HY | 7 | 1953 |  |  | (OP) Operating
20847 | Wisconsin Electric Power Co | 1781 | Peavy Falls | Electric Utility | MI | 1 | 6 | Conventional Hydroelectric | WAT | HY | 1 | 1943 |  |  | (OP) Operating
20847 | Wisconsin Electric Power Co | 1781 | Peavy Falls | Electric Utility | MI | 2 | 6 | Conventional Hydroelectric | WAT | HY | 2 | 1943 |  |  | (OP) Operating
20847 | Wisconsin Electric Power Co | 1784 | Twin Falls (MI) | Electric Utility | MI | 1 | 1.3 | Conventional Hydroelectric | WAT | HY | 1 | 1912 | 8 | 2016 | (OP) Operating
20847 | Wisconsin Electric Power Co | 1784 | Twin Falls (MI) | Electric Utility | MI | 2 | 1.3 | Conventional Hydroelectric | WAT | HY | 1 | 1912 | 8 | 2016 | (OP) Operating
20847 | Wisconsin Electric Power Co | 1784 | Twin Falls (MI) | Electric Utility | MI | 3 | 1.3 | Conventional Hydroelectric | WAT | HY | 1 | 1912 | 8 | 2016 | (OP) Operating
20847 | Wisconsin Electric Power Co | 1784 | Twin Falls (MI) | Electric Utility | MI | 4 | 1.2 | Conventional Hydroelectric | WAT | HY | 4 | 1916 | 8 | 2016 | (OP) Operating
20847 | Wisconsin Electric Power Co | 1784 | Twin Falls (MI) | Electric Utility | MI | 5 | 1.2 | Conventional Hydroelectric | WAT | HY | 6 | 1916 | 8 | 2016 | (OP) Operating
20847 | Wisconsin Electric Power Co | 1785 | Way Dam | Electric Utility | MI | 1 | 1.8 | Conventional Hydroelectric | WAT | HY | 12 | 1949 |  |  | (OP) Operating
20847 | Wisconsin Electric Power Co | 1786 | White Rapids | Electric Utility | MI | 1 | 2.6 | Conventional Hydroelectric | WAT | HY | 10 | 1927 |  |  | (OP) Operating
20847 | Wisconsin Electric Power Co | 1786 | White Rapids | Electric Utility | MI | 2 | 2 | Conventional Hydroelectric | WAT | HY | 10 | 1927 |  |  | (OP) Operating
20847 | Wisconsin Electric Power Co | 1786 | White Rapids | Electric Utility | MI | 3 | 2.6 | Conventional Hydroelectric | WAT | HY | 10 | 1927 |  |  | (OP) Operating
20860 | Wisconsin Public Service Corp | 1787 | Grand Rapids | Electric Utility | MI | 1 | 0.7 | Conventional Hydroelectric | WAT | HY | 7 | 1940 |  |  | (OP) Operating
20860 | Wisconsin Public Service Corp | 1787 | Grand Rapids | Electric Utility | MI | 2 | 0.7 | Conventional Hydroelectric | WAT | HY | 7 | 1941 |  |  | (OP) Operating
20860 | Wisconsin Public Service Corp | 1787 | Grand Rapids | Electric Utility | MI | 3 | 1 | Conventional Hydroelectric | WAT | HY | 6 | 1945 |  |  | (OP) Operating
20860 | Wisconsin Public Service Corp | 1787 | Grand Rapids | Electric Utility | MI | 4 | 1.2 | Conventional Hydroelectric | WAT | HY | 6 | 1918 |  |  | (OP) Operating
20860 | Wisconsin Public Service Corp | 1787 | Grand Rapids | Electric Utility | MI | 5 | 1.2 | Conventional Hydroelectric | WAT | HY | 6 | 1923 |  |  | (OP) Operating
3813 | Village of Clinton - (MI) | 1818 | Clinton | Electric Utility | MI | 1 | 0.5 | Petroleum Liquids | DFO | IC | 3 | 1939 |  |  | (SB) Standby/Backup: available for service but not normally used
3813 | Village of Clinton - (MI) | 1818 | Clinton | Electric Utility | MI | 2 | 0.5 | Petroleum Liquids | DFO | IC | 3 | 1939 |  |  | (SB) Standby/Backup: available for service but not normally used
3813 | Village of Clinton - (MI) | 1818 | Clinton | Electric Utility | MI | 6 | 2 | Natural Gas Internal Combustion Engine | NG | IC | 5 | 1980 |  |  | (OP) Operating
4604 | City of Crystal Falls | 1821 | Crystal Falls | Electric Utility | MI | 1 | 0.3 | Conventional Hydroelectric | WAT | HY | 6 | 1914 |  |  | (OP) Operating
4604 | City of Crystal Falls | 1821 | Crystal Falls | Electric Utility | MI | 2 | 0.3 | Conventional Hydroelectric | WAT | HY | 6 | 1924 |  |  | (OP) Operating
4604 | City of Crystal Falls | 1821 | Crystal Falls | Electric Utility | MI | 3 | 0.4 | Conventional Hydroelectric | WAT | HY | 6 | 1954 |  |  | (OP) Operating
7483 | City of Grand Haven - (MI) | 1825 | J B Sims | Electric Utility | MI | 3 | 66.3 | Conventional Steam Coal | BIT | ST | 8 | 1983 |  |  | (OP) Operating
7483 | City of Grand Haven - (MI) | 1826 | Grand Haven Diesel Plant | Electric Utility | MI | 1 | 8.4 | Natural Gas Internal Combustion Engine | NG | IC | 2 | 1974 |  |  | (OP) Operating
7483 | City of Grand Haven - (MI) | 1826 | Grand Haven Diesel Plant | Electric Utility | MI | 2 | 2.3 | Petroleum Liquids | RFO | IC | 4 | 1942 |  |  | (OS) Out of service and NOT expected to return to service in next calendar year
7483 | City of Grand Haven - (MI) | 1826 | Grand Haven Diesel Plant | Electric Utility | MI | 5 | 3.2 | Petroleum Liquids | DFO | IC | 7 | 1954 |  |  | (SB) Standby/Backup: available for service but not normally used
7483 | City of Grand Haven - (MI) | 1826 | Grand Haven Diesel Plant | Electric Utility | MI | 6 | 2.8 | Natural Gas Internal Combustion Engine | NG | IC | 5 | 1948 |  |  | (SB) Standby/Backup: available for service but not normally used
7483 | City of Grand Haven - (MI) | 1826 | Grand Haven Diesel Plant | Electric Utility | MI | 7 | 5.1 | Petroleum Liquids | RFO | IC | 4 | 1952 |  |  | (OS) Out of service and NOT expected to return to service in next calendar year
8205 | City of Hart Hydro - (MI) | 1827 | Hart | Electric Utility | MI | 4 | 1.4 | Natural Gas Internal Combustion Engine | NG | IC | 3 | 1964 |  |  | (OP) Operating
8205 | City of Hart Hydro - (MI) | 1827 | Hart | Electric Utility | MI | IC1 | 1.7 | Petroleum Liquids | DFO | IC | 3 | 1985 |  |  | (OP) Operating
8205 | City of Hart Hydro - (MI) | 1827 | Hart | Electric Utility | MI | IC3 | 2 | Petroleum Liquids | DFO | IC | 4 | 1985 |  |  | (OP) Operating
8631 | Hillsdale Board of Public Wks | 1829 | Hillsdale | Electric Utility | MI | 2 | 1.9 | Petroleum Liquids | DFO | IC | 3 | 1947 |  |  | (OP) Operating
8631 | Hillsdale Board of Public Wks | 1829 | Hillsdale | Electric Utility | MI | 3 | 2.4 | Natural Gas Internal Combustion Engine | NG | IC | 8 | 1954 |  |  | (OP) Operating
8631 | Hillsdale Board of Public Wks | 1829 | Hillsdale | Electric Utility | MI | 4 | 3.7 | Natural Gas Internal Combustion Engine | NG | IC | 6 | 1960 |  |  | (OP) Operating
8631 | Hillsdale Board of Public Wks | 1829 | Hillsdale | Electric Utility | MI | 5 | 5.6 | Natural Gas Internal Combustion Engine | NG | IC | 9 | 1973 |  |  | (OP) Operating
8631 | Hillsdale Board of Public Wks | 1829 | Hillsdale | Electric Utility | MI | 6 | 6 | Natural Gas Internal Combustion Engine | NG | IC | 4 | 1976 |  |  | (OP) Operating
8723 | City of Holland | 1830 | James De Young | Electric Utility | MI | 3 | 10.5 | Conventional Steam Coal | BIT | ST | 4 | 1951 |  |  | (OP) Operating
8723 | City of Holland | 1830 | James De Young | Electric Utility | MI | 4 | 20.5 | Conventional Steam Coal | BIT | ST | 5 | 1962 |  |  | (OP) Operating
8723 | City of Holland | 1830 | James De Young | Electric Utility | MI | 5 | 27 | Conventional Steam Coal | BIT | ST | 6 | 1969 |  |  | (OP) Operating
56155 | Lansing Board of Water and Light | 1831 | Eckert Station | Electric Utility | MI | 1 | 32.9 | Conventional Steam Coal | SUB | ST | 6 | 1954 |  |  | (OP) Operating
56155 | Lansing Board of Water and Light | 1831 | Eckert Station | Electric Utility | MI | 3 | 30.6 | Conventional Steam Coal | SUB | ST | 6 | 1960 |  |  | (OP) Operating
56155 | Lansing Board of Water and Light | 1831 | Eckert Station | Electric Utility | MI | 4 | 64 | Conventional Steam Coal | SUB | ST | 12 | 1964 |  |  | (OP) Operating
56155 | Lansing Board of Water and Light | 1831 | Eckert Station | Electric Utility | MI | 5 | 63.1 | Conventional Steam Coal | SUB | ST | 6 | 1968 |  |  | (OP) Operating
56155 | Lansing Board of Water and Light | 1831 | Eckert Station | Electric Utility | MI | 6 | 62.8 | Conventional Steam Coal | SUB | ST | 8 | 1970 |  |  | (OP) Operating
56155 | Lansing Board of Water and Light | 1832 | Erickson Station | Electric Utility | MI | 1 | 154.5 | Conventional Steam Coal | SUB | ST | 2 | 1973 |  |  | (OP) Operating
11701 | City of Marquette - (MI) | 1840 | Plant Four | Electric Utility | MI | CT1 | 20 | Petroleum Liquids | DFO | GT | 5 | 1979 |  |  | (SB) Standby/Backup: available for service but not normally used
11701 | City of Marquette - (MI) | 1842 | James R Smith | Electric Utility | MI | 1 | 1.6 | Conventional Hydroelectric | WAT | HY | 1 | 1919 |  |  | (OP) Operating
11701 | City of Marquette - (MI) | 1842 | James R Smith | Electric Utility | MI | 2 | 1.6 | Conventional Hydroelectric | WAT | HY | 1 | 1922 |  |  | (OP) Operating
11701 | City of Marquette - (MI) | 1843 | Shiras | Electric Utility | MI | 1 | 11.6 | Conventional Steam Coal | BIT | ST | 1 | 1967 |  |  | (OS) Out of service and NOT expected to return to service in next calendar year
11701 | City of Marquette - (MI) | 1843 | Shiras | Electric Utility | MI | 2 | 19.5 | Conventional Steam Coal | BIT | ST | 1 | 1972 |  |  | (OP) Operating
11701 | City of Marquette - (MI) | 1843 | Shiras | Electric Utility | MI | 3 | 41 | Conventional Steam Coal | SUB | ST | 4 | 1983 |  |  | (OP) Operating
11713 | City of Marshall - (MI) | 1844 | Marshall (MI) | Electric Utility | MI | 1 | 0.1 | Conventional Hydroelectric | WAT | HY | 6 | 1928 |  |  | (OP) Operating
11713 | City of Marshall - (MI) | 1844 | Marshall (MI) | Electric Utility | MI | 3 | 0.1 | Conventional Hydroelectric | WAT | HY | 6 | 1929 |  |  | (OP) Operating
11713 | City of Marshall - (MI) | 1844 | Marshall (MI) | Electric Utility | MI | IC2 | 0.9 | Natural Gas Internal Combustion Engine | NG | IC | 11 | 1953 | 10 | 2015 | (OP) Operating
11713 | City of Marshall - (MI) | 1844 | Marshall (MI) | Electric Utility | MI | IC3 | 1.9 | Natural Gas Internal Combustion Engine | NG | IC | 8 | 1973 |  |  | (OP) Operating
11713 | City of Marshall - (MI) | 1844 | Marshall (MI) | Electric Utility | MI | IC4 | 0.7 | Petroleum Liquids | DFO | IC | 1 | 1942 | 10 | 2015 | (OP) Operating
11713 | City of Marshall - (MI) | 1844 | Marshall (MI) | Electric Utility | MI | IC5 | 1.4 | Natural Gas Internal Combustion Engine | NG | IC | 4 | 1948 |  |  | (OP) Operating
11713 | City of Marshall - (MI) | 1844 | Marshall (MI) | Electric Utility | MI | IC6 | 5.6 | Natural Gas Internal Combustion Engine | NG | IC | 7 | 1978 |  |  | (OP) Operating
13525 | Newberry Water & Light Board | 1846 | Newberry | Electric Utility | MI | 1 | 2.5 | Petroleum Liquids | DFO | IC | 6 | 1974 |  |  | (OP) Operating
13525 | Newberry Water & Light Board | 1846 | Newberry | Electric Utility | MI | 2 | 0.5 | Petroleum Liquids | DFO | IC | 9 | 1948 |  |  | (OP) Operating
13525 | Newberry Water & Light Board | 1846 | Newberry | Electric Utility | MI | 4 | 1.5 | Petroleum Liquids | DFO | IC | 7 | 1988 |  |  | (OP) Operating
13826 | City of Norway | 1848 | Norway (MI) | Electric Utility | MI | 1 | 2.7 | Conventional Hydroelectric | WAT | HY | 6 | 1905 |  |  | (OP) Operating
13826 | City of Norway | 1848 | Norway (MI) | Electric Utility | MI | 2 | 1.2 | Conventional Hydroelectric | WAT | HY | 6 | 1905 |  |  | (OP) Operating
13826 | City of Norway | 1848 | Norway (MI) | Electric Utility | MI | 3 | 1.1 | Conventional Hydroelectric | WAT | HY | 11 | 1988 |  |  | (OP) Operating
13826 | City of Norway | 1848 | Norway (MI) | Electric Utility | MI | 4 | 0.9 | Conventional Hydroelectric | WAT | HY | 7 | 1986 |  |  | (OP) Operating
15246 | City of Portland - (MI) | 1851 | Frank Jenkins | Electric Utility | MI | 4 | 0.8 | Petroleum Liquids | DFO | IC | 5 | 1950 |  |  | (SB) Standby/Backup: available for service but not normally used
15246 | City of Portland - (MI) | 1851 | Frank Jenkins | Electric Utility | MI | 5 | 1.7 | Petroleum Liquids | DFO | IC | 8 | 1995 |  |  | (SB) Standby/Backup: available for service but not normally used
15246 | City of Portland - (MI) | 1851 | Frank Jenkins | Electric Utility | MI | 6 | 1 | Petroleum Liquids | DFO | IC | 7 | 2002 |  |  | (SB) Standby/Backup: available for service but not normally used
17886 | City of St Louis - (MI) | 1852 | St Louis | Electric Utility | MI | 1 | 1.3 | Petroleum Liquids | DFO | IC | 1 | 1958 |  |  | (SB) Standby/Backup: available for service but not normally used
17886 | City of St Louis - (MI) | 1852 | St Louis | Electric Utility | MI | 2 | 0.6 | Petroleum Liquids | DFO | IC | 1 | 1945 |  |  | (SB) Standby/Backup: available for service but not normally used
17886 | City of St Louis - (MI) | 1852 | St Louis | Electric Utility | MI | 3 | 0.9 | Petroleum Liquids | DFO | IC | 1 | 1951 |  |  | (SB) Standby/Backup: available for service but not normally used
17886 | City of St Louis - (MI) | 1852 | St Louis | Electric Utility | MI | 5 | 0.2 | Conventional Hydroelectric | WAT | HY | 1 | 1919 |  |  | (OP) Operating
17886 | City of St Louis - (MI) | 1852 | St Louis | Electric Utility | MI | 6 | 0.2 | Conventional Hydroelectric | WAT | HY | 1 | 1919 |  |  | (OP) Operating
17886 | City of St Louis - (MI) | 1852 | St Louis | Electric Utility | MI | 7 | 1.1 | Petroleum Liquids | DFO | IC | 7 | 1996 |  |  | (SB) Standby/Backup: available for service but not normally used
17886 | City of St Louis - (MI) | 1852 | St Louis | Electric Utility | MI | 8 | 1.5 | Petroleum Liquids | DFO | IC | 5 | 2003 |  |  | (OP) Operating
17886 | City of St Louis - (MI) | 1852 | St Louis | Electric Utility | MI | 9 | 1.1 | Petroleum Liquids | DFO | IC | 5 | 2003 |  |  | (SB) Standby/Backup: available for service but not normally used
16873 | City of Sebewaing - (MI) | 1853 | Main Street (MI) | Electric Utility | MI | 1 | 0.9 | Natural Gas Internal Combustion Engine | NG | IC | 3 | 1961 |  |  | (OP) Operating
16873 | City of Sebewaing - (MI) | 1853 | Main Street (MI) | Electric Utility | MI | 2 | 0.8 | Petroleum Liquids | DFO | IC | 6 | 1947 |  |  | (OP) Operating
16873 | City of Sebewaing - (MI) | 1853 | Main Street (MI) | Electric Utility | MI | 3 | 1.1 | Natural Gas Internal Combustion Engine | NG | IC | 8 | 1966 |  |  | (OP) Operating
16873 | City of Sebewaing - (MI) | 1853 | Main Street (MI) | Electric Utility | MI | 4 | 1.2 | Natural Gas Internal Combustion Engine | NG | IC | 10 | 1966 |  |  | (OP) Operating
16873 | City of Sebewaing - (MI) | 1853 | Main Street (MI) | Electric Utility | MI | 5 | 1 | Natural Gas Internal Combustion Engine | NG | IC | 9 | 1979 |  |  | (OP) Operating
16873 | City of Sebewaing - (MI) | 1853 | Main Street (MI) | Electric Utility | MI | 6 | 0.6 | Natural Gas Internal Combustion Engine | NG | IC | 4 | 1967 |  |  | (OP) Operating
18252 | City of Sturgis | 1855 | Sturgis City Diesel Plant | Electric Utility | MI | 6 | 6 | Natural Gas Internal Combustion Engine | NG | IC | 12 | 1981 |  |  | (OP) Operating
18252 | City of Sturgis | 1856 | Hydro Plant | Electric Utility | MI | 1 | 0.4 | Conventional Hydroelectric | WAT | HY | 9 | 1911 |  |  | (OP) Operating
18252 | City of Sturgis | 1856 | Hydro Plant | Electric Utility | MI | 2 | 0.4 | Conventional Hydroelectric | WAT | HY | 9 | 1911 |  |  | (OP) Operating
18252 | City of Sturgis | 1856 | Hydro Plant | Electric Utility | MI | 3 | 0.7 | Conventional Hydroelectric | WAT | HY | 4 | 1983 |  |  | (OP) Operating
18252 | City of Sturgis | 1856 | Hydro Plant | Electric Utility | MI | 4 | 0.7 | Conventional Hydroelectric | WAT | HY | 4 | 1983 |  |  | (OP) Operating
21264 | USACE-Detroit District | 1865 | Saint Marys Falls | Electric Utility | MI | 1 | 5 | Conventional Hydroelectric | WAT | HY | 10 | 1951 |  |  | (OP) Operating
21264 | USACE-Detroit District | 1865 | Saint Marys Falls | Electric Utility | MI | 10 | 2.8 | Conventional Hydroelectric | WAT | HY | 7 | 1932 |  |  | (OP) Operating
21264 | USACE-Detroit District | 1865 | Saint Marys Falls | Electric Utility | MI | 2 | 5 | Conventional Hydroelectric | WAT | HY | 11 | 1951 |  |  | (OP) Operating
21264 | USACE-Detroit District | 1865 | Saint Marys Falls | Electric Utility | MI | 3 | 5 | Conventional Hydroelectric | WAT | HY | 1 | 1952 |  |  | (OP) Operating
21264 | USACE-Detroit District | 1865 | Saint Marys Falls | Electric Utility | MI | 3A | 2.5 | Conventional Hydroelectric | WAT | HY | 2 | 1954 |  |  | (OP) Operating
21048 | Wyandotte Municipal Serv Comm | 1866 | Wyandotte | Electric Utility | MI | 4 | 10.5 | Conventional Steam Coal | BIT | ST | 1 | 1948 |  |  | (OP) Operating
21048 | Wyandotte Municipal Serv Comm | 1866 | Wyandotte | Electric Utility | MI | 5 | 22 | Natural Gas Steam Turbine | NG | ST | 1 | 1958 |  |  | (OA) Out of service but expected to return to service in next calendar year
21048 | Wyandotte Municipal Serv Comm | 1866 | Wyandotte | Electric Utility | MI | 6 | 7.5 | Natural Gas Steam Turbine | NG | ST | 1 | 1969 |  |  | (OA) Out of service but expected to return to service in next calendar year
21048 | Wyandotte Municipal Serv Comm | 1866 | Wyandotte | Electric Utility | MI | 7 | 32 | Natural Gas Steam Turbine | NG | ST | 7 | 1986 |  |  | (OP) Operating
21048 | Wyandotte Municipal Serv Comm | 1866 | Wyandotte | Electric Utility | MI | DG1 | 1.8 | Petroleum Liquids | DFO | IC | 1 | 2007 |  |  | (OP) Operating
21048 | Wyandotte Municipal Serv Comm | 1866 | Wyandotte | Electric Utility | MI | DG2 | 1.8 | Petroleum Liquids | DFO | IC | 1 | 2007 |  |  | (OP) Operating
21048 | Wyandotte Municipal Serv Comm | 1866 | Wyandotte | Electric Utility | MI | DG3 | 1.8 | Petroleum Liquids | DFO | IC | 1 | 2007 |  |  | (OP) Operating
21158 | City of Zeeland - (MI) | 1867 | Zeeland | Electric Utility | MI | 1 | 1.5 | Natural Gas Internal Combustion Engine | NG | IC | 11 | 1966 |  |  | (OP) Operating
21158 | City of Zeeland - (MI) | 1867 | Zeeland | Electric Utility | MI | 10 | 6.2 | Natural Gas Internal Combustion Engine | NG | IC | 12 | 1974 |  |  | (OP) Operating
21158 | City of Zeeland - (MI) | 1867 | Zeeland | Electric Utility | MI | 11 | 6.6 | Natural Gas Internal Combustion Engine | NG | IC | 7 | 1980 |  |  | (OP) Operating
21158 | City of Zeeland - (MI) | 1867 | Zeeland | Electric Utility | MI | 2 | 1.2 | Natural Gas Internal Combustion Engine | NG | IC | 3 | 1967 |  |  | (OP) Operating
21158 | City of Zeeland - (MI) | 1867 | Zeeland | Electric Utility | MI | 7 | 2 | Natural Gas Internal Combustion Engine | NG | IC | 1 | 1957 |  |  | (OP) Operating
21158 | City of Zeeland - (MI) | 1867 | Zeeland | Electric Utility | MI | 8 | 1.5 | Natural Gas Internal Combustion Engine | NG | IC | 1 | 1963 |  |  | (OP) Operating
21158 | City of Zeeland - (MI) | 1867 | Zeeland | Electric Utility | MI | 9 | 5 | Natural Gas Internal Combustion Engine | NG | IC | 1 | 1971 |  |  | (OP) Operating
3828 | Cloverland Electric Co-op | 1868 | Dafter | Electric Utility | MI | 1 | 0.9 | Petroleum Liquids | DFO | IC | 11 | 1955 |  |  | (OP) Operating
3828 | Cloverland Electric Co-op | 1868 | Dafter | Electric Utility | MI | 3 | 0.9 | Petroleum Liquids | DFO | IC | 11 | 1955 |  |  | (OP) Operating
3828 | Cloverland Electric Co-op | 1868 | Dafter | Electric Utility | MI | 4 | 2.5 | Petroleum Liquids | DFO | IC | 6 | 1960 |  |  | (OP) Operating
3828 | Cloverland Electric Co-op | 1868 | Dafter | Electric Utility | MI | 5 | 2.5 | Petroleum Liquids | DFO | IC | 6 | 1960 |  |  | (OP) Operating
19037 | Tower Kleber Ltd Partnership | 1871 | Kleber | IPP Non-CHP | MI | K1 | 0.6 | Conventional Hydroelectric | WAT | HY | 1 | 1949 |  |  | (OP) Operating
19037 | Tower Kleber Ltd Partnership | 1871 | Kleber | IPP Non-CHP | MI | K2 | 0.6 | Conventional Hydroelectric | WAT | HY | 1 | 1949 |  |  | (OP) Operating
19037 | Tower Kleber Ltd Partnership | 1871 | Kleber | IPP Non-CHP | MI | T1 | 0.3 | Conventional Hydroelectric | WAT | HY | 1 | 1925 |  |  | (OP) Operating
19037 | Tower Kleber Ltd Partnership | 1871 | Kleber | IPP Non-CHP | MI | T2 | 0.3 | Conventional Hydroelectric | WAT | HY | 1 | 1925 |  |  | (OP) Operating
20910 | Wolverine Power Supply Coop | 1873 | Tower | Electric Utility | MI | GT4 | 19.3 | Petroleum Liquids | DFO | GT | 3 | 1971 |  |  | (OP) Operating
18895 | Thumb Electric Coop of Mich | 1874 | Caro | Electric Utility | MI | 1 | 1 | Petroleum Liquids | DFO | IC | 8 | 1949 |  |  | (OP) Operating
18895 | Thumb Electric Coop of Mich | 1874 | Caro | Electric Utility | MI | 2 | 1 | Petroleum Liquids | DFO | IC | 8 | 1949 |  |  | (OP) Operating
18895 | Thumb Electric Coop of Mich | 1874 | Caro | Electric Utility | MI | 3 | 1 | Petroleum Liquids | DFO | IC | 8 | 1952 |  |  | (OP) Operating
18895 | Thumb Electric Coop of Mich | 1874 | Caro | Electric Utility | MI | 4 | 1.5 | Petroleum Liquids | DFO | IC | 8 | 1984 |  |  | (OP) Operating
18895 | Thumb Electric Coop of Mich | 1874 | Caro | Electric Utility | MI | 5 | 2 | Petroleum Liquids | DFO | IC | 5 | 1999 |  |  | (OP) Operating
18895 | Thumb Electric Coop of Mich | 1874 | Caro | Electric Utility | MI | 6 | 2 | Petroleum Liquids | DFO | IC | 4 | 2000 |  |  | (OP) Operating
18895 | Thumb Electric Coop of Mich | 1875 | Ubly | Electric Utility | MI | 1 | 0.6 | Petroleum Liquids | DFO | IC | 6 | 1938 |  |  | (OP) Operating
18895 | Thumb Electric Coop of Mich | 1875 | Ubly | Electric Utility | MI | 2 | 0.6 | Petroleum Liquids | DFO | IC | 6 | 1938 |  |  | (OP) Operating
18895 | Thumb Electric Coop of Mich | 1875 | Ubly | Electric Utility | MI | 3 | 0.7 | Petroleum Liquids | DFO | IC | 6 | 1938 |  |  | (OP) Operating
18895 | Thumb Electric Coop of Mich | 1875 | Ubly | Electric Utility | MI | 4 | 0.9 | Petroleum Liquids | DFO | IC | 8 | 1947 |  |  | (OP) Operating
18895 | Thumb Electric Coop of Mich | 1875 | Ubly | Electric Utility | MI | 5 | 1.5 | Petroleum Liquids | DFO | IC | 10 | 1987 |  |  | (OP) Operating
18895 | Thumb Electric Coop of Mich | 1875 | Ubly | Electric Utility | MI | 6 | 1.5 | Natural Gas Internal Combustion Engine | NG | IC | 11 | 1993 |  |  | (OP) Operating
18895 | Thumb Electric Coop of Mich | 1875 | Ubly | Electric Utility | MI | 7 | 2.5 | Petroleum Liquids | DFO | IC | 5 | 2000 |  |  | (OP) Operating
18895 | Thumb Electric Coop of Mich | 1875 | Ubly | Electric Utility | MI | 8 | 2.5 | Petroleum Liquids | DFO | IC | 10 | 2001 |  |  | (OP) Operating
18895 | Thumb Electric Coop of Mich | 1875 | Ubly | Electric Utility | MI | 9 | 1.5 | Petroleum Liquids | DFO | IC | 8 | 2002 |  |  | (OP) Operating
20910 | Wolverine Power Supply Coop | 1877 | George Johnson | Electric Utility | MI | 10 | 24.3 | Natural Gas Fired Combustion Turbine | NG | GT | 6 | 2000 |  |  | (OP) Operating
20910 | Wolverine Power Supply Coop | 1877 | George Johnson | Electric Utility | MI | 11 | 1 | Petroleum Liquids | DFO | IC | 9 | 1993 |  |  | (SB) Standby/Backup: available for service but not normally used
20910 | Wolverine Power Supply Coop | 1877 | George Johnson | Electric Utility | MI | 9 | 24.4 | Natural Gas Fired Combustion Turbine | NG | GT | 6 | 2000 |  |  | (OP) Operating
20910 | Wolverine Power Supply Coop | 1880 | Claude Vandyke | Electric Utility | MI | 6 | 19.3 | Natural Gas Fired Combined Cycle | NG | CS | 1 | 1967 |  |  | (OP) Operating
20910 | Wolverine Power Supply Coop | 1880 | Claude Vandyke | Electric Utility | MI | 8 | 20.2 | Natural Gas Fired Combustion Turbine | NG | GT | 9 | 2001 |  |  | (OP) Operating
20910 | Wolverine Power Supply Coop | 1881 | Vestaburg | Electric Utility | MI | 6 | 3 | Petroleum Liquids | DFO | IC | 1 | 1959 |  |  | (OP) Operating
20910 | Wolverine Power Supply Coop | 1881 | Vestaburg | Electric Utility | MI | 7 | 3 | Petroleum Liquids | DFO | IC | 1 | 1960 |  |  | (OP) Operating
20910 | Wolverine Power Supply Coop | 1881 | Vestaburg | Electric Utility | MI | 8 | 18.5 | Natural Gas Fired Combustion Turbine | NG | GT | 7 | 1972 |  |  | (OP) Operating
9417 | Interstate Power and Light Co | 1888 | Fox Lake | Electric Utility | MN | 1 | 13 | Natural Gas Steam Turbine | NG | ST | 1 | 1950 | 12 | 2017 | (OP) Operating
9417 | Interstate Power and Light Co | 1888 | Fox Lake | Electric Utility | MN | 3 | 85.6 | Natural Gas Steam Turbine | NG | ST | 6 | 1962 | 12 | 2017 | (OP) Operating
12647 | ALLETE, Inc. | 1891 | Syl Laskin | Electric Utility | MN | 1 | 44.4 | Conventional Steam Coal | SUB | ST | 6 | 1953 |  |  | (OP) Operating
12647 | ALLETE, Inc. | 1891 | Syl Laskin | Electric Utility | MN | 2 | 44.5 | Conventional Steam Coal | SUB | ST | 9 | 1953 |  |  | (OP) Operating
12647 | ALLETE, Inc. | 1892 | Blanchard | Electric Utility | MN | 1 | 3.4 | Conventional Hydroelectric | WAT | HY | 2 | 1925 |  |  | (OP) Operating
12647 | ALLETE, Inc. | 1892 | Blanchard | Electric Utility | MN | 2 | 4 | Conventional Hydroelectric | WAT | HY | 2 | 1925 |  |  | (OP) Operating
12647 | ALLETE, Inc. | 1892 | Blanchard | Electric Utility | MN | 3 | 3.3 | Conventional Hydroelectric | WAT | HY | 8 | 1988 |  |  | (OP) Operating
12647 | ALLETE, Inc. | 1893 | Clay Boswell | Electric Utility | MN | 1 | 67.6 | Conventional Steam Coal | SUB | ST | 7 | 1958 |  |  | (OP) Operating
12647 | ALLETE, Inc. | 1893 | Clay Boswell | Electric Utility | MN | 2 | 68.1 | Conventional Steam Coal | SUB | ST | 1 | 1960 |  |  | (OP) Operating
12647 | ALLETE, Inc. | 1893 | Clay Boswell | Electric Utility | MN | 3 | 361.5 | Conventional Steam Coal | SUB | ST | 5 | 1973 |  |  | (OP) Operating
12647 | ALLETE, Inc. | 1893 | Clay Boswell | Electric Utility | MN | 4 | 584.4 | Conventional Steam Coal | SUB | ST | 5 | 1980 |  |  | (OP) Operating
12647 | ALLETE, Inc. | 1893 | Clay Boswell | Electric Utility | MN | D4 | 0.8 | Petroleum Liquids | DFO | IC | 4 | 1980 |  |  | (SB) Standby/Backup: available for service but not normally used
12647 | ALLETE, Inc. | 1894 | Fond Du Lac | Electric Utility | MN | 1 | 12 | Conventional Hydroelectric | WAT | HY | 1 | 1924 |  |  | (OP) Operating
12647 | ALLETE, Inc. | 1895 | Knife Falls | Electric Utility | MN | 1 | 0.8 | Conventional Hydroelectric | WAT | HY | 1 | 1922 |  |  | (OP) Operating
12647 | ALLETE, Inc. | 1895 | Knife Falls | Electric Utility | MN | 2 | 0.8 | Conventional Hydroelectric | WAT | HY | 1 | 1922 |  |  | (OP) Operating
12647 | ALLETE, Inc. | 1895 | Knife Falls | Electric Utility | MN | 3 | 0.8 | Conventional Hydroelectric | WAT | HY | 1 | 1922 |  |  | (OP) Operating
12647 | ALLETE, Inc. | 1896 | Little Falls (MN) | Electric Utility | MN | 1 | 0.8 | Conventional Hydroelectric | WAT | HY | 1 | 1919 |  |  | (OP) Operating
12647 | ALLETE, Inc. | 1896 | Little Falls (MN) | Electric Utility | MN | 2 | 0.8 | Conventional Hydroelectric | WAT | HY | 1 | 1919 |  |  | (OP) Operating
12647 | ALLETE, Inc. | 1896 | Little Falls (MN) | Electric Utility | MN | 3 | 1 | Conventional Hydroelectric | WAT | HY | 1 | 1920 |  |  | (OP) Operating
12647 | ALLETE, Inc. | 1896 | Little Falls (MN) | Electric Utility | MN | 4 | 1 | Conventional Hydroelectric | WAT | HY | 11 | 1979 |  |  | (OP) Operating
12647 | ALLETE, Inc. | 1896 | Little Falls (MN) | Electric Utility | MN | 5 | 0.4 | Conventional Hydroelectric | WAT | HY | 1 | 1906 |  |  | (OP) Operating
12647 | ALLETE, Inc. | 1896 | Little Falls (MN) | Electric Utility | MN | 6 | 0.4 | Conventional Hydroelectric | WAT | HY | 1 | 1906 |  |  | (OP) Operating
12647 | ALLETE, Inc. | 1897 | M L Hibbard | Commercial CHP | MN | 3 | 25.6 | Wood/Wood Waste Biomass | WDS | ST | 6 | 1949 |  |  | (OP) Operating
12647 | ALLETE, Inc. | 1897 | M L Hibbard | Commercial CHP | MN | 4 | 32.4 | Wood/Wood Waste Biomass | WDS | ST | 6 | 1951 |  |  | (OP) Operating
12647 | ALLETE, Inc. | 1898 | Pillager | Electric Utility | MN | 1 | 0.7 | Conventional Hydroelectric | WAT | HY | 1 | 1917 |  |  | (OP) Operating
12647 | ALLETE, Inc. | 1898 | Pillager | Electric Utility | MN | 2 | 0.7 | Conventional Hydroelectric | WAT | HY | 1 | 1917 |  |  | (OP) Operating
12647 | ALLETE, Inc. | 1899 | Scanlon | Electric Utility | MN | 1 | 0.4 | Conventional Hydroelectric | WAT | HY | 1 | 1923 |  |  | (OP) Operating
12647 | ALLETE, Inc. | 1899 | Scanlon | Electric Utility | MN | 2 | 0.4 | Conventional Hydroelectric | WAT | HY | 1 | 1923 |  |  | (OP) Operating
12647 | ALLETE, Inc. | 1899 | Scanlon | Electric Utility | MN | 3 | 0.4 | Conventional Hydroelectric | WAT | HY | 1 | 1923 |  |  | (OP) Operating
12647 | ALLETE, Inc. | 1899 | Scanlon | Electric Utility | MN | 4 | 0.4 | Conventional Hydroelectric | WAT | HY | 1 | 1923 |  |  | (OP) Operating
12647 | ALLETE, Inc. | 1900 | Sylvan | Electric Utility | MN | 1 | 0.6 | Conventional Hydroelectric | WAT | HY | 1 | 1913 |  |  | (OP) Operating
12647 | ALLETE, Inc. | 1900 | Sylvan | Electric Utility | MN | 2 | 0.6 | Conventional Hydroelectric | WAT | HY | 1 | 1913 |  |  | (OP) Operating
12647 | ALLETE, Inc. | 1900 | Sylvan | Electric Utility | MN | 3 | 0.6 | Conventional Hydroelectric | WAT | HY | 1 | 1915 |  |  | (OP) Operating
12647 | ALLETE, Inc. | 1901 | Thomson | Electric Utility | MN | 1 | 13 | Conventional Hydroelectric | WAT | HY | 1 | 1907 |  |  | (OS) Out of service and NOT expected to return to service in next calendar year
12647 | ALLETE, Inc. | 1901 | Thomson | Electric Utility | MN | 2 | 13 | Conventional Hydroelectric | WAT | HY | 1 | 1907 |  |  | (OS) Out of service and NOT expected to return to service in next calendar year
12647 | ALLETE, Inc. | 1901 | Thomson | Electric Utility | MN | 3 | 13 | Conventional Hydroelectric | WAT | HY | 1 | 1907 |  |  | (OP) Operating
12647 | ALLETE, Inc. | 1901 | Thomson | Electric Utility | MN | 4 | 10.8 | Conventional Hydroelectric | WAT | HY | 1 | 1914 |  |  | (OS) Out of service and NOT expected to return to service in next calendar year
12647 | ALLETE, Inc. | 1901 | Thomson | Electric Utility | MN | 5 | 10.8 | Conventional Hydroelectric | WAT | HY | 1 | 1919 |  |  | (OS) Out of service and NOT expected to return to service in next calendar year
12647 | ALLETE, Inc. | 1901 | Thomson | Electric Utility | MN | 6 | 12 | Conventional Hydroelectric | WAT | HY | 1 | 1949 |  |  | (OP) Operating
12647 | ALLETE, Inc. | 1902 | Winton | Electric Utility | MN | 2 | 2 | Conventional Hydroelectric | WAT | HY | 8 | 1923 |  |  | (OP) Operating
12647 | ALLETE, Inc. | 1902 | Winton | Electric Utility | MN | 3 | 2 | Conventional Hydroelectric | WAT | HY | 9 | 1923 |  |  | (OP) Operating
13781 | Northern States Power Co - Minnesota | 1904 | Black Dog | Electric Utility | MN | 2 | 110 | Natural Gas Fired Combined Cycle | NG | CA | 10 | 1954 |  |  | (OP) Operating
13781 | Northern States Power Co - Minnesota | 1904 | Black Dog | Electric Utility | MN | 5 | 161 | Natural Gas Fired Combined Cycle | NG | CT | 6 | 2002 |  |  | (OP) Operating
13781 | Northern States Power Co - Minnesota | 1910 | Granite City | Electric Utility | MN | 1 | 13 | Natural Gas Fired Combustion Turbine | NG | GT | 5 | 1969 |  |  | (OP) Operating
13781 | Northern States Power Co - Minnesota | 1910 | Granite City | Electric Utility | MN | 2 | 13 | Natural Gas Fired Combustion Turbine | NG | GT | 5 | 1969 |  |  | (OP) Operating
13781 | Northern States Power Co - Minnesota | 1910 | Granite City | Electric Utility | MN | 3 | 13 | Natural Gas Fired Combustion Turbine | NG | GT | 5 | 1969 |  |  | (OP) Operating
13781 | Northern States Power Co - Minnesota | 1910 | Granite City | Electric Utility | MN | 4 | 13 | Natural Gas Fired Combustion Turbine | NG | GT | 5 | 1969 |  |  | (OP) Operating
13781 | Northern States Power Co - Minnesota | 1911 | Hennepin Island | Electric Utility | MN | 1 | 1.2 | Conventional Hydroelectric | WAT | HY | 10 | 1954 |  |  | (OP) Operating
13781 | Northern States Power Co - Minnesota | 1911 | Hennepin Island | Electric Utility | MN | 2 | 1.2 | Conventional Hydroelectric | WAT | HY | 3 | 1955 |  |  | (OP) Operating
13781 | Northern States Power Co - Minnesota | 1911 | Hennepin Island | Electric Utility | MN | 3 | 1.2 | Conventional Hydroelectric | WAT | HY | 10 | 1955 |  |  | (OP) Operating
13781 | Northern States Power Co - Minnesota | 1911 | Hennepin Island | Electric Utility | MN | 4 | 1.2 | Conventional Hydroelectric | WAT | HY | 10 | 1954 |  |  | (OP) Operating
13781 | Northern States Power Co - Minnesota | 1911 | Hennepin Island | Electric Utility | MN | 5 | 1.7 | Conventional Hydroelectric | WAT | HY | 11 | 1955 |  |  | (OP) Operating
13781 | Northern States Power Co - Minnesota | 1912 | High Bridge | Electric Utility | MN | 7 | 154 | Natural Gas Fired Combined Cycle | NG | CT | 5 | 2008 |  |  | (OP) Operating
13781 | Northern States Power Co - Minnesota | 1912 | High Bridge | Electric Utility | MN | 8 | 154 | Natural Gas Fired Combined Cycle | NG | CT | 5 | 2008 |  |  | (OP) Operating
13781 | Northern States Power Co - Minnesota | 1912 | High Bridge | Electric Utility | MN | 9 | 226 | Natural Gas Fired Combined Cycle | NG | CA | 5 | 2008 |  |  | (OP) Operating
13781 | Northern States Power Co - Minnesota | 1913 | Inver Hills | Electric Utility | MN | 1 | 47 | Natural Gas Fired Combustion Turbine | NG | GT | 4 | 1972 |  |  | (OP) Operating
13781 | Northern States Power Co - Minnesota | 1913 | Inver Hills | Electric Utility | MN | 2 | 47 | Natural Gas Fired Combustion Turbine | NG | GT | 4 | 1972 |  |  | (OP) Operating
13781 | Northern States Power Co - Minnesota | 1913 | Inver Hills | Electric Utility | MN | 3 | 47 | Natural Gas Fired Combustion Turbine | NG | GT | 4 | 1972 |  |  | (OP) Operating
13781 | Northern States Power Co - Minnesota | 1913 | Inver Hills | Electric Utility | MN | 4 | 47 | Natural Gas Fired Combustion Turbine | NG | GT | 4 | 1972 |  |  | (OP) Operating
13781 | Northern States Power Co - Minnesota | 1913 | Inver Hills | Electric Utility | MN | 5 | 47 | Natural Gas Fired Combustion Turbine | NG | GT | 4 | 1972 |  |  | (OP) Operating
13781 | Northern States Power Co - Minnesota | 1913 | Inver Hills | Electric Utility | MN | 6 | 47 | Natural Gas Fired Combustion Turbine | NG | GT | 4 | 1972 |  |  | (OP) Operating
13781 | Northern States Power Co - Minnesota | 1913 | Inver Hills | Electric Utility | MN | 7 | 1.8 | Petroleum Liquids | DFO | GT | 6 | 1997 |  |  | (SB) Standby/Backup: available for service but not normally used
13781 | Northern States Power Co - Minnesota | 1913 | Inver Hills | Electric Utility | MN | 8 | 1.8 | Petroleum Liquids | DFO | GT | 6 | 1997 |  |  | (SB) Standby/Backup: available for service but not normally used
13781 | Northern States Power Co - Minnesota | 1915 | Allen S King | Electric Utility | MN | 1 | 511 | Conventional Steam Coal | SUB | ST | 3 | 1958 |  |  | (OP) Operating
13781 | Northern States Power Co - Minnesota | 1922 | Monticello Nuclear Facility | Electric Utility | MN | 1 | 554 | Nuclear | NUC | ST | 6 | 1971 |  |  | (OP) Operating
13781 | Northern States Power Co - Minnesota | 1925 | Prairie Island | Electric Utility | MN | 1 | 521 | Nuclear | NUC | ST | 2 | 1974 |  |  | (OP) Operating
13781 | Northern States Power Co - Minnesota | 1925 | Prairie Island | Electric Utility | MN | 2 | 519 | Nuclear | NUC | ST | 10 | 1974 |  |  | (OP) Operating
13781 | Northern States Power Co - Minnesota | 1926 | Red Wing | Electric Utility | MN | 1 | 9 | Municipal Solid Waste | MSW | ST | 10 | 1949 | 12 | 2017 | (OP) Operating
13781 | Northern States Power Co - Minnesota | 1926 | Red Wing | Electric Utility | MN | 2 | 9 | Municipal Solid Waste | MSW | ST | 11 | 1949 | 12 | 2017 | (OP) Operating
13781 | Northern States Power Co - Minnesota | 1927 | Riverside (MN) | Electric Utility | MN | 10 | 155 | Natural Gas Fired Combined Cycle | NG | CT | 5 | 2009 |  |  | (OP) Operating
13781 | Northern States Power Co - Minnesota | 1927 | Riverside (MN) | Electric Utility | MN | 9 | 155 | Natural Gas Fired Combined Cycle | NG | CT | 5 | 2009 |  |  | (OP) Operating
13781 | Northern States Power Co - Minnesota | 1927 | Riverside (MN) | Electric Utility | MN | ST7 | 160 | Natural Gas Fired Combined Cycle | NG | CA | 4 | 1987 |  |  | (OP) Operating
17876 | City of St James - (MN) | 1929 | St James | Electric Utility | MN | 1 | 2 | Petroleum Liquids | DFO | IC | 7 | 2002 |  |  | (OP) Operating
17876 | City of St James - (MN) | 1929 | St James | Electric Utility | MN | 2 | 2 | Petroleum Liquids | DFO | IC | 7 | 2002 |  |  | (OP) Operating
17876 | City of St James - (MN) | 1929 | St James | Electric Utility | MN | 3 | 2 | Petroleum Liquids | DFO | IC | 7 | 2002 |  |  | (OP) Operating
17876 | City of St James - (MN) | 1929 | St James | Electric Utility | MN | 4 | 2 | Petroleum Liquids | DFO | IC | 7 | 2002 |  |  | (OP) Operating
17876 | City of St James - (MN) | 1929 | St James | Electric Utility | MN | 5 | 2 | Petroleum Liquids | DFO | IC | 7 | 2002 |  |  | (OP) Operating
17876 | City of St James - (MN) | 1929 | St James | Electric Utility | MN | 6 | 2 | Petroleum Liquids | DFO | IC | 7 | 2002 |  |  | (OP) Operating
13781 | Northern States Power Co - Minnesota | 1934 | Wilmarth | Electric Utility | MN | 1 | 9 | Municipal Solid Waste | MSW | ST | 9 | 1948 |  |  | (OP) Operating
13781 | Northern States Power Co - Minnesota | 1934 | Wilmarth | Electric Utility | MN | 2 | 9 | Municipal Solid Waste | MSW | ST | 3 | 1951 |  |  | (OP) Operating
14232 | Otter Tail Power Co | 1943 | Hoot Lake | Electric Utility | MN | 2 | 58 | Conventional Steam Coal | SUB | ST | 10 | 1959 | 12 | 2020 | (OP) Operating
14232 | Otter Tail Power Co | 1943 | Hoot Lake | Electric Utility | MN | 3 | 80 | Conventional Steam Coal | SUB | ST | 5 | 1964 | 12 | 2020 | (OP) Operating
14232 | Otter Tail Power Co | 1943 | Hoot Lake | Electric Utility | MN | D1 | 0.2 | Petroleum Liquids | DFO | IC | 5 | 1967 | 12 | 2020 | (SB) Standby/Backup: available for service but not normally used
14232 | Otter Tail Power Co | 1943 | Hoot Lake | Electric Utility | MN | D2 | 0.1 | Petroleum Liquids | DFO | IC | 5 | 1967 | 12 | 2020 | (SB) Standby/Backup: available for service but not normally used
14232 | Otter Tail Power Co | 1943 | Hoot Lake | Electric Utility | MN | H1 | 0.8 | Conventional Hydroelectric | WAT | HY | 9 | 1914 |  |  | (OP) Operating
150 | Adrian Public Utilities Comm | 1956 | Adrian | Electric Utility | MN | 5 | 2 | Petroleum Liquids | DFO | IC | 5 | 2005 |  |  | (OP) Operating
295 | City of Alexandria - (MN) | 1958 | Alexandria | Electric Utility | MN | IC1 | 1 | Petroleum Liquids | DFO | IC | 1 | 1948 |  |  | (SB) Standby/Backup: available for service but not normally used
295 | City of Alexandria - (MN) | 1958 | Alexandria | Electric Utility | MN | IC2 | 3.6 | Petroleum Liquids | DFO | IC | 1 | 1967 |  |  | (SB) Standby/Backup: available for service but not normally used
295 | City of Alexandria - (MN) | 1958 | Alexandria | Electric Utility | MN | IC3 | 3.6 | Petroleum Liquids | DFO | IC | 1 | 1967 |  |  | (SB) Standby/Backup: available for service but not normally used
1009 | City of Austin - (MN) | 1961 | Austin Northeast | Electric Utility | MN | 1 | 28 | Natural Gas Steam Turbine | NG | ST | 4 | 1971 | 6 | 2016 | (OP) Operating
1573 | City of Benson - (MN) | 1964 | Benson City of | Electric Utility | MN | 10 | 1.8 | Petroleum Liquids | DFO | IC | 5 | 2002 |  |  | (OP) Operating
1573 | City of Benson - (MN) | 1964 | Benson City of | Electric Utility | MN | 11 | 1.8 | Petroleum Liquids | DFO | IC | 5 | 2002 |  |  | (OP) Operating
1573 | City of Benson - (MN) | 1964 | Benson City of | Electric Utility | MN | 7 | 1.8 | Petroleum Liquids | DFO | IC | 5 | 2002 |  |  | (OP) Operating
1573 | City of Benson - (MN) | 1964 | Benson City of | Electric Utility | MN | 8 | 1.8 | Petroleum Liquids | DFO | IC | 5 | 2002 |  |  | (OP) Operating
1573 | City of Benson - (MN) | 1964 | Benson City of | Electric Utility | MN | 9 | 1.8 | Petroleum Liquids | DFO | IC | 5 | 2002 |  |  | (OP) Operating
1871 | City of Blooming Prairie - (MN) | 1966 | Blooming Prairie | Electric Utility | MN | 1 | 0.3 | Petroleum Liquids | DFO | IC | 5 | 1937 |  |  | (SB) Standby/Backup: available for service but not normally used
1871 | City of Blooming Prairie - (MN) | 1966 | Blooming Prairie | Electric Utility | MN | 2 | 0.7 | Petroleum Liquids | DFO | IC | 7 | 1947 |  |  | (SB) Standby/Backup: available for service but not normally used
1871 | City of Blooming Prairie - (MN) | 1966 | Blooming Prairie | Electric Utility | MN | 4 | 1.3 | Petroleum Liquids | DFO | IC | 8 | 1974 |  |  | (SB) Standby/Backup: available for service but not normally used
1871 | City of Blooming Prairie - (MN) | 1966 | Blooming Prairie | Electric Utility | MN | 5 | 2 | Petroleum Liquids | DFO | IC | 4 | 2003 |  |  | (SB) Standby/Backup: available for service but not normally used
1871 | City of Blooming Prairie - (MN) | 1966 | Blooming Prairie | Electric Utility | MN | 6 | 1.9 | Petroleum Liquids | DFO | IC | 4 | 2009 |  |  | (SB) Standby/Backup: available for service but not normally used
1871 | City of Blooming Prairie - (MN) | 1966 | Blooming Prairie | Electric Utility | MN | 7 | 1.3 | Petroleum Liquids | DFO | IC | 10 | 2012 |  |  | (SB) Standby/Backup: available for service but not normally used
1883 | Blue Earth Light & Water | 1967 | Blue Earth | Electric Utility | MN | IC1 | 1.5 | Petroleum Liquids | DFO | IC | 11 | 1960 |  |  | (OP) Operating
1883 | Blue Earth Light & Water | 1967 | Blue Earth | Electric Utility | MN | IC3 | 1.6 | Petroleum Liquids | DFO | IC | 11 | 1993 |  |  | (OP) Operating
1883 | Blue Earth Light & Water | 1967 | Blue Earth | Electric Utility | MN | IC4 | 1.6 | Petroleum Liquids | DFO | IC | 11 | 1993 |  |  | (OP) Operating
1883 | Blue Earth Light & Water | 1967 | Blue Earth | Electric Utility | MN | IC5 | 1.6 | Petroleum Liquids | DFO | IC | 11 | 1993 |  |  | (OP) Operating
1883 | Blue Earth Light & Water | 1967 | Blue Earth | Electric Utility | MN | IC6 | 1.8 | Petroleum Liquids | DFO | IC | 2 | 1996 |  |  | (OP) Operating
1883 | Blue Earth Light & Water | 1967 | Blue Earth | Electric Utility | MN | IC7 | 1.1 | Petroleum Liquids | DFO | IC | 9 | 2015 |  |  | (OP) Operating
1883 | Blue Earth Light & Water | 1967 | Blue Earth | Electric Utility | MN | IC8 | 1.8 | Petroleum Liquids | DFO | IC | 9 | 2015 |  |  | (OP) Operating
5015 | Delano Municipal Utilities | 1969 | Delano | Electric Utility | MN | 1 | 1.1 | Petroleum Liquids | DFO | IC | 4 | 1951 |  |  | (OP) Operating
5015 | Delano Municipal Utilities | 1969 | Delano | Electric Utility | MN | 2 | 1.1 | Natural Gas Internal Combustion Engine | NG | IC | 11 | 1972 |  |  | (OP) Operating
5015 | Delano Municipal Utilities | 1969 | Delano | Electric Utility | MN | 3 | 1.3 | Natural Gas Internal Combustion Engine | NG | IC | 3 | 1973 |  |  | (OP) Operating
5015 | Delano Municipal Utilities | 1969 | Delano | Electric Utility | MN | 5 | 0.8 | Petroleum Liquids | DFO | IC | 10 | 1946 |  |  | (OP) Operating
5015 | Delano Municipal Utilities | 1969 | Delano | Electric Utility | MN | 6 | 1.2 | Petroleum Liquids | DFO | IC | 8 | 1989 |  |  | (OP) Operating
5015 | Delano Municipal Utilities | 1969 | Delano | Electric Utility | MN | 7 | 3 | Petroleum Liquids | DFO | IC | 8 | 1994 |  |  | (OP) Operating
5015 | Delano Municipal Utilities | 1969 | Delano | Electric Utility | MN | 8 | 3.1 | Petroleum Liquids | DFO | IC | 6 | 1999 |  |  | (OP) Operating
5015 | Delano Municipal Utilities | 1969 | Delano | Electric Utility | MN | 9 | 11 | Petroleum Liquids | DFO | GT | 7 | 2002 |  |  | (OP) Operating
5111 | City of Detroit Lakes - (MN) | 1970 | Detroit Lakes | Electric Utility | MN | 1 | 9.6 | Petroleum Liquids | DFO | GT | 7 | 1968 |  |  | (OP) Operating
5773 | City of Elk River | 1971 | Elk River City of | Electric Utility | MN | 1 | 0.5 | Petroleum Liquids | DFO | IC | 3 | 1948 |  |  | (SB) Standby/Backup: available for service but not normally used
5773 | City of Elk River | 1971 | Elk River City of | Electric Utility | MN | 2 | 0.5 | Petroleum Liquids | DFO | IC | 3 | 1948 |  |  | (SB) Standby/Backup: available for service but not normally used
5773 | City of Elk River | 1971 | Elk River City of | Electric Utility | MN | 3 | 3 | Petroleum Liquids | DFO | IC | 3 | 1962 |  |  | (SB) Standby/Backup: available for service but not normally used
5773 | City of Elk River | 1971 | Elk River City of | Electric Utility | MN | 4 | 5 | Petroleum Liquids | DFO | IC | 8 | 1972 |  |  | (SB) Standby/Backup: available for service but not normally used
5773 | City of Elk River | 1971 | Elk River City of | Electric Utility | MN | 5 | 0.8 | Landfill Gas | LFG | IC | 10 | 2002 |  |  | (OP) Operating
5773 | City of Elk River | 1971 | Elk River City of | Electric Utility | MN | 6 | 0.8 | Landfill Gas | LFG | IC | 10 | 2002 |  |  | (OP) Operating
5773 | City of Elk River | 1971 | Elk River City of | Electric Utility | MN | 7 | 0.8 | Landfill Gas | LFG | IC | 10 | 2002 |  |  | (OP) Operating
5773 | City of Elk River | 1971 | Elk River City of | Electric Utility | MN | 8 | 0.8 | Landfill Gas | LFG | IC | 7 | 2006 |  |  | (OP) Operating
6138 | City of Fairfax - (MN) | 1972 | Fairfax | Electric Utility | MN | 2A | 1.9 | Petroleum Liquids | DFO | IC | 8 | 2001 |  |  | (SB) Standby/Backup: available for service but not normally used
40580 | Southern Minnesota Mun P Agny | 1973 | Fairmont (MN) | Electric Utility | MN | 10 | 6.5 | Natural Gas Internal Combustion Engine | NG | IC | 3 | 2014 |  |  | (OP) Operating
40580 | Southern Minnesota Mun P Agny | 1973 | Fairmont (MN) | Electric Utility | MN | 11 | 6.5 | Natural Gas Internal Combustion Engine | NG | IC | 3 | 2014 |  |  | (OP) Operating
40580 | Southern Minnesota Mun P Agny | 1973 | Fairmont (MN) | Electric Utility | MN | 12 | 6.5 | Natural Gas Internal Combustion Engine | NG | IC | 3 | 2014 |  |  | (OP) Operating
40580 | Southern Minnesota Mun P Agny | 1973 | Fairmont (MN) | Electric Utility | MN | 6 | 6 | Petroleum Liquids | DFO | IC | 1 | 1975 |  |  | (OP) Operating
40580 | Southern Minnesota Mun P Agny | 1973 | Fairmont (MN) | Electric Utility | MN | 7 | 6 | Petroleum Liquids | DFO | IC | 1 | 1975 |  |  | (OP) Operating
40580 | Southern Minnesota Mun P Agny | 1973 | Fairmont (MN) | Electric Utility | MN | 9 | 6.5 | Natural Gas Internal Combustion Engine | NG | IC | 3 | 2014 |  |  | (OP) Operating
7292 | Glencoe Light & Power Comm | 1975 | Glencoe | Electric Utility | MN | 10 | 5.6 | Petroleum Liquids | DFO | IC | 10 | 1985 |  |  | (OP) Operating
7292 | Glencoe Light & Power Comm | 1975 | Glencoe | Electric Utility | MN | 11 | 4.8 | Petroleum Liquids | DFO | IC | 6 | 1998 |  |  | (OP) Operating
7292 | Glencoe Light & Power Comm | 1975 | Glencoe | Electric Utility | MN | 12 | 4.8 | Petroleum Liquids | DFO | IC | 7 | 1998 |  |  | (OP) Operating
7292 | Glencoe Light & Power Comm | 1975 | Glencoe | Electric Utility | MN | 14 | 4.8 | Petroleum Liquids | DFO | IC | 9 | 2006 |  |  | (OP) Operating
7292 | Glencoe Light & Power Comm | 1975 | Glencoe | Electric Utility | MN | 5 | 1 | Petroleum Liquids | DFO | IC | 6 | 1957 |  |  | (OP) Operating
7292 | Glencoe Light & Power Comm | 1975 | Glencoe | Electric Utility | MN | 7 | 3.2 | Petroleum Liquids | DFO | IC | 11 | 1966 |  |  | (OP) Operating
7292 | Glencoe Light & Power Comm | 1975 | Glencoe | Electric Utility | MN | 8 | 4.4 | Petroleum Liquids | DFO | IC | 7 | 1969 |  |  | (OP) Operating
7292 | Glencoe Light & Power Comm | 1975 | Glencoe | Electric Utility | MN | 9 | 5.7 | Petroleum Liquids | DFO | IC | 8 | 1973 |  |  | (OP) Operating
7487 | City of Grand Marais - (MN) | 1976 | Grand Marais | Electric Utility | MN | 7 | 2.5 | Petroleum Liquids | DFO | IC | 2 | 2004 |  |  | (OP) Operating
7487 | City of Grand Marais - (MN) | 1976 | Grand Marais | Electric Utility | MN | 8 | 1.8 | Petroleum Liquids | DFO | IC | 2 | 2004 |  |  | (OP) Operating
7487 | City of Grand Marais - (MN) | 1976 | Grand Marais | Electric Utility | MN | 9 | 1.8 | Petroleum Liquids | DFO | IC | 2 | 2004 |  |  | (OP) Operating
7494 | City of Granite Falls - (MN) | 1977 | Granite Falls | Electric Utility | MN | 1 | 0.2 | Conventional Hydroelectric | WAT | HY | 8 | 1940 |  |  | (OP) Operating
7494 | City of Granite Falls - (MN) | 1977 | Granite Falls | Electric Utility | MN | 2 | 0.2 | Conventional Hydroelectric | WAT | HY | 8 | 1932 |  |  | (OP) Operating
7494 | City of Granite Falls - (MN) | 1977 | Granite Falls | Electric Utility | MN | HC3 | 0.7 | Conventional Hydroelectric | WAT | HY | 6 | 1986 |  |  | (OP) Operating
8543 | Hibbing Public Utilities Comm | 1979 | Hibbing | Electric Utility | MN | 3 | 10 | Conventional Steam Coal | SUB | ST | 4 | 1965 |  |  | (OP) Operating
8543 | Hibbing Public Utilities Comm | 1979 | Hibbing | Electric Utility | MN | 5 | 19.5 | Conventional Steam Coal | SUB | ST | 8 | 1985 |  |  | (OP) Operating
8543 | Hibbing Public Utilities Comm | 1979 | Hibbing | Electric Utility | MN | 6 | 1 | Conventional Steam Coal | SUB | ST | 2 | 1996 |  |  | (OP) Operating
9130 | Hutchinson Utilities Comm | 1980 | Hutchinson Plant #1 | Electric Utility | MN | 10 | 8.8 | Natural Gas Internal Combustion Engine | NG | IC | 2 | 2013 |  |  | (OP) Operating
9130 | Hutchinson Utilities Comm | 1980 | Hutchinson Plant #1 | Electric Utility | MN | 2 | 2 | Natural Gas Internal Combustion Engine | NG | IC | 1 | 1958 |  |  | (OP) Operating
9130 | Hutchinson Utilities Comm | 1980 | Hutchinson Plant #1 | Electric Utility | MN | 3 | 3.9 | Natural Gas Internal Combustion Engine | NG | IC | 1 | 1968 |  |  | (OP) Operating
9130 | Hutchinson Utilities Comm | 1980 | Hutchinson Plant #1 | Electric Utility | MN | 4 | 3.9 | Natural Gas Internal Combustion Engine | NG | IC | 1 | 1968 |  |  | (OP) Operating
9130 | Hutchinson Utilities Comm | 1980 | Hutchinson Plant #1 | Electric Utility | MN | 8 | 13 | Natural Gas Fired Combined Cycle | NG | CS | 1 | 1971 |  |  | (OP) Operating
9650 | City of Janesville - (MN) | 1982 | Janesville | Electric Utility | MN | 1 | 0.9 | Petroleum Liquids | DFO | IC | 5 | 1965 |  |  | (OP) Operating
9650 | City of Janesville - (MN) | 1982 | Janesville | Electric Utility | MN | 2 | 1.1 | Petroleum Liquids | DFO | IC | 5 | 1972 |  |  | (OP) Operating
9650 | City of Janesville - (MN) | 1982 | Janesville | Electric Utility | MN | 3 | 0.5 | Petroleum Liquids | DFO | IC | 5 | 1955 |  |  | (OP) Operating
9650 | City of Janesville - (MN) | 1982 | Janesville | Electric Utility | MN | 4 | 1.8 | Petroleum Liquids | DFO | IC | 12 | 1998 |  |  | (OP) Operating
10179 | Kenyon Municipal Utilities | 1983 | Kenyon Municipal | Electric Utility | MN | 5 | 1.8 | Petroleum Liquids | DFO | IC | 8 | 1997 |  |  | (SB) Standby/Backup: available for service but not normally used
10179 | Kenyon Municipal Utilities | 1983 | Kenyon Municipal | Electric Utility | MN | 6 | 1.8 | Petroleum Liquids | DFO | IC | 8 | 1997 |  |  | (SB) Standby/Backup: available for service but not normally used
10179 | Kenyon Municipal Utilities | 1983 | Kenyon Municipal | Electric Utility | MN | 7 | 1.8 | Petroleum Liquids | DFO | IC | 8 | 1997 |  |  | (SB) Standby/Backup: available for service but not normally used
10596 | City of Lake Crystal - (MN) | 1985 | Lake Crystal | Electric Utility | MN | 1 | 0.6 | Petroleum Liquids | DFO | IC | 5 | 1952 |  |  | (OP) Operating
10596 | City of Lake Crystal - (MN) | 1985 | Lake Crystal | Electric Utility | MN | 3 | 2 | Petroleum Liquids | DFO | IC | 5 | 1971 |  |  | (OP) Operating
10596 | City of Lake Crystal - (MN) | 1985 | Lake Crystal | Electric Utility | MN | 4 | 1.2 | Petroleum Liquids | DFO | IC | 5 | 1955 |  |  | (OP) Operating
10596 | City of Lake Crystal - (MN) | 1985 | Lake Crystal | Electric Utility | MN | 5 | 2 | Petroleum Liquids | DFO | IC | 11 | 1999 |  |  | (OP) Operating
10685 | Lanesboro Public Utility Comm | 1987 | Lanesboro | Electric Utility | MN | 2 | 0.2 | Conventional Hydroelectric | WAT | HY | 1 | 1923 |  |  | (OP) Operating
10685 | Lanesboro Public Utility Comm | 1987 | Lanesboro | Electric Utility | MN | 3 | 0.8 | Petroleum Liquids | DFO | IC | 1 | 1928 |  |  | (OP) Operating
10685 | Lanesboro Public Utility Comm | 1987 | Lanesboro | Electric Utility | MN | 4 | 2.1 | Petroleum Liquids | DFO | IC | 6 | 2004 |  |  | (OP) Operating
11064 | Litchfield Public Utilities | 1989 | Litchfield | Electric Utility | MN | 5 | 2.1 | Petroleum Liquids | DFO | IC | 9 | 1963 |  |  | (SB) Standby/Backup: available for service but not normally used
11064 | Litchfield Public Utilities | 1989 | Litchfield | Electric Utility | MN | 6 | 2.1 | Petroleum Liquids | DFO | IC | 10 | 1963 |  |  | (SB) Standby/Backup: available for service but not normally used
11064 | Litchfield Public Utilities | 1989 | Litchfield | Electric Utility | MN | QS 1 | 2.3 | Petroleum Liquids | DFO | IC | 4 | 2010 |  |  | (SB) Standby/Backup: available for service but not normally used
11064 | Litchfield Public Utilities | 1989 | Litchfield | Electric Utility | MN | QS 2 | 2.3 | Petroleum Liquids | DFO | IC | 4 | 2010 |  |  | (SB) Standby/Backup: available for service but not normally used
11064 | Litchfield Public Utilities | 1989 | Litchfield | Electric Utility | MN | QS 3 | 2.3 | Petroleum Liquids | DFO | IC | 4 | 2010 |  |  | (SB) Standby/Backup: available for service but not normally used
11064 | Litchfield Public Utilities | 1989 | Litchfield | Electric Utility | MN | QS 4 | 2.3 | Petroleum Liquids | DFO | IC | 4 | 2010 |  |  | (SB) Standby/Backup: available for service but not normally used
11064 | Litchfield Public Utilities | 1989 | Litchfield | Electric Utility | MN | QS 5 | 2.3 | Petroleum Liquids | DFO | IC | 4 | 2010 |  |  | (SB) Standby/Backup: available for service but not normally used
11332 | City of Luverne - (MN) | 1990 | Luverne | Electric Utility | MN | 4C | 3.5 | Petroleum Liquids | DFO | IC | 5 | 1967 |  |  | (OP) Operating
11731 | City of Marshall - (MN) | 1993 | Marshall (MN) | Electric Utility | MN | 6 | 15.4 | Petroleum Liquids | DFO | GT | 7 | 1969 |  |  | (OP) Operating
12286 | Melrose Public Utilities | 1994 | Melrose | Electric Utility | MN | 1 | 0.8 | Petroleum Liquids | DFO | IC | 7 | 1945 |  |  | (SB) Standby/Backup: available for service but not normally used
12286 | Melrose Public Utilities | 1994 | Melrose | Electric Utility | MN | 2 | 1.1 | Petroleum Liquids | DFO | IC | 7 | 1948 |  |  | (OP) Operating
12286 | Melrose Public Utilities | 1994 | Melrose | Electric Utility | MN | 3 | 3.2 | Petroleum Liquids | DFO | IC | 7 | 1969 |  |  | (OP) Operating
12286 | Melrose Public Utilities | 1994 | Melrose | Electric Utility | MN | 4 | 3.3 | Petroleum Liquids | DFO | IC | 1 | 1969 |  |  | (OP) Operating
12897 | Moose Lake Water & Light Comm | 1996 | Moose Lake | Electric Utility | MN | 1 | 1.3 | Petroleum Liquids | DFO | IC | 7 | 1973 |  |  | (OP) Operating
12897 | Moose Lake Water & Light Comm | 1996 | Moose Lake | Electric Utility | MN | 2 | 1.1 | Petroleum Liquids | DFO | IC | 11 | 1952 | 12 | 2015 | (OP) Operating
12897 | Moose Lake Water & Light Comm | 1996 | Moose Lake | Electric Utility | MN | 4 | 1.3 | Petroleum Liquids | DFO | IC | 10 | 1963 |  |  | (OS) Out of service and NOT expected to return to service in next calendar year
12897 | Moose Lake Water & Light Comm | 1996 | Moose Lake | Electric Utility | MN | 5 | 2.3 | Petroleum Liquids | DFO | IC | 4 | 2005 |  |  | (OP) Operating
12897 | Moose Lake Water & Light Comm | 1996 | Moose Lake | Electric Utility | MN | 6 | 2.3 | Petroleum Liquids | DFO | IC | 4 | 2005 |  |  | (OP) Operating
12897 | Moose Lake Water & Light Comm | 1996 | Moose Lake | Electric Utility | MN | 7 | 2.3 | Petroleum Liquids | DFO | IC | 4 | 2005 |  |  | (OP) Operating
12900 | City of Mora - (MN) | 1997 | Mora | Electric Utility | MN | 2 | 1.2 | Natural Gas Internal Combustion Engine | NG | IC | 9 | 1957 |  |  | (OP) Operating
12900 | City of Mora - (MN) | 1997 | Mora | Electric Utility | MN | 5 | 5.7 | Natural Gas Internal Combustion Engine | NG | IC | 6 | 1972 |  |  | (OP) Operating
12900 | City of Mora - (MN) | 1997 | Mora | Electric Utility | MN | 6 | 6.3 | Natural Gas Internal Combustion Engine | NG | IC | 7 | 1975 |  |  | (OP) Operating
13048 | City of Mountain Lake - (MN) | 1998 | Mountain Lake | Electric Utility | MN | 2 | 0.9 | Petroleum Liquids | DFO | IC | 5 | 1954 |  |  | (OP) Operating
13048 | City of Mountain Lake - (MN) | 1998 | Mountain Lake | Electric Utility | MN | 4 | 1.8 | Petroleum Liquids | DFO | IC | 5 | 1968 |  |  | (OP) Operating
13048 | City of Mountain Lake - (MN) | 1998 | Mountain Lake | Electric Utility | MN | 5 | 1.2 | Petroleum Liquids | DFO | IC | 5 | 1959 |  |  | (OP) Operating
13048 | City of Mountain Lake - (MN) | 1998 | Mountain Lake | Electric Utility | MN | 6 | 1.8 | Petroleum Liquids | DFO | IC | 2 | 1998 |  |  | (OP) Operating
13048 | City of Mountain Lake - (MN) | 1998 | Mountain Lake | Electric Utility | MN | 7 | 1.8 | Petroleum Liquids | DFO | IC | 1 | 1998 |  |  | (OP) Operating
13048 | City of Mountain Lake - (MN) | 1998 | Mountain Lake | Electric Utility | MN | 8 | 1.2 | Onshore Wind Turbine | WND | WT | 7 | 2007 |  |  | (OP) Operating
13480 | New Prague Utilities Comm | 1999 | New Prague | Electric Utility | MN | 2 | 4.4 | Natural Gas Internal Combustion Engine | NG | IC | 7 | 1974 |  |  | (OP) Operating
13480 | New Prague Utilities Comm | 1999 | New Prague | Electric Utility | MN | 3 | 2.4 | Natural Gas Internal Combustion Engine | NG | IC | 8 | 1962 |  |  | (OP) Operating
13480 | New Prague Utilities Comm | 1999 | New Prague | Electric Utility | MN | 4 | 3.5 | Natural Gas Internal Combustion Engine | NG | IC | 8 | 1968 |  |  | (OP) Operating
13480 | New Prague Utilities Comm | 1999 | New Prague | Electric Utility | MN | 5 | 0.6 | Natural Gas Internal Combustion Engine | NG | IC | 8 | 1944 |  |  | (OP) Operating
13480 | New Prague Utilities Comm | 1999 | New Prague | Electric Utility | MN | 6 | 5.9 | Natural Gas Internal Combustion Engine | NG | IC | 6 | 1982 |  |  | (OP) Operating
13488 | New Ulm Public Utilities Comm | 2001 | New Ulm | Electric Utility | MN | 3 | 4.7 | Natural Gas Steam Turbine | NG | ST | 1 | 1957 |  |  | (OS) Out of service and NOT expected to return to service in next calendar year
13488 | New Ulm Public Utilities Comm | 2001 | New Ulm | Electric Utility | MN | 4 | 13.2 | Natural Gas Steam Turbine | NG | ST | 1 | 1965 |  |  | (OP) Operating
13488 | New Ulm Public Utilities Comm | 2001 | New Ulm | Electric Utility | MN | 5 | 23 | Petroleum Liquids | DFO | GT | 5 | 1975 |  |  | (OP) Operating
13488 | New Ulm Public Utilities Comm | 2001 | New Ulm | Electric Utility | MN | 6 | 4.9 | Natural Gas Steam Turbine | NG | ST | 5 | 1997 |  |  | (OP) Operating
13488 | New Ulm Public Utilities Comm | 2001 | New Ulm | Electric Utility | MN | 7 | 25 | Petroleum Liquids | DFO | GT | 5 | 2001 |  |  | (OP) Operating
13681 | North Branch Water & Light Comm | 2002 | North Branch (MN) | Electric Utility | MN | 3 | 2 | Petroleum Liquids | DFO | IC | 10 | 2003 |  |  | (OP) Operating
13681 | North Branch Water & Light Comm | 2002 | North Branch (MN) | Electric Utility | MN | 4 | 2 | Petroleum Liquids | DFO | IC | 10 | 2003 |  |  | (OP) Operating
13681 | North Branch Water & Light Comm | 2002 | North Branch (MN) | Electric Utility | MN | 5 | 2 | Petroleum Liquids | DFO | IC | 12 | 2011 |  |  | (OP) Operating
13681 | North Branch Water & Light Comm | 2002 | North Branch (MN) | Electric Utility | MN | 6 | 2 | Petroleum Liquids | DFO | IC | 12 | 2011 |  |  | (OP) Operating
13681 | North Branch Water & Light Comm | 2002 | North Branch (MN) | Electric Utility | MN | 7 | 2 | Petroleum Liquids | DFO | IC | 12 | 2011 |  |  | (OP) Operating
14246 | City of Owatonna - (MN) | 2003 | Owatonna | Electric Utility | MN | 7 | 16.6 | Natural Gas Fired Combustion Turbine | NG | GT | 4 | 1982 |  |  | (OP) Operating
15348 | Preston Public Utilities Comm | 2004 | Preston (MN) | Electric Utility | MN | 4 | 0.8 | Petroleum Liquids | DFO | IC | 1 | 1949 |  |  | (OP) Operating
15348 | Preston Public Utilities Comm | 2004 | Preston (MN) | Electric Utility | MN | 5 | 1.1 | Petroleum Liquids | DFO | IC | 1 | 1954 |  |  | (OP) Operating
15348 | Preston Public Utilities Comm | 2004 | Preston (MN) | Electric Utility | MN | 6 | 2.2 | Natural Gas Internal Combustion Engine | NG | IC | 1 | 1974 |  |  | (OP) Operating
15387 | Princeton Public Utils Comm | 2005 | Princeton (MN) | Electric Utility | MN | 3 | 2.6 | Petroleum Liquids | DFO | IC | 12 | 1978 |  |  | (OP) Operating
15387 | Princeton Public Utils Comm | 2005 | Princeton (MN) | Electric Utility | MN | 4 | 1.3 | Petroleum Liquids | DFO | IC | 9 | 1967 |  |  | (OP) Operating
15387 | Princeton Public Utils Comm | 2005 | Princeton (MN) | Electric Utility | MN | 5 | 1 | Petroleum Liquids | DFO | IC | 9 | 1953 |  |  | (OP) Operating
15387 | Princeton Public Utils Comm | 2005 | Princeton (MN) | Electric Utility | MN | 6 | 2.9 | Petroleum Liquids | DFO | IC | 9 | 1963 |  |  | (OP) Operating
15387 | Princeton Public Utils Comm | 2005 | Princeton (MN) | Electric Utility | MN | 7 | 5 | Petroleum Liquids | DFO | IC | 7 | 2003 |  |  | (OP) Operating
16181 | Rochester Public Utilities | 2007 | Rochester Hydro | Electric Utility | MN | 1 | 1.3 | Conventional Hydroelectric | WAT | HY | 9 | 1984 |  |  | (OP) Operating
16181 | Rochester Public Utilities | 2007 | Rochester Hydro | Electric Utility | MN | 2 | 1.3 | Conventional Hydroelectric | WAT | HY | 11 | 1984 |  |  | (OP) Operating
16181 | Rochester Public Utilities | 2008 | Silver Lake | Electric Utility | MN | 1 | 6.6 | Conventional Steam Coal | BIT | ST | 8 | 1948 | 12 | 2015 | (OP) Operating
16181 | Rochester Public Utilities | 2008 | Silver Lake | Electric Utility | MN | 2 | 7 | Conventional Steam Coal | BIT | ST | 12 | 1953 | 12 | 2015 | (OP) Operating
16181 | Rochester Public Utilities | 2008 | Silver Lake | Electric Utility | MN | 3 | 20 | Conventional Steam Coal | BIT | ST | 11 | 1962 | 12 | 2015 | (OP) Operating
16181 | Rochester Public Utilities | 2008 | Silver Lake | Electric Utility | MN | 4 | 46.4 | Conventional Steam Coal | BIT | ST | 12 | 1969 | 12 | 2015 | (OP) Operating
15793 | Redwood Falls Public Util Comm | 2009 | Redwood Falls | Electric Utility | MN | 6 | 2.7 | Petroleum Liquids | DFO | IC | 1 | 1970 |  |  | (OP) Operating
15793 | Redwood Falls Public Util Comm | 2009 | Redwood Falls | Electric Utility | MN | 7 | 6 | Petroleum Liquids | DFO | IC | 1 | 1974 |  |  | (OP) Operating
15793 | Redwood Falls Public Util Comm | 2009 | Redwood Falls | Electric Utility | MN | 8 | 0.5 | Conventional Hydroelectric | WAT | HY | 10 | 2013 |  |  | (OP) Operating
17320 | Sleepy Eye Public Utility Comm | 2011 | Sleepy Eye | Electric Utility | MN | 1A | 1.8 | Petroleum Liquids | DFO | IC | 4 | 1999 |  |  | (SB) Standby/Backup: available for service but not normally used
17320 | Sleepy Eye Public Utility Comm | 2011 | Sleepy Eye | Electric Utility | MN | 5 | 1.8 | Petroleum Liquids | DFO | IC | 6 | 1996 |  |  | (SB) Standby/Backup: available for service but not normally used
17320 | Sleepy Eye Public Utility Comm | 2011 | Sleepy Eye | Electric Utility | MN | 6 | 2 | Petroleum Liquids | DFO | IC | 9 | 2009 |  |  | (SB) Standby/Backup: available for service but not normally used
17320 | Sleepy Eye Public Utility Comm | 2011 | Sleepy Eye | Electric Utility | MN | 7 | 2 | Petroleum Liquids | DFO | IC | 9 | 2009 |  |  | (SB) Standby/Backup: available for service but not normally used
17320 | Sleepy Eye Public Utility Comm | 2011 | Sleepy Eye | Electric Utility | MN | IC4 | 1.8 | Petroleum Liquids | DFO | IC | 7 | 1995 |  |  | (SB) Standby/Backup: available for service but not normally used
17320 | Sleepy Eye Public Utility Comm | 2011 | Sleepy Eye | Electric Utility | MN | NEW | 1.8 | Petroleum Liquids | DFO | IC | 6 | 2001 |  |  | (SB) Standby/Backup: available for service but not normally used
17836 | Springfield Public Utils Comm - (MN) | 2012 | Springfield (MN) | Electric Utility | MN | 5 | 1.8 | Petroleum Liquids | DFO | IC | 6 | 1994 |  |  | (OP) Operating
17836 | Springfield Public Utils Comm - (MN) | 2012 | Springfield (MN) | Electric Utility | MN | 6 | 1.8 | Petroleum Liquids | DFO | IC | 4 | 1996 |  |  | (OP) Operating
17836 | Springfield Public Utils Comm - (MN) | 2012 | Springfield (MN) | Electric Utility | MN | 7 | 1.8 | Petroleum Liquids | DFO | IC | 4 | 1998 |  |  | (OP) Operating
17836 | Springfield Public Utils Comm - (MN) | 2012 | Springfield (MN) | Electric Utility | MN | 8 | 1.8 | Petroleum Liquids | DFO | IC | 4 | 1998 |  |  | (OP) Operating
17836 | Springfield Public Utils Comm - (MN) | 2012 | Springfield (MN) | Electric Utility | MN | 9 | 1.7 | Petroleum Liquids | DFO | IC | 3 | 2001 |  |  | (OP) Operating
17824 | Spring Valley Pub Utils Comm | 2013 | Spring Valley | Electric Utility | MN | 2 | 1.1 | Petroleum Liquids | DFO | IC | 1 | 1952 |  |  | (OP) Operating
17824 | Spring Valley Pub Utils Comm | 2013 | Spring Valley | Electric Utility | MN | 3 | 2 | Petroleum Liquids | DFO | IC | 5 | 1960 |  |  | (OP) Operating
17824 | Spring Valley Pub Utils Comm | 2013 | Spring Valley | Electric Utility | MN | 4 | 2 | Petroleum Liquids | DFO | IC | 6 | 2009 |  |  | (OP) Operating
17824 | Spring Valley Pub Utils Comm | 2013 | Spring Valley | Electric Utility | MN | 5 | 2 | Petroleum Liquids | DFO | IC | 6 | 2009 |  |  | (OP) Operating
18820 | City of Thief River Falls | 2014 | Thief River Falls | Electric Utility | MN | HY1 | 0.3 | Conventional Hydroelectric | WAT | HY | 8 | 1927 |  |  | (OP) Operating
18820 | City of Thief River Falls | 2014 | Thief River Falls | Electric Utility | MN | HY2 | 0.2 | Conventional Hydroelectric | WAT | HY | 8 | 1927 |  |  | (OP) Operating
18820 | City of Thief River Falls | 2014 | Thief River Falls | Electric Utility | MN | IC1 | 1.9 | Petroleum Liquids | DFO | IC | 11 | 1956 |  |  | (OP) Operating
18820 | City of Thief River Falls | 2014 | Thief River Falls | Electric Utility | MN | IC2 | 1 | Petroleum Liquids | DFO | IC | 2 | 1952 |  |  | (OP) Operating
18820 | City of Thief River Falls | 2014 | Thief River Falls | Electric Utility | MN | IC3A | 1.2 | Petroleum Liquids | DFO | IC | 2 | 2001 |  |  | (OP) Operating
18820 | City of Thief River Falls | 2014 | Thief River Falls | Electric Utility | MN | IC4 | 1.2 | Petroleum Liquids | DFO | IC | 10 | 1948 |  |  | (OP) Operating
19237 | Truman Public Utilities Comm | 2015 | Truman | Electric Utility | MN | 1 | 0.2 | Petroleum Liquids | DFO | IC | 9 | 1938 |  |  | (SB) Standby/Backup: available for service but not normally used
19237 | Truman Public Utilities Comm | 2015 | Truman | Electric Utility | MN | 2 | 0.2 | Petroleum Liquids | DFO | IC | 9 | 1938 |  |  | (SB) Standby/Backup: available for service but not normally used
19237 | Truman Public Utilities Comm | 2015 | Truman | Electric Utility | MN | 3 | 2 | Petroleum Liquids | DFO | IC | 8 | 1975 |  |  | (SB) Standby/Backup: available for service but not normally used
19237 | Truman Public Utilities Comm | 2015 | Truman | Electric Utility | MN | 4 | 0.7 | Petroleum Liquids | DFO | IC | 6 | 1954 |  |  | (SB) Standby/Backup: available for service but not normally used
19237 | Truman Public Utilities Comm | 2015 | Truman | Electric Utility | MN | 5 | 0.8 | Petroleum Liquids | DFO | IC | 6 | 1961 |  |  | (SB) Standby/Backup: available for service but not normally used
19237 | Truman Public Utilities Comm | 2015 | Truman | Electric Utility | MN | 6 | 1.8 | Petroleum Liquids | DFO | IC | 7 | 1997 |  |  | (SB) Standby/Backup: available for service but not normally used
19237 | Truman Public Utilities Comm | 2015 | Truman | Electric Utility | MN | 7 | 2.2 | Petroleum Liquids | DFO | IC | 1 | 2005 |  |  | (SB) Standby/Backup: available for service but not normally used
19883 | City of Virginia - (MN) | 2018 | Virginia | Electric Utility | MN | 5 | 8 | Conventional Steam Coal | SUB | ST | 8 | 1954 |  |  | (OP) Operating
19883 | City of Virginia - (MN) | 2018 | Virginia | Electric Utility | MN | 6 | 17 | Conventional Steam Coal | SUB | ST | 8 | 1971 |  |  | (OP) Operating
29295 | City of Wells - (MN) | 2020 | Wells IC | Electric Utility | MN | 1 | 1.3 | Petroleum Liquids | DFO | IC | 3 | 1953 |  |  | (OP) Operating
29295 | City of Wells - (MN) | 2020 | Wells IC | Electric Utility | MN | 2 | 1.3 | Petroleum Liquids | DFO | IC | 4 | 1957 |  |  | (OP) Operating
29295 | City of Wells - (MN) | 2020 | Wells IC | Electric Utility | MN | 3 | 1.1 | Petroleum Liquids | DFO | IC | 11 | 1950 |  |  | (OP) Operating
29295 | City of Wells - (MN) | 2020 | Wells IC | Electric Utility | MN | 4 | 2.1 | Petroleum Liquids | DFO | IC | 5 | 1966 |  |  | (OP) Operating
29295 | City of Wells - (MN) | 2020 | Wells IC | Electric Utility | MN | 5 | 2.3 | Petroleum Liquids | DFO | IC | 1 | 1975 |  |  | (OP) Operating
20430 | City of Westbrook | 2021 | Westbrook | Electric Utility | MN | 5 | 2.1 | Petroleum Liquids | DFO | IC | 10 | 2003 |  |  | (OP) Operating
20737 | Willmar Municipal Utilities | 2022 | Willmar | Electric Utility | MN | 3 | 15.9 | Conventional Steam Coal | SUB | ST | 11 | 1970 |  |  | (OP) Operating
20737 | Willmar Municipal Utilities | 2022 | Willmar | Electric Utility | MN | ST2 | 6.5 | Natural Gas Steam Turbine | NG | ST | 9 | 1956 |  |  | (SB) Standby/Backup: available for service but not normally used
20737 | Willmar Municipal Utilities | 2022 | Willmar | Electric Utility | MN | WTG3 | 2 | Onshore Wind Turbine | WND | WT | 8 | 2009 |  |  | (OP) Operating
20737 | Willmar Municipal Utilities | 2022 | Willmar | Electric Utility | MN | WTG4 | 2 | Onshore Wind Turbine | WND | WT | 8 | 2009 |  |  | (OP) Operating
20806 | City of Windom | 2023 | Windom | Electric Utility | MN | CAT2 | 1.7 | Petroleum Liquids | DFO | IC | 4 | 2001 |  |  | (SB) Standby/Backup: available for service but not normally used
20806 | City of Windom | 2023 | Windom | Electric Utility | MN | CAT3 | 1.7 | Petroleum Liquids | DFO | IC | 4 | 2001 |  |  | (SB) Standby/Backup: available for service but not normally used
20806 | City of Windom | 2023 | Windom | Electric Utility | MN | CAT4 | 1.7 | Petroleum Liquids | DFO | IC | 4 | 2001 |  |  | (SB) Standby/Backup: available for service but not normally used
20806 | City of Windom | 2023 | Windom | Electric Utility | MN | GT1 | 2.5 | Petroleum Liquids | DFO | GT | 6 | 1980 |  |  | (SB) Standby/Backup: available for service but not normally used
21013 | City of Worthington - (MN) | 2024 | Worthington | Electric Utility | MN | 1 | 2 | Petroleum Liquids | DFO | IC | 8 | 2002 |  |  | (OP) Operating
21013 | City of Worthington - (MN) | 2024 | Worthington | Electric Utility | MN | 10 | 0.9 | Onshore Wind Turbine | WND | WT | 7 | 2002 |  |  | (OP) Operating
21013 | City of Worthington - (MN) | 2024 | Worthington | Electric Utility | MN | 11 | 0.9 | Onshore Wind Turbine | WND | WT | 7 | 2002 |  |  | (OP) Operating
21013 | City of Worthington - (MN) | 2024 | Worthington | Electric Utility | MN | 12 | 1 | Onshore Wind Turbine | WND | WT | 12 | 2003 |  |  | (OP) Operating
21013 | City of Worthington - (MN) | 2024 | Worthington | Electric Utility | MN | 13 | 1 | Onshore Wind Turbine | WND | WT | 12 | 2003 |  |  | (OP) Operating
21013 | City of Worthington - (MN) | 2024 | Worthington | Electric Utility | MN | 2 | 2 | Petroleum Liquids | DFO | IC | 8 | 2002 |  |  | (OP) Operating
21013 | City of Worthington - (MN) | 2024 | Worthington | Electric Utility | MN | 3 | 2 | Petroleum Liquids | DFO | IC | 8 | 2002 |  |  | (OP) Operating
21013 | City of Worthington - (MN) | 2024 | Worthington | Electric Utility | MN | 4 | 2 | Petroleum Liquids | DFO | IC | 8 | 2002 |  |  | (OP) Operating
21013 | City of Worthington - (MN) | 2024 | Worthington | Electric Utility | MN | 5 | 2 | Petroleum Liquids | DFO | IC | 8 | 2002 |  |  | (OP) Operating
21013 | City of Worthington - (MN) | 2024 | Worthington | Electric Utility | MN | 6 | 2 | Petroleum Liquids | DFO | IC | 8 | 2002 |  |  | (OP) Operating
21013 | City of Worthington - (MN) | 2024 | Worthington | Electric Utility | MN | 7 | 2 | Petroleum Liquids | DFO | IC | 2 | 2002 |  |  | (OP) Operating
21013 | City of Worthington - (MN) | 2024 | Worthington | Electric Utility | MN | 8 | 0.9 | Onshore Wind Turbine | WND | WT | 7 | 2002 |  |  | (OP) Operating
21013 | City of Worthington - (MN) | 2024 | Worthington | Electric Utility | MN | 9 | 0.9 | Onshore Wind Turbine | WND | WT | 7 | 2002 |  |  | (OP) Operating
7570 | Great River Energy | 2038 | Cambridge CT | Electric Utility | MN | GT1 | 23.1 | Petroleum Liquids | DFO | GT | 5 | 1978 |  |  | (OP) Operating
7570 | Great River Energy | 2038 | Cambridge CT | Electric Utility | MN | GT2 | 167.6 | Natural Gas Fired Combustion Turbine | NG | GT | 5 | 2007 |  |  | (OP) Operating
7570 | Great River Energy | 2039 | Elk River | Electric Utility | MN | 1 | 8.4 | Municipal Solid Waste | MSW | ST | 1 | 1951 |  |  | (OP) Operating
7570 | Great River Energy | 2039 | Elk River | Electric Utility | MN | 2 | 8.9 | Municipal Solid Waste | MSW | ST | 1 | 1951 |  |  | (OP) Operating
7570 | Great River Energy | 2039 | Elk River | Electric Utility | MN | 3 | 15.8 | Municipal Solid Waste | MSW | ST | 1 | 1959 |  |  | (OP) Operating
7570 | Great River Energy | 2039 | Elk River | Electric Utility | MN | CT | 191.6 | Natural Gas Fired Combustion Turbine | NG | GT | 7 | 2009 |  |  | (OP) Operating
7570 | Great River Energy | 2042 | Maple Lake | Electric Utility | MN | 5A | 21.7 | Petroleum Liquids | DFO | GT | 5 | 1978 |  |  | (OP) Operating
12686 | Mississippi Power Co | 2047 | Chevron Oil | Electric Utility | MS | 1 | 15 | Natural Gas Fired Combustion Turbine | NG | GT | 7 | 1967 |  |  | (OP) Operating
12686 | Mississippi Power Co | 2047 | Chevron Oil | Electric Utility | MS | 2 | 15 | Natural Gas Fired Combustion Turbine | NG | GT | 7 | 1967 |  |  | (OP) Operating
12686 | Mississippi Power Co | 2047 | Chevron Oil | Electric Utility | MS | 3 | 16 | Natural Gas Fired Combustion Turbine | NG | GT | 10 | 1971 |  |  | (OP) Operating
12686 | Mississippi Power Co | 2047 | Chevron Oil | Electric Utility | MS | 4 | 16 | Natural Gas Fired Combustion Turbine | NG | GT | 9 | 1971 |  |  | (OP) Operating
12686 | Mississippi Power Co | 2047 | Chevron Oil | Electric Utility | MS | 5 | 68 | Natural Gas Fired Combustion Turbine | NG | GT | 5 | 1994 |  |  | (OP) Operating
12686 | Mississippi Power Co | 2048 | Sweatt | Electric Utility | MS | 1 | 46 | Natural Gas Steam Turbine | NG | ST | 5 | 1951 | 12 | 2021 | (OP) Operating
12686 | Mississippi Power Co | 2048 | Sweatt | Electric Utility | MS | 2 | 46 | Natural Gas Steam Turbine | NG | ST | 6 | 1953 | 12 | 2021 | (OP) Operating
12686 | Mississippi Power Co | 2048 | Sweatt | Electric Utility | MS | A | 32 | Natural Gas Fired Combustion Turbine | NG | GT | 5 | 1971 |  |  | (OP) Operating
12686 | Mississippi Power Co | 2049 | Jack Watson | Electric Utility | MS | 3 | 107 | Natural Gas Steam Turbine | NG | ST | 6 | 1962 | 12 | 2019 | (OP) Operating
12686 | Mississippi Power Co | 2049 | Jack Watson | Electric Utility | MS | 4 | 232 | Conventional Steam Coal | BIT | ST | 6 | 1968 |  |  | (OP) Operating
12686 | Mississippi Power Co | 2049 | Jack Watson | Electric Utility | MS | 5 | 474 | Conventional Steam Coal | BIT | ST | 5 | 1973 |  |  | (OP) Operating
12686 | Mississippi Power Co | 2049 | Jack Watson | Electric Utility | MS | A | 33 | Natural Gas Fired Combustion Turbine | NG | GT | 6 | 1970 |  |  | (OP) Operating
12685 | Entergy Mississippi Inc | 2050 | Baxter Wilson | Electric Utility | MS | 1 | 495.6 | Natural Gas Steam Turbine | NG | ST | 3 | 1967 |  |  | (OP) Operating
12685 | Entergy Mississippi Inc | 2050 | Baxter Wilson | Electric Utility | MS | 2 | 647.6 | Natural Gas Steam Turbine | NG | ST | 10 | 1971 |  |  | (OP) Operating
12685 | Entergy Mississippi Inc | 2053 | Rex Brown | Electric Utility | MS | 3 | 44 | Natural Gas Steam Turbine | NG | ST | 3 | 1951 |  |  | (OP) Operating
12685 | Entergy Mississippi Inc | 2053 | Rex Brown | Electric Utility | MS | 4 | 199.5 | Natural Gas Steam Turbine | NG | ST | 7 | 1959 |  |  | (OP) Operating
12685 | Entergy Mississippi Inc | 2053 | Rex Brown | Electric Utility | MS | GT1 | 9.1 | Petroleum Liquids | DFO | GT | 11 | 1968 |  |  | (SB) Standby/Backup: available for service but not normally used
3702 | Clarksdale Public Utilities | 2059 | L L Wilkins | Electric Utility | MS | 6 | 6.8 | Natural Gas Fired Combined Cycle | NG | CA | 10 | 1996 |  |  | (OP) Operating
3702 | Clarksdale Public Utilities | 2059 | L L Wilkins | Electric Utility | MS | 7 | 7.5 | Natural Gas Steam Turbine | NG | ST | 10 | 1961 |  |  | (OP) Operating
3702 | Clarksdale Public Utilities | 2059 | L L Wilkins | Electric Utility | MS | 8 | 13.2 | Natural Gas Fired Combined Cycle | NG | CT | 10 | 1965 |  |  | (OP) Operating
3702 | Clarksdale Public Utilities | 2059 | L L Wilkins | Electric Utility | MS | 9 | 22 | Natural Gas Fired Combined Cycle | NG | CS | 10 | 1971 |  |  | (OP) Operating
7651 | Greenwood Utilities Comm | 2062 | Henderson | Electric Utility | MS | 1 | 11 | Natural Gas Steam Turbine | NG | ST | 7 | 1960 |  |  | (OP) Operating
7651 | Greenwood Utilities Comm | 2062 | Henderson | Electric Utility | MS | 3 | 17.9 | Natural Gas Steam Turbine | NG | ST | 9 | 1967 |  |  | (OP) Operating
7651 | Greenwood Utilities Comm | 2062 | Henderson | Electric Utility | MS | H10 | 9.3 | Natural Gas Internal Combustion Engine | NG | IC | 6 | 2001 |  |  | (OP) Operating
7651 | Greenwood Utilities Comm | 2062 | Henderson | Electric Utility | MS | H11 | 9.3 | Natural Gas Internal Combustion Engine | NG | IC | 6 | 2001 |  |  | (OP) Operating
7651 | Greenwood Utilities Comm | 2062 | Henderson | Electric Utility | MS | H2 | 13 | Natural Gas Fired Combustion Turbine | NG | GT | 8 | 1963 |  |  | (OS) Out of service and NOT expected to return to service in next calendar year
7651 | Greenwood Utilities Comm | 2062 | Henderson | Electric Utility | MS | H4 | 1.8 | Petroleum Liquids | DFO | IC | 6 | 2001 |  |  | (OP) Operating
7651 | Greenwood Utilities Comm | 2062 | Henderson | Electric Utility | MS | H5 | 1.8 | Petroleum Liquids | DFO | IC | 6 | 2001 |  |  | (OP) Operating
7651 | Greenwood Utilities Comm | 2062 | Henderson | Electric Utility | MS | H6 | 1.8 | Petroleum Liquids | DFO | IC | 6 | 2001 |  |  | (OP) Operating
7651 | Greenwood Utilities Comm | 2062 | Henderson | Electric Utility | MS | H7 | 1.8 | Petroleum Liquids | DFO | IC | 6 | 2001 |  |  | (OP) Operating
7651 | Greenwood Utilities Comm | 2062 | Henderson | Electric Utility | MS | H8 | 1.8 | Petroleum Liquids | DFO | IC | 6 | 2001 |  |  | (OP) Operating
7651 | Greenwood Utilities Comm | 2062 | Henderson | Electric Utility | MS | H9 | 9.3 | Natural Gas Internal Combustion Engine | NG | IC | 6 | 2001 |  |  | (OP) Operating
21095 | Public Serv Comm of Yazoo City | 2067 | Yazoo | Electric Utility | MS | 2 | 5.6 | Natural Gas Fired Combined Cycle | NG | CA | 6 | 1945 |  |  | (SB) Standby/Backup: available for service but not normally used
21095 | Public Serv Comm of Yazoo City | 2067 | Yazoo | Electric Utility | MS | 3 | 13 | Natural Gas Fired Combined Cycle | NG | CA | 7 | 1954 |  |  | (OP) Operating
21095 | Public Serv Comm of Yazoo City | 2067 | Yazoo | Electric Utility | MS | GT1 | 14.7 | Natural Gas Fired Combined Cycle | NG | CT | 4 | 1968 |  |  | (OP) Operating
17568 | South Mississippi El Pwr Assn | 2068 | Benndale | Electric Utility | MS | 1 | 14 | Natural Gas Fired Combustion Turbine | NG | GT | 10 | 1969 |  |  | (OP) Operating
17568 | South Mississippi El Pwr Assn | 2070 | Moselle | Electric Utility | MS | 1 | 59 | Natural Gas Fired Combined Cycle | NG | CA | 8 | 1970 |  |  | (OP) Operating
17568 | South Mississippi El Pwr Assn | 2070 | Moselle | Electric Utility | MS | 2 | 59 | Natural Gas Fired Combined Cycle | NG | CA | 8 | 1970 |  |  | (OP) Operating
17568 | South Mississippi El Pwr Assn | 2070 | Moselle | Electric Utility | MS | 3 | 59 | Natural Gas Steam Turbine | NG | ST | 8 | 1970 |  |  | (OP) Operating
17568 | South Mississippi El Pwr Assn | 2070 | Moselle | Electric Utility | MS | 4 | 75 | Natural Gas Fired Combustion Turbine | NG | GT | 6 | 1997 |  |  | (OP) Operating
17568 | South Mississippi El Pwr Assn | 2070 | Moselle | Electric Utility | MS | 5 | 75 | Natural Gas Fired Combustion Turbine | NG | GT | 6 | 2006 |  |  | (OP) Operating
17568 | South Mississippi El Pwr Assn | 2070 | Moselle | Electric Utility | MS | GTG1 | 75 | Natural Gas Fired Combined Cycle | NG | CT | 5 | 2012 |  |  | (OP) Operating
17568 | South Mississippi El Pwr Assn | 2070 | Moselle | Electric Utility | MS | GTG2 | 75 | Natural Gas Fired Combined Cycle | NG | CT | 11 | 2012 |  |  | (OP) Operating
17568 | South Mississippi El Pwr Assn | 2071 | Paulding | Electric Utility | MS | 1 | 16 | Petroleum Liquids | DFO | GT | 1 | 1972 |  |  | (OP) Operating
5860 | Empire District Electric Co | 2076 | Asbury | Electric Utility | MO | 1 | 200 | Conventional Steam Coal | SUB | ST | 6 | 1970 |  |  | (OP) Operating
10000 | Kansas City Power & Light Co | 2079 | Hawthorn | Electric Utility | MO | 5 | 564 | Conventional Steam Coal | SUB | ST | 5 | 1969 |  |  | (OP) Operating
10000 | Kansas City Power & Light Co | 2079 | Hawthorn | Electric Utility | MO | 6 | 119.8 | Natural Gas Fired Combined Cycle | NG | CT | 6 | 1997 |  |  | (OP) Operating
10000 | Kansas City Power & Light Co | 2079 | Hawthorn | Electric Utility | MO | 7 | 78.1 | Natural Gas Fired Combustion Turbine | NG | GT | 5 | 2000 |  |  | (OP) Operating
10000 | Kansas City Power & Light Co | 2079 | Hawthorn | Electric Utility | MO | 8 | 79.1 | Natural Gas Fired Combustion Turbine | NG | GT | 7 | 2000 |  |  | (OP) Operating
10000 | Kansas City Power & Light Co | 2079 | Hawthorn | Electric Utility | MO | 9 | 107.4 | Natural Gas Fired Combined Cycle | NG | CA | 7 | 2000 |  |  | (OP) Operating
10000 | Kansas City Power & Light Co | 2080 | Montrose | Electric Utility | MO | 1 | 170 | Conventional Steam Coal | SUB | ST | 7 | 1958 | 1 | 2016 | (OP) Operating
10000 | Kansas City Power & Light Co | 2080 | Montrose | Electric Utility | MO | 2 | 164 | Conventional Steam Coal | SUB | ST | 4 | 1960 | 12 | 2021 | (OP) Operating
10000 | Kansas City Power & Light Co | 2080 | Montrose | Electric Utility | MO | 3 | 176 | Conventional Steam Coal | SUB | ST | 5 | 1964 | 12 | 2021 | (OP) Operating
10000 | Kansas City Power & Light Co | 2081 | Northeast (MO) | Electric Utility | MO | 11 | 48.4 | Petroleum Liquids | DFO | GT | 5 | 1972 |  |  | (OP) Operating
10000 | Kansas City Power & Light Co | 2081 | Northeast (MO) | Electric Utility | MO | 12 | 47.7 | Petroleum Liquids | DFO | GT | 5 | 1972 |  |  | (OP) Operating
10000 | Kansas City Power & Light Co | 2081 | Northeast (MO) | Electric Utility | MO | 13 | 45.7 | Petroleum Liquids | DFO | GT | 5 | 1975 |  |  | (OP) Operating
10000 | Kansas City Power & Light Co | 2081 | Northeast (MO) | Electric Utility | MO | 14 | 45.4 | Petroleum Liquids | DFO | GT | 5 | 1975 |  |  | (OP) Operating
10000 | Kansas City Power & Light Co | 2081 | Northeast (MO) | Electric Utility | MO | 15 | 44.2 | Petroleum Liquids | DFO | GT | 6 | 1976 |  |  | (OP) Operating
10000 | Kansas City Power & Light Co | 2081 | Northeast (MO) | Electric Utility | MO | 16 | 44.7 | Petroleum Liquids | DFO | GT | 6 | 1976 |  |  | (OP) Operating
10000 | Kansas City Power & Light Co | 2081 | Northeast (MO) | Electric Utility | MO | 17 | 48 | Petroleum Liquids | DFO | GT | 5 | 1977 |  |  | (OP) Operating
10000 | Kansas City Power & Light Co | 2081 | Northeast (MO) | Electric Utility | MO | 18 | 48.9 | Petroleum Liquids | DFO | GT | 5 | 1977 |  |  | (OP) Operating
10000 | Kansas City Power & Light Co | 2081 | Northeast (MO) | Electric Utility | MO | 19 | 2 | Petroleum Liquids | DFO | IC | 6 | 1985 |  |  | (OP) Operating
19436 | Union Electric Co - (MO) | 2082 | Fairgrounds | Electric Utility | MO | 1 | 54 | Petroleum Liquids | DFO | GT | 8 | 1974 |  |  | (OP) Operating
19436 | Union Electric Co - (MO) | 2083 | Kirksville | Electric Utility | MO | 1 | 13 | Natural Gas Fired Combustion Turbine | NG | GT | 12 | 1967 |  |  | (OP) Operating
56211 | KCP&L Greater Missouri Operations Co | 2090 | Nevada | Electric Utility | MO | 1 | 17.7 | Petroleum Liquids | DFO | GT | 6 | 1974 |  |  | (OP) Operating
56211 | KCP&L Greater Missouri Operations Co | 2092 | Ralph Green | Electric Utility | MO | 3 | 70.9 | Natural Gas Fired Combustion Turbine | NG | GT | 6 | 1981 |  |  | (OP) Operating
56211 | KCP&L Greater Missouri Operations Co | 2094 | Sibley | Electric Utility | MO | 1 | 49.8 | Conventional Steam Coal | SUB | ST | 6 | 1960 | 12 | 2019 | (OP) Operating
56211 | KCP&L Greater Missouri Operations Co | 2094 | Sibley | Electric Utility | MO | 2 | 47.1 | Conventional Steam Coal | SUB | ST | 5 | 1962 | 12 | 2019 | (OP) Operating
56211 | KCP&L Greater Missouri Operations Co | 2094 | Sibley | Electric Utility | MO | 3 | 364.1 | Conventional Steam Coal | SUB | ST | 6 | 1969 |  |  | (OP) Operating
56211 | KCP&L Greater Missouri Operations Co | 2098 | Lake Road (MO) | Electric Utility | MO | 1 | 9.4 | Natural Gas Steam Turbine | NG | ST | 7 | 1950 |  |  | (OP) Operating
56211 | KCP&L Greater Missouri Operations Co | 2098 | Lake Road (MO) | Electric Utility | MO | 2 | 19 | Natural Gas Steam Turbine | NG | ST | 8 | 1958 |  |  | (OP) Operating
56211 | KCP&L Greater Missouri Operations Co | 2098 | Lake Road (MO) | Electric Utility | MO | 3 | 6.6 | Natural Gas Steam Turbine | NG | ST | 6 | 1962 |  |  | (OP) Operating
56211 | KCP&L Greater Missouri Operations Co | 2098 | Lake Road (MO) | Electric Utility | MO | 4 | 96.3 | Conventional Steam Coal | SUB | ST | 8 | 1966 | 12 | 2020 | (OP) Operating
56211 | KCP&L Greater Missouri Operations Co | 2098 | Lake Road (MO) | Electric Utility | MO | 5 | 67 | Natural Gas Fired Combustion Turbine | NG | GT | 3 | 1974 |  |  | (OP) Operating
56211 | KCP&L Greater Missouri Operations Co | 2098 | Lake Road (MO) | Electric Utility | MO | 6 | 21 | Petroleum Liquids | DFO | GT | 5 | 1989 |  |  | (OP) Operating
56211 | KCP&L Greater Missouri Operations Co | 2098 | Lake Road (MO) | Electric Utility | MO | 7 | 20.5 | Petroleum Liquids | DFO | GT | 12 | 1990 |  |  | (OP) Operating
17106 | Sho-Me Power Electric Coop | 2099 | Niangua | Electric Utility | MO | 1 | 1.5 | Conventional Hydroelectric | WAT | HY | 11 | 1930 |  |  | (OP) Operating
17106 | Sho-Me Power Electric Coop | 2099 | Niangua | Electric Utility | MO | 2 | 1.5 | Conventional Hydroelectric | WAT | HY | 11 | 1930 |  |  | (OP) Operating
19436 | Union Electric Co - (MO) | 2102 | Howard Bend | Electric Utility | MO | 1 | 39 | Petroleum Liquids | DFO | GT | 7 | 1973 |  |  | (OP) Operating
19436 | Union Electric Co - (MO) | 2103 | Labadie | Electric Utility | MO | 1 | 593 | Conventional Steam Coal | SUB | ST | 6 | 1970 |  |  | (OP) Operating
19436 | Union Electric Co - (MO) | 2103 | Labadie | Electric Utility | MO | 2 | 593 | Conventional Steam Coal | SUB | ST | 6 | 1971 |  |  | (OP) Operating
19436 | Union Electric Co - (MO) | 2103 | Labadie | Electric Utility | MO | 3 | 594 | Conventional Steam Coal | SUB | ST | 8 | 1972 |  |  | (OP) Operating
19436 | Union Electric Co - (MO) | 2103 | Labadie | Electric Utility | MO | 4 | 591 | Conventional Steam Coal | SUB | ST | 8 | 1973 |  |  | (OP) Operating
19436 | Union Electric Co - (MO) | 2104 | Meramec | Electric Utility | MO | 1 | 119 | Conventional Steam Coal | SUB | ST | 5 | 1953 |  |  | (OP) Operating
19436 | Union Electric Co - (MO) | 2104 | Meramec | Electric Utility | MO | 2 | 121 | Conventional Steam Coal | SUB | ST | 7 | 1954 |  |  | (OP) Operating
19436 | Union Electric Co - (MO) | 2104 | Meramec | Electric Utility | MO | 3 | 259 | Conventional Steam Coal | SUB | ST | 1 | 1959 |  |  | (OP) Operating
19436 | Union Electric Co - (MO) | 2104 | Meramec | Electric Utility | MO | 4 | 335 | Conventional Steam Coal | SUB | ST | 7 | 1961 |  |  | (OP) Operating
19436 | Union Electric Co - (MO) | 2104 | Meramec | Electric Utility | MO | GT1 | 55 | Petroleum Liquids | DFO | GT | 6 | 1974 |  |  | (OP) Operating
19436 | Union Electric Co - (MO) | 2104 | Meramec | Electric Utility | MO | GT2 | 49 | Natural Gas Fired Combustion Turbine | NG | GT | 6 | 2000 |  |  | (OP) Operating
19436 | Union Electric Co - (MO) | 2106 | Osage Dam | Electric Utility | MO | 1 | 32.6 | Conventional Hydroelectric | WAT | HY | 10 | 1931 |  |  | (OP) Operating
19436 | Union Electric Co - (MO) | 2106 | Osage Dam | Electric Utility | MO | 2 | 25.7 | Conventional Hydroelectric | WAT | HY | 10 | 1931 |  |  | (OP) Operating
19436 | Union Electric Co - (MO) | 2106 | Osage Dam | Electric Utility | MO | 3 | 32.6 | Conventional Hydroelectric | WAT | HY | 10 | 1931 |  |  | (OP) Operating
19436 | Union Electric Co - (MO) | 2106 | Osage Dam | Electric Utility | MO | 4 | 25.7 | Conventional Hydroelectric | WAT | HY | 10 | 1931 |  |  | (OP) Operating
19436 | Union Electric Co - (MO) | 2106 | Osage Dam | Electric Utility | MO | 5 | 32.6 | Conventional Hydroelectric | WAT | HY | 10 | 1931 |  |  | (OP) Operating
19436 | Union Electric Co - (MO) | 2106 | Osage Dam | Electric Utility | MO | 6 | 25.7 | Conventional Hydroelectric | WAT | HY | 10 | 1931 |  |  | (OP) Operating
19436 | Union Electric Co - (MO) | 2106 | Osage Dam | Electric Utility | MO | 7 | 32.6 | Conventional Hydroelectric | WAT | HY | 10 | 1953 |  |  | (OP) Operating
19436 | Union Electric Co - (MO) | 2106 | Osage Dam | Electric Utility | MO | 8 | 32.6 | Conventional Hydroelectric | WAT | HY | 10 | 1953 |  |  | (OP) Operating
19436 | Union Electric Co - (MO) | 2107 | Sioux | Electric Utility | MO | 1 | 487 | Conventional Steam Coal | SUB | ST | 5 | 1967 |  |  | (OP) Operating
19436 | Union Electric Co - (MO) | 2107 | Sioux | Electric Utility | MO | 2 | 487 | Conventional Steam Coal | SUB | ST | 5 | 1968 |  |  | (OP) Operating
19436 | Union Electric Co - (MO) | 2108 | Taum Sauk | Electric Utility | MO | 1 | 220 | Hydroelectric Pumped Storage | WAT | PS | 12 | 1963 |  |  | (OP) Operating
19436 | Union Electric Co - (MO) | 2108 | Taum Sauk | Electric Utility | MO | 2 | 220 | Hydroelectric Pumped Storage | WAT | PS | 12 | 1963 |  |  | (OP) Operating
228 | City of Albany - (MO) | 2113 | Albany | Electric Utility | MO | 1 | 2.1 | Petroleum Liquids | DFO | IC | 9 | 1969 |  |  | (OP) Operating
228 | City of Albany - (MO) | 2113 | Albany | Electric Utility | MO | 2 | 1 | Petroleum Liquids | DFO | IC | 5 | 1978 |  |  | (OP) Operating
228 | City of Albany - (MO) | 2113 | Albany | Electric Utility | MO | 3 | 0.6 | Petroleum Liquids | DFO | IC | 6 | 1954 |  |  | (OS) Out of service and NOT expected to return to service in next calendar year
228 | City of Albany - (MO) | 2113 | Albany | Electric Utility | MO | IC5 | 1.2 | Petroleum Liquids | DFO | IC | 5 | 1983 |  |  | (OP) Operating
228 | City of Albany - (MO) | 2113 | Albany | Electric Utility | MO | IC6 | 1.2 | Petroleum Liquids | DFO | IC | 5 | 1983 |  |  | (OP) Operating
2647 | City of Butler - (MO) | 2115 | Butler | Electric Utility | MO | 4 | 1 | Petroleum Liquids | DFO | IC | 9 | 1952 |  |  | (OP) Operating
2647 | City of Butler - (MO) | 2115 | Butler | Electric Utility | MO | 5 | 1 | Petroleum Liquids | DFO | IC | 4 | 1959 |  |  | (OP) Operating
2647 | City of Butler - (MO) | 2115 | Butler | Electric Utility | MO | IC6 | 1 | Petroleum Liquids | DFO | IC | 3 | 1963 |  |  | (OP) Operating
2647 | City of Butler - (MO) | 2115 | Butler | Electric Utility | MO | NG1 | 1.8 | Petroleum Liquids | DFO | IC | 5 | 2000 |  |  | (OP) Operating
2647 | City of Butler - (MO) | 2115 | Butler | Electric Utility | MO | NG2 | 1.8 | Petroleum Liquids | DFO | IC | 5 | 2000 |  |  | (OP) Operating
2647 | City of Butler - (MO) | 2115 | Butler | Electric Utility | MO | SG1 | 1.8 | Petroleum Liquids | DFO | IC | 5 | 2000 |  |  | (OP) Operating
2647 | City of Butler - (MO) | 2115 | Butler | Electric Utility | MO | SG2 | 1.8 | Petroleum Liquids | DFO | IC | 5 | 2000 |  |  | (OP) Operating
3082 | Carrollton Board of Public Wks | 2120 | Carrollton | Electric Utility | MO | 10 | 6 | Natural Gas Internal Combustion Engine | NG | IC | 9 | 1972 |  |  | (OP) Operating
3082 | Carrollton Board of Public Wks | 2120 | Carrollton | Electric Utility | MO | 11 | 1.8 | Petroleum Liquids | DFO | IC | 7 | 2001 |  |  | (OP) Operating
3082 | Carrollton Board of Public Wks | 2120 | Carrollton | Electric Utility | MO | 3 | 1.8 | Natural Gas Internal Combustion Engine | NG | IC | 3 | 1947 |  |  | (OP) Operating
3082 | Carrollton Board of Public Wks | 2120 | Carrollton | Electric Utility | MO | 7 | 2.5 | Natural Gas Internal Combustion Engine | NG | IC | 4 | 1959 |  |  | (OP) Operating
3082 | Carrollton Board of Public Wks | 2120 | Carrollton | Electric Utility | MO | 8 | 3.7 | Natural Gas Internal Combustion Engine | NG | IC | 10 | 1966 |  |  | (OP) Operating
3082 | Carrollton Board of Public Wks | 2120 | Carrollton | Electric Utility | MO | 9 | 3.7 | Natural Gas Internal Combustion Engine | NG | IC | 5 | 1970 |  |  | (OP) Operating
3113 | City of Carthage - (MO) | 2121 | Carthage | Electric Utility | MO | 10 | 6 | Natural Gas Internal Combustion Engine | NG | IC | 7 | 1965 |  |  | (OP) Operating
3113 | City of Carthage - (MO) | 2121 | Carthage | Electric Utility | MO | 11 | 4 | Natural Gas Internal Combustion Engine | NG | IC | 7 | 1970 |  |  | (OP) Operating
3113 | City of Carthage - (MO) | 2121 | Carthage | Electric Utility | MO | 12 | 4 | Natural Gas Internal Combustion Engine | NG | IC | 7 | 1971 |  |  | (OP) Operating
3113 | City of Carthage - (MO) | 2121 | Carthage | Electric Utility | MO | 13 | 5.5 | Natural Gas Internal Combustion Engine | NG | IC | 2 | 1976 |  |  | (OP) Operating
3113 | City of Carthage - (MO) | 2121 | Carthage | Electric Utility | MO | 14 | 5.5 | Natural Gas Internal Combustion Engine | NG | IC | 4 | 1976 |  |  | (OP) Operating
3113 | City of Carthage - (MO) | 2121 | Carthage | Electric Utility | MO | 6 | 2 | Natural Gas Internal Combustion Engine | NG | IC | 7 | 1946 |  |  | (OP) Operating
3113 | City of Carthage - (MO) | 2121 | Carthage | Electric Utility | MO | 7 | 2.2 | Natural Gas Internal Combustion Engine | NG | IC | 7 | 1949 |  |  | (OP) Operating
3113 | City of Carthage - (MO) | 2121 | Carthage | Electric Utility | MO | 8 | 2.5 | Natural Gas Internal Combustion Engine | NG | IC | 7 | 1952 |  |  | (OP) Operating
3113 | City of Carthage - (MO) | 2121 | Carthage | Electric Utility | MO | 9 | 4 | Natural Gas Internal Combustion Engine | NG | IC | 8 | 1957 |  |  | (OP) Operating
3486 | Chillicothe Municipal Utils | 2122 | Chillicothe | Electric Utility | MO | D1 | 2 | Petroleum Liquids | DFO | IC | 6 | 2003 |  |  | (OP) Operating
3486 | Chillicothe Municipal Utils | 2122 | Chillicothe | Electric Utility | MO | D2 | 2 | Petroleum Liquids | DFO | IC | 6 | 2003 |  |  | (OP) Operating
3486 | Chillicothe Municipal Utils | 2122 | Chillicothe | Electric Utility | MO | D3 | 2 | Petroleum Liquids | DFO | IC | 6 | 2003 |  |  | (OP) Operating
3486 | Chillicothe Municipal Utils | 2122 | Chillicothe | Electric Utility | MO | D4 | 2 | Petroleum Liquids | DFO | IC | 6 | 2003 |  |  | (OP) Operating
3486 | Chillicothe Municipal Utils | 2122 | Chillicothe | Electric Utility | MO | D5 | 2 | Petroleum Liquids | DFO | IC | 6 | 2003 |  |  | (OP) Operating
3486 | Chillicothe Municipal Utils | 2122 | Chillicothe | Electric Utility | MO | GT1 | 40 | Natural Gas Fired Combustion Turbine | NG | GT | 6 | 1986 |  |  | (OP) Operating
3486 | Chillicothe Municipal Utils | 2122 | Chillicothe | Electric Utility | MO | GT2 | 40 | Natural Gas Fired Combustion Turbine | NG | GT | 6 | 1986 |  |  | (OP) Operating
4045 | City of Columbia - (MO) | 2123 | Columbia (MO) | Electric Utility | MO | 5 | 16.5 | Conventional Steam Coal | BIT | ST | 1 | 1957 | 12 | 2016 | (OP) Operating
4045 | City of Columbia - (MO) | 2123 | Columbia (MO) | Electric Utility | MO | 6 | 12.5 | Natural Gas Fired Combustion Turbine | NG | GT | 8 | 1963 |  |  | (OP) Operating
4045 | City of Columbia - (MO) | 2123 | Columbia (MO) | Electric Utility | MO | 7 | 22 | Conventional Steam Coal | BIT | ST | 1 | 1965 |  |  | (OP) Operating
4045 | City of Columbia - (MO) | 2123 | Columbia (MO) | Electric Utility | MO | 8 | 35 | Natural Gas Steam Turbine | NG | ST | 1 | 1970 |  |  | (OP) Operating
4045 | City of Columbia - (MO) | 2123 | Columbia (MO) | Electric Utility | MO | DAN1 | 2 | Petroleum Liquids | DFO | IC | 8 | 2004 |  |  | (OP) Operating
4045 | City of Columbia - (MO) | 2123 | Columbia (MO) | Electric Utility | MO | LF1 | 1 | Landfill Gas | LFG | IC | 6 | 2008 |  |  | (OP) Operating
4045 | City of Columbia - (MO) | 2123 | Columbia (MO) | Electric Utility | MO | LF2 | 1 | Landfill Gas | LFG | IC | 6 | 2008 |  |  | (OP) Operating
4045 | City of Columbia - (MO) | 2123 | Columbia (MO) | Electric Utility | MO | LF3 | 1 | Landfill Gas | LFG | IC | 8 | 2013 |  |  | (OP) Operating
4045 | City of Columbia - (MO) | 2123 | Columbia (MO) | Electric Utility | MO | MBS1 | 1 | Petroleum Liquids | DFO | IC | 11 | 2008 |  |  | (OP) Operating
4045 | City of Columbia - (MO) | 2123 | Columbia (MO) | Electric Utility | MO | MBS2 | 1 | Petroleum Liquids | DFO | IC | 11 | 2008 |  |  | (OP) Operating
4045 | City of Columbia - (MO) | 2123 | Columbia (MO) | Electric Utility | MO | SF1 | 1 | Petroleum Liquids | DFO | IC | 11 | 2008 |  |  | (OP) Operating
4045 | City of Columbia - (MO) | 2123 | Columbia (MO) | Electric Utility | MO | SF2 | 1 | Petroleum Liquids | DFO | IC | 11 | 2008 |  |  | (OP) Operating
4045 | City of Columbia - (MO) | 2123 | Columbia (MO) | Electric Utility | MO | SH1 | 1.3 | Petroleum Liquids | DFO | IC | 4 | 2002 |  |  | (OP) Operating
4045 | City of Columbia - (MO) | 2123 | Columbia (MO) | Electric Utility | MO | SH2 | 1.3 | Petroleum Liquids | DFO | IC | 4 | 2002 |  |  | (OP) Operating
4045 | City of Columbia - (MO) | 2123 | Columbia (MO) | Electric Utility | MO | WTP1 | 2 | Petroleum Liquids | DFO | IC | 8 | 2004 |  |  | (OP) Operating
4045 | City of Columbia - (MO) | 2123 | Columbia (MO) | Electric Utility | MO | WTP2 | 2 | Petroleum Liquids | DFO | IC | 8 | 2004 |  |  | (OP) Operating
25477 | USCE-Kansas City District | 2124 | Stockton Hydro | Electric Utility | MO | 1 | 52 | Conventional Hydroelectric | WAT | HY | 3 | 1973 |  |  | (OA) Out of service but expected to return to service in next calendar year
6231 | City of Fayette - (MO) | 2125 | Fayette | Electric Utility | MO | GT1 | 3 | Petroleum Liquids | DFO | IC | 7 | 1985 |  |  | (OS) Out of service and NOT expected to return to service in next calendar year
6231 | City of Fayette - (MO) | 2125 | Fayette | Electric Utility | MO | GT2 | 2.8 | Petroleum Liquids | DFO | IC | 7 | 1985 |  |  | (OS) Out of service and NOT expected to return to service in next calendar year
6231 | City of Fayette - (MO) | 2125 | Fayette | Electric Utility | MO | GT3 | 2.4 | Petroleum Liquids | DFO | IC | 7 | 1977 |  |  | (OS) Out of service and NOT expected to return to service in next calendar year
6231 | City of Fayette - (MO) | 2125 | Fayette | Electric Utility | MO | GT4 | 1 | Petroleum Liquids | DFO | IC | 7 | 1969 |  |  | (OS) Out of service and NOT expected to return to service in next calendar year
6839 | City of Fulton - (MO) | 2126 | Fulton (MO) | Electric Utility | MO | GT4 | 15 | Natural Gas Fired Combustion Turbine | NG | GT | 8 | 1972 |  |  | (OP) Operating
6839 | City of Fulton - (MO) | 2126 | Fulton (MO) | Electric Utility | MO | IC1 | 4.1 | Petroleum Liquids | DFO | IC | 9 | 1966 |  |  | (OP) Operating
6839 | City of Fulton - (MO) | 2126 | Fulton (MO) | Electric Utility | MO | IC3 | 6.2 | Petroleum Liquids | DFO | IC | 5 | 1975 |  |  | (OP) Operating
6924 | City of Gallatin - (MO) | 2127 | Gallatin (MO) | Electric Utility | MO | 2A | 1 | Petroleum Liquids | DFO | IC | 4 | 1993 |  |  | (OP) Operating
6924 | City of Gallatin - (MO) | 2127 | Gallatin (MO) | Electric Utility | MO | 3A | 1 | Petroleum Liquids | DFO | IC | 4 | 1993 |  |  | (OP) Operating
6924 | City of Gallatin - (MO) | 2127 | Gallatin (MO) | Electric Utility | MO | IC4 | 2.5 | Petroleum Liquids | DFO | IC | 9 | 1983 |  |  | (OP) Operating
6924 | City of Gallatin - (MO) | 2127 | Gallatin (MO) | Electric Utility | MO | IC6 | 2.5 | Petroleum Liquids | DFO | IC | 12 | 1977 |  |  | (OP) Operating
8567 | City of Higginsville - (MO) | 2131 | Higginsville | Electric Utility | MO | 1 | 0.6 | Petroleum Liquids | DFO | IC | 1 | 1945 |  |  | (SB) Standby/Backup: available for service but not normally used
8567 | City of Higginsville - (MO) | 2131 | Higginsville | Electric Utility | MO | 2 | 1 | Petroleum Liquids | DFO | IC | 1 | 1947 |  |  | (SB) Standby/Backup: available for service but not normally used
8567 | City of Higginsville - (MO) | 2131 | Higginsville | Electric Utility | MO | 3 | 2.4 | Petroleum Liquids | DFO | IC | 5 | 1981 |  |  | (SB) Standby/Backup: available for service but not normally used
8567 | City of Higginsville - (MO) | 2131 | Higginsville | Electric Utility | MO | 4 | 37.5 | Natural Gas Fired Combustion Turbine | NG | GT | 6 | 1996 |  |  | (OP) Operating
8567 | City of Higginsville - (MO) | 2131 | Higginsville | Electric Utility | MO | 5 | 1.2 | Petroleum Liquids | DFO | IC | 10 | 2004 |  |  | (OP) Operating
8567 | City of Higginsville - (MO) | 2131 | Higginsville | Electric Utility | MO | 6 | 4.5 | Petroleum Liquids | DFO | IC | 10 | 2004 |  |  | (OP) Operating
9231 | City of Independence - (MO) | 2132 | Blue Valley | Electric Utility | MO | 2 | 21 | Conventional Steam Coal | BIT | ST | 5 | 1958 |  |  | (OP) Operating
9231 | City of Independence - (MO) | 2132 | Blue Valley | Electric Utility | MO | 3 | 51 | Conventional Steam Coal | BIT | ST | 8 | 1965 |  |  | (OP) Operating
9231 | City of Independence - (MO) | 2132 | Blue Valley | Electric Utility | MO | ST1 | 21 | Conventional Steam Coal | BIT | ST | 4 | 1958 |  |  | (OP) Operating
9231 | City of Independence - (MO) | 2134 | Jackson Square | Electric Utility | MO | 1 | 15 | Petroleum Liquids | DFO | GT | 6 | 1969 |  |  | (OP) Operating
9231 | City of Independence - (MO) | 2134 | Jackson Square | Electric Utility | MO | 2 | 15 | Petroleum Liquids | DFO | GT | 6 | 1969 |  |  | (OP) Operating
9231 | City of Independence - (MO) | 2135 | Station H | Electric Utility | MO | 1 | 19 | Natural Gas Fired Combustion Turbine | NG | GT | 6 | 1972 |  |  | (OP) Operating
9231 | City of Independence - (MO) | 2135 | Station H | Electric Utility | MO | 2 | 20 | Natural Gas Fired Combustion Turbine | NG | GT | 6 | 1974 |  |  | (OP) Operating
9231 | City of Independence - (MO) | 2136 | Station I | Electric Utility | MO | 1 | 19 | Petroleum Liquids | DFO | GT | 6 | 1972 |  |  | (OP) Operating
9231 | City of Independence - (MO) | 2136 | Station I | Electric Utility | MO | 2 | 19 | Petroleum Liquids | DFO | GT | 6 | 1972 |  |  | (OP) Operating
9603 | City of Jackson - (MO) | 2137 | Jackson (MO) | Electric Utility | MO | 10 | 2 | Petroleum Liquids | DFO | IC | 9 | 2006 |  |  | (OP) Operating
9603 | City of Jackson - (MO) | 2137 | Jackson (MO) | Electric Utility | MO | 11 | 2 | Petroleum Liquids | DFO | IC | 9 | 2006 |  |  | (OP) Operating
9603 | City of Jackson - (MO) | 2137 | Jackson (MO) | Electric Utility | MO | 12 | 2 | Petroleum Liquids | DFO | IC | 9 | 2006 |  |  | (OP) Operating
9603 | City of Jackson - (MO) | 2137 | Jackson (MO) | Electric Utility | MO | 3 | 1 | Petroleum Liquids | DFO | IC | 4 | 1963 |  |  | (OP) Operating
9603 | City of Jackson - (MO) | 2137 | Jackson (MO) | Electric Utility | MO | 4 | 1 | Petroleum Liquids | DFO | IC | 7 | 1963 |  |  | (OP) Operating
9603 | City of Jackson - (MO) | 2137 | Jackson (MO) | Electric Utility | MO | 5 | 0.6 | Petroleum Liquids | DFO | IC | 1 | 1936 |  |  | (OP) Operating
9603 | City of Jackson - (MO) | 2137 | Jackson (MO) | Electric Utility | MO | 6 | 1 | Petroleum Liquids | DFO | IC | 6 | 1946 |  |  | (OP) Operating
9603 | City of Jackson - (MO) | 2137 | Jackson (MO) | Electric Utility | MO | 7 | 6.5 | Petroleum Liquids | DFO | IC | 8 | 1973 |  |  | (OP) Operating
9603 | City of Jackson - (MO) | 2137 | Jackson (MO) | Electric Utility | MO | 8 | 6.5 | Petroleum Liquids | DFO | IC | 7 | 1973 |  |  | (OP) Operating
9603 | City of Jackson - (MO) | 2137 | Jackson (MO) | Electric Utility | MO | 9 | 2.7 | Petroleum Liquids | DFO | IC | 7 | 1983 |  |  | (OP) Operating
9973 | City of Kahoka | 2138 | Kahoka | Electric Utility | MO | 10 | 1.1 | Petroleum Liquids | DFO | IC | 7 | 1999 |  |  | (OP) Operating
9973 | City of Kahoka | 2138 | Kahoka | Electric Utility | MO | 11 | 1.1 | Petroleum Liquids | DFO | IC | 7 | 1999 |  |  | (OP) Operating
9973 | City of Kahoka | 2138 | Kahoka | Electric Utility | MO | 12 | 1.1 | Petroleum Liquids | DFO | IC | 9 | 1999 |  |  | (OP) Operating
9973 | City of Kahoka | 2138 | Kahoka | Electric Utility | MO | 3 | 0.2 | Petroleum Liquids | DFO | IC | 1 | 1941 |  |  | (OP) Operating
9973 | City of Kahoka | 2138 | Kahoka | Electric Utility | MO | 6 | 0.7 | Petroleum Liquids | DFO | IC | 1 | 1952 |  |  | (OP) Operating
9973 | City of Kahoka | 2138 | Kahoka | Electric Utility | MO | 7 | 0.7 | Natural Gas Internal Combustion Engine | NG | IC | 1 | 1956 |  |  | (SB) Standby/Backup: available for service but not normally used
9973 | City of Kahoka | 2138 | Kahoka | Electric Utility | MO | 8 | 1.4 | Natural Gas Internal Combustion Engine | NG | IC | 9 | 1969 |  |  | (SB) Standby/Backup: available for service but not normally used
9973 | City of Kahoka | 2138 | Kahoka | Electric Utility | MO | 9 | 0.8 | Natural Gas Internal Combustion Engine | NG | IC | 7 | 1982 |  |  | (SB) Standby/Backup: available for service but not normally used
10152 | City of Kennett - (MO) | 2139 | Kennett | Electric Utility | MO | 1 | 0.4 | Petroleum Liquids | DFO | IC | 8 | 1942 |  |  | (OP) Operating
10152 | City of Kennett - (MO) | 2139 | Kennett | Electric Utility | MO | 10 | 5.6 | Natural Gas Internal Combustion Engine | NG | IC | 8 | 1971 |  |  | (OP) Operating
10152 | City of Kennett - (MO) | 2139 | Kennett | Electric Utility | MO | 11 | 5.6 | Natural Gas Internal Combustion Engine | NG | IC | 8 | 1975 |  |  | (OP) Operating
10152 | City of Kennett - (MO) | 2139 | Kennett | Electric Utility | MO | 12 | 5.7 | Natural Gas Internal Combustion Engine | NG | IC | 8 | 2001 |  |  | (OP) Operating
10152 | City of Kennett - (MO) | 2139 | Kennett | Electric Utility | MO | 13 | 5.7 | Natural Gas Internal Combustion Engine | NG | IC | 8 | 2001 |  |  | (OP) Operating
10152 | City of Kennett - (MO) | 2139 | Kennett | Electric Utility | MO | 2 | 0.4 | Petroleum Liquids | DFO | IC | 8 | 1942 |  |  | (OP) Operating
10152 | City of Kennett - (MO) | 2139 | Kennett | Electric Utility | MO | 3 | 0.8 | Petroleum Liquids | DFO | IC | 8 | 1945 |  |  | (OP) Operating
10152 | City of Kennett - (MO) | 2139 | Kennett | Electric Utility | MO | 4 | 2.2 | Natural Gas Internal Combustion Engine | NG | IC | 8 | 1955 |  |  | (OP) Operating
10152 | City of Kennett - (MO) | 2139 | Kennett | Electric Utility | MO | 5 | 1.3 | Petroleum Liquids | DFO | IC | 8 | 1949 |  |  | (OP) Operating
10152 | City of Kennett - (MO) | 2139 | Kennett | Electric Utility | MO | 6 | 1.8 | Natural Gas Internal Combustion Engine | NG | IC | 8 | 1951 |  |  | (OP) Operating
10152 | City of Kennett - (MO) | 2139 | Kennett | Electric Utility | MO | 7 | 2.2 | Natural Gas Internal Combustion Engine | NG | IC | 8 | 1960 |  |  | (OP) Operating
10152 | City of Kennett - (MO) | 2139 | Kennett | Electric Utility | MO | 8 | 2.8 | Natural Gas Internal Combustion Engine | NG | IC | 8 | 1962 |  |  | (OP) Operating
10152 | City of Kennett - (MO) | 2139 | Kennett | Electric Utility | MO | 9 | 5.6 | Natural Gas Internal Combustion Engine | NG | IC | 8 | 1965 |  |  | (OP) Operating
10538 | City of La Plata - (MO) | 2140 | La Plata | Electric Utility | MO | 1 | 1.7 | Petroleum Liquids | DFO | IC | 3 | 2013 |  |  | (OP) Operating
10538 | City of La Plata - (MO) | 2140 | La Plata | Electric Utility | MO | 2 | 1.7 | Petroleum Liquids | DFO | IC | 3 | 2013 |  |  | (OP) Operating
11460 | City of Macon - (MO) | 2141 | Macon | Electric Utility | MO | 3 | 4.6 | Petroleum Liquids | DFO | IC | 8 | 1971 |  |  | (SB) Standby/Backup: available for service but not normally used
11460 | City of Macon - (MO) | 2141 | Macon | Electric Utility | MO | 4 | 0.7 | Petroleum Liquids | DFO | IC | 9 | 1985 |  |  | (SB) Standby/Backup: available for service but not normally used
11540 | City of Malden - (MO) | 2142 | Malden | Electric Utility | MO | 2A | 1.8 | Petroleum Liquids | DFO | IC | 2 | 1996 |  |  | (SB) Standby/Backup: available for service but not normally used
11540 | City of Malden - (MO) | 2142 | Malden | Electric Utility | MO | 3A | 1.8 | Petroleum Liquids | DFO | IC | 2 | 1996 |  |  | (SB) Standby/Backup: available for service but not normally used
11540 | City of Malden - (MO) | 2142 | Malden | Electric Utility | MO | 4A | 1.8 | Petroleum Liquids | DFO | IC | 2 | 1996 |  |  | (SB) Standby/Backup: available for service but not normally used
11540 | City of Malden - (MO) | 2142 | Malden | Electric Utility | MO | 5 | 1.2 | Petroleum Liquids | DFO | IC | 8 | 1957 |  |  | (SB) Standby/Backup: available for service but not normally used
11540 | City of Malden - (MO) | 2142 | Malden | Electric Utility | MO | 6 | 1.8 | Petroleum Liquids | DFO | IC | 8 | 1963 |  |  | (SB) Standby/Backup: available for service but not normally used
11540 | City of Malden - (MO) | 2142 | Malden | Electric Utility | MO | 7 | 2.5 | Petroleum Liquids | DFO | IC | 8 | 1973 |  |  | (SB) Standby/Backup: available for service but not normally used
11540 | City of Malden - (MO) | 2142 | Malden | Electric Utility | MO | 8 | 3.8 | Petroleum Liquids | DFO | IC | 8 | 1973 |  |  | (SB) Standby/Backup: available for service but not normally used
11732 | City of Marshall - (MO) | 2144 | Marshall (MO) | Electric Utility | MO | 10 | 6.3 | Natural Gas Internal Combustion Engine | NG | IC | 6 | 1990 |  |  | (OP) Operating
11732 | City of Marshall - (MO) | 2144 | Marshall (MO) | Electric Utility | MO | 11 | 6.3 | Natural Gas Internal Combustion Engine | NG | IC | 1 | 1994 |  |  | (OP) Operating
11732 | City of Marshall - (MO) | 2144 | Marshall (MO) | Electric Utility | MO | 3 | 3.9 | Natural Gas Steam Turbine | NG | ST | 6 | 1948 |  |  | (OS) Out of service and NOT expected to return to service in next calendar year
11732 | City of Marshall - (MO) | 2144 | Marshall (MO) | Electric Utility | MO | 4 | 5.8 | Conventional Steam Coal | BIT | ST | 7 | 1956 |  |  | (OP) Operating
11732 | City of Marshall - (MO) | 2144 | Marshall (MO) | Electric Utility | MO | 5 | 16 | Conventional Steam Coal | BIT | ST | 7 | 1967 |  |  | (OP) Operating
11732 | City of Marshall - (MO) | 2144 | Marshall (MO) | Electric Utility | MO | 7 | 0.9 | Petroleum Liquids | DFO | IC | 6 | 1988 |  |  | (OP) Operating
11732 | City of Marshall - (MO) | 2144 | Marshall (MO) | Electric Utility | MO | 8 | 0.9 | Petroleum Liquids | DFO | IC | 6 | 1988 |  |  | (OP) Operating
11732 | City of Marshall - (MO) | 2144 | Marshall (MO) | Electric Utility | MO | 9 | 0.9 | Petroleum Liquids | DFO | IC | 6 | 1988 |  |  | (OP) Operating
11732 | City of Marshall - (MO) | 2144 | Marshall (MO) | Electric Utility | MO | GT1 | 14 | Natural Gas Fired Combustion Turbine | NG | GT | 5 | 1972 |  |  | (OP) Operating
12294 | City of Memphis - (MO) | 2145 | Memphis | Electric Utility | MO | 1 | 0.6 | Petroleum Liquids | DFO | IC | 88 | 1972 |  |  | (OP) Operating
12294 | City of Memphis - (MO) | 2145 | Memphis | Electric Utility | MO | 10 | 1 | Petroleum Liquids | DFO | IC | 8 | 1989 |  |  | (OP) Operating
12294 | City of Memphis - (MO) | 2145 | Memphis | Electric Utility | MO | 11 | 1 | Petroleum Liquids | DFO | IC | 8 | 1989 |  |  | (OP) Operating
12294 | City of Memphis - (MO) | 2145 | Memphis | Electric Utility | MO | 12 | 0.4 | Petroleum Liquids | DFO | IC | 11 | 1989 |  |  | (OP) Operating
12294 | City of Memphis - (MO) | 2145 | Memphis | Electric Utility | MO | 13 | 1 | Petroleum Liquids | DFO | IC | 9 | 1990 |  |  | (OP) Operating
12294 | City of Memphis - (MO) | 2145 | Memphis | Electric Utility | MO | 3 | 0.2 | Petroleum Liquids | DFO | IC | 88 | 1945 |  |  | (OP) Operating
12294 | City of Memphis - (MO) | 2145 | Memphis | Electric Utility | MO | 6 | 0.9 | Petroleum Liquids | DFO | IC | 88 | 1957 |  |  | (OP) Operating
12294 | City of Memphis - (MO) | 2145 | Memphis | Electric Utility | MO | 7 | 1.1 | Petroleum Liquids | DFO | IC | 88 | 1960 |  |  | (OP) Operating
12294 | City of Memphis - (MO) | 2145 | Memphis | Electric Utility | MO | 8 | 1.3 | Petroleum Liquids | DFO | IC | 88 | 1966 |  |  | (OP) Operating
12294 | City of Memphis - (MO) | 2145 | Memphis | Electric Utility | MO | 9 | 1.3 | Petroleum Liquids | DFO | IC | 88 | 1972 |  |  | (OP) Operating
12802 | City of Monroe City - (MO) | 2146 | Monroe (MO) | Electric Utility | MO | 10 | 1.6 | Petroleum Liquids | DFO | IC | 1 | 1988 |  |  | (OP) Operating
12802 | City of Monroe City - (MO) | 2146 | Monroe (MO) | Electric Utility | MO | 11 | 1.8 | Petroleum Liquids | DFO | IC | 1 | 2003 |  |  | (OP) Operating
12802 | City of Monroe City - (MO) | 2146 | Monroe (MO) | Electric Utility | MO | 12 | 1.8 | Petroleum Liquids | DFO | IC | 1 | 2003 |  |  | (OP) Operating
12802 | City of Monroe City - (MO) | 2146 | Monroe (MO) | Electric Utility | MO | 5 | 1.6 | Petroleum Liquids | DFO | IC | 6 | 1985 |  |  | (OP) Operating
12802 | City of Monroe City - (MO) | 2146 | Monroe (MO) | Electric Utility | MO | 8 | 1.6 | Petroleum Liquids | DFO | IC | 1 | 1988 |  |  | (OP) Operating
12802 | City of Monroe City - (MO) | 2146 | Monroe (MO) | Electric Utility | MO | 9 | 1.6 | Petroleum Liquids | DFO | IC | 1 | 1988 |  |  | (OP) Operating
14400 | City of Palmyra - (MO) | 2150 | Palmyra Municipal | Electric Utility | MO | 2 | 0.4 | Petroleum Liquids | DFO | IC | 3 | 1953 |  |  | (OP) Operating
14400 | City of Palmyra - (MO) | 2150 | Palmyra Municipal | Electric Utility | MO | 3 | 1.2 | Petroleum Liquids | DFO | IC | 2 | 1966 |  |  | (OP) Operating
14400 | City of Palmyra - (MO) | 2150 | Palmyra Municipal | Electric Utility | MO | 4 | 0.7 | Petroleum Liquids | DFO | IC | 7 | 1959 |  |  | (OP) Operating
14400 | City of Palmyra - (MO) | 2150 | Palmyra Municipal | Electric Utility | MO | 6 | 2 | Petroleum Liquids | DFO | IC | 6 | 1971 |  |  | (OP) Operating
14400 | City of Palmyra - (MO) | 2150 | Palmyra Municipal | Electric Utility | MO | IC7 | 1.7 | Petroleum Liquids | DFO | IC | 4 | 1985 |  |  | (OP) Operating
17833 | City Utilities of Springfield - (MO) | 2161 | James River Power Station | Electric Utility | MO | 1 | 21 | Conventional Steam Coal | SUB | ST | 8 | 1957 |  |  | (OP) Operating
17833 | City Utilities of Springfield - (MO) | 2161 | James River Power Station | Electric Utility | MO | 2 | 21 | Conventional Steam Coal | SUB | ST | 6 | 1957 |  |  | (OP) Operating
17833 | City Utilities of Springfield - (MO) | 2161 | James River Power Station | Electric Utility | MO | 3 | 41 | Conventional Steam Coal | SUB | ST | 2 | 1960 |  |  | (OP) Operating
17833 | City Utilities of Springfield - (MO) | 2161 | James River Power Station | Electric Utility | MO | 4 | 56 | Conventional Steam Coal | SUB | ST | 5 | 1964 |  |  | (OP) Operating
17833 | City Utilities of Springfield - (MO) | 2161 | James River Power Station | Electric Utility | MO | 5 | 97 | Conventional Steam Coal | SUB | ST | 5 | 1970 |  |  | (OP) Operating
17833 | City Utilities of Springfield - (MO) | 2161 | James River Power Station | Electric Utility | MO | GT1 | 75 | Natural Gas Fired Combustion Turbine | NG | GT | 4 | 1989 |  |  | (OP) Operating
17833 | City Utilities of Springfield - (MO) | 2161 | James River Power Station | Electric Utility | MO | GT2 | 80 | Natural Gas Fired Combustion Turbine | NG | GT | 6 | 1992 |  |  | (OP) Operating
19474 | City of Unionville - (MO) | 2164 | Unionville City of | Electric Utility | MO | 1 | 0.6 | Petroleum Liquids | DFO | IC | 12 | 1970 |  |  | (OP) Operating
19474 | City of Unionville - (MO) | 2164 | Unionville City of | Electric Utility | MO | 2 | 1.7 | Petroleum Liquids | DFO | IC | 10 | 1975 |  |  | (OP) Operating
19474 | City of Unionville - (MO) | 2164 | Unionville City of | Electric Utility | MO | 3 | 0.2 | Petroleum Liquids | DFO | IC | 1 | 1935 |  |  | (OP) Operating
19474 | City of Unionville - (MO) | 2164 | Unionville City of | Electric Utility | MO | 4 | 0.9 | Petroleum Liquids | DFO | IC | 7 | 1970 |  |  | (OP) Operating
19474 | City of Unionville - (MO) | 2164 | Unionville City of | Electric Utility | MO | 5 | 0.3 | Petroleum Liquids | DFO | IC | 1 | 1955 |  |  | (OP) Operating
19474 | City of Unionville - (MO) | 2164 | Unionville City of | Electric Utility | MO | 6 | 0.3 | Petroleum Liquids | DFO | IC | 1 | 1955 |  |  | (OP) Operating
19474 | City of Unionville - (MO) | 2164 | Unionville City of | Electric Utility | MO | 7 | 0.9 | Petroleum Liquids | DFO | IC | 1 | 1962 |  |  | (OP) Operating
19474 | City of Unionville - (MO) | 2164 | Unionville City of | Electric Utility | MO | 8 | 1.1 | Petroleum Liquids | DFO | IC | 1 | 1967 |  |  | (OP) Operating
19474 | City of Unionville - (MO) | 2164 | Unionville City of | Electric Utility | MO | 9 | 2 | Petroleum Liquids | DFO | IC | 12 | 1994 |  |  | (OP) Operating
19722 | City of Vandalia - (MO) | 2165 | Vandalia | Electric Utility | MO | 1 | 1 | Petroleum Liquids | DFO | IC | 8 | 1967 |  |  | (OS) Out of service and NOT expected to return to service in next calendar year
19722 | City of Vandalia - (MO) | 2165 | Vandalia | Electric Utility | MO | 10 | 1.1 | Petroleum Liquids | DFO | IC | 4 | 1984 |  |  | (OS) Out of service and NOT expected to return to service in next calendar year
19722 | City of Vandalia - (MO) | 2165 | Vandalia | Electric Utility | MO | 11 | 1 | Petroleum Liquids | DFO | IC | 7 | 1993 |  |  | (OS) Out of service and NOT expected to return to service in next calendar year
19722 | City of Vandalia - (MO) | 2165 | Vandalia | Electric Utility | MO | 12 | 1 | Petroleum Liquids | DFO | IC | 7 | 1993 |  |  | (OS) Out of service and NOT expected to return to service in next calendar year
19722 | City of Vandalia - (MO) | 2165 | Vandalia | Electric Utility | MO | 4A | 1 | Petroleum Liquids | DFO | IC | 8 | 1996 |  |  | (OS) Out of service and NOT expected to return to service in next calendar year
19722 | City of Vandalia - (MO) | 2165 | Vandalia | Electric Utility | MO | 5A | 1 | Petroleum Liquids | DFO | IC | 8 | 1996 |  |  | (OS) Out of service and NOT expected to return to service in next calendar year
19722 | City of Vandalia - (MO) | 2165 | Vandalia | Electric Utility | MO | 8 | 0.8 | Petroleum Liquids | DFO | IC | 8 | 1957 |  |  | (OS) Out of service and NOT expected to return to service in next calendar year
19722 | City of Vandalia - (MO) | 2165 | Vandalia | Electric Utility | MO | 9 | 1.1 | Petroleum Liquids | DFO | IC | 6 | 1977 |  |  | (OS) Out of service and NOT expected to return to service in next calendar year
19647 | USCE-Little Rock District | 2166 | Table Rock | Electric Utility | MO | 1 | 57.5 | Conventional Hydroelectric | WAT | HY | 5 | 1959 |  |  | (OP) Operating
19647 | USCE-Little Rock District | 2166 | Table Rock | Electric Utility | MO | 2 | 57.5 | Conventional Hydroelectric | WAT | HY | 5 | 1959 |  |  | (OP) Operating
19647 | USCE-Little Rock District | 2166 | Table Rock | Electric Utility | MO | 3 | 57.5 | Conventional Hydroelectric | WAT | HY | 5 | 1961 |  |  | (OP) Operating
19647 | USCE-Little Rock District | 2166 | Table Rock | Electric Utility | MO | 4 | 57.5 | Conventional Hydroelectric | WAT | HY | 6 | 1961 |  |  | (OP) Operating
924 | Associated Electric Coop, Inc | 2167 | New Madrid | Electric Utility | MO | 1 | 575 | Conventional Steam Coal | SUB | ST | 10 | 1972 |  |  | (OP) Operating
924 | Associated Electric Coop, Inc | 2167 | New Madrid | Electric Utility | MO | 2 | 579 | Conventional Steam Coal | SUB | ST | 6 | 1977 |  |  | (OP) Operating
924 | Associated Electric Coop, Inc | 2168 | Thomas Hill | Electric Utility | MO | 1 | 166 | Conventional Steam Coal | SUB | ST | 12 | 1966 |  |  | (OP) Operating
924 | Associated Electric Coop, Inc | 2168 | Thomas Hill | Electric Utility | MO | 2 | 273 | Conventional Steam Coal | SUB | ST | 3 | 1969 |  |  | (OP) Operating
924 | Associated Electric Coop, Inc | 2168 | Thomas Hill | Electric Utility | MO | 3 | 694 | Conventional Steam Coal | SUB | ST | 5 | 1982 |  |  | (OP) Operating
3242 | Central Electric Power Coop - (MO) | 2169 | Chamois | Electric Utility | MO | 1 | 16 | Conventional Steam Coal | BIT | ST | 12 | 1953 |  |  | (OS) Out of service and NOT expected to return to service in next calendar year
3242 | Central Electric Power Coop - (MO) | 2169 | Chamois | Electric Utility | MO | 2 | 47 | Conventional Steam Coal | SUB | ST | 11 | 1960 |  |  | (OS) Out of service and NOT expected to return to service in next calendar year
9231 | City of Independence - (MO) | 2171 | Missouri City | Electric Utility | MO | 1 | 19 | Conventional Steam Coal | BIT | ST | 6 | 1954 | 1 | 2016 | (OP) Operating
9231 | City of Independence - (MO) | 2171 | Missouri City | Electric Utility | MO | 2 | 19 | Conventional Steam Coal | BIT | ST | 6 | 1954 | 1 | 2016 | (OP) Operating
12199 | Montana-Dakota Utilities Co | 2176 | Glendive GT | Electric Utility | MT | GT-2 | 40.1 | Natural Gas Fired Combustion Turbine | NG | GT | 5 | 2003 |  |  | (OP) Operating
12199 | Montana-Dakota Utilities Co | 2176 | Glendive GT | Electric Utility | MT | GT1 | 34.8 | Natural Gas Fired Combustion Turbine | NG | GT | 6 | 1979 |  |  | (OP) Operating
12199 | Montana-Dakota Utilities Co | 2177 | Miles City GT | Electric Utility | MT | 1 | 23.6 | Natural Gas Fired Combustion Turbine | NG | GT | 5 | 1972 |  |  | (OP) Operating
13902 | NorthWestern Energy | 2181 | Black Eagle | Electric Utility | MT | BLA1 | 7 | Conventional Hydroelectric | WAT | HY | 9 | 1927 |  |  | (OP) Operating
13902 | NorthWestern Energy | 2181 | Black Eagle | Electric Utility | MT | BLA2 | 7 | Conventional Hydroelectric | WAT | HY | 9 | 1927 |  |  | (OP) Operating
13902 | NorthWestern Energy | 2181 | Black Eagle | Electric Utility | MT | BLA3 | 7 | Conventional Hydroelectric | WAT | HY | 9 | 1927 |  |  | (OP) Operating
13902 | NorthWestern Energy | 2182 | Cochrane | Electric Utility | MT | COC1 | 32 | Conventional Hydroelectric | WAT | HY | 7 | 1958 |  |  | (OP) Operating
13902 | NorthWestern Energy | 2182 | Cochrane | Electric Utility | MT | COC2 | 32 | Conventional Hydroelectric | WAT | HY | 7 | 1958 |  |  | (OP) Operating
13902 | NorthWestern Energy | 2185 | Hauser | Electric Utility | MT | HAU1 | 3 | Conventional Hydroelectric | WAT | HY | 11 | 1911 |  |  | (OP) Operating
13902 | NorthWestern Energy | 2185 | Hauser | Electric Utility | MT | HAU2 | 3 | Conventional Hydroelectric | WAT | HY | 11 | 1911 |  |  | (OP) Operating
13902 | NorthWestern Energy | 2185 | Hauser | Electric Utility | MT | HAU3 | 3 | Conventional Hydroelectric | WAT | HY | 11 | 1911 |  |  | (OP) Operating
13902 | NorthWestern Energy | 2185 | Hauser | Electric Utility | MT | HAU4 | 3 | Conventional Hydroelectric | WAT | HY | 11 | 1911 |  |  | (OP) Operating
13902 | NorthWestern Energy | 2185 | Hauser | Electric Utility | MT | HAU5 | 3 | Conventional Hydroelectric | WAT | HY | 11 | 1911 |  |  | (OP) Operating
13902 | NorthWestern Energy | 2185 | Hauser | Electric Utility | MT | HAU6 | 4 | Conventional Hydroelectric | WAT | HY | 9 | 1915 |  |  | (OP) Operating
13902 | NorthWestern Energy | 2186 | Holter | Electric Utility | MT | HOL1 | 12 | Conventional Hydroelectric | WAT | HY | 7 | 1918 |  |  | (OP) Operating
13902 | NorthWestern Energy | 2186 | Holter | Electric Utility | MT | HOL2 | 12 | Conventional Hydroelectric | WAT | HY | 7 | 1918 |  |  | (OP) Operating
13902 | NorthWestern Energy | 2186 | Holter | Electric Utility | MT | HOL3 | 12 | Conventional Hydroelectric | WAT | HY | 7 | 1918 |  |  | (OP) Operating
13902 | NorthWestern Energy | 2186 | Holter | Electric Utility | MT | HOL4 | 12 | Conventional Hydroelectric | WAT | HY | 7 | 1918 |  |  | (OP) Operating
13902 | NorthWestern Energy | 2188 | Kerr | Electric Utility | MT | KER1 | 62 | Conventional Hydroelectric | WAT | HY | 10 | 1938 |  |  | (OP) Operating
13902 | NorthWestern Energy | 2188 | Kerr | Electric Utility | MT | KER2 | 62 | Conventional Hydroelectric | WAT | HY | 5 | 1949 |  |  | (OP) Operating
13902 | NorthWestern Energy | 2188 | Kerr | Electric Utility | MT | KER3 | 82 | Conventional Hydroelectric | WAT | HY | 11 | 1954 |  |  | (OP) Operating
13902 | NorthWestern Energy | 2191 | Morony | Electric Utility | MT | MOR1 | 24 | Conventional Hydroelectric | WAT | HY | 1 | 1930 |  |  | (OP) Operating
13902 | NorthWestern Energy | 2191 | Morony | Electric Utility | MT | MOR2 | 24 | Conventional Hydroelectric | WAT | HY | 1 | 1930 |  |  | (OP) Operating
13902 | NorthWestern Energy | 2192 | Mystic | Electric Utility | MT | MYS1 | 6 | Conventional Hydroelectric | WAT | HY | 5 | 1925 |  |  | (OP) Operating
13902 | NorthWestern Energy | 2192 | Mystic | Electric Utility | MT | MYS2 | 6 | Conventional Hydroelectric | WAT | HY | 5 | 1925 |  |  | (OP) Operating
13902 | NorthWestern Energy | 2193 | Rainbow (MT) | Electric Utility | MT | RAI9 | 60.5 | Conventional Hydroelectric | WAT | HY | 3 | 2013 |  |  | (OP) Operating
13902 | NorthWestern Energy | 2194 | Ryan | Electric Utility | MT | RYA1 | 10 | Conventional Hydroelectric | WAT | HY | 8 | 1915 |  |  | (OP) Operating
13902 | NorthWestern Energy | 2194 | Ryan | Electric Utility | MT | RYA2 | 10 | Conventional Hydroelectric | WAT | HY | 8 | 1915 |  |  | (OP) Operating
13902 | NorthWestern Energy | 2194 | Ryan | Electric Utility | MT | RYA3 | 10 | Conventional Hydroelectric | WAT | HY | 8 | 1915 |  |  | (OP) Operating
13902 | NorthWestern Energy | 2194 | Ryan | Electric Utility | MT | RYA4 | 10 | Conventional Hydroelectric | WAT | HY | 8 | 1915 |  |  | (OP) Operating
13902 | NorthWestern Energy | 2194 | Ryan | Electric Utility | MT | RYA5 | 10 | Conventional Hydroelectric | WAT | HY | 9 | 1916 |  |  | (OP) Operating
13902 | NorthWestern Energy | 2194 | Ryan | Electric Utility | MT | RYA6 | 10 | Conventional Hydroelectric | WAT | HY | 9 | 1916 |  |  | (OP) Operating
13902 | NorthWestern Energy | 2195 | Thompson Falls | Electric Utility | MT | TF1 | 7 | Conventional Hydroelectric | WAT | HY | 7 | 1917 |  |  | (OP) Operating
13902 | NorthWestern Energy | 2195 | Thompson Falls | Electric Utility | MT | TF2 | 6 | Conventional Hydroelectric | WAT | HY | 5 | 1917 |  |  | (OP) Operating
13902 | NorthWestern Energy | 2195 | Thompson Falls | Electric Utility | MT | TF3 | 7 | Conventional Hydroelectric | WAT | HY | 11 | 1916 |  |  | (OP) Operating
13902 | NorthWestern Energy | 2195 | Thompson Falls | Electric Utility | MT | TF4 | 6 | Conventional Hydroelectric | WAT | HY | 11 | 1916 |  |  | (OP) Operating
13902 | NorthWestern Energy | 2195 | Thompson Falls | Electric Utility | MT | TF5 | 6 | Conventional Hydroelectric | WAT | HY | 7 | 1915 |  |  | (OP) Operating
13902 | NorthWestern Energy | 2195 | Thompson Falls | Electric Utility | MT | TF6 | 6 | Conventional Hydroelectric | WAT | HY | 7 | 1915 |  |  | (OP) Operating
13902 | NorthWestern Energy | 2195 | Thompson Falls | Electric Utility | MT | TF7 | 56 | Conventional Hydroelectric | WAT | HY | 7 | 1915 |  |  | (OP) Operating
13902 | NorthWestern Energy | 2196 | Old Faithful | Electric Utility | WY | 1 | 1 | Petroleum Liquids | DFO | IC | 12 | 1979 |  |  | (SB) Standby/Backup: available for service but not normally used
13902 | NorthWestern Energy | 2196 | Old Faithful | Electric Utility | WY | 2 | 1 | Petroleum Liquids | DFO | IC | 12 | 1979 |  |  | (SB) Standby/Backup: available for service but not normally used
20169 | Avista Corp | 2199 | Noxon Rapids | Electric Utility | MT | 1 | 113.9 | Conventional Hydroelectric | WAT | HY | 9 | 1959 |  |  | (OP) Operating
20169 | Avista Corp | 2199 | Noxon Rapids | Electric Utility | MT | 2 | 113 | Conventional Hydroelectric | WAT | HY | 10 | 1959 |  |  | (OP) Operating
20169 | Avista Corp | 2199 | Noxon Rapids | Electric Utility | MT | 3 | 113 | Conventional Hydroelectric | WAT | HY | 12 | 1959 |  |  | (OP) Operating
20169 | Avista Corp | 2199 | Noxon Rapids | Electric Utility | MT | 4 | 113 | Conventional Hydroelectric | WAT | HY | 4 | 1960 |  |  | (OP) Operating
20169 | Avista Corp | 2199 | Noxon Rapids | Electric Utility | MT | 5 | 127.6 | Conventional Hydroelectric | WAT | HY | 12 | 1977 |  |  | (OP) Operating
2518 | U S Bureau of Reclamation | 2203 | Hungry Horse | Electric Utility | MT | 1 | 107 | Conventional Hydroelectric | WAT | HY | 10 | 1952 |  |  | (OP) Operating
2518 | U S Bureau of Reclamation | 2203 | Hungry Horse | Electric Utility | MT | 2 | 107 | Conventional Hydroelectric | WAT | HY | 12 | 1952 |  |  | (OP) Operating
2518 | U S Bureau of Reclamation | 2203 | Hungry Horse | Electric Utility | MT | 3 | 107 | Conventional Hydroelectric | WAT | HY | 7 | 1953 |  |  | (OP) Operating
2518 | U S Bureau of Reclamation | 2203 | Hungry Horse | Electric Utility | MT | 4 | 107 | Conventional Hydroelectric | WAT | HY | 7 | 1953 |  |  | (OP) Operating
2518 | U S Bureau of Reclamation | 2204 | Yellowtail | Electric Utility | MT | 1 | 71.8 | Conventional Hydroelectric | WAT | HY | 11 | 1966 |  |  | (OP) Operating
2518 | U S Bureau of Reclamation | 2204 | Yellowtail | Electric Utility | MT | 2 | 71.8 | Conventional Hydroelectric | WAT | HY | 10 | 1966 |  |  | (OP) Operating
2518 | U S Bureau of Reclamation | 2204 | Yellowtail | Electric Utility | MT | 3 | 71.8 | Conventional Hydroelectric | WAT | HY | 8 | 1966 |  |  | (OP) Operating
2518 | U S Bureau of Reclamation | 2204 | Yellowtail | Electric Utility | MT | 4 | 71.8 | Conventional Hydroelectric | WAT | HY | 8 | 1966 |  |  | (OP) Operating
695 | City of Ansley - (NE) | 2214 | Ansley | Electric Utility | NE | 2 | 0.8 | Natural Gas Internal Combustion Engine | NG | IC | 10 | 1976 |  |  | (OP) Operating
695 | City of Ansley - (NE) | 2214 | Ansley | Electric Utility | NE | 3 | 0.5 | Petroleum Liquids | DFO | IC | 6 | 1969 |  |  | (OP) Operating |  |  | 0 |  |  | 0
993 | Auburn Board of Public Works | 2215 | Auburn | Electric Utility | NE | 1 | 2.2 | Natural Gas Internal Combustion Engine | NG | IC | 4 | 1982 |  |  | (OP) Operating
993 | Auburn Board of Public Works | 2215 | Auburn | Electric Utility | NE | 2 | 0.9 | Natural Gas Internal Combustion Engine | NG | IC | 6 | 1949 |  |  | (OP) Operating
993 | Auburn Board of Public Works | 2215 | Auburn | Electric Utility | NE | 4A | 3.7 | Natural Gas Internal Combustion Engine | NG | IC | 6 | 1993 |  |  | (OP) Operating
993 | Auburn Board of Public Works | 2215 | Auburn | Electric Utility | NE | 5 | 3 | Natural Gas Internal Combustion Engine | NG | IC | 7 | 1973 |  |  | (OP) Operating
993 | Auburn Board of Public Works | 2215 | Auburn | Electric Utility | NE | 6 | 2.5 | Natural Gas Internal Combustion Engine | NG | IC | 5 | 1967 |  |  | (OP) Operating
993 | Auburn Board of Public Works | 2215 | Auburn | Electric Utility | NE | 7 | 5.2 | Natural Gas Internal Combustion Engine | NG | IC | 7 | 1987 |  |  | (OP) Operating
871 | Village of Arnold - (NE) | 2216 | Arnold | Electric Utility | NE | 1 | 0.5 | Petroleum Liquids | DFO | IC | 1 | 1960 |  |  | (SB) Standby/Backup: available for service but not normally used
871 | Village of Arnold - (NE) | 2216 | Arnold | Electric Utility | NE | 2A | 0.1 | Petroleum Liquids | DFO | IC | 1 | 1937 |  |  | (OS) Out of service and NOT expected to return to service in next calendar year
871 | Village of Arnold - (NE) | 2216 | Arnold | Electric Utility | NE | 3 | 0.2 | Petroleum Liquids | DFO | IC | 1 | 1942 |  |  | (SB) Standby/Backup: available for service but not normally used
871 | Village of Arnold - (NE) | 2216 | Arnold | Electric Utility | NE | 4 | 0.2 | Petroleum Liquids | DFO | IC | 1 | 1946 |  |  | (OA) Out of service but expected to return to service in next calendar year
1435 | City of Beaver City - (NE) | 2217 | Beaver City | Electric Utility | NE | 1 | 0.4 | Petroleum Liquids | DFO | IC | 10 | 1957 |  |  | (OP) Operating
1435 | City of Beaver City - (NE) | 2217 | Beaver City | Electric Utility | NE | 2 | 0.3 | Natural Gas Internal Combustion Engine | NG | IC | 9 | 1963 |  |  | (OP) Operating
1435 | City of Beaver City - (NE) | 2217 | Beaver City | Electric Utility | NE | 3 | 0.2 | Petroleum Liquids | DFO | IC | 10 | 1947 |  |  | (OP) Operating
1435 | City of Beaver City - (NE) | 2217 | Beaver City | Electric Utility | NE | 4 | 0.8 | Natural Gas Internal Combustion Engine | NG | IC | 9 | 1967 |  |  | (OP) Operating
2277 | City of Broken Bow - (NE) | 2221 | Broken Bow | Electric Utility | NE | 1 | 0.5 | Petroleum Liquids | DFO | IC | 88 | 1936 |  |  | (OP) Operating
2277 | City of Broken Bow - (NE) | 2221 | Broken Bow | Electric Utility | NE | 2 | 3.5 | Natural Gas Internal Combustion Engine | NG | IC | 88 | 1970 |  |  | (OP) Operating
2277 | City of Broken Bow - (NE) | 2221 | Broken Bow | Electric Utility | NE | 3 | 0.7 | Petroleum Liquids | DFO | IC | 88 | 1945 |  |  | (OP) Operating
2277 | City of Broken Bow - (NE) | 2221 | Broken Bow | Electric Utility | NE | 4 | 0.7 | Natural Gas Internal Combustion Engine | NG | IC | 88 | 1951 |  |  | (OP) Operating
2277 | City of Broken Bow - (NE) | 2221 | Broken Bow | Electric Utility | NE | 5 | 1 | Natural Gas Internal Combustion Engine | NG | IC | 88 | 1951 |  |  | (OP) Operating
2277 | City of Broken Bow - (NE) | 2221 | Broken Bow | Electric Utility | NE | 6 | 2 | Natural Gas Internal Combustion Engine | NG | IC | 88 | 1961 |  |  | (OP) Operating
2609 | City of Burwell - (NE) | 2222 | Burwell | Electric Utility | NE | 1 | 1.4 | Petroleum Liquids | DFO | IC | 10 | 1972 |  |  | (SB) Standby/Backup: available for service but not normally used
2609 | City of Burwell - (NE) | 2222 | Burwell | Electric Utility | NE | 2 | 1.1 | Petroleum Liquids | DFO | IC | 1 | 1968 |  |  | (SB) Standby/Backup: available for service but not normally used
2609 | City of Burwell - (NE) | 2222 | Burwell | Electric Utility | NE | 3 | 0.9 | Petroleum Liquids | DFO | IC | 7 | 1960 |  |  | (SB) Standby/Backup: available for service but not normally used
2609 | City of Burwell - (NE) | 2222 | Burwell | Electric Utility | NE | 4 | 0.7 | Petroleum Liquids | DFO | IC | 3 | 1955 |  |  | (SB) Standby/Backup: available for service but not normally used
2888 | City of Cambridge - (NE) | 2223 | Cambridge | Electric Utility | NE | CAT1 | 2 | Petroleum Liquids | DFO | IC | 6 | 2005 |  |  | (SB) Standby/Backup: available for service but not normally used
2888 | City of Cambridge - (NE) | 2223 | Cambridge | Electric Utility | NE | CAT2 | 2 | Petroleum Liquids | DFO | IC | 6 | 2005 |  |  | (OP) Operating
2931 | Village of Campbell - (NE) | 2225 | Campbell Village | Electric Utility | NE | 1 | 0.1 | Petroleum Liquids | DFO | IC | 9 | 1927 |  |  | (SB) Standby/Backup: available for service but not normally used
2931 | Village of Campbell - (NE) | 2225 | Campbell Village | Electric Utility | NE | 2 | 0.1 | Petroleum Liquids | DFO | IC | 9 | 1937 |  |  | (SB) Standby/Backup: available for service but not normally used
2931 | Village of Campbell - (NE) | 2225 | Campbell Village | Electric Utility | NE | 3 | 0.1 | Petroleum Liquids | DFO | IC | 9 | 1946 |  |  | (SB) Standby/Backup: available for service but not normally used
2931 | Village of Campbell - (NE) | 2225 | Campbell Village | Electric Utility | NE | IC4 | 1 | Petroleum Liquids | DFO | IC | 9 | 1983 |  |  | (SB) Standby/Backup: available for service but not normally used
13337 | Nebraska Public Power District | 2226 | Canaday | Electric Utility | NE | 1 | 115 | Natural Gas Steam Turbine | NG | ST | 1 | 1958 |  |  | (OP) Operating
3271 | Central Nebraska Pub P&I Dist | 2227 | Jeffrey | Electric Utility | NE | 1 | 10.5 | Conventional Hydroelectric | WAT | HY | 1 | 1941 |  |  | (OP) Operating
3271 | Central Nebraska Pub P&I Dist | 2227 | Jeffrey | Electric Utility | NE | 2 | 10.5 | Conventional Hydroelectric | WAT | HY | 1 | 1941 |  |  | (OP) Operating
3271 | Central Nebraska Pub P&I Dist | 2228 | Johnson 1 | Electric Utility | NE | 1 | 10 | Conventional Hydroelectric | WAT | HY | 4 | 1941 |  |  | (OP) Operating
3271 | Central Nebraska Pub P&I Dist | 2228 | Johnson 1 | Electric Utility | NE | 2 | 10 | Conventional Hydroelectric | WAT | HY | 4 | 1941 |  |  | (OP) Operating
3271 | Central Nebraska Pub P&I Dist | 2229 | Johnson 2 | Electric Utility | NE | 1 | 22.5 | Conventional Hydroelectric | WAT | HY | 4 | 1941 |  |  | (OP) Operating
3373 | City of Chappell - (NE) | 2230 | Chappell | Electric Utility | NE | 1 | 0.1 | Petroleum Liquids | DFO | IC | 1 | 1940 |  |  | (OP) Operating
3373 | City of Chappell - (NE) | 2230 | Chappell | Electric Utility | NE | 5 | 1 | Petroleum Liquids | DFO | IC | 8 | 1982 |  |  | (OP) Operating
4527 | City of Crete | 2231 | Crete | Electric Utility | NE | 7 | 6 | Natural Gas Internal Combustion Engine | NG | IC | 6 | 1973 |  |  | (OP) Operating
4661 | City of Curtis - (NE) | 2232 | Curtis | Electric Utility | NE | 2 | 0.8 | Natural Gas Internal Combustion Engine | NG | IC | 1 | 1955 |  |  | (OP) Operating
4661 | City of Curtis - (NE) | 2232 | Curtis | Electric Utility | NE | 3 | 1 | Natural Gas Internal Combustion Engine | NG | IC | 1 | 1969 |  |  | (OP) Operating
4661 | City of Curtis - (NE) | 2232 | Curtis | Electric Utility | NE | 4 | 1.2 | Natural Gas Internal Combustion Engine | NG | IC | 1 | 1975 |  |  | (OP) Operating
4836 | City of David City | 2233 | David City | Electric Utility | NE | 1 | 1.3 | Natural Gas Internal Combustion Engine | NG | IC | 1 | 1960 |  |  | (OP) Operating
4836 | City of David City | 2233 | David City | Electric Utility | NE | 2 | 0.8 | Petroleum Liquids | DFO | IC | 1 | 1949 |  |  | (OP) Operating
4836 | City of David City | 2233 | David City | Electric Utility | NE | 3 | 0.9 | Natural Gas Internal Combustion Engine | NG | IC | 1 | 1955 |  |  | (OP) Operating
4836 | City of David City | 2233 | David City | Electric Utility | NE | 4 | 1.8 | Natural Gas Internal Combustion Engine | NG | IC | 1 | 1966 |  |  | (OP) Operating
4836 | City of David City | 2233 | David City | Electric Utility | NE | 5 | 1.3 | Petroleum Liquids | DFO | IC | 12 | 1996 |  |  | (OP) Operating
4836 | City of David City | 2233 | David City | Electric Utility | NE | 6 | 1.3 | Petroleum Liquids | DFO | IC | 12 | 1996 |  |  | (OP) Operating
4836 | City of David City | 2233 | David City | Electric Utility | NE | 7 | 1.3 | Petroleum Liquids | DFO | IC | 12 | 1996 |  |  | (OP) Operating
5097 | City of Deshler - (NE) | 2234 | Deshler | Electric Utility | NE | 1A | 0.3 | Petroleum Liquids | DFO | IC | 1 | 2001 |  |  | (OP) Operating
5097 | City of Deshler - (NE) | 2234 | Deshler | Electric Utility | NE | 2 | 0.2 | Petroleum Liquids | DFO | IC | 1 | 1950 |  |  | (OP) Operating
5097 | City of Deshler - (NE) | 2234 | Deshler | Electric Utility | NE | 4 | 0.6 | Petroleum Liquids | DFO | IC | 1 | 1956 |  |  | (OP) Operating
5097 | City of Deshler - (NE) | 2234 | Deshler | Electric Utility | NE | 5 | 1.1 | Petroleum Liquids | DFO | IC | 3 | 1999 |  |  | (OP) Operating
5850 | City of Emerson - (NE) | 2235 | Emerson | Electric Utility | NE | 2 | 1.1 | Natural Gas Internal Combustion Engine | NG | IC | 1 | 1968 |  |  | (OP) Operating
5850 | City of Emerson - (NE) | 2235 | Emerson | Electric Utility | NE | 3 | 0.1 | Petroleum Liquids | DFO | IC | 1 | 1947 |  |  | (OP) Operating
5850 | City of Emerson - (NE) | 2235 | Emerson | Electric Utility | NE | 4 | 0.4 | Natural Gas Internal Combustion Engine | NG | IC | 1 | 1960 |  |  | (OP) Operating
6132 | City of Fairbury | 2236 | Fairbury | Electric Utility | NE | 1 | 3.8 | Natural Gas Steam Turbine | NG | ST | 1 | 1948 |  |  | (OP) Operating
6132 | City of Fairbury | 2236 | Fairbury | Electric Utility | NE | 2 | 2.5 | Natural Gas Steam Turbine | NG | ST | 1 | 1938 |  |  | (OP) Operating
6132 | City of Fairbury | 2236 | Fairbury | Electric Utility | NE | 4 | 12.5 | Natural Gas Steam Turbine | NG | ST | 1 | 1965 |  |  | (SB) Standby/Backup: available for service but not normally used
6175 | City of Falls City - (NE) | 2237 | Falls City | Electric Utility | NE | 1 | 0.6 | Petroleum Liquids | DFO | IC | 8 | 1930 |  |  | (OP) Operating
6175 | City of Falls City - (NE) | 2237 | Falls City | Electric Utility | NE | 2 | 0.9 | Petroleum Liquids | DFO | IC | 8 | 1937 |  |  | (OP) Operating
6175 | City of Falls City - (NE) | 2237 | Falls City | Electric Utility | NE | 3 | 2.3 | Natural Gas Internal Combustion Engine | NG | IC | 2 | 1965 |  |  | (OP) Operating
6175 | City of Falls City - (NE) | 2237 | Falls City | Electric Utility | NE | 4 | 0.8 | Natural Gas Internal Combustion Engine | NG | IC | 8 | 1946 |  |  | (OP) Operating
6175 | City of Falls City - (NE) | 2237 | Falls City | Electric Utility | NE | 5 | 1.4 | Natural Gas Internal Combustion Engine | NG | IC | 11 | 1950 |  |  | (OP) Operating
6175 | City of Falls City - (NE) | 2237 | Falls City | Electric Utility | NE | 6 | 2 | Natural Gas Internal Combustion Engine | NG | IC | 2 | 1958 |  |  | (OP) Operating
6175 | City of Falls City - (NE) | 2237 | Falls City | Electric Utility | NE | 7 | 5.9 | Natural Gas Internal Combustion Engine | NG | IC | 6 | 1972 |  |  | (OP) Operating
6175 | City of Falls City - (NE) | 2237 | Falls City | Electric Utility | NE | 8 | 6 | Natural Gas Internal Combustion Engine | NG | IC | 3 | 1982 |  |  | (OP) Operating
6723 | City of Franklin - (NE) | 2238 | Franklin (NE) | Electric Utility | NE | 1 | 0.6 | Natural Gas Internal Combustion Engine | NG | IC | 7 | 1963 |  |  | (OP) Operating
6723 | City of Franklin - (NE) | 2238 | Franklin (NE) | Electric Utility | NE | 2 | 1.3 | Natural Gas Internal Combustion Engine | NG | IC | 10 | 1974 |  |  | (OP) Operating
6723 | City of Franklin - (NE) | 2238 | Franklin (NE) | Electric Utility | NE | 3 | 1.1 | Natural Gas Internal Combustion Engine | NG | IC | 11 | 1969 |  |  | (OP) Operating
6723 | City of Franklin - (NE) | 2238 | Franklin (NE) | Electric Utility | NE | 4 | 0.9 | Natural Gas Internal Combustion Engine | NG | IC | 1 | 1955 |  |  | (OP) Operating
6779 | City of Fremont - (NE) | 2240 | Lon Wright | Electric Utility | NE | 5OT | 40 | Natural Gas Fired Combustion Turbine | NG | GT | 11 | 2003 |  |  | (OP) Operating
6779 | City of Fremont - (NE) | 2240 | Lon Wright | Electric Utility | NE | 6 | 15 | Conventional Steam Coal | SUB | ST | 8 | 1957 |  |  | (OP) Operating
6779 | City of Fremont - (NE) | 2240 | Lon Wright | Electric Utility | NE | 7 | 20 | Conventional Steam Coal | SUB | ST | 8 | 1963 |  |  | (OP) Operating
6779 | City of Fremont - (NE) | 2240 | Lon Wright | Electric Utility | NE | 8 | 85 | Conventional Steam Coal | SUB | ST | 1 | 1977 |  |  | (OP) Operating
40606 | City of Grand Island - (NE) | 2241 | C W Burdick | Electric Utility | NE | 1 | 16.5 | Natural Gas Steam Turbine | NG | ST | 10 | 1957 |  |  | (SB) Standby/Backup: available for service but not normally used
40606 | City of Grand Island - (NE) | 2241 | C W Burdick | Electric Utility | NE | 2 | 22 | Natural Gas Steam Turbine | NG | ST | 8 | 1963 |  |  | (SB) Standby/Backup: available for service but not normally used
40606 | City of Grand Island - (NE) | 2241 | C W Burdick | Electric Utility | NE | 3 | 54 | Natural Gas Steam Turbine | NG | ST | 2 | 1972 |  |  | (SB) Standby/Backup: available for service but not normally used
40606 | City of Grand Island - (NE) | 2241 | C W Burdick | Electric Utility | NE | GT1 | 13.6 | Natural Gas Fired Combustion Turbine | NG | GT | 3 | 1968 |  |  | (OP) Operating
40606 | City of Grand Island - (NE) | 2241 | C W Burdick | Electric Utility | NE | GT2 | 34 | Natural Gas Fired Combustion Turbine | NG | GT | 4 | 2003 |  |  | (OP) Operating
40606 | City of Grand Island - (NE) | 2241 | C W Burdick | Electric Utility | NE | GT3 | 34 | Natural Gas Fired Combustion Turbine | NG | GT | 4 | 2003 |  |  | (OP) Operating
8245 | City of Hastings - (NE) | 2243 | Don Henry | Electric Utility | NE | 1 | 18 | Natural Gas Fired Combustion Turbine | NG | GT | 6 | 1972 |  |  | (SB) Standby/Backup: available for service but not normally used
8245 | City of Hastings - (NE) | 2244 | North Denver | Electric Utility | NE | 4 | 15 | Natural Gas Steam Turbine | NG | ST | 12 | 1957 |  |  | (SB) Standby/Backup: available for service but not normally used
8245 | City of Hastings - (NE) | 2244 | North Denver | Electric Utility | NE | 5 | 20 | Natural Gas Steam Turbine | NG | ST | 10 | 1967 |  |  | (SB) Standby/Backup: available for service but not normally used
10260 | City of Kimball - (NE) | 2248 | Kimball | Electric Utility | NE | 1 | 0.7 | Natural Gas Internal Combustion Engine | NG | IC | 9 | 1956 |  |  | (OP) Operating
10260 | City of Kimball - (NE) | 2248 | Kimball | Electric Utility | NE | 2 | 0.7 | Natural Gas Internal Combustion Engine | NG | IC | 9 | 1955 |  |  | (OP) Operating
10260 | City of Kimball - (NE) | 2248 | Kimball | Electric Utility | NE | 3 | 1 | Natural Gas Internal Combustion Engine | NG | IC | 9 | 1959 |  |  | (OP) Operating
10260 | City of Kimball - (NE) | 2248 | Kimball | Electric Utility | NE | 4 | 1 | Natural Gas Internal Combustion Engine | NG | IC | 9 | 1960 |  |  | (OP) Operating
10260 | City of Kimball - (NE) | 2248 | Kimball | Electric Utility | NE | 5 | 0.6 | Natural Gas Internal Combustion Engine | NG | IC | 1 | 1944 |  |  | (OP) Operating
10260 | City of Kimball - (NE) | 2248 | Kimball | Electric Utility | NE | 6 | 3.6 | Natural Gas Internal Combustion Engine | NG | IC | 9 | 1974 |  |  | (OP) Operating
10760 | City of Laurel - (NE) | 2249 | Laurel | Electric Utility | NE | 1 | 1.1 | Natural Gas Internal Combustion Engine | NG | IC | 10 | 1974 |  |  | (SB) Standby/Backup: available for service but not normally used
10760 | City of Laurel - (NE) | 2249 | Laurel | Electric Utility | NE | 2 | 0.7 | Natural Gas Internal Combustion Engine | NG | IC | 1 | 1970 |  |  | (SB) Standby/Backup: available for service but not normally used
10760 | City of Laurel - (NE) | 2249 | Laurel | Electric Utility | NE | 3 | 0.5 | Natural Gas Internal Combustion Engine | NG | IC | 1 | 1965 |  |  | (SB) Standby/Backup: available for service but not normally used
10760 | City of Laurel - (NE) | 2249 | Laurel | Electric Utility | NE | 4 | 0.3 | Natural Gas Internal Combustion Engine | NG | IC | 1 | 1960 |  |  | (SB) Standby/Backup: available for service but not normally used
10760 | City of Laurel - (NE) | 2249 | Laurel | Electric Utility | NE | 6 | 0.2 | Natural Gas Internal Combustion Engine | NG | IC | 1 | 1956 |  |  | (SB) Standby/Backup: available for service but not normally used
10760 | City of Laurel - (NE) | 2249 | Laurel | Electric Utility | NE | 7 | 1.1 | Natural Gas Internal Combustion Engine | NG | IC | 10 | 1992 |  |  | (SB) Standby/Backup: available for service but not normally used
11018 | Lincoln Electric System | 2250 | J Street | Electric Utility | NE | 1 | 29 | Natural Gas Fired Combustion Turbine | NG | GT | 2 | 1972 |  |  | (OP) Operating
11372 | City of Lyons - (NE) | 2253 | Lyons | Electric Utility | NE | 2 | 0.2 | Petroleum Liquids | DFO | IC | 1 | 1953 |  |  | (OP) Operating
11372 | City of Lyons - (NE) | 2253 | Lyons | Electric Utility | NE | 3 | 0.3 | Petroleum Liquids | DFO | IC | 1 | 1960 |  |  | (OP) Operating
11372 | City of Lyons - (NE) | 2253 | Lyons | Electric Utility | NE | 4A | 0.6 | Petroleum Liquids | DFO | IC | 1 | 1967 |  |  | (OP) Operating
13334 | City of Nebraska City | 2255 | Nebraska City # 1 | Electric Utility | NE | 10 | 5.8 | Natural Gas Internal Combustion Engine | NG | IC | 4 | 1979 |  |  | (OP) Operating
13334 | City of Nebraska City | 2255 | Nebraska City # 1 | Electric Utility | NE | 2 | 1 | Petroleum Liquids | DFO | IC | 5 | 1953 |  |  | (OP) Operating
13334 | City of Nebraska City | 2255 | Nebraska City # 1 | Electric Utility | NE | 3 | 2 | Natural Gas Internal Combustion Engine | NG | IC | 5 | 1955 |  |  | (OP) Operating
13334 | City of Nebraska City | 2255 | Nebraska City # 1 | Electric Utility | NE | 4 | 2.7 | Natural Gas Internal Combustion Engine | NG | IC | 8 | 1957 |  |  | (OP) Operating
13334 | City of Nebraska City | 2255 | Nebraska City # 1 | Electric Utility | NE | 5 | 1.7 | Natural Gas Internal Combustion Engine | NG | IC | 8 | 1964 |  |  | (OP) Operating
13334 | City of Nebraska City | 2255 | Nebraska City # 1 | Electric Utility | NE | 8 | 3.6 | Natural Gas Internal Combustion Engine | NG | IC | 4 | 1971 |  |  | (OP) Operating
13334 | City of Nebraska City | 2255 | Nebraska City # 1 | Electric Utility | NE | 9 | 5.8 | Natural Gas Internal Combustion Engine | NG | IC | 6 | 1974 |  |  | (OP) Operating
13334 | City of Nebraska City | 2256 | Syracuse # 2 | Electric Utility | NE | 6 | 1.6 | Natural Gas Internal Combustion Engine | NG | IC | 4 | 1969 |  |  | (OP) Operating
13334 | City of Nebraska City | 2256 | Syracuse # 2 | Electric Utility | NE | 7 | 1.6 | Natural Gas Internal Combustion Engine | NG | IC | 5 | 1970 |  |  | (OP) Operating
11251 | Loup River Public Power Dist | 2260 | Columbus | Electric Utility | NE | 1 | 15 | Conventional Hydroelectric | WAT | HY | 1 | 1936 |  |  | (OP) Operating
11251 | Loup River Public Power Dist | 2260 | Columbus | Electric Utility | NE | 2 | 15 | Conventional Hydroelectric | WAT | HY | 1 | 1936 |  |  | (OP) Operating
11251 | Loup River Public Power Dist | 2260 | Columbus | Electric Utility | NE | 3 | 14.9 | Conventional Hydroelectric | WAT | HY | 1 | 1936 |  |  | (OP) Operating
13337 | Nebraska Public Power District | 2265 | Hallam | Electric Utility | NE | 1 | 42.9 | Natural Gas Fired Combustion Turbine | NG | GT | 6 | 1973 |  |  | (OP) Operating
13337 | Nebraska Public Power District | 2266 | Hebron | Electric Utility | NE | 1 | 41.5 | Petroleum Liquids | DFO | GT | 6 | 1973 |  |  | (OP) Operating
13337 | Nebraska Public Power District | 2268 | Kearney | Electric Utility | NE | 1 | 1 | Conventional Hydroelectric | WAT | HY | 1 | 1921 |  |  | (OP) Operating
13337 | Nebraska Public Power District | 2271 | McCook | Electric Utility | NE | 1 | 40.9 | Petroleum Liquids | DFO | GT | 6 | 1973 |  |  | (OP) Operating
11251 | Loup River Public Power Dist | 2273 | Monroe (NE) | Electric Utility | NE | 1 | 1 | Conventional Hydroelectric | WAT | HY | 1 | 1936 |  |  | (OP) Operating
11251 | Loup River Public Power Dist | 2273 | Monroe (NE) | Electric Utility | NE | 2 | 1 | Conventional Hydroelectric | WAT | HY | 1 | 1936 |  |  | (OP) Operating
11251 | Loup River Public Power Dist | 2273 | Monroe (NE) | Electric Utility | NE | 3 | 1 | Conventional Hydroelectric | WAT | HY | 1 | 1936 |  |  | (OP) Operating
13337 | Nebraska Public Power District | 2274 | North Platte | Electric Utility | NE | 1 | 12 | Conventional Hydroelectric | WAT | HY | 1 | 1935 |  |  | (OP) Operating
13337 | Nebraska Public Power District | 2274 | North Platte | Electric Utility | NE | 2 | 12 | Conventional Hydroelectric | WAT | HY | 1 | 1935 |  |  | (OP) Operating
13337 | Nebraska Public Power District | 2277 | Sheldon | Electric Utility | NE | 1 | 100 | Conventional Steam Coal | SUB | ST | 1 | 1961 |  |  | (OP) Operating
13337 | Nebraska Public Power District | 2277 | Sheldon | Electric Utility | NE | 2 | 115 | Conventional Steam Coal | SUB | ST | 1 | 1965 |  |  | (OP) Operating
13337 | Nebraska Public Power District | 2278 | Spencer Hydro | Electric Utility | NE | 1 | 0.8 | Conventional Hydroelectric | WAT | HY | 1 | 1927 |  |  | (OP) Operating
13337 | Nebraska Public Power District | 2278 | Spencer Hydro | Electric Utility | NE | 2 | 0.4 | Conventional Hydroelectric | WAT | HY | 1 | 1952 |  |  | (OP) Operating
14127 | Omaha Public Power District | 2289 | Fort Calhoun | Electric Utility | NE | 1 | 478.6 | Nuclear | NUC | ST | 9 | 1973 |  |  | (OA) Out of service but expected to return to service in next calendar year |  |  |  | 2017 | 1 | 75
14127 | Omaha Public Power District | 2290 | Jones Street | Electric Utility | NE | 1 | 61.7 | Petroleum Liquids | DFO | GT | 6 | 1973 |  |  | (OP) Operating
14127 | Omaha Public Power District | 2290 | Jones Street | Electric Utility | NE | 2 | 61.1 | Petroleum Liquids | DFO | GT | 6 | 1973 |  |  | (OP) Operating
14127 | Omaha Public Power District | 2291 | North Omaha | Electric Utility | NE | 1 | 82.3 | Conventional Steam Coal | SUB | ST | 7 | 1954 |  |  | (OP) Operating | 2016 | 9 | 82.3
14127 | Omaha Public Power District | 2291 | North Omaha | Electric Utility | NE | 2 | 108.8 | Conventional Steam Coal | SUB | ST | 4 | 1957 |  |  | (OP) Operating | 2016 | 9 | 108.8
14127 | Omaha Public Power District | 2291 | North Omaha | Electric Utility | NE | 3 | 104.4 | Conventional Steam Coal | SUB | ST | 4 | 1959 |  |  | (OP) Operating | 2016 | 9 | 108.4
14127 | Omaha Public Power District | 2291 | North Omaha | Electric Utility | NE | 4 | 129.3 | Conventional Steam Coal | SUB | ST | 3 | 1963 |  |  | (OP) Operating
14127 | Omaha Public Power District | 2291 | North Omaha | Electric Utility | NE | 5 | 216.7 | Conventional Steam Coal | SUB | ST | 5 | 1968 |  |  | (OP) Operating
14127 | Omaha Public Power District | 2292 | Sarpy County | Electric Utility | NE | 1 | 55.8 | Natural Gas Fired Combustion Turbine | NG | GT | 6 | 1972 |  |  | (OP) Operating
14127 | Omaha Public Power District | 2292 | Sarpy County | Electric Utility | NE | 2 | 56.8 | Natural Gas Fired Combustion Turbine | NG | GT | 6 | 1972 |  |  | (OP) Operating
14127 | Omaha Public Power District | 2292 | Sarpy County | Electric Utility | NE | 3 | 106.8 | Natural Gas Fired Combustion Turbine | NG | GT | 5 | 1996 |  |  | (OP) Operating
14127 | Omaha Public Power District | 2292 | Sarpy County | Electric Utility | NE | 4 | 47.9 | Natural Gas Fired Combustion Turbine | NG | GT | 5 | 2000 |  |  | (OP) Operating
14127 | Omaha Public Power District | 2292 | Sarpy County | Electric Utility | NE | 5 | 47.7 | Natural Gas Fired Combustion Turbine | NG | GT | 5 | 2000 |  |  | (OP) Operating
14127 | Omaha Public Power District | 2292 | Sarpy County | Electric Utility | NE | BSD | 3.4 | Petroleum Liquids | DFO | IC | 5 | 1996 |  |  | (OP) Operating
14172 | City of Ord - (NE) | 2294 | Ord | Electric Utility | NE | 1 | 5 | Petroleum Liquids | DFO | IC | 1 | 1973 |  |  | (OP) Operating
14172 | City of Ord - (NE) | 2294 | Ord | Electric Utility | NE | 2 | 1 | Petroleum Liquids | DFO | IC | 1 | 1966 |  |  | (OP) Operating
14172 | City of Ord - (NE) | 2294 | Ord | Electric Utility | NE | 3 | 2 | Petroleum Liquids | DFO | IC | 1 | 1963 |  |  | (OP) Operating
14172 | City of Ord - (NE) | 2294 | Ord | Electric Utility | NE | 4A | 1.4 | Petroleum Liquids | DFO | IC | 4 | 1997 |  |  | (OP) Operating
14172 | City of Ord - (NE) | 2294 | Ord | Electric Utility | NE | 5A | 1.4 | Petroleum Liquids | DFO | IC | 4 | 1997 |  |  | (OP) Operating
14277 | Village of Oxford - (NE) | 2295 | Oxford (NE) | Electric Utility | NE | 2 | 0.5 | Natural Gas Internal Combustion Engine | NG | IC | 8 | 1953 |  |  | (OP) Operating
14277 | Village of Oxford - (NE) | 2295 | Oxford (NE) | Electric Utility | NE | 3 | 0.8 | Natural Gas Internal Combustion Engine | NG | IC | 1 | 1956 |  |  | (OP) Operating
14277 | Village of Oxford - (NE) | 2295 | Oxford (NE) | Electric Utility | NE | 4 | 0.5 | Natural Gas Internal Combustion Engine | NG | IC | 1 | 1956 |  |  | (OP) Operating
14277 | Village of Oxford - (NE) | 2295 | Oxford (NE) | Electric Utility | NE | 5 | 1.2 | Natural Gas Internal Combustion Engine | NG | IC | 10 | 1972 |  |  | (OP) Operating
14656 | City of Pender - (NE) | 2296 | Pender | Electric Utility | NE | 1 | 1.2 | Natural Gas Internal Combustion Engine | NG | IC | 1 | 1968 |  |  | (OP) Operating
14656 | City of Pender - (NE) | 2296 | Pender | Electric Utility | NE | 2 | 2 | Natural Gas Internal Combustion Engine | NG | IC | 1 | 1973 |  |  | (OP) Operating
14656 | City of Pender - (NE) | 2296 | Pender | Electric Utility | NE | 3 | 0.5 | Natural Gas Internal Combustion Engine | NG | IC | 1 | 1953 |  |  | (OP) Operating
14656 | City of Pender - (NE) | 2296 | Pender | Electric Utility | NE | 4 | 0.8 | Natural Gas Internal Combustion Engine | NG | IC | 1 | 1961 |  |  | (OP) Operating
15132 | City of Plainview - (NE) | 2297 | Plainview Muncipal Power | Electric Utility | NE | 1 | 1.1 | Petroleum Liquids | DFO | IC | 1 | 1949 |  |  | (OP) Operating
15132 | City of Plainview - (NE) | 2297 | Plainview Muncipal Power | Electric Utility | NE | 3 | 0.9 | Petroleum Liquids | DFO | IC | 1 | 1958 |  |  | (OP) Operating
15132 | City of Plainview - (NE) | 2297 | Plainview Muncipal Power | Electric Utility | NE | 4 | 1.2 | Petroleum Liquids | DFO | IC | 1 | 1963 |  |  | (OP) Operating
15132 | City of Plainview - (NE) | 2297 | Plainview Muncipal Power | Electric Utility | NE | 5 | 1.8 | Petroleum Liquids | DFO | IC | 6 | 1999 |  |  | (OP) Operating
15773 | City of Red Cloud - (NE) | 2299 | Red Cloud | Electric Utility | NE | 1 | 0.5 | Petroleum Liquids | DFO | IC | 1 | 1950 |  |  | (OP) Operating
15773 | City of Red Cloud - (NE) | 2299 | Red Cloud | Electric Utility | NE | 2 | 0.6 | Petroleum Liquids | DFO | IC | 6 | 1953 |  |  | (OP) Operating
15773 | City of Red Cloud - (NE) | 2299 | Red Cloud | Electric Utility | NE | 3 | 1.2 | Petroleum Liquids | DFO | IC | 12 | 1960 |  |  | (OP) Operating
15773 | City of Red Cloud - (NE) | 2299 | Red Cloud | Electric Utility | NE | 4 | 1.2 | Petroleum Liquids | DFO | IC | 8 | 1968 |  |  | (OP) Operating
15773 | City of Red Cloud - (NE) | 2299 | Red Cloud | Electric Utility | NE | 5 | 2.2 | Petroleum Liquids | DFO | IC | 9 | 1973 |  |  | (OP) Operating
16667 | City of Sargent - (NE) | 2300 | Sargent | Electric Utility | NE | 1 | 1.1 | Petroleum Liquids | DFO | IC | 3 | 1968 |  |  | (OP) Operating
16667 | City of Sargent - (NE) | 2300 | Sargent | Electric Utility | NE | 3 | 0.9 | Petroleum Liquids | DFO | IC | 2 | 1964 |  |  | (OP) Operating
16667 | City of Sargent - (NE) | 2300 | Sargent | Electric Utility | NE | 4 | 0.4 | Petroleum Liquids | DFO | IC | 1 | 1954 |  |  | (OP) Operating
17149 | City of Sidney - (NE) | 2302 | Sidney (NE) | Electric Utility | NE | 1 | 1 | Natural Gas Internal Combustion Engine | NG | IC | 1 | 1949 |  |  | (OP) Operating
17149 | City of Sidney - (NE) | 2302 | Sidney (NE) | Electric Utility | NE | 2 | 2 | Natural Gas Internal Combustion Engine | NG | IC | 1 | 1951 |  |  | (OP) Operating
17149 | City of Sidney - (NE) | 2302 | Sidney (NE) | Electric Utility | NE | 3 | 0.6 | Petroleum Liquids | DFO | IC | 1 | 1931 |  |  | (OP) Operating
17149 | City of Sidney - (NE) | 2302 | Sidney (NE) | Electric Utility | NE | 4 | 0.8 | Natural Gas Internal Combustion Engine | NG | IC | 1 | 1947 |  |  | (OP) Operating
17149 | City of Sidney - (NE) | 2302 | Sidney (NE) | Electric Utility | NE | 5 | 2.5 | Natural Gas Internal Combustion Engine | NG | IC | 1 | 1955 |  |  | (OP) Operating
17727 | Village of Spalding - (NE) | 2303 | Spalding | Electric Utility | NE | 1 | 0.1 | Conventional Hydroelectric | WAT | HY | 7 | 1919 |  |  | (OP) Operating
17727 | Village of Spalding - (NE) | 2303 | Spalding | Electric Utility | NE | 2 | 0.1 | Conventional Hydroelectric | WAT | HY | 7 | 1956 |  |  | (OP) Operating
17727 | Village of Spalding - (NE) | 2303 | Spalding | Electric Utility | NE | 4 | 0.2 | Petroleum Liquids | DFO | IC | 8 | 1947 |  |  | (SB) Standby/Backup: available for service but not normally used
17727 | Village of Spalding - (NE) | 2303 | Spalding | Electric Utility | NE | 5 | 0.4 | Petroleum Liquids | DFO | IC | 8 | 1959 |  |  | (SB) Standby/Backup: available for service but not normally used
17727 | Village of Spalding - (NE) | 2303 | Spalding | Electric Utility | NE | 6 | 1.3 | Petroleum Liquids | DFO | IC | 7 | 1975 |  |  | (SB) Standby/Backup: available for service but not normally used
18230 | City of Stuart - (NE) | 2305 | Stuart (NE) | Electric Utility | NE | 1 | 0.7 | Petroleum Liquids | DFO | IC | 1 | 1952 |  |  | (OP) Operating
18230 | City of Stuart - (NE) | 2305 | Stuart (NE) | Electric Utility | NE | 2 | 0.2 | Petroleum Liquids | DFO | IC | 1 | 1960 |  |  | (OP) Operating
18230 | City of Stuart - (NE) | 2305 | Stuart (NE) | Electric Utility | NE | 3 | 0.2 | Petroleum Liquids | DFO | IC | 1 | 1952 |  |  | (OP) Operating
18230 | City of Stuart - (NE) | 2305 | Stuart (NE) | Electric Utility | NE | 5 | 0.8 | Petroleum Liquids | DFO | IC | 8 | 1997 |  |  | (OP) Operating
18525 | City of Tecumseh | 2308 | Tecumseh | Electric Utility | NE | 1 | 0.6 | Petroleum Liquids | DFO | IC | 1 | 1948 |  |  | (OP) Operating
18525 | City of Tecumseh | 2308 | Tecumseh | Electric Utility | NE | 2 | 1.4 | Petroleum Liquids | DFO | IC | 1 | 1968 |  |  | (OP) Operating
18525 | City of Tecumseh | 2308 | Tecumseh | Electric Utility | NE | 3 | 1 | Petroleum Liquids | DFO | IC | 1 | 1953 |  |  | (OP) Operating
18525 | City of Tecumseh | 2308 | Tecumseh | Electric Utility | NE | 4 | 1.2 | Petroleum Liquids | DFO | IC | 1 | 1960 |  |  | (OP) Operating
18525 | City of Tecumseh | 2308 | Tecumseh | Electric Utility | NE | 5A | 2.4 | Petroleum Liquids | DFO | IC | 3 | 1993 |  |  | (OP) Operating
19968 | City of Wahoo - (NE) | 2310 | Wahoo | Electric Utility | NE | 1 | 2.1 | Natural Gas Internal Combustion Engine | NG | IC | 9 | 1960 |  |  | (OP) Operating
19968 | City of Wahoo - (NE) | 2310 | Wahoo | Electric Utility | NE | 2 | 0.4 | Petroleum Liquids | DFO | IC | 8 | 1936 |  |  | (OP) Operating
19968 | City of Wahoo - (NE) | 2310 | Wahoo | Electric Utility | NE | 3 | 4.4 | Natural Gas Internal Combustion Engine | NG | IC | 8 | 1973 |  |  | (OP) Operating
19968 | City of Wahoo - (NE) | 2310 | Wahoo | Electric Utility | NE | 4 | 1.1 | Natural Gas Internal Combustion Engine | NG | IC | 6 | 1947 |  |  | (OP) Operating
19968 | City of Wahoo - (NE) | 2310 | Wahoo | Electric Utility | NE | 5 | 2.2 | Natural Gas Internal Combustion Engine | NG | IC | 9 | 1952 |  |  | (OP) Operating
19968 | City of Wahoo - (NE) | 2310 | Wahoo | Electric Utility | NE | 6 | 3.4 | Natural Gas Internal Combustion Engine | NG | IC | 7 | 1969 |  |  | (OP) Operating
19980 | City of Wakefield - (NE) | 2311 | Wakefield | Electric Utility | NE | 2 | 0.5 | Natural Gas Internal Combustion Engine | NG | IC | 1 | 1915 |  |  | (OP) Operating
19980 | City of Wakefield - (NE) | 2311 | Wakefield | Electric Utility | NE | 5 | 1 | Natural Gas Internal Combustion Engine | NG | IC | 1 | 1966 |  |  | (OP) Operating
19980 | City of Wakefield - (NE) | 2311 | Wakefield | Electric Utility | NE | 6 | 1.1 | Natural Gas Internal Combustion Engine | NG | IC | 1 | 1971 |  |  | (OP) Operating
19980 | City of Wakefield - (NE) | 2311 | Wakefield | Electric Utility | NE | IC4 | 0.6 | Natural Gas Internal Combustion Engine | NG | IC | 1 | 1961 |  |  | (OP) Operating
20219 | City of Wayne | 2312 | Wayne IC | Electric Utility | NE | 1 | 0.8 | Petroleum Liquids | DFO | IC | 1 | 1951 |  |  | (OP) Operating
20219 | City of Wayne | 2312 | Wayne IC | Electric Utility | NE | 2 | 0.9 | Petroleum Liquids | DFO | IC | 1 | 1947 |  |  | (SB) Standby/Backup: available for service but not normally used
20219 | City of Wayne | 2312 | Wayne IC | Electric Utility | NE | 3 | 1.8 | Petroleum Liquids | DFO | IC | 1 | 1956 |  |  | (OP) Operating
20219 | City of Wayne | 2312 | Wayne IC | Electric Utility | NE | 4 | 1.9 | Petroleum Liquids | DFO | IC | 1 | 1960 |  |  | (OP) Operating
20219 | City of Wayne | 2312 | Wayne IC | Electric Utility | NE | 5 | 3.5 | Petroleum Liquids | DFO | IC | 1 | 1966 |  |  | (OP) Operating
20219 | City of Wayne | 2312 | Wayne IC | Electric Utility | NE | 6 | 5 | Petroleum Liquids | DFO | IC | 1 | 1968 |  |  | (OP) Operating
20219 | City of Wayne | 2312 | Wayne IC | Electric Utility | NE | 7 | 3.3 | Petroleum Liquids | DFO | IC | 2 | 1998 |  |  | (OP) Operating
20219 | City of Wayne | 2312 | Wayne IC | Electric Utility | NE | 8 | 3.3 | Petroleum Liquids | DFO | IC | 2 | 1998 |  |  | (OP) Operating
20397 | City of West Point - (NE) | 2313 | West Point Municipal | Electric Utility | NE | 2 | 0.9 | Natural Gas Internal Combustion Engine | NG | IC | 5 | 1947 |  |  | (OP) Operating
20397 | City of West Point - (NE) | 2313 | West Point Municipal | Electric Utility | NE | 3 | 1.2 | Natural Gas Internal Combustion Engine | NG | IC | 7 | 1959 |  |  | (OP) Operating
20397 | City of West Point - (NE) | 2313 | West Point Municipal | Electric Utility | NE | 4 | 2.3 | Natural Gas Internal Combustion Engine | NG | IC | 8 | 1965 |  |  | (OP) Operating
20397 | City of West Point - (NE) | 2313 | West Point Municipal | Electric Utility | NE | 5 | 4.1 | Natural Gas Internal Combustion Engine | NG | IC | 6 | 1971 |  |  | (OS) Out of service and NOT expected to return to service in next calendar year
20632 | City of Wilber | 2315 | Wilber | Electric Utility | NE | 4 | 0.9 | Petroleum Liquids | DFO | IC | 1 | 1960 |  |  | (OP) Operating
20632 | City of Wilber | 2315 | Wilber | Electric Utility | NE | 5 | 0.6 | Petroleum Liquids | DFO | IC | 1 | 1960 |  |  | (OP) Operating
20632 | City of Wilber | 2315 | Wilber | Electric Utility | NE | 6 | 1.6 | Petroleum Liquids | DFO | IC | 1 | 1997 |  |  | (OP) Operating
20880 | City of Wisner | 2316 | Wisner | Electric Utility | NE | 3 | 0.8 | Petroleum Liquids | DFO | IC | 5 | 1969 |  |  | (OP) Operating
20880 | City of Wisner | 2316 | Wisner | Electric Utility | NE | 4 | 1.5 | Petroleum Liquids | DFO | IC | 3 | 2010 |  |  | (OP) Operating
20880 | City of Wisner | 2316 | Wisner | Electric Utility | NE | 5 | 1.5 | Petroleum Liquids | DFO | IC | 3 | 2010 |  |  | (OP) Operating
13407 | Nevada Power Co | 2322 | Clark (NVE) | Electric Utility | NV | 10 | 85 | Natural Gas Fired Combined Cycle | NG | CA | 5 | 1994 |  |  | (OP) Operating
13407 | Nevada Power Co | 2322 | Clark (NVE) | Electric Utility | NV | 11 | 52 | Natural Gas Fired Combustion Turbine | NG | GT | 11 | 2008 |  |  | (OP) Operating
13407 | Nevada Power Co | 2322 | Clark (NVE) | Electric Utility | NV | 12 | 52 | Natural Gas Fired Combustion Turbine | NG | GT | 8 | 2008 |  |  | (OP) Operating
13407 | Nevada Power Co | 2322 | Clark (NVE) | Electric Utility | NV | 13 | 52 | Natural Gas Fired Combustion Turbine | NG | GT | 11 | 2008 |  |  | (OP) Operating
13407 | Nevada Power Co | 2322 | Clark (NVE) | Electric Utility | NV | 14 | 52 | Natural Gas Fired Combustion Turbine | NG | GT | 9 | 2008 |  |  | (OP) Operating
13407 | Nevada Power Co | 2322 | Clark (NVE) | Electric Utility | NV | 15 | 52 | Natural Gas Fired Combustion Turbine | NG | GT | 8 | 2008 |  |  | (OP) Operating
13407 | Nevada Power Co | 2322 | Clark (NVE) | Electric Utility | NV | 16 | 52 | Natural Gas Fired Combustion Turbine | NG | GT | 7 | 2008 |  |  | (OP) Operating
13407 | Nevada Power Co | 2322 | Clark (NVE) | Electric Utility | NV | 17 | 52 | Natural Gas Fired Combustion Turbine | NG | GT | 11 | 2008 |  |  | (OP) Operating
13407 | Nevada Power Co | 2322 | Clark (NVE) | Electric Utility | NV | 18 | 52 | Natural Gas Fired Combustion Turbine | NG | GT | 7 | 2008 |  |  | (OP) Operating
13407 | Nevada Power Co | 2322 | Clark (NVE) | Electric Utility | NV | 19 | 52 | Natural Gas Fired Combustion Turbine | NG | GT | 7 | 2008 |  |  | (OP) Operating
13407 | Nevada Power Co | 2322 | Clark (NVE) | Electric Utility | NV | 20 | 52 | Natural Gas Fired Combustion Turbine | NG | GT | 7 | 2008 |  |  | (OP) Operating
13407 | Nevada Power Co | 2322 | Clark (NVE) | Electric Utility | NV | 21 | 52 | Natural Gas Fired Combustion Turbine | NG | GT | 7 | 2008 |  |  | (OP) Operating
13407 | Nevada Power Co | 2322 | Clark (NVE) | Electric Utility | NV | 22 | 52 | Natural Gas Fired Combustion Turbine | NG | GT | 7 | 2008 |  |  | (OP) Operating
13407 | Nevada Power Co | 2322 | Clark (NVE) | Electric Utility | NV | 9 | 85 | Natural Gas Fired Combined Cycle | NG | CA | 5 | 1993 |  |  | (OP) Operating
13407 | Nevada Power Co | 2322 | Clark (NVE) | Electric Utility | NV | GT4 | 55 | Natural Gas Fired Combustion Turbine | NG | GT | 6 | 1973 |  |  | (OP) Operating
13407 | Nevada Power Co | 2322 | Clark (NVE) | Electric Utility | NV | GT5 | 73 | Natural Gas Fired Combined Cycle | NG | CT | 5 | 1979 |  |  | (OP) Operating
13407 | Nevada Power Co | 2322 | Clark (NVE) | Electric Utility | NV | GT6 | 73 | Natural Gas Fired Combined Cycle | NG | CT | 5 | 1979 |  |  | (OP) Operating
13407 | Nevada Power Co | 2322 | Clark (NVE) | Electric Utility | NV | GT7 | 73 | Natural Gas Fired Combined Cycle | NG | CT | 6 | 1980 |  |  | (OP) Operating
13407 | Nevada Power Co | 2322 | Clark (NVE) | Electric Utility | NV | GT8 | 73 | Natural Gas Fired Combined Cycle | NG | CT | 6 | 1982 |  |  | (OP) Operating
13407 | Nevada Power Co | 2324 | Reid Gardner | Electric Utility | NV | 4 | 257 | Conventional Steam Coal | BIT | ST | 7 | 1983 | 12 | 2017 | (OP) Operating
17166 | Sierra Pacific Power Co | 2330 | Fort Churchill | Electric Utility | NV | 1 | 113 | Natural Gas Steam Turbine | NG | ST | 9 | 1968 | 9 | 2018 | (OP) Operating
17166 | Sierra Pacific Power Co | 2330 | Fort Churchill | Electric Utility | NV | 2 | 113 | Natural Gas Steam Turbine | NG | ST | 9 | 1971 | 9 | 2021 | (OP) Operating
17166 | Sierra Pacific Power Co | 2336 | Tracy | Electric Utility | NV | 10 | 263 | Natural Gas Fired Combined Cycle | NG | CA | 7 | 2008 |  |  | (OP) Operating
17166 | Sierra Pacific Power Co | 2336 | Tracy | Electric Utility | NV | 3 | 108 | Natural Gas Steam Turbine | NG | ST | 10 | 1974 |  |  | (OP) Operating
17166 | Sierra Pacific Power Co | 2336 | Tracy | Electric Utility | NV | 4 | 64 | Natural Gas Fired Combined Cycle | NG | CT | 7 | 1994 |  |  | (OP) Operating
17166 | Sierra Pacific Power Co | 2336 | Tracy | Electric Utility | NV | 5 | 40 | Natural Gas Fired Combined Cycle | NG | CA | 12 | 1996 |  |  | (OP) Operating
17166 | Sierra Pacific Power Co | 2336 | Tracy | Electric Utility | NV | 8 | 145 | Natural Gas Fired Combined Cycle | NG | CT | 7 | 2008 |  |  | (OP) Operating
17166 | Sierra Pacific Power Co | 2336 | Tracy | Electric Utility | NV | 9 | 145 | Natural Gas Fired Combined Cycle | NG | CT | 7 | 2008 |  |  | (OP) Operating
17166 | Sierra Pacific Power Co | 2336 | Tracy | Electric Utility | NV | GT3 | 66.3 | Natural Gas Fired Combustion Turbine | NG | GT | 7 | 1994 |  |  | (OP) Operating
17166 | Sierra Pacific Power Co | 2336 | Tracy | Electric Utility | NV | GT4 | 66.3 | Natural Gas Fired Combustion Turbine | NG | GT | 7 | 1994 |  |  | (OP) Operating
50048 | TransCanada Hydro Northeast Inc., | 2349 | Comerford | IPP Non-CHP | NH | GEN1 | 25 | Conventional Hydroelectric | WAT | HY | 9 | 1930 |  |  | (OP) Operating
50048 | TransCanada Hydro Northeast Inc., | 2349 | Comerford | IPP Non-CHP | NH | GEN2 | 47.5 | Conventional Hydroelectric | WAT | HY | 9 | 1930 |  |  | (OP) Operating
50048 | TransCanada Hydro Northeast Inc., | 2349 | Comerford | IPP Non-CHP | NH | GEN3 | 47.5 | Conventional Hydroelectric | WAT | HY | 9 | 1930 |  |  | (OP) Operating
50048 | TransCanada Hydro Northeast Inc., | 2349 | Comerford | IPP Non-CHP | NH | GEN4 | 47.5 | Conventional Hydroelectric | WAT | HY | 9 | 1930 |  |  | (OP) Operating
50048 | TransCanada Hydro Northeast Inc., | 2351 | S C Moore | IPP Non-CHP | NH | GEN1 | 47.7 | Conventional Hydroelectric | WAT | HY | 1 | 1957 |  |  | (OP) Operating
50048 | TransCanada Hydro Northeast Inc., | 2351 | S C Moore | IPP Non-CHP | NH | GEN2 | 47.7 | Conventional Hydroelectric | WAT | HY | 1 | 1957 |  |  | (OP) Operating
50048 | TransCanada Hydro Northeast Inc., | 2351 | S C Moore | IPP Non-CHP | NH | GEN3 | 47.7 | Conventional Hydroelectric | WAT | HY | 1 | 1957 |  |  | (OP) Operating
50048 | TransCanada Hydro Northeast Inc., | 2351 | S C Moore | IPP Non-CHP | NH | GEN4 | 47.7 | Conventional Hydroelectric | WAT | HY | 1 | 1957 |  |  | (OP) Operating
50048 | TransCanada Hydro Northeast Inc., | 2352 | Vernon Dam | IPP Non-CHP | VT | 1 | 2.5 | Conventional Hydroelectric | WAT | HY | 8 | 1909 |  |  | (OP) Operating
50048 | TransCanada Hydro Northeast Inc., | 2352 | Vernon Dam | IPP Non-CHP | VT | 10 | 4.2 | Conventional Hydroelectric | WAT | HY | 1 | 1921 |  |  | (OP) Operating
50048 | TransCanada Hydro Northeast Inc., | 2352 | Vernon Dam | IPP Non-CHP | VT | 2 | 2.5 | Conventional Hydroelectric | WAT | HY | 8 | 1909 |  |  | (OP) Operating
50048 | TransCanada Hydro Northeast Inc., | 2352 | Vernon Dam | IPP Non-CHP | VT | 3 | 2.5 | Conventional Hydroelectric | WAT | HY | 8 | 1909 |  |  | (OP) Operating
50048 | TransCanada Hydro Northeast Inc., | 2352 | Vernon Dam | IPP Non-CHP | VT | 4 | 2.5 | Conventional Hydroelectric | WAT | HY | 8 | 1909 |  |  | (OP) Operating
50048 | TransCanada Hydro Northeast Inc., | 2352 | Vernon Dam | IPP Non-CHP | VT | 5 | 4 | Conventional Hydroelectric | WAT | HY | 4 | 2008 |  |  | (OP) Operating
50048 | TransCanada Hydro Northeast Inc., | 2352 | Vernon Dam | IPP Non-CHP | VT | 6 | 4 | Conventional Hydroelectric | WAT | HY | 8 | 1910 |  |  | (OP) Operating
50048 | TransCanada Hydro Northeast Inc., | 2352 | Vernon Dam | IPP Non-CHP | VT | 7 | 4 | Conventional Hydroelectric | WAT | HY | 8 | 1910 |  |  | (OP) Operating
50048 | TransCanada Hydro Northeast Inc., | 2352 | Vernon Dam | IPP Non-CHP | VT | 8 | 4 | Conventional Hydroelectric | WAT | HY | 3 | 2008 |  |  | (OP) Operating
50048 | TransCanada Hydro Northeast Inc., | 2352 | Vernon Dam | IPP Non-CHP | VT | 9 | 4.2 | Conventional Hydroelectric | WAT | HY | 1 | 1921 |  |  | (OP) Operating
50048 | TransCanada Hydro Northeast Inc., | 2353 | Wilder | IPP Non-CHP | VT | GEN1 | 19.5 | Conventional Hydroelectric | WAT | HY | 11 | 1950 |  |  | (OP) Operating
50048 | TransCanada Hydro Northeast Inc., | 2353 | Wilder | IPP Non-CHP | VT | GEN2 | 19.5 | Conventional Hydroelectric | WAT | HY | 11 | 1950 |  |  | (OP) Operating
50048 | TransCanada Hydro Northeast Inc., | 2353 | Wilder | IPP Non-CHP | VT | GEN3 | 2.3 | Conventional Hydroelectric | WAT | HY | 10 | 1987 |  |  | (OP) Operating
15472 | Public Service Co of NH | 2354 | Amoskeag | Electric Utility | NH | 1 | 6.2 | Conventional Hydroelectric | WAT | HY | 8 | 1924 |  |  | (OP) Operating
15472 | Public Service Co of NH | 2354 | Amoskeag | Electric Utility | NH | 2 | 5.3 | Conventional Hydroelectric | WAT | HY | 8 | 1922 |  |  | (OP) Operating
15472 | Public Service Co of NH | 2354 | Amoskeag | Electric Utility | NH | 3 | 5.3 | Conventional Hydroelectric | WAT | HY | 8 | 1922 |  |  | (OP) Operating
15472 | Public Service Co of NH | 2355 | Ayers Island | Electric Utility | NH | 1 | 2.8 | Conventional Hydroelectric | WAT | HY | 8 | 1925 |  |  | (OP) Operating
15472 | Public Service Co of NH | 2355 | Ayers Island | Electric Utility | NH | 2 | 2.8 | Conventional Hydroelectric | WAT | HY | 8 | 1925 |  |  | (OP) Operating
15472 | Public Service Co of NH | 2355 | Ayers Island | Electric Utility | NH | 3 | 2.8 | Conventional Hydroelectric | WAT | HY | 8 | 1925 |  |  | (OP) Operating
15472 | Public Service Co of NH | 2356 | Eastman Falls | Electric Utility | NH | 1 | 1.8 | Conventional Hydroelectric | WAT | HY | 8 | 1937 |  |  | (OP) Operating
15472 | Public Service Co of NH | 2356 | Eastman Falls | Electric Utility | NH | 2 | 3.8 | Conventional Hydroelectric | WAT | HY | 11 | 1983 |  |  | (OP) Operating
15472 | Public Service Co of NH | 2357 | Garvins Falls | Electric Utility | NH | 1 | 3.4 | Conventional Hydroelectric | WAT | HY | 12 | 1981 |  |  | (OP) Operating
15472 | Public Service Co of NH | 2357 | Garvins Falls | Electric Utility | NH | 2 | 3.3 | Conventional Hydroelectric | WAT | HY | 12 | 1981 |  |  | (OP) Operating
15472 | Public Service Co of NH | 2357 | Garvins Falls | Electric Utility | NH | 3 | 2.4 | Conventional Hydroelectric | WAT | HY | 8 | 1925 |  |  | (OP) Operating
15472 | Public Service Co of NH | 2357 | Garvins Falls | Electric Utility | NH | 4 | 3.2 | Conventional Hydroelectric | WAT | HY | 8 | 1925 |  |  | (OP) Operating
15472 | Public Service Co of NH | 2358 | Gorham | Electric Utility | NH | 1 | 0.4 | Conventional Hydroelectric | WAT | HY | 8 | 1917 |  |  | (OP) Operating
15472 | Public Service Co of NH | 2358 | Gorham | Electric Utility | NH | 2 | 0.4 | Conventional Hydroelectric | WAT | HY | 8 | 1917 |  |  | (OP) Operating
15472 | Public Service Co of NH | 2358 | Gorham | Electric Utility | NH | 3 | 0.6 | Conventional Hydroelectric | WAT | HY | 8 | 1923 |  |  | (OP) Operating
15472 | Public Service Co of NH | 2358 | Gorham | Electric Utility | NH | 4 | 0.6 | Conventional Hydroelectric | WAT | HY | 8 | 1923 |  |  | (OP) Operating
15472 | Public Service Co of NH | 2359 | Hooksett | Electric Utility | NH | 1 | 1.6 | Conventional Hydroelectric | WAT | HY | 8 | 1927 |  |  | (OP) Operating
15472 | Public Service Co of NH | 2360 | Jackman | Electric Utility | NH | 1 | 3.6 | Conventional Hydroelectric | WAT | HY | 2 | 1926 |  |  | (OP) Operating
15472 | Public Service Co of NH | 2362 | Lost Nation | Electric Utility | NH | GT1 | 14 | Petroleum Liquids | DFO | GT | 9 | 1969 |  |  | (OP) Operating
15472 | Public Service Co of NH | 2364 | Merrimack | Electric Utility | NH | 1 | 108 | Conventional Steam Coal | BIT | ST | 12 | 1960 |  |  | (OP) Operating
15472 | Public Service Co of NH | 2364 | Merrimack | Electric Utility | NH | 2 | 330.5 | Conventional Steam Coal | BIT | ST | 5 | 1968 |  |  | (OP) Operating
15472 | Public Service Co of NH | 2364 | Merrimack | Electric Utility | NH | GT1 | 16.8 | Petroleum Liquids | JF | GT | 8 | 1968 |  |  | (OP) Operating
15472 | Public Service Co of NH | 2364 | Merrimack | Electric Utility | NH | GT2 | 16.8 | Petroleum Liquids | JF | GT | 8 | 1969 |  |  | (OP) Operating
15472 | Public Service Co of NH | 2367 | Schiller | Electric Utility | NH | 4 | 47.5 | Conventional Steam Coal | BIT | ST | 10 | 1952 |  |  | (OP) Operating
15472 | Public Service Co of NH | 2367 | Schiller | Electric Utility | NH | 5 | 43.1 | Wood/Wood Waste Biomass | WDS | ST | 5 | 1955 |  |  | (OP) Operating
15472 | Public Service Co of NH | 2367 | Schiller | Electric Utility | NH | 6 | 47.9 | Conventional Steam Coal | BIT | ST | 7 | 1957 |  |  | (OP) Operating
15472 | Public Service Co of NH | 2367 | Schiller | Electric Utility | NH | GT1 | 17 | Petroleum Liquids | JF | GT | 11 | 1970 |  |  | (OP) Operating
15472 | Public Service Co of NH | 2368 | Smith (NH) | Electric Utility | NH | 1 | 11.7 | Conventional Hydroelectric | WAT | HY | 8 | 1948 |  |  | (OP) Operating
15472 | Public Service Co of NH | 2369 | White Lake | Electric Utility | NH | GT1 | 17.5 | Petroleum Liquids | JF | GT | 7 | 1968 |  |  | (OP) Operating
55768 | RC Cape May Holdings LLC | 2378 | B L England | IPP Non-CHP | NJ | 2 | 155 | Conventional Steam Coal | BIT | ST | 11 | 1964 |  |  | (OP) Operating |  |  |  | 2019 | 5 | 9
55768 | RC Cape May Holdings LLC | 2378 | B L England | IPP Non-CHP | NJ | 3 | 148 | Petroleum Liquids | RFO | ST | 12 | 1974 |  |  | (OP) Operating
55768 | RC Cape May Holdings LLC | 2378 | B L England | IPP Non-CHP | NJ | IC1 | 2 | Petroleum Liquids | DFO | IC | 8 | 1961 | 5 | 2016 | (OP) Operating
55768 | RC Cape May Holdings LLC | 2378 | B L England | IPP Non-CHP | NJ | IC2 | 2 | Petroleum Liquids | DFO | IC | 8 | 1961 | 5 | 2016 | (OP) Operating
55768 | RC Cape May Holdings LLC | 2378 | B L England | IPP Non-CHP | NJ | IC3 | 2 | Petroleum Liquids | DFO | IC | 8 | 1961 | 5 | 2016 | (OP) Operating
55768 | RC Cape May Holdings LLC | 2378 | B L England | IPP Non-CHP | NJ | IC4 | 2 | Petroleum Liquids | DFO | IC | 8 | 1961 | 5 | 2016 | (OP) Operating
56606 | Calpine New Jersey Generation LLC | 2379 | Carlls Corner | IPP Non-CHP | NJ | CA1 | 37.4 | Natural Gas Fired Combustion Turbine | NG | GT | 4 | 1973 |  |  | (OP) Operating
56606 | Calpine New Jersey Generation LLC | 2379 | Carlls Corner | IPP Non-CHP | NJ | CA2 | 41.2 | Natural Gas Fired Combustion Turbine | NG | GT | 5 | 1973 |  |  | (OP) Operating
17235 | NRG REMA LLC | 2385 | Werner | IPP Non-CHP | NJ | GT1 | 46 | Petroleum Liquids | DFO | GT | 3 | 1972 |  |  | (OS) Out of service and NOT expected to return to service in next calendar year
17235 | NRG REMA LLC | 2385 | Werner | IPP Non-CHP | NJ | GT2 | 46 | Petroleum Liquids | DFO | GT | 4 | 1972 |  |  | (OS) Out of service and NOT expected to return to service in next calendar year
17235 | NRG REMA LLC | 2385 | Werner | IPP Non-CHP | NJ | GT3 | 46 | Petroleum Liquids | DFO | GT | 5 | 1972 |  |  | (OS) Out of service and NOT expected to return to service in next calendar year
17235 | NRG REMA LLC | 2385 | Werner | IPP Non-CHP | NJ | GT4 | 46 | Petroleum Liquids | DFO | GT | 6 | 1972 |  |  | (OS) Out of service and NOT expected to return to service in next calendar year
55951 | Exelon Nuclear | 2388 | Oyster Creek | IPP Non-CHP | NJ | 1 | 609.9 | Nuclear | NUC | ST | 12 | 1969 | 12 | 2019 | (OP) Operating
17235 | NRG REMA LLC | 2390 | Sayreville | IPP Non-CHP | NJ | GT1 | 50 | Petroleum Liquids | DFO | GT | 3 | 1972 |  |  | (OP) Operating
17235 | NRG REMA LLC | 2390 | Sayreville | IPP Non-CHP | NJ | GT2 | 50 | Natural Gas Fired Combustion Turbine | NG | GT | 3 | 1972 |  |  | (OP) Operating
17235 | NRG REMA LLC | 2390 | Sayreville | IPP Non-CHP | NJ | GT3 | 50 | Natural Gas Fired Combustion Turbine | NG | GT | 6 | 1972 |  |  | (OP) Operating
17235 | NRG REMA LLC | 2390 | Sayreville | IPP Non-CHP | NJ | GT4 | 50 | Natural Gas Fired Combustion Turbine | NG | GT | 10 | 1973 |  |  | (OP) Operating
17235 | NRG REMA LLC | 2393 | Gilbert | IPP Non-CHP | NJ | 4 | 47 | Natural Gas Fired Combined Cycle | NG | CT | 1 | 1974 |  |  | (OP) Operating
17235 | NRG REMA LLC | 2393 | Gilbert | IPP Non-CHP | NJ | 5 | 47 | Natural Gas Fired Combined Cycle | NG | CT | 4 | 1974 |  |  | (OP) Operating
17235 | NRG REMA LLC | 2393 | Gilbert | IPP Non-CHP | NJ | 6 | 49 | Natural Gas Fired Combined Cycle | NG | CT | 4 | 1974 |  |  | (OP) Operating
17235 | NRG REMA LLC | 2393 | Gilbert | IPP Non-CHP | NJ | 7 | 47 | Natural Gas Fired Combined Cycle | NG | CT | 5 | 1974 |  |  | (OP) Operating
17235 | NRG REMA LLC | 2393 | Gilbert | IPP Non-CHP | NJ | 8 | 104 | Natural Gas Fired Combined Cycle | NG | CA | 5 | 1977 |  |  | (OP) Operating
17235 | NRG REMA LLC | 2393 | Gilbert | IPP Non-CHP | NJ | 9 | 150 | Natural Gas Fired Combustion Turbine | NG | GT | 7 | 1996 |  |  | (OP) Operating
17235 | NRG REMA LLC | 2393 | Gilbert | IPP Non-CHP | NJ | C1 | 20 | Natural Gas Fired Combustion Turbine | NG | GT | 7 | 1970 |  |  | (OS) Out of service and NOT expected to return to service in next calendar year
17235 | NRG REMA LLC | 2393 | Gilbert | IPP Non-CHP | NJ | C2 | 22 | Natural Gas Fired Combustion Turbine | NG | GT | 10 | 1970 |  |  | (OS) Out of service and NOT expected to return to service in next calendar year
17235 | NRG REMA LLC | 2393 | Gilbert | IPP Non-CHP | NJ | C3 | 22 | Natural Gas Fired Combustion Turbine | NG | GT | 8 | 1970 |  |  | (OS) Out of service and NOT expected to return to service in next calendar year
17235 | NRG REMA LLC | 2393 | Gilbert | IPP Non-CHP | NJ | C4 | 22 | Natural Gas Fired Combustion Turbine | NG | GT | 7 | 1970 |  |  | (OS) Out of service and NOT expected to return to service in next calendar year
15147 | PSEG Fossil LLC | 2398 | Bergen Generating Station | IPP Non-CHP | NJ | 1101 | 118 | Natural Gas Fired Combined Cycle | NG | CT | 6 | 1995 |  |  | (OP) Operating
15147 | PSEG Fossil LLC | 2398 | Bergen Generating Station | IPP Non-CHP | NJ | 1201 | 118 | Natural Gas Fired Combined Cycle | NG | CT | 6 | 1995 |  |  | (OP) Operating
15147 | PSEG Fossil LLC | 2398 | Bergen Generating Station | IPP Non-CHP | NJ | 1301 | 118 | Natural Gas Fired Combined Cycle | NG | CT | 6 | 1995 |  |  | (OP) Operating
15147 | PSEG Fossil LLC | 2398 | Bergen Generating Station | IPP Non-CHP | NJ | 1401 | 118 | Natural Gas Fired Combined Cycle | NG | CT | 6 | 1995 |  |  | (OP) Operating
15147 | PSEG Fossil LLC | 2398 | Bergen Generating Station | IPP Non-CHP | NJ | 1501 | 166 | Natural Gas Fired Combined Cycle | NG | CA | 5 | 1959 |  |  | (OP) Operating
15147 | PSEG Fossil LLC | 2398 | Bergen Generating Station | IPP Non-CHP | NJ | 2101 | 164 | Natural Gas Fired Combined Cycle | NG | CT | 6 | 2002 |  |  | (OP) Operating |  |  |  | 2016 | 6 | 15
15147 | PSEG Fossil LLC | 2398 | Bergen Generating Station | IPP Non-CHP | NJ | 2201 | 164 | Natural Gas Fired Combined Cycle | NG | CT | 6 | 2002 |  |  | (OP) Operating |  |  |  | 2016 | 6 | 15
15147 | PSEG Fossil LLC | 2398 | Bergen Generating Station | IPP Non-CHP | NJ | 2301 | 232 | Natural Gas Fired Combined Cycle | NG | CA | 6 | 2002 |  |  | (OP) Operating
15147 | PSEG Fossil LLC | 2399 | PSEG Burlington Generating Station | IPP Non-CHP | NJ | 121 | 43.5 | Natural Gas Fired Combustion Turbine | NG | GT | 6 | 2000 |  |  | (OP) Operating
15147 | PSEG Fossil LLC | 2399 | PSEG Burlington Generating Station | IPP Non-CHP | NJ | 122 | 42.8 | Natural Gas Fired Combustion Turbine | NG | GT | 6 | 2000 |  |  | (OP) Operating
15147 | PSEG Fossil LLC | 2399 | PSEG Burlington Generating Station | IPP Non-CHP | NJ | 123 | 42.7 | Natural Gas Fired Combustion Turbine | NG | GT | 6 | 2000 |  |  | (OP) Operating
15147 | PSEG Fossil LLC | 2399 | PSEG Burlington Generating Station | IPP Non-CHP | NJ | 124 | 43.5 | Natural Gas Fired Combustion Turbine | NG | GT | 6 | 2000 |  |  | (OP) Operating
15147 | PSEG Fossil LLC | 2401 | PSEG Essex Generating Station | IPP Non-CHP | NJ | 9 | 83 | Natural Gas Fired Combustion Turbine | NG | GT | 7 | 1990 |  |  | (OP) Operating
15147 | PSEG Fossil LLC | 2403 | PSEG Hudson Generating Station | IPP Non-CHP | NJ | 2 | 620 | Conventional Steam Coal | BIT | ST | 12 | 1968 |  |  | (OP) Operating
15147 | PSEG Fossil LLC | 2404 | PSEG Kearny Generating Station | IPP Non-CHP | NJ | 131 | 45.6 | Natural Gas Fired Combustion Turbine | NG | GT | 6 | 2012 |  |  | (OP) Operating
15147 | PSEG Fossil LLC | 2404 | PSEG Kearny Generating Station | IPP Non-CHP | NJ | 132 | 45.6 | Natural Gas Fired Combustion Turbine | NG | GT | 6 | 2012 |  |  | (OP) Operating
15147 | PSEG Fossil LLC | 2404 | PSEG Kearny Generating Station | IPP Non-CHP | NJ | 133 | 45.6 | Natural Gas Fired Combustion Turbine | NG | GT | 6 | 2012 |  |  | (OP) Operating
15147 | PSEG Fossil LLC | 2404 | PSEG Kearny Generating Station | IPP Non-CHP | NJ | 134 | 45.7 | Natural Gas Fired Combustion Turbine | NG | GT | 6 | 2012 |  |  | (OP) Operating
15147 | PSEG Fossil LLC | 2404 | PSEG Kearny Generating Station | IPP Non-CHP | NJ | 141 | 45.8 | Natural Gas Fired Combustion Turbine | NG | GT | 6 | 2012 |  |  | (OP) Operating
15147 | PSEG Fossil LLC | 2404 | PSEG Kearny Generating Station | IPP Non-CHP | NJ | 142 | 45.9 | Natural Gas Fired Combustion Turbine | NG | GT | 6 | 2012 |  |  | (OP) Operating
15147 | PSEG Fossil LLC | 2404 | PSEG Kearny Generating Station | IPP Non-CHP | NJ | N121 | 44.5 | Natural Gas Fired Combustion Turbine | NG | GT | 8 | 2001 |  |  | (OP) Operating
15147 | PSEG Fossil LLC | 2404 | PSEG Kearny Generating Station | IPP Non-CHP | NJ | N122 | 44.5 | Natural Gas Fired Combustion Turbine | NG | GT | 8 | 2001 |  |  | (OP) Operating
15147 | PSEG Fossil LLC | 2404 | PSEG Kearny Generating Station | IPP Non-CHP | NJ | N123 | 44.5 | Natural Gas Fired Combustion Turbine | NG | GT | 8 | 2001 |  |  | (OP) Operating
15147 | PSEG Fossil LLC | 2404 | PSEG Kearny Generating Station | IPP Non-CHP | NJ | N124 | 44.5 | Natural Gas Fired Combustion Turbine | NG | GT | 8 | 2001 |  |  | (OP) Operating
15147 | PSEG Fossil LLC | 2406 | PSEG Linden Generating Station | IPP Non-CHP | NJ | 1001 | 285 | Natural Gas Fired Combined Cycle | NG | CA | 4 | 2006 |  |  | (OP) Operating
15147 | PSEG Fossil LLC | 2406 | PSEG Linden Generating Station | IPP Non-CHP | NJ | 1101 | 182.3 | Natural Gas Fired Combined Cycle | NG | CT | 4 | 2006 |  |  | (OP) Operating
15147 | PSEG Fossil LLC | 2406 | PSEG Linden Generating Station | IPP Non-CHP | NJ | 1201 | 182.3 | Natural Gas Fired Combined Cycle | NG | CT | 4 | 2006 |  |  | (OP) Operating
15147 | PSEG Fossil LLC | 2406 | PSEG Linden Generating Station | IPP Non-CHP | NJ | 2001 | 285 | Natural Gas Fired Combined Cycle | NG | CA | 4 | 2006 |  |  | (OP) Operating
15147 | PSEG Fossil LLC | 2406 | PSEG Linden Generating Station | IPP Non-CHP | NJ | 2101 | 182.3 | Natural Gas Fired Combined Cycle | NG | CT | 4 | 2006 |  |  | (OP) Operating
15147 | PSEG Fossil LLC | 2406 | PSEG Linden Generating Station | IPP Non-CHP | NJ | 2201 | 182.3 | Natural Gas Fired Combined Cycle | NG | CT | 4 | 2006 |  |  | (OP) Operating
15147 | PSEG Fossil LLC | 2406 | PSEG Linden Generating Station | IPP Non-CHP | NJ | 5 | 86 | Natural Gas Fired Combustion Turbine | NG | GT | 6 | 2000 |  |  | (OP) Operating
15147 | PSEG Fossil LLC | 2406 | PSEG Linden Generating Station | IPP Non-CHP | NJ | 6 | 86 | Natural Gas Fired Combustion Turbine | NG | GT | 6 | 2000 |  |  | (OP) Operating
15147 | PSEG Fossil LLC | 2406 | PSEG Linden Generating Station | IPP Non-CHP | NJ | 7 | 84 | Natural Gas Fired Combustion Turbine | NG | GT | 6 | 1995 |  |  | (OP) Operating
15147 | PSEG Fossil LLC | 2406 | PSEG Linden Generating Station | IPP Non-CHP | NJ | 8 | 84 | Natural Gas Fired Combustion Turbine | NG | GT | 6 | 1995 |  |  | (OP) Operating
15147 | PSEG Fossil LLC | 2408 | PSEG Mercer Generating Station | IPP Non-CHP | NJ | 1 | 316 | Conventional Steam Coal | BIT | ST | 12 | 1960 |  |  | (OP) Operating
15147 | PSEG Fossil LLC | 2408 | PSEG Mercer Generating Station | IPP Non-CHP | NJ | 2 | 316 | Conventional Steam Coal | BIT | ST | 6 | 1961 |  |  | (OP) Operating
15478 | PSEG Nuclear LLC | 2410 | PSEG Salem Generating Station | IPP Non-CHP | NJ | 1 | 1170.2 | Nuclear | NUC | ST | 6 | 1977 |  |  | (OP) Operating
15478 | PSEG Nuclear LLC | 2410 | PSEG Salem Generating Station | IPP Non-CHP | NJ | 2 | 1158 | Nuclear | NUC | ST | 10 | 1981 |  |  | (OP) Operating
15478 | PSEG Nuclear LLC | 2410 | PSEG Salem Generating Station | IPP Non-CHP | NJ | 3 | 38.4 | Petroleum Liquids | DFO | GT | 6 | 1971 |  |  | (OP) Operating
15147 | PSEG Fossil LLC | 2411 | PSEG Sewaren Generating Station | IPP Non-CHP | NJ | 1 | 103 | Natural Gas Steam Turbine | NG | ST | 12 | 1948 |  |  | (OP) Operating
15147 | PSEG Fossil LLC | 2411 | PSEG Sewaren Generating Station | IPP Non-CHP | NJ | 2 | 118 | Natural Gas Steam Turbine | NG | ST | 11 | 1948 |  |  | (OP) Operating
15147 | PSEG Fossil LLC | 2411 | PSEG Sewaren Generating Station | IPP Non-CHP | NJ | 3 | 106 | Natural Gas Steam Turbine | NG | ST | 10 | 1949 |  |  | (OP) Operating
15147 | PSEG Fossil LLC | 2411 | PSEG Sewaren Generating Station | IPP Non-CHP | NJ | 4 | 123.6 | Natural Gas Steam Turbine | NG | ST | 7 | 1951 |  |  | (OP) Operating
19856 | City of Vineland - (NJ) | 2434 | Howard Down | Electric Utility | NJ | 11 | 59.9 | Natural Gas Fired Combustion Turbine | NG | GT | 6 | 2012 |  |  | (OP) Operating
803 | Arizona Public Service Co | 2442 | Four Corners | Electric Utility | NM | 4 | 770 | Conventional Steam Coal | BIT | ST | 7 | 1969 |  |  | (OP) Operating | 2018 | 3
803 | Arizona Public Service Co | 2442 | Four Corners | Electric Utility | NM | 5 | 770 | Conventional Steam Coal | BIT | ST | 7 | 1970 |  |  | (OP) Operating | 2018 | 3
5701 | El Paso Electric Co | 2444 | Rio Grande | Electric Utility | NM | 6 | 45 | Natural Gas Steam Turbine | NG | ST | 6 | 1957 | 5 | 2017 | (OP) Operating
5701 | El Paso Electric Co | 2444 | Rio Grande | Electric Utility | NM | 7 | 46 | Natural Gas Steam Turbine | NG | ST | 6 | 1958 | 12 | 2017 | (OP) Operating
5701 | El Paso Electric Co | 2444 | Rio Grande | Electric Utility | NM | 8 | 145 | Natural Gas Steam Turbine | NG | ST | 7 | 1972 |  |  | (OP) Operating
5701 | El Paso Electric Co | 2444 | Rio Grande | Electric Utility | NM | 9 | 88.2 | Natural Gas Fired Combustion Turbine | NG | GT | 5 | 2013 |  |  | (OP) Operating
17718 | Southwestern Public Service Co | 2446 | Maddox | Electric Utility | NM | 1 | 112 | Natural Gas Steam Turbine | NG | ST | 1 | 1967 |  |  | (OP) Operating
17718 | Southwestern Public Service Co | 2446 | Maddox | Electric Utility | NM | 2 | 61 | Natural Gas Fired Combustion Turbine | NG | GT | 1 | 1976 |  |  | (OP) Operating
17718 | Southwestern Public Service Co | 2446 | Maddox | Electric Utility | NM | 3 | 10 | Natural Gas Fired Combustion Turbine | NG | GT | 1 | 1963 |  |  | (SB) Standby/Backup: available for service but not normally used
15473 | Public Service Co of NM | 2450 | Reeves | Electric Utility | NM | 1 | 44 | Natural Gas Steam Turbine | NG | ST | 8 | 1960 |  |  | (OP) Operating
15473 | Public Service Co of NM | 2450 | Reeves | Electric Utility | NM | 2 | 44 | Natural Gas Steam Turbine | NG | ST | 3 | 1960 |  |  | (OP) Operating
15473 | Public Service Co of NM | 2450 | Reeves | Electric Utility | NM | 3 | 66 | Natural Gas Steam Turbine | NG | ST | 7 | 1962 |  |  | (OP) Operating
15473 | Public Service Co of NM | 2451 | San Juan | Electric Utility | NM | 1 | 340 | Conventional Steam Coal | BIT | ST | 12 | 1976 |  |  | (OP) Operating
15473 | Public Service Co of NM | 2451 | San Juan | Electric Utility | NM | 2 | 340 | Conventional Steam Coal | BIT | ST | 11 | 1973 | 12 | 2017 | (OP) Operating
15473 | Public Service Co of NM | 2451 | San Juan | Electric Utility | NM | 3 | 497 | Conventional Steam Coal | BIT | ST | 12 | 1979 | 12 | 2017 | (OP) Operating
15473 | Public Service Co of NM | 2451 | San Juan | Electric Utility | NM | 4 | 507 | Conventional Steam Coal | BIT | ST | 4 | 1982 |  |  | (OP) Operating
17718 | Southwestern Public Service Co | 2453 | Carlsbad | Electric Utility | NM | 5 | 10 | Natural Gas Fired Combustion Turbine | NG | GT | 12 | 1977 |  |  | (OP) Operating
17718 | Southwestern Public Service Co | 2454 | Cunningham | Electric Utility | NM | 1 | 71 | Natural Gas Steam Turbine | NG | ST | 1 | 1957 |  |  | (OP) Operating
17718 | Southwestern Public Service Co | 2454 | Cunningham | Electric Utility | NM | 2 | 183 | Natural Gas Steam Turbine | NG | ST | 1 | 1965 |  |  | (OP) Operating
17718 | Southwestern Public Service Co | 2454 | Cunningham | Electric Utility | NM | 3 | 106 | Natural Gas Fired Combustion Turbine | NG | GT | 5 | 1998 |  |  | (OP) Operating
17718 | Southwestern Public Service Co | 2454 | Cunningham | Electric Utility | NM | 4 | 106 | Natural Gas Fired Combustion Turbine | NG | GT | 5 | 1998 |  |  | (OP) Operating
6204 | City of Farmington - (NM) | 2465 | Animas | Electric Utility | NM | GT1 | 17 | Natural Gas Fired Combined Cycle | NG | CT | 5 | 1994 |  |  | (OP) Operating
6204 | City of Farmington - (NM) | 2465 | Animas | Electric Utility | NM | HY1 | 0.2 | Conventional Hydroelectric | WAT | HY | 3 | 1927 |  |  | (OA) Out of service but expected to return to service in next calendar year
15473 | Public Service Co of NM | 2475 | Algodones | Electric Utility | NM | 1 | 15 | Natural Gas Steam Turbine | NG | ST | 10 | 1954 |  |  | (OS) Out of service and NOT expected to return to service in next calendar year
15473 | Public Service Co of NM | 2475 | Algodones | Electric Utility | NM | 2 | 15 | Natural Gas Steam Turbine | NG | ST | 10 | 1954 |  |  | (OS) Out of service and NOT expected to return to service in next calendar year
15473 | Public Service Co of NM | 2475 | Algodones | Electric Utility | NM | 3 | 15 | Natural Gas Steam Turbine | NG | ST | 3 | 1959 |  |  | (OS) Out of service and NOT expected to return to service in next calendar year
58971 | Danskammer Energy | 2480 | Danskammer Generating Station | IPP Non-CHP | NY | 1 | 60.7 | Petroleum Liquids | RFO | ST | 12 | 1951 |  |  | (OP) Operating
58971 | Danskammer Energy | 2480 | Danskammer Generating Station | IPP Non-CHP | NY | 2 | 59.5 | Petroleum Liquids | RFO | ST | 9 | 1954 |  |  | (OP) Operating
58971 | Danskammer Energy | 2480 | Danskammer Generating Station | IPP Non-CHP | NY | 3 | 137.5 | Conventional Steam Coal | BIT | ST | 10 | 1959 |  |  | (OP) Operating
58971 | Danskammer Energy | 2480 | Danskammer Generating Station | IPP Non-CHP | NY | 4 | 221 | Conventional Steam Coal | BIT | ST | 9 | 1967 |  |  | (OP) Operating
58971 | Danskammer Energy | 2480 | Danskammer Generating Station | IPP Non-CHP | NY | 5 | 2.5 | Petroleum Liquids | DFO | IC | 1 | 1967 |  |  | (SB) Standby/Backup: available for service but not normally used
58971 | Danskammer Energy | 2480 | Danskammer Generating Station | IPP Non-CHP | NY | 6 | 2.5 | Petroleum Liquids | DFO | IC | 1 | 1967 |  |  | (SB) Standby/Backup: available for service but not normally used
3249 | Central Hudson Gas & Elec Corp | 2481 | Dashville | Electric Utility | NY | 1 | 2.4 | Conventional Hydroelectric | WAT | HY | 1 | 1920 |  |  | (OP) Operating
3249 | Central Hudson Gas & Elec Corp | 2481 | Dashville | Electric Utility | NY | 2 | 2.4 | Conventional Hydroelectric | WAT | HY | 1 | 1920 |  |  | (OP) Operating
15296 | New York Power Authority | 2483 | Neversink | Electric Utility | NY | H1 | 22 | Conventional Hydroelectric | WAT | HY | 12 | 1953 |  |  | (OP) Operating
3249 | Central Hudson Gas & Elec Corp | 2485 | South Cairo | Electric Utility | NY | GT1 | 21.3 | Petroleum Liquids | KER | GT | 6 | 1970 |  |  | (OP) Operating
3249 | Central Hudson Gas & Elec Corp | 2486 | Sturgeon | Electric Utility | NY | H1 | 4.8 | Conventional Hydroelectric | WAT | HY | 1 | 1924 |  |  | (OP) Operating
3249 | Central Hudson Gas & Elec Corp | 2486 | Sturgeon | Electric Utility | NY | H2 | 4.8 | Conventional Hydroelectric | WAT | HY | 1 | 1924 |  |  | (OP) Operating
3249 | Central Hudson Gas & Elec Corp | 2486 | Sturgeon | Electric Utility | NY | H3 | 4.8 | Conventional Hydroelectric | WAT | HY | 1 | 1924 |  |  | (OP) Operating
3249 | Central Hudson Gas & Elec Corp | 2487 | West Coxsackie | Electric Utility | NY | GT1 | 21.3 | Petroleum Liquids | KER | GT | 12 | 1969 |  |  | (OP) Operating
13192 | NRG Arthur Kill Operations Inc | 2490 | Arthur Kill Generating Station | IPP Non-CHP | NY | 2 | 338 | Natural Gas Steam Turbine | NG | ST | 9 | 1959 |  |  | (OP) Operating
13192 | NRG Arthur Kill Operations Inc | 2490 | Arthur Kill Generating Station | IPP Non-CHP | NY | 3 | 508 | Natural Gas Steam Turbine | NG | ST | 6 | 1969 |  |  | (OP) Operating
13192 | NRG Arthur Kill Operations Inc | 2490 | Arthur Kill Generating Station | IPP Non-CHP | NY | GT1 | 12 | Natural Gas Fired Combustion Turbine | NG | GT | 1 | 1970 |  |  | (OP) Operating
4226 | Consolidated Edison Co-NY Inc | 2493 | East River | Electric Utility | NY | 1 | 144.6 | Natural Gas Fired Combustion Turbine | NG | GT | 4 | 2005 |  |  | (OP) Operating
4226 | Consolidated Edison Co-NY Inc | 2493 | East River | Electric Utility | NY | 2 | 144.8 | Natural Gas Fired Combustion Turbine | NG | GT | 4 | 2005 |  |  | (OP) Operating
4226 | Consolidated Edison Co-NY Inc | 2493 | East River | Electric Utility | NY | 6 | 138.3 | Petroleum Liquids | RFO | ST | 11 | 1951 |  |  | (OP) Operating
4226 | Consolidated Edison Co-NY Inc | 2493 | East River | Electric Utility | NY | 7 | 183.6 | Petroleum Liquids | RFO | ST | 6 | 1955 |  |  | (OP) Operating
54863 | U S Power Generating Company LLC | 2494 | Gowanus Gas Turbines Generating | IPP Non-CHP | NY | GT11 | 18.4 | Petroleum Liquids | DFO | GT | 6 | 1971 |  |  | (OP) Operating
54863 | U S Power Generating Company LLC | 2494 | Gowanus Gas Turbines Generating | IPP Non-CHP | NY | GT12 | 18.6 | Petroleum Liquids | DFO | GT | 6 | 1971 |  |  | (OP) Operating
54863 | U S Power Generating Company LLC | 2494 | Gowanus Gas Turbines Generating | IPP Non-CHP | NY | GT13 | 16.9 | Petroleum Liquids | DFO | GT | 6 | 1971 |  |  | (OP) Operating
54863 | U S Power Generating Company LLC | 2494 | Gowanus Gas Turbines Generating | IPP Non-CHP | NY | GT14 | 15.6 | Petroleum Liquids | DFO | GT | 6 | 1971 |  |  | (OP) Operating
54863 | U S Power Generating Company LLC | 2494 | Gowanus Gas Turbines Generating | IPP Non-CHP | NY | GT15 | 16.2 | Petroleum Liquids | DFO | GT | 6 | 1971 |  |  | (OP) Operating
54863 | U S Power Generating Company LLC | 2494 | Gowanus Gas Turbines Generating | IPP Non-CHP | NY | GT16 | 16 | Petroleum Liquids | DFO | GT | 6 | 1971 |  |  | (OP) Operating
54863 | U S Power Generating Company LLC | 2494 | Gowanus Gas Turbines Generating | IPP Non-CHP | NY | GT17 | 16.9 | Petroleum Liquids | DFO | GT | 6 | 1971 |  |  | (OP) Operating
54863 | U S Power Generating Company LLC | 2494 | Gowanus Gas Turbines Generating | IPP Non-CHP | NY | GT18 | 15 | Petroleum Liquids | DFO | GT | 6 | 1971 |  |  | (OP) Operating
54863 | U S Power Generating Company LLC | 2494 | Gowanus Gas Turbines Generating | IPP Non-CHP | NY | GT21 | 17.2 | Natural Gas Fired Combustion Turbine | NG | GT | 6 | 1971 |  |  | (OP) Operating
54863 | U S Power Generating Company LLC | 2494 | Gowanus Gas Turbines Generating | IPP Non-CHP | NY | GT22 | 17.7 | Natural Gas Fired Combustion Turbine | NG | GT | 6 | 1971 |  |  | (OP) Operating
54863 | U S Power Generating Company LLC | 2494 | Gowanus Gas Turbines Generating | IPP Non-CHP | NY | GT23 | 19.2 | Natural Gas Fired Combustion Turbine | NG | GT | 6 | 1971 |  |  | (OP) Operating
54863 | U S Power Generating Company LLC | 2494 | Gowanus Gas Turbines Generating | IPP Non-CHP | NY | GT24 | 17.2 | Natural Gas Fired Combustion Turbine | NG | GT | 6 | 1971 |  |  | (OP) Operating
54863 | U S Power Generating Company LLC | 2494 | Gowanus Gas Turbines Generating | IPP Non-CHP | NY | GT25 | 17.4 | Natural Gas Fired Combustion Turbine | NG | GT | 6 | 1971 |  |  | (OP) Operating
54863 | U S Power Generating Company LLC | 2494 | Gowanus Gas Turbines Generating | IPP Non-CHP | NY | GT26 | 18.7 | Natural Gas Fired Combustion Turbine | NG | GT | 6 | 1971 |  |  | (OP) Operating
54863 | U S Power Generating Company LLC | 2494 | Gowanus Gas Turbines Generating | IPP Non-CHP | NY | GT27 | 18.1 | Natural Gas Fired Combustion Turbine | NG | GT | 6 | 1971 |  |  | (OP) Operating
54863 | U S Power Generating Company LLC | 2494 | Gowanus Gas Turbines Generating | IPP Non-CHP | NY | GT28 | 17.5 | Natural Gas Fired Combustion Turbine | NG | GT | 6 | 1971 |  |  | (OP) Operating
54863 | U S Power Generating Company LLC | 2494 | Gowanus Gas Turbines Generating | IPP Non-CHP | NY | GT31 | 17.3 | Natural Gas Fired Combustion Turbine | NG | GT | 7 | 1971 |  |  | (OP) Operating
54863 | U S Power Generating Company LLC | 2494 | Gowanus Gas Turbines Generating | IPP Non-CHP | NY | GT32 | 17.3 | Natural Gas Fired Combustion Turbine | NG | GT | 7 | 1971 |  |  | (OP) Operating
54863 | U S Power Generating Company LLC | 2494 | Gowanus Gas Turbines Generating | IPP Non-CHP | NY | GT33 | 18.4 | Natural Gas Fired Combustion Turbine | NG | GT | 7 | 1971 |  |  | (OP) Operating
54863 | U S Power Generating Company LLC | 2494 | Gowanus Gas Turbines Generating | IPP Non-CHP | NY | GT34 | 16.5 | Natural Gas Fired Combustion Turbine | NG | GT | 7 | 1971 |  |  | (OP) Operating
54863 | U S Power Generating Company LLC | 2494 | Gowanus Gas Turbines Generating | IPP Non-CHP | NY | GT35 | 18.2 | Natural Gas Fired Combustion Turbine | NG | GT | 7 | 1971 |  |  | (OP) Operating
54863 | U S Power Generating Company LLC | 2494 | Gowanus Gas Turbines Generating | IPP Non-CHP | NY | GT36 | 15.6 | Natural Gas Fired Combustion Turbine | NG | GT | 7 | 1971 |  |  | (OP) Operating
54863 | U S Power Generating Company LLC | 2494 | Gowanus Gas Turbines Generating | IPP Non-CHP | NY | GT37 | 18.2 | Natural Gas Fired Combustion Turbine | NG | GT | 7 | 1971 |  |  | (OP) Operating
54863 | U S Power Generating Company LLC | 2494 | Gowanus Gas Turbines Generating | IPP Non-CHP | NY | GT38 | 17.9 | Natural Gas Fired Combustion Turbine | NG | GT | 7 | 1971 |  |  | (OP) Operating
54863 | U S Power Generating Company LLC | 2494 | Gowanus Gas Turbines Generating | IPP Non-CHP | NY | GT41 | 17.9 | Petroleum Liquids | DFO | GT | 7 | 1971 |  |  | (OP) Operating
54863 | U S Power Generating Company LLC | 2494 | Gowanus Gas Turbines Generating | IPP Non-CHP | NY | GT42 | 16.9 | Petroleum Liquids | DFO | GT | 7 | 1971 |  |  | (OP) Operating
54863 | U S Power Generating Company LLC | 2494 | Gowanus Gas Turbines Generating | IPP Non-CHP | NY | GT43 | 16.9 | Petroleum Liquids | DFO | GT | 7 | 1971 |  |  | (OP) Operating
54863 | U S Power Generating Company LLC | 2494 | Gowanus Gas Turbines Generating | IPP Non-CHP | NY | GT44 | 16.2 | Petroleum Liquids | DFO | GT | 7 | 1971 |  |  | (OP) Operating
54863 | U S Power Generating Company LLC | 2494 | Gowanus Gas Turbines Generating | IPP Non-CHP | NY | GT45 | 16.2 | Petroleum Liquids | DFO | GT | 7 | 1971 |  |  | (OP) Operating
54863 | U S Power Generating Company LLC | 2494 | Gowanus Gas Turbines Generating | IPP Non-CHP | NY | GT46 | 17.8 | Petroleum Liquids | DFO | GT | 7 | 1971 |  |  | (OP) Operating
54863 | U S Power Generating Company LLC | 2494 | Gowanus Gas Turbines Generating | IPP Non-CHP | NY | GT47 | 16.2 | Petroleum Liquids | DFO | GT | 7 | 1971 |  |  | (OP) Operating
54863 | U S Power Generating Company LLC | 2494 | Gowanus Gas Turbines Generating | IPP Non-CHP | NY | GT48 | 16.8 | Petroleum Liquids | DFO | GT | 7 | 1971 |  |  | (OP) Operating
4226 | Consolidated Edison Co-NY Inc | 2496 | Hudson Avenue | Electric Utility | NY | 4 | 13.7 | Petroleum Liquids | KER | GT | 7 | 1970 |  |  | (OP) Operating
4226 | Consolidated Edison Co-NY Inc | 2496 | Hudson Avenue | Electric Utility | NY | GT3 | 14.8 | Petroleum Liquids | KER | GT | 7 | 1970 |  |  | (OP) Operating
4226 | Consolidated Edison Co-NY Inc | 2496 | Hudson Avenue | Electric Utility | NY | GT5 | 15 | Petroleum Liquids | KER | GT | 7 | 1970 |  |  | (OP) Operating
6027 | Entergy Nuclear Indian Point 2 | 2497 | Indian Point 2 | IPP Non-CHP | NY | 2 | 1020.1 | Nuclear | NUC | ST | 8 | 1973 |  |  | (OP) Operating
54863 | U S Power Generating Company LLC | 2499 | Narrows Gas Turbines Generating | IPP Non-CHP | NY | NT11 | 19.1 | Natural Gas Fired Combustion Turbine | NG | GT | 5 | 1972 |  |  | (OP) Operating
54863 | U S Power Generating Company LLC | 2499 | Narrows Gas Turbines Generating | IPP Non-CHP | NY | NT12 | 17.3 | Natural Gas Fired Combustion Turbine | NG | GT | 5 | 1972 |  |  | (OP) Operating
54863 | U S Power Generating Company LLC | 2499 | Narrows Gas Turbines Generating | IPP Non-CHP | NY | NT13 | 18.3 | Natural Gas Fired Combustion Turbine | NG | GT | 5 | 1972 |  |  | (OP) Operating
54863 | U S Power Generating Company LLC | 2499 | Narrows Gas Turbines Generating | IPP Non-CHP | NY | NT14 | 18.4 | Natural Gas Fired Combustion Turbine | NG | GT | 5 | 1972 |  |  | (OP) Operating
54863 | U S Power Generating Company LLC | 2499 | Narrows Gas Turbines Generating | IPP Non-CHP | NY | NT15 | 18.6 | Natural Gas Fired Combustion Turbine | NG | GT | 5 | 1972 |  |  | (OP) Operating
54863 | U S Power Generating Company LLC | 2499 | Narrows Gas Turbines Generating | IPP Non-CHP | NY | NT16 | 16.6 | Natural Gas Fired Combustion Turbine | NG | GT | 5 | 1972 |  |  | (OP) Operating
54863 | U S Power Generating Company LLC | 2499 | Narrows Gas Turbines Generating | IPP Non-CHP | NY | NT17 | 16.6 | Natural Gas Fired Combustion Turbine | NG | GT | 5 | 1972 |  |  | (OP) Operating
54863 | U S Power Generating Company LLC | 2499 | Narrows Gas Turbines Generating | IPP Non-CHP | NY | NT18 | 16.6 | Natural Gas Fired Combustion Turbine | NG | GT | 5 | 1972 |  |  | (OP) Operating
54863 | U S Power Generating Company LLC | 2499 | Narrows Gas Turbines Generating | IPP Non-CHP | NY | NT21 | 18.8 | Natural Gas Fired Combustion Turbine | NG | GT | 6 | 1972 |  |  | (OP) Operating
54863 | U S Power Generating Company LLC | 2499 | Narrows Gas Turbines Generating | IPP Non-CHP | NY | NT22 | 17.3 | Natural Gas Fired Combustion Turbine | NG | GT | 6 | 1972 |  |  | (OP) Operating
54863 | U S Power Generating Company LLC | 2499 | Narrows Gas Turbines Generating | IPP Non-CHP | NY | NT23 | 18.4 | Natural Gas Fired Combustion Turbine | NG | GT | 6 | 1972 |  |  | (OP) Operating
54863 | U S Power Generating Company LLC | 2499 | Narrows Gas Turbines Generating | IPP Non-CHP | NY | NT24 | 17.3 | Natural Gas Fired Combustion Turbine | NG | GT | 6 | 1972 |  |  | (OP) Operating
54863 | U S Power Generating Company LLC | 2499 | Narrows Gas Turbines Generating | IPP Non-CHP | NY | NT25 | 18.2 | Natural Gas Fired Combustion Turbine | NG | GT | 6 | 1972 |  |  | (OP) Operating
54863 | U S Power Generating Company LLC | 2499 | Narrows Gas Turbines Generating | IPP Non-CHP | NY | NT26 | 15.9 | Natural Gas Fired Combustion Turbine | NG | GT | 6 | 1972 |  |  | (OP) Operating
54863 | U S Power Generating Company LLC | 2499 | Narrows Gas Turbines Generating | IPP Non-CHP | NY | NT27 | 18.7 | Natural Gas Fired Combustion Turbine | NG | GT | 6 | 1972 |  |  | (OP) Operating
54863 | U S Power Generating Company LLC | 2499 | Narrows Gas Turbines Generating | IPP Non-CHP | NY | NT28 | 16.9 | Natural Gas Fired Combustion Turbine | NG | GT | 6 | 1972 |  |  | (OP) Operating
10023 | TC Ravenswood LLC | 2500 | Ravenswood | IPP Non-CHP | NY | 1 | 366.2 | Natural Gas Steam Turbine | NG | ST | 2 | 1963 |  |  | (OP) Operating
10023 | TC Ravenswood LLC | 2500 | Ravenswood | IPP Non-CHP | NY | 2 | 363.5 | Natural Gas Steam Turbine | NG | ST | 5 | 1963 |  |  | (OP) Operating
10023 | TC Ravenswood LLC | 2500 | Ravenswood | IPP Non-CHP | NY | 3 | 969.2 | Natural Gas Steam Turbine | NG | ST | 6 | 1965 |  |  | (OP) Operating
10023 | TC Ravenswood LLC | 2500 | Ravenswood | IPP Non-CHP | NY | 4 | 153.7 | Natural Gas Fired Combined Cycle | NG | CT | 12 | 2003 |  |  | (OP) Operating
10023 | TC Ravenswood LLC | 2500 | Ravenswood | IPP Non-CHP | NY | 4S | 74.7 | Natural Gas Fired Combined Cycle | NG | CA | 12 | 2003 |  |  | (OP) Operating
10023 | TC Ravenswood LLC | 2500 | Ravenswood | IPP Non-CHP | NY | GT1 | 9.3 | Natural Gas Fired Combustion Turbine | NG | GT | 7 | 1967 |  |  | (SB) Standby/Backup: available for service but not normally used
10023 | TC Ravenswood LLC | 2500 | Ravenswood | IPP Non-CHP | NY | GT10 | 18 | Natural Gas Fired Combustion Turbine | NG | GT | 7 | 1969 |  |  | (SB) Standby/Backup: available for service but not normally used
10023 | TC Ravenswood LLC | 2500 | Ravenswood | IPP Non-CHP | NY | GT11 | 17.2 | Natural Gas Fired Combustion Turbine | NG | GT | 6 | 1969 |  |  | (SB) Standby/Backup: available for service but not normally used
10023 | TC Ravenswood LLC | 2500 | Ravenswood | IPP Non-CHP | NY | GT21 | 32.7 | Natural Gas Fired Combustion Turbine | NG | GT | 6 | 1969 |  |  | (SB) Standby/Backup: available for service but not normally used
10023 | TC Ravenswood LLC | 2500 | Ravenswood | IPP Non-CHP | NY | GT22 | 31.4 | Natural Gas Fired Combustion Turbine | NG | GT | 6 | 1969 |  |  | (SB) Standby/Backup: available for service but not normally used
10023 | TC Ravenswood LLC | 2500 | Ravenswood | IPP Non-CHP | NY | GT23 |  | Natural Gas Fired Combustion Turbine | NG | GT | 6 | 1969 |  |  | (OA) Out of service but expected to return to service in next calendar year
10023 | TC Ravenswood LLC | 2500 | Ravenswood | IPP Non-CHP | NY | GT24 | 32 | Natural Gas Fired Combustion Turbine | NG | GT | 6 | 1969 |  |  | (SB) Standby/Backup: available for service but not normally used
10023 | TC Ravenswood LLC | 2500 | Ravenswood | IPP Non-CHP | NY | GT31 | 30.3 | Natural Gas Fired Combustion Turbine | NG | GT | 6 | 1969 |  |  | (SB) Standby/Backup: available for service but not normally used
10023 | TC Ravenswood LLC | 2500 | Ravenswood | IPP Non-CHP | NY | GT32 | 30.6 | Natural Gas Fired Combustion Turbine | NG | GT | 6 | 1969 |  |  | (SB) Standby/Backup: available for service but not normally used
10023 | TC Ravenswood LLC | 2500 | Ravenswood | IPP Non-CHP | NY | GT33 |  | Natural Gas Fired Combustion Turbine | NG | GT | 6 | 1969 |  |  | (OS) Out of service and NOT expected to return to service in next calendar year
10023 | TC Ravenswood LLC | 2500 | Ravenswood | IPP Non-CHP | NY | GT34 | 30.9 | Natural Gas Fired Combustion Turbine | NG | GT | 6 | 1969 |  |  | (SB) Standby/Backup: available for service but not normally used
10023 | TC Ravenswood LLC | 2500 | Ravenswood | IPP Non-CHP | NY | GT4 | 12.9 | Natural Gas Fired Combustion Turbine | NG | GT | 6 | 1969 |  |  | (SB) Standby/Backup: available for service but not normally used
10023 | TC Ravenswood LLC | 2500 | Ravenswood | IPP Non-CHP | NY | GT5 | 13.6 | Natural Gas Fired Combustion Turbine | NG | GT | 6 | 1969 |  |  | (SB) Standby/Backup: available for service but not normally used
10023 | TC Ravenswood LLC | 2500 | Ravenswood | IPP Non-CHP | NY | GT6 | 13.4 | Natural Gas Fired Combustion Turbine | NG | GT | 6 | 1969 |  |  | (SB) Standby/Backup: available for service but not normally used
10023 | TC Ravenswood LLC | 2500 | Ravenswood | IPP Non-CHP | NY | GT7 |  | Natural Gas Fired Combustion Turbine | NG | GT | 6 | 1969 |  |  | (OS) Out of service and NOT expected to return to service in next calendar year
10023 | TC Ravenswood LLC | 2500 | Ravenswood | IPP Non-CHP | NY | GT9 | 16.9 | Natural Gas Fired Combustion Turbine | NG | GT | 6 | 1969 |  |  | (SB) Standby/Backup: available for service but not normally used
4226 | Consolidated Edison Co-NY Inc | 2503 | 59th Street | Electric Utility | NY | GT1 | 15.1 | Natural Gas Fired Combustion Turbine | NG | GT | 6 | 1969 |  |  | (OP) Operating
4226 | Consolidated Edison Co-NY Inc | 2504 | 74th Street | Electric Utility | NY | GT1 | 17.7 | Petroleum Liquids | KER | GT | 10 | 1968 |  |  | (OP) Operating
4226 | Consolidated Edison Co-NY Inc | 2504 | 74th Street | Electric Utility | NY | GT2 | 17.4 | Petroleum Liquids | KER | GT | 10 | 1968 |  |  | (OP) Operating
56505 | National Grid Generation LLC | 2511 | E F Barrett | Electric Utility | NY | 10 | 39.9 | Natural Gas Fired Combustion Turbine | NG | GT | 6 | 1971 |  |  | (OP) Operating
56505 | National Grid Generation LLC | 2511 | E F Barrett | Electric Utility | NY | 11 | 39.8 | Natural Gas Fired Combustion Turbine | NG | GT | 6 | 1971 |  |  | (OP) Operating
56505 | National Grid Generation LLC | 2511 | E F Barrett | Electric Utility | NY | 12 | 40.3 | Natural Gas Fired Combustion Turbine | NG | GT | 6 | 1971 |  |  | (OP) Operating
56505 | National Grid Generation LLC | 2511 | E F Barrett | Electric Utility | NY | 3 | 17 | Natural Gas Fired Combustion Turbine | NG | GT | 6 | 1970 |  |  | (OP) Operating
56505 | National Grid Generation LLC | 2511 | E F Barrett | Electric Utility | NY | 4 | 17.5 | Natural Gas Fired Combustion Turbine | NG | GT | 7 | 1970 |  |  | (OP) Operating
56505 | National Grid Generation LLC | 2511 | E F Barrett | Electric Utility | NY | 5 | 17.3 | Natural Gas Fired Combustion Turbine | NG | GT | 7 | 1970 |  |  | (OP) Operating
56505 | National Grid Generation LLC | 2511 | E F Barrett | Electric Utility | NY | 6 | 17.1 | Natural Gas Fired Combustion Turbine | NG | GT | 7 | 1970 |  |  | (OP) Operating
56505 | National Grid Generation LLC | 2511 | E F Barrett | Electric Utility | NY | 8 | 17.2 | Natural Gas Fired Combustion Turbine | NG | GT | 7 | 1970 |  |  | (OP) Operating
56505 | National Grid Generation LLC | 2511 | E F Barrett | Electric Utility | NY | 9 | 39.4 | Natural Gas Fired Combustion Turbine | NG | GT | 6 | 1971 |  |  | (OP) Operating
56505 | National Grid Generation LLC | 2511 | E F Barrett | Electric Utility | NY | GT1 | 16.3 | Natural Gas Fired Combustion Turbine | NG | GT | 6 | 1970 |  |  | (OP) Operating
56505 | National Grid Generation LLC | 2511 | E F Barrett | Electric Utility | NY | GT2 | 14.7 | Natural Gas Fired Combustion Turbine | NG | GT | 6 | 1970 |  |  | (OP) Operating
56505 | National Grid Generation LLC | 2511 | E F Barrett | Electric Utility | NY | ST1 | 195.2 | Natural Gas Steam Turbine | NG | ST | 11 | 1956 |  |  | (OP) Operating
56505 | National Grid Generation LLC | 2511 | E F Barrett | Electric Utility | NY | ST2 | 196.2 | Natural Gas Steam Turbine | NG | ST | 10 | 1963 |  |  | (OP) Operating
56505 | National Grid Generation LLC | 2512 | East Hampton | Electric Utility | NY | 1 | 19 | Petroleum Liquids | DFO | GT | 12 | 1970 |  |  | (OP) Operating
56505 | National Grid Generation LLC | 2512 | East Hampton | Electric Utility | NY | 2 | 2 | Petroleum Liquids | DFO | IC | 12 | 1962 |  |  | (OP) Operating
56505 | National Grid Generation LLC | 2512 | East Hampton | Electric Utility | NY | 3 | 2 | Petroleum Liquids | DFO | IC | 12 | 1962 |  |  | (OP) Operating
56505 | National Grid Generation LLC | 2512 | East Hampton | Electric Utility | NY | 4 | 1.9 | Petroleum Liquids | DFO | IC | 12 | 1962 |  |  | (OP) Operating
56505 | National Grid Generation LLC | 2514 | Glenwood | Electric Utility | NY | GT2 | 50 | Petroleum Liquids | DFO | GT | 6 | 1972 |  |  | (OP) Operating
56505 | National Grid Generation LLC | 2514 | Glenwood | Electric Utility | NY | GT3 | 51.2 | Petroleum Liquids | DFO | GT | 6 | 1972 |  |  | (OP) Operating
56505 | National Grid Generation LLC | 2516 | Northport | Electric Utility | NY | 2 | 396.5 | Natural Gas Steam Turbine | NG | ST | 6 | 1968 |  |  | (OP) Operating
56505 | National Grid Generation LLC | 2516 | Northport | Electric Utility | NY | 3 | 391.2 | Natural Gas Steam Turbine | NG | ST | 7 | 1972 |  |  | (OP) Operating
56505 | National Grid Generation LLC | 2516 | Northport | Electric Utility | NY | 4 | 391.2 | Natural Gas Steam Turbine | NG | ST | 12 | 1977 |  |  | (OP) Operating
56505 | National Grid Generation LLC | 2516 | Northport | Electric Utility | NY | GT1 | 11.9 | Petroleum Liquids | DFO | GT | 3 | 1967 |  |  | (OP) Operating
56505 | National Grid Generation LLC | 2516 | Northport | Electric Utility | NY | ST1 | 399.7 | Natural Gas Steam Turbine | NG | ST | 7 | 1967 |  |  | (OP) Operating
56505 | National Grid Generation LLC | 2517 | Port Jefferson | Electric Utility | NY | 3 | 196.7 | Natural Gas Steam Turbine | NG | ST | 11 | 1958 |  |  | (OP) Operating
56505 | National Grid Generation LLC | 2517 | Port Jefferson | Electric Utility | NY | 4 | 196.7 | Natural Gas Steam Turbine | NG | ST | 11 | 1960 |  |  | (OP) Operating
56505 | National Grid Generation LLC | 2517 | Port Jefferson | Electric Utility | NY | GT1 | 12.9 | Petroleum Liquids | DFO | GT | 12 | 1966 |  |  | (OP) Operating
56505 | National Grid Generation LLC | 2517 | Port Jefferson | Electric Utility | NY | GT2 | 41 | Natural Gas Fired Combustion Turbine | NG | GT | 7 | 2002 |  |  | (OP) Operating
56505 | National Grid Generation LLC | 2517 | Port Jefferson | Electric Utility | NY | GT3 | 40.5 | Natural Gas Fired Combustion Turbine | NG | GT | 7 | 2002 |  |  | (OP) Operating
56505 | National Grid Generation LLC | 2518 | Shoreham | Electric Utility | NY | GT1 | 48.9 | Petroleum Liquids | DFO | GT | 7 | 1971 |  |  | (OP) Operating
56505 | National Grid Generation LLC | 2518 | Shoreham | Electric Utility | NY | GT2 | 15.8 | Petroleum Liquids | DFO | GT | 4 | 1966 |  |  | (OP) Operating
56505 | National Grid Generation LLC | 2519 | South Hampton | Electric Utility | NY | 1 | 8.3 | Petroleum Liquids | DFO | GT | 3 | 1963 |  |  | (OP) Operating
56505 | National Grid Generation LLC | 2520 | Southold | Electric Utility | NY | 1 | 13 | Petroleum Liquids | DFO | GT | 8 | 1964 |  |  | (OP) Operating
56505 | National Grid Generation LLC | 2521 | West Babylon | Electric Utility | NY | 4 | 47.8 | Petroleum Liquids | DFO | GT | 8 | 1971 |  |  | (OP) Operating
13511 | New York State Elec & Gas Corp | 2522 | Cadyville | Electric Utility | NY | 1 | 1.2 | Conventional Hydroelectric | WAT | HY | 8 | 1921 |  |  | (OP) Operating
13511 | New York State Elec & Gas Corp | 2522 | Cadyville | Electric Utility | NY | 2 | 1.2 | Conventional Hydroelectric | WAT | HY | 8 | 1921 |  |  | (OP) Operating
13511 | New York State Elec & Gas Corp | 2522 | Cadyville | Electric Utility | NY | 3 | 3.1 | Conventional Hydroelectric | WAT | HY | 9 | 1986 |  |  | (OP) Operating
25 | Greenidge Generation Holdings LLC | 2527 | Greenidge Generation LLC | IPP Non-CHP | NY | 4 | 107.5 | Conventional Steam Coal | BIT | ST | 12 | 1953 |  |  | (OP) Operating
13511 | New York State Elec & Gas Corp | 2528 | Harris Lake | Electric Utility | NY | 1 | 1.7 | Petroleum Liquids | DFO | IC | 9 | 1967 |  |  | (SB) Standby/Backup: available for service but not normally used
13511 | New York State Elec & Gas Corp | 2530 | High Falls - Saranac NY | Electric Utility | NY | 1 | 4 | Conventional Hydroelectric | WAT | HY | 8 | 1948 |  |  | (OP) Operating
13511 | New York State Elec & Gas Corp | 2530 | High Falls - Saranac NY | Electric Utility | NY | 2 | 4 | Conventional Hydroelectric | WAT | HY | 8 | 1949 |  |  | (OP) Operating
13511 | New York State Elec & Gas Corp | 2530 | High Falls - Saranac NY | Electric Utility | NY | 3 | 7 | Conventional Hydroelectric | WAT | HY | 8 | 1956 |  |  | (OP) Operating
13511 | New York State Elec & Gas Corp | 2532 | Kent Falls | Electric Utility | NY | 1 | 3.8 | Conventional Hydroelectric | WAT | HY | 8 | 1928 |  |  | (OP) Operating
13511 | New York State Elec & Gas Corp | 2532 | Kent Falls | Electric Utility | NY | 2 | 3.8 | Conventional Hydroelectric | WAT | HY | 8 | 1928 |  |  | (OP) Operating
13511 | New York State Elec & Gas Corp | 2532 | Kent Falls | Electric Utility | NY | 3 | 6 | Conventional Hydroelectric | WAT | HY | 7 | 1985 |  |  | (OP) Operating
22125 | Cayuga Operating Company, LLC | 2535 | Cayuga Operating Company | IPP Non-CHP | NY | 1 | 153.3 | Conventional Steam Coal | BIT | ST | 9 | 1955 |  |  | (OP) Operating
22125 | Cayuga Operating Company, LLC | 2535 | Cayuga Operating Company | IPP Non-CHP | NY | 2 | 153.2 | Conventional Steam Coal | BIT | ST | 10 | 1958 |  |  | (OP) Operating
14294 | PSEG Power New York Inc | 2539 | Bethlehem Energy Center | IPP Non-CHP | NY | 5 | 170.5 | Natural Gas Fired Combined Cycle | NG | CT | 7 | 2005 |  |  | (OP) Operating |  |  |  | 2017 | 12 | 20
14294 | PSEG Power New York Inc | 2539 | Bethlehem Energy Center | IPP Non-CHP | NY | 6 | 170.5 | Natural Gas Fired Combined Cycle | NG | CT | 7 | 2005 |  |  | (OP) Operating |  |  |  | 2019 | 6 | 19
14294 | PSEG Power New York Inc | 2539 | Bethlehem Energy Center | IPP Non-CHP | NY | 7 | 170.5 | Natural Gas Fired Combined Cycle | NG | CT | 7 | 2005 |  |  | (OP) Operating |  |  |  | 2018 | 12 | 19
14294 | PSEG Power New York Inc | 2539 | Bethlehem Energy Center | IPP Non-CHP | NY | 8 | 263 | Natural Gas Fired Combined Cycle | NG | CA | 7 | 2005 |  |  | (OP) Operating
5914 | Erie Boulevard Hydropower LP | 2540 | Allens Falls | IPP Non-CHP | NY | 1 | 3.5 | Conventional Hydroelectric | WAT | HY | 1 | 1927 |  |  | (OP) Operating
5914 | Erie Boulevard Hydropower LP | 2543 | Beardslee | IPP Non-CHP | NY | 1 | 8.5 | Conventional Hydroelectric | WAT | HY | 1 | 1924 |  |  | (OP) Operating
5914 | Erie Boulevard Hydropower LP | 2543 | Beardslee | IPP Non-CHP | NY | 2 | 8.1 | Conventional Hydroelectric | WAT | HY | 1 | 1924 |  |  | (OP) Operating
5914 | Erie Boulevard Hydropower LP | 2544 | Belfort | IPP Non-CHP | NY | 1 | 0.4 | Conventional Hydroelectric | WAT | HY | 1 | 1903 |  |  | (OP) Operating
5914 | Erie Boulevard Hydropower LP | 2544 | Belfort | IPP Non-CHP | NY | 2 | 0.5 | Conventional Hydroelectric | WAT | HY | 1 | 1915 |  |  | (OP) Operating
5914 | Erie Boulevard Hydropower LP | 2544 | Belfort | IPP Non-CHP | NY | 3 | 0.9 | Conventional Hydroelectric | WAT | HY | 1 | 1918 |  |  | (OP) Operating
5914 | Erie Boulevard Hydropower LP | 2545 | Bennetts Bridge | IPP Non-CHP | NY | 1 | 8.4 | Conventional Hydroelectric | WAT | HY | 1 | 1932 |  |  | (OP) Operating
5914 | Erie Boulevard Hydropower LP | 2545 | Bennetts Bridge | IPP Non-CHP | NY | 2 | 8.4 | Conventional Hydroelectric | WAT | HY | 1 | 1932 |  |  | (OP) Operating
5914 | Erie Boulevard Hydropower LP | 2545 | Bennetts Bridge | IPP Non-CHP | NY | 3 | 6.3 | Conventional Hydroelectric | WAT | HY | 1 | 1966 |  |  | (OP) Operating
5914 | Erie Boulevard Hydropower LP | 2545 | Bennetts Bridge | IPP Non-CHP | NY | 4 | 7.2 | Conventional Hydroelectric | WAT | HY | 1 | 1966 |  |  | (OP) Operating
5914 | Erie Boulevard Hydropower LP | 2546 | Black River | IPP Non-CHP | NY | 1 | 1.5 | Conventional Hydroelectric | WAT | HY | 1 | 1920 |  |  | (OP) Operating
5914 | Erie Boulevard Hydropower LP | 2546 | Black River | IPP Non-CHP | NY | 2 | 1.5 | Conventional Hydroelectric | WAT | HY | 1 | 1920 |  |  | (OP) Operating
5914 | Erie Boulevard Hydropower LP | 2546 | Black River | IPP Non-CHP | NY | 3 | 1.5 | Conventional Hydroelectric | WAT | HY | 1 | 1920 |  |  | (OP) Operating
5914 | Erie Boulevard Hydropower LP | 2547 | Blake | IPP Non-CHP | NY | 1 | 14.2 | Conventional Hydroelectric | WAT | HY | 1 | 1957 |  |  | (OP) Operating
5914 | Erie Boulevard Hydropower LP | 2548 | Browns Falls | IPP Non-CHP | NY | 1 | 7.9 | Conventional Hydroelectric | WAT | HY | 1 | 1923 |  |  | (OP) Operating
5914 | Erie Boulevard Hydropower LP | 2548 | Browns Falls | IPP Non-CHP | NY | 2 | 7.9 | Conventional Hydroelectric | WAT | HY | 1 | 1923 |  |  | (OP) Operating
13168 | NRG Huntley Operations Inc | 2549 | C R Huntley Generating Station | IPP Non-CHP | NY | 67 | 190 | Conventional Steam Coal | SUB | ST | 10 | 1957 |  |  | (OP) Operating
13168 | NRG Huntley Operations Inc | 2549 | C R Huntley Generating Station | IPP Non-CHP | NY | S68 | 190 | Conventional Steam Coal | SUB | ST | 11 | 1958 |  |  | (OP) Operating
5914 | Erie Boulevard Hydropower LP | 2550 | Chasm | IPP Non-CHP | NY | 1 | 0.5 | Conventional Hydroelectric | WAT | HY | 1 | 1913 |  |  | (OP) Operating
5914 | Erie Boulevard Hydropower LP | 2550 | Chasm | IPP Non-CHP | NY | 2 | 0.5 | Conventional Hydroelectric | WAT | HY | 1 | 1913 |  |  | (OP) Operating
5914 | Erie Boulevard Hydropower LP | 2550 | Chasm | IPP Non-CHP | NY | 3 | 0.6 | Conventional Hydroelectric | WAT | HY | 1 | 1926 |  |  | (OP) Operating
5914 | Erie Boulevard Hydropower LP | 2551 | Colton | IPP Non-CHP | NY | 1 | 9.9 | Conventional Hydroelectric | WAT | HY | 1 | 1918 |  |  | (OP) Operating
5914 | Erie Boulevard Hydropower LP | 2551 | Colton | IPP Non-CHP | NY | 2 | 10.3 | Conventional Hydroelectric | WAT | HY | 1 | 1918 |  |  | (OP) Operating
5914 | Erie Boulevard Hydropower LP | 2551 | Colton | IPP Non-CHP | NY | 3 | 9.5 | Conventional Hydroelectric | WAT | HY | 1 | 1928 |  |  | (OP) Operating
5914 | Erie Boulevard Hydropower LP | 2552 | Deferiet | IPP Non-CHP | NY | 1 | 3.6 | Conventional Hydroelectric | WAT | HY | 1 | 1925 |  |  | (OP) Operating
5914 | Erie Boulevard Hydropower LP | 2552 | Deferiet | IPP Non-CHP | NY | 2 | 3.6 | Conventional Hydroelectric | WAT | HY | 1 | 1925 |  |  | (OP) Operating
5914 | Erie Boulevard Hydropower LP | 2552 | Deferiet | IPP Non-CHP | NY | 3 | 3.6 | Conventional Hydroelectric | WAT | HY | 1 | 1925 |  |  | (OP) Operating
13579 | Dunkirk Power LLC | 2554 | Dunkirk Generating Plant | IPP Non-CHP | NY | 1 | 75 | Conventional Steam Coal | SUB | ST | 11 | 1950 |  |  | (OS) Out of service and NOT expected to return to service in next calendar year
13579 | Dunkirk Power LLC | 2554 | Dunkirk Generating Plant | IPP Non-CHP | NY | 2 | 75 | Conventional Steam Coal | SUB | ST | 12 | 1950 |  |  | (OP) Operating
13579 | Dunkirk Power LLC | 2554 | Dunkirk Generating Plant | IPP Non-CHP | NY | 3 | 185 | Conventional Steam Coal | SUB | ST | 9 | 1959 |  |  | (OS) Out of service and NOT expected to return to service in next calendar year
13579 | Dunkirk Power LLC | 2554 | Dunkirk Generating Plant | IPP Non-CHP | NY | ST4 | 185 | Conventional Steam Coal | SUB | ST | 8 | 1960 |  |  | (OS) Out of service and NOT expected to return to service in next calendar year
5914 | Erie Boulevard Hydropower LP | 2555 | Eagle | IPP Non-CHP | NY | 1 | 1.4 | Conventional Hydroelectric | WAT | HY | 1 | 1914 |  |  | (OP) Operating
5914 | Erie Boulevard Hydropower LP | 2555 | Eagle | IPP Non-CHP | NY | 2 | 1.2 | Conventional Hydroelectric | WAT | HY | 1 | 1915 |  |  | (OP) Operating
5914 | Erie Boulevard Hydropower LP | 2555 | Eagle | IPP Non-CHP | NY | 3 | 1.2 | Conventional Hydroelectric | WAT | HY | 1 | 1919 |  |  | (OP) Operating
5914 | Erie Boulevard Hydropower LP | 2555 | Eagle | IPP Non-CHP | NY | 4 | 2 | Conventional Hydroelectric | WAT | HY | 1 | 1925 |  |  | (OP) Operating
5914 | Erie Boulevard Hydropower LP | 2556 | Eel Weir | IPP Non-CHP | NY | 1 | 0.4 | Conventional Hydroelectric | WAT | HY | 1 | 1928 |  |  | (OP) Operating
5914 | Erie Boulevard Hydropower LP | 2556 | Eel Weir | IPP Non-CHP | NY | 2 | 0.8 | Conventional Hydroelectric | WAT | HY | 1 | 1928 |  |  | (OP) Operating
5914 | Erie Boulevard Hydropower LP | 2556 | Eel Weir | IPP Non-CHP | NY | 3 | 0.8 | Conventional Hydroelectric | WAT | HY | 1 | 1928 |  |  | (OP) Operating
5914 | Erie Boulevard Hydropower LP | 2557 | Effley | IPP Non-CHP | NY | 1 | 0.4 | Conventional Hydroelectric | WAT | HY | 1 | 1902 |  |  | (OP) Operating
5914 | Erie Boulevard Hydropower LP | 2557 | Effley | IPP Non-CHP | NY | 2 | 0.4 | Conventional Hydroelectric | WAT | HY | 1 | 1907 |  |  | (OP) Operating
5914 | Erie Boulevard Hydropower LP | 2557 | Effley | IPP Non-CHP | NY | 3 | 0.4 | Conventional Hydroelectric | WAT | HY | 1 | 1910 |  |  | (OP) Operating
5914 | Erie Boulevard Hydropower LP | 2557 | Effley | IPP Non-CHP | NY | 4 | 1.7 | Conventional Hydroelectric | WAT | HY | 1 | 1923 |  |  | (OP) Operating
5914 | Erie Boulevard Hydropower LP | 2559 | Elmer | IPP Non-CHP | NY | 1 | 1 | Conventional Hydroelectric | WAT | HY | 1 | 1916 |  |  | (OP) Operating
5914 | Erie Boulevard Hydropower LP | 2559 | Elmer | IPP Non-CHP | NY | 2 | 1 | Conventional Hydroelectric | WAT | HY | 1 | 1916 |  |  | (OP) Operating
5914 | Erie Boulevard Hydropower LP | 2560 | Ephratah | IPP Non-CHP | NY | 1 | 0.9 | Conventional Hydroelectric | WAT | HY | 1 | 1920 |  |  | (OP) Operating
5914 | Erie Boulevard Hydropower LP | 2560 | Ephratah | IPP Non-CHP | NY | 2 | 0.9 | Conventional Hydroelectric | WAT | HY | 1 | 1911 |  |  | (OP) Operating
5914 | Erie Boulevard Hydropower LP | 2560 | Ephratah | IPP Non-CHP | NY | 3 | 0.9 | Conventional Hydroelectric | WAT | HY | 1 | 1911 |  |  | (OP) Operating
5914 | Erie Boulevard Hydropower LP | 2560 | Ephratah | IPP Non-CHP | NY | 4 | 1 | Conventional Hydroelectric | WAT | HY | 1 | 1911 |  |  | (OP) Operating
5914 | Erie Boulevard Hydropower LP | 2561 | East Norfolk | IPP Non-CHP | NY | 1 | 4.1 | Conventional Hydroelectric | WAT | HY | 1 | 1928 |  |  | (OP) Operating
5914 | Erie Boulevard Hydropower LP | 2562 | Five Falls | IPP Non-CHP | NY | 1 | 22.4 | Conventional Hydroelectric | WAT | HY | 1 | 1955 |  |  | (OP) Operating
5914 | Erie Boulevard Hydropower LP | 2563 | Flat Rock | IPP Non-CHP | NY | 1 | 2.4 | Conventional Hydroelectric | WAT | HY | 1 | 1924 |  |  | (OP) Operating
5914 | Erie Boulevard Hydropower LP | 2563 | Flat Rock | IPP Non-CHP | NY | 2 | 2.8 | Conventional Hydroelectric | WAT | HY | 1 | 1924 |  |  | (OP) Operating
5914 | Erie Boulevard Hydropower LP | 2564 | Franklin (NY) | IPP Non-CHP | NY | 1 | 0.9 | Conventional Hydroelectric | WAT | HY | 1 | 1911 |  |  | (OP) Operating
5914 | Erie Boulevard Hydropower LP | 2564 | Franklin (NY) | IPP Non-CHP | NY | 2 | 1.1 | Conventional Hydroelectric | WAT | HY | 1 | 1926 |  |  | (OP) Operating
5914 | Erie Boulevard Hydropower LP | 2566 | Fulton Hydro | IPP Non-CHP | NY | 1 | 0.1 | Conventional Hydroelectric | WAT | HY | 1 | 1924 |  |  | (OS) Out of service and NOT expected to return to service in next calendar year
5914 | Erie Boulevard Hydropower LP | 2566 | Fulton Hydro | IPP Non-CHP | NY | 2 | 0.1 | Conventional Hydroelectric | WAT | HY | 1 | 1928 |  |  | (OS) Out of service and NOT expected to return to service in next calendar year
5914 | Erie Boulevard Hydropower LP | 2568 | Glenwood Hydro | IPP Non-CHP | NY | 1 | 0.5 | Conventional Hydroelectric | WAT | HY | 1 | 1950 |  |  | (OP) Operating
5914 | Erie Boulevard Hydropower LP | 2568 | Glenwood Hydro | IPP Non-CHP | NY | 2 | 0.5 | Conventional Hydroelectric | WAT | HY | 1 | 1950 |  |  | (OP) Operating
5914 | Erie Boulevard Hydropower LP | 2568 | Glenwood Hydro | IPP Non-CHP | NY | 3 | 0.5 | Conventional Hydroelectric | WAT | HY | 1 | 1950 |  |  | (OP) Operating
5914 | Erie Boulevard Hydropower LP | 2569 | Granby | IPP Non-CHP | NY | 1 | 5.1 | Conventional Hydroelectric | WAT | HY | 1 | 1983 |  |  | (OP) Operating
5914 | Erie Boulevard Hydropower LP | 2569 | Granby | IPP Non-CHP | NY | 2 | 5.1 | Conventional Hydroelectric | WAT | HY | 1 | 1983 |  |  | (OP) Operating
5914 | Erie Boulevard Hydropower LP | 2571 | Hannawa | IPP Non-CHP | NY | 1 | 3.6 | Conventional Hydroelectric | WAT | HY | 1 | 1914 |  |  | (OP) Operating
5914 | Erie Boulevard Hydropower LP | 2571 | Hannawa | IPP Non-CHP | NY | 2 | 3.9 | Conventional Hydroelectric | WAT | HY | 1 | 1920 |  |  | (OP) Operating
5914 | Erie Boulevard Hydropower LP | 2572 | Herrings | IPP Non-CHP | NY | 1 | 1.5 | Conventional Hydroelectric | WAT | HY | 1 | 1924 |  |  | (OP) Operating
5914 | Erie Boulevard Hydropower LP | 2572 | Herrings | IPP Non-CHP | NY | 2 | 1.5 | Conventional Hydroelectric | WAT | HY | 1 | 1924 |  |  | (OP) Operating
5914 | Erie Boulevard Hydropower LP | 2572 | Herrings | IPP Non-CHP | NY | 3 | 1.5 | Conventional Hydroelectric | WAT | HY | 1 | 1924 |  |  | (OP) Operating
5914 | Erie Boulevard Hydropower LP | 2573 | Heuvelton | IPP Non-CHP | NY | 1 | 0.4 | Conventional Hydroelectric | WAT | HY | 1 | 1924 |  |  | (OP) Operating
5914 | Erie Boulevard Hydropower LP | 2573 | Heuvelton | IPP Non-CHP | NY | 2 | 0.4 | Conventional Hydroelectric | WAT | HY | 1 | 1924 |  |  | (OP) Operating
14240 | Oswego City of | 2574 | High Dam | Electric Utility | NY | 1 | 2.2 | Conventional Hydroelectric | WAT | HY | 8 | 1928 |  |  | (OP) Operating
14240 | Oswego City of | 2574 | High Dam | Electric Utility | NY | 2 | 2.2 | Conventional Hydroelectric | WAT | HY | 8 | 1928 |  |  | (OP) Operating
14240 | Oswego City of | 2574 | High Dam | Electric Utility | NY | 3 | 2.2 | Conventional Hydroelectric | WAT | HY | 8 | 1928 |  |  | (OP) Operating
14240 | Oswego City of | 2574 | High Dam | Electric Utility | NY | 4 | 2.2 | Conventional Hydroelectric | WAT | HY | 8 | 1949 |  |  | (OP) Operating
5914 | Erie Boulevard Hydropower LP | 2575 | High Falls - Croghan NY | IPP Non-CHP | NY | 1 | 1.8 | Conventional Hydroelectric | WAT | HY | 1 | 1925 |  |  | (OP) Operating
5914 | Erie Boulevard Hydropower LP | 2575 | High Falls - Croghan NY | IPP Non-CHP | NY | 2 | 1.8 | Conventional Hydroelectric | WAT | HY | 7 | 1925 |  |  | (OP) Operating
5914 | Erie Boulevard Hydropower LP | 2575 | High Falls - Croghan NY | IPP Non-CHP | NY | 3 | 1.8 | Conventional Hydroelectric | WAT | HY | 7 | 1925 |  |  | (OP) Operating
5914 | Erie Boulevard Hydropower LP | 2576 | Higley | IPP Non-CHP | NY | 1N | 1.5 | Conventional Hydroelectric | WAT | HY | 9 | 2003 |  |  | (OP) Operating
5914 | Erie Boulevard Hydropower LP | 2576 | Higley | IPP Non-CHP | NY | 2N | 1.6 | Conventional Hydroelectric | WAT | HY | 9 | 2003 |  |  | (OP) Operating
5914 | Erie Boulevard Hydropower LP | 2576 | Higley | IPP Non-CHP | NY | 3N | 1.6 | Conventional Hydroelectric | WAT | HY | 9 | 2003 |  |  | (OP) Operating
5914 | Erie Boulevard Hydropower LP | 2576 | Higley | IPP Non-CHP | NY | 4N | 1.6 | Conventional Hydroelectric | WAT | HY | 9 | 2003 |  |  | (OP) Operating
5914 | Erie Boulevard Hydropower LP | 2578 | Hydraulic Race | IPP Non-CHP | NY | 1 | 2.8 | Conventional Hydroelectric | WAT | HY | 1 | 1942 |  |  | (OP) Operating
5914 | Erie Boulevard Hydropower LP | 2579 | Inghams | IPP Non-CHP | NY | 1 | 2.8 | Conventional Hydroelectric | WAT | HY | 1 | 1912 |  |  | (OP) Operating
5914 | Erie Boulevard Hydropower LP | 2579 | Inghams | IPP Non-CHP | NY | 2 | 3.4 | Conventional Hydroelectric | WAT | HY | 1 | 1912 |  |  | (OP) Operating
5914 | Erie Boulevard Hydropower LP | 2580 | Johnsonville Dam | IPP Non-CHP | NY | 1 | 1.1 | Conventional Hydroelectric | WAT | HY | 1 | 1909 |  |  | (OP) Operating
5914 | Erie Boulevard Hydropower LP | 2580 | Johnsonville Dam | IPP Non-CHP | NY | 2 | 1.4 | Conventional Hydroelectric | WAT | HY | 1 | 1909 |  |  | (OP) Operating
5914 | Erie Boulevard Hydropower LP | 2581 | Kamargo | IPP Non-CHP | NY | 1 | 1.3 | Conventional Hydroelectric | WAT | HY | 1 | 1921 |  |  | (OP) Operating
5914 | Erie Boulevard Hydropower LP | 2581 | Kamargo | IPP Non-CHP | NY | 2 | 1.3 | Conventional Hydroelectric | WAT | HY | 1 | 1921 |  |  | (OP) Operating
5914 | Erie Boulevard Hydropower LP | 2581 | Kamargo | IPP Non-CHP | NY | 3 | 1.3 | Conventional Hydroelectric | WAT | HY | 1 | 1921 |  |  | (OP) Operating
5914 | Erie Boulevard Hydropower LP | 2582 | Lighthouse Hill | IPP Non-CHP | NY | 1 | 4 | Conventional Hydroelectric | WAT | HY | 1 | 1930 |  |  | (OP) Operating
5914 | Erie Boulevard Hydropower LP | 2582 | Lighthouse Hill | IPP Non-CHP | NY | 2 | 3.6 | Conventional Hydroelectric | WAT | HY | 1 | 1930 |  |  | (OP) Operating
5914 | Erie Boulevard Hydropower LP | 2583 | Macomb | IPP Non-CHP | NY | 1 | 0.8 | Conventional Hydroelectric | WAT | HY | 1 | 1940 |  |  | (OP) Operating
5914 | Erie Boulevard Hydropower LP | 2586 | Minetto | IPP Non-CHP | NY | 1 | 1.4 | Conventional Hydroelectric | WAT | HY | 1 | 1915 |  |  | (OP) Operating
5914 | Erie Boulevard Hydropower LP | 2586 | Minetto | IPP Non-CHP | NY | 2 | 1.4 | Conventional Hydroelectric | WAT | HY | 1 | 1915 |  |  | (OP) Operating
5914 | Erie Boulevard Hydropower LP | 2586 | Minetto | IPP Non-CHP | NY | 3 | 1.4 | Conventional Hydroelectric | WAT | HY | 1 | 1915 |  |  | (OP) Operating
5914 | Erie Boulevard Hydropower LP | 2586 | Minetto | IPP Non-CHP | NY | 4 | 1.4 | Conventional Hydroelectric | WAT | HY | 1 | 1915 |  |  | (OP) Operating
5914 | Erie Boulevard Hydropower LP | 2586 | Minetto | IPP Non-CHP | NY | 5 | 1.4 | Conventional Hydroelectric | WAT | HY | 1 | 1915 |  |  | (OP) Operating
5914 | Erie Boulevard Hydropower LP | 2588 | Moshier | IPP Non-CHP | NY | 1 | 4 | Conventional Hydroelectric | WAT | HY | 1 | 1929 |  |  | (OP) Operating
5914 | Erie Boulevard Hydropower LP | 2588 | Moshier | IPP Non-CHP | NY | 2 | 4 | Conventional Hydroelectric | WAT | HY | 1 | 1929 |  |  | (OP) Operating
13606 | Nine Mile Point Nuclear Sta LLC | 2589 | Nine Mile Point Nuclear Station | IPP Non-CHP | NY | 1 | 636 | Nuclear | NUC | ST | 12 | 1969 |  |  | (OP) Operating
13606 | Nine Mile Point Nuclear Sta LLC | 2589 | Nine Mile Point Nuclear Station | IPP Non-CHP | NY | 2 | 1301 | Nuclear | NUC | ST | 7 | 1987 |  |  | (OP) Operating
5914 | Erie Boulevard Hydropower LP | 2590 | Norfolk | IPP Non-CHP | NY | 1 | 5.1 | Conventional Hydroelectric | WAT | HY | 1 | 1928 |  |  | (OP) Operating
5914 | Erie Boulevard Hydropower LP | 2591 | Norwood | IPP Non-CHP | NY | 1 | 2.2 | Conventional Hydroelectric | WAT | HY | 1 | 1928 |  |  | (OP) Operating
13923 | NRG Oswego Harbor Power Operations Inc | 2594 | Oswego Harbor Power | IPP Non-CHP | NY | ST5 | 828.5 | Petroleum Liquids | RFO | ST | 6 | 1975 |  |  | (OP) Operating
13923 | NRG Oswego Harbor Power Operations Inc | 2594 | Oswego Harbor Power | IPP Non-CHP | NY | ST6 | 826.5 | Petroleum Liquids | RFO | ST | 12 | 1979 |  |  | (OP) Operating
5914 | Erie Boulevard Hydropower LP | 2595 | Oswego Falls East | IPP Non-CHP | NY | 1 | 1.4 | Conventional Hydroelectric | WAT | HY | 1 | 1914 |  |  | (OP) Operating
5914 | Erie Boulevard Hydropower LP | 2595 | Oswego Falls East | IPP Non-CHP | NY | 2 | 1.4 | Conventional Hydroelectric | WAT | HY | 1 | 1914 |  |  | (OP) Operating
5914 | Erie Boulevard Hydropower LP | 2595 | Oswego Falls East | IPP Non-CHP | NY | 3 | 1.4 | Conventional Hydroelectric | WAT | HY | 1 | 1914 |  |  | (OP) Operating
5914 | Erie Boulevard Hydropower LP | 2596 | Oswego Falls West | IPP Non-CHP | NY | 4 | 0.9 | Conventional Hydroelectric | WAT | HY | 1 | 1914 |  |  | (OP) Operating
5914 | Erie Boulevard Hydropower LP | 2596 | Oswego Falls West | IPP Non-CHP | NY | 5 | 0.9 | Conventional Hydroelectric | WAT | HY | 1 | 1914 |  |  | (OP) Operating
5914 | Erie Boulevard Hydropower LP | 2596 | Oswego Falls West | IPP Non-CHP | NY | 6 | 0.4 | Conventional Hydroelectric | WAT | HY | 10 | 2008 |  |  | (OP) Operating
5914 | Erie Boulevard Hydropower LP | 2596 | Oswego Falls West | IPP Non-CHP | NY | 7 | 0.4 | Conventional Hydroelectric | WAT | HY | 10 | 2008 |  |  | (OP) Operating
5914 | Erie Boulevard Hydropower LP | 2597 | Parishville | IPP Non-CHP | NY | 1 | 2.3 | Conventional Hydroelectric | WAT | HY | 1 | 1925 |  |  | (OP) Operating
5914 | Erie Boulevard Hydropower LP | 2598 | Piercefield | IPP Non-CHP | NY | 1 | 1.6 | Conventional Hydroelectric | WAT | HY | 1 | 1957 |  |  | (OP) Operating
5914 | Erie Boulevard Hydropower LP | 2598 | Piercefield | IPP Non-CHP | NY | 2 | 0.6 | Conventional Hydroelectric | WAT | HY | 1 | 1924 |  |  | (OP) Operating
5914 | Erie Boulevard Hydropower LP | 2598 | Piercefield | IPP Non-CHP | NY | 3 | 0.6 | Conventional Hydroelectric | WAT | HY | 1 | 1924 |  |  | (OP) Operating
5914 | Erie Boulevard Hydropower LP | 2599 | Prospect | IPP Non-CHP | NY | 1 | 18.3 | Conventional Hydroelectric | WAT | HY | 1 | 1959 |  |  | (OP) Operating
5914 | Erie Boulevard Hydropower LP | 2600 | Rainbow Falls Hydro | IPP Non-CHP | NY | 1 | 24 | Conventional Hydroelectric | WAT | HY | 1 | 1956 |  |  | (OP) Operating
5914 | Erie Boulevard Hydropower LP | 2601 | Raymondville | IPP Non-CHP | NY | 1 | 2.3 | Conventional Hydroelectric | WAT | HY | 1 | 1928 |  |  | (OP) Operating
5914 | Erie Boulevard Hydropower LP | 2604 | South Edwards | IPP Non-CHP | NY | 1 | 1.2 | Conventional Hydroelectric | WAT | HY | 1 | 1912 |  |  | (OP) Operating
5914 | Erie Boulevard Hydropower LP | 2604 | South Edwards | IPP Non-CHP | NY | 2 | 1.2 | Conventional Hydroelectric | WAT | HY | 1 | 1912 |  |  | (OP) Operating
5914 | Erie Boulevard Hydropower LP | 2604 | South Edwards | IPP Non-CHP | NY | 3 | 0.8 | Conventional Hydroelectric | WAT | HY | 1 | 1921 |  |  | (OP) Operating
5914 | Erie Boulevard Hydropower LP | 2604 | South Edwards | IPP Non-CHP | NY | 4 | 0.2 | Conventional Hydroelectric | WAT | HY | 1 | 1994 |  |  | (OP) Operating
5914 | Erie Boulevard Hydropower LP | 2605 | School Street | IPP Non-CHP | NY | 1 | 7.5 | Conventional Hydroelectric | WAT | HY | 1 | 1915 |  |  | (OP) Operating
5914 | Erie Boulevard Hydropower LP | 2605 | School Street | IPP Non-CHP | NY | 2 | 5.9 | Conventional Hydroelectric | WAT | HY | 1 | 1915 |  |  | (OP) Operating
5914 | Erie Boulevard Hydropower LP | 2605 | School Street | IPP Non-CHP | NY | 3 | 6.1 | Conventional Hydroelectric | WAT | HY | 1 | 1915 |  |  | (OP) Operating
5914 | Erie Boulevard Hydropower LP | 2605 | School Street | IPP Non-CHP | NY | 4 | 6.6 | Conventional Hydroelectric | WAT | HY | 1 | 1922 |  |  | (OP) Operating
5914 | Erie Boulevard Hydropower LP | 2605 | School Street | IPP Non-CHP | NY | 5 | 10.8 | Conventional Hydroelectric | WAT | HY | 1 | 1924 |  |  | (OP) Operating
5914 | Erie Boulevard Hydropower LP | 2606 | Schaghticoke | IPP Non-CHP | NY | 1 | 4 | Conventional Hydroelectric | WAT | HY | 1 | 1908 |  |  | (OP) Operating
5914 | Erie Boulevard Hydropower LP | 2606 | Schaghticoke | IPP Non-CHP | NY | 2 | 4.1 | Conventional Hydroelectric | WAT | HY | 1 | 1908 |  |  | (OP) Operating
5914 | Erie Boulevard Hydropower LP | 2606 | Schaghticoke | IPP Non-CHP | NY | 3 | 3.8 | Conventional Hydroelectric | WAT | HY | 1 | 1908 |  |  | (OP) Operating
5914 | Erie Boulevard Hydropower LP | 2606 | Schaghticoke | IPP Non-CHP | NY | 4 | 4 | Conventional Hydroelectric | WAT | HY | 1 | 1908 |  |  | (OP) Operating
5914 | Erie Boulevard Hydropower LP | 2607 | Schuylerville | IPP Non-CHP | NY | 1 | 1.5 | Conventional Hydroelectric | WAT | HY | 1 | 1919 |  |  | (OP) Operating
5914 | Erie Boulevard Hydropower LP | 2608 | Sewalls | IPP Non-CHP | NY | 1 | 1.1 | Conventional Hydroelectric | WAT | HY | 1 | 1925 |  |  | (OP) Operating
5914 | Erie Boulevard Hydropower LP | 2608 | Sewalls | IPP Non-CHP | NY | 2 | 1.1 | Conventional Hydroelectric | WAT | HY | 1 | 1925 |  |  | (OP) Operating
5914 | Erie Boulevard Hydropower LP | 2609 | Sherman Island | IPP Non-CHP | NY | 1 | 6.7 | Conventional Hydroelectric | WAT | HY | 4 | 2009 |  |  | (OP) Operating
5914 | Erie Boulevard Hydropower LP | 2609 | Sherman Island | IPP Non-CHP | NY | 2 | 7 | Conventional Hydroelectric | WAT | HY | 1 | 1923 |  |  | (OP) Operating
5914 | Erie Boulevard Hydropower LP | 2609 | Sherman Island | IPP Non-CHP | NY | 3 | 7 | Conventional Hydroelectric | WAT | HY | 1 | 1923 |  |  | (OP) Operating
5914 | Erie Boulevard Hydropower LP | 2609 | Sherman Island | IPP Non-CHP | NY | 4 | 7.2 | Conventional Hydroelectric | WAT | HY | 1 | 1923 |  |  | (OP) Operating
5914 | Erie Boulevard Hydropower LP | 2609 | Sherman Island | IPP Non-CHP | NY | 5 | 7.7 | Conventional Hydroelectric | WAT | HY | 1 | 1923 |  |  | (OP) Operating
5914 | Erie Boulevard Hydropower LP | 2609 | Sherman Island | IPP Non-CHP | NY | 6 | 1.3 | Conventional Hydroelectric | WAT | HY | 2 | 2009 |  |  | (OP) Operating
5914 | Erie Boulevard Hydropower LP | 2610 | Soft Maple | IPP Non-CHP | NY | 1 | 7.2 | Conventional Hydroelectric | WAT | HY | 1 | 1925 |  |  | (OP) Operating
5914 | Erie Boulevard Hydropower LP | 2610 | Soft Maple | IPP Non-CHP | NY | 2 | 7.2 | Conventional Hydroelectric | WAT | HY | 1 | 1925 |  |  | (OP) Operating
5914 | Erie Boulevard Hydropower LP | 2611 | South Colton | IPP Non-CHP | NY | 1 | 19.8 | Conventional Hydroelectric | WAT | HY | 1 | 1954 |  |  | (OP) Operating
5914 | Erie Boulevard Hydropower LP | 2612 | Spier Falls | IPP Non-CHP | NY | 8 | 8.5 | Conventional Hydroelectric | WAT | HY | 1 | 1924 |  |  | (OP) Operating
5914 | Erie Boulevard Hydropower LP | 2612 | Spier Falls | IPP Non-CHP | NY | 9 | 46 | Conventional Hydroelectric | WAT | HY | 1 | 1930 |  |  | (OP) Operating
5914 | Erie Boulevard Hydropower LP | 2613 | Stark | IPP Non-CHP | NY | 1 | 23.3 | Conventional Hydroelectric | WAT | HY | 1 | 1957 |  |  | (OP) Operating
5914 | Erie Boulevard Hydropower LP | 2614 | Stewarts Bridge | IPP Non-CHP | NY | 1 | 37.5 | Conventional Hydroelectric | WAT | HY | 1 | 1952 |  |  | (OP) Operating
5914 | Erie Boulevard Hydropower LP | 2614 | Stewarts Bridge | IPP Non-CHP | NY | 2 | 2.5 | Conventional Hydroelectric | WAT | HY | 6 | 2013 |  |  | (OP) Operating
5914 | Erie Boulevard Hydropower LP | 2616 | Sugar Island | IPP Non-CHP | NY | 1 | 2.1 | Conventional Hydroelectric | WAT | HY | 1 | 1924 |  |  | (OP) Operating
5914 | Erie Boulevard Hydropower LP | 2616 | Sugar Island | IPP Non-CHP | NY | 2 | 2 | Conventional Hydroelectric | WAT | HY | 1 | 1924 |  |  | (OP) Operating
5914 | Erie Boulevard Hydropower LP | 2617 | Taylorville | IPP Non-CHP | NY | 1 | 1.1 | Conventional Hydroelectric | WAT | HY | 1 | 1913 |  |  | (OP) Operating
5914 | Erie Boulevard Hydropower LP | 2617 | Taylorville | IPP Non-CHP | NY | 2 | 0.9 | Conventional Hydroelectric | WAT | HY | 1 | 1913 |  |  | (OP) Operating
5914 | Erie Boulevard Hydropower LP | 2617 | Taylorville | IPP Non-CHP | NY | 3 | 1.1 | Conventional Hydroelectric | WAT | HY | 1 | 1913 |  |  | (OP) Operating
5914 | Erie Boulevard Hydropower LP | 2617 | Taylorville | IPP Non-CHP | NY | 4 | 1.3 | Conventional Hydroelectric | WAT | HY | 1 | 1927 |  |  | (OP) Operating
5914 | Erie Boulevard Hydropower LP | 2619 | Trenton Falls | IPP Non-CHP | NY | 5 | 8.1 | Conventional Hydroelectric | WAT | HY | 1 | 1919 |  |  | (OP) Operating
5914 | Erie Boulevard Hydropower LP | 2619 | Trenton Falls | IPP Non-CHP | NY | 6 | 8.1 | Conventional Hydroelectric | WAT | HY | 1 | 1919 |  |  | (OP) Operating
5914 | Erie Boulevard Hydropower LP | 2619 | Trenton Falls | IPP Non-CHP | NY | 7 | 9.7 | Conventional Hydroelectric | WAT | HY | 1 | 1919 |  |  | (OP) Operating
5914 | Erie Boulevard Hydropower LP | 2621 | Varick | IPP Non-CHP | NY | 2 | 1.4 | Conventional Hydroelectric | WAT | HY | 1 | 1926 |  |  | (OP) Operating
5914 | Erie Boulevard Hydropower LP | 2621 | Varick | IPP Non-CHP | NY | 3 | 1.4 | Conventional Hydroelectric | WAT | HY | 1 | 1926 |  |  | (OP) Operating
5914 | Erie Boulevard Hydropower LP | 2621 | Varick | IPP Non-CHP | NY | 4 | 1.4 | Conventional Hydroelectric | WAT | HY | 1 | 1926 |  |  | (OP) Operating
5914 | Erie Boulevard Hydropower LP | 2621 | Varick | IPP Non-CHP | NY | 5 | 1.4 | Conventional Hydroelectric | WAT | HY | 1 | 1926 |  |  | (OP) Operating
5914 | Erie Boulevard Hydropower LP | 2623 | Waterport | IPP Non-CHP | NY | 1 | 1.8 | Conventional Hydroelectric | WAT | HY | 1 | 1921 |  |  | (OP) Operating
5914 | Erie Boulevard Hydropower LP | 2623 | Waterport | IPP Non-CHP | NY | 2 | 2 | Conventional Hydroelectric | WAT | HY | 1 | 1921 |  |  | (OP) Operating
5914 | Erie Boulevard Hydropower LP | 2624 | Yaleville | IPP Non-CHP | NY | 1 | 0.4 | Conventional Hydroelectric | WAT | HY | 1 | 1940 |  |  | (OP) Operating
5914 | Erie Boulevard Hydropower LP | 2624 | Yaleville | IPP Non-CHP | NY | 2 | 0.2 | Conventional Hydroelectric | WAT | HY | 1 | 1940 |  |  | (OP) Operating
12792 | NRG New York LLC | 2625 | Bowline Point | IPP Non-CHP | NY | 1 | 575 | Natural Gas Steam Turbine | NG | ST | 9 | 1972 |  |  | (OP) Operating
12792 | NRG New York LLC | 2625 | Bowline Point | IPP Non-CHP | NY | 2 | 562 | Natural Gas Steam Turbine | NG | ST | 5 | 1974 |  |  | (OP) Operating
15296 | New York Power Authority | 2627 | Grahamsville | IPP Non-CHP | NY | GRHM | 15.5 | Conventional Hydroelectric | WAT | HY | 1 | 1956 |  |  | (OP) Operating
56142 | Alliance NYGT, LLC | 2628 | Hillburn | IPP Non-CHP | NY | GEN1 | 33.1 | Natural Gas Fired Combustion Turbine | NG | GT | 7 | 1972 |  |  | (OP) Operating
57280 | Eagle Creek RE LLC | 2630 | Mongaup | IPP Non-CHP | NY | GEN1 | 4.3 | Conventional Hydroelectric | WAT | HY | 7 | 1923 |  |  | (OP) Operating
57280 | Eagle Creek RE LLC | 2631 | Rio | IPP Non-CHP | NY | RIO | 10.1 | Conventional Hydroelectric | WAT | HY | 12 | 1927 |  |  | (OP) Operating
57280 | Eagle Creek RE LLC | 2631 | Rio | IPP Non-CHP | NY | RIO2 | 0.8 | Conventional Hydroelectric | WAT | HY | 12 | 2013 |  |  | (OP) Operating
56142 | Alliance NYGT, LLC | 2632 | Shoemaker | IPP Non-CHP | NY | SHOE | 33 | Natural Gas Fired Combustion Turbine | NG | GT | 7 | 1972 |  |  | (OP) Operating
57280 | Eagle Creek RE LLC | 2634 | Swinging Bridge 2 | IPP Non-CHP | NY | SWI2 | 7.4 | Conventional Hydroelectric | WAT | HY | 8 | 1939 |  |  | (OP) Operating
16183 | Rochester Gas & Electric Corp | 2638 | Rochester 26 | Electric Utility | NY | 1 | 3 | Conventional Hydroelectric | WAT | HY | 8 | 1952 |  |  | (OP) Operating
16183 | Rochester Gas & Electric Corp | 2639 | Rochester 2 | Electric Utility | NY | 1 | 8.5 | Conventional Hydroelectric | WAT | HY | 8 | 1960 |  |  | (OP) Operating
16183 | Rochester Gas & Electric Corp | 2641 | Rochester 5 | Electric Utility | NY | 2 | 12.9 | Conventional Hydroelectric | WAT | HY | 7 | 1918 |  |  | (OA) Out of service but expected to return to service in next calendar year
16183 | Rochester Gas & Electric Corp | 2641 | Rochester 5 | Electric Utility | NY | HY1 | 12.9 | Conventional Hydroelectric | WAT | HY | 7 | 1918 |  |  | (OP) Operating
16183 | Rochester Gas & Electric Corp | 2641 | Rochester 5 | Electric Utility | NY | HY3 | 18 | Conventional Hydroelectric | WAT | HY | 7 | 1927 |  |  | (OP) Operating
16183 | Rochester Gas & Electric Corp | 2646 | Wiscoy 170 | Electric Utility | NY | 1 | 0.6 | Conventional Hydroelectric | WAT | HY | 7 | 1922 |  |  | (OS) Out of service and NOT expected to return to service in next calendar year
16183 | Rochester Gas & Electric Corp | 2646 | Wiscoy 170 | Electric Utility | NY | 2 | 0.4 | Conventional Hydroelectric | WAT | HY | 7 | 1922 |  |  | (OS) Out of service and NOT expected to return to service in next calendar year
6775 | Village of Freeport - (NY) | 2678 | Plant No 1 Freeport | Electric Utility | NY | 2 | 2.2 | Petroleum Liquids | DFO | IC | 1 | 1949 |  |  | (OP) Operating
6775 | Village of Freeport - (NY) | 2678 | Plant No 1 Freeport | Electric Utility | NY | 3 | 2 | Petroleum Liquids | DFO | IC | 1 | 1954 |  |  | (OP) Operating
6775 | Village of Freeport - (NY) | 2678 | Plant No 1 Freeport | Electric Utility | NY | 4 | 4.5 | Petroleum Liquids | DFO | IC | 10 | 1964 |  |  | (OP) Operating
6775 | Village of Freeport - (NY) | 2679 | Plant No 2 Freeport | Electric Utility | NY | 3 | 16.8 | Petroleum Liquids | DFO | GT | 5 | 1973 |  |  | (OP) Operating
6775 | Village of Freeport - (NY) | 2679 | Plant No 2 Freeport | Electric Utility | NY | CT5 | 49 | Natural Gas Fired Combustion Turbine | NG | GT | 4 | 2004 |  |  | (OP) Operating
7630 | Village of Greenport - (NY) | 2681 | Greenport | Electric Utility | NY | 2 | 1.5 | Petroleum Liquids | DFO | IC | 8 | 1997 |  |  | (OS) Out of service and NOT expected to return to service in next calendar year
7630 | Village of Greenport - (NY) | 2681 | Greenport | Electric Utility | NY | 4 | 1 | Petroleum Liquids | DFO | IC | 6 | 1957 |  |  | (OP) Operating
7630 | Village of Greenport - (NY) | 2681 | Greenport | Electric Utility | NY | 5 | 1.5 | Petroleum Liquids | DFO | IC | 6 | 1965 |  |  | (OP) Operating
7630 | Village of Greenport - (NY) | 2681 | Greenport | Electric Utility | NY | 6 | 3 | Petroleum Liquids | DFO | IC | 6 | 1971 |  |  | (OP) Operating
7630 | Village of Greenport - (NY) | 2681 | Greenport | Electric Utility | NY | 7 | 1.6 | Petroleum Liquids | DFO | IC | 8 | 1997 |  |  | (OS) Out of service and NOT expected to return to service in next calendar year
9645 | Jamestown Board of Public Util | 2682 | S A Carlson | Electric Utility | NY | 5 | 22.5 | Natural Gas Steam Turbine | NG | ST | 8 | 1951 |  |  | (OP) Operating
9645 | Jamestown Board of Public Util | 2682 | S A Carlson | Electric Utility | NY | 6 | 22.5 | Natural Gas Steam Turbine | NG | ST | 8 | 1968 |  |  | (OP) Operating
9645 | Jamestown Board of Public Util | 2682 | S A Carlson | Electric Utility | NY | 7 | 42 | Natural Gas Fired Combustion Turbine | NG | GT | 11 | 2001 |  |  | (OP) Operating
15296 | New York Power Authority | 2685 | Crescent | Electric Utility | NY | 1 | 2.8 | Conventional Hydroelectric | WAT | HY | 7 | 1924 |  |  | (OP) Operating
15296 | New York Power Authority | 2685 | Crescent | Electric Utility | NY | 2 | 2.8 | Conventional Hydroelectric | WAT | HY | 7 | 1924 |  |  | (OP) Operating
15296 | New York Power Authority | 2685 | Crescent | Electric Utility | NY | 3 | 3 | Conventional Hydroelectric | WAT | HY | 7 | 1991 |  |  | (OP) Operating
15296 | New York Power Authority | 2685 | Crescent | Electric Utility | NY | 4 | 3 | Conventional Hydroelectric | WAT | HY | 7 | 1991 |  |  | (OP) Operating
15296 | New York Power Authority | 2686 | Vischer Ferry | Electric Utility | NY | 1 | 2.8 | Conventional Hydroelectric | WAT | HY | 7 | 1924 |  |  | (OP) Operating
15296 | New York Power Authority | 2686 | Vischer Ferry | Electric Utility | NY | 2 | 2.8 | Conventional Hydroelectric | WAT | HY | 7 | 1924 |  |  | (OP) Operating
15296 | New York Power Authority | 2686 | Vischer Ferry | Electric Utility | NY | 3 | 3 | Conventional Hydroelectric | WAT | HY | 7 | 1991 |  |  | (OP) Operating
15296 | New York Power Authority | 2686 | Vischer Ferry | Electric Utility | NY | 4 | 3 | Conventional Hydroelectric | WAT | HY | 7 | 1991 |  |  | (OP) Operating
15296 | New York Power Authority | 2691 | Blenheim Gilboa | Electric Utility | NY | 1 | 292.2 | Hydroelectric Pumped Storage | WAT | PS | 7 | 1973 |  |  | (OP) Operating
15296 | New York Power Authority | 2691 | Blenheim Gilboa | Electric Utility | NY | 2 | 291.4 | Hydroelectric Pumped Storage | WAT | PS | 7 | 1973 |  |  | (OP) Operating
15296 | New York Power Authority | 2691 | Blenheim Gilboa | Electric Utility | NY | 3 | 291 | Hydroelectric Pumped Storage | WAT | PS | 7 | 1973 |  |  | (OP) Operating
15296 | New York Power Authority | 2691 | Blenheim Gilboa | Electric Utility | NY | 4 | 291.5 | Hydroelectric Pumped Storage | WAT | PS | 7 | 1973 |  |  | (OP) Operating
15296 | New York Power Authority | 2692 | Lewiston Niagara | Electric Utility | NY | 1 | 20 | Hydroelectric Pumped Storage | WAT | PS | 10 | 1961 |  |  | (OP) Operating
15296 | New York Power Authority | 2692 | Lewiston Niagara | Electric Utility | NY | 10 | 20 | Hydroelectric Pumped Storage | WAT | PS | 7 | 1962 |  |  | (OP) Operating
15296 | New York Power Authority | 2692 | Lewiston Niagara | Electric Utility | NY | 11 | 20 | Hydroelectric Pumped Storage | WAT | PS | 8 | 1962 |  |  | (OP) Operating
15296 | New York Power Authority | 2692 | Lewiston Niagara | Electric Utility | NY | 12 | 20 | Hydroelectric Pumped Storage | WAT | PS | 10 | 1962 |  |  | (OP) Operating
15296 | New York Power Authority | 2692 | Lewiston Niagara | Electric Utility | NY | 2 | 20 | Hydroelectric Pumped Storage | WAT | PS | 11 | 1961 |  |  | (OP) Operating
15296 | New York Power Authority | 2692 | Lewiston Niagara | Electric Utility | NY | 3 | 20 | Hydroelectric Pumped Storage | WAT | PS | 11 | 1961 |  |  | (OP) Operating
15296 | New York Power Authority | 2692 | Lewiston Niagara | Electric Utility | NY | 4 | 20 | Hydroelectric Pumped Storage | WAT | PS | 1 | 1962 |  |  | (OP) Operating
15296 | New York Power Authority | 2692 | Lewiston Niagara | Electric Utility | NY | 5 | 20 | Hydroelectric Pumped Storage | WAT | PS | 2 | 1962 |  |  | (OP) Operating
15296 | New York Power Authority | 2692 | Lewiston Niagara | Electric Utility | NY | 6 | 20 | Hydroelectric Pumped Storage | WAT | PS | 2 | 1962 |  |  | (OP) Operating
15296 | New York Power Authority | 2692 | Lewiston Niagara | Electric Utility | NY | 7 | 20 | Hydroelectric Pumped Storage | WAT | PS | 4 | 1962 |  |  | (OP) Operating
15296 | New York Power Authority | 2692 | Lewiston Niagara | Electric Utility | NY | 8 | 20 | Hydroelectric Pumped Storage | WAT | PS | 5 | 1962 |  |  | (OP) Operating
15296 | New York Power Authority | 2692 | Lewiston Niagara | Electric Utility | NY | 9 | 20 | Hydroelectric Pumped Storage | WAT | PS | 6 | 1962 |  |  | (OP) Operating
15296 | New York Power Authority | 2693 | Robert Moses Niagara | Electric Utility | NY | 1 | 187.6 | Conventional Hydroelectric | WAT | HY | 1 | 1961 |  |  | (OP) Operating
15296 | New York Power Authority | 2693 | Robert Moses Niagara | Electric Utility | NY | 10 | 187.6 | Conventional Hydroelectric | WAT | HY | 12 | 1961 |  |  | (OP) Operating
15296 | New York Power Authority | 2693 | Robert Moses Niagara | Electric Utility | NY | 11 | 187.6 | Conventional Hydroelectric | WAT | HY | 2 | 1962 |  |  | (OP) Operating
15296 | New York Power Authority | 2693 | Robert Moses Niagara | Electric Utility | NY | 12 | 187.6 | Conventional Hydroelectric | WAT | HY | 3 | 1962 |  |  | (OP) Operating
15296 | New York Power Authority | 2693 | Robert Moses Niagara | Electric Utility | NY | 13 | 187.6 | Conventional Hydroelectric | WAT | HY | 5 | 1962 |  |  | (OP) Operating
15296 | New York Power Authority | 2693 | Robert Moses Niagara | Electric Utility | NY | 2 | 187.6 | Conventional Hydroelectric | WAT | HY | 2 | 1962 |  |  | (OP) Operating
15296 | New York Power Authority | 2693 | Robert Moses Niagara | Electric Utility | NY | 3 | 187.6 | Conventional Hydroelectric | WAT | HY | 3 | 1961 |  |  | (OP) Operating
15296 | New York Power Authority | 2693 | Robert Moses Niagara | Electric Utility | NY | 4 | 187.6 | Conventional Hydroelectric | WAT | HY | 4 | 1961 |  |  | (OP) Operating
15296 | New York Power Authority | 2693 | Robert Moses Niagara | Electric Utility | NY | 5 | 187.6 | Conventional Hydroelectric | WAT | HY | 6 | 1961 |  |  | (OP) Operating
15296 | New York Power Authority | 2693 | Robert Moses Niagara | Electric Utility | NY | 6 | 187.6 | Conventional Hydroelectric | WAT | HY | 7 | 1961 |  |  | (OP) Operating
15296 | New York Power Authority | 2693 | Robert Moses Niagara | Electric Utility | NY | 7 | 187.6 | Conventional Hydroelectric | WAT | HY | 8 | 1961 |  |  | (OP) Operating
15296 | New York Power Authority | 2693 | Robert Moses Niagara | Electric Utility | NY | 8 | 187.6 | Conventional Hydroelectric | WAT | HY | 9 | 1961 |  |  | (OP) Operating
15296 | New York Power Authority | 2693 | Robert Moses Niagara | Electric Utility | NY | 9 | 187.6 | Conventional Hydroelectric | WAT | HY | 11 | 1961 |  |  | (OP) Operating
15296 | New York Power Authority | 2694 | Robert Moses Power Dam | Electric Utility | NY | 17 | 64.1 | Conventional Hydroelectric | WAT | HY | 7 | 1959 |  |  | (OP) Operating
15296 | New York Power Authority | 2694 | Robert Moses Power Dam | Electric Utility | NY | 18 | 64.1 | Conventional Hydroelectric | WAT | HY | 7 | 1959 |  |  | (OP) Operating
15296 | New York Power Authority | 2694 | Robert Moses Power Dam | Electric Utility | NY | 19 | 64.1 | Conventional Hydroelectric | WAT | HY | 6 | 1959 |  |  | (OP) Operating
15296 | New York Power Authority | 2694 | Robert Moses Power Dam | Electric Utility | NY | 20 | 64.1 | Conventional Hydroelectric | WAT | HY | 5 | 1959 |  |  | (OP) Operating
15296 | New York Power Authority | 2694 | Robert Moses Power Dam | Electric Utility | NY | 21 | 64.1 | Conventional Hydroelectric | WAT | HY | 5 | 1959 |  |  | (OP) Operating
15296 | New York Power Authority | 2694 | Robert Moses Power Dam | Electric Utility | NY | 22 | 64.1 | Conventional Hydroelectric | WAT | HY | 3 | 1959 |  |  | (OP) Operating
15296 | New York Power Authority | 2694 | Robert Moses Power Dam | Electric Utility | NY | 23 | 64.1 | Conventional Hydroelectric | WAT | HY | 1 | 1959 |  |  | (OP) Operating
15296 | New York Power Authority | 2694 | Robert Moses Power Dam | Electric Utility | NY | 24 | 64.1 | Conventional Hydroelectric | WAT | HY | 12 | 1958 |  |  | (OP) Operating
15296 | New York Power Authority | 2694 | Robert Moses Power Dam | Electric Utility | NY | 25 | 64.1 | Conventional Hydroelectric | WAT | HY | 11 | 1958 |  |  | (OP) Operating
15296 | New York Power Authority | 2694 | Robert Moses Power Dam | Electric Utility | NY | 26 | 64.1 | Conventional Hydroelectric | WAT | HY | 10 | 1958 |  |  | (OP) Operating
15296 | New York Power Authority | 2694 | Robert Moses Power Dam | Electric Utility | NY | 27 | 64.1 | Conventional Hydroelectric | WAT | HY | 8 | 1958 |  |  | (OP) Operating
15296 | New York Power Authority | 2694 | Robert Moses Power Dam | Electric Utility | NY | 28 | 64.1 | Conventional Hydroelectric | WAT | HY | 8 | 1958 |  |  | (OP) Operating
15296 | New York Power Authority | 2694 | Robert Moses Power Dam | Electric Utility | NY | 29 | 64.1 | Conventional Hydroelectric | WAT | HY | 7 | 1958 |  |  | (OP) Operating
15296 | New York Power Authority | 2694 | Robert Moses Power Dam | Electric Utility | NY | 30 | 64.1 | Conventional Hydroelectric | WAT | HY | 7 | 1958 |  |  | (OP) Operating
15296 | New York Power Authority | 2694 | Robert Moses Power Dam | Electric Utility | NY | 31 | 64.1 | Conventional Hydroelectric | WAT | HY | 7 | 1958 |  |  | (OP) Operating
15296 | New York Power Authority | 2694 | Robert Moses Power Dam | Electric Utility | NY | 32 | 64.1 | Conventional Hydroelectric | WAT | HY | 7 | 1958 |  |  | (OP) Operating
16217 | Village of Rockville Centre - (NY) | 2695 | Charles P Keller | Electric Utility | NY | 10 | 3.2 | Natural Gas Internal Combustion Engine | NG | IC | 1 | 1954 |  |  | (OP) Operating
16217 | Village of Rockville Centre - (NY) | 2695 | Charles P Keller | Electric Utility | NY | 11 | 5.2 | Natural Gas Internal Combustion Engine | NG | IC | 1 | 1962 |  |  | (OP) Operating
16217 | Village of Rockville Centre - (NY) | 2695 | Charles P Keller | Electric Utility | NY | 12 | 5.5 | Natural Gas Internal Combustion Engine | NG | IC | 1 | 1967 |  |  | (OP) Operating
16217 | Village of Rockville Centre - (NY) | 2695 | Charles P Keller | Electric Utility | NY | 13 | 5.5 | Natural Gas Internal Combustion Engine | NG | IC | 1 | 1974 |  |  | (OP) Operating
16217 | Village of Rockville Centre - (NY) | 2695 | Charles P Keller | Electric Utility | NY | 14 | 6.2 | Natural Gas Internal Combustion Engine | NG | IC | 9 | 1994 |  |  | (OP) Operating
16217 | Village of Rockville Centre - (NY) | 2695 | Charles P Keller | Electric Utility | NY | 7 | 2 | Petroleum Liquids | DFO | IC | 1 | 1942 |  |  | (OP) Operating
16217 | Village of Rockville Centre - (NY) | 2695 | Charles P Keller | Electric Utility | NY | 8 | 2.7 | Petroleum Liquids | DFO | IC | 1 | 1950 |  |  | (OP) Operating
16217 | Village of Rockville Centre - (NY) | 2695 | Charles P Keller | Electric Utility | NY | 9 | 3.2 | Natural Gas Internal Combustion Engine | NG | IC | 1 | 1954 |  |  | (OP) Operating
20188 | City of Watertown - (NY) | 2700 | Watertown | Electric Utility | NY | 1 | 2.1 | Conventional Hydroelectric | WAT | HY | 8 | 1924 |  |  | (OP) Operating
20188 | City of Watertown - (NY) | 2700 | Watertown | Electric Utility | NY | 2 | 2.1 | Conventional Hydroelectric | WAT | HY | 8 | 1924 |  |  | (OP) Operating
20188 | City of Watertown - (NY) | 2700 | Watertown | Electric Utility | NY | 3 | 2.1 | Conventional Hydroelectric | WAT | HY | 8 | 1924 |  |  | (OP) Operating
3046 | Duke Energy Progress - (NC) | 2706 | Asheville | Electric Utility | NC | 1 | 191 | Conventional Steam Coal | BIT | ST | 5 | 1964 | 11 | 2019 | (OP) Operating
3046 | Duke Energy Progress - (NC) | 2706 | Asheville | Electric Utility | NC | 2 | 185 | Conventional Steam Coal | BIT | ST | 5 | 1971 | 11 | 2019 | (OP) Operating
3046 | Duke Energy Progress - (NC) | 2706 | Asheville | Electric Utility | NC | GT1 | 164 | Natural Gas Fired Combustion Turbine | NG | GT | 6 | 1999 |  |  | (OP) Operating
3046 | Duke Energy Progress - (NC) | 2706 | Asheville | Electric Utility | NC | GT2 | 160 | Natural Gas Fired Combustion Turbine | NG | GT | 6 | 2000 |  |  | (OP) Operating
3046 | Duke Energy Progress - (NC) | 2707 | Blewett | Electric Utility | NC | 1 | 3 | Conventional Hydroelectric | WAT | HY | 6 | 1912 |  |  | (OP) Operating
3046 | Duke Energy Progress - (NC) | 2707 | Blewett | Electric Utility | NC | 2 | 3 | Conventional Hydroelectric | WAT | HY | 6 | 1912 |  |  | (OP) Operating
3046 | Duke Energy Progress - (NC) | 2707 | Blewett | Electric Utility | NC | 3 | 4 | Conventional Hydroelectric | WAT | HY | 6 | 1912 |  |  | (OP) Operating
3046 | Duke Energy Progress - (NC) | 2707 | Blewett | Electric Utility | NC | 4 | 4 | Conventional Hydroelectric | WAT | HY | 6 | 1912 |  |  | (OP) Operating
3046 | Duke Energy Progress - (NC) | 2707 | Blewett | Electric Utility | NC | 5 | 4 | Conventional Hydroelectric | WAT | HY | 6 | 1912 |  |  | (OP) Operating
3046 | Duke Energy Progress - (NC) | 2707 | Blewett | Electric Utility | NC | 6 | 4 | Conventional Hydroelectric | WAT | HY | 6 | 1912 |  |  | (OP) Operating
3046 | Duke Energy Progress - (NC) | 2707 | Blewett | Electric Utility | NC | GT1 | 13 | Petroleum Liquids | DFO | GT | 5 | 1971 |  |  | (OP) Operating
3046 | Duke Energy Progress - (NC) | 2707 | Blewett | Electric Utility | NC | GT2 | 13 | Petroleum Liquids | DFO | GT | 5 | 1971 |  |  | (OP) Operating
3046 | Duke Energy Progress - (NC) | 2707 | Blewett | Electric Utility | NC | GT3 | 13 | Petroleum Liquids | DFO | GT | 5 | 1971 |  |  | (OP) Operating
3046 | Duke Energy Progress - (NC) | 2707 | Blewett | Electric Utility | NC | GT4 | 13 | Petroleum Liquids | DFO | GT | 7 | 1971 |  |  | (OP) Operating
3046 | Duke Energy Progress - (NC) | 2710 | Marshall Dam | Electric Utility | NC | HC1 | 2 | Conventional Hydroelectric | WAT | HY | 1 | 1985 |  |  | (OP) Operating
3046 | Duke Energy Progress - (NC) | 2710 | Marshall Dam | Electric Utility | NC | HC2 | 2 | Conventional Hydroelectric | WAT | HY | 1 | 1985 |  |  | (OP) Operating
3046 | Duke Energy Progress - (NC) | 2712 | Roxboro | Electric Utility | NC | 1 | 379 | Conventional Steam Coal | BIT | ST | 5 | 1966 |  |  | (OP) Operating
3046 | Duke Energy Progress - (NC) | 2712 | Roxboro | Electric Utility | NC | 2 | 671 | Conventional Steam Coal | BIT | ST | 5 | 1968 |  |  | (OP) Operating
3046 | Duke Energy Progress - (NC) | 2712 | Roxboro | Electric Utility | NC | 3 | 691 | Conventional Steam Coal | BIT | ST | 7 | 1973 |  |  | (OP) Operating
3046 | Duke Energy Progress - (NC) | 2712 | Roxboro | Electric Utility | NC | 4 | 698 | Conventional Steam Coal | BIT | ST | 9 | 1980 |  |  | (OP) Operating
3046 | Duke Energy Progress - (NC) | 2713 | L V Sutton Steam | Electric Utility | NC | GT1 | 11 | Petroleum Liquids | DFO | GT | 2 | 1968 |  |  | (OP) Operating
3046 | Duke Energy Progress - (NC) | 2713 | L V Sutton Steam | Electric Utility | NC | GTA | 24 | Petroleum Liquids | DFO | GT | 6 | 1969 |  |  | (OP) Operating
3046 | Duke Energy Progress - (NC) | 2713 | L V Sutton Steam | Electric Utility | NC | GTB | 26 | Petroleum Liquids | DFO | GT | 5 | 1969 |  |  | (OP) Operating
3046 | Duke Energy Progress - (NC) | 2714 | Tillery | Electric Utility | NC | 1 | 21 | Conventional Hydroelectric | WAT | HY | 8 | 1928 |  |  | (OP) Operating
3046 | Duke Energy Progress - (NC) | 2714 | Tillery | Electric Utility | NC | 2 | 18 | Conventional Hydroelectric | WAT | HY | 8 | 1928 |  |  | (OP) Operating
3046 | Duke Energy Progress - (NC) | 2714 | Tillery | Electric Utility | NC | 3 | 21 | Conventional Hydroelectric | WAT | HY | 8 | 1928 |  |  | (OP) Operating
3046 | Duke Energy Progress - (NC) | 2714 | Tillery | Electric Utility | NC | 4 | 24 | Conventional Hydroelectric | WAT | HY | 6 | 1960 |  |  | (OP) Operating
3046 | Duke Energy Progress - (NC) | 2715 | Walters | Electric Utility | NC | 1 | 36 | Conventional Hydroelectric | WAT | HY | 7 | 1930 |  |  | (OP) Operating
3046 | Duke Energy Progress - (NC) | 2715 | Walters | Electric Utility | NC | 2 | 40 | Conventional Hydroelectric | WAT | HY | 7 | 1930 |  |  | (OP) Operating
3046 | Duke Energy Progress - (NC) | 2715 | Walters | Electric Utility | NC | 3 | 36 | Conventional Hydroelectric | WAT | HY | 11 | 1930 |  |  | (OP) Operating
3046 | Duke Energy Progress - (NC) | 2716 | W H Weatherspoon | Electric Utility | NC | GT1 | 32 | Petroleum Liquids | DFO | GT | 5 | 1970 |  |  | (OP) Operating
3046 | Duke Energy Progress - (NC) | 2716 | W H Weatherspoon | Electric Utility | NC | GT2 | 32 | Petroleum Liquids | DFO | GT | 5 | 1970 |  |  | (OP) Operating
3046 | Duke Energy Progress - (NC) | 2716 | W H Weatherspoon | Electric Utility | NC | GT3 | 33 | Petroleum Liquids | DFO | GT | 4 | 1971 |  |  | (OP) Operating
3046 | Duke Energy Progress - (NC) | 2716 | W H Weatherspoon | Electric Utility | NC | GT4 | 31 | Petroleum Liquids | DFO | GT | 4 | 1971 |  |  | (OP) Operating
5416 | Duke Energy Carolinas, LLC | 2718 | G G Allen | Electric Utility | NC | 1 | 162 | Conventional Steam Coal | BIT | ST | 6 | 1957 |  |  | (OP) Operating
5416 | Duke Energy Carolinas, LLC | 2718 | G G Allen | Electric Utility | NC | 2 | 162 | Conventional Steam Coal | BIT | ST | 11 | 1957 |  |  | (OP) Operating
5416 | Duke Energy Carolinas, LLC | 2718 | G G Allen | Electric Utility | NC | 3 | 261 | Conventional Steam Coal | BIT | ST | 10 | 1959 |  |  | (OP) Operating
5416 | Duke Energy Carolinas, LLC | 2718 | G G Allen | Electric Utility | NC | 4 | 276 | Conventional Steam Coal | BIT | ST | 10 | 1960 |  |  | (OP) Operating
5416 | Duke Energy Carolinas, LLC | 2718 | G G Allen | Electric Utility | NC | 5 | 266 | Conventional Steam Coal | BIT | ST | 7 | 1961 |  |  | (OP) Operating
5416 | Duke Energy Carolinas, LLC | 2719 | Bridgewater | Electric Utility | NC | 1 | 15 | Conventional Hydroelectric | WAT | HY | 5 | 1919 |  |  | (OP) Operating
5416 | Duke Energy Carolinas, LLC | 2719 | Bridgewater | Electric Utility | NC | 2 | 15 | Conventional Hydroelectric | WAT | HY | 5 | 1919 |  |  | (OP) Operating
5416 | Duke Energy Carolinas, LLC | 2719 | Bridgewater | Electric Utility | NC | 3 | 1.5 | Conventional Hydroelectric | WAT | HY | 11 | 2011 |  |  | (OP) Operating
5416 | Duke Energy Carolinas, LLC | 2720 | Buck | Electric Utility | NC | CT11 | 176.3 | Natural Gas Fired Combined Cycle | NG | CT | 11 | 2011 |  |  | (OP) Operating
5416 | Duke Energy Carolinas, LLC | 2720 | Buck | Electric Utility | NC | CT12 | 175.1 | Natural Gas Fired Combined Cycle | NG | CT | 11 | 2011 |  |  | (OP) Operating
5416 | Duke Energy Carolinas, LLC | 2720 | Buck | Electric Utility | NC | ST10 | 316.8 | Natural Gas Fired Combined Cycle | NG | CA | 11 | 2011 |  |  | (OP) Operating
5416 | Duke Energy Carolinas, LLC | 2721 | James E. Rogers Energy Complex | Electric Utility | NC | 5 | 552 | Conventional Steam Coal | BIT | ST | 6 | 1972 |  |  | (OP) Operating
5416 | Duke Energy Carolinas, LLC | 2721 | James E. Rogers Energy Complex | Electric Utility | NC | 6 | 844 | Conventional Steam Coal | BIT | ST | 12 | 2012 |  |  | (OP) Operating
5416 | Duke Energy Carolinas, LLC | 2722 | Cowans Ford | Electric Utility | NC | 1 | 81.3 | Conventional Hydroelectric | WAT | HY | 9 | 1963 |  |  | (OP) Operating
5416 | Duke Energy Carolinas, LLC | 2722 | Cowans Ford | Electric Utility | NC | 2 | 81.3 | Conventional Hydroelectric | WAT | HY | 9 | 1963 |  |  | (OP) Operating
5416 | Duke Energy Carolinas, LLC | 2722 | Cowans Ford | Electric Utility | NC | 3 | 81.3 | Conventional Hydroelectric | WAT | HY | 9 | 1963 |  |  | (OP) Operating
5416 | Duke Energy Carolinas, LLC | 2722 | Cowans Ford | Electric Utility | NC | 4 | 81.3 | Conventional Hydroelectric | WAT | HY | 4 | 1967 |  |  | (OP) Operating
5416 | Duke Energy Carolinas, LLC | 2723 | Dan River | Electric Utility | NC | CT8 | 159.9 | Natural Gas Fired Combined Cycle | NG | CT | 12 | 2012 |  |  | (OP) Operating
5416 | Duke Energy Carolinas, LLC | 2723 | Dan River | Electric Utility | NC | CT9 | 161.6 | Natural Gas Fired Combined Cycle | NG | CT | 12 | 2012 |  |  | (OP) Operating
5416 | Duke Energy Carolinas, LLC | 2723 | Dan River | Electric Utility | NC | ST7 | 316.2 | Natural Gas Fired Combined Cycle | NG | CA | 12 | 2012 |  |  | (OP) Operating
5416 | Duke Energy Carolinas, LLC | 2726 | Lookout Shoals | Electric Utility | NC | 1 | 9.3 | Conventional Hydroelectric | WAT | HY | 12 | 1915 |  |  | (OP) Operating
5416 | Duke Energy Carolinas, LLC | 2726 | Lookout Shoals | Electric Utility | NC | 2 | 9.3 | Conventional Hydroelectric | WAT | HY | 12 | 1915 |  |  | (OP) Operating
5416 | Duke Energy Carolinas, LLC | 2726 | Lookout Shoals | Electric Utility | NC | 3 | 9.3 | Conventional Hydroelectric | WAT | HY | 12 | 1915 |  |  | (OP) Operating
5416 | Duke Energy Carolinas, LLC | 2727 | Marshall (NC) | Electric Utility | NC | 1 | 380 | Conventional Steam Coal | BIT | ST | 3 | 1965 |  |  | (OP) Operating
5416 | Duke Energy Carolinas, LLC | 2727 | Marshall (NC) | Electric Utility | NC | 2 | 380 | Conventional Steam Coal | BIT | ST | 4 | 1966 |  |  | (OP) Operating
5416 | Duke Energy Carolinas, LLC | 2727 | Marshall (NC) | Electric Utility | NC | 3 | 658 | Conventional Steam Coal | BIT | ST | 5 | 1969 |  |  | (OP) Operating
5416 | Duke Energy Carolinas, LLC | 2727 | Marshall (NC) | Electric Utility | NC | 4 | 660 | Conventional Steam Coal | BIT | ST | 5 | 1970 |  |  | (OP) Operating
5416 | Duke Energy Carolinas, LLC | 2728 | Mountain Island | Electric Utility | NC | 1 | 14 | Conventional Hydroelectric | WAT | HY | 12 | 1923 |  |  | (OP) Operating
5416 | Duke Energy Carolinas, LLC | 2728 | Mountain Island | Electric Utility | NC | 2 | 14 | Conventional Hydroelectric | WAT | HY | 12 | 1923 |  |  | (OP) Operating
5416 | Duke Energy Carolinas, LLC | 2728 | Mountain Island | Electric Utility | NC | 3 | 17 | Conventional Hydroelectric | WAT | HY | 12 | 1923 |  |  | (OP) Operating
5416 | Duke Energy Carolinas, LLC | 2728 | Mountain Island | Electric Utility | NC | 4 | 17 | Conventional Hydroelectric | WAT | HY | 12 | 1923 |  |  | (OP) Operating
5416 | Duke Energy Carolinas, LLC | 2729 | Oxford Dam | Electric Utility | NC | 1 | 20 | Conventional Hydroelectric | WAT | HY | 4 | 1928 |  |  | (OP) Operating
5416 | Duke Energy Carolinas, LLC | 2729 | Oxford Dam | Electric Utility | NC | 2 | 20 | Conventional Hydroelectric | WAT | HY | 4 | 1928 |  |  | (OP) Operating
5416 | Duke Energy Carolinas, LLC | 2730 | Rhodhiss | Electric Utility | NC | 1 | 9.5 | Conventional Hydroelectric | WAT | HY | 2 | 1925 |  |  | (OP) Operating
5416 | Duke Energy Carolinas, LLC | 2730 | Rhodhiss | Electric Utility | NC | 2 | 11.5 | Conventional Hydroelectric | WAT | HY | 2 | 1925 |  |  | (OP) Operating
5416 | Duke Energy Carolinas, LLC | 2730 | Rhodhiss | Electric Utility | NC | 3 | 12.4 | Conventional Hydroelectric | WAT | HY | 2 | 1925 |  |  | (OP) Operating
13763 | Northbrook Carolina Hydro LLC | 2735 | Turner Shoals | IPP Non-CHP | NC | 1 | 2.7 | Conventional Hydroelectric | WAT | HY | 12 | 1996 |  |  | (OP) Operating
13763 | Northbrook Carolina Hydro LLC | 2735 | Turner Shoals | IPP Non-CHP | NC | 2 | 2.7 | Conventional Hydroelectric | WAT | HY | 12 | 1996 |  |  | (OP) Operating
5416 | Duke Energy Carolinas, LLC | 2736 | Tuxedo | Electric Utility | NC | 1 | 3.2 | Conventional Hydroelectric | WAT | HY | 6 | 1920 |  |  | (OP) Operating
5416 | Duke Energy Carolinas, LLC | 2736 | Tuxedo | Electric Utility | NC | 2 | 3.2 | Conventional Hydroelectric | WAT | HY | 6 | 1920 |  |  | (OP) Operating
5416 | Duke Energy Carolinas, LLC | 2741 | Bear Creek Dam | Electric Utility | NC | 1 | 9.5 | Conventional Hydroelectric | WAT | HY | 3 | 1954 |  |  | (OP) Operating
5416 | Duke Energy Carolinas, LLC | 2743 | Cedar Cliff | Electric Utility | NC | 1 | 6.4 | Conventional Hydroelectric | WAT | HY | 1 | 1952 |  |  | (OP) Operating
5416 | Duke Energy Carolinas, LLC | 2745 | Franklin (NC) | Electric Utility | NC | 1 | 0.5 | Conventional Hydroelectric | WAT | HY | 1 | 1925 |  |  | (OP) Operating
5416 | Duke Energy Carolinas, LLC | 2745 | Franklin (NC) | Electric Utility | NC | 2 | 0.5 | Conventional Hydroelectric | WAT | HY | 1 | 1925 |  |  | (OP) Operating
5416 | Duke Energy Carolinas, LLC | 2746 | Mission | Electric Utility | NC | 1 | 0.6 | Conventional Hydroelectric | WAT | HY | 12 | 1924 |  |  | (OP) Operating
5416 | Duke Energy Carolinas, LLC | 2746 | Mission | Electric Utility | NC | 2 | 0.6 | Conventional Hydroelectric | WAT | HY | 12 | 1924 |  |  | (OP) Operating
5416 | Duke Energy Carolinas, LLC | 2746 | Mission | Electric Utility | NC | 3 | 0.6 | Conventional Hydroelectric | WAT | HY | 1 | 1943 |  |  | (OP) Operating
5416 | Duke Energy Carolinas, LLC | 2747 | Nantahala | Electric Utility | NC | 1 | 50 | Conventional Hydroelectric | WAT | HY | 7 | 1942 |  |  | (OP) Operating
5416 | Duke Energy Carolinas, LLC | 2749 | Tennessee Creek | Electric Utility | NC | 1 | 9.8 | Conventional Hydroelectric | WAT | HY | 5 | 1955 |  |  | (OP) Operating
5416 | Duke Energy Carolinas, LLC | 2750 | Thorpe | Electric Utility | NC | 1 | 19.7 | Conventional Hydroelectric | WAT | HY | 10 | 1941 |  |  | (OP) Operating
5416 | Duke Energy Carolinas, LLC | 2751 | Tuckasegee | Electric Utility | NC | 1 | 2.5 | Conventional Hydroelectric | WAT | HY | 5 | 1950 |  |  | (OP) Operating
19876 | Virginia Electric & Power Co | 2756 | Gaston | Electric Utility | NC | 1 | 55 | Conventional Hydroelectric | WAT | HY | 3 | 1963 |  |  | (OP) Operating
19876 | Virginia Electric & Power Co | 2756 | Gaston | Electric Utility | NC | 2 | 55 | Conventional Hydroelectric | WAT | HY | 2 | 1963 |  |  | (OP) Operating
19876 | Virginia Electric & Power Co | 2756 | Gaston | Electric Utility | NC | 3 | 55 | Conventional Hydroelectric | WAT | HY | 2 | 1963 |  |  | (OP) Operating
19876 | Virginia Electric & Power Co | 2756 | Gaston | Electric Utility | NC | 4 | 55 | Conventional Hydroelectric | WAT | HY | 2 | 1963 |  |  | (OP) Operating
19876 | Virginia Electric & Power Co | 2758 | Roanoke Rapids | Electric Utility | NC | 1 | 24 | Conventional Hydroelectric | WAT | HY | 12 | 1955 |  |  | (OP) Operating
19876 | Virginia Electric & Power Co | 2758 | Roanoke Rapids | Electric Utility | NC | 2 | 24 | Conventional Hydroelectric | WAT | HY | 10 | 1955 |  |  | (OP) Operating
19876 | Virginia Electric & Power Co | 2758 | Roanoke Rapids | Electric Utility | NC | 3 | 24 | Conventional Hydroelectric | WAT | HY | 9 | 1955 |  |  | (OP) Operating
19876 | Virginia Electric & Power Co | 2758 | Roanoke Rapids | Electric Utility | NC | 4 | 23 | Conventional Hydroelectric | WAT | HY | 9 | 1955 |  |  | (OP) Operating
10604 | Lake Lure Town of | 2773 | Lake Lure | IPP Non-CHP | NC | 1 | 1.2 | Conventional Hydroelectric | WAT | HY | 1 | 1927 |  |  | (OP) Operating
10604 | Lake Lure Town of | 2773 | Lake Lure | IPP Non-CHP | NC | 2 | 2.4 | Conventional Hydroelectric | WAT | HY | 1 | 1927 |  |  | (OP) Operating
18642 | Tennessee Valley Authority | 2778 | Chatuge | Electric Utility | NC | 1 | 13.9 | Conventional Hydroelectric | WAT | HY | 12 | 1954 |  |  | (OP) Operating
18642 | Tennessee Valley Authority | 2779 | Fontana Dam | Electric Utility | NC | 1 | 101.4 | Conventional Hydroelectric | WAT | HY | 1 | 1945 |  |  | (OP) Operating
18642 | Tennessee Valley Authority | 2779 | Fontana Dam | Electric Utility | NC | 2 | 101.4 | Conventional Hydroelectric | WAT | HY | 3 | 1945 |  |  | (OP) Operating
18642 | Tennessee Valley Authority | 2779 | Fontana Dam | Electric Utility | NC | 3 | 101.4 | Conventional Hydroelectric | WAT | HY | 2 | 1954 |  |  | (OP) Operating
18642 | Tennessee Valley Authority | 2780 | Hiwassee Dam | Electric Utility | NC | 1 | 87.7 | Conventional Hydroelectric | WAT | HY | 5 | 1940 |  |  | (OP) Operating
18642 | Tennessee Valley Authority | 2780 | Hiwassee Dam | Electric Utility | NC | 2 | 86 | Hydroelectric Pumped Storage | WAT | PS | 5 | 1956 |  |  | (OP) Operating
13683 | North Carolina El Member Corp | 2783 | Buxton | Electric Utility | NC | 1A | 3 | Petroleum Liquids | DFO | IC | 4 | 1991 |  |  | (OP) Operating
13683 | North Carolina El Member Corp | 2783 | Buxton | Electric Utility | NC | 2A | 3 | Petroleum Liquids | DFO | IC | 4 | 1991 |  |  | (OP) Operating
13683 | North Carolina El Member Corp | 2783 | Buxton | Electric Utility | NC | 3A | 3 | Petroleum Liquids | DFO | IC | 4 | 1991 |  |  | (OP) Operating
13683 | North Carolina El Member Corp | 2783 | Buxton | Electric Utility | NC | 4A | 3 | Petroleum Liquids | DFO | IC | 4 | 1991 |  |  | (OP) Operating
13683 | North Carolina El Member Corp | 2783 | Buxton | Electric Utility | NC | 5A | 3 | Petroleum Liquids | DFO | IC | 4 | 1991 |  |  | (OP) Operating
12199 | Montana-Dakota Utilities Co | 2790 | R M Heskett | Electric Utility | ND | 1 | 29.5 | Conventional Steam Coal | LIG | ST | 11 | 1954 |  |  | (OP) Operating
12199 | Montana-Dakota Utilities Co | 2790 | R M Heskett | Electric Utility | ND | 2 | 74.8 | Conventional Steam Coal | LIG | ST | 11 | 1963 |  |  | (OP) Operating
12199 | Montana-Dakota Utilities Co | 2790 | R M Heskett | Electric Utility | ND | 3 | 88 | Natural Gas Fired Combustion Turbine | NG | GT | 8 | 2014 |  |  | (OP) Operating
14232 | Otter Tail Power Co | 2801 | Jamestown | Electric Utility | ND | 1 | 22 | Petroleum Liquids | DFO | GT | 5 | 1976 |  |  | (SB) Standby/Backup: available for service but not normally used
14232 | Otter Tail Power Co | 2801 | Jamestown | Electric Utility | ND | 2 | 22.1 | Petroleum Liquids | DFO | GT | 12 | 1978 |  |  | (SB) Standby/Backup: available for service but not normally used
7444 | City of Grafton - (ND) | 2811 | Grafton | Electric Utility | ND | 1 | 0.6 | Petroleum Liquids | DFO | IC | 8 | 1937 |  |  | (SB) Standby/Backup: available for service but not normally used
7444 | City of Grafton - (ND) | 2811 | Grafton | Electric Utility | ND | 2 | 0.8 | Petroleum Liquids | DFO | IC | 8 | 1949 |  |  | (SB) Standby/Backup: available for service but not normally used
7444 | City of Grafton - (ND) | 2811 | Grafton | Electric Utility | ND | 3 | 1.3 | Petroleum Liquids | DFO | IC | 9 | 1956 |  |  | (SB) Standby/Backup: available for service but not normally used
7444 | City of Grafton - (ND) | 2811 | Grafton | Electric Utility | ND | 4 | 1.3 | Petroleum Liquids | DFO | IC | 9 | 1956 |  |  | (SB) Standby/Backup: available for service but not normally used | [5 empty] | 0
19635 | USCE-Missouri River District | 2815 | Garrison | Electric Utility | ND | 1 | 102 | Conventional Hydroelectric | WAT | HY | 1 | 1956 |  |  | (OP) Operating
19635 | USCE-Missouri River District | 2815 | Garrison | Electric Utility | ND | 2 | 102 | Conventional Hydroelectric | WAT | HY | 3 | 1956 |  |  | (OP) Operating
19635 | USCE-Missouri River District | 2815 | Garrison | Electric Utility | ND | 3 | 102 | Conventional Hydroelectric | WAT | HY | 8 | 1956 |  |  | (OP) Operating
19635 | USCE-Missouri River District | 2815 | Garrison | Electric Utility | ND | 4 | 102 | Conventional Hydroelectric | WAT | HY | 3 | 1960 |  |  | (OP) Operating
19635 | USCE-Missouri River District | 2815 | Garrison | Electric Utility | ND | 5 | 102 | Conventional Hydroelectric | WAT | HY | 5 | 1960 |  |  | (OP) Operating
1307 | Basin Electric Power Coop | 2817 | Leland Olds | Electric Utility | ND | 1 | 222 | Conventional Steam Coal | LIG | ST | 1 | 1966 |  |  | (OP) Operating
1307 | Basin Electric Power Coop | 2817 | Leland Olds | Electric Utility | ND | 2 | 445 | Conventional Steam Coal | LIG | ST | 12 | 1975 |  |  | (OP) Operating
12658 | Minnkota Power Coop, Inc | 2823 | Milton R Young | Electric Utility | ND | 1 | 237 | Conventional Steam Coal | LIG | ST | 10 | 1970 |  |  | (OP) Operating
12658 | Minnkota Power Coop, Inc | 2823 | Milton R Young | Electric Utility | ND | 2 | 447 | Conventional Steam Coal | LIG | ST | 4 | 1977 |  |  | (OP) Operating
7570 | Great River Energy | 2824 | Stanton | Electric Utility | ND | 1 | 188.5 | Conventional Steam Coal | SUB | ST | 4 | 1967 |  |  | (OP) Operating
7570 | Great River Energy | 2824 | Stanton | Electric Utility | ND | 2 | 1 | Petroleum Liquids | DFO | IC | 9 | 1986 |  |  | (SB) Standby/Backup: available for service but not normally used
58620 | AEP Generation Resources Inc | 2828 | Cardinal | IPP Non-CHP | OH | 1 | 580 | Conventional Steam Coal | BIT | ST | 2 | 1967 |  |  | (OP) Operating
58620 | AEP Generation Resources Inc | 2828 | Cardinal | IPP Non-CHP | OH | 2 | 590 | Conventional Steam Coal | BIT | ST | 7 | 1967 |  |  | (OP) Operating
58620 | AEP Generation Resources Inc | 2828 | Cardinal | IPP Non-CHP | OH | 3 | 630 | Conventional Steam Coal | BIT | ST | 9 | 1977 |  |  | (OP) Operating
3542 | Duke Energy Ohio Inc | 2830 | Walter C Beckjord | Electric Utility | OH | BECK1 | 2 | Batteries | MWH | BA | 1 | 2015 |  |  | (OP) Operating
57393 | Duke Energy Commercial Asset Management | 2831 | Dicks Creek | Electric Utility | OH | 1 | 92 | Natural Gas Fired Combustion Turbine | NG | GT | 9 | 1965 |  |  | (OP) Operating
57393 | Duke Energy Commercial Asset Management | 2831 | Dicks Creek | Electric Utility | OH | 3 | 14.2 | Natural Gas Fired Combustion Turbine | NG | GT | 6 | 1969 |  |  | (OP) Operating
57393 | Duke Energy Commercial Asset Management | 2831 | Dicks Creek | Electric Utility | OH | 4 | 15 | Petroleum Liquids | DFO | GT | 10 | 1969 |  |  | (OP) Operating
57393 | Duke Energy Commercial Asset Management | 2831 | Dicks Creek | Electric Utility | OH | 5 | 15 | Petroleum Liquids | DFO | GT | 10 | 1969 |  |  | (OP) Operating
3542 | Duke Energy Ohio Inc | 2832 | Miami Fort | Electric Utility | OH | 6 | 163 | Conventional Steam Coal | BIT | ST | 11 | 1960 | 6 | 2016 | (OP) Operating
3542 | Duke Energy Ohio Inc | 2832 | Miami Fort | Electric Utility | OH | 7 | 510 | Conventional Steam Coal | BIT | ST | 5 | 1975 |  |  | (OP) Operating
3542 | Duke Energy Ohio Inc | 2832 | Miami Fort | Electric Utility | OH | 8 | 510 | Conventional Steam Coal | BIT | ST | 2 | 1978 |  |  | (OP) Operating
3542 | Duke Energy Ohio Inc | 2832 | Miami Fort | Electric Utility | OH | GT3 | 14 | Petroleum Liquids | DFO | GT | 7 | 1971 |  |  | (OP) Operating
3542 | Duke Energy Ohio Inc | 2832 | Miami Fort | Electric Utility | OH | GT4 | 14 | Petroleum Liquids | DFO | GT | 8 | 1971 |  |  | (OP) Operating
3542 | Duke Energy Ohio Inc | 2832 | Miami Fort | Electric Utility | OH | GT5 | 14 | Petroleum Liquids | DFO | GT | 9 | 1971 |  |  | (OP) Operating
3542 | Duke Energy Ohio Inc | 2832 | Miami Fort | Electric Utility | OH | GT6 | 14 | Petroleum Liquids | DFO | GT | 10 | 1971 |  |  | (OP) Operating
14165 | NRG Power Midwest LP | 2836 | Avon Lake | IPP Non-CHP | OH | 10 | 30 | Petroleum Liquids | DFO | GT | 1 | 1968 |  |  | (SB) Standby/Backup: available for service but not normally used
14165 | NRG Power Midwest LP | 2836 | Avon Lake | IPP Non-CHP | OH | 7 | 70 | Conventional Steam Coal | BIT | ST | 1 | 1949 |  |  | (OP) Operating
14165 | NRG Power Midwest LP | 2836 | Avon Lake | IPP Non-CHP | OH | 9 | 640 | Conventional Steam Coal | BIT | ST | 1 | 1970 |  |  | (OP) Operating
6526 | FirstEnergy Generation Corp | 2837 | FirstEnergy Eastlake | IPP Non-CHP | OH | 6 | 24 | Petroleum Liquids | DFO | GT | 12 | 1973 |  |  | (OP) Operating
58620 | AEP Generation Resources Inc | 2840 | Conesville | IPP Non-CHP | OH | 4 | 780 | Conventional Steam Coal | BIT | ST | 6 | 1973 |  |  | (OP) Operating
58620 | AEP Generation Resources Inc | 2840 | Conesville | IPP Non-CHP | OH | 5 | 375 | Conventional Steam Coal | BIT | ST | 11 | 1976 |  |  | (OP) Operating
58620 | AEP Generation Resources Inc | 2840 | Conesville | IPP Non-CHP | OH | 6 | 375 | Conventional Steam Coal | BIT | ST | 6 | 1978 |  |  | (OP) Operating
4922 | Dayton Power & Light Co | 2847 | Frank M Tait | Electric Utility | OH | GT1 | 88 | Natural Gas Fired Combustion Turbine | NG | GT | 6 | 1995 |  |  | (OP) Operating
4922 | Dayton Power & Light Co | 2847 | Frank M Tait | Electric Utility | OH | GT2 | 89 | Natural Gas Fired Combustion Turbine | NG | GT | 12 | 1996 |  |  | (OP) Operating
4922 | Dayton Power & Light Co | 2847 | Frank M Tait | Electric Utility | OH | GT3 | 79 | Natural Gas Fired Combustion Turbine | NG | GT | 12 | 1998 |  |  | (OP) Operating
4922 | Dayton Power & Light Co | 2847 | Frank M Tait | Electric Utility | OH | IC1 | 2.5 | Petroleum Liquids | DFO | IC | 5 | 1967 |  |  | (OP) Operating
4922 | Dayton Power & Light Co | 2847 | Frank M Tait | Electric Utility | OH | IC2 | 2.5 | Petroleum Liquids | DFO | IC | 5 | 1967 |  |  | (OP) Operating
4922 | Dayton Power & Light Co | 2847 | Frank M Tait | Electric Utility | OH | IC3 | 2.5 | Petroleum Liquids | DFO | IC | 5 | 1967 |  |  | (OP) Operating
4922 | Dayton Power & Light Co | 2847 | Frank M Tait | Electric Utility | OH | IC4 | 2.5 | Petroleum Liquids | DFO | IC | 5 | 1967 |  |  | (OP) Operating
4922 | Dayton Power & Light Co | 2848 | O H Hutchings | Electric Utility | OH | 7 | 25 | Natural Gas Fired Combustion Turbine | NG | GT | 11 | 1968 |  |  | (OP) Operating
4922 | Dayton Power & Light Co | 2850 | J M Stuart | Electric Utility | OH | 1 | 577 | Conventional Steam Coal | BIT | ST | 5 | 1971 |  |  | (OP) Operating
4922 | Dayton Power & Light Co | 2850 | J M Stuart | Electric Utility | OH | 2 | 577 | Conventional Steam Coal | BIT | ST | 10 | 1970 |  |  | (OP) Operating
4922 | Dayton Power & Light Co | 2850 | J M Stuart | Electric Utility | OH | 3 | 577 | Conventional Steam Coal | BIT | ST | 5 | 1972 |  |  | (OP) Operating
4922 | Dayton Power & Light Co | 2850 | J M Stuart | Electric Utility | OH | 4 | 577 | Conventional Steam Coal | BIT | ST | 6 | 1974 |  |  | (OP) Operating
4922 | Dayton Power & Light Co | 2850 | J M Stuart | Electric Utility | OH | D1 | 2.2 | Petroleum Liquids | DFO | IC | 10 | 1969 |  |  | (OP) Operating
4922 | Dayton Power & Light Co | 2850 | J M Stuart | Electric Utility | OH | D2 | 2.2 | Petroleum Liquids | DFO | IC | 10 | 1969 |  |  | (OP) Operating
4922 | Dayton Power & Light Co | 2850 | J M Stuart | Electric Utility | OH | D3 | 2.2 | Petroleum Liquids | DFO | IC | 10 | 1969 |  |  | (OP) Operating
4922 | Dayton Power & Light Co | 2850 | J M Stuart | Electric Utility | OH | D4 | 2.2 | Petroleum Liquids | DFO | IC | 10 | 1969 |  |  | (OP) Operating
4922 | Dayton Power & Light Co | 2851 | Monument | Electric Utility | OH | 1 | 2.4 | Petroleum Liquids | DFO | IC | 6 | 1968 |  |  | (OP) Operating
4922 | Dayton Power & Light Co | 2851 | Monument | Electric Utility | OH | 2 | 2.4 | Petroleum Liquids | DFO | IC | 6 | 1968 |  |  | (OP) Operating
4922 | Dayton Power & Light Co | 2851 | Monument | Electric Utility | OH | 3 | 2.4 | Petroleum Liquids | DFO | IC | 6 | 1968 |  |  | (OP) Operating
4922 | Dayton Power & Light Co | 2851 | Monument | Electric Utility | OH | 4 | 2.4 | Petroleum Liquids | DFO | IC | 6 | 1968 |  |  | (OP) Operating
4922 | Dayton Power & Light Co | 2851 | Monument | Electric Utility | OH | 5 | 2.4 | Petroleum Liquids | DFO | IC | 6 | 1968 |  |  | (OP) Operating
4922 | Dayton Power & Light Co | 2852 | Sidney (OH) | Electric Utility | OH | 1 | 2.4 | Petroleum Liquids | DFO | IC | 7 | 1968 |  |  | (OP) Operating
4922 | Dayton Power & Light Co | 2852 | Sidney (OH) | Electric Utility | OH | 2 | 2.4 | Petroleum Liquids | DFO | IC | 7 | 1968 |  |  | (OP) Operating
4922 | Dayton Power & Light Co | 2852 | Sidney (OH) | Electric Utility | OH | 3 | 2.4 | Petroleum Liquids | DFO | IC | 7 | 1968 |  |  | (OP) Operating
4922 | Dayton Power & Light Co | 2852 | Sidney (OH) | Electric Utility | OH | 4 | 2.4 | Petroleum Liquids | DFO | IC | 7 | 1968 |  |  | (OP) Operating
4922 | Dayton Power & Light Co | 2852 | Sidney (OH) | Electric Utility | OH | 5 | 2.4 | Petroleum Liquids | DFO | IC | 7 | 1968 |  |  | (OP) Operating
4922 | Dayton Power & Light Co | 2854 | Yankee Street | Electric Utility | OH | 1 | 19.5 | Natural Gas Fired Combustion Turbine | NG | GT | 7 | 1969 |  |  | (OP) Operating
4922 | Dayton Power & Light Co | 2854 | Yankee Street | Electric Utility | OH | 2 | 19.5 | Natural Gas Fired Combustion Turbine | NG | GT | 7 | 1969 |  |  | (OP) Operating
4922 | Dayton Power & Light Co | 2854 | Yankee Street | Electric Utility | OH | 3 | 19.3 | Natural Gas Fired Combustion Turbine | NG | GT | 7 | 1969 |  |  | (OP) Operating
4922 | Dayton Power & Light Co | 2854 | Yankee Street | Electric Utility | OH | 4 | 11 | Natural Gas Fired Combustion Turbine | NG | GT | 11 | 1970 |  |  | (OP) Operating
4922 | Dayton Power & Light Co | 2854 | Yankee Street | Electric Utility | OH | 5 | 9 | Natural Gas Fired Combustion Turbine | NG | GT | 11 | 1970 |  |  | (OP) Operating
4922 | Dayton Power & Light Co | 2854 | Yankee Street | Electric Utility | OH | 6 | 12 | Natural Gas Fired Combustion Turbine | NG | GT | 11 | 1970 |  |  | (OP) Operating
4922 | Dayton Power & Light Co | 2854 | Yankee Street | Electric Utility | OH | 7 | 11 | Natural Gas Fired Combustion Turbine | NG | GT | 11 | 1970 |  |  | (OP) Operating
4922 | Dayton Power & Light Co | 2854 | Yankee Street | Electric Utility | OH | YS1 | 1.1 | Solar Photovoltaic | SUN | PV | 3 | 2010 |  |  | (OP) Operating
14165 | NRG Power Midwest LP | 2861 | Niles Power Plant | IPP Non-CHP | OH | GT1 | 25 | Petroleum Liquids | DFO | GT | 7 | 1972 |  |  | (OP) Operating
6526 | FirstEnergy Generation Corp | 2864 | FirstEnergy R E Burger | IPP Non-CHP | OH | A1 | 2 | Petroleum Liquids | DFO | IC | 5 | 1972 |  |  | (OP) Operating
6526 | FirstEnergy Generation Corp | 2864 | FirstEnergy R E Burger | IPP Non-CHP | OH | B1 | 2 | Petroleum Liquids | DFO | IC | 5 | 1972 |  |  | (OP) Operating
6526 | FirstEnergy Generation Corp | 2864 | FirstEnergy R E Burger | IPP Non-CHP | OH | B2 | 3 | Petroleum Liquids | DFO | IC | 5 | 1972 |  |  | (OP) Operating
6526 | FirstEnergy Generation Corp | 2866 | FirstEnergy W H Sammis | IPP Non-CHP | OH | 1 | 180 | Conventional Steam Coal | BIT | ST | 8 | 1959 |  |  | (OP) Operating
6526 | FirstEnergy Generation Corp | 2866 | FirstEnergy W H Sammis | IPP Non-CHP | OH | 2 | 180 | Conventional Steam Coal | BIT | ST | 7 | 1960 |  |  | (OP) Operating
6526 | FirstEnergy Generation Corp | 2866 | FirstEnergy W H Sammis | IPP Non-CHP | OH | 3 | 180 | Conventional Steam Coal | BIT | ST | 7 | 1961 |  |  | (OP) Operating
6526 | FirstEnergy Generation Corp | 2866 | FirstEnergy W H Sammis | IPP Non-CHP | OH | 4 | 180 | Conventional Steam Coal | BIT | ST | 11 | 1962 |  |  | (OP) Operating
6526 | FirstEnergy Generation Corp | 2866 | FirstEnergy W H Sammis | IPP Non-CHP | OH | 5 | 290 | Conventional Steam Coal | BIT | ST | 12 | 1967 |  |  | (OP) Operating
6526 | FirstEnergy Generation Corp | 2866 | FirstEnergy W H Sammis | IPP Non-CHP | OH | 6 | 600 | Conventional Steam Coal | BIT | ST | 4 | 1969 |  |  | (OP) Operating
6526 | FirstEnergy Generation Corp | 2866 | FirstEnergy W H Sammis | IPP Non-CHP | OH | 7 | 600 | Conventional Steam Coal | BIT | ST | 9 | 1971 |  |  | (OP) Operating
6526 | FirstEnergy Generation Corp | 2866 | FirstEnergy W H Sammis | IPP Non-CHP | OH | A1 | 3 | Petroleum Liquids | DFO | IC | 3 | 1972 |  |  | (OP) Operating
6526 | FirstEnergy Generation Corp | 2866 | FirstEnergy W H Sammis | IPP Non-CHP | OH | B1 | 3 | Petroleum Liquids | DFO | IC | 3 | 1972 |  |  | (OP) Operating
6526 | FirstEnergy Generation Corp | 2866 | FirstEnergy W H Sammis | IPP Non-CHP | OH | B2 | 3 | Petroleum Liquids | DFO | IC | 3 | 1972 |  |  | (OP) Operating
6526 | FirstEnergy Generation Corp | 2866 | FirstEnergy W H Sammis | IPP Non-CHP | OH | B3 | 2 | Petroleum Liquids | DFO | IC | 3 | 1972 |  |  | (OP) Operating
6526 | FirstEnergy Generation Corp | 2866 | FirstEnergy W H Sammis | IPP Non-CHP | OH | B4 | 2 | Petroleum Liquids | DFO | IC | 3 | 1972 |  |  | (OP) Operating
6526 | FirstEnergy Generation Corp | 2869 | FirstEnergy West Lorain | IPP Non-CHP | OH | 1A | 57 | Petroleum Liquids | DFO | GT | 6 | 1973 |  |  | (OP) Operating
6526 | FirstEnergy Generation Corp | 2869 | FirstEnergy West Lorain | IPP Non-CHP | OH | 1B | 57 | Petroleum Liquids | DFO | GT | 6 | 1973 |  |  | (OP) Operating
6526 | FirstEnergy Generation Corp | 2869 | FirstEnergy West Lorain | IPP Non-CHP | OH | 2 | 85 | Natural Gas Fired Combustion Turbine | NG | GT | 7 | 2001 |  |  | (OP) Operating
6526 | FirstEnergy Generation Corp | 2869 | FirstEnergy West Lorain | IPP Non-CHP | OH | 3 | 85 | Natural Gas Fired Combustion Turbine | NG | GT | 7 | 2001 |  |  | (OP) Operating
6526 | FirstEnergy Generation Corp | 2869 | FirstEnergy West Lorain | IPP Non-CHP | OH | 4 | 85 | Natural Gas Fired Combustion Turbine | NG | GT | 7 | 2001 |  |  | (OP) Operating
6526 | FirstEnergy Generation Corp | 2869 | FirstEnergy West Lorain | IPP Non-CHP | OH | 5 | 85 | Natural Gas Fired Combustion Turbine | NG | GT | 7 | 2001 |  |  | (OP) Operating
6526 | FirstEnergy Generation Corp | 2869 | FirstEnergy West Lorain | IPP Non-CHP | OH | 6 | 85 | Natural Gas Fired Combustion Turbine | NG | GT | 7 | 2001 |  |  | (OP) Operating
14015 | Ohio Valley Electric Corp | 2876 | Kyger Creek | Electric Utility | OH | 1 | 194 | Conventional Steam Coal | BIT | ST | 2 | 1955 |  |  | (OP) Operating
14015 | Ohio Valley Electric Corp | 2876 | Kyger Creek | Electric Utility | OH | 2 | 192.2 | Conventional Steam Coal | BIT | ST | 6 | 1955 |  |  | (OP) Operating
14015 | Ohio Valley Electric Corp | 2876 | Kyger Creek | Electric Utility | OH | 3 | 192.2 | Conventional Steam Coal | BIT | ST | 9 | 1955 |  |  | (OP) Operating
14015 | Ohio Valley Electric Corp | 2876 | Kyger Creek | Electric Utility | OH | 4 | 192.2 | Conventional Steam Coal | BIT | ST | 11 | 1955 |  |  | (OP) Operating
14015 | Ohio Valley Electric Corp | 2876 | Kyger Creek | Electric Utility | OH | 5 | 192.2 | Conventional Steam Coal | BIT | ST | 12 | 1955 |  |  | (OP) Operating
6526 | FirstEnergy Generation Corp | 2878 | FirstEnergy Bay Shore | IPP Non-CHP | OH | 1 | 136 | Petroleum Coke | PC | ST | 8 | 1955 |  |  | (OP) Operating
6526 | FirstEnergy Generation Corp | 2878 | FirstEnergy Bay Shore | IPP Non-CHP | OH | CT | 16 | Petroleum Liquids | DFO | GT | 8 | 1967 |  |  | (OP) Operating
57359 | Richland-Stryker Generation LLC | 2880 | Richland | IPP Non-CHP | OH | 1 | 11 | Petroleum Liquids | DFO | GT | 12 | 1965 |  |  | (OP) Operating
57359 | Richland-Stryker Generation LLC | 2880 | Richland | IPP Non-CHP | OH | 2 | 11 | Natural Gas Fired Combustion Turbine | NG | GT | 2 | 1966 |  |  | (OP) Operating
57359 | Richland-Stryker Generation LLC | 2880 | Richland | IPP Non-CHP | OH | 3 | 11 | Natural Gas Fired Combustion Turbine | NG | GT | 2 | 1966 |  |  | (OP) Operating
57359 | Richland-Stryker Generation LLC | 2880 | Richland | IPP Non-CHP | OH | 4 | 112 | Natural Gas Fired Combustion Turbine | NG | GT | 3 | 2001 |  |  | (OP) Operating
57359 | Richland-Stryker Generation LLC | 2880 | Richland | IPP Non-CHP | OH | 5 | 112 | Natural Gas Fired Combustion Turbine | NG | GT | 3 | 2001 |  |  | (OP) Operating
57359 | Richland-Stryker Generation LLC | 2880 | Richland | IPP Non-CHP | OH | 6 | 112 | Natural Gas Fired Combustion Turbine | NG | GT | 3 | 2001 |  |  | (OP) Operating
57359 | Richland-Stryker Generation LLC | 2881 | Stryker | IPP Non-CHP | OH | 1 | 17 | Petroleum Liquids | DFO | GT | 2 | 1968 |  |  | (OP) Operating
768 | City of Arcanum - (OH) | 2902 | Arcanum | Electric Utility | OH | 1 | 0.8 | Petroleum Liquids | DFO | IC | 9 | 1951 |  |  | (OP) Operating
768 | City of Arcanum - (OH) | 2902 | Arcanum | Electric Utility | OH | 2 | 0.6 | Petroleum Liquids | DFO | IC | 10 | 1946 |  |  | (OP) Operating
2439 | City of Bryan - (OH) | 2903 | Bryan (OH) | Electric Utility | OH | 1 | 12.5 | Natural Gas Fired Combustion Turbine | NG | GT | 7 | 1970 |  |  | (OP) Operating
2439 | City of Bryan - (OH) | 2903 | Bryan (OH) | Electric Utility | OH | 2 | 12.5 | Natural Gas Fired Combustion Turbine | NG | GT | 7 | 1988 |  |  | (OP) Operating
2439 | City of Bryan - (OH) | 2903 | Bryan (OH) | Electric Utility | OH | 5 | 2.5 | Petroleum Liquids | DFO | IC | 5 | 1948 |  |  | (OP) Operating
2439 | City of Bryan - (OH) | 2903 | Bryan (OH) | Electric Utility | OH | 6 | 4 | Natural Gas Fired Combustion Turbine | NG | GT | 7 | 1963 |  |  | (OP) Operating
3762 | City of Cleveland - (OH) | 2906 | Collinwood | Electric Utility | OH | 3 | 16 | Natural Gas Fired Combustion Turbine | NG | GT | 2 | 1971 |  |  | (OP) Operating
3762 | City of Cleveland - (OH) | 2909 | West 41st Street | Electric Utility | OH | 1 | 16 | Natural Gas Fired Combustion Turbine | NG | GT | 3 | 1970 |  |  | (OP) Operating
3762 | City of Cleveland - (OH) | 2909 | West 41st Street | Electric Utility | OH | 2 | 16 | Natural Gas Fired Combustion Turbine | NG | GT | 3 | 1970 |  |  | (OP) Operating
5336 | City of Dover - (OH) | 2914 | Dover | Electric Utility | OH | 3 | 8 | Conventional Steam Coal | BIT | ST | 1 | 1954 |  |  | (SB) Standby/Backup: available for service but not normally used
5336 | City of Dover - (OH) | 2914 | Dover | Electric Utility | OH | 4 | 15.2 | Conventional Steam Coal | BIT | ST | 6 | 1968 |  |  | (OP) Operating
5336 | City of Dover - (OH) | 2914 | Dover | Electric Utility | OH | 5 | 2.4 | Petroleum Liquids | DFO | IC | 6 | 1966 |  |  | (OP) Operating
5336 | City of Dover - (OH) | 2914 | Dover | Electric Utility | OH | 6 | 15.3 | Natural Gas Fired Combustion Turbine | NG | GT | 9 | 1992 |  |  | (OP) Operating
7977 | City of Hamilton - (OH) | 2917 | Hamilton (OH) | Electric Utility | OH | 5 | 10 | Natural Gas Steam Turbine | NG | ST | 3 | 1954 |  |  | (OP) Operating
7977 | City of Hamilton - (OH) | 2917 | Hamilton (OH) | Electric Utility | OH | 7 | 25 | Natural Gas Steam Turbine | NG | ST | 5 | 1960 |  |  | (OP) Operating
7977 | City of Hamilton - (OH) | 2917 | Hamilton (OH) | Electric Utility | OH | 8 | 25 | Natural Gas Steam Turbine | NG | ST | 6 | 1965 |  |  | (OP) Operating
7977 | City of Hamilton - (OH) | 2917 | Hamilton (OH) | Electric Utility | OH | 9 | 51 | Natural Gas Steam Turbine | NG | ST | 10 | 1975 |  |  | (OP) Operating
7977 | City of Hamilton - (OH) | 2917 | Hamilton (OH) | Electric Utility | OH | GT2 | 12 | Natural Gas Fired Combustion Turbine | NG | GT | 6 | 1971 |  |  | (OP) Operating
10830 | City of Lebanon - (OH) | 2921 | Lebanon | Electric Utility | OH | 5 | 2 | Petroleum Liquids | DFO | IC | 1 | 1955 |  |  | (OP) Operating
10830 | City of Lebanon - (OH) | 2921 | Lebanon | Electric Utility | OH | 6 | 3 | Petroleum Liquids | DFO | IC | 1 | 1961 |  |  | (OP) Operating
10830 | City of Lebanon - (OH) | 2921 | Lebanon | Electric Utility | OH | 7 | 6 | Petroleum Liquids | DFO | GT | 1 | 1966 |  |  | (OP) Operating
10830 | City of Lebanon - (OH) | 2921 | Lebanon | Electric Utility | OH | 8 | 5.6 | Petroleum Liquids | DFO | IC | 1 | 1970 |  |  | (OP) Operating
10830 | City of Lebanon - (OH) | 2921 | Lebanon | Electric Utility | OH | 9 | 14 | Petroleum Liquids | DFO | GT | 11 | 1986 |  |  | (OP) Operating
13949 | City of Oberlin - (OH) | 2933 | Oberlin (OH) | Electric Utility | OH | 1 | 1 | Petroleum Liquids | DFO | IC | 1 | 1948 |  |  | (OP) Operating
13949 | City of Oberlin - (OH) | 2933 | Oberlin (OH) | Electric Utility | OH | 10 | 0.5 | Natural Gas Internal Combustion Engine | NG | IC | 1 | 1990 |  |  | (OP) Operating
13949 | City of Oberlin - (OH) | 2933 | Oberlin (OH) | Electric Utility | OH | 2A | 3.1 | Natural Gas Internal Combustion Engine | NG | IC | 6 | 2001 |  |  | (OP) Operating
13949 | City of Oberlin - (OH) | 2933 | Oberlin (OH) | Electric Utility | OH | 3A | 3.1 | Natural Gas Internal Combustion Engine | NG | IC | 6 | 2001 |  |  | (OP) Operating
13949 | City of Oberlin - (OH) | 2933 | Oberlin (OH) | Electric Utility | OH | 6 | 2 | Petroleum Liquids | DFO | IC | 1 | 1958 |  |  | (OP) Operating
13949 | City of Oberlin - (OH) | 2933 | Oberlin (OH) | Electric Utility | OH | 7 | 2.7 | Petroleum Liquids | DFO | IC | 1 | 1961 |  |  | (OP) Operating
13949 | City of Oberlin - (OH) | 2933 | Oberlin (OH) | Electric Utility | OH | 8 | 3 | Petroleum Liquids | DFO | IC | 1 | 1966 |  |  | (OP) Operating
13949 | City of Oberlin - (OH) | 2933 | Oberlin (OH) | Electric Utility | OH | 9 | 0.4 | Natural Gas Internal Combustion Engine | NG | IC | 1 | 1990 |  |  | (OP) Operating
13949 | City of Oberlin - (OH) | 2933 | Oberlin (OH) | Electric Utility | OH | IC4 | 2.1 | Natural Gas Internal Combustion Engine | NG | IC | 6 | 1996 |  |  | (OP) Operating
14194 | City of Orrville - (OH) | 2935 | Orrville | Electric Utility | OH | 10 | 23 | Conventional Steam Coal | BIT | ST | 1 | 1971 |  |  | (OP) Operating
14194 | City of Orrville - (OH) | 2935 | Orrville | Electric Utility | OH | 11 | 23 | Conventional Steam Coal | BIT | ST | 1 | 1971 |  |  | (OP) Operating
14194 | City of Orrville - (OH) | 2935 | Orrville | Electric Utility | OH | 7 | 5 | Conventional Steam Coal | BIT | ST | 1 | 1949 |  |  | (OS) Out of service and NOT expected to return to service in next calendar year
14194 | City of Orrville - (OH) | 2935 | Orrville | Electric Utility | OH | 8 | 7.5 | Conventional Steam Coal | BIT | ST | 1 | 1955 |  |  | (OS) Out of service and NOT expected to return to service in next calendar year
14194 | City of Orrville - (OH) | 2935 | Orrville | Electric Utility | OH | 9 | 20 | Conventional Steam Coal | BIT | ST | 1 | 1961 |  |  | (OP) Operating
14381 | City of Painesville | 2936 | Painesville | Electric Utility | OH | 3 | 7 | Conventional Steam Coal | BIT | ST | 1 | 1953 |  |  | (SB) Standby/Backup: available for service but not normally used
14381 | City of Painesville | 2936 | Painesville | Electric Utility | OH | 5 | 15.5 | Conventional Steam Coal | BIT | ST | 1 | 1965 |  |  | (OP) Operating
14381 | City of Painesville | 2936 | Painesville | Electric Utility | OH | 7 | 17.5 | Conventional Steam Coal | BIT | ST | 2 | 1990 |  |  | (OP) Operating
14381 | City of Painesville | 2936 | Painesville | Electric Utility | OH | ST2 | 7 | Conventional Steam Coal | BIT | ST | 1 | 1949 |  |  | (SB) Standby/Backup: available for service but not normally used
14381 | City of Painesville | 2936 | Painesville | Electric Utility | OH | WPCP1 | 1.8 | Petroleum Liquids | DFO | IC | 2 | 2010 |  |  | (SB) Standby/Backup: available for service but not normally used
15095 | City of Piqua - (OH) | 2937 | Piqua Power Plant | Electric Utility | OH | 11 | 16.5 | Petroleum Liquids | DFO | GT | 12 | 1989 |  |  | (OP) Operating
15095 | City of Piqua - (OH) | 2937 | Piqua Power Plant | Electric Utility | OH | 8 | 20 | Petroleum Liquids | DFO | GT | 1 | 1972 |  |  | (OP) Operating
17891 | City of St Marys - (OH) | 2942 | St Marys | Electric Utility | OH | 7 | 12 | Petroleum Liquids | DFO | GT | 8 | 1992 | 1 | 2018 | (SB) Standby/Backup: available for service but not normally used
17891 | City of St Marys - (OH) | 2942 | St Marys | Electric Utility | OH | GT1 | 10.4 | Natural Gas Fired Combustion Turbine | NG | GT | 12 | 1999 |  |  | (SB) Standby/Backup: available for service but not normally used
17043 | City of Shelby - (OH) | 2943 | Shelby Municipal Light Plant | Electric Utility | OH | IC1 | 3 | Petroleum Liquids | DFO | IC | 5 | 1963 |  |  | (OP) Operating
20977 | City of Woodsfield - (OH) | 2945 | Anadarko | Electric Utility | OH | 10 | 1.2 | Petroleum Liquids | DFO | IC | 1 | 1983 |  |  | (SB) Standby/Backup: available for service but not normally used
20977 | City of Woodsfield - (OH) | 2945 | Anadarko | Electric Utility | OH | 11 | 1.2 | Petroleum Liquids | DFO | IC | 1 | 1983 |  |  | (SB) Standby/Backup: available for service but not normally used
20977 | City of Woodsfield - (OH) | 2945 | Anadarko | Electric Utility | OH | 6 | 0.6 | Petroleum Liquids | DFO | IC | 1 | 1949 |  |  | (SB) Standby/Backup: available for service but not normally used
20977 | City of Woodsfield - (OH) | 2945 | Anadarko | Electric Utility | OH | 7 | 1.2 | Petroleum Liquids | DFO | IC | 1 | 1957 |  |  | (SB) Standby/Backup: available for service but not normally used
20977 | City of Woodsfield - (OH) | 2945 | Anadarko | Electric Utility | OH | 8 | 1.5 | Petroleum Liquids | DFO | IC | 1 | 1965 |  |  | (SB) Standby/Backup: available for service but not normally used
20977 | City of Woodsfield - (OH) | 2945 | Anadarko | Electric Utility | OH | 9 | 2.1 | Petroleum Liquids | DFO | IC | 1 | 1971 |  |  | (SB) Standby/Backup: available for service but not normally used |  |  | 0 |  |  | 0
14063 | Oklahoma Gas & Electric Co | 2951 | Horseshoe Lake | Electric Utility | OK | 10 | 45.5 | Natural Gas Fired Combustion Turbine | NG | GT | 6 | 2001 |  |  | (OP) Operating
14063 | Oklahoma Gas & Electric Co | 2951 | Horseshoe Lake | Electric Utility | OK | 6 | 166 | Natural Gas Steam Turbine | NG | ST | 4 | 1958 | 12 | 2023 | (OP) Operating
14063 | Oklahoma Gas & Electric Co | 2951 | Horseshoe Lake | Electric Utility | OK | 8 | 411 | Natural Gas Steam Turbine | NG | ST | 6 | 1969 |  |  | (OP) Operating
14063 | Oklahoma Gas & Electric Co | 2951 | Horseshoe Lake | Electric Utility | OK | 9 | 45.5 | Natural Gas Fired Combustion Turbine | NG | GT | 6 | 2001 |  |  | (OP) Operating
14063 | Oklahoma Gas & Electric Co | 2951 | Horseshoe Lake | Electric Utility | OK | GT7 | 7.3 | Natural Gas Fired Combustion Turbine | NG | GT | 6 | 1963 |  |  | (OP) Operating
14063 | Oklahoma Gas & Electric Co | 2951 | Horseshoe Lake | Electric Utility | OK | ST7 | 213.7 | Natural Gas Steam Turbine | NG | ST | 6 | 1963 |  |  | (OP) Operating
14063 | Oklahoma Gas & Electric Co | 2952 | Muskogee | Electric Utility | OK | 4 | 487 | Conventional Steam Coal | SUB | ST | 12 | 1977 |  |  | (OP) Operating
14063 | Oklahoma Gas & Electric Co | 2952 | Muskogee | Electric Utility | OK | 5 | 503 | Conventional Steam Coal | SUB | ST | 10 | 1978 |  |  | (OP) Operating
14063 | Oklahoma Gas & Electric Co | 2952 | Muskogee | Electric Utility | OK | 6 | 485 | Conventional Steam Coal | SUB | ST | 6 | 1984 |  |  | (OP) Operating
14063 | Oklahoma Gas & Electric Co | 2953 | Mustang | Electric Utility | OK | 1 | 51 | Natural Gas Steam Turbine | NG | ST | 5 | 1950 | 12 | 2017 | (OP) Operating
14063 | Oklahoma Gas & Electric Co | 2953 | Mustang | Electric Utility | OK | 2 | 51 | Natural Gas Steam Turbine | NG | ST | 3 | 1951 | 12 | 2017 | (OP) Operating
14063 | Oklahoma Gas & Electric Co | 2953 | Mustang | Electric Utility | OK | 3 | 116.5 | Natural Gas Steam Turbine | NG | ST | 6 | 1955 | 12 | 2017 | (OP) Operating
14063 | Oklahoma Gas & Electric Co | 2953 | Mustang | Electric Utility | OK | 4 | 257 | Natural Gas Steam Turbine | NG | ST | 6 | 1959 | 12 | 2017 | (OP) Operating
14063 | Oklahoma Gas & Electric Co | 2953 | Mustang | Electric Utility | OK | 5A | 34 | Natural Gas Fired Combustion Turbine | NG | GT | 6 | 1971 |  |  | (OP) Operating
14063 | Oklahoma Gas & Electric Co | 2953 | Mustang | Electric Utility | OK | 5B | 33 | Natural Gas Fired Combustion Turbine | NG | GT | 6 | 1971 |  |  | (OP) Operating
14063 | Oklahoma Gas & Electric Co | 2953 | Mustang | Electric Utility | OK | SLR1 | 2.5 | Solar Photovoltaic | SUN | PV | 8 | 2015 |  |  | (OP) Operating
14063 | Oklahoma Gas & Electric Co | 2956 | Seminole (OK) | Electric Utility | OK | 1 | 492 | Natural Gas Steam Turbine | NG | ST | 3 | 1971 |  |  | (OP) Operating
14063 | Oklahoma Gas & Electric Co | 2956 | Seminole (OK) | Electric Utility | OK | 2 | 500 | Natural Gas Steam Turbine | NG | ST | 2 | 1973 |  |  | (OP) Operating
14063 | Oklahoma Gas & Electric Co | 2956 | Seminole (OK) | Electric Utility | OK | 3 | 498 | Natural Gas Steam Turbine | NG | ST | 6 | 1975 |  |  | (OP) Operating
14063 | Oklahoma Gas & Electric Co | 2956 | Seminole (OK) | Electric Utility | OK | GT1 | 16.5 | Natural Gas Fired Combustion Turbine | NG | GT | 5 | 1971 | 12 | 2015 | (OP) Operating
15474 | Public Service Co of Oklahoma | 2963 | Northeastern | Electric Utility | OK | 1 | 146 | Natural Gas Fired Combined Cycle | NG | CA | 4 | 1961 |  |  | (OP) Operating
15474 | Public Service Co of Oklahoma | 2963 | Northeastern | Electric Utility | OK | 1A | 149 | Natural Gas Fired Combined Cycle | NG | CT | 8 | 2001 |  |  | (OP) Operating
15474 | Public Service Co of Oklahoma | 2963 | Northeastern | Electric Utility | OK | 1B | 149 | Natural Gas Fired Combined Cycle | NG | CT | 8 | 2001 |  |  | (OP) Operating
15474 | Public Service Co of Oklahoma | 2963 | Northeastern | Electric Utility | OK | 2 | 462 | Natural Gas Steam Turbine | NG | ST | 5 | 1970 |  |  | (OP) Operating
15474 | Public Service Co of Oklahoma | 2963 | Northeastern | Electric Utility | OK | 3 | 460 | Conventional Steam Coal | SUB | ST | 12 | 1979 |  |  | (OP) Operating
15474 | Public Service Co of Oklahoma | 2963 | Northeastern | Electric Utility | OK | 4 | 460 | Conventional Steam Coal | SUB | ST | 9 | 1980 | 4 | 2016 | (OP) Operating
15474 | Public Service Co of Oklahoma | 2963 | Northeastern | Electric Utility | OK | IC1 | 4 | Petroleum Liquids | DFO | IC | 12 | 1980 |  |  | (OP) Operating
15474 | Public Service Co of Oklahoma | 2964 | Southwestern | Electric Utility | OK | 1 | 78 | Natural Gas Steam Turbine | NG | ST | 7 | 1952 |  |  | (OP) Operating
15474 | Public Service Co of Oklahoma | 2964 | Southwestern | Electric Utility | OK | 2 | 78 | Natural Gas Steam Turbine | NG | ST | 3 | 1954 |  |  | (OP) Operating
15474 | Public Service Co of Oklahoma | 2964 | Southwestern | Electric Utility | OK | 3 | 295 | Natural Gas Steam Turbine | NG | ST | 7 | 1967 |  |  | (OP) Operating
15474 | Public Service Co of Oklahoma | 2964 | Southwestern | Electric Utility | OK | 4 | 76 | Natural Gas Fired Combustion Turbine | NG | GT | 2 | 2008 |  |  | (OP) Operating
15474 | Public Service Co of Oklahoma | 2964 | Southwestern | Electric Utility | OK | 5 | 76 | Natural Gas Fired Combustion Turbine | NG | GT | 2 | 2008 |  |  | (OP) Operating
15474 | Public Service Co of Oklahoma | 2964 | Southwestern | Electric Utility | OK | IC1 | 2 | Petroleum Liquids | DFO | IC | 5 | 1966 |  |  | (OS) Out of service and NOT expected to return to service in next calendar year
15474 | Public Service Co of Oklahoma | 2965 | Tulsa | Electric Utility | OK | 2 | 150 | Natural Gas Steam Turbine | NG | ST | 11 | 1956 |  |  | (OP) Operating
15474 | Public Service Co of Oklahoma | 2965 | Tulsa | Electric Utility | OK | 4 | 155 | Natural Gas Steam Turbine | NG | ST | 4 | 1958 |  |  | (OP) Operating
15474 | Public Service Co of Oklahoma | 2965 | Tulsa | Electric Utility | OK | IC1 | 8.3 | Petroleum Liquids | DFO | IC | 4 | 1967 |  |  | (OP) Operating
15474 | Public Service Co of Oklahoma | 2966 | Weleetka | Electric Utility | OK | 4 | 55 | Natural Gas Fired Combustion Turbine | NG | GT | 7 | 1975 |  |  | (OP) Operating
15474 | Public Service Co of Oklahoma | 2966 | Weleetka | Electric Utility | OK | 5 | 53 | Natural Gas Fired Combustion Turbine | NG | GT | 9 | 1976 |  |  | (OP) Operating
15474 | Public Service Co of Oklahoma | 2966 | Weleetka | Electric Utility | OK | 6 | 55 | Natural Gas Fired Combustion Turbine | NG | GT | 9 | 1976 |  |  | (OP) Operating
15474 | Public Service Co of Oklahoma | 2966 | Weleetka | Electric Utility | OK | IC1 | 4 | Petroleum Liquids | DFO | IC | 10 | 1963 |  |  | (OP) Operating
4667 | City of Cushing - (OK) | 2975 | Cushing | Electric Utility | OK | 1 | 1.8 | Petroleum Liquids | DFO | IC | 6 | 1956 |  |  | (OP) Operating
4667 | City of Cushing - (OK) | 2975 | Cushing | Electric Utility | OK | 10 | 4 | Petroleum Liquids | DFO | IC | 12 | 1972 |  |  | (OP) Operating
4667 | City of Cushing - (OK) | 2975 | Cushing | Electric Utility | OK | 11 | 6.3 | Petroleum Liquids | DFO | IC | 6 | 1988 |  |  | (OP) Operating
4667 | City of Cushing - (OK) | 2975 | Cushing | Electric Utility | OK | 2 | 0.8 | Petroleum Liquids | DFO | IC | 6 | 1949 |  |  | (OP) Operating
4667 | City of Cushing - (OK) | 2975 | Cushing | Electric Utility | OK | 3 | 0.4 | Petroleum Liquids | DFO | IC | 6 | 1936 |  |  | (OP) Operating
4667 | City of Cushing - (OK) | 2975 | Cushing | Electric Utility | OK | 4 | 0.4 | Petroleum Liquids | DFO | IC | 8 | 1936 |  |  | (OP) Operating
4667 | City of Cushing - (OK) | 2975 | Cushing | Electric Utility | OK | 5 | 0.4 | Petroleum Liquids | DFO | IC | 6 | 1936 |  |  | (OP) Operating
4667 | City of Cushing - (OK) | 2975 | Cushing | Electric Utility | OK | 6 | 0.6 | Petroleum Liquids | DFO | IC | 7 | 1939 |  |  | (OP) Operating
4667 | City of Cushing - (OK) | 2975 | Cushing | Electric Utility | OK | 7 | 1.9 | Petroleum Liquids | DFO | IC | 6 | 1956 |  |  | (OP) Operating
4667 | City of Cushing - (OK) | 2975 | Cushing | Electric Utility | OK | 8 | 1.9 | Petroleum Liquids | DFO | IC | 6 | 1956 |  |  | (OP) Operating
4667 | City of Cushing - (OK) | 2975 | Cushing | Electric Utility | OK | 9 | 2.7 | Petroleum Liquids | DFO | IC | 2 | 1965 |  |  | (OP) Operating
7490 | Grand River Dam Authority | 2980 | Markham | Electric Utility | OK | 1 | 32 | Conventional Hydroelectric | WAT | HY | 5 | 1964 |  |  | (OP) Operating
7490 | Grand River Dam Authority | 2980 | Markham | Electric Utility | OK | 2 | 32 | Conventional Hydroelectric | WAT | HY | 5 | 1964 |  |  | (OP) Operating
7490 | Grand River Dam Authority | 2980 | Markham | Electric Utility | OK | 3 | 32 | Conventional Hydroelectric | WAT | HY | 5 | 1964 |  |  | (OP) Operating
7490 | Grand River Dam Authority | 2980 | Markham | Electric Utility | OK | 4 | 32 | Conventional Hydroelectric | WAT | HY | 5 | 1964 |  |  | (OP) Operating
7490 | Grand River Dam Authority | 2981 | Pensacola | Electric Utility | OK | 1 | 21 | Conventional Hydroelectric | WAT | HY | 8 | 1940 |  |  | (OP) Operating
7490 | Grand River Dam Authority | 2981 | Pensacola | Electric Utility | OK | 2 | 21 | Conventional Hydroelectric | WAT | HY | 8 | 1940 |  |  | (OP) Operating
7490 | Grand River Dam Authority | 2981 | Pensacola | Electric Utility | OK | 3 | 21 | Conventional Hydroelectric | WAT | HY | 8 | 1940 |  |  | (OP) Operating
7490 | Grand River Dam Authority | 2981 | Pensacola | Electric Utility | OK | 4 | 21 | Conventional Hydroelectric | WAT | HY | 8 | 1940 |  |  | (OP) Operating
7490 | Grand River Dam Authority | 2981 | Pensacola | Electric Utility | OK | 5 | 21 | Conventional Hydroelectric | WAT | HY | 8 | 1946 |  |  | (OP) Operating
7490 | Grand River Dam Authority | 2981 | Pensacola | Electric Utility | OK | 6 | 21 | Conventional Hydroelectric | WAT | HY | 8 | 1946 |  |  | (OP) Operating
7490 | Grand River Dam Authority | 2981 | Pensacola | Electric Utility | OK | A | 0.5 | Conventional Hydroelectric | WAT | HY | 8 | 1940 |  |  | (OS) Out of service and NOT expected to return to service in next calendar year
7490 | Grand River Dam Authority | 2982 | Salina | Electric Utility | OK | 1 | 43 | Hydroelectric Pumped Storage | WAT | PS | 5 | 1968 |  |  | (OP) Operating
7490 | Grand River Dam Authority | 2982 | Salina | Electric Utility | OK | 2 | 43 | Hydroelectric Pumped Storage | WAT | PS | 5 | 1968 |  |  | (OP) Operating
7490 | Grand River Dam Authority | 2982 | Salina | Electric Utility | OK | 3 | 43 | Hydroelectric Pumped Storage | WAT | PS | 5 | 1968 |  |  | (OP) Operating
7490 | Grand River Dam Authority | 2982 | Salina | Electric Utility | OK | 4 | 43 | Hydroelectric Pumped Storage | WAT | PS | 5 | 1971 |  |  | (OP) Operating
7490 | Grand River Dam Authority | 2982 | Salina | Electric Utility | OK | 5 | 44 | Hydroelectric Pumped Storage | WAT | PS | 5 | 1971 |  |  | (OP) Operating
7490 | Grand River Dam Authority | 2982 | Salina | Electric Utility | OK | 6 | 44 | Hydroelectric Pumped Storage | WAT | PS | 5 | 1971 |  |  | (OP) Operating
27470 | USCE-Tulsa District | 2984 | Keystone Dam | Electric Utility | OK | 1 | 40 | Conventional Hydroelectric | WAT | HY | 5 | 1968 |  |  | (OP) Operating
27470 | USCE-Tulsa District | 2984 | Keystone Dam | Electric Utility | OK | 2 | 40 | Conventional Hydroelectric | WAT | HY | 5 | 1968 |  |  | (OP) Operating
27470 | USCE-Tulsa District | 2985 | Robert S Kerr | Electric Utility | OK | 1 | 31.6 | Conventional Hydroelectric | WAT | HY | 10 | 1971 |  |  | (OP) Operating |  |  |  | 2018 | 12 | 34
27470 | USCE-Tulsa District | 2985 | Robert S Kerr | Electric Utility | OK | 2 | 31.6 | Conventional Hydroelectric | WAT | HY | 7 | 1971 |  |  | (OP) Operating |  |  |  | 2020 | 12 | 34
27470 | USCE-Tulsa District | 2985 | Robert S Kerr | Electric Utility | OK | 3 | 31.6 | Conventional Hydroelectric | WAT | HY | 9 | 1971 |  |  | (OP) Operating
27470 | USCE-Tulsa District | 2985 | Robert S Kerr | Electric Utility | OK | 4 | 23.6 | Conventional Hydroelectric | WAT | HY | 11 | 1971 |  |  | (OP) Operating
10320 | City of Kingfisher - (OK) | 2986 | Kingfisher | Electric Utility | OK | 3 | 2.9 | Natural Gas Internal Combustion Engine | NG | IC | 1 | 1965 |  |  | (OP) Operating
10320 | City of Kingfisher - (OK) | 2986 | Kingfisher | Electric Utility | OK | 4 | 1.2 | Natural Gas Internal Combustion Engine | NG | IC | 1 | 1959 |  |  | (OP) Operating
10320 | City of Kingfisher - (OK) | 2986 | Kingfisher | Electric Utility | OK | 5 | 3 | Natural Gas Internal Combustion Engine | NG | IC | 1 | 1970 |  |  | (OP) Operating
10320 | City of Kingfisher - (OK) | 2986 | Kingfisher | Electric Utility | OK | IC1 | 1 | Natural Gas Internal Combustion Engine | NG | IC | 1 | 1954 |  |  | (OP) Operating
10320 | City of Kingfisher - (OK) | 2986 | Kingfisher | Electric Utility | OK | IC2 | 0.6 | Natural Gas Internal Combustion Engine | NG | IC | 1 | 1954 |  |  | (OP) Operating
27470 | USCE-Tulsa District | 2987 | Webbers Falls | Electric Utility | OK | 1 | 23 | Conventional Hydroelectric | WAT | HY | 8 | 1973 |  |  | (OP) Operating |  |  |  | 2015 | 12 | 2
27470 | USCE-Tulsa District | 2987 | Webbers Falls | Electric Utility | OK | 2 | 23 | Conventional Hydroelectric | WAT | HY | 9 | 1973 |  |  | (OP) Operating |  |  |  | 2016 | 7 | 2
27470 | USCE-Tulsa District | 2987 | Webbers Falls | Electric Utility | OK | 3 | 23 | Conventional Hydroelectric | WAT | HY | 11 | 1973 |  |  | (OP) Operating |  |  |  | 2016 | 1 | 2
11566 | City of Mangum - (OK) | 2991 | Mangum | Electric Utility | OK | 1 | 0.9 | Natural Gas Internal Combustion Engine | NG | IC | 1 | 1946 |  |  | (OP) Operating
11566 | City of Mangum - (OK) | 2991 | Mangum | Electric Utility | OK | 4 | 1.2 | Natural Gas Internal Combustion Engine | NG | IC | 1 | 1956 |  |  | (OP) Operating
11566 | City of Mangum - (OK) | 2991 | Mangum | Electric Utility | OK | 5 | 1.7 | Natural Gas Internal Combustion Engine | NG | IC | 7 | 1963 |  |  | (OP) Operating
11566 | City of Mangum - (OK) | 2991 | Mangum | Electric Utility | OK | 6 | 1.6 | Natural Gas Internal Combustion Engine | NG | IC | 11 | 1969 |  |  | (OP) Operating
14582 | City of Pawhuska - (OK) | 2995 | Pawhuska | Electric Utility | OK | 1 | 1.1 | Petroleum Liquids | DFO | IC | 9 | 1949 |  |  | (OP) Operating
14582 | City of Pawhuska - (OK) | 2995 | Pawhuska | Electric Utility | OK | 2 | 1.2 | Petroleum Liquids | DFO | IC | 8 | 1954 |  |  | (OP) Operating
14582 | City of Pawhuska - (OK) | 2995 | Pawhuska | Electric Utility | OK | 3 | 2.5 | Petroleum Liquids | DFO | IC | 8 | 1966 |  |  | (OP) Operating
14582 | City of Pawhuska - (OK) | 2995 | Pawhuska | Electric Utility | OK | 5 | 2 | Petroleum Liquids | DFO | IC | 9 | 1960 |  |  | (OP) Operating
18125 | Stillwater Utilities Authority | 3000 | Boomer Lake Station | Electric Utility | OK | 2 | 13 | Natural Gas Steam Turbine | NG | ST | 6 | 1959 | 6 | 2016 | (OP) Operating
18125 | Stillwater Utilities Authority | 3000 | Boomer Lake Station | Electric Utility | OK | 3 | 2 | Petroleum Liquids | DFO | IC | 5 | 2004 |  |  | (OP) Operating
18125 | Stillwater Utilities Authority | 3000 | Boomer Lake Station | Electric Utility | OK | 4 | 2 | Petroleum Liquids | DFO | IC | 5 | 2004 |  |  | (OP) Operating
18125 | Stillwater Utilities Authority | 3000 | Boomer Lake Station | Electric Utility | OK | 5 | 2 | Petroleum Liquids | DFO | IC | 5 | 2004 |  |  | (OP) Operating
27470 | USCE-Tulsa District | 3003 | Fort Gibson | Electric Utility | OK | 1 | 12.9 | Conventional Hydroelectric | WAT | HY | 3 | 1953 |  |  | (OP) Operating
27470 | USCE-Tulsa District | 3003 | Fort Gibson | Electric Utility | OK | 2 | 12.9 | Conventional Hydroelectric | WAT | HY | 3 | 1953 |  |  | (OP) Operating
27470 | USCE-Tulsa District | 3003 | Fort Gibson | Electric Utility | OK | 3 | 12.9 | Conventional Hydroelectric | WAT | HY | 5 | 1953 |  |  | (OP) Operating
27470 | USCE-Tulsa District | 3003 | Fort Gibson | Electric Utility | OK | 4 | 12.5 | Conventional Hydroelectric | WAT | HY | 9 | 1953 |  |  | (OP) Operating
27470 | USCE-Tulsa District | 3004 | Tenkiller Ferry | Electric Utility | OK | 1 | 21 | Conventional Hydroelectric | WAT | HY | 11 | 1953 |  |  | (OP) Operating
27470 | USCE-Tulsa District | 3004 | Tenkiller Ferry | Electric Utility | OK | 2 | 21 | Conventional Hydroelectric | WAT | HY | 12 | 1953 |  |  | (OP) Operating
20447 | Western Farmers Elec Coop, Inc | 3006 | Anadarko Plant | Electric Utility | OK | 1 | 12 | Natural Gas Steam Turbine | NG | ST | 8 | 1953 |  |  | (SB) Standby/Backup: available for service but not normally used | [5 empty] | 0
20447 | Western Farmers Elec Coop, Inc | 3006 | Anadarko Plant | Electric Utility | OK | 10 | 45 | Natural Gas Fired Combustion Turbine | NG | GT | 6 | 2009 |  |  | (OP) Operating | [5 empty] | 0
20447 | Western Farmers Elec Coop, Inc | 3006 | Anadarko Plant | Electric Utility | OK | 11 | 45 | Natural Gas Fired Combustion Turbine | NG | GT | 6 | 2009 |  |  | (OP) Operating | [5 empty] | 0
20447 | Western Farmers Elec Coop, Inc | 3006 | Anadarko Plant | Electric Utility | OK | 2 | 12 | Natural Gas Steam Turbine | NG | ST | 8 | 1953 |  |  | (SB) Standby/Backup: available for service but not normally used
20447 | Western Farmers Elec Coop, Inc | 3006 | Anadarko Plant | Electric Utility | OK | 3 | 44 | Natural Gas Steam Turbine | NG | ST | 8 | 1959 |  |  | (SB) Standby/Backup: available for service but not normally used
20447 | Western Farmers Elec Coop, Inc | 3006 | Anadarko Plant | Electric Utility | OK | 4 | 94 | Natural Gas Fired Combined Cycle | NG | CS | 12 | 1977 |  |  | (OP) Operating
20447 | Western Farmers Elec Coop, Inc | 3006 | Anadarko Plant | Electric Utility | OK | 5 | 94 | Natural Gas Fired Combined Cycle | NG | CS | 11 | 1977 |  |  | (OP) Operating
20447 | Western Farmers Elec Coop, Inc | 3006 | Anadarko Plant | Electric Utility | OK | 6 | 94 | Natural Gas Fired Combined Cycle | NG | CS | 12 | 1977 |  |  | (OP) Operating
20447 | Western Farmers Elec Coop, Inc | 3006 | Anadarko Plant | Electric Utility | OK | 9 | 45 | Natural Gas Fired Combustion Turbine | NG | GT | 6 | 2009 |  |  | (OP) Operating
20447 | Western Farmers Elec Coop, Inc | 3008 | Mooreland | Electric Utility | OK | 1 | 50 | Natural Gas Steam Turbine | NG | ST | 3 | 1964 |  |  | (OP) Operating
20447 | Western Farmers Elec Coop, Inc | 3008 | Mooreland | Electric Utility | OK | 2 | 132 | Natural Gas Steam Turbine | NG | ST | 7 | 1968 |  |  | (OP) Operating
20447 | Western Farmers Elec Coop, Inc | 3008 | Mooreland | Electric Utility | OK | 3 | 140 | Natural Gas Steam Turbine | NG | ST | 7 | 1975 |  |  | (OP) Operating
9191 | Idaho Power Co | 3013 | Hells Canyon | Electric Utility | OR | 1 | 145.8 | Conventional Hydroelectric | WAT | HY | 12 | 1967 |  |  | (OP) Operating
9191 | Idaho Power Co | 3013 | Hells Canyon | Electric Utility | OR | 2 | 150 | Conventional Hydroelectric | WAT | HY | 12 | 1967 |  |  | (OP) Operating
9191 | Idaho Power Co | 3013 | Hells Canyon | Electric Utility | OR | 3 | 149.2 | Conventional Hydroelectric | WAT | HY | 10 | 1967 |  |  | (OP) Operating
9191 | Idaho Power Co | 3014 | Oxbow (OR) | Electric Utility | OR | 1 | 55.3 | Conventional Hydroelectric | WAT | HY | 7 | 1961 |  |  | (OP) Operating
9191 | Idaho Power Co | 3014 | Oxbow (OR) | Electric Utility | OR | 2 | 54.8 | Conventional Hydroelectric | WAT | HY | 7 | 1961 |  |  | (OP) Operating
9191 | Idaho Power Co | 3014 | Oxbow (OR) | Electric Utility | OR | 3 | 54.9 | Conventional Hydroelectric | WAT | HY | 9 | 1961 |  |  | (OP) Operating
9191 | Idaho Power Co | 3014 | Oxbow (OR) | Electric Utility | OR | 4 | 54.8 | Conventional Hydroelectric | WAT | HY | 11 | 1961 |  |  | (OP) Operating
14354 | PacifiCorp | 3020 | Clearwater 1 | Electric Utility | OR | 1 | 17.9 | Conventional Hydroelectric | WAT | HY | 6 | 1953 |  |  | (OP) Operating
14354 | PacifiCorp | 3021 | Clearwater 2 | Electric Utility | OR | 1 | 31 | Conventional Hydroelectric | WAT | HY | 11 | 1953 |  |  | (OP) Operating
14354 | PacifiCorp | 3024 | Eagle Point | Electric Utility | OR | 1 | 2.8 | Conventional Hydroelectric | WAT | HY | 11 | 1957 |  |  | (OP) Operating
14354 | PacifiCorp | 3025 | East Side | Electric Utility | OR | 1 | 3 | Conventional Hydroelectric | WAT | HY | 8 | 1924 |  |  | (OP) Operating
14354 | PacifiCorp | 3026 | Fish Creek | Electric Utility | OR | 1 | 10.4 | Conventional Hydroelectric | WAT | HY | 6 | 1952 |  |  | (OP) Operating
14354 | PacifiCorp | 3028 | John C Boyle | Electric Utility | OR | 1 | 50.4 | Conventional Hydroelectric | WAT | HY | 10 | 1958 |  |  | (OP) Operating
14354 | PacifiCorp | 3028 | John C Boyle | Electric Utility | OR | 2 | 47.6 | Conventional Hydroelectric | WAT | HY | 10 | 1958 |  |  | (OP) Operating
14354 | PacifiCorp | 3029 | Lemolo 1 | Electric Utility | OR | 1 | 32 | Conventional Hydroelectric | WAT | HY | 7 | 1955 |  |  | (OP) Operating
14354 | PacifiCorp | 3032 | Prospect 1 | Electric Utility | OR | 1 | 4.6 | Conventional Hydroelectric | WAT | HY | 1 | 1912 |  |  | (OP) Operating
14354 | PacifiCorp | 3033 | Prospect 2 | Electric Utility | OR | 1 | 18 | Conventional Hydroelectric | WAT | HY | 1 | 1928 |  |  | (OP) Operating
14354 | PacifiCorp | 3033 | Prospect 2 | Electric Utility | OR | 2 | 18 | Conventional Hydroelectric | WAT | HY | 2 | 1928 |  |  | (OP) Operating
14354 | PacifiCorp | 3034 | Prospect 3 | Electric Utility | OR | 1 | 7.7 | Conventional Hydroelectric | WAT | HY | 4 | 1932 |  |  | (OP) Operating
14354 | PacifiCorp | 3035 | Prospect 4 | Electric Utility | OR | 1 | 0.9 | Conventional Hydroelectric | WAT | HY | 11 | 1944 |  |  | (OP) Operating
14354 | PacifiCorp | 3036 | Slide Creek | Electric Utility | OR | 1 | 18 | Conventional Hydroelectric | WAT | HY | 7 | 1951 |  |  | (OP) Operating
14354 | PacifiCorp | 3037 | Soda Springs | Electric Utility | OR | 1 | 11.6 | Conventional Hydroelectric | WAT | HY | 3 | 1952 |  |  | (OP) Operating
14354 | PacifiCorp | 3040 | Toketee Falls | Electric Utility | OR | 1 | 15 | Conventional Hydroelectric | WAT | HY | 2 | 1950 |  |  | (OP) Operating
14354 | PacifiCorp | 3040 | Toketee Falls | Electric Utility | OR | 2 | 15 | Conventional Hydroelectric | WAT | HY | 12 | 1949 |  |  | (OP) Operating
14354 | PacifiCorp | 3040 | Toketee Falls | Electric Utility | OR | 3 | 15 | Conventional Hydroelectric | WAT | HY | 3 | 1950 |  |  | (OP) Operating
14354 | PacifiCorp | 3041 | Wallowa Falls | Electric Utility | OR | 1 | 1.1 | Conventional Hydroelectric | WAT | HY | 7 | 1921 |  |  | (OP) Operating
15248 | Portland General Electric Co | 3045 | Faraday | Electric Utility | OR | 1 | 3.9 | Conventional Hydroelectric | WAT | HY | 2 | 1907 |  |  | (OP) Operating
15248 | Portland General Electric Co | 3045 | Faraday | Electric Utility | OR | 2 | 3.9 | Conventional Hydroelectric | WAT | HY | 2 | 1907 |  |  | (OP) Operating
15248 | Portland General Electric Co | 3045 | Faraday | Electric Utility | OR | 3 | 3.4 | Conventional Hydroelectric | WAT | HY | 7 | 1908 |  |  | (OP) Operating
15248 | Portland General Electric Co | 3045 | Faraday | Electric Utility | OR | 4 | 5.6 | Conventional Hydroelectric | WAT | HY | 10 | 1909 |  |  | (OP) Operating
15248 | Portland General Electric Co | 3045 | Faraday | Electric Utility | OR | 5 | 5.1 | Conventional Hydroelectric | WAT | HY | 8 | 1910 |  |  | (OP) Operating
15248 | Portland General Electric Co | 3045 | Faraday | Electric Utility | OR | 6 | 23.9 | Conventional Hydroelectric | WAT | HY | 9 | 1958 |  |  | (OP) Operating
15248 | Portland General Electric Co | 3047 | North Fork | Electric Utility | OR | 1 | 27 | Conventional Hydroelectric | WAT | HY | 12 | 1958 |  |  | (OP) Operating
15248 | Portland General Electric Co | 3047 | North Fork | Electric Utility | OR | 2 | 31 | Conventional Hydroelectric | WAT | HY | 11 | 1958 |  |  | (OP) Operating
15248 | Portland General Electric Co | 3048 | Pelton | Electric Utility | OR | 1 | 38 | Conventional Hydroelectric | WAT | HY | 12 | 1957 |  |  | (OP) Operating
15248 | Portland General Electric Co | 3048 | Pelton | Electric Utility | OR | 2 | 36 | Conventional Hydroelectric | WAT | HY | 3 | 1958 |  |  | (OP) Operating
15248 | Portland General Electric Co | 3048 | Pelton | Electric Utility | OR | 3 | 36 | Conventional Hydroelectric | WAT | HY | 4 | 1958 |  |  | (OP) Operating
15248 | Portland General Electric Co | 3049 | River Mill | Electric Utility | OR | 1 | 4.3 | Conventional Hydroelectric | WAT | HY | 11 | 1911 |  |  | (OP) Operating
15248 | Portland General Electric Co | 3049 | River Mill | Electric Utility | OR | 2 | 4.3 | Conventional Hydroelectric | WAT | HY | 12 | 1911 |  |  | (OP) Operating
15248 | Portland General Electric Co | 3049 | River Mill | Electric Utility | OR | 3 | 4.3 | Conventional Hydroelectric | WAT | HY | 1 | 1912 |  |  | (OP) Operating
15248 | Portland General Electric Co | 3049 | River Mill | Electric Utility | OR | 4 | 5.2 | Conventional Hydroelectric | WAT | HY | 12 | 1927 |  |  | (OP) Operating
15248 | Portland General Electric Co | 3049 | River Mill | Electric Utility | OR | 5 | 6.6 | Conventional Hydroelectric | WAT | HY | 5 | 1952 |  |  | (OP) Operating
15248 | Portland General Electric Co | 3050 | Round Butte | Electric Utility | OR | 1 | 110 | Conventional Hydroelectric | WAT | HY | 8 | 1964 |  |  | (OP) Operating
15248 | Portland General Electric Co | 3050 | Round Butte | Electric Utility | OR | 2 | 121.5 | Conventional Hydroelectric | WAT | HY | 11 | 1964 |  |  | (OP) Operating
15248 | Portland General Electric Co | 3050 | Round Butte | Electric Utility | OR | 3 | 121.5 | Conventional Hydroelectric | WAT | HY | 10 | 1964 |  |  | (OP) Operating
15248 | Portland General Electric Co | 3053 | Sullivan | Electric Utility | OR | 1 | 1.4 | Conventional Hydroelectric | WAT | HY | 12 | 1952 |  |  | (OP) Operating
15248 | Portland General Electric Co | 3053 | Sullivan | Electric Utility | OR | 10 | 1.5 | Conventional Hydroelectric | WAT | HY | 12 | 1952 |  |  | (OP) Operating
15248 | Portland General Electric Co | 3053 | Sullivan | Electric Utility | OR | 11 | 1.4 | Conventional Hydroelectric | WAT | HY | 12 | 1952 |  |  | (OP) Operating
15248 | Portland General Electric Co | 3053 | Sullivan | Electric Utility | OR | 12 | 1.4 | Conventional Hydroelectric | WAT | HY | 12 | 1952 |  |  | (OP) Operating
15248 | Portland General Electric Co | 3053 | Sullivan | Electric Utility | OR | 13 | 1.2 | Conventional Hydroelectric | WAT | HY | 12 | 1952 |  |  | (OP) Operating
15248 | Portland General Electric Co | 3053 | Sullivan | Electric Utility | OR | 2 | 1.5 | Conventional Hydroelectric | WAT | HY | 12 | 1952 |  |  | (OP) Operating
15248 | Portland General Electric Co | 3053 | Sullivan | Electric Utility | OR | 3 | 1.5 | Conventional Hydroelectric | WAT | HY | 12 | 1952 |  |  | (OP) Operating
15248 | Portland General Electric Co | 3053 | Sullivan | Electric Utility | OR | 4 | 1.5 | Conventional Hydroelectric | WAT | HY | 12 | 1952 |  |  | (OP) Operating
15248 | Portland General Electric Co | 3053 | Sullivan | Electric Utility | OR | 5 | 1.5 | Conventional Hydroelectric | WAT | HY | 12 | 1952 |  |  | (OP) Operating
15248 | Portland General Electric Co | 3053 | Sullivan | Electric Utility | OR | 6 | 1.5 | Conventional Hydroelectric | WAT | HY | 12 | 1952 |  |  | (OP) Operating
15248 | Portland General Electric Co | 3053 | Sullivan | Electric Utility | OR | 7 | 1.5 | Conventional Hydroelectric | WAT | HY | 12 | 1952 |  |  | (OP) Operating
15248 | Portland General Electric Co | 3053 | Sullivan | Electric Utility | OR | 8 | 1.4 | Conventional Hydroelectric | WAT | HY | 12 | 1952 |  |  | (OP) Operating
15248 | Portland General Electric Co | 3053 | Sullivan | Electric Utility | OR | 9 | 1 | Conventional Hydroelectric | WAT | HY | 5 | 1924 |  |  | (OP) Operating
6013 | Eugene Water & Electric Board | 3067 | Carmen Smith | Electric Utility | OR | 1 | 50 | Conventional Hydroelectric | WAT | HY | 8 | 1963 |  |  | (OP) Operating
6013 | Eugene Water & Electric Board | 3067 | Carmen Smith | Electric Utility | OR | 2 | 50 | Conventional Hydroelectric | WAT | HY | 8 | 1963 |  |  | (OP) Operating
6013 | Eugene Water & Electric Board | 3067 | Carmen Smith | Electric Utility | OR | 3 | 3.8 | Conventional Hydroelectric | WAT | HY | 1 | 1963 |  |  | (OP) Operating
6013 | Eugene Water & Electric Board | 3068 | Leaburg | Electric Utility | OR | 1 | 4 | Conventional Hydroelectric | WAT | HY | 1 | 1930 |  |  | (OP) Operating
6013 | Eugene Water & Electric Board | 3068 | Leaburg | Electric Utility | OR | 2 | 4 | Conventional Hydroelectric | WAT | HY | 1 | 1950 |  |  | (OP) Operating
6013 | Eugene Water & Electric Board | 3071 | Walterville | Electric Utility | OR | 1 | 7.5 | Conventional Hydroelectric | WAT | HY | 1 | 1949 |  |  | (OP) Operating |  |  |  | 2016 | 6 | 0.5
19400 | USACE Northwestern Division | 3074 | Big Cliff | Electric Utility | OR | 1 | 21 | Conventional Hydroelectric | WAT | HY | 12 | 1954 |  |  | (OP) Operating
19400 | USACE Northwestern Division | 3075 | Bonneville | Electric Utility | OR | 1 | 53.5 | Conventional Hydroelectric | WAT | HY | 7 | 1938 |  |  | (OP) Operating
19400 | USACE Northwestern Division | 3075 | Bonneville | Electric Utility | OR | 10 | 54 | Conventional Hydroelectric | WAT | HY | 1 | 1944 |  |  | (OP) Operating
19400 | USACE Northwestern Division | 3075 | Bonneville | Electric Utility | OR | 11 | 66.5 | Conventional Hydroelectric | WAT | HY | 10 | 1982 |  |  | (OA) Out of service but expected to return to service in next calendar year
19400 | USACE Northwestern Division | 3075 | Bonneville | Electric Utility | OR | 12 | 66.5 | Conventional Hydroelectric | WAT | HY | 10 | 1982 |  |  | (OP) Operating
19400 | USACE Northwestern Division | 3075 | Bonneville | Electric Utility | OR | 13 | 66.5 | Conventional Hydroelectric | WAT | HY | 10 | 1982 |  |  | (OP) Operating
19400 | USACE Northwestern Division | 3075 | Bonneville | Electric Utility | OR | 14 | 66.5 | Conventional Hydroelectric | WAT | HY | 6 | 1982 |  |  | (OP) Operating
19400 | USACE Northwestern Division | 3075 | Bonneville | Electric Utility | OR | 15 | 66.5 | Conventional Hydroelectric | WAT | HY | 3 | 1982 |  |  | (OP) Operating
19400 | USACE Northwestern Division | 3075 | Bonneville | Electric Utility | OR | 16 | 66.5 | Conventional Hydroelectric | WAT | HY | 12 | 1981 |  |  | (OP) Operating
19400 | USACE Northwestern Division | 3075 | Bonneville | Electric Utility | OR | 17 | 66.5 | Conventional Hydroelectric | WAT | HY | 9 | 1981 |  |  | (OP) Operating
19400 | USACE Northwestern Division | 3075 | Bonneville | Electric Utility | OR | 18 | 66.5 | Conventional Hydroelectric | WAT | HY | 5 | 1981 |  |  | (OP) Operating
19400 | USACE Northwestern Division | 3075 | Bonneville | Electric Utility | OR | 2 | 53.5 | Conventional Hydroelectric | WAT | HY | 8 | 1938 |  |  | (OP) Operating
19400 | USACE Northwestern Division | 3075 | Bonneville | Electric Utility | OR | 3 | 62.1 | Conventional Hydroelectric | WAT | HY | 1 | 1941 |  |  | (OP) Operating
19400 | USACE Northwestern Division | 3075 | Bonneville | Electric Utility | OR | 4 | 62.1 | Conventional Hydroelectric | WAT | HY | 2 | 1941 |  |  | (OP) Operating
19400 | USACE Northwestern Division | 3075 | Bonneville | Electric Utility | OR | 5 | 62.1 | Conventional Hydroelectric | WAT | HY | 10 | 1941 |  |  | (OP) Operating
19400 | USACE Northwestern Division | 3075 | Bonneville | Electric Utility | OR | 6 | 62.1 | Conventional Hydroelectric | WAT | HY | 6 | 1942 |  |  | (OP) Operating
19400 | USACE Northwestern Division | 3075 | Bonneville | Electric Utility | OR | 7 | 62.1 | Conventional Hydroelectric | WAT | HY | 4 | 1943 |  |  | (OP) Operating
19400 | USACE Northwestern Division | 3075 | Bonneville | Electric Utility | OR | 8 | 62.1 | Conventional Hydroelectric | WAT | HY | 7 | 1943 |  |  | (OP) Operating
19400 | USACE Northwestern Division | 3075 | Bonneville | Electric Utility | OR | 9 | 62.1 | Conventional Hydroelectric | WAT | HY | 10 | 1943 |  |  | (OP) Operating
19400 | USACE Northwestern Division | 3075 | Bonneville | Electric Utility | OR | F1 | 13.1 | Conventional Hydroelectric | WAT | HY | 1 | 1982 |  |  | (OP) Operating
19400 | USACE Northwestern Division | 3075 | Bonneville | Electric Utility | OR | F2 | 13.1 | Conventional Hydroelectric | WAT | HY | 11 | 1981 |  |  | (OP) Operating
19400 | USACE Northwestern Division | 3076 | Cougar | Electric Utility | OR | 1 | 13 | Conventional Hydroelectric | WAT | HY | 4 | 1964 |  |  | (OP) Operating
19400 | USACE Northwestern Division | 3076 | Cougar | Electric Utility | OR | 2 | 13 | Conventional Hydroelectric | WAT | HY | 3 | 1964 |  |  | (OP) Operating
19400 | USACE Northwestern Division | 3077 | Detroit | Electric Utility | OR | 1 | 50 | Conventional Hydroelectric | WAT | HY | 11 | 1953 |  |  | (OP) Operating
19400 | USACE Northwestern Division | 3077 | Detroit | Electric Utility | OR | 2 | 50 | Conventional Hydroelectric | WAT | HY | 7 | 1953 |  |  | (OP) Operating
19400 | USACE Northwestern Division | 3078 | Dexter | Electric Utility | OR | 1 | 17 | Conventional Hydroelectric | WAT | HY | 6 | 1955 |  |  | (OP) Operating
19400 | USACE Northwestern Division | 3080 | Green Peter | Electric Utility | OR | 1 | 40 | Conventional Hydroelectric | WAT | HY | 7 | 1967 |  |  | (OP) Operating
19400 | USACE Northwestern Division | 3080 | Green Peter | Electric Utility | OR | 2 | 40 | Conventional Hydroelectric | WAT | HY | 7 | 1967 |  |  | (OP) Operating
19400 | USACE Northwestern Division | 3081 | Hills Creek | Electric Utility | OR | 1 | 15 | Conventional Hydroelectric | WAT | HY | 2 | 1962 |  |  | (OA) Out of service but expected to return to service in next calendar year
19400 | USACE Northwestern Division | 3081 | Hills Creek | Electric Utility | OR | 2 | 15 | Conventional Hydroelectric | WAT | HY | 2 | 1962 |  |  | (OP) Operating
19400 | USACE Northwestern Division | 3082 | John Day | Electric Utility | OR | 1 | 135 | Conventional Hydroelectric | WAT | HY | 8 | 1968 |  |  | (OP) Operating
19400 | USACE Northwestern Division | 3082 | John Day | Electric Utility | OR | 10 | 135 | Conventional Hydroelectric | WAT | HY | 9 | 1969 |  |  | (OP) Operating
19400 | USACE Northwestern Division | 3082 | John Day | Electric Utility | OR | 11 | 135 | Conventional Hydroelectric | WAT | HY | 3 | 1970 |  |  | (OP) Operating
19400 | USACE Northwestern Division | 3082 | John Day | Electric Utility | OR | 12 | 135 | Conventional Hydroelectric | WAT | HY | 5 | 1970 |  |  | (OP) Operating
19400 | USACE Northwestern Division | 3082 | John Day | Electric Utility | OR | 13 | 135 | Conventional Hydroelectric | WAT | HY | 12 | 1970 |  |  | (OP) Operating
19400 | USACE Northwestern Division | 3082 | John Day | Electric Utility | OR | 14 | 135 | Conventional Hydroelectric | WAT | HY | 1 | 1971 |  |  | (OP) Operating
19400 | USACE Northwestern Division | 3082 | John Day | Electric Utility | OR | 15 | 135 | Conventional Hydroelectric | WAT | HY | 10 | 1971 |  |  | (OP) Operating
19400 | USACE Northwestern Division | 3082 | John Day | Electric Utility | OR | 16 | 135 | Conventional Hydroelectric | WAT | HY | 12 | 1971 |  |  | (OP) Operating
19400 | USACE Northwestern Division | 3082 | John Day | Electric Utility | OR | 2 | 135 | Conventional Hydroelectric | WAT | HY | 9 | 1968 |  |  | (OA) Out of service but expected to return to service in next calendar year
19400 | USACE Northwestern Division | 3082 | John Day | Electric Utility | OR | 3 | 135 | Conventional Hydroelectric | WAT | HY | 11 | 1968 |  |  | (OA) Out of service but expected to return to service in next calendar year
19400 | USACE Northwestern Division | 3082 | John Day | Electric Utility | OR | 4 | 135 | Conventional Hydroelectric | WAT | HY | 12 | 1968 |  |  | (OA) Out of service but expected to return to service in next calendar year
19400 | USACE Northwestern Division | 3082 | John Day | Electric Utility | OR | 5 | 135 | Conventional Hydroelectric | WAT | HY | 2 | 1969 |  |  | (OP) Operating
19400 | USACE Northwestern Division | 3082 | John Day | Electric Utility | OR | 6 | 135 | Conventional Hydroelectric | WAT | HY | 3 | 1969 |  |  | (OP) Operating
19400 | USACE Northwestern Division | 3082 | John Day | Electric Utility | OR | 7 | 135 | Conventional Hydroelectric | WAT | HY | 4 | 1969 |  |  | (OP) Operating
19400 | USACE Northwestern Division | 3082 | John Day | Electric Utility | OR | 8 | 135 | Conventional Hydroelectric | WAT | HY | 6 | 1969 |  |  | (OP) Operating
19400 | USACE Northwestern Division | 3082 | John Day | Electric Utility | OR | 9 | 135 | Conventional Hydroelectric | WAT | HY | 8 | 1969 |  |  | (OP) Operating
19400 | USACE Northwestern Division | 3083 | Lookout Point | Electric Utility | OR | 1 | 40 | Conventional Hydroelectric | WAT | HY | 5 | 1955 |  |  | (OP) Operating
19400 | USACE Northwestern Division | 3083 | Lookout Point | Electric Utility | OR | 2 | 40 | Conventional Hydroelectric | WAT | HY | 3 | 1955 |  |  | (OP) Operating
19400 | USACE Northwestern Division | 3083 | Lookout Point | Electric Utility | OR | 3 | 40 | Conventional Hydroelectric | WAT | HY | 1 | 1955 |  |  | (OP) Operating
19400 | USACE Northwestern Division | 3084 | McNary | Electric Utility | OR | 1 | 70 | Conventional Hydroelectric | WAT | HY | 12 | 1953 |  |  | (OP) Operating
19400 | USACE Northwestern Division | 3084 | McNary | Electric Utility | OR | 10 | 70 | Conventional Hydroelectric | WAT | HY | 11 | 1955 |  |  | (OP) Operating
19400 | USACE Northwestern Division | 3084 | McNary | Electric Utility | OR | 11 | 70 | Conventional Hydroelectric | WAT | HY | 5 | 1956 |  |  | (OA) Out of service but expected to return to service in next calendar year
19400 | USACE Northwestern Division | 3084 | McNary | Electric Utility | OR | 12 | 70 | Conventional Hydroelectric | WAT | HY | 5 | 1956 |  |  | (OP) Operating
19400 | USACE Northwestern Division | 3084 | McNary | Electric Utility | OR | 13 | 70 | Conventional Hydroelectric | WAT | HY | 3 | 1957 |  |  | (OP) Operating
19400 | USACE Northwestern Division | 3084 | McNary | Electric Utility | OR | 14 | 80.5 | Conventional Hydroelectric | WAT | HY | 3 | 1957 |  |  | (OP) Operating
19400 | USACE Northwestern Division | 3084 | McNary | Electric Utility | OR | 2 | 70 | Conventional Hydroelectric | WAT | HY | 1 | 1954 |  |  | (OP) Operating
19400 | USACE Northwestern Division | 3084 | McNary | Electric Utility | OR | 3 | 70 | Conventional Hydroelectric | WAT | HY | 5 | 1954 |  |  | (OP) Operating
19400 | USACE Northwestern Division | 3084 | McNary | Electric Utility | OR | 4 | 70 | Conventional Hydroelectric | WAT | HY | 7 | 1954 |  |  | (OA) Out of service but expected to return to service in next calendar year
19400 | USACE Northwestern Division | 3084 | McNary | Electric Utility | OR | 5 | 70 | Conventional Hydroelectric | WAT | HY | 10 | 1954 |  |  | (OP) Operating
19400 | USACE Northwestern Division | 3084 | McNary | Electric Utility | OR | 6 | 70 | Conventional Hydroelectric | WAT | HY | 1 | 1955 |  |  | (OP) Operating
19400 | USACE Northwestern Division | 3084 | McNary | Electric Utility | OR | 7 | 70 | Conventional Hydroelectric | WAT | HY | 3 | 1955 |  |  | (OP) Operating
19400 | USACE Northwestern Division | 3084 | McNary | Electric Utility | OR | 8 | 70 | Conventional Hydroelectric | WAT | HY | 6 | 1955 |  |  | (OP) Operating
19400 | USACE Northwestern Division | 3084 | McNary | Electric Utility | OR | 9 | 70 | Conventional Hydroelectric | WAT | HY | 9 | 1956 |  |  | (OA) Out of service but expected to return to service in next calendar year
14165 | NRG Power Midwest LP | 3096 | Brunot Island | IPP Non-CHP | PA | 1A | 15 | Petroleum Liquids | DFO | GT | 3 | 1972 |  |  | (OP) Operating
14165 | NRG Power Midwest LP | 3096 | Brunot Island | IPP Non-CHP | PA | 2A | 46 | Natural Gas Fired Combined Cycle | NG | CT | 6 | 1973 |  |  | (OP) Operating
14165 | NRG Power Midwest LP | 3096 | Brunot Island | IPP Non-CHP | PA | 2B | 48 | Natural Gas Fired Combined Cycle | NG | CT | 6 | 1973 |  |  | (OP) Operating
14165 | NRG Power Midwest LP | 3096 | Brunot Island | IPP Non-CHP | PA | 3 | 49 | Natural Gas Fired Combined Cycle | NG | CT | 6 | 1973 |  |  | (OP) Operating
14165 | NRG Power Midwest LP | 3096 | Brunot Island | IPP Non-CHP | PA | ST4 | 101 | Natural Gas Fired Combined Cycle | NG | CA | 7 | 1974 |  |  | (OP) Operating
17235 | NRG REMA LLC | 3109 | Hamilton (PA) | IPP Non-CHP | PA | 1 | 18 | Petroleum Liquids | DFO | GT | 6 | 1971 |  |  | (OP) Operating
17235 | NRG REMA LLC | 3110 | Hunterstown | IPP Non-CHP | PA | 1 | 18 | Petroleum Liquids | DFO | GT | 5 | 1971 |  |  | (OP) Operating
17235 | NRG REMA LLC | 3110 | Hunterstown | IPP Non-CHP | PA | 2 | 17 | Petroleum Liquids | DFO | GT | 5 | 1971 |  |  | (OP) Operating
17235 | NRG REMA LLC | 3110 | Hunterstown | IPP Non-CHP | PA | 3 | 18 | Petroleum Liquids | DFO | GT | 5 | 1971 |  |  | (OP) Operating
17235 | NRG REMA LLC | 3111 | Mountain | IPP Non-CHP | PA | 1 | 18 | Petroleum Liquids | DFO | GT | 6 | 1972 |  |  | (OP) Operating
17235 | NRG REMA LLC | 3111 | Mountain | IPP Non-CHP | PA | 2 | 18 | Petroleum Liquids | DFO | GT | 6 | 1972 |  |  | (OP) Operating
17235 | NRG REMA LLC | 3112 | Orrtanna | IPP Non-CHP | PA | 1 | 18 | Petroleum Liquids | DFO | GT | 5 | 1971 |  |  | (OP) Operating
17235 | NRG REMA LLC | 3113 | Portland (PA) | IPP Non-CHP | PA | 1 | 151 | Conventional Steam Coal | BIT | ST | 10 | 1958 |  |  | (OP) Operating
17235 | NRG REMA LLC | 3113 | Portland (PA) | IPP Non-CHP | PA | 2 | 226 | Conventional Steam Coal | BIT | ST | 9 | 1962 |  |  | (OP) Operating
17235 | NRG REMA LLC | 3113 | Portland (PA) | IPP Non-CHP | PA | 3 | 13 | Petroleum Liquids | DFO | GT | 12 | 1967 |  |  | (OP) Operating
17235 | NRG REMA LLC | 3113 | Portland (PA) | IPP Non-CHP | PA | 4 | 17 | Petroleum Liquids | DFO | GT | 5 | 1971 |  |  | (OP) Operating
17235 | NRG REMA LLC | 3113 | Portland (PA) | IPP Non-CHP | PA | 5 | 134 | Petroleum Liquids | DFO | GT | 4 | 1997 |  |  | (OP) Operating
17235 | NRG REMA LLC | 3114 | Shawnee (PA) | IPP Non-CHP | PA | 1 | 17 | Petroleum Liquids | DFO | GT | 6 | 1972 |  |  | (OP) Operating
17235 | NRG REMA LLC | 3115 | Titus | IPP Non-CHP | PA | 4 | 13 | Petroleum Liquids | DFO | GT | 12 | 1967 |  |  | (OP) Operating
17235 | NRG REMA LLC | 3115 | Titus | IPP Non-CHP | PA | 5 | 14 | Petroleum Liquids | DFO | GT | 8 | 1970 |  |  | (OP) Operating
17235 | NRG REMA LLC | 3116 | Tolna | IPP Non-CHP | PA | 1 | 18 | Petroleum Liquids | DFO | GT | 6 | 1972 |  |  | (SB) Standby/Backup: available for service but not normally used
17235 | NRG REMA LLC | 3116 | Tolna | IPP Non-CHP | PA | 2 | 18 | Petroleum Liquids | DFO | GT | 6 | 1972 |  |  | (SB) Standby/Backup: available for service but not normally used
56065 | York Haven Power Company LLC | 3117 | York Haven | IPP Non-CHP | PA | 1 | 19 | Conventional Hydroelectric | WAT | HY | 12 | 1905 |  |  | (OP) Operating
15873 | GenOn Northeast Management Company | 3118 | Conemaugh | IPP Non-CHP | PA | 1 | 850 | Conventional Steam Coal | BIT | ST | 5 | 1970 |  |  | (OP) Operating
15873 | GenOn Northeast Management Company | 3118 | Conemaugh | IPP Non-CHP | PA | 2 | 850 | Conventional Steam Coal | BIT | ST | 5 | 1971 |  |  | (OP) Operating
15873 | GenOn Northeast Management Company | 3118 | Conemaugh | IPP Non-CHP | PA | A | 2.8 | Petroleum Liquids | DFO | IC | 2 | 1970 |  |  | (SB) Standby/Backup: available for service but not normally used
15873 | GenOn Northeast Management Company | 3118 | Conemaugh | IPP Non-CHP | PA | B | 2.8 | Petroleum Liquids | DFO | IC | 2 | 1970 |  |  | (SB) Standby/Backup: available for service but not normally used
15873 | GenOn Northeast Management Company | 3118 | Conemaugh | IPP Non-CHP | PA | C | 2.8 | Petroleum Liquids | DFO | IC | 2 | 1970 |  |  | (SB) Standby/Backup: available for service but not normally used
15873 | GenOn Northeast Management Company | 3118 | Conemaugh | IPP Non-CHP | PA | D | 2.8 | Petroleum Liquids | DFO | IC | 2 | 1970 |  |  | (SB) Standby/Backup: available for service but not normally used
17235 | NRG REMA LLC | 3120 | Blossburg | IPP Non-CHP | PA | 1 | 16 | Natural Gas Fired Combustion Turbine | NG | GT | 5 | 1971 |  |  | (OP) Operating
58615 | NRG Homer City Services LLC | 3122 | Homer City Generating Station | IPP Non-CHP | PA | 1 | 624.7 | Conventional Steam Coal | BIT | ST | 6 | 1969 |  |  | (OP) Operating
58615 | NRG Homer City Services LLC | 3122 | Homer City Generating Station | IPP Non-CHP | PA | 2 | 620.5 | Conventional Steam Coal | BIT | ST | 8 | 1969 |  |  | (OP) Operating
58615 | NRG Homer City Services LLC | 3122 | Homer City Generating Station | IPP Non-CHP | PA | 3 | 652.2 | Conventional Steam Coal | BIT | ST | 11 | 1977 |  |  | (OP) Operating
54679 | BP Piney & Deep Creek LLC | 3124 | Piney | IPP Non-CHP | PA | 1 | 9 | Conventional Hydroelectric | WAT | HY | 6 | 1924 |  |  | (OP) Operating
54679 | BP Piney & Deep Creek LLC | 3124 | Piney | IPP Non-CHP | PA | 2 | 9 | Conventional Hydroelectric | WAT | HY | 7 | 1924 |  |  | (OP) Operating
54679 | BP Piney & Deep Creek LLC | 3124 | Piney | IPP Non-CHP | PA | 3 | 9 | Conventional Hydroelectric | WAT | HY | 2 | 1928 |  |  | (OP) Operating
54885 | NRG Wholesale Generation LP | 3130 | Seward (PA) | IPP Non-CHP | PA | FB1 | 521 | Conventional Steam Coal | WC | ST | 11 | 2004 |  |  | (OP) Operating
17235 | NRG REMA LLC | 3131 | Shawville | IPP Non-CHP | PA | 1 | 118 | Conventional Steam Coal | BIT | ST | 8 | 1954 |  |  | (OP) Operating
17235 | NRG REMA LLC | 3131 | Shawville | IPP Non-CHP | PA | 2 | 121 | Conventional Steam Coal | BIT | ST | 3 | 1954 |  |  | (OP) Operating
17235 | NRG REMA LLC | 3131 | Shawville | IPP Non-CHP | PA | 3 | 163 | Conventional Steam Coal | BIT | ST | 12 | 1959 |  |  | (OP) Operating
17235 | NRG REMA LLC | 3131 | Shawville | IPP Non-CHP | PA | 4 | 163 | Conventional Steam Coal | BIT | ST | 4 | 1960 |  |  | (OP) Operating
17235 | NRG REMA LLC | 3131 | Shawville | IPP Non-CHP | PA | 5 | 2 | Petroleum Liquids | DFO | IC | 4 | 1960 |  |  | (SB) Standby/Backup: available for service but not normally used
17235 | NRG REMA LLC | 3131 | Shawville | IPP Non-CHP | PA | 6 | 2 | Petroleum Liquids | DFO | IC | 4 | 1966 |  |  | (SB) Standby/Backup: available for service but not normally used
17235 | NRG REMA LLC | 3131 | Shawville | IPP Non-CHP | PA | 7 | 2 | Petroleum Liquids | DFO | IC | 4 | 1960 |  |  | (SB) Standby/Backup: available for service but not normally used
17235 | NRG REMA LLC | 3132 | Warren | IPP Non-CHP | PA | 3 | 46 | Petroleum Liquids | DFO | GT | 9 | 1972 |  |  | (OP) Operating
15873 | GenOn Northeast Management Company | 3136 | Keystone | IPP Non-CHP | PA | 1 | 850 | Conventional Steam Coal | BIT | ST | 8 | 1967 |  |  | (OP) Operating
15873 | GenOn Northeast Management Company | 3136 | Keystone | IPP Non-CHP | PA | 2 | 850 | Conventional Steam Coal | BIT | ST | 7 | 1968 |  |  | (OP) Operating
15873 | GenOn Northeast Management Company | 3136 | Keystone | IPP Non-CHP | PA | 3 | 2.8 | Petroleum Liquids | DFO | IC | 11 | 1968 |  |  | (OP) Operating
15873 | GenOn Northeast Management Company | 3136 | Keystone | IPP Non-CHP | PA | 4 | 2.8 | Petroleum Liquids | DFO | IC | 11 | 1968 |  |  | (OP) Operating
15873 | GenOn Northeast Management Company | 3136 | Keystone | IPP Non-CHP | PA | 5 | 2.8 | Petroleum Liquids | DFO | IC | 11 | 1968 |  |  | (OP) Operating
15873 | GenOn Northeast Management Company | 3136 | Keystone | IPP Non-CHP | PA | 6 | 2.8 | Petroleum Liquids | DFO | IC | 11 | 1968 |  |  | (OP) Operating
14165 | NRG Power Midwest LP | 3138 | New Castle Plant | IPP Non-CHP | PA | 3 | 88 | Conventional Steam Coal | BIT | ST | 9 | 1952 |  |  | (OP) Operating
14165 | NRG Power Midwest LP | 3138 | New Castle Plant | IPP Non-CHP | PA | 4 | 87 | Conventional Steam Coal | BIT | ST | 8 | 1958 |  |  | (OP) Operating
14165 | NRG Power Midwest LP | 3138 | New Castle Plant | IPP Non-CHP | PA | 5 | 130 | Conventional Steam Coal | BIT | ST | 6 | 1964 |  |  | (OP) Operating
14165 | NRG Power Midwest LP | 3138 | New Castle Plant | IPP Non-CHP | PA | EMDA | 2.5 | Petroleum Liquids | DFO | IC | 12 | 1968 |  |  | (OP) Operating
14165 | NRG Power Midwest LP | 3138 | New Castle Plant | IPP Non-CHP | PA | EMDB | 2.5 | Petroleum Liquids | DFO | IC | 12 | 1968 |  |  | (OS) Out of service and NOT expected to return to service in next calendar year
15276 | PPL Martins Creek LLC | 3139 | PPL Martin Creek LLC Allentown | IPP Non-CHP | PA | CTG1 | 14 | Petroleum Liquids | DFO | GT | 7 | 1967 |  |  | (OP) Operating
15276 | PPL Martins Creek LLC | 3139 | PPL Martin Creek LLC Allentown | IPP Non-CHP | PA | CTG2 | 14 | Petroleum Liquids | DFO | GT | 7 | 1967 |  |  | (OP) Operating
15276 | PPL Martins Creek LLC | 3139 | PPL Martin Creek LLC Allentown | IPP Non-CHP | PA | CTG3 | 14 | Petroleum Liquids | DFO | GT | 7 | 1967 |  |  | (OP) Operating
15276 | PPL Martins Creek LLC | 3139 | PPL Martin Creek LLC Allentown | IPP Non-CHP | PA | CTG4 | 14 | Petroleum Liquids | DFO | GT | 7 | 1967 |  |  | (OP) Operating
15537 | Brunner Island LLC | 3140 | Brunner Island | IPP Non-CHP | PA | 1 | 306 | Conventional Steam Coal | BIT | ST | 5 | 1961 |  |  | (OP) Operating
15537 | Brunner Island LLC | 3140 | Brunner Island | IPP Non-CHP | PA | 2 | 363 | Conventional Steam Coal | BIT | ST | 9 | 1965 |  |  | (OP) Operating
15537 | Brunner Island LLC | 3140 | Brunner Island | IPP Non-CHP | PA | 3 | 742 | Conventional Steam Coal | BIT | ST | 6 | 1969 |  |  | (OP) Operating
15537 | Brunner Island LLC | 3140 | Brunner Island | IPP Non-CHP | PA | BID1 | 2.7 | Petroleum Liquids | DFO | IC | 6 | 1967 |  |  | (SB) Standby/Backup: available for service but not normally used
15537 | Brunner Island LLC | 3140 | Brunner Island | IPP Non-CHP | PA | BID2 | 2.7 | Petroleum Liquids | DFO | IC | 6 | 1967 |  |  | (SB) Standby/Backup: available for service but not normally used
15537 | Brunner Island LLC | 3140 | Brunner Island | IPP Non-CHP | PA | BID3 | 2 | Petroleum Liquids | DFO | IC | 6 | 1967 |  |  | (SB) Standby/Backup: available for service but not normally used
15276 | PPL Martins Creek LLC | 3142 | PPL Martins Creek LLC Fishbach | IPP Non-CHP | PA | UNT1 | 14 | Petroleum Liquids | DFO | GT | 8 | 1969 |  |  | (OP) Operating
15276 | PPL Martins Creek LLC | 3142 | PPL Martins Creek LLC Fishbach | IPP Non-CHP | PA | UNT2 | 14 | Petroleum Liquids | DFO | GT | 8 | 1969 |  |  | (OP) Operating
15276 | PPL Martins Creek LLC | 3143 | PPL Martins Creek LLC Harrisburg | IPP Non-CHP | PA | CTG1 | 14 | Petroleum Liquids | DFO | GT | 3 | 1967 |  |  | (OP) Operating
15276 | PPL Martins Creek LLC | 3143 | PPL Martins Creek LLC Harrisburg | IPP Non-CHP | PA | CTG2 | 14 | Petroleum Liquids | DFO | GT | 3 | 1967 |  |  | (OP) Operating
15276 | PPL Martins Creek LLC | 3143 | PPL Martins Creek LLC Harrisburg | IPP Non-CHP | PA | CTG3 | 14 | Petroleum Liquids | DFO | GT | 3 | 1967 |  |  | (OP) Operating
15276 | PPL Martins Creek LLC | 3143 | PPL Martins Creek LLC Harrisburg | IPP Non-CHP | PA | CTG4 | 14 | Petroleum Liquids | DFO | GT | 3 | 1967 |  |  | (OP) Operating
15276 | PPL Martins Creek LLC | 3144 | PPL Martins Creek LLC Harwood | IPP Non-CHP | PA | CTG1 | 13.2 | Petroleum Liquids | DFO | GT | 7 | 1967 |  |  | (OP) Operating
15276 | PPL Martins Creek LLC | 3144 | PPL Martins Creek LLC Harwood | IPP Non-CHP | PA | CTG2 | 13.2 | Petroleum Liquids | DFO | GT | 7 | 1967 |  |  | (OP) Operating
15458 | PPL Holtwood LLC | 3145 | PPL Holtwood | IPP Non-CHP | PA | HW1 | 10 | Conventional Hydroelectric | WAT | HY | 10 | 1910 |  |  | (OP) Operating
15458 | PPL Holtwood LLC | 3145 | PPL Holtwood | IPP Non-CHP | PA | HW10 | 13.2 | Conventional Hydroelectric | WAT | HY | 3 | 1924 |  |  | (OP) Operating
15458 | PPL Holtwood LLC | 3145 | PPL Holtwood | IPP Non-CHP | PA | HW11 | 1.2 | Conventional Hydroelectric | WAT | HY | 6 | 2011 |  |  | (OP) Operating
15458 | PPL Holtwood LLC | 3145 | PPL Holtwood | IPP Non-CHP | PA | HW13 | 1.2 | Conventional Hydroelectric | WAT | HY | 6 | 2011 |  |  | (OP) Operating
15458 | PPL Holtwood LLC | 3145 | PPL Holtwood | IPP Non-CHP | PA | HW18 | 64.6 | Conventional Hydroelectric | WAT | HY | 11 | 2013 |  |  | (OP) Operating
15458 | PPL Holtwood LLC | 3145 | PPL Holtwood | IPP Non-CHP | PA | HW19 | 64.6 | Conventional Hydroelectric | WAT | HY | 11 | 2013 |  |  | (OP) Operating
15458 | PPL Holtwood LLC | 3145 | PPL Holtwood | IPP Non-CHP | PA | HW2 | 11.7 | Conventional Hydroelectric | WAT | HY | 2 | 1911 |  |  | (OP) Operating
15458 | PPL Holtwood LLC | 3145 | PPL Holtwood | IPP Non-CHP | PA | HW3 | 12.7 | Conventional Hydroelectric | WAT | HY | 2 | 1911 |  |  | (OP) Operating
15458 | PPL Holtwood LLC | 3145 | PPL Holtwood | IPP Non-CHP | PA | HW4 | 11.2 | Conventional Hydroelectric | WAT | HY | 5 | 1911 |  |  | (OP) Operating
15458 | PPL Holtwood LLC | 3145 | PPL Holtwood | IPP Non-CHP | PA | HW5 | 12.1 | Conventional Hydroelectric | WAT | HY | 7 | 1911 |  |  | (OP) Operating
15458 | PPL Holtwood LLC | 3145 | PPL Holtwood | IPP Non-CHP | PA | HW6 | 12.5 | Conventional Hydroelectric | WAT | HY | 12 | 1911 |  |  | (OP) Operating
15458 | PPL Holtwood LLC | 3145 | PPL Holtwood | IPP Non-CHP | PA | HW7 | 10.3 | Conventional Hydroelectric | WAT | HY | 10 | 1913 |  |  | (OP) Operating
15458 | PPL Holtwood LLC | 3145 | PPL Holtwood | IPP Non-CHP | PA | HW8 | 10.5 | Conventional Hydroelectric | WAT | HY | 12 | 1914 |  |  | (OP) Operating
15458 | PPL Holtwood LLC | 3145 | PPL Holtwood | IPP Non-CHP | PA | HW9 | 13.2 | Conventional Hydroelectric | WAT | HY | 2 | 1914 |  |  | (OP) Operating
15276 | PPL Martins Creek LLC | 3146 | PPL Martins Creek LLC Jenkins | IPP Non-CHP | PA | CTG1 | 13.8 | Petroleum Liquids | DFO | GT | 8 | 1969 |  |  | (OP) Operating
15276 | PPL Martins Creek LLC | 3146 | PPL Martins Creek LLC Jenkins | IPP Non-CHP | PA | CTG2 | 13.8 | Petroleum Liquids | DFO | GT | 7 | 1969 |  |  | (OP) Operating
15276 | PPL Martins Creek LLC | 3147 | PPL Martins Creek LLC Lock Haven | IPP Non-CHP | PA | CTG | 14 | Petroleum Liquids | DFO | GT | 11 | 1969 |  |  | (OP) Operating
15276 | PPL Martins Creek LLC | 3148 | PPL Martins Creek | IPP Non-CHP | PA | 3 | 850 | Natural Gas Steam Turbine | NG | ST | 10 | 1975 |  |  | (OP) Operating
15276 | PPL Martins Creek LLC | 3148 | PPL Martins Creek | IPP Non-CHP | PA | 4 | 850 | Natural Gas Steam Turbine | NG | ST | 3 | 1977 |  |  | (OP) Operating
15276 | PPL Martins Creek LLC | 3148 | PPL Martins Creek | IPP Non-CHP | PA | CTG1 | 18 | Natural Gas Fired Combustion Turbine | NG | GT | 6 | 1971 |  |  | (OP) Operating
15276 | PPL Martins Creek LLC | 3148 | PPL Martins Creek | IPP Non-CHP | PA | CTG2 | 18 | Natural Gas Fired Combustion Turbine | NG | GT | 6 | 1971 |  |  | (OP) Operating
15276 | PPL Martins Creek LLC | 3148 | PPL Martins Creek | IPP Non-CHP | PA | CTG3 | 18 | Natural Gas Fired Combustion Turbine | NG | GT | 6 | 1971 |  |  | (OP) Operating
15276 | PPL Martins Creek LLC | 3148 | PPL Martins Creek | IPP Non-CHP | PA | CTG4 | 18 | Natural Gas Fired Combustion Turbine | NG | GT | 6 | 1971 |  |  | (OP) Operating
15534 | PPL Montour LLC | 3149 | PPL Montour | IPP Non-CHP | PA | 1 | 752 | Conventional Steam Coal | BIT | ST | 2 | 1971 |  |  | (OP) Operating
15534 | PPL Montour LLC | 3149 | PPL Montour | IPP Non-CHP | PA | 11 | 11 | Conventional Steam Coal | BIT | ST | 4 | 1973 |  |  | (OP) Operating
15534 | PPL Montour LLC | 3149 | PPL Montour | IPP Non-CHP | PA | 2 | 752 | Conventional Steam Coal | BIT | ST | 4 | 1973 |  |  | (OP) Operating
22001 | Sunbury Generation LP | 3152 | Sunbury Generation LP | IPP Non-CHP | PA | CTG1 | 18 | Petroleum Liquids | DFO | GT | 11 | 1971 |  |  | (SB) Standby/Backup: available for service but not normally used
22001 | Sunbury Generation LP | 3152 | Sunbury Generation LP | IPP Non-CHP | PA | CTG2 | 18 | Petroleum Liquids | DFO | GT | 11 | 1971 |  |  | (SB) Standby/Backup: available for service but not normally used
22001 | Sunbury Generation LP | 3152 | Sunbury Generation LP | IPP Non-CHP | PA | DI2 | 5 | Petroleum Liquids | DFO | IC | 4 | 1967 |  |  | (SB) Standby/Backup: available for service but not normally used
15458 | PPL Holtwood LLC | 3153 | PPL HW Wallenpaupack | IPP Non-CHP | PA | WP1 | 22 | Conventional Hydroelectric | WAT | HY | 6 | 1926 |  |  | (OP) Operating
15458 | PPL Holtwood LLC | 3153 | PPL HW Wallenpaupack | IPP Non-CHP | PA | WP2 | 22 | Conventional Hydroelectric | WAT | HY | 6 | 1926 |  |  | (OP) Operating
15276 | PPL Martins Creek LLC | 3154 | PPL Martins Creek LLC West Shore | IPP Non-CHP | PA | CTG1 | 14 | Petroleum Liquids | DFO | GT | 8 | 1969 |  |  | (OP) Operating
15276 | PPL Martins Creek LLC | 3154 | PPL Martins Creek LLC West Shore | IPP Non-CHP | PA | CTG2 | 14 | Petroleum Liquids | DFO | GT | 8 | 1969 |  |  | (OP) Operating
15276 | PPL Martins Creek LLC | 3155 | PPL Martins Creek LLC Williamsport | IPP Non-CHP | PA | CTG1 | 13.4 | Petroleum Liquids | DFO | GT | 8 | 1967 |  |  | (OP) Operating
15276 | PPL Martins Creek LLC | 3155 | PPL Martins Creek LLC Williamsport | IPP Non-CHP | PA | CTG2 | 13.4 | Petroleum Liquids | DFO | GT | 8 | 1967 |  |  | (OP) Operating
6035 | Exelon Power | 3157 | Chester Generating Station | IPP Non-CHP | PA | 7 | 13 | Petroleum Liquids | DFO | GT | 2 | 1969 |  |  | (OP) Operating
6035 | Exelon Power | 3157 | Chester Generating Station | IPP Non-CHP | PA | 8 | 13 | Petroleum Liquids | DFO | GT | 5 | 1969 |  |  | (OP) Operating
6035 | Exelon Power | 3157 | Chester Generating Station | IPP Non-CHP | PA | 9 | 13 | Petroleum Liquids | DFO | GT | 3 | 1969 |  |  | (OP) Operating
6035 | Exelon Power | 3160 | Delaware Generating Station | IPP Non-CHP | PA | 10 | 13 | Petroleum Liquids | DFO | GT | 5 | 1969 |  |  | (OP) Operating
6035 | Exelon Power | 3160 | Delaware Generating Station | IPP Non-CHP | PA | 11 | 13 | Petroleum Liquids | DFO | GT | 4 | 1969 |  |  | (OP) Operating
6035 | Exelon Power | 3160 | Delaware Generating Station | IPP Non-CHP | PA | 12 | 13 | Petroleum Liquids | DFO | GT | 5 | 1969 |  |  | (OP) Operating
6035 | Exelon Power | 3160 | Delaware Generating Station | IPP Non-CHP | PA | 9 | 17 | Petroleum Liquids | DFO | GT | 7 | 1970 |  |  | (OP) Operating
6035 | Exelon Power | 3161 | Eddystone Generating Station | IPP Non-CHP | PA | 10 | 13 | Petroleum Liquids | DFO | GT | 5 | 1967 |  |  | (OP) Operating
6035 | Exelon Power | 3161 | Eddystone Generating Station | IPP Non-CHP | PA | 20 | 13 | Petroleum Liquids | DFO | GT | 10 | 1967 |  |  | (OP) Operating
6035 | Exelon Power | 3161 | Eddystone Generating Station | IPP Non-CHP | PA | 3 | 380 | Petroleum Liquids | RFO | ST | 9 | 1974 |  |  | (OP) Operating
6035 | Exelon Power | 3161 | Eddystone Generating Station | IPP Non-CHP | PA | 30 | 17 | Petroleum Liquids | DFO | GT | 3 | 1970 |  |  | (OP) Operating
6035 | Exelon Power | 3161 | Eddystone Generating Station | IPP Non-CHP | PA | 4 | 380 | Petroleum Liquids | RFO | ST | 6 | 1976 |  |  | (OP) Operating
6035 | Exelon Power | 3161 | Eddystone Generating Station | IPP Non-CHP | PA | 40 | 17 | Petroleum Liquids | DFO | GT | 6 | 1970 |  |  | (OP) Operating
6035 | Exelon Power | 3162 | Falls | IPP Non-CHP | PA | 1 | 17 | Petroleum Liquids | DFO | GT | 5 | 1970 |  |  | (OP) Operating
6035 | Exelon Power | 3162 | Falls | IPP Non-CHP | PA | 2 | 17 | Petroleum Liquids | DFO | GT | 5 | 1970 |  |  | (OP) Operating
6035 | Exelon Power | 3162 | Falls | IPP Non-CHP | PA | 3 | 17 | Petroleum Liquids | DFO | GT | 6 | 1970 |  |  | (OP) Operating
6035 | Exelon Power | 3163 | Moser Generating Station | IPP Non-CHP | PA | 1 | 17 | Petroleum Liquids | DFO | GT | 6 | 1970 |  |  | (OP) Operating
6035 | Exelon Power | 3163 | Moser Generating Station | IPP Non-CHP | PA | 2 | 17 | Petroleum Liquids | DFO | GT | 5 | 1970 |  |  | (OP) Operating
6035 | Exelon Power | 3163 | Moser Generating Station | IPP Non-CHP | PA | 3 | 17 | Petroleum Liquids | DFO | GT | 6 | 1970 |  |  | (OP) Operating
6035 | Exelon Power | 3164 | Muddy Run | IPP Non-CHP | PA | 1 | 134 | Hydroelectric Pumped Storage | WAT | PS | 4 | 1967 |  |  | (OP) Operating
6035 | Exelon Power | 3164 | Muddy Run | IPP Non-CHP | PA | 2 | 133 | Hydroelectric Pumped Storage | WAT | PS | 4 | 1967 |  |  | (OP) Operating
6035 | Exelon Power | 3164 | Muddy Run | IPP Non-CHP | PA | 3 | 134 | Hydroelectric Pumped Storage | WAT | PS | 4 | 1967 |  |  | (OP) Operating
6035 | Exelon Power | 3164 | Muddy Run | IPP Non-CHP | PA | 4 | 134 | Hydroelectric Pumped Storage | WAT | PS | 6 | 1967 |  |  | (OP) Operating
6035 | Exelon Power | 3164 | Muddy Run | IPP Non-CHP | PA | 5 | 134 | Hydroelectric Pumped Storage | WAT | PS | 10 | 1967 |  |  | (OP) Operating
6035 | Exelon Power | 3164 | Muddy Run | IPP Non-CHP | PA | 6 | 133 | Hydroelectric Pumped Storage | WAT | PS | 10 | 1967 |  |  | (OP) Operating
6035 | Exelon Power | 3164 | Muddy Run | IPP Non-CHP | PA | 7 | 134 | Hydroelectric Pumped Storage | WAT | PS | 2 | 1968 |  |  | (OP) Operating
6035 | Exelon Power | 3164 | Muddy Run | IPP Non-CHP | PA | 8 | 134 | Hydroelectric Pumped Storage | WAT | PS | 2 | 1968 |  |  | (OP) Operating
55951 | Exelon Nuclear | 3166 | Peach Bottom | IPP Non-CHP | PA | 2 | 1258.5 | Nuclear | NUC | ST | 7 | 1974 |  |  | (OP) Operating
55951 | Exelon Nuclear | 3166 | Peach Bottom | IPP Non-CHP | PA | 3 | 1122.7 | Nuclear | NUC | ST | 12 | 1974 |  |  | (OP) Operating
6035 | Exelon Power | 3168 | Richmond Generating Station | IPP Non-CHP | PA | 91 | 49 | Petroleum Liquids | DFO | GT | 6 | 1973 |  |  | (OP) Operating
6035 | Exelon Power | 3168 | Richmond Generating Station | IPP Non-CHP | PA | 92 | 49 | Petroleum Liquids | DFO | GT | 6 | 1973 |  |  | (OP) Operating
6035 | Exelon Power | 3169 | Schuylkill Generating Station | IPP Non-CHP | PA | 10 | 13 | Petroleum Liquids | DFO | GT | 5 | 1969 |  |  | (OP) Operating
6035 | Exelon Power | 3169 | Schuylkill Generating Station | IPP Non-CHP | PA | 11 | 17 | Petroleum Liquids | DFO | GT | 6 | 1971 |  |  | (OP) Operating
6035 | Exelon Power | 3170 | Southwark | IPP Non-CHP | PA | 3 | 13 | Petroleum Liquids | DFO | GT | 6 | 1967 |  |  | (OP) Operating
6035 | Exelon Power | 3170 | Southwark | IPP Non-CHP | PA | 4 | 13 | Petroleum Liquids | DFO | GT | 10 | 1967 |  |  | (OP) Operating
6035 | Exelon Power | 3170 | Southwark | IPP Non-CHP | PA | 5 | 13 | Petroleum Liquids | DFO | GT | 7 | 1967 |  |  | (OP) Operating
6035 | Exelon Power | 3170 | Southwark | IPP Non-CHP | PA | 6 | 13 | Petroleum Liquids | DFO | GT | 11 | 1968 |  |  | (OP) Operating
59364 | Safe Harbor | 3175 | Safe Harbor | IPP Non-CHP | PA | 1 | 33 | Conventional Hydroelectric | WAT | HY | 10 | 1940 |  |  | (OP) Operating
59364 | Safe Harbor | 3175 | Safe Harbor | IPP Non-CHP | PA | 10 | 37.5 | Conventional Hydroelectric | WAT | HY | 6 | 1985 |  |  | (OP) Operating
59364 | Safe Harbor | 3175 | Safe Harbor | IPP Non-CHP | PA | 11 | 37.5 | Conventional Hydroelectric | WAT | HY | 4 | 1986 |  |  | (OP) Operating
59364 | Safe Harbor | 3175 | Safe Harbor | IPP Non-CHP | PA | 12 | 37.5 | Conventional Hydroelectric | WAT | HY | 9 | 1985 |  |  | (OP) Operating
59364 | Safe Harbor | 3175 | Safe Harbor | IPP Non-CHP | PA | 2 | 33 | Conventional Hydroelectric | WAT | HY | 11 | 1934 |  |  | (OP) Operating
59364 | Safe Harbor | 3175 | Safe Harbor | IPP Non-CHP | PA | 3 | 32 | Conventional Hydroelectric | WAT | HY | 12 | 1931 |  |  | (OP) Operating
59364 | Safe Harbor | 3175 | Safe Harbor | IPP Non-CHP | PA | 4 | 32 | Conventional Hydroelectric | WAT | HY | 12 | 1931 |  |  | (OP) Operating
59364 | Safe Harbor | 3175 | Safe Harbor | IPP Non-CHP | PA | 41 | 2 | Conventional Hydroelectric | WAT | HY | 12 | 1931 |  |  | (OP) Operating
59364 | Safe Harbor | 3175 | Safe Harbor | IPP Non-CHP | PA | 42 | 2 | Conventional Hydroelectric | WAT | HY | 12 | 1931 |  |  | (OP) Operating
59364 | Safe Harbor | 3175 | Safe Harbor | IPP Non-CHP | PA | 5 | 32 | Conventional Hydroelectric | WAT | HY | 1 | 1932 |  |  | (OP) Operating
59364 | Safe Harbor | 3175 | Safe Harbor | IPP Non-CHP | PA | 6 | 32 | Conventional Hydroelectric | WAT | HY | 1 | 1932 |  |  | (OP) Operating
59364 | Safe Harbor | 3175 | Safe Harbor | IPP Non-CHP | PA | 7 | 32 | Conventional Hydroelectric | WAT | HY | 10 | 1933 |  |  | (OP) Operating
59364 | Safe Harbor | 3175 | Safe Harbor | IPP Non-CHP | PA | 8 | 37.5 | Conventional Hydroelectric | WAT | HY | 4 | 1985 |  |  | (OP) Operating
59364 | Safe Harbor | 3175 | Safe Harbor | IPP Non-CHP | PA | 9 | 37.5 | Conventional Hydroelectric | WAT | HY | 2 | 1986 |  |  | (OP) Operating
19391 | UGI Development Co | 3176 | Hunlock Power Station | IPP Non-CHP | PA | 3 | 28 | Natural Gas Fired Combined Cycle | NG | CA | 9 | 1959 |  |  | (OP) Operating
19391 | UGI Development Co | 3176 | Hunlock Power Station | IPP Non-CHP | PA | 5 | 49.2 | Natural Gas Fired Combined Cycle | NG | CT | 7 | 2011 |  |  | (OP) Operating
19391 | UGI Development Co | 3176 | Hunlock Power Station | IPP Non-CHP | PA | 6 | 49.2 | Natural Gas Fired Combined Cycle | NG | CT | 7 | 2011 |  |  | (OP) Operating
50018 | Dominion Energy New England, LLC | 3236 | Manchester Street | IPP Non-CHP | RI | G10A | 102.1 | Natural Gas Fired Combined Cycle | NG | CT | 11 | 1995 |  |  | (OP) Operating
50018 | Dominion Energy New England, LLC | 3236 | Manchester Street | IPP Non-CHP | RI | G11A | 102.2 | Natural Gas Fired Combined Cycle | NG | CT | 9 | 1995 |  |  | (OP) Operating
50018 | Dominion Energy New England, LLC | 3236 | Manchester Street | IPP Non-CHP | RI | GE10 | 46.9 | Natural Gas Fired Combined Cycle | NG | CA | 11 | 1995 |  |  | (OP) Operating
50018 | Dominion Energy New England, LLC | 3236 | Manchester Street | IPP Non-CHP | RI | GE11 | 46.8 | Natural Gas Fired Combined Cycle | NG | CA | 9 | 1995 |  |  | (OP) Operating
50018 | Dominion Energy New England, LLC | 3236 | Manchester Street | IPP Non-CHP | RI | GE9A | 102.1 | Natural Gas Fired Combined Cycle | NG | CT | 11 | 1995 |  |  | (OP) Operating
50018 | Dominion Energy New England, LLC | 3236 | Manchester Street | IPP Non-CHP | RI | GEN9 | 46.9 | Natural Gas Fired Combined Cycle | NG | CA | 11 | 1995 |  |  | (OP) Operating
3046 | Duke Energy Progress - (NC) | 3250 | Darlington County | Electric Utility | SC | 1 | 52 | Natural Gas Fired Combustion Turbine | NG | GT | 8 | 1974 |  |  | (OP) Operating
3046 | Duke Energy Progress - (NC) | 3250 | Darlington County | Electric Utility | SC | 10 | 51 | Petroleum Liquids | DFO | GT | 8 | 1974 |  |  | (OP) Operating
3046 | Duke Energy Progress - (NC) | 3250 | Darlington County | Electric Utility | SC | 11 | 52 | Petroleum Liquids | DFO | GT | 9 | 1974 |  |  | (OP) Operating
3046 | Duke Energy Progress - (NC) | 3250 | Darlington County | Electric Utility | SC | 12 | 118 | Natural Gas Fired Combustion Turbine | NG | GT | 5 | 1997 |  |  | (OP) Operating
3046 | Duke Energy Progress - (NC) | 3250 | Darlington County | Electric Utility | SC | 13 | 116 | Natural Gas Fired Combustion Turbine | NG | GT | 6 | 1997 |  |  | (OP) Operating
3046 | Duke Energy Progress - (NC) | 3250 | Darlington County | Electric Utility | SC | 2 | 48 | Petroleum Liquids | DFO | GT | 8 | 1974 |  |  | (OP) Operating
3046 | Duke Energy Progress - (NC) | 3250 | Darlington County | Electric Utility | SC | 3 | 52 | Natural Gas Fired Combustion Turbine | NG | GT | 8 | 1974 |  |  | (OP) Operating
3046 | Duke Energy Progress - (NC) | 3250 | Darlington County | Electric Utility | SC | 4 | 50 | Petroleum Liquids | DFO | GT | 8 | 1974 |  |  | (OP) Operating
3046 | Duke Energy Progress - (NC) | 3250 | Darlington County | Electric Utility | SC | 5 | 52 | Natural Gas Fired Combustion Turbine | NG | GT | 3 | 1975 |  |  | (OP) Operating
3046 | Duke Energy Progress - (NC) | 3250 | Darlington County | Electric Utility | SC | 6 | 45 | Petroleum Liquids | DFO | GT | 8 | 1974 |  |  | (OP) Operating
3046 | Duke Energy Progress - (NC) | 3250 | Darlington County | Electric Utility | SC | 7 | 51 | Natural Gas Fired Combustion Turbine | NG | GT | 6 | 1975 |  |  | (OP) Operating
3046 | Duke Energy Progress - (NC) | 3250 | Darlington County | Electric Utility | SC | 8 | 48 | Petroleum Liquids | DFO | GT | 8 | 1974 |  |  | (OP) Operating
3046 | Duke Energy Progress - (NC) | 3250 | Darlington County | Electric Utility | SC | 9 | 52 | Petroleum Liquids | DFO | GT | 9 | 1974 |  |  | (OP) Operating
3046 | Duke Energy Progress - (NC) | 3251 | H B Robinson | Electric Utility | SC | 2 | 741 | Nuclear | NUC | ST | 3 | 1971 |  |  | (OP) Operating
13763 | Northbrook Carolina Hydro LLC | 3253 | Boyds Mill Hydro | IPP Non-CHP | SC | 1 | 0.7 | Conventional Hydroelectric | WAT | HY | 12 | 1996 |  |  | (OP) Operating
13763 | Northbrook Carolina Hydro LLC | 3253 | Boyds Mill Hydro | IPP Non-CHP | SC | 2 | 0.7 | Conventional Hydroelectric | WAT | HY | 12 | 1996 |  |  | (OP) Operating
17543 | South Carolina Public Service Authority | 3254 | Buzzard Roost | Electric Utility | SC | HC1 | 2.3 | Conventional Hydroelectric | WAT | HY | 8 | 1940 |  |  | (OP) Operating
17543 | South Carolina Public Service Authority | 3254 | Buzzard Roost | Electric Utility | SC | HC2 | 2.3 | Conventional Hydroelectric | WAT | HY | 8 | 1940 |  |  | (OP) Operating
17543 | South Carolina Public Service Authority | 3254 | Buzzard Roost | Electric Utility | SC | HC3 | 2.3 | Conventional Hydroelectric | WAT | HY | 8 | 1940 |  |  | (OP) Operating
5416 | Duke Energy Carolinas, LLC | 3255 | Cedar Creek | Electric Utility | SC | 1 | 15 | Conventional Hydroelectric | WAT | HY | 8 | 1926 |  |  | (OP) Operating
5416 | Duke Energy Carolinas, LLC | 3255 | Cedar Creek | Electric Utility | SC | 2 | 15 | Conventional Hydroelectric | WAT | HY | 8 | 1926 |  |  | (OP) Operating
5416 | Duke Energy Carolinas, LLC | 3255 | Cedar Creek | Electric Utility | SC | 3 | 15 | Conventional Hydroelectric | WAT | HY | 8 | 1926 |  |  | (OP) Operating
5416 | Duke Energy Carolinas, LLC | 3256 | Dearborn | Electric Utility | SC | 1 | 14 | Conventional Hydroelectric | WAT | HY | 3 | 1923 |  |  | (OP) Operating
5416 | Duke Energy Carolinas, LLC | 3256 | Dearborn | Electric Utility | SC | 2 | 14 | Conventional Hydroelectric | WAT | HY | 3 | 1923 |  |  | (OP) Operating
5416 | Duke Energy Carolinas, LLC | 3256 | Dearborn | Electric Utility | SC | 3 | 14 | Conventional Hydroelectric | WAT | HY | 3 | 1923 |  |  | (OP) Operating
5416 | Duke Energy Carolinas, LLC | 3257 | Fishing Creek | Electric Utility | SC | 1 | 11 | Conventional Hydroelectric | WAT | HY | 11 | 1916 |  |  | (OP) Operating
5416 | Duke Energy Carolinas, LLC | 3257 | Fishing Creek | Electric Utility | SC | 2 | 9.5 | Conventional Hydroelectric | WAT | HY | 11 | 1916 |  |  | (OP) Operating
5416 | Duke Energy Carolinas, LLC | 3257 | Fishing Creek | Electric Utility | SC | 3 | 9.5 | Conventional Hydroelectric | WAT | HY | 11 | 1916 |  |  | (OP) Operating
5416 | Duke Energy Carolinas, LLC | 3257 | Fishing Creek | Electric Utility | SC | 4 | 11 | Conventional Hydroelectric | WAT | HY | 11 | 1916 |  |  | (OP) Operating
5416 | Duke Energy Carolinas, LLC | 3257 | Fishing Creek | Electric Utility | SC | 5 | 8 | Conventional Hydroelectric | WAT | HY | 11 | 1916 |  |  | (OP) Operating
5416 | Duke Energy Carolinas, LLC | 3258 | Gaston Shoals | Electric Utility | SC | 3 | 1 | Conventional Hydroelectric | WAT | HY | 8 | 1908 |  |  | (OP) Operating
5416 | Duke Energy Carolinas, LLC | 3258 | Gaston Shoals | Electric Utility | SC | 4 | 1 | Conventional Hydroelectric | WAT | HY | 8 | 1908 |  |  | (OP) Operating
5416 | Duke Energy Carolinas, LLC | 3258 | Gaston Shoals | Electric Utility | SC | 5 | 1 | Conventional Hydroelectric | WAT | HY | 5 | 1908 |  |  | (OP) Operating
5416 | Duke Energy Carolinas, LLC | 3258 | Gaston Shoals | Electric Utility | SC | 6 | 1.7 | Conventional Hydroelectric | WAT | HY | 8 | 1927 |  |  | (OP) Operating
5416 | Duke Energy Carolinas, LLC | 3259 | Great Falls (SC) | Electric Utility | SC | 1 | 3 | Conventional Hydroelectric | WAT | HY | 4 | 1907 |  |  | (OP) Operating
5416 | Duke Energy Carolinas, LLC | 3259 | Great Falls (SC) | Electric Utility | SC | 2 | 3 | Conventional Hydroelectric | WAT | HY | 4 | 1907 |  |  | (OP) Operating
5416 | Duke Energy Carolinas, LLC | 3259 | Great Falls (SC) | Electric Utility | SC | 3 | 3 | Conventional Hydroelectric | WAT | HY | 4 | 1907 |  |  | (OP) Operating
5416 | Duke Energy Carolinas, LLC | 3259 | Great Falls (SC) | Electric Utility | SC | 4 | 3 | Conventional Hydroelectric | WAT | HY | 4 | 1907 |  |  | (OP) Operating
5416 | Duke Energy Carolinas, LLC | 3259 | Great Falls (SC) | Electric Utility | SC | 5 | 3 | Conventional Hydroelectric | WAT | HY | 4 | 1907 |  |  | (OP) Operating
5416 | Duke Energy Carolinas, LLC | 3259 | Great Falls (SC) | Electric Utility | SC | 6 | 3 | Conventional Hydroelectric | WAT | HY | 4 | 1907 |  |  | (OP) Operating
5416 | Duke Energy Carolinas, LLC | 3259 | Great Falls (SC) | Electric Utility | SC | 7 | 3 | Conventional Hydroelectric | WAT | HY | 4 | 1907 |  |  | (OP) Operating
5416 | Duke Energy Carolinas, LLC | 3259 | Great Falls (SC) | Electric Utility | SC | 8 | 3 | Conventional Hydroelectric | WAT | HY | 4 | 1907 |  |  | (OP) Operating
13763 | Northbrook Carolina Hydro LLC | 3261 | Hollidays Bridge Hydro | IPP Non-CHP | SC | 1 | 1.2 | Conventional Hydroelectric | WAT | HY | 12 | 1996 |  |  | (OP) Operating
13763 | Northbrook Carolina Hydro LLC | 3261 | Hollidays Bridge Hydro | IPP Non-CHP | SC | 2 | 1.2 | Conventional Hydroelectric | WAT | HY | 12 | 1996 |  |  | (OP) Operating
13763 | Northbrook Carolina Hydro LLC | 3261 | Hollidays Bridge Hydro | IPP Non-CHP | SC | 3 | 1.2 | Conventional Hydroelectric | WAT | HY | 12 | 1996 |  |  | (OP) Operating
13763 | Northbrook Carolina Hydro LLC | 3261 | Hollidays Bridge Hydro | IPP Non-CHP | SC | 4 | 1.2 | Conventional Hydroelectric | WAT | HY | 12 | 1996 |  |  | (OP) Operating
5416 | Duke Energy Carolinas, LLC | 3262 | Jocassee | Electric Utility | SC | 1 | 195 | Hydroelectric Pumped Storage | WAT | PS | 12 | 1973 |  |  | (OP) Operating
5416 | Duke Energy Carolinas, LLC | 3262 | Jocassee | Electric Utility | SC | 2 | 195 | Hydroelectric Pumped Storage | WAT | PS | 12 | 1973 |  |  | (OP) Operating
5416 | Duke Energy Carolinas, LLC | 3262 | Jocassee | Electric Utility | SC | 3 | 195 | Hydroelectric Pumped Storage | WAT | PS | 5 | 1975 |  |  | (OP) Operating
5416 | Duke Energy Carolinas, LLC | 3262 | Jocassee | Electric Utility | SC | 4 | 195 | Hydroelectric Pumped Storage | WAT | PS | 5 | 1975 |  |  | (OP) Operating
5416 | Duke Energy Carolinas, LLC | 3264 | W S Lee | Electric Utility | SC | 3 | 170 | Natural Gas Steam Turbine | NG | ST | 12 | 1958 |  |  | (OP) Operating
5416 | Duke Energy Carolinas, LLC | 3264 | W S Lee | Electric Utility | SC | 7 | 41 | Natural Gas Fired Combustion Turbine | NG | GT | 1 | 2007 |  |  | (OP) Operating
5416 | Duke Energy Carolinas, LLC | 3264 | W S Lee | Electric Utility | SC | 8 | 41 | Natural Gas Fired Combustion Turbine | NG | GT | 1 | 2007 |  |  | (OP) Operating
5416 | Duke Energy Carolinas, LLC | 3265 | Oconee | Electric Utility | SC | 1 | 847 | Nuclear | NUC | ST | 7 | 1973 |  |  | (OP) Operating
5416 | Duke Energy Carolinas, LLC | 3265 | Oconee | Electric Utility | SC | 2 | 848 | Nuclear | NUC | ST | 9 | 1974 |  |  | (OP) Operating
5416 | Duke Energy Carolinas, LLC | 3265 | Oconee | Electric Utility | SC | 3 | 859 | Nuclear | NUC | ST | 12 | 1974 |  |  | (OP) Operating
5416 | Duke Energy Carolinas, LLC | 3266 | Rocky Creek | Electric Utility | SC | 1 | 2.9 | Conventional Hydroelectric | WAT | HY | 4 | 1909 |  |  | (OP) Operating
5416 | Duke Energy Carolinas, LLC | 3266 | Rocky Creek | Electric Utility | SC | 2 | 2.9 | Conventional Hydroelectric | WAT | HY | 4 | 1909 |  |  | (OP) Operating
5416 | Duke Energy Carolinas, LLC | 3266 | Rocky Creek | Electric Utility | SC | 3 | 2.9 | Conventional Hydroelectric | WAT | HY | 4 | 1909 |  |  | (OP) Operating
5416 | Duke Energy Carolinas, LLC | 3266 | Rocky Creek | Electric Utility | SC | 4 | 2.9 | Conventional Hydroelectric | WAT | HY | 4 | 1909 |  |  | (OP) Operating
5416 | Duke Energy Carolinas, LLC | 3266 | Rocky Creek | Electric Utility | SC | 5 | 4.8 | Conventional Hydroelectric | WAT | HY | 4 | 1909 |  |  | (OP) Operating
5416 | Duke Energy Carolinas, LLC | 3266 | Rocky Creek | Electric Utility | SC | 6 | 4.8 | Conventional Hydroelectric | WAT | HY | 4 | 1909 |  |  | (OP) Operating
5416 | Duke Energy Carolinas, LLC | 3266 | Rocky Creek | Electric Utility | SC | 7 | 2.9 | Conventional Hydroelectric | WAT | HY | 4 | 1909 |  |  | (OP) Operating
5416 | Duke Energy Carolinas, LLC | 3266 | Rocky Creek | Electric Utility | SC | 8 | 2.9 | Conventional Hydroelectric | WAT | HY | 4 | 1909 |  |  | (OP) Operating
13763 | Northbrook Carolina Hydro LLC | 3267 | Saluda Dam | IPP Non-CHP | SC | 1 | 0.6 | Conventional Hydroelectric | WAT | HY | 12 | 1996 |  |  | (OP) Operating
13763 | Northbrook Carolina Hydro LLC | 3267 | Saluda Dam | IPP Non-CHP | SC | 2 | 0.6 | Conventional Hydroelectric | WAT | HY | 12 | 1996 |  |  | (OP) Operating
13763 | Northbrook Carolina Hydro LLC | 3267 | Saluda Dam | IPP Non-CHP | SC | 3 | 0.6 | Conventional Hydroelectric | WAT | HY | 12 | 1996 |  |  | (OP) Operating
13763 | Northbrook Carolina Hydro LLC | 3267 | Saluda Dam | IPP Non-CHP | SC | 4 | 0.6 | Conventional Hydroelectric | WAT | HY | 12 | 1996 |  |  | (OP) Operating
5416 | Duke Energy Carolinas, LLC | 3270 | Wateree Hydro | Electric Utility | SC | 1 | 17 | Conventional Hydroelectric | WAT | HY | 10 | 1919 |  |  | (OP) Operating
5416 | Duke Energy Carolinas, LLC | 3270 | Wateree Hydro | Electric Utility | SC | 2 | 17 | Conventional Hydroelectric | WAT | HY | 10 | 1919 |  |  | (OP) Operating
5416 | Duke Energy Carolinas, LLC | 3270 | Wateree Hydro | Electric Utility | SC | 3 | 17 | Conventional Hydroelectric | WAT | HY | 10 | 1919 |  |  | (OP) Operating
5416 | Duke Energy Carolinas, LLC | 3270 | Wateree Hydro | Electric Utility | SC | 4 | 17 | Conventional Hydroelectric | WAT | HY | 10 | 1919 |  |  | (OP) Operating
5416 | Duke Energy Carolinas, LLC | 3270 | Wateree Hydro | Electric Utility | SC | 5 | 17 | Conventional Hydroelectric | WAT | HY | 10 | 1919 |  |  | (OP) Operating
5416 | Duke Energy Carolinas, LLC | 3271 | Wylie | Electric Utility | SC | 1 | 18 | Conventional Hydroelectric | WAT | HY | 8 | 1925 |  |  | (OP) Operating
5416 | Duke Energy Carolinas, LLC | 3271 | Wylie | Electric Utility | SC | 2 | 18 | Conventional Hydroelectric | WAT | HY | 8 | 1925 |  |  | (OP) Operating
5416 | Duke Energy Carolinas, LLC | 3271 | Wylie | Electric Utility | SC | 3 | 18 | Conventional Hydroelectric | WAT | HY | 8 | 1925 |  |  | (OP) Operating
5416 | Duke Energy Carolinas, LLC | 3271 | Wylie | Electric Utility | SC | 4 | 18 | Conventional Hydroelectric | WAT | HY | 8 | 1925 |  |  | (OP) Operating
5416 | Duke Energy Carolinas, LLC | 3272 | 99 Islands | Electric Utility | SC | 1 | 1.6 | Conventional Hydroelectric | WAT | HY | 5 | 1910 |  |  | (OP) Operating
5416 | Duke Energy Carolinas, LLC | 3272 | 99 Islands | Electric Utility | SC | 2 | 1.6 | Conventional Hydroelectric | WAT | HY | 5 | 1910 |  |  | (OP) Operating
5416 | Duke Energy Carolinas, LLC | 3272 | 99 Islands | Electric Utility | SC | 3 | 1.6 | Conventional Hydroelectric | WAT | HY | 5 | 1910 |  |  | (OP) Operating
5416 | Duke Energy Carolinas, LLC | 3272 | 99 Islands | Electric Utility | SC | 4 | 1.6 | Conventional Hydroelectric | WAT | HY | 5 | 1910 |  |  | (OP) Operating
5416 | Duke Energy Carolinas, LLC | 3272 | 99 Islands | Electric Utility | SC | 5 | 1.6 | Conventional Hydroelectric | WAT | HY | 5 | 1910 |  |  | (OP) Operating
5416 | Duke Energy Carolinas, LLC | 3272 | 99 Islands | Electric Utility | SC | 6 | 1.6 | Conventional Hydroelectric | WAT | HY | 5 | 1910 |  |  | (OP) Operating
11118 | Lockhart Power Co | 3275 | Lockhart | Electric Utility | SC | 2 | 4.2 | Conventional Hydroelectric | WAT | HY | 1 | 1921 |  |  | (OP) Operating
11118 | Lockhart Power Co | 3275 | Lockhart | Electric Utility | SC | HY1 | 4.2 | Conventional Hydroelectric | WAT | HY | 1 | 1921 |  |  | (OP) Operating
11118 | Lockhart Power Co | 3275 | Lockhart | Electric Utility | SC | HY3 | 4.2 | Conventional Hydroelectric | WAT | HY | 1 | 1921 |  |  | (OP) Operating
11118 | Lockhart Power Co | 3275 | Lockhart | Electric Utility | SC | HY4 | 4.2 | Conventional Hydroelectric | WAT | HY | 1 | 1921 |  |  | (OP) Operating
11118 | Lockhart Power Co | 3275 | Lockhart | Electric Utility | SC | HY5 | 1.2 | Conventional Hydroelectric | WAT | HY | 1 | 1921 |  |  | (OP) Operating
17539 | South Carolina Electric&Gas Company | 3281 | Coit GT | Electric Utility | SC | 1 | 14 | Natural Gas Fired Combustion Turbine | NG | GT | 7 | 1969 |  |  | (OP) Operating
17539 | South Carolina Electric&Gas Company | 3281 | Coit GT | Electric Utility | SC | 2 | 14 | Natural Gas Fired Combustion Turbine | NG | GT | 5 | 1964 |  |  | (OP) Operating
57221 | City of Columbia SC | 3283 | Columbia Canal Hydro | Electric Utility | SC | 1 | 1.3 | Conventional Hydroelectric | WAT | HY | 6 | 1929 |  |  | (OP) Operating
57221 | City of Columbia SC | 3283 | Columbia Canal Hydro | Electric Utility | SC | 2 | 1.7 | Conventional Hydroelectric | WAT | HY | 6 | 1929 |  |  | (OP) Operating
57221 | City of Columbia SC | 3283 | Columbia Canal Hydro | Electric Utility | SC | 3 | 1.3 | Conventional Hydroelectric | WAT | HY | 6 | 1929 |  |  | (OP) Operating
57221 | City of Columbia SC | 3283 | Columbia Canal Hydro | Electric Utility | SC | 4 | 1.3 | Conventional Hydroelectric | WAT | HY | 6 | 1953 |  |  | (OP) Operating
57221 | City of Columbia SC | 3283 | Columbia Canal Hydro | Electric Utility | SC | 5 | 1.7 | Conventional Hydroelectric | WAT | HY | 6 | 1953 |  |  | (OP) Operating
57221 | City of Columbia SC | 3283 | Columbia Canal Hydro | Electric Utility | SC | 6 | 1.3 | Conventional Hydroelectric | WAT | HY | 6 | 1928 |  |  | (OP) Operating
57221 | City of Columbia SC | 3283 | Columbia Canal Hydro | Electric Utility | SC | 7 | 1.3 | Conventional Hydroelectric | WAT | HY | 6 | 1927 |  |  | (OP) Operating
17539 | South Carolina Electric&Gas Company | 3285 | Hagood | Electric Utility | SC | 4 | 86 | Natural Gas Fired Combustion Turbine | NG | GT | 6 | 1991 |  |  | (OP) Operating
17539 | South Carolina Electric&Gas Company | 3285 | Hagood | Electric Utility | SC | 5 | 20 | Natural Gas Fired Combustion Turbine | NG | GT | 12 | 2009 |  |  | (OP) Operating
17539 | South Carolina Electric&Gas Company | 3285 | Hagood | Electric Utility | SC | 6 | 20 | Natural Gas Fired Combustion Turbine | NG | GT | 2 | 2010 |  |  | (OP) Operating
17539 | South Carolina Electric&Gas Company | 3286 | Hardeeville | Electric Utility | SC | 1 | 9 | Petroleum Liquids | DFO | GT | 4 | 1968 |  |  | (OP) Operating
17539 | South Carolina Electric&Gas Company | 3287 | McMeekin | Electric Utility | SC | 1 | 125 | Conventional Steam Coal | BIT | ST | 7 | 1958 | 12 | 2018 | (OP) Operating
17539 | South Carolina Electric&Gas Company | 3287 | McMeekin | Electric Utility | SC | 2 | 125 | Conventional Steam Coal | BIT | ST | 12 | 1958 | 12 | 2018 | (OP) Operating
17539 | South Carolina Electric&Gas Company | 3289 | Neal Shoals | Electric Utility | SC | 1 | 1.3 | Conventional Hydroelectric | WAT | HY | 8 | 1966 |  |  | (OP) Operating
17539 | South Carolina Electric&Gas Company | 3289 | Neal Shoals | Electric Utility | SC | 2 | 1.3 | Conventional Hydroelectric | WAT | HY | 8 | 1966 |  |  | (OP) Operating
17539 | South Carolina Electric&Gas Company | 3289 | Neal Shoals | Electric Utility | SC | 3 | 1.3 | Conventional Hydroelectric | WAT | HY | 8 | 1966 |  |  | (OP) Operating
17539 | South Carolina Electric&Gas Company | 3289 | Neal Shoals | Electric Utility | SC | 4 | 1.3 | Conventional Hydroelectric | WAT | HY | 8 | 1966 |  |  | (OP) Operating
17539 | South Carolina Electric&Gas Company | 3290 | Parr Hydro | Electric Utility | SC | 1 | 2.5 | Conventional Hydroelectric | WAT | HY | 8 | 1914 |  |  | (OP) Operating
17539 | South Carolina Electric&Gas Company | 3290 | Parr Hydro | Electric Utility | SC | 2 | 2.5 | Conventional Hydroelectric | WAT | HY | 8 | 1914 |  |  | (OP) Operating
17539 | South Carolina Electric&Gas Company | 3290 | Parr Hydro | Electric Utility | SC | 3 | 2.5 | Conventional Hydroelectric | WAT | HY | 8 | 1914 |  |  | (OP) Operating
17539 | South Carolina Electric&Gas Company | 3290 | Parr Hydro | Electric Utility | SC | 4 | 2.5 | Conventional Hydroelectric | WAT | HY | 8 | 1914 |  |  | (OP) Operating
17539 | South Carolina Electric&Gas Company | 3290 | Parr Hydro | Electric Utility | SC | 5 | 2.5 | Conventional Hydroelectric | WAT | HY | 8 | 1914 |  |  | (OP) Operating
17539 | South Carolina Electric&Gas Company | 3290 | Parr Hydro | Electric Utility | SC | 6 | 2.5 | Conventional Hydroelectric | WAT | HY | 8 | 1921 |  |  | (OP) Operating
17539 | South Carolina Electric&Gas Company | 3291 | Parr GT | Electric Utility | SC | GT1 | 15.5 | Natural Gas Fired Combustion Turbine | NG | GT | 7 | 1970 |  |  | (OP) Operating
17539 | South Carolina Electric&Gas Company | 3291 | Parr GT | Electric Utility | SC | GT2 | 15.5 | Natural Gas Fired Combustion Turbine | NG | GT | 7 | 1970 |  |  | (OP) Operating
17539 | South Carolina Electric&Gas Company | 3291 | Parr GT | Electric Utility | SC | GT3 | 19 | Natural Gas Fired Combustion Turbine | NG | GT | 6 | 1971 |  |  | (OP) Operating
17539 | South Carolina Electric&Gas Company | 3291 | Parr GT | Electric Utility | SC | GT4 | 19 | Natural Gas Fired Combustion Turbine | NG | GT | 6 | 1971 |  |  | (OP) Operating
17539 | South Carolina Electric&Gas Company | 3293 | Saluda Lexington | Electric Utility | SC | 1 | 32.5 | Conventional Hydroelectric | WAT | HY | 8 | 1930 |  |  | (OP) Operating
17539 | South Carolina Electric&Gas Company | 3293 | Saluda Lexington | Electric Utility | SC | 2 | 32.5 | Conventional Hydroelectric | WAT | HY | 8 | 1930 |  |  | (OP) Operating
17539 | South Carolina Electric&Gas Company | 3293 | Saluda Lexington | Electric Utility | SC | 3 | 35 | Conventional Hydroelectric | WAT | HY | 8 | 1930 |  |  | (OP) Operating
17539 | South Carolina Electric&Gas Company | 3293 | Saluda Lexington | Electric Utility | SC | 4 | 32.5 | Conventional Hydroelectric | WAT | HY | 8 | 1930 |  |  | (OP) Operating
17539 | South Carolina Electric&Gas Company | 3293 | Saluda Lexington | Electric Utility | SC | 5 | 66 | Conventional Hydroelectric | WAT | HY | 7 | 1971 |  |  | (OP) Operating
17539 | South Carolina Electric&Gas Company | 3295 | Urquhart | Electric Utility | SC | 1 | 64 | Natural Gas Fired Combined Cycle | NG | CA | 12 | 1953 |  |  | (OP) Operating
17539 | South Carolina Electric&Gas Company | 3295 | Urquhart | Electric Utility | SC | 2 | 64 | Natural Gas Fired Combined Cycle | NG | CA | 2 | 1954 |  |  | (OP) Operating
17539 | South Carolina Electric&Gas Company | 3295 | Urquhart | Electric Utility | SC | 3 | 95 | Natural Gas Steam Turbine | NG | ST | 11 | 1955 |  |  | (OP) Operating
17539 | South Carolina Electric&Gas Company | 3295 | Urquhart | Electric Utility | SC | CT1 | 162 | Natural Gas Fired Combined Cycle | NG | CT | 6 | 2002 |  |  | (OP) Operating
17539 | South Carolina Electric&Gas Company | 3295 | Urquhart | Electric Utility | SC | CT2 | 168 | Natural Gas Fired Combined Cycle | NG | CT | 6 | 2002 |  |  | (OP) Operating
17539 | South Carolina Electric&Gas Company | 3295 | Urquhart | Electric Utility | SC | GT1 | 15 | Natural Gas Fired Combustion Turbine | NG | GT | 10 | 1969 |  |  | (OP) Operating
17539 | South Carolina Electric&Gas Company | 3295 | Urquhart | Electric Utility | SC | GT2 | 14 | Natural Gas Fired Combustion Turbine | NG | GT | 8 | 1969 |  |  | (OP) Operating
17539 | South Carolina Electric&Gas Company | 3295 | Urquhart | Electric Utility | SC | GT3 | 11 | Natural Gas Fired Combustion Turbine | NG | GT | 7 | 1969 |  |  | (OP) Operating
17539 | South Carolina Electric&Gas Company | 3295 | Urquhart | Electric Utility | SC | GT4 | 47 | Natural Gas Fired Combustion Turbine | NG | GT | 6 | 1999 |  |  | (OP) Operating
17539 | South Carolina Electric&Gas Company | 3297 | Wateree | Electric Utility | SC | 1 | 342 | Conventional Steam Coal | BIT | ST | 9 | 1970 |  |  | (OP) Operating
17539 | South Carolina Electric&Gas Company | 3297 | Wateree | Electric Utility | SC | 2 | 342 | Conventional Steam Coal | BIT | ST | 12 | 1971 |  |  | (OP) Operating
17554 | South Carolina Genertg Co, Inc | 3298 | Williams | Electric Utility | SC | 1 | 20 | Natural Gas Fired Combustion Turbine | NG | GT | 6 | 1972 |  |  | (OP) Operating
17554 | South Carolina Genertg Co, Inc | 3298 | Williams | Electric Utility | SC | 2 | 20 | Natural Gas Fired Combustion Turbine | NG | GT | 6 | 1972 |  |  | (OP) Operating
17554 | South Carolina Genertg Co, Inc | 3298 | Williams | Electric Utility | SC | ST1 | 605 | Conventional Steam Coal | BIT | ST | 7 | 1973 |  |  | (OP) Operating
34 | City of Abbeville - (SC) | 3305 | Rocky River (SC) | Electric Utility | SC | 1 | 1.8 | Conventional Hydroelectric | WAT | HY | 1 | 1941 |  |  | (OP) Operating
34 | City of Abbeville - (SC) | 3305 | Rocky River (SC) | Electric Utility | SC | 2 | 0.8 | Conventional Hydroelectric | WAT | HY | 1 | 1941 |  |  | (OP) Operating
34 | City of Abbeville - (SC) | 3305 | Rocky River (SC) | Electric Utility | SC | IC2 | 1 | Petroleum Liquids | DFO | IC | 5 | 2013 |  |  | (OP) Operating
17543 | South Carolina Public Service Authority | 3318 | Hilton Head | Electric Utility | SC | 1 | 19 | Petroleum Liquids | DFO | GT | 8 | 1973 |  |  | (OP) Operating
17543 | South Carolina Public Service Authority | 3318 | Hilton Head | Electric Utility | SC | 2 | 19 | Petroleum Liquids | DFO | GT | 8 | 1974 |  |  | (OP) Operating
17543 | South Carolina Public Service Authority | 3318 | Hilton Head | Electric Utility | SC | 3 | 52 | Petroleum Liquids | DFO | GT | 4 | 1979 |  |  | (OP) Operating
17543 | South Carolina Public Service Authority | 3319 | Jefferies | Electric Utility | SC | 1 | 42 | Petroleum Liquids | WO | ST | 1 | 1954 |  |  | (OP) Operating
17543 | South Carolina Public Service Authority | 3319 | Jefferies | Electric Utility | SC | 2 | 42 | Petroleum Liquids | WO | ST | 1 | 1954 |  |  | (OP) Operating
17543 | South Carolina Public Service Authority | 3319 | Jefferies | Electric Utility | SC | H1 | 29 | Conventional Hydroelectric | WAT | HY | 12 | 1942 |  |  | (OP) Operating
17543 | South Carolina Public Service Authority | 3319 | Jefferies | Electric Utility | SC | H2 | 29 | Conventional Hydroelectric | WAT | HY | 12 | 1942 |  |  | (OP) Operating
17543 | South Carolina Public Service Authority | 3319 | Jefferies | Electric Utility | SC | H3 | 29 | Conventional Hydroelectric | WAT | HY | 12 | 1942 |  |  | (OP) Operating
17543 | South Carolina Public Service Authority | 3319 | Jefferies | Electric Utility | SC | H4 | 29 | Conventional Hydroelectric | WAT | HY | 12 | 1942 |  |  | (OP) Operating
17543 | South Carolina Public Service Authority | 3319 | Jefferies | Electric Utility | SC | H6 | 11 | Conventional Hydroelectric | WAT | HY | 12 | 1942 |  |  | (OP) Operating
17543 | South Carolina Public Service Authority | 3320 | Myrtle Beach | Electric Utility | SC | 1 | 8 | Petroleum Liquids | DFO | GT | 8 | 1972 |  |  | (OP) Operating
17543 | South Carolina Public Service Authority | 3320 | Myrtle Beach | Electric Utility | SC | 2 | 8 | Petroleum Liquids | DFO | GT | 5 | 1962 |  |  | (OP) Operating
17543 | South Carolina Public Service Authority | 3320 | Myrtle Beach | Electric Utility | SC | 3 | 19 | Petroleum Liquids | DFO | GT | 5 | 1962 |  |  | (OP) Operating
17543 | South Carolina Public Service Authority | 3320 | Myrtle Beach | Electric Utility | SC | 4 | 19 | Petroleum Liquids | DFO | GT | 8 | 1972 |  |  | (OP) Operating
17543 | South Carolina Public Service Authority | 3320 | Myrtle Beach | Electric Utility | SC | 5 | 21 | Petroleum Liquids | DFO | GT | 6 | 1976 |  |  | (OP) Operating
17543 | South Carolina Public Service Authority | 3321 | Spillway | Electric Utility | SC | 1 | 2 | Conventional Hydroelectric | WAT | HY | 8 | 1950 |  |  | (OP) Operating
19375 | USCE-Savannah District | 3323 | J Strom Thurmond | Electric Utility | SC | 1 | 48 | Conventional Hydroelectric | WAT | HY | 1 | 1953 |  |  | (OP) Operating
19375 | USCE-Savannah District | 3323 | J Strom Thurmond | Electric Utility | SC | 2 | 48 | Conventional Hydroelectric | WAT | HY | 1 | 1953 |  |  | (OP) Operating
19375 | USCE-Savannah District | 3323 | J Strom Thurmond | Electric Utility | SC | 3 | 48 | Conventional Hydroelectric | WAT | HY | 1 | 1953 |  |  | (OP) Operating
19375 | USCE-Savannah District | 3323 | J Strom Thurmond | Electric Utility | SC | 4 | 48 | Conventional Hydroelectric | WAT | HY | 1 | 1953 |  |  | (OP) Operating
19375 | USCE-Savannah District | 3323 | J Strom Thurmond | Electric Utility | SC | 5 | 48 | Conventional Hydroelectric | WAT | HY | 1 | 1954 |  |  | (OP) Operating
19375 | USCE-Savannah District | 3323 | J Strom Thurmond | Electric Utility | SC | 6 | 48 | Conventional Hydroelectric | WAT | HY | 1 | 1954 |  |  | (OP) Operating
19375 | USCE-Savannah District | 3323 | J Strom Thurmond | Electric Utility | SC | 7 | 48 | Conventional Hydroelectric | WAT | HY | 1 | 1954 |  |  | (OP) Operating
19545 | Black Hills Power Inc | 3325 | Ben French | Electric Utility | SD | 1 | 2 | Petroleum Liquids | DFO | IC | 7 | 1965 |  |  | (OP) Operating
19545 | Black Hills Power Inc | 3325 | Ben French | Electric Utility | SD | 2 | 2 | Petroleum Liquids | DFO | IC | 7 | 1965 |  |  | (OP) Operating
19545 | Black Hills Power Inc | 3325 | Ben French | Electric Utility | SD | 3 | 2 | Petroleum Liquids | DFO | IC | 7 | 1965 |  |  | (OP) Operating
19545 | Black Hills Power Inc | 3325 | Ben French | Electric Utility | SD | 4 | 2 | Petroleum Liquids | DFO | IC | 7 | 1965 |  |  | (OP) Operating
19545 | Black Hills Power Inc | 3325 | Ben French | Electric Utility | SD | 5 | 2 | Petroleum Liquids | DFO | IC | 7 | 1965 |  |  | (OP) Operating
19545 | Black Hills Power Inc | 3325 | Ben French | Electric Utility | SD | GT1 | 17 | Natural Gas Fired Combustion Turbine | NG | GT | 7 | 1977 |  |  | (OP) Operating
19545 | Black Hills Power Inc | 3325 | Ben French | Electric Utility | SD | GT2 | 17 | Natural Gas Fired Combustion Turbine | NG | GT | 8 | 1977 |  |  | (OP) Operating
19545 | Black Hills Power Inc | 3325 | Ben French | Electric Utility | SD | GT3 | 17 | Natural Gas Fired Combustion Turbine | NG | GT | 6 | 1978 |  |  | (OP) Operating
19545 | Black Hills Power Inc | 3325 | Ben French | Electric Utility | SD | GT4 | 17 | Natural Gas Fired Combustion Turbine | NG | GT | 6 | 1979 |  |  | (OP) Operating
13809 | NorthWestern Energy - (SD) | 3338 | Aberdeen CT | Electric Utility | SD | 2 | 52 | Natural Gas Fired Combustion Turbine | NG | GT | 4 | 2013 |  |  | (OP) Operating
13809 | NorthWestern Energy - (SD) | 3338 | Aberdeen CT | Electric Utility | SD | GT1 | 20.5 | Petroleum Liquids | DFO | GT | 5 | 1978 |  |  | (OP) Operating
13809 | NorthWestern Energy - (SD) | 3341 | Clark (SD) | Electric Utility | SD | 1 | 2.6 | Petroleum Liquids | DFO | IC | 1 | 1970 |  |  | (SB) Standby/Backup: available for service but not normally used
13809 | NorthWestern Energy - (SD) | 3342 | Faulkton | Electric Utility | SD | 1 | 2.5 | Petroleum Liquids | DFO | IC | 3 | 1969 |  |  | (SB) Standby/Backup: available for service but not normally used
13809 | NorthWestern Energy - (SD) | 3344 | Huron | Electric Utility | SD | 1 | 11 | Natural Gas Fired Combustion Turbine | NG | GT | 1 | 1961 |  |  | (SB) Standby/Backup: available for service but not normally used
13809 | NorthWestern Energy - (SD) | 3344 | Huron | Electric Utility | SD | 2A | 43.7 | Natural Gas Fired Combustion Turbine | NG | GT | 6 | 1991 |  |  | (SB) Standby/Backup: available for service but not normally used
13809 | NorthWestern Energy - (SD) | 3346 | Mobile Unit | Electric Utility | SD | 2 | 1.8 | Petroleum Liquids | DFO | IC | 3 | 1991 |  |  | (SB) Standby/Backup: available for service but not normally used
13809 | NorthWestern Energy - (SD) | 3346 | Mobile Unit | Electric Utility | SD | 3 | 2 | Petroleum Liquids | DFO | IC | 11 | 2008 |  |  | (SB) Standby/Backup: available for service but not normally used
14232 | Otter Tail Power Co | 3352 | Lake Preston | Electric Utility | SD | 1A | 22.1 | Petroleum Liquids | DFO | GT | 6 | 1978 |  |  | (SB) Standby/Backup: available for service but not normally used
19635 | USCE-Missouri River District | 3356 | Oahe | Electric Utility | SD | 1 | 102 | Conventional Hydroelectric | WAT | HY | 4 | 1962 |  |  | (OP) Operating
19635 | USCE-Missouri River District | 3356 | Oahe | Electric Utility | SD | 2 | 102 | Conventional Hydroelectric | WAT | HY | 12 | 1962 |  |  | (OP) Operating
19635 | USCE-Missouri River District | 3356 | Oahe | Electric Utility | SD | 3 | 102 | Conventional Hydroelectric | WAT | HY | 7 | 1962 |  |  | (OP) Operating
19635 | USCE-Missouri River District | 3356 | Oahe | Electric Utility | SD | 4 | 102 | Conventional Hydroelectric | WAT | HY | 10 | 1962 |  |  | (OP) Operating
19635 | USCE-Missouri River District | 3356 | Oahe | Electric Utility | SD | 5 | 102 | Conventional Hydroelectric | WAT | HY | 3 | 1963 |  |  | (OP) Operating
19635 | USCE-Missouri River District | 3356 | Oahe | Electric Utility | SD | 6 | 102 | Conventional Hydroelectric | WAT | HY | 5 | 1963 |  |  | (OP) Operating
19635 | USCE-Missouri River District | 3356 | Oahe | Electric Utility | SD | 7 | 102 | Conventional Hydroelectric | WAT | HY | 6 | 1963 |  |  | (OP) Operating
19635 | USCE-Missouri River District | 3373 | Fort Randall | Electric Utility | SD | 1 | 45 | Conventional Hydroelectric | WAT | HY | 3 | 1954 |  |  | (OP) Operating
19635 | USCE-Missouri River District | 3373 | Fort Randall | Electric Utility | SD | 2 | 45 | Conventional Hydroelectric | WAT | HY | 5 | 1954 |  |  | (OP) Operating
19635 | USCE-Missouri River District | 3373 | Fort Randall | Electric Utility | SD | 3 | 45 | Conventional Hydroelectric | WAT | HY | 10 | 1954 |  |  | (OP) Operating
19635 | USCE-Missouri River District | 3373 | Fort Randall | Electric Utility | SD | 4 | 45 | Conventional Hydroelectric | WAT | HY | 10 | 1954 |  |  | (OP) Operating
19635 | USCE-Missouri River District | 3373 | Fort Randall | Electric Utility | SD | 5 | 45 | Conventional Hydroelectric | WAT | HY | 2 | 1955 |  |  | (OP) Operating
19635 | USCE-Missouri River District | 3373 | Fort Randall | Electric Utility | SD | 6 | 45 | Conventional Hydroelectric | WAT | HY | 6 | 1955 |  |  | (OP) Operating
19635 | USCE-Missouri River District | 3373 | Fort Randall | Electric Utility | SD | 7 | 45 | Conventional Hydroelectric | WAT | HY | 10 | 1955 |  |  | (OP) Operating
19635 | USCE-Missouri River District | 3373 | Fort Randall | Electric Utility | SD | 8 | 45 | Conventional Hydroelectric | WAT | HY | 1 | 1956 |  |  | (OP) Operating
19635 | USCE-Missouri River District | 3375 | Big Bend Dam | Electric Utility | SD | 1 | 65 | Conventional Hydroelectric | WAT | HY | 9 | 1964 |  |  | (OP) Operating
19635 | USCE-Missouri River District | 3375 | Big Bend Dam | Electric Utility | SD | 2 | 65 | Conventional Hydroelectric | WAT | HY | 11 | 1964 |  |  | (OP) Operating
19635 | USCE-Missouri River District | 3375 | Big Bend Dam | Electric Utility | SD | 3 | 65 | Conventional Hydroelectric | WAT | HY | 2 | 1965 |  |  | (OP) Operating
19635 | USCE-Missouri River District | 3375 | Big Bend Dam | Electric Utility | SD | 4 | 65 | Conventional Hydroelectric | WAT | HY | 5 | 1965 |  |  | (OP) Operating
19635 | USCE-Missouri River District | 3375 | Big Bend Dam | Electric Utility | SD | 5 | 65 | Conventional Hydroelectric | WAT | HY | 9 | 1965 |  |  | (OP) Operating
19635 | USCE-Missouri River District | 3375 | Big Bend Dam | Electric Utility | SD | 6 | 65 | Conventional Hydroelectric | WAT | HY | 12 | 1965 |  |  | (OP) Operating
19635 | USCE-Missouri River District | 3375 | Big Bend Dam | Electric Utility | SD | 7 | 65 | Conventional Hydroelectric | WAT | HY | 5 | 1966 |  |  | (OP) Operating
19635 | USCE-Missouri River District | 3375 | Big Bend Dam | Electric Utility | SD | 8 | 65 | Conventional Hydroelectric | WAT | HY | 7 | 1966 |  |  | (OP) Operating
18642 | Tennessee Valley Authority | 3393 | Allen Steam Plant | Electric Utility | TN | 1 | 247 | Conventional Steam Coal | SUB | ST | 5 | 1959 |  |  | (OP) Operating
18642 | Tennessee Valley Authority | 3393 | Allen Steam Plant | Electric Utility | TN | 2 | 247 | Conventional Steam Coal | SUB | ST | 5 | 1959 |  |  | (OP) Operating
18642 | Tennessee Valley Authority | 3393 | Allen Steam Plant | Electric Utility | TN | 3 | 247 | Conventional Steam Coal | SUB | ST | 10 | 1959 |  |  | (OP) Operating
18642 | Tennessee Valley Authority | 3393 | Allen Steam Plant | Electric Utility | TN | G10 | 15.1 | Natural Gas Fired Combustion Turbine | NG | GT | 6 | 1971 |  |  | (OP) Operating
18642 | Tennessee Valley Authority | 3393 | Allen Steam Plant | Electric Utility | TN | G11 | 15.1 | Natural Gas Fired Combustion Turbine | NG | GT | 6 | 1971 |  |  | (OP) Operating
18642 | Tennessee Valley Authority | 3393 | Allen Steam Plant | Electric Utility | TN | G12 | 15.1 | Natural Gas Fired Combustion Turbine | NG | GT | 6 | 1971 |  |  | (OP) Operating
18642 | Tennessee Valley Authority | 3393 | Allen Steam Plant | Electric Utility | TN | G13 | 15.1 | Natural Gas Fired Combustion Turbine | NG | GT | 6 | 1971 |  |  | (OP) Operating
18642 | Tennessee Valley Authority | 3393 | Allen Steam Plant | Electric Utility | TN | G14 | 15.1 | Natural Gas Fired Combustion Turbine | NG | GT | 6 | 1971 |  |  | (OP) Operating
18642 | Tennessee Valley Authority | 3393 | Allen Steam Plant | Electric Utility | TN | G15 | 15.1 | Natural Gas Fired Combustion Turbine | NG | GT | 6 | 1971 |  |  | (OP) Operating
18642 | Tennessee Valley Authority | 3393 | Allen Steam Plant | Electric Utility | TN | G16 | 15.1 | Natural Gas Fired Combustion Turbine | NG | GT | 6 | 1971 |  |  | (OP) Operating
18642 | Tennessee Valley Authority | 3393 | Allen Steam Plant | Electric Utility | TN | G17 | 46.4 | Natural Gas Fired Combustion Turbine | NG | GT | 9 | 1972 |  |  | (OP) Operating
18642 | Tennessee Valley Authority | 3393 | Allen Steam Plant | Electric Utility | TN | G18 | 46.4 | Natural Gas Fired Combustion Turbine | NG | GT | 9 | 1972 |  |  | (OP) Operating
18642 | Tennessee Valley Authority | 3393 | Allen Steam Plant | Electric Utility | TN | G19 | 46.4 | Natural Gas Fired Combustion Turbine | NG | GT | 9 | 1972 |  |  | (OP) Operating
18642 | Tennessee Valley Authority | 3393 | Allen Steam Plant | Electric Utility | TN | G20 | 46.4 | Natural Gas Fired Combustion Turbine | NG | GT | 9 | 1972 |  |  | (OP) Operating
18642 | Tennessee Valley Authority | 3393 | Allen Steam Plant | Electric Utility | TN | GT1 | 15.1 | Natural Gas Fired Combustion Turbine | NG | GT | 6 | 1971 |  |  | (OP) Operating
18642 | Tennessee Valley Authority | 3393 | Allen Steam Plant | Electric Utility | TN | GT2 | 15.1 | Natural Gas Fired Combustion Turbine | NG | GT | 6 | 1971 |  |  | (OP) Operating
18642 | Tennessee Valley Authority | 3393 | Allen Steam Plant | Electric Utility | TN | GT3 | 15.1 | Natural Gas Fired Combustion Turbine | NG | GT | 6 | 1971 |  |  | (OP) Operating
18642 | Tennessee Valley Authority | 3393 | Allen Steam Plant | Electric Utility | TN | GT4 | 15.1 | Natural Gas Fired Combustion Turbine | NG | GT | 6 | 1971 |  |  | (OP) Operating
18642 | Tennessee Valley Authority | 3393 | Allen Steam Plant | Electric Utility | TN | GT5 | 15.1 | Natural Gas Fired Combustion Turbine | NG | GT | 6 | 1971 |  |  | (OP) Operating
18642 | Tennessee Valley Authority | 3393 | Allen Steam Plant | Electric Utility | TN | GT6 | 15.1 | Natural Gas Fired Combustion Turbine | NG | GT | 6 | 1971 |  |  | (OP) Operating
18642 | Tennessee Valley Authority | 3393 | Allen Steam Plant | Electric Utility | TN | GT7 | 15.1 | Natural Gas Fired Combustion Turbine | NG | GT | 6 | 1971 |  |  | (OP) Operating
18642 | Tennessee Valley Authority | 3393 | Allen Steam Plant | Electric Utility | TN | GT8 | 15.1 | Natural Gas Fired Combustion Turbine | NG | GT | 6 | 1971 |  |  | (OP) Operating
18642 | Tennessee Valley Authority | 3393 | Allen Steam Plant | Electric Utility | TN | GT9 | 15.1 | Natural Gas Fired Combustion Turbine | NG | GT | 6 | 1971 |  |  | (OP) Operating
18642 | Tennessee Valley Authority | 3394 | Apalachia | Electric Utility | TN | 1 | 41.2 | Conventional Hydroelectric | WAT | HY | 11 | 1943 |  |  | (OP) Operating
18642 | Tennessee Valley Authority | 3394 | Apalachia | Electric Utility | TN | 2 | 41.2 | Conventional Hydroelectric | WAT | HY | 9 | 1943 |  |  | (OP) Operating
18642 | Tennessee Valley Authority | 3395 | Boone Dam | Electric Utility | TN | 1 | 37.8 | Conventional Hydroelectric | WAT | HY | 9 | 1953 |  |  | (OP) Operating
18642 | Tennessee Valley Authority | 3395 | Boone Dam | Electric Utility | TN | 2 | 37.8 | Conventional Hydroelectric | WAT | HY | 6 | 1953 |  |  | (OP) Operating
18642 | Tennessee Valley Authority | 3395 | Boone Dam | Electric Utility | TN | 3 | 37.8 | Conventional Hydroelectric | WAT | HY | 3 | 1953 |  |  | (OP) Operating
18642 | Tennessee Valley Authority | 3396 | Bull Run | Electric Utility | TN | 1 | 870 | Conventional Steam Coal | BIT | ST | 6 | 1967 |  |  | (OP) Operating
18642 | Tennessee Valley Authority | 3397 | Cherokee Dam | Electric Utility | TN | 1 | 37 | Conventional Hydroelectric | WAT | HY | 4 | 1942 |  |  | (OP) Operating
18642 | Tennessee Valley Authority | 3397 | Cherokee Dam | Electric Utility | TN | 2 | 39.8 | Conventional Hydroelectric | WAT | HY | 1 | 1953 |  |  | (OP) Operating
18642 | Tennessee Valley Authority | 3397 | Cherokee Dam | Electric Utility | TN | 3 | 39.8 | Conventional Hydroelectric | WAT | HY | 6 | 1942 |  |  | (OP) Operating
18642 | Tennessee Valley Authority | 3397 | Cherokee Dam | Electric Utility | TN | 4 | 25 | Conventional Hydroelectric | WAT | HY | 10 | 1953 |  |  | (OP) Operating
18642 | Tennessee Valley Authority | 3398 | Chickamauga | Electric Utility | TN | 1 | 35.4 | Conventional Hydroelectric | WAT | HY | 7 | 1940 |  |  | (OP) Operating
18642 | Tennessee Valley Authority | 3398 | Chickamauga | Electric Utility | TN | 2 | 35.4 | Conventional Hydroelectric | WAT | HY | 5 | 1940 |  |  | (OP) Operating
18642 | Tennessee Valley Authority | 3398 | Chickamauga | Electric Utility | TN | 3 | 35.4 | Conventional Hydroelectric | WAT | HY | 3 | 1940 |  |  | (OP) Operating
18642 | Tennessee Valley Authority | 3398 | Chickamauga | Electric Utility | TN | 4 | 35.4 | Conventional Hydroelectric | WAT | HY | 3 | 1952 |  |  | (OP) Operating
18642 | Tennessee Valley Authority | 3399 | Cumberland (TN) | Electric Utility | TN | 1 | 1239 | Conventional Steam Coal | BIT | ST | 3 | 1973 |  |  | (OP) Operating
18642 | Tennessee Valley Authority | 3399 | Cumberland (TN) | Electric Utility | TN | 2 | 1231 | Conventional Steam Coal | BIT | ST | 11 | 1973 |  |  | (OP) Operating
18642 | Tennessee Valley Authority | 3400 | Douglas Dam | Electric Utility | TN | 1 | 44.2 | Conventional Hydroelectric | WAT | HY | 1 | 1944 |  |  | (OP) Operating
18642 | Tennessee Valley Authority | 3400 | Douglas Dam | Electric Utility | TN | 2 | 44.7 | Conventional Hydroelectric | WAT | HY | 5 | 1949 |  |  | (OP) Operating
18642 | Tennessee Valley Authority | 3400 | Douglas Dam | Electric Utility | TN | 3 | 44.5 | Conventional Hydroelectric | WAT | HY | 3 | 1943 |  |  | (OP) Operating
18642 | Tennessee Valley Authority | 3400 | Douglas Dam | Electric Utility | TN | 4 | 44.5 | Conventional Hydroelectric | WAT | HY | 8 | 1954 |  |  | (OP) Operating
18642 | Tennessee Valley Authority | 3401 | Fort Patrick Henry | Electric Utility | TN | 1 | 20.4 | Conventional Hydroelectric | WAT | HY | 2 | 1954 |  |  | (OP) Operating
18642 | Tennessee Valley Authority | 3401 | Fort Patrick Henry | Electric Utility | TN | 2 | 20.3 | Conventional Hydroelectric | WAT | HY | 12 | 1953 |  |  | (OP) Operating
18642 | Tennessee Valley Authority | 3402 | Fort Loudoun | Electric Utility | TN | 1 | 39.9 | Conventional Hydroelectric | WAT | HY | 1 | 1944 |  |  | (OP) Operating
18642 | Tennessee Valley Authority | 3402 | Fort Loudoun | Electric Utility | TN | 2 | 37.7 | Conventional Hydroelectric | WAT | HY | 11 | 1943 |  |  | (OP) Operating
18642 | Tennessee Valley Authority | 3402 | Fort Loudoun | Electric Utility | TN | 3 | 45.3 | Conventional Hydroelectric | WAT | HY | 10 | 1948 |  |  | (OP) Operating
18642 | Tennessee Valley Authority | 3402 | Fort Loudoun | Electric Utility | TN | 4 | 45.3 | Conventional Hydroelectric | WAT | HY | 1 | 1949 |  |  | (OP) Operating
18642 | Tennessee Valley Authority | 3403 | Gallatin (TN) | Electric Utility | TN | 1 | 225 | Conventional Steam Coal | SUB | ST | 11 | 1956 |  |  | (OP) Operating
18642 | Tennessee Valley Authority | 3403 | Gallatin (TN) | Electric Utility | TN | 2 | 225 | Conventional Steam Coal | SUB | ST | 6 | 1957 |  |  | (OP) Operating
18642 | Tennessee Valley Authority | 3403 | Gallatin (TN) | Electric Utility | TN | 3 | 263 | Conventional Steam Coal | SUB | ST | 5 | 1959 |  |  | (OP) Operating
18642 | Tennessee Valley Authority | 3403 | Gallatin (TN) | Electric Utility | TN | 4 | 263 | Conventional Steam Coal | SUB | ST | 8 | 1959 |  |  | (OP) Operating
18642 | Tennessee Valley Authority | 3403 | Gallatin (TN) | Electric Utility | TN | GT1 | 71.5 | Natural Gas Fired Combustion Turbine | NG | GT | 7 | 1975 |  |  | (OP) Operating
18642 | Tennessee Valley Authority | 3403 | Gallatin (TN) | Electric Utility | TN | GT2 | 71.5 | Natural Gas Fired Combustion Turbine | NG | GT | 7 | 1975 |  |  | (OP) Operating
18642 | Tennessee Valley Authority | 3403 | Gallatin (TN) | Electric Utility | TN | GT3 | 71.5 | Natural Gas Fired Combustion Turbine | NG | GT | 7 | 1975 |  |  | (OP) Operating
18642 | Tennessee Valley Authority | 3403 | Gallatin (TN) | Electric Utility | TN | GT4 | 71.5 | Natural Gas Fired Combustion Turbine | NG | GT | 7 | 1975 |  |  | (OP) Operating
18642 | Tennessee Valley Authority | 3403 | Gallatin (TN) | Electric Utility | TN | GT5 | 73.4 | Natural Gas Fired Combustion Turbine | NG | GT | 7 | 2000 |  |  | (OP) Operating
18642 | Tennessee Valley Authority | 3403 | Gallatin (TN) | Electric Utility | TN | GT6 | 73.4 | Natural Gas Fired Combustion Turbine | NG | GT | 7 | 2000 |  |  | (OP) Operating
18642 | Tennessee Valley Authority | 3403 | Gallatin (TN) | Electric Utility | TN | GT7 | 73.4 | Natural Gas Fired Combustion Turbine | NG | GT | 7 | 2000 |  |  | (OP) Operating
18642 | Tennessee Valley Authority | 3403 | Gallatin (TN) | Electric Utility | TN | GT8 | 73.4 | Natural Gas Fired Combustion Turbine | NG | GT | 7 | 2000 |  |  | (OP) Operating
18642 | Tennessee Valley Authority | 3404 | Great Falls (TN) | Electric Utility | TN | 1 | 15.9 | Conventional Hydroelectric | WAT | HY | 12 | 1916 |  |  | (OP) Operating
18642 | Tennessee Valley Authority | 3404 | Great Falls (TN) | Electric Utility | TN | 2 | 19.5 | Conventional Hydroelectric | WAT | HY | 10 | 1924 |  |  | (OP) Operating
18642 | Tennessee Valley Authority | 3405 | John Sevier | Electric Utility | TN | CTG1 | 165 | Natural Gas Fired Combined Cycle | NG | CT | 4 | 2012 |  |  | (OP) Operating
18642 | Tennessee Valley Authority | 3405 | John Sevier | Electric Utility | TN | CTG2 | 165 | Natural Gas Fired Combined Cycle | NG | CT | 4 | 2012 |  |  | (OP) Operating
18642 | Tennessee Valley Authority | 3405 | John Sevier | Electric Utility | TN | CTG3 | 165 | Natural Gas Fired Combined Cycle | NG | CT | 4 | 2012 |  |  | (OP) Operating
18642 | Tennessee Valley Authority | 3405 | John Sevier | Electric Utility | TN | STG1 | 383 | Natural Gas Fired Combined Cycle | NG | CA | 4 | 2012 |  |  | (OP) Operating
18642 | Tennessee Valley Authority | 3406 | Johnsonville | Electric Utility | TN | 1 | 107 | Conventional Steam Coal | SUB | ST | 10 | 1951 | 12 | 2017 | (OP) Operating
18642 | Tennessee Valley Authority | 3406 | Johnsonville | Electric Utility | TN | 10 | 141 | Conventional Steam Coal | SUB | ST | 8 | 1959 | 12 | 2015 | (OS) Out of service and NOT expected to return to service in next calendar year
18642 | Tennessee Valley Authority | 3406 | Johnsonville | Electric Utility | TN | 2 | 107 | Conventional Steam Coal | SUB | ST | 11 | 1951 | 12 | 2017 | (OP) Operating
18642 | Tennessee Valley Authority | 3406 | Johnsonville | Electric Utility | TN | 3 | 107 | Conventional Steam Coal | SUB | ST | 2 | 1952 | 12 | 2017 | (OP) Operating
18642 | Tennessee Valley Authority | 3406 | Johnsonville | Electric Utility | TN | 4 | 107 | Conventional Steam Coal | SUB | ST | 4 | 1952 | 12 | 2017 | (OP) Operating
18642 | Tennessee Valley Authority | 3406 | Johnsonville | Electric Utility | TN | 5 | 107 | Conventional Steam Coal | SUB | ST | 11 | 1952 | 12 | 2015 | (OS) Out of service and NOT expected to return to service in next calendar year
18642 | Tennessee Valley Authority | 3406 | Johnsonville | Electric Utility | TN | 6 | 107 | Conventional Steam Coal | SUB | ST | 2 | 1953 | 12 | 2015 | (OS) Out of service and NOT expected to return to service in next calendar year
18642 | Tennessee Valley Authority | 3406 | Johnsonville | Electric Utility | TN | 7 | 141 | Conventional Steam Coal | SUB | ST | 11 | 1958 | 12 | 2015 | (OS) Out of service and NOT expected to return to service in next calendar year
18642 | Tennessee Valley Authority | 3406 | Johnsonville | Electric Utility | TN | 8 | 141 | Conventional Steam Coal | SUB | ST | 1 | 1959 | 12 | 2015 | (OS) Out of service and NOT expected to return to service in next calendar year
18642 | Tennessee Valley Authority | 3406 | Johnsonville | Electric Utility | TN | 9 | 141 | Conventional Steam Coal | SUB | ST | 6 | 1959 | 12 | 2015 | (OS) Out of service and NOT expected to return to service in next calendar year
18642 | Tennessee Valley Authority | 3406 | Johnsonville | Electric Utility | TN | G10 | 47.1 | Natural Gas Fired Combustion Turbine | NG | GT | 6 | 1975 |  |  | (OP) Operating
18642 | Tennessee Valley Authority | 3406 | Johnsonville | Electric Utility | TN | G11 | 47.1 | Natural Gas Fired Combustion Turbine | NG | GT | 6 | 1975 |  |  | (OP) Operating
18642 | Tennessee Valley Authority | 3406 | Johnsonville | Electric Utility | TN | G12 | 47.1 | Natural Gas Fired Combustion Turbine | NG | GT | 6 | 1975 |  |  | (OP) Operating
18642 | Tennessee Valley Authority | 3406 | Johnsonville | Electric Utility | TN | G13 | 47.1 | Natural Gas Fired Combustion Turbine | NG | GT | 6 | 1975 |  |  | (OP) Operating
18642 | Tennessee Valley Authority | 3406 | Johnsonville | Electric Utility | TN | G14 | 47.1 | Natural Gas Fired Combustion Turbine | NG | GT | 6 | 1975 |  |  | (OP) Operating
18642 | Tennessee Valley Authority | 3406 | Johnsonville | Electric Utility | TN | G15 | 47.1 | Natural Gas Fired Combustion Turbine | NG | GT | 6 | 1975 |  |  | (OP) Operating
18642 | Tennessee Valley Authority | 3406 | Johnsonville | Electric Utility | TN | G16 | 47.1 | Natural Gas Fired Combustion Turbine | NG | GT | 6 | 1975 |  |  | (OP) Operating
18642 | Tennessee Valley Authority | 3406 | Johnsonville | Electric Utility | TN | G17 | 72.8 | Natural Gas Fired Combustion Turbine | NG | GT | 7 | 2000 |  |  | (OP) Operating
18642 | Tennessee Valley Authority | 3406 | Johnsonville | Electric Utility | TN | G18 | 72.8 | Natural Gas Fired Combustion Turbine | NG | GT | 7 | 2000 |  |  | (OP) Operating
18642 | Tennessee Valley Authority | 3406 | Johnsonville | Electric Utility | TN | G19 | 72.8 | Natural Gas Fired Combustion Turbine | NG | GT | 7 | 2000 |  |  | (OP) Operating
18642 | Tennessee Valley Authority | 3406 | Johnsonville | Electric Utility | TN | G20 | 72.8 | Natural Gas Fired Combustion Turbine | NG | GT | 7 | 2000 |  |  | (OP) Operating
18642 | Tennessee Valley Authority | 3406 | Johnsonville | Electric Utility | TN | GT1 | 47.1 | Natural Gas Fired Combustion Turbine | NG | GT | 6 | 1975 |  |  | (OP) Operating
18642 | Tennessee Valley Authority | 3406 | Johnsonville | Electric Utility | TN | GT2 | 47.1 | Natural Gas Fired Combustion Turbine | NG | GT | 6 | 1975 |  |  | (OP) Operating
18642 | Tennessee Valley Authority | 3406 | Johnsonville | Electric Utility | TN | GT3 | 47.1 | Natural Gas Fired Combustion Turbine | NG | GT | 6 | 1975 |  |  | (OP) Operating
18642 | Tennessee Valley Authority | 3406 | Johnsonville | Electric Utility | TN | GT4 | 47.1 | Natural Gas Fired Combustion Turbine | NG | GT | 6 | 1975 |  |  | (OP) Operating
18642 | Tennessee Valley Authority | 3406 | Johnsonville | Electric Utility | TN | GT5 | 47.1 | Natural Gas Fired Combustion Turbine | NG | GT | 6 | 1975 |  |  | (OP) Operating
18642 | Tennessee Valley Authority | 3406 | Johnsonville | Electric Utility | TN | GT6 | 47.1 | Natural Gas Fired Combustion Turbine | NG | GT | 6 | 1975 |  |  | (OP) Operating
18642 | Tennessee Valley Authority | 3406 | Johnsonville | Electric Utility | TN | GT7 | 47.1 | Natural Gas Fired Combustion Turbine | NG | GT | 6 | 1975 |  |  | (OP) Operating
18642 | Tennessee Valley Authority | 3406 | Johnsonville | Electric Utility | TN | GT8 | 47.1 | Natural Gas Fired Combustion Turbine | NG | GT | 6 | 1975 |  |  | (OP) Operating
18642 | Tennessee Valley Authority | 3406 | Johnsonville | Electric Utility | TN | GT9 | 47.1 | Natural Gas Fired Combustion Turbine | NG | GT | 6 | 1975 |  |  | (OP) Operating
18642 | Tennessee Valley Authority | 3407 | Kingston | Electric Utility | TN | 1 | 132 | Conventional Steam Coal | BIT | ST | 2 | 1954 |  |  | (OP) Operating
18642 | Tennessee Valley Authority | 3407 | Kingston | Electric Utility | TN | 2 | 132 | Conventional Steam Coal | BIT | ST | 4 | 1954 |  |  | (OP) Operating
18642 | Tennessee Valley Authority | 3407 | Kingston | Electric Utility | TN | 3 | 132 | Conventional Steam Coal | BIT | ST | 6 | 1954 |  |  | (OP) Operating
18642 | Tennessee Valley Authority | 3407 | Kingston | Electric Utility | TN | 4 | 132 | Conventional Steam Coal | BIT | ST | 7 | 1954 |  |  | (OP) Operating
18642 | Tennessee Valley Authority | 3407 | Kingston | Electric Utility | TN | 5 | 174 | Conventional Steam Coal | BIT | ST | 1 | 1955 |  |  | (OP) Operating
18642 | Tennessee Valley Authority | 3407 | Kingston | Electric Utility | TN | 6 | 174 | Conventional Steam Coal | BIT | ST | 3 | 1955 |  |  | (OP) Operating
18642 | Tennessee Valley Authority | 3407 | Kingston | Electric Utility | TN | 7 | 174 | Conventional Steam Coal | BIT | ST | 5 | 1955 |  |  | (OP) Operating
18642 | Tennessee Valley Authority | 3407 | Kingston | Electric Utility | TN | 8 | 174 | Conventional Steam Coal | BIT | ST | 8 | 1955 |  |  | (OP) Operating
18642 | Tennessee Valley Authority | 3407 | Kingston | Electric Utility | TN | 9 | 174 | Conventional Steam Coal | BIT | ST | 12 | 1955 |  |  | (OP) Operating
18642 | Tennessee Valley Authority | 3408 | Melton Hill | Electric Utility | TN | 1 | 39.5 | Conventional Hydroelectric | WAT | HY | 7 | 1964 |  |  | (OP) Operating
18642 | Tennessee Valley Authority | 3408 | Melton Hill | Electric Utility | TN | 2 | 39.7 | Conventional Hydroelectric | WAT | HY | 11 | 1964 |  |  | (OP) Operating
18642 | Tennessee Valley Authority | 3409 | Nickajack | Electric Utility | TN | 1 | 28.3 | Conventional Hydroelectric | WAT | HY | 4 | 1968 |  |  | (OP) Operating
18642 | Tennessee Valley Authority | 3409 | Nickajack | Electric Utility | TN | 2 | 27.3 | Conventional Hydroelectric | WAT | HY | 4 | 1968 |  |  | (OP) Operating
18642 | Tennessee Valley Authority | 3409 | Nickajack | Electric Utility | TN | 3 | 25 | Conventional Hydroelectric | WAT | HY | 2 | 1968 |  |  | (OP) Operating
18642 | Tennessee Valley Authority | 3409 | Nickajack | Electric Utility | TN | 4 | 25 | Conventional Hydroelectric | WAT | HY | 2 | 1968 |  |  | (OP) Operating
18642 | Tennessee Valley Authority | 3411 | Norris Dam | Electric Utility | TN | 1 | 63.5 | Conventional Hydroelectric | WAT | HY | 9 | 1936 |  |  | (OP) Operating
18642 | Tennessee Valley Authority | 3411 | Norris Dam | Electric Utility | TN | 2 | 63.5 | Conventional Hydroelectric | WAT | HY | 7 | 1936 |  |  | (OP) Operating
18642 | Tennessee Valley Authority | 3412 | Ocoee 1 | Electric Utility | TN | 1 | 4.8 | Conventional Hydroelectric | WAT | HY | 1 | 1912 |  |  | (OP) Operating
18642 | Tennessee Valley Authority | 3412 | Ocoee 1 | Electric Utility | TN | 2 | 4.8 | Conventional Hydroelectric | WAT | HY | 1 | 1912 |  |  | (OP) Operating
18642 | Tennessee Valley Authority | 3412 | Ocoee 1 | Electric Utility | TN | 3 | 4.8 | Conventional Hydroelectric | WAT | HY | 5 | 1912 |  |  | (OP) Operating
18642 | Tennessee Valley Authority | 3412 | Ocoee 1 | Electric Utility | TN | 4 | 4.8 | Conventional Hydroelectric | WAT | HY | 5 | 1912 |  |  | (OP) Operating
18642 | Tennessee Valley Authority | 3412 | Ocoee 1 | Electric Utility | TN | 5 | 4.8 | Conventional Hydroelectric | WAT | HY | 12 | 1914 |  |  | (OP) Operating
18642 | Tennessee Valley Authority | 3413 | Ocoee 2 | Electric Utility | TN | 1 | 10.8 | Conventional Hydroelectric | WAT | HY | 10 | 1913 |  |  | (OP) Operating
18642 | Tennessee Valley Authority | 3413 | Ocoee 2 | Electric Utility | TN | 2 | 12.6 | Conventional Hydroelectric | WAT | HY | 10 | 1913 |  |  | (OP) Operating
18642 | Tennessee Valley Authority | 3414 | Ocoee 3 | Electric Utility | TN | 1 | 28.6 | Conventional Hydroelectric | WAT | HY | 4 | 1943 |  |  | (OP) Operating
18642 | Tennessee Valley Authority | 3415 | Pickwick Landing Dam | Electric Utility | TN | 1 | 37.7 | Conventional Hydroelectric | WAT | HY | 8 | 1938 |  |  | (OP) Operating
18642 | Tennessee Valley Authority | 3415 | Pickwick Landing Dam | Electric Utility | TN | 2 | 37.6 | Conventional Hydroelectric | WAT | HY | 6 | 1938 |  |  | (OP) Operating
18642 | Tennessee Valley Authority | 3415 | Pickwick Landing Dam | Electric Utility | TN | 3 | 38.5 | Conventional Hydroelectric | WAT | HY | 8 | 1942 |  |  | (OP) Operating
18642 | Tennessee Valley Authority | 3415 | Pickwick Landing Dam | Electric Utility | TN | 4 | 43.6 | Conventional Hydroelectric | WAT | HY | 6 | 1942 |  |  | (OP) Operating
18642 | Tennessee Valley Authority | 3415 | Pickwick Landing Dam | Electric Utility | TN | 5 | 43.7 | Conventional Hydroelectric | WAT | HY | 10 | 1952 |  |  | (OP) Operating
18642 | Tennessee Valley Authority | 3415 | Pickwick Landing Dam | Electric Utility | TN | 6 | 43.2 | Conventional Hydroelectric | WAT | HY | 12 | 1952 |  |  | (OP) Operating
18642 | Tennessee Valley Authority | 3416 | South Holston | Electric Utility | TN | 1 | 44.4 | Conventional Hydroelectric | WAT | HY | 2 | 1951 |  |  | (OP) Operating
18642 | Tennessee Valley Authority | 3417 | Tims Ford | Electric Utility | TN | 1 | 39.7 | Conventional Hydroelectric | WAT | HY | 3 | 1972 |  |  | (OP) Operating
18642 | Tennessee Valley Authority | 3417 | Tims Ford | Electric Utility | TN | 2 | 0.5 | Conventional Hydroelectric | WAT | HY | 3 | 1987 |  |  | (OP) Operating
18642 | Tennessee Valley Authority | 3418 | Watauga | Electric Utility | TN | 1 | 37.9 | Conventional Hydroelectric | WAT | HY | 9 | 1949 |  |  | (OP) Operating
18642 | Tennessee Valley Authority | 3418 | Watauga | Electric Utility | TN | 2 | 29.1 | Conventional Hydroelectric | WAT | HY | 8 | 1949 |  |  | (OP) Operating
18642 | Tennessee Valley Authority | 3420 | Watts Bar Hydro | Electric Utility | TN | HY1 | 39.3 | Conventional Hydroelectric | WAT | HY | 7 | 1942 |  |  | (OP) Operating
18642 | Tennessee Valley Authority | 3420 | Watts Bar Hydro | Electric Utility | TN | HY2 | 39.3 | Conventional Hydroelectric | WAT | HY | 4 | 1942 |  |  | (OP) Operating
18642 | Tennessee Valley Authority | 3420 | Watts Bar Hydro | Electric Utility | TN | HY3 | 39.3 | Conventional Hydroelectric | WAT | HY | 3 | 1942 |  |  | (OP) Operating
18642 | Tennessee Valley Authority | 3420 | Watts Bar Hydro | Electric Utility | TN | HY4 | 39.2 | Conventional Hydroelectric | WAT | HY | 4 | 1944 |  |  | (OP) Operating
18642 | Tennessee Valley Authority | 3420 | Watts Bar Hydro | Electric Utility | TN | HY5 | 39.3 | Conventional Hydroelectric | WAT | HY | 3 | 1944 |  |  | (OP) Operating
18642 | Tennessee Valley Authority | 3421 | Wilbur | Electric Utility | TN | 1 | 1.4 | Conventional Hydroelectric | WAT | HY | 12 | 1912 |  |  | (OP) Operating
18642 | Tennessee Valley Authority | 3421 | Wilbur | Electric Utility | TN | 2 | 1.4 | Conventional Hydroelectric | WAT | HY | 12 | 1912 |  |  | (OP) Operating
18642 | Tennessee Valley Authority | 3421 | Wilbur | Electric Utility | TN | 3 | 1.3 | Conventional Hydroelectric | WAT | HY | 1 | 1926 |  |  | (OP) Operating
18642 | Tennessee Valley Authority | 3421 | Wilbur | Electric Utility | TN | 4 | 7 | Conventional Hydroelectric | WAT | HY | 7 | 1950 |  |  | (OP) Operating
19462 | USCE-Nashville District | 3423 | Cordell Hull | Electric Utility | TN | 1 | 38 | Conventional Hydroelectric | WAT | HY | 8 | 1973 |  |  | (OP) Operating
19462 | USCE-Nashville District | 3423 | Cordell Hull | Electric Utility | TN | 2 | 38 | Conventional Hydroelectric | WAT | HY | 10 | 1973 |  |  | (OP) Operating
19462 | USCE-Nashville District | 3423 | Cordell Hull | Electric Utility | TN | 3 | 38 | Conventional Hydroelectric | WAT | HY | 2 | 1974 |  |  | (OP) Operating
19462 | USCE-Nashville District | 3424 | Dale Hollow | Electric Utility | TN | 1 | 20.7 | Conventional Hydroelectric | WAT | HY | 12 | 1948 |  |  | (OP) Operating
19462 | USCE-Nashville District | 3424 | Dale Hollow | Electric Utility | TN | 2 | 20.7 | Conventional Hydroelectric | WAT | HY | 1 | 1949 |  |  | (OP) Operating
19462 | USCE-Nashville District | 3424 | Dale Hollow | Electric Utility | TN | 3 | 20.7 | Conventional Hydroelectric | WAT | HY | 11 | 1953 |  |  | (OP) Operating
19462 | USCE-Nashville District | 3426 | Old Hickory | Electric Utility | TN | 1 | 28.7 | Conventional Hydroelectric | WAT | HY | 4 | 1957 |  |  | (OP) Operating
19462 | USCE-Nashville District | 3426 | Old Hickory | Electric Utility | TN | 2 | 29 | Conventional Hydroelectric | WAT | HY | 7 | 1957 |  |  | (OP) Operating
19462 | USCE-Nashville District | 3426 | Old Hickory | Electric Utility | TN | 3 | 29 | Conventional Hydroelectric | WAT | HY | 9 | 1957 |  |  | (OP) Operating
19462 | USCE-Nashville District | 3426 | Old Hickory | Electric Utility | TN | 4 | 29 | Conventional Hydroelectric | WAT | HY | 12 | 1957 |  |  | (OP) Operating
19462 | USCE-Nashville District | 3428 | J P Priest | Electric Utility | TN | 1 | 30 | Conventional Hydroelectric | WAT | HY | 2 | 1970 |  |  | (OP) Operating
54683 | Maverick Cty Water Control & Improvement | 3437 | Eagle Pass | IPP Non-CHP | TX | 1 | 2 | Conventional Hydroelectric | WAT | HY | 8 | 1932 |  |  | (OP) Operating
54683 | Maverick Cty Water Control & Improvement | 3437 | Eagle Pass | IPP Non-CHP | TX | 2 | 2 | Conventional Hydroelectric | WAT | HY | 8 | 1932 |  |  | (OP) Operating
54683 | Maverick Cty Water Control & Improvement | 3437 | Eagle Pass | IPP Non-CHP | TX | 3 | 2 | Conventional Hydroelectric | WAT | HY | 8 | 1932 |  |  | (OP) Operating
49979 | Topaz Power Group LLC | 3439 | Laredo | IPP Non-CHP | TX | 4 | 94.2 | Natural Gas Fired Combustion Turbine | NG | GT | 8 | 2008 |  |  | (OP) Operating
49979 | Topaz Power Group LLC | 3439 | Laredo | IPP Non-CHP | TX | 5 | 94.2 | Natural Gas Fired Combustion Turbine | NG | GT | 9 | 2008 |  |  | (OP) Operating
49979 | Topaz Power Group LLC | 3441 | Nueces Bay | IPP Non-CHP | TX | 7 | 319 | Natural Gas Fired Combined Cycle | NG | CA | 7 | 1972 |  |  | (OP) Operating
49979 | Topaz Power Group LLC | 3441 | Nueces Bay | IPP Non-CHP | TX | 8 | 157 | Natural Gas Fired Combined Cycle | NG | CT | 3 | 2010 |  |  | (OP) Operating
49979 | Topaz Power Group LLC | 3441 | Nueces Bay | IPP Non-CHP | TX | 9 | 157 | Natural Gas Fired Combined Cycle | NG | CT | 3 | 2010 |  |  | (OP) Operating
54907 | ReNu Power Holdings LLC | 3443 | Victoria | IPP Non-CHP | TX | 5 | 125 | Natural Gas Fired Combined Cycle | NG | CA | 3 | 1963 |  |  | (OP) Operating
54907 | ReNu Power Holdings LLC | 3443 | Victoria | IPP Non-CHP | TX | 7 | 160 | Natural Gas Fired Combined Cycle | NG | CT | 5 | 2009 |  |  | (OP) Operating
55983 | Luminant Generation Company LLC | 3452 | Lake Hubbard | IPP Non-CHP | TX | 1 | 392 | Natural Gas Steam Turbine | NG | ST | 6 | 1970 |  |  | (OP) Operating
55983 | Luminant Generation Company LLC | 3452 | Lake Hubbard | IPP Non-CHP | TX | 2 | 515 | Natural Gas Steam Turbine | NG | ST | 11 | 1973 |  |  | (OP) Operating
6035 | Exelon Power | 3453 | Mountain Creek | IPP Non-CHP | TX | 6 | 122 | Natural Gas Steam Turbine | NG | ST | 2 | 1956 |  |  | (OP) Operating
6035 | Exelon Power | 3453 | Mountain Creek | IPP Non-CHP | TX | 7 | 118 | Natural Gas Steam Turbine | NG | ST | 3 | 1958 |  |  | (OP) Operating
6035 | Exelon Power | 3453 | Mountain Creek | IPP Non-CHP | TX | 8 | 568 | Natural Gas Steam Turbine | NG | ST | 7 | 1967 |  |  | (OP) Operating
5701 | El Paso Electric Co | 3456 | Newman | Electric Utility | TX | 1 | 74 | Natural Gas Steam Turbine | NG | ST | 5 | 1960 | 12 | 2019 | (OP) Operating
5701 | El Paso Electric Co | 3456 | Newman | Electric Utility | TX | 2 | 76 | Natural Gas Steam Turbine | NG | ST | 6 | 1963 |  |  | (OP) Operating
5701 | El Paso Electric Co | 3456 | Newman | Electric Utility | TX | 3 | 102 | Natural Gas Steam Turbine | NG | ST | 3 | 1966 | 12 | 2019 | (OP) Operating
5701 | El Paso Electric Co | 3456 | Newman | Electric Utility | TX | 4 | 83 | Natural Gas Fired Combined Cycle | NG | CA | 8 | 1975 | 12 | 2017 | (OP) Operating
5701 | El Paso Electric Co | 3456 | Newman | Electric Utility | TX | 5CA1 | 141.9 | Natural Gas Fired Combined Cycle | NG | CA | 2 | 2011 |  |  | (OP) Operating
5701 | El Paso Electric Co | 3456 | Newman | Electric Utility | TX | 5CT1 | 70 | Natural Gas Fired Combined Cycle | NG | CT | 6 | 2009 |  |  | (OP) Operating
5701 | El Paso Electric Co | 3456 | Newman | Electric Utility | TX | 5CT2 | 70 | Natural Gas Fired Combined Cycle | NG | CT | 6 | 2009 |  |  | (OP) Operating
5701 | El Paso Electric Co | 3456 | Newman | Electric Utility | TX | CT1 | 72 | Natural Gas Fired Combined Cycle | NG | CT | 8 | 1975 | 12 | 2017 | (OP) Operating
5701 | El Paso Electric Co | 3456 | Newman | Electric Utility | TX | CT2 | 72 | Natural Gas Fired Combined Cycle | NG | CT | 8 | 1975 | 12 | 2017 | (OP) Operating
55937 | Entergy Texas Inc. | 3457 | Lewis Creek | Electric Utility | TX | 1 | 230.5 | Natural Gas Steam Turbine | NG | ST | 12 | 1970 |  |  | (OP) Operating
55937 | Entergy Texas Inc. | 3457 | Lewis Creek | Electric Utility | TX | 2 | 229.7 | Natural Gas Steam Turbine | NG | ST | 5 | 1971 |  |  | (OP) Operating
55937 | Entergy Texas Inc. | 3459 | Sabine | Electric Utility | TX | 1 | 211.9 | Natural Gas Steam Turbine | NG | ST | 1 | 1962 |  |  | (OP) Operating
55937 | Entergy Texas Inc. | 3459 | Sabine | Electric Utility | TX | 2 | 213.3 | Natural Gas Steam Turbine | NG | ST | 12 | 1962 |  |  | (OP) Operating
55937 | Entergy Texas Inc. | 3459 | Sabine | Electric Utility | TX | 3 | 394.1 | Natural Gas Steam Turbine | NG | ST | 12 | 1966 |  |  | (OP) Operating
55937 | Entergy Texas Inc. | 3459 | Sabine | Electric Utility | TX | 4 | 531.9 | Natural Gas Steam Turbine | NG | ST | 8 | 1974 |  |  | (OP) Operating
55937 | Entergy Texas Inc. | 3459 | Sabine | Electric Utility | TX | 5 | 473.7 | Natural Gas Steam Turbine | NG | ST | 12 | 1979 |  |  | (OP) Operating
54888 | NRG Texas Power LLC | 3460 | Cedar Bayou | IPP Non-CHP | TX | 1 | 746 | Natural Gas Steam Turbine | NG | ST | 12 | 1970 |  |  | (OP) Operating
54888 | NRG Texas Power LLC | 3460 | Cedar Bayou | IPP Non-CHP | TX | 2 | 749 | Natural Gas Steam Turbine | NG | ST | 3 | 1972 |  |  | (OP) Operating
54888 | NRG Texas Power LLC | 3464 | Greens Bayou | IPP Non-CHP | TX | 5 | 406 | Natural Gas Steam Turbine | NG | ST | 6 | 1973 |  |  | (OP) Operating
54888 | NRG Texas Power LLC | 3464 | Greens Bayou | IPP Non-CHP | TX | 73 | 54 | Natural Gas Fired Combustion Turbine | NG | GT | 12 | 1976 |  |  | (OP) Operating
54888 | NRG Texas Power LLC | 3464 | Greens Bayou | IPP Non-CHP | TX | 74 | 54 | Natural Gas Fired Combustion Turbine | NG | GT | 12 | 1976 |  |  | (OP) Operating
54888 | NRG Texas Power LLC | 3464 | Greens Bayou | IPP Non-CHP | TX | 81 | 54 | Natural Gas Fired Combustion Turbine | NG | GT | 12 | 1976 |  |  | (OP) Operating
54888 | NRG Texas Power LLC | 3464 | Greens Bayou | IPP Non-CHP | TX | 82 | 64 | Natural Gas Fired Combustion Turbine | NG | GT | 12 | 1976 |  |  | (OP) Operating
54888 | NRG Texas Power LLC | 3464 | Greens Bayou | IPP Non-CHP | TX | 83 | 64 | Natural Gas Fired Combustion Turbine | NG | GT | 12 | 1976 |  |  | (OP) Operating
54888 | NRG Texas Power LLC | 3464 | Greens Bayou | IPP Non-CHP | TX | 84 | 64 | Natural Gas Fired Combustion Turbine | NG | GT | 12 | 1976 |  |  | (OP) Operating
54888 | NRG Texas Power LLC | 3468 | Sam Bertron | IPP Non-CHP | TX | 3 | 230 | Natural Gas Steam Turbine | NG | ST | 4 | 1959 |  |  | (OP) Operating
54888 | NRG Texas Power LLC | 3468 | Sam Bertron | IPP Non-CHP | TX | 4 | 230 | Natural Gas Steam Turbine | NG | ST | 3 | 1960 |  |  | (OP) Operating
54888 | NRG Texas Power LLC | 3468 | Sam Bertron | IPP Non-CHP | TX | GT2 | 13 | Natural Gas Fired Combustion Turbine | NG | GT | 7 | 1967 |  |  | (OP) Operating
54888 | NRG Texas Power LLC | 3468 | Sam Bertron | IPP Non-CHP | TX | ST1 | 118 | Natural Gas Steam Turbine | NG | ST | 3 | 1958 |  |  | (OP) Operating
54888 | NRG Texas Power LLC | 3468 | Sam Bertron | IPP Non-CHP | TX | ST2 | 174 | Natural Gas Steam Turbine | NG | ST | 4 | 1956 |  |  | (OP) Operating
54888 | NRG Texas Power LLC | 3469 | T H Wharton | IPP Non-CHP | TX | 3 | 104 | Natural Gas Fired Combined Cycle | NG | CA | 8 | 1974 |  |  | (OP) Operating
54888 | NRG Texas Power LLC | 3469 | T H Wharton | IPP Non-CHP | TX | 31 | 57 | Natural Gas Fired Combined Cycle | NG | CT | 7 | 1972 |  |  | (OP) Operating
54888 | NRG Texas Power LLC | 3469 | T H Wharton | IPP Non-CHP | TX | 32 | 57 | Natural Gas Fired Combined Cycle | NG | CT | 7 | 1972 |  |  | (OP) Operating
54888 | NRG Texas Power LLC | 3469 | T H Wharton | IPP Non-CHP | TX | 33 | 57 | Natural Gas Fired Combined Cycle | NG | CT | 7 | 1972 |  |  | (OP) Operating
54888 | NRG Texas Power LLC | 3469 | T H Wharton | IPP Non-CHP | TX | 34 | 57 | Natural Gas Fired Combined Cycle | NG | CT | 7 | 1972 |  |  | (OP) Operating
54888 | NRG Texas Power LLC | 3469 | T H Wharton | IPP Non-CHP | TX | 4 | 104 | Natural Gas Fired Combined Cycle | NG | CA | 8 | 1974 |  |  | (OP) Operating
54888 | NRG Texas Power LLC | 3469 | T H Wharton | IPP Non-CHP | TX | 41 | 57 | Natural Gas Fired Combined Cycle | NG | CT | 7 | 1972 |  |  | (OP) Operating
54888 | NRG Texas Power LLC | 3469 | T H Wharton | IPP Non-CHP | TX | 42 | 57 | Natural Gas Fired Combined Cycle | NG | CT | 7 | 1972 |  |  | (OP) Operating
54888 | NRG Texas Power LLC | 3469 | T H Wharton | IPP Non-CHP | TX | 43 | 57 | Natural Gas Fired Combined Cycle | NG | CT | 8 | 1974 |  |  | (OP) Operating
54888 | NRG Texas Power LLC | 3469 | T H Wharton | IPP Non-CHP | TX | 44 | 57 | Natural Gas Fired Combined Cycle | NG | CT | 8 | 1974 |  |  | (OP) Operating
54888 | NRG Texas Power LLC | 3469 | T H Wharton | IPP Non-CHP | TX | 51 | 58 | Natural Gas Fired Combustion Turbine | NG | GT | 11 | 1975 |  |  | (OP) Operating
54888 | NRG Texas Power LLC | 3469 | T H Wharton | IPP Non-CHP | TX | 52 | 58 | Natural Gas Fired Combustion Turbine | NG | GT | 11 | 1975 |  |  | (OP) Operating
54888 | NRG Texas Power LLC | 3469 | T H Wharton | IPP Non-CHP | TX | 53 | 58 | Natural Gas Fired Combustion Turbine | NG | GT | 11 | 1975 |  |  | (OP) Operating
54888 | NRG Texas Power LLC | 3469 | T H Wharton | IPP Non-CHP | TX | 54 | 58 | Natural Gas Fired Combustion Turbine | NG | GT | 11 | 1975 |  |  | (OP) Operating
54888 | NRG Texas Power LLC | 3469 | T H Wharton | IPP Non-CHP | TX | 55 | 58 | Natural Gas Fired Combustion Turbine | NG | GT | 11 | 1975 |  |  | (OP) Operating
54888 | NRG Texas Power LLC | 3469 | T H Wharton | IPP Non-CHP | TX | 56 | 58 | Natural Gas Fired Combustion Turbine | NG | GT | 11 | 1975 |  |  | (OP) Operating
54888 | NRG Texas Power LLC | 3469 | T H Wharton | IPP Non-CHP | TX | GT1 | 13 | Natural Gas Fired Combustion Turbine | NG | GT | 7 | 1967 |  |  | (OP) Operating
54888 | NRG Texas Power LLC | 3470 | W A Parish | IPP Non-CHP | TX | 1 | 169 | Natural Gas Steam Turbine | NG | ST | 6 | 1958 |  |  | (OP) Operating
54888 | NRG Texas Power LLC | 3470 | W A Parish | IPP Non-CHP | TX | 2 | 169 | Natural Gas Steam Turbine | NG | ST | 12 | 1958 |  |  | (OP) Operating
54888 | NRG Texas Power LLC | 3470 | W A Parish | IPP Non-CHP | TX | 3 | 273 | Natural Gas Steam Turbine | NG | ST | 3 | 1961 |  |  | (OP) Operating
54888 | NRG Texas Power LLC | 3470 | W A Parish | IPP Non-CHP | TX | 4 | 552 | Natural Gas Steam Turbine | NG | ST | 6 | 1968 |  |  | (OP) Operating
54888 | NRG Texas Power LLC | 3470 | W A Parish | IPP Non-CHP | TX | 5 | 659 | Conventional Steam Coal | SUB | ST | 12 | 1977 |  |  | (OP) Operating
54888 | NRG Texas Power LLC | 3470 | W A Parish | IPP Non-CHP | TX | 6 | 653 | Conventional Steam Coal | SUB | ST | 12 | 1978 |  |  | (OP) Operating
54888 | NRG Texas Power LLC | 3470 | W A Parish | IPP Non-CHP | TX | 7 | 577 | Conventional Steam Coal | SUB | ST | 6 | 1980 |  |  | (OP) Operating
54888 | NRG Texas Power LLC | 3470 | W A Parish | IPP Non-CHP | TX | 8 | 610 | Conventional Steam Coal | SUB | ST | 12 | 1982 |  |  | (OP) Operating
54888 | NRG Texas Power LLC | 3470 | W A Parish | IPP Non-CHP | TX | GT1 | 13 | Natural Gas Fired Combustion Turbine | NG | GT | 7 | 1967 |  |  | (OP) Operating
17698 | Southwestern Electric Power Co | 3476 | Knox Lee | Electric Utility | TX | 2 | 31 | Natural Gas Steam Turbine | NG | ST | 12 | 1950 |  |  | (OP) Operating
17698 | Southwestern Electric Power Co | 3476 | Knox Lee | Electric Utility | TX | 3 | 25 | Natural Gas Steam Turbine | NG | ST | 6 | 1952 |  |  | (OP) Operating
17698 | Southwestern Electric Power Co | 3476 | Knox Lee | Electric Utility | TX | 4 | 73 | Natural Gas Steam Turbine | NG | ST | 3 | 1956 |  |  | (OP) Operating
17698 | Southwestern Electric Power Co | 3476 | Knox Lee | Electric Utility | TX | 5 | 342 | Natural Gas Steam Turbine | NG | ST | 4 | 1974 |  |  | (OP) Operating
17698 | Southwestern Electric Power Co | 3477 | Lone Star | Electric Utility | TX | 1 | 50 | Natural Gas Steam Turbine | NG | ST | 3 | 1954 |  |  | (OP) Operating
17698 | Southwestern Electric Power Co | 3478 | Wilkes | Electric Utility | TX | 1 | 174 | Natural Gas Steam Turbine | NG | ST | 5 | 1964 |  |  | (OP) Operating
17698 | Southwestern Electric Power Co | 3478 | Wilkes | Electric Utility | TX | 2 | 355 | Natural Gas Steam Turbine | NG | ST | 5 | 1970 |  |  | (OP) Operating
17698 | Southwestern Electric Power Co | 3478 | Wilkes | Electric Utility | TX | 3 | 354 | Natural Gas Steam Turbine | NG | ST | 12 | 1971 |  |  | (OP) Operating
17718 | Southwestern Public Service Co | 3482 | Jones | Electric Utility | TX | 1 | 243 | Natural Gas Steam Turbine | NG | ST | 1 | 1971 |  |  | (OP) Operating
17718 | Southwestern Public Service Co | 3482 | Jones | Electric Utility | TX | 2 | 243 | Natural Gas Steam Turbine | NG | ST | 1 | 1974 |  |  | (OP) Operating
17718 | Southwestern Public Service Co | 3482 | Jones | Electric Utility | TX | 3 | 168 | Natural Gas Fired Combustion Turbine | NG | GT | 6 | 2011 |  |  | (OP) Operating
17718 | Southwestern Public Service Co | 3482 | Jones | Electric Utility | TX | 4 | 170 | Natural Gas Fired Combustion Turbine | NG | GT | 5 | 2013 |  |  | (OP) Operating
17718 | Southwestern Public Service Co | 3484 | Nichols | Electric Utility | TX | 1 | 107 | Natural Gas Steam Turbine | NG | ST | 1 | 1960 |  |  | (OP) Operating
17718 | Southwestern Public Service Co | 3484 | Nichols | Electric Utility | TX | 2 | 106 | Natural Gas Steam Turbine | NG | ST | 1 | 1962 |  |  | (OP) Operating
17718 | Southwestern Public Service Co | 3484 | Nichols | Electric Utility | TX | 3 | 244 | Natural Gas Steam Turbine | NG | ST | 1 | 1968 |  |  | (OP) Operating
17718 | Southwestern Public Service Co | 3485 | Plant X | Electric Utility | TX | 1 | 38 | Natural Gas Steam Turbine | NG | ST | 1 | 1952 |  |  | (OP) Operating
17718 | Southwestern Public Service Co | 3485 | Plant X | Electric Utility | TX | 2 | 90 | Natural Gas Steam Turbine | NG | ST | 1 | 1953 |  |  | (OP) Operating
17718 | Southwestern Public Service Co | 3485 | Plant X | Electric Utility | TX | 3 | 93 | Natural Gas Steam Turbine | NG | ST | 1 | 1955 |  |  | (OP) Operating
17718 | Southwestern Public Service Co | 3485 | Plant X | Electric Utility | TX | 4 | 190 | Natural Gas Steam Turbine | NG | ST | 1 | 1964 |  |  | (OP) Operating
55983 | Luminant Generation Company LLC | 3490 | Graham | IPP Non-CHP | TX | 1 | 225 | Natural Gas Steam Turbine | NG | ST | 12 | 1960 |  |  | (OP) Operating
55983 | Luminant Generation Company LLC | 3490 | Graham | IPP Non-CHP | TX | 2 | 390 | Natural Gas Steam Turbine | NG | ST | 6 | 1969 |  |  | (OP) Operating
6035 | Exelon Power | 3491 | Handley | IPP Non-CHP | TX | 3 | 395 | Natural Gas Steam Turbine | NG | ST | 7 | 1963 |  |  | (OP) Operating
6035 | Exelon Power | 3491 | Handley | IPP Non-CHP | TX | 4 | 435 | Natural Gas Steam Turbine | NG | ST | 10 | 1976 |  |  | (OP) Operating
6035 | Exelon Power | 3491 | Handley | IPP Non-CHP | TX | 5 | 435 | Natural Gas Steam Turbine | NG | ST | 10 | 1977 |  |  | (OP) Operating
55983 | Luminant Generation Company LLC | 3492 | Morgan Creek | IPP Non-CHP | TX | CT1 | 68 | Natural Gas Fired Combustion Turbine | NG | GT | 7 | 1988 |  |  | (OP) Operating
55983 | Luminant Generation Company LLC | 3492 | Morgan Creek | IPP Non-CHP | TX | CT2 | 68 | Natural Gas Fired Combustion Turbine | NG | GT | 7 | 1988 |  |  | (OP) Operating
55983 | Luminant Generation Company LLC | 3492 | Morgan Creek | IPP Non-CHP | TX | CT3 | 68 | Natural Gas Fired Combustion Turbine | NG | GT | 8 | 1988 |  |  | (OP) Operating
55983 | Luminant Generation Company LLC | 3492 | Morgan Creek | IPP Non-CHP | TX | CT4 | 68 | Natural Gas Fired Combustion Turbine | NG | GT | 7 | 1988 |  |  | (OP) Operating
55983 | Luminant Generation Company LLC | 3492 | Morgan Creek | IPP Non-CHP | TX | CT5 | 68 | Natural Gas Fired Combustion Turbine | NG | GT | 7 | 1988 |  |  | (OP) Operating
55983 | Luminant Generation Company LLC | 3492 | Morgan Creek | IPP Non-CHP | TX | CT6 | 67 | Natural Gas Fired Combustion Turbine | NG | GT | 7 | 1988 |  |  | (OP) Operating
55983 | Luminant Generation Company LLC | 3494 | Permian Basin | IPP Non-CHP | TX | 5 | 112 | Natural Gas Steam Turbine | NG | ST | 6 | 1958 |  |  | (OS) Out of service and NOT expected to return to service in next calendar year
55983 | Luminant Generation Company LLC | 3494 | Permian Basin | IPP Non-CHP | TX | 6 | 515 | Natural Gas Steam Turbine | NG | ST | 12 | 1973 |  |  | (OS) Out of service and NOT expected to return to service in next calendar year
55983 | Luminant Generation Company LLC | 3494 | Permian Basin | IPP Non-CHP | TX | CT1 | 68 | Natural Gas Fired Combustion Turbine | NG | GT | 5 | 1988 |  |  | (OP) Operating
55983 | Luminant Generation Company LLC | 3494 | Permian Basin | IPP Non-CHP | TX | CT2 | 65 | Natural Gas Fired Combustion Turbine | NG | GT | 5 | 1988 |  |  | (OP) Operating
55983 | Luminant Generation Company LLC | 3494 | Permian Basin | IPP Non-CHP | TX | CT3 | 68 | Natural Gas Fired Combustion Turbine | NG | GT | 5 | 1988 |  |  | (OP) Operating
55983 | Luminant Generation Company LLC | 3494 | Permian Basin | IPP Non-CHP | TX | CT4 | 69 | Natural Gas Fired Combustion Turbine | NG | GT | 2 | 1990 |  |  | (OP) Operating
55983 | Luminant Generation Company LLC | 3494 | Permian Basin | IPP Non-CHP | TX | CT5 | 70 | Natural Gas Fired Combustion Turbine | NG | GT | 2 | 1990 |  |  | (OP) Operating
56884 | Big Brown Power Company LLC | 3497 | Big Brown | IPP Non-CHP | TX | 1 | 600 | Conventional Steam Coal | SUB | ST | 12 | 1971 |  |  | (OP) Operating
56884 | Big Brown Power Company LLC | 3497 | Big Brown | IPP Non-CHP | TX | 2 | 595 | Conventional Steam Coal | SUB | ST | 12 | 1972 |  |  | (OP) Operating
55983 | Luminant Generation Company LLC | 3504 | Stryker Creek | IPP Non-CHP | TX | D1 | 2 | Petroleum Liquids | DFO | IC | 7 | 1966 |  |  | (OP) Operating
55983 | Luminant Generation Company LLC | 3504 | Stryker Creek | IPP Non-CHP | TX | D2 | 2 | Petroleum Liquids | DFO | IC | 7 | 1966 |  |  | (OP) Operating
55983 | Luminant Generation Company LLC | 3504 | Stryker Creek | IPP Non-CHP | TX | D3 | 2 | Petroleum Liquids | DFO | IC | 7 | 1966 |  |  | (OP) Operating
55983 | Luminant Generation Company LLC | 3504 | Stryker Creek | IPP Non-CHP | TX | D4 | 2 | Petroleum Liquids | DFO | IC | 7 | 1966 |  |  | (OP) Operating
55983 | Luminant Generation Company LLC | 3504 | Stryker Creek | IPP Non-CHP | TX | D5 | 2 | Petroleum Liquids | DFO | IC | 7 | 1966 |  |  | (OP) Operating
55983 | Luminant Generation Company LLC | 3504 | Stryker Creek | IPP Non-CHP | TX | ST1 | 167 | Natural Gas Steam Turbine | NG | ST | 6 | 1958 |  |  | (OP) Operating
55983 | Luminant Generation Company LLC | 3504 | Stryker Creek | IPP Non-CHP | TX | ST2 | 502 | Natural Gas Steam Turbine | NG | ST | 12 | 1965 |  |  | (OP) Operating
55983 | Luminant Generation Company LLC | 3507 | Trinidad (TX) | IPP Non-CHP | TX | 6 | 226 | Natural Gas Steam Turbine | NG | ST | 5 | 1965 |  |  | (OP) Operating
55983 | Luminant Generation Company LLC | 3507 | Trinidad (TX) | IPP Non-CHP | TX | D1 | 2 | Petroleum Liquids | DFO | IC | 8 | 1966 |  |  | (OP) Operating
55983 | Luminant Generation Company LLC | 3507 | Trinidad (TX) | IPP Non-CHP | TX | D2 | 2 | Petroleum Liquids | DFO | IC | 8 | 1966 |  |  | (OP) Operating
56881 | Valley NG Power Company LLC | 3508 | Valley (TX) | IPP Non-CHP | TX | 1 | 174 | Natural Gas Steam Turbine | NG | ST | 11 | 1962 |  |  | (OS) Out of service and NOT expected to return to service in next calendar year
56881 | Valley NG Power Company LLC | 3508 | Valley (TX) | IPP Non-CHP | TX | 2 | 520 | Natural Gas Steam Turbine | NG | ST | 12 | 1967 |  |  | (OS) Out of service and NOT expected to return to service in next calendar year
56881 | Valley NG Power Company LLC | 3508 | Valley (TX) | IPP Non-CHP | TX | 3 | 375 | Natural Gas Steam Turbine | NG | ST | 5 | 1971 |  |  | (OS) Out of service and NOT expected to return to service in next calendar year
1015 | Austin Energy | 3548 | Decker Creek | Electric Utility | TX | 1 | 320 | Natural Gas Steam Turbine | NG | ST | 7 | 1971 |  |  | (OP) Operating
1015 | Austin Energy | 3548 | Decker Creek | Electric Utility | TX | 2 | 404 | Natural Gas Steam Turbine | NG | ST | 1 | 1978 |  |  | (OP) Operating
1015 | Austin Energy | 3548 | Decker Creek | Electric Utility | TX | GT1 | 52 | Natural Gas Fired Combustion Turbine | NG | GT | 9 | 1988 |  |  | (OP) Operating
1015 | Austin Energy | 3548 | Decker Creek | Electric Utility | TX | GT2 | 52 | Natural Gas Fired Combustion Turbine | NG | GT | 9 | 1988 |  |  | (OP) Operating
1015 | Austin Energy | 3548 | Decker Creek | Electric Utility | TX | GT3 | 52 | Natural Gas Fired Combustion Turbine | NG | GT | 9 | 1988 |  |  | (OP) Operating
1015 | Austin Energy | 3548 | Decker Creek | Electric Utility | TX | GT4 | 52 | Natural Gas Fired Combustion Turbine | NG | GT | 9 | 1988 |  |  | (OP) Operating
2409 | Brownsville Public Utilities Board | 3559 | Silas Ray | Electric Utility | TX | 10 | 45 | Natural Gas Fired Combustion Turbine | NG | GT | 12 | 2004 |  |  | (OP) Operating
2409 | Brownsville Public Utilities Board | 3559 | Silas Ray | Electric Utility | TX | 5 | 18 | Natural Gas Steam Turbine | NG | ST | 5 | 1952 |  |  | (OA) Out of service but expected to return to service in next calendar year
2409 | Brownsville Public Utilities Board | 3559 | Silas Ray | Electric Utility | TX | 6 | 20 | Natural Gas Fired Combined Cycle | NG | CA | 5 | 1959 |  |  | (OP) Operating
2409 | Brownsville Public Utilities Board | 3559 | Silas Ray | Electric Utility | TX | 9 | 42 | Natural Gas Fired Combined Cycle | NG | CT | 6 | 1996 |  |  | (OP) Operating
2409 | Brownsville Public Utilities Board | 3559 | Silas Ray | Electric Utility | TX | DG-2 | 1 | Petroleum Liquids | DFO | IC | 11 | 2001 |  |  | (SB) Standby/Backup: available for service but not normally used
2409 | Brownsville Public Utilities Board | 3559 | Silas Ray | Electric Utility | TX | DG-3a | 1 | Petroleum Liquids | DFO | IC | 11 | 2001 |  |  | (SB) Standby/Backup: available for service but not normally used
2409 | Brownsville Public Utilities Board | 3559 | Silas Ray | Electric Utility | TX | DG-3b | 1 | Petroleum Liquids | DFO | IC | 11 | 2001 |  |  | (SB) Standby/Backup: available for service but not normally used
2409 | Brownsville Public Utilities Board | 3559 | Silas Ray | Electric Utility | TX | DG-4 | 1 | Petroleum Liquids | DFO | IC | 11 | 2001 |  |  | (SB) Standby/Backup: available for service but not normally used
2409 | Brownsville Public Utilities Board | 3559 | Silas Ray | Electric Utility | TX | DG-6a | 1 | Petroleum Liquids | DFO | IC | 11 | 2001 |  |  | (SB) Standby/Backup: available for service but not normally used
2409 | Brownsville Public Utilities Board | 3559 | Silas Ray | Electric Utility | TX | DG-6b | 1 | Petroleum Liquids | DFO | IC | 11 | 2001 |  |  | (SB) Standby/Backup: available for service but not normally used
2409 | Brownsville Public Utilities Board | 3559 | Silas Ray | Electric Utility | TX | DG-7a | 1 | Petroleum Liquids | DFO | IC | 11 | 2001 |  |  | (SB) Standby/Backup: available for service but not normally used
2409 | Brownsville Public Utilities Board | 3559 | Silas Ray | Electric Utility | TX | DG-7b | 1 | Petroleum Liquids | DFO | IC | 11 | 2001 |  |  | (SB) Standby/Backup: available for service but not normally used
2442 | City of Bryan - (TX) | 3561 | Bryan (TX) | Electric Utility | TX | 7 | 21 | Natural Gas Fired Combustion Turbine | NG | GT | 5 | 1975 | 7 |  | (OP) Operating
6958 | City of Garland - (TX) | 3576 | Ray Olinger | Electric Utility | TX | 1 | 75 | Natural Gas Steam Turbine | NG | ST | 7 | 1967 |  |  | (OP) Operating
6958 | City of Garland - (TX) | 3576 | Ray Olinger | Electric Utility | TX | 2 | 107 | Natural Gas Steam Turbine | NG | ST | 1 | 1971 |  |  | (OP) Operating
6958 | City of Garland - (TX) | 3576 | Ray Olinger | Electric Utility | TX | 3 | 138 | Natural Gas Steam Turbine | NG | ST | 6 | 1976 |  |  | (OP) Operating
6958 | City of Garland - (TX) | 3576 | Ray Olinger | Electric Utility | TX | 4 | 75 | Natural Gas Fired Combustion Turbine | NG | GT | 7 | 2001 |  |  | (OP) Operating
7751 | Guadalupe Blanco River Authority | 3581 | Abbott TP 3 | Electric Utility | TX | 1 | 1.4 | Conventional Hydroelectric | WAT | HY | 1 | 1927 |  |  | (OP) Operating
7751 | Guadalupe Blanco River Authority | 3581 | Abbott TP 3 | Electric Utility | TX | 2 | 1.4 | Conventional Hydroelectric | WAT | HY | 1 | 1927 |  |  | (OP) Operating
7751 | Guadalupe Blanco River Authority | 3582 | Dunlap TP 1 | Electric Utility | TX | 1 | 1.8 | Conventional Hydroelectric | WAT | HY | 1 | 1927 |  |  | (OP) Operating
7751 | Guadalupe Blanco River Authority | 3582 | Dunlap TP 1 | Electric Utility | TX | 2 | 1.8 | Conventional Hydroelectric | WAT | HY | 1 | 1927 |  |  | (OP) Operating
7751 | Guadalupe Blanco River Authority | 3583 | H 4 | Electric Utility | TX | 1 | 2.4 | Conventional Hydroelectric | WAT | HY | 1 | 1931 |  |  | (OP) Operating
7751 | Guadalupe Blanco River Authority | 3584 | H 5 | Electric Utility | TX | 1 | 2.4 | Conventional Hydroelectric | WAT | HY | 1 | 1931 |  |  | (OP) Operating
7751 | Guadalupe Blanco River Authority | 3585 | Nolte | Electric Utility | TX | 1 | 1.2 | Conventional Hydroelectric | WAT | HY | 1 | 1927 |  |  | (OP) Operating
7751 | Guadalupe Blanco River Authority | 3585 | Nolte | Electric Utility | TX | 2 | 1.2 | Conventional Hydroelectric | WAT | HY | 1 | 1927 |  |  | (OP) Operating
7751 | Guadalupe Blanco River Authority | 3586 | TP 4 | Electric Utility | TX | 1 | 2.4 | Conventional Hydroelectric | WAT | HY | 1 | 1932 |  |  | (OP) Operating
11269 | Lower Colorado River Authority | 3594 | Austin | Electric Utility | TX | 1 | 8.2 | Conventional Hydroelectric | WAT | HY | 4 | 1940 |  |  | (OP) Operating
11269 | Lower Colorado River Authority | 3594 | Austin | Electric Utility | TX | 2 | 8.8 | Conventional Hydroelectric | WAT | HY | 4 | 1940 |  |  | (OP) Operating
11269 | Lower Colorado River Authority | 3595 | Buchanan Dam (TX) | Electric Utility | TX | 1 | 18 | Conventional Hydroelectric | WAT | HY | 1 | 1938 |  |  | (OP) Operating
11269 | Lower Colorado River Authority | 3595 | Buchanan Dam (TX) | Electric Utility | TX | 2 | 18 | Conventional Hydroelectric | WAT | HY | 1 | 1938 |  |  | (OP) Operating
11269 | Lower Colorado River Authority | 3595 | Buchanan Dam (TX) | Electric Utility | TX | 3 | 18 | Conventional Hydroelectric | WAT | HY | 5 | 1950 |  |  | (OP) Operating
11269 | Lower Colorado River Authority | 3597 | Granite Shoals | Electric Utility | TX | 1 | 30 | Conventional Hydroelectric | WAT | HY | 6 | 1951 |  |  | (OP) Operating
11269 | Lower Colorado River Authority | 3597 | Granite Shoals | Electric Utility | TX | 2 | 30 | Conventional Hydroelectric | WAT | HY | 8 | 1951 |  |  | (OP) Operating
11269 | Lower Colorado River Authority | 3598 | Inks | Electric Utility | TX | 1 | 13.8 | Conventional Hydroelectric | WAT | HY | 1 | 1938 |  |  | (OP) Operating
11269 | Lower Colorado River Authority | 3599 | Marble Falls | Electric Utility | TX | 1 | 20.8 | Conventional Hydroelectric | WAT | HY | 10 | 1951 |  |  | (OP) Operating
11269 | Lower Colorado River Authority | 3599 | Marble Falls | Electric Utility | TX | 2 | 20.6 | Conventional Hydroelectric | WAT | HY | 9 | 1951 |  |  | (OP) Operating
11269 | Lower Colorado River Authority | 3600 | Marshall Ford | Electric Utility | TX | 1 | 36 | Conventional Hydroelectric | WAT | HY | 1 | 1941 |  |  | (OP) Operating
11269 | Lower Colorado River Authority | 3600 | Marshall Ford | Electric Utility | TX | 2 | 36 | Conventional Hydroelectric | WAT | HY | 1 | 1941 |  |  | (OP) Operating
11269 | Lower Colorado River Authority | 3600 | Marshall Ford | Electric Utility | TX | 3 | 36 | Conventional Hydroelectric | WAT | HY | 1 | 1941 |  |  | (OP) Operating
11269 | Lower Colorado River Authority | 3601 | Sim Gideon | Electric Utility | TX | 1 | 140 | Natural Gas Steam Turbine | NG | ST | 5 | 1965 |  |  | (OP) Operating
11269 | Lower Colorado River Authority | 3601 | Sim Gideon | Electric Utility | TX | 2 | 140 | Natural Gas Steam Turbine | NG | ST | 3 | 1968 |  |  | (OP) Operating
11269 | Lower Colorado River Authority | 3601 | Sim Gideon | Electric Utility | TX | 3 | 340 | Natural Gas Steam Turbine | NG | ST | 5 | 1972 |  |  | (OP) Operating
11292 | City of Lubbock - (TX) | 3602 | Ty Cooke | Electric Utility | TX | 1 | 42 | Natural Gas Steam Turbine | NG | ST | 6 | 1965 |  |  | (OP) Operating
11292 | City of Lubbock - (TX) | 3602 | Ty Cooke | Electric Utility | TX | 2 | 46 | Natural Gas Steam Turbine | NG | ST | 6 | 1978 |  |  | (OP) Operating
11292 | City of Lubbock - (TX) | 3602 | Ty Cooke | Electric Utility | TX | GT2 | 16 | Natural Gas Fired Combustion Turbine | NG | GT | 6 | 1971 |  |  | (OP) Operating
11292 | City of Lubbock - (TX) | 3602 | Ty Cooke | Electric Utility | TX | GT3 | 16 | Natural Gas Fired Combustion Turbine | NG | GT | 7 | 1974 |  |  | (OP) Operating
11292 | City of Lubbock - (TX) | 3604 | J Robert Massengale | Electric Utility | TX | 4 | 10 | Natural Gas Steam Turbine | NG | ST | 9 | 1952 |  |  | (OS) Out of service and NOT expected to return to service in next calendar year
11292 | City of Lubbock - (TX) | 3604 | J Robert Massengale | Electric Utility | TX | 5 | 10 | Natural Gas Steam Turbine | NG | ST | 8 | 1953 |  |  | (OS) Out of service and NOT expected to return to service in next calendar year
11292 | City of Lubbock - (TX) | 3604 | J Robert Massengale | Electric Utility | TX | 6A | 18 | Natural Gas Fired Combined Cycle | NG | CA | 6 | 1957 |  |  | (OP) Operating
11292 | City of Lubbock - (TX) | 3604 | J Robert Massengale | Electric Utility | TX | 7 | 18 | Natural Gas Fired Combined Cycle | NG | CA | 3 | 1959 |  |  | (OP) Operating
11292 | City of Lubbock - (TX) | 3604 | J Robert Massengale | Electric Utility | TX | 8 | 38 | Natural Gas Fired Combined Cycle | NG | CT | 9 | 2000 |  |  | (OP) Operating
16604 | City of San Antonio - (TX) | 3609 | Leon Creek | Electric Utility | TX | CGT1 | 46 | Natural Gas Fired Combustion Turbine | NG | GT | 6 | 2004 |  |  | (OP) Operating
16604 | City of San Antonio - (TX) | 3609 | Leon Creek | Electric Utility | TX | CGT2 | 46 | Natural Gas Fired Combustion Turbine | NG | GT | 6 | 2004 |  |  | (OP) Operating
16604 | City of San Antonio - (TX) | 3609 | Leon Creek | Electric Utility | TX | CGT3 | 46 | Natural Gas Fired Combustion Turbine | NG | GT | 6 | 2004 |  |  | (OP) Operating
16604 | City of San Antonio - (TX) | 3609 | Leon Creek | Electric Utility | TX | CGT4 | 46 | Natural Gas Fired Combustion Turbine | NG | GT | 6 | 2004 |  |  | (OP) Operating
16604 | City of San Antonio - (TX) | 3611 | O W Sommers | Electric Utility | TX | 1 | 420 | Natural Gas Steam Turbine | NG | ST | 4 | 1972 |  |  | (OP) Operating
16604 | City of San Antonio - (TX) | 3611 | O W Sommers | Electric Utility | TX | 2 | 410 | Natural Gas Steam Turbine | NG | ST | 1 | 1974 |  |  | (OP) Operating
16604 | City of San Antonio - (TX) | 3612 | V H Braunig | Electric Utility | TX | 1 | 220 | Natural Gas Steam Turbine | NG | ST | 3 | 1966 |  |  | (OP) Operating
16604 | City of San Antonio - (TX) | 3612 | V H Braunig | Electric Utility | TX | 2 | 235 | Natural Gas Steam Turbine | NG | ST | 4 | 1968 |  |  | (OP) Operating
16604 | City of San Antonio - (TX) | 3612 | V H Braunig | Electric Utility | TX | 3 | 412 | Natural Gas Steam Turbine | NG | ST | 5 | 1970 |  |  | (OP) Operating
16604 | City of San Antonio - (TX) | 3612 | V H Braunig | Electric Utility | TX | 5 | 47 | Natural Gas Fired Combustion Turbine | NG | GT | 12 | 2010 |  |  | (OP) Operating
16604 | City of San Antonio - (TX) | 3612 | V H Braunig | Electric Utility | TX | 6 | 47 | Natural Gas Fired Combustion Turbine | NG | GT | 12 | 2010 |  |  | (OP) Operating
16604 | City of San Antonio - (TX) | 3612 | V H Braunig | Electric Utility | TX | 7 | 47 | Natural Gas Fired Combustion Turbine | NG | GT | 12 | 2010 |  |  | (OP) Operating
16604 | City of San Antonio - (TX) | 3612 | V H Braunig | Electric Utility | TX | 8 | 47 | Natural Gas Fired Combustion Turbine | NG | GT | 12 | 2010 |  |  | (OP) Operating
20230 | Weatherford Mun Utility System | 3624 | Weatherford | Electric Utility | TX | 1 | 0.1 | Petroleum Liquids | DFO | IC | 6 | 1940 |  |  | (SB) Standby/Backup: available for service but not normally used
20230 | Weatherford Mun Utility System | 3624 | Weatherford | Electric Utility | TX | 2 | 0.1 | Petroleum Liquids | DFO | IC | 6 | 1940 |  |  | (SB) Standby/Backup: available for service but not normally used
20230 | Weatherford Mun Utility System | 3624 | Weatherford | Electric Utility | TX | 3 | 0.1 | Petroleum Liquids | DFO | IC | 6 | 1940 |  |  | (SB) Standby/Backup: available for service but not normally used
20230 | Weatherford Mun Utility System | 3624 | Weatherford | Electric Utility | TX | 4 | 0.6 | Petroleum Liquids | DFO | IC | 9 | 1945 |  |  | (SB) Standby/Backup: available for service but not normally used
20230 | Weatherford Mun Utility System | 3624 | Weatherford | Electric Utility | TX | 6 | 1.2 | Petroleum Liquids | DFO | IC | 12 | 1948 |  |  | (SB) Standby/Backup: available for service but not normally used
20230 | Weatherford Mun Utility System | 3624 | Weatherford | Electric Utility | TX | 7 | 1.1 | Petroleum Liquids | DFO | IC | 2 | 1953 |  |  | (SB) Standby/Backup: available for service but not normally used
20230 | Weatherford Mun Utility System | 3624 | Weatherford | Electric Utility | TX | 8 | 1.1 | Petroleum Liquids | DFO | IC | 2 | 1953 |  |  | (SB) Standby/Backup: available for service but not normally used
2172 | Brazos Electric Power Coop Inc | 3628 | R W Miller | Electric Utility | TX | 1 | 66 | Natural Gas Steam Turbine | NG | ST | 10 | 1968 |  |  | (OP) Operating
2172 | Brazos Electric Power Coop Inc | 3628 | R W Miller | Electric Utility | TX | 2 | 100 | Natural Gas Steam Turbine | NG | ST | 7 | 1972 |  |  | (OP) Operating
2172 | Brazos Electric Power Coop Inc | 3628 | R W Miller | Electric Utility | TX | 3 | 200 | Natural Gas Steam Turbine | NG | ST | 8 | 1975 |  |  | (OP) Operating
2172 | Brazos Electric Power Coop Inc | 3628 | R W Miller | Electric Utility | TX | 4 | 104 | Natural Gas Fired Combustion Turbine | NG | GT | 7 | 1994 |  |  | (OP) Operating
2172 | Brazos Electric Power Coop Inc | 3628 | R W Miller | Electric Utility | TX | 5 | 104 | Natural Gas Fired Combustion Turbine | NG | GT | 7 | 1994 |  |  | (OP) Operating
17583 | South Texas Electric Coop, Inc | 3630 | Pearsall | Electric Utility | TX | 1 | 23 | Natural Gas Steam Turbine | NG | ST | 5 | 1961 |  |  | (OP) Operating
17583 | South Texas Electric Coop, Inc | 3630 | Pearsall | Electric Utility | TX | 10A | 8.4 | Natural Gas Internal Combustion Engine | NG | IC | 3 | 2010 |  |  | (OP) Operating
17583 | South Texas Electric Coop, Inc | 3630 | Pearsall | Electric Utility | TX | 11A | 8.4 | Natural Gas Internal Combustion Engine | NG | IC | 3 | 2010 |  |  | (OP) Operating
17583 | South Texas Electric Coop, Inc | 3630 | Pearsall | Electric Utility | TX | 12A | 8.4 | Natural Gas Internal Combustion Engine | NG | IC | 3 | 2010 |  |  | (OP) Operating
17583 | South Texas Electric Coop, Inc | 3630 | Pearsall | Electric Utility | TX | 13A | 8.4 | Natural Gas Internal Combustion Engine | NG | IC | 3 | 2010 |  |  | (OP) Operating
17583 | South Texas Electric Coop, Inc | 3630 | Pearsall | Electric Utility | TX | 14A | 8.4 | Natural Gas Internal Combustion Engine | NG | IC | 3 | 2010 |  |  | (OP) Operating
17583 | South Texas Electric Coop, Inc | 3630 | Pearsall | Electric Utility | TX | 15A | 8.4 | Natural Gas Internal Combustion Engine | NG | IC | 3 | 2010 |  |  | (OP) Operating
17583 | South Texas Electric Coop, Inc | 3630 | Pearsall | Electric Utility | TX | 16A | 8.4 | Natural Gas Internal Combustion Engine | NG | IC | 3 | 2010 |  |  | (OP) Operating
17583 | South Texas Electric Coop, Inc | 3630 | Pearsall | Electric Utility | TX | 17A | 8.4 | Natural Gas Internal Combustion Engine | NG | IC | 4 | 2010 |  |  | (OP) Operating
17583 | South Texas Electric Coop, Inc | 3630 | Pearsall | Electric Utility | TX | 18A | 8.4 | Natural Gas Internal Combustion Engine | NG | IC | 3 | 2010 |  |  | (OP) Operating
17583 | South Texas Electric Coop, Inc | 3630 | Pearsall | Electric Utility | TX | 19A | 8.4 | Natural Gas Internal Combustion Engine | NG | IC | 4 | 2010 |  |  | (OP) Operating
17583 | South Texas Electric Coop, Inc | 3630 | Pearsall | Electric Utility | TX | 1A | 8.4 | Natural Gas Internal Combustion Engine | NG | IC | 3 | 2010 |  |  | (OP) Operating
17583 | South Texas Electric Coop, Inc | 3630 | Pearsall | Electric Utility | TX | 2 | 23 | Natural Gas Steam Turbine | NG | ST | 7 | 1961 |  |  | (OP) Operating
17583 | South Texas Electric Coop, Inc | 3630 | Pearsall | Electric Utility | TX | 20A | 8.4 | Natural Gas Internal Combustion Engine | NG | IC | 4 | 2010 |  |  | (OP) Operating
17583 | South Texas Electric Coop, Inc | 3630 | Pearsall | Electric Utility | TX | 21A | 8.4 | Natural Gas Internal Combustion Engine | NG | IC | 4 | 2010 |  |  | (OP) Operating
17583 | South Texas Electric Coop, Inc | 3630 | Pearsall | Electric Utility | TX | 22A | 8.4 | Natural Gas Internal Combustion Engine | NG | IC | 4 | 2010 |  |  | (OP) Operating
17583 | South Texas Electric Coop, Inc | 3630 | Pearsall | Electric Utility | TX | 23A | 8.4 | Natural Gas Internal Combustion Engine | NG | IC | 4 | 2010 |  |  | (OP) Operating
17583 | South Texas Electric Coop, Inc | 3630 | Pearsall | Electric Utility | TX | 24A | 8.4 | Natural Gas Internal Combustion Engine | NG | IC | 4 | 2010 |  |  | (OP) Operating
17583 | South Texas Electric Coop, Inc | 3630 | Pearsall | Electric Utility | TX | 2A | 8.4 | Natural Gas Internal Combustion Engine | NG | IC | 3 | 2010 |  |  | (OP) Operating
17583 | South Texas Electric Coop, Inc | 3630 | Pearsall | Electric Utility | TX | 3 | 23 | Natural Gas Steam Turbine | NG | ST | 9 | 1961 |  |  | (OP) Operating
17583 | South Texas Electric Coop, Inc | 3630 | Pearsall | Electric Utility | TX | 3A | 8.4 | Natural Gas Internal Combustion Engine | NG | IC | 3 | 2010 |  |  | (OP) Operating
17583 | South Texas Electric Coop, Inc | 3630 | Pearsall | Electric Utility | TX | 4A | 8.4 | Natural Gas Internal Combustion Engine | NG | IC | 3 | 2010 |  |  | (OP) Operating
17583 | South Texas Electric Coop, Inc | 3630 | Pearsall | Electric Utility | TX | 5A | 8.4 | Natural Gas Internal Combustion Engine | NG | IC | 3 | 2010 |  |  | (OP) Operating
17583 | South Texas Electric Coop, Inc | 3630 | Pearsall | Electric Utility | TX | 6A | 8.4 | Natural Gas Internal Combustion Engine | NG | IC | 3 | 2010 |  |  | (OP) Operating
17583 | South Texas Electric Coop, Inc | 3630 | Pearsall | Electric Utility | TX | 7A | 8.4 | Natural Gas Internal Combustion Engine | NG | IC | 3 | 2010 |  |  | (OP) Operating
17583 | South Texas Electric Coop, Inc | 3630 | Pearsall | Electric Utility | TX | 8A | 8.4 | Natural Gas Internal Combustion Engine | NG | IC | 3 | 2010 |  |  | (OP) Operating
17583 | South Texas Electric Coop, Inc | 3630 | Pearsall | Electric Utility | TX | 9A | 8.4 | Natural Gas Internal Combustion Engine | NG | IC | 3 | 2010 |  |  | (OP) Operating
17583 | South Texas Electric Coop, Inc | 3631 | Sam Rayburn | Electric Utility | TX | 1 | 10.5 | Natural Gas Fired Combustion Turbine | NG | GT | 3 | 1963 |  |  | (OP) Operating
17583 | South Texas Electric Coop, Inc | 3631 | Sam Rayburn | Electric Utility | TX | 10 | 37 | Natural Gas Fired Combined Cycle | NG | CA | 10 | 2003 |  |  | (OP) Operating
17583 | South Texas Electric Coop, Inc | 3631 | Sam Rayburn | Electric Utility | TX | 2 | 11.5 | Natural Gas Fired Combustion Turbine | NG | GT | 3 | 1963 |  |  | (OP) Operating
17583 | South Texas Electric Coop, Inc | 3631 | Sam Rayburn | Electric Utility | TX | 4 | 1.6 | Petroleum Liquids | DFO | IC | 7 | 1991 |  |  | (OP) Operating
17583 | South Texas Electric Coop, Inc | 3631 | Sam Rayburn | Electric Utility | TX | 5 | 1.6 | Petroleum Liquids | DFO | IC | 10 | 1991 |  |  | (OP) Operating
17583 | South Texas Electric Coop, Inc | 3631 | Sam Rayburn | Electric Utility | TX | 7 | 49 | Natural Gas Fired Combined Cycle | NG | CT | 10 | 2003 |  |  | (OP) Operating
17583 | South Texas Electric Coop, Inc | 3631 | Sam Rayburn | Electric Utility | TX | 8 | 49 | Natural Gas Fired Combined Cycle | NG | CT | 10 | 2003 |  |  | (OP) Operating
17583 | South Texas Electric Coop, Inc | 3631 | Sam Rayburn | Electric Utility | TX | 9 | 48 | Natural Gas Fired Combined Cycle | NG | CT | 10 | 2003 |  |  | (OP) Operating
1434 | Beaver City Corporation | 3643 | Upper Beaver | Electric Utility | UT | 1 | 1.3 | Conventional Hydroelectric | WAT | HY | 8 | 1907 |  |  | (OP) Operating
1434 | Beaver City Corporation | 3643 | Upper Beaver | Electric Utility | UT | 2 | 1.2 | Conventional Hydroelectric | WAT | HY | 8 | 1907 |  |  | (OP) Operating
14354 | PacifiCorp | 3646 | Cutler Hydro | Electric Utility | UT | 1 | 15 | Conventional Hydroelectric | WAT | HY | 7 | 1927 |  |  | (OP) Operating
14354 | PacifiCorp | 3646 | Cutler Hydro | Electric Utility | UT | 2 | 15 | Conventional Hydroelectric | WAT | HY | 7 | 1927 |  |  | (OP) Operating
14354 | PacifiCorp | 3648 | Gadsby | Electric Utility | UT | 1 | 64 | Natural Gas Steam Turbine | NG | ST | 9 | 1951 |  |  | (OP) Operating
14354 | PacifiCorp | 3648 | Gadsby | Electric Utility | UT | 2 | 69 | Natural Gas Steam Turbine | NG | ST | 12 | 1952 |  |  | (OP) Operating
14354 | PacifiCorp | 3648 | Gadsby | Electric Utility | UT | 3 | 104.5 | Natural Gas Steam Turbine | NG | ST | 6 | 1955 |  |  | (OP) Operating
14354 | PacifiCorp | 3648 | Gadsby | Electric Utility | UT | 4 | 39 | Natural Gas Fired Combustion Turbine | NG | GT | 7 | 2002 |  |  | (OP) Operating
14354 | PacifiCorp | 3648 | Gadsby | Electric Utility | UT | 5 | 39 | Natural Gas Fired Combustion Turbine | NG | GT | 7 | 2002 |  |  | (OP) Operating
14354 | PacifiCorp | 3648 | Gadsby | Electric Utility | UT | 6 | 39 | Natural Gas Fired Combustion Turbine | NG | GT | 8 | 2002 |  |  | (OP) Operating
14354 | PacifiCorp | 3651 | Granite | Electric Utility | UT | 1 | 1.2 | Conventional Hydroelectric | WAT | HY | 8 | 1896 |  |  | (OP) Operating
14354 | PacifiCorp | 3655 | Olmstead | Electric Utility | UT | 1 | 2.3 | Conventional Hydroelectric | WAT | HY | 7 | 1910 |  |  | (OP) Operating
14354 | PacifiCorp | 3655 | Olmstead | Electric Utility | UT | 2 | 2.3 | Conventional Hydroelectric | WAT | HY | 7 | 1910 |  |  | (OP) Operating
14354 | PacifiCorp | 3655 | Olmstead | Electric Utility | UT | 4 | 5.4 | Conventional Hydroelectric | WAT | HY | 7 | 1922 |  |  | (OP) Operating
14354 | PacifiCorp | 3656 | Pioneer | Electric Utility | UT | 1 | 2 | Conventional Hydroelectric | WAT | HY | 6 | 1910 |  |  | (OP) Operating
14354 | PacifiCorp | 3656 | Pioneer | Electric Utility | UT | 2 | 2 | Conventional Hydroelectric | WAT | HY | 6 | 1910 |  |  | (OP) Operating
8366 | Heber Light & Power Company | 3658 | Snake Creek | Electric Utility | UT | 1 | 0.5 | Conventional Hydroelectric | WAT | HY | 7 | 1910 |  |  | (OP) Operating
8366 | Heber Light & Power Company | 3658 | Snake Creek | Electric Utility | UT | 2 | 0.5 | Conventional Hydroelectric | WAT | HY | 7 | 1910 |  |  | (OP) Operating
14354 | PacifiCorp | 3659 | Stairs | Electric Utility | UT | 3 | 1.2 | Conventional Hydroelectric | WAT | HY | 7 | 1912 |  |  | (OP) Operating
14354 | PacifiCorp | 3661 | Weber | Electric Utility | UT | 1 | 2 | Conventional Hydroelectric | WAT | HY | 7 | 1911 |  |  | (OP) Operating
2010 | City of Bountiful | 3665 | Bountiful City | Electric Utility | UT | 1A | 4.2 | Natural Gas Fired Combustion Turbine | NG | GT | 7 | 2001 |  |  | (OP) Operating
2010 | City of Bountiful | 3665 | Bountiful City | Electric Utility | UT | 2A | 11.5 | Natural Gas Fired Combustion Turbine | NG | GT | 6 | 2012 |  |  | (OP) Operating
2010 | City of Bountiful | 3665 | Bountiful City | Electric Utility | UT | 3A | 11.5 | Natural Gas Fired Combustion Turbine | NG | GT | 6 | 2012 |  |  | (OP) Operating
2220 | Brigham City Corporation | 3666 | Brigham City | Electric Utility | UT | 1 | 0.5 | Conventional Hydroelectric | WAT | HY | 1 | 1921 |  |  | (OP) Operating
2220 | Brigham City Corporation | 3666 | Brigham City | Electric Utility | UT | 2 | 0.5 | Conventional Hydroelectric | WAT | HY | 1 | 1921 |  |  | (OP) Operating
2220 | Brigham City Corporation | 3666 | Brigham City | Electric Utility | UT | 8182 | 0.5 | Conventional Hydroelectric | WAT | HY | 1 | 1964 |  |  | (OP) Operating
11135 | City of Logan - (UT) | 3675 | Hydro III | Electric Utility | UT | HY1 | 0.7 | Conventional Hydroelectric | WAT | HY | 12 | 1925 | 1 | 2023 | (OP) Operating
11135 | City of Logan - (UT) | 3675 | Hydro III | Electric Utility | UT | HY2 | 0.7 | Conventional Hydroelectric | WAT | HY | 12 | 1925 | 1 | 2023 | (OP) Operating
11588 | City of Manti - (UT) | 3676 | Manti Upper | Electric Utility | UT | 1 | 0.4 | Conventional Hydroelectric | WAT | HY | 1 | 1939 |  |  | (SB) Standby/Backup: available for service but not normally used
11588 | City of Manti - (UT) | 3676 | Manti Upper | Electric Utility | UT | HC2 | 0.8 | Conventional Hydroelectric | WAT | HY | 1 | 1988 |  |  | (OP) Operating
15444 | Provo City Corp | 3686 | Provo | Electric Utility | UT | 4 | 9.2 | Natural Gas Steam Turbine | NG | ST | 1 | 1949 |  |  | (OP) Operating
15444 | Provo City Corp | 3686 | Provo | Electric Utility | UT | 5 | 2.5 | Natural Gas Internal Combustion Engine | NG | IC | 5 | 1980 |  |  | (OP) Operating
15444 | Provo City Corp | 3686 | Provo | Electric Utility | UT | 6 | 2.5 | Natural Gas Internal Combustion Engine | NG | IC | 5 | 1980 |  |  | (OP) Operating
15444 | Provo City Corp | 3686 | Provo | Electric Utility | UT | 7 | 2.5 | Natural Gas Internal Combustion Engine | NG | IC | 5 | 1980 |  |  | (OP) Operating
15444 | Provo City Corp | 3686 | Provo | Electric Utility | UT | 8 | 2.5 | Natural Gas Internal Combustion Engine | NG | IC | 5 | 1980 |  |  | (OP) Operating
17845 | City of Springville - (UT) | 3688 | Bartholomew | Electric Utility | UT | 2 | 1 | Conventional Hydroelectric | WAT | HY | 4 | 1988 |  |  | (OP) Operating
18205 | Strawberry Water Users Assn | 3691 | Spanish Fork | Electric Utility | UT | 1 | 1.7 | Conventional Hydroelectric | WAT | HY | 10 | 1983 |  |  | (OP) Operating
18205 | Strawberry Water Users Assn | 3691 | Spanish Fork | Electric Utility | UT | 2 | 1.7 | Conventional Hydroelectric | WAT | HY | 10 | 1983 |  |  | (OP) Operating
18205 | Strawberry Water Users Assn | 3691 | Spanish Fork | Electric Utility | UT | 3 | 0.2 | Conventional Hydroelectric | WAT | HY | 10 | 1937 |  |  | (OP) Operating
20255 | Weber Basin Water Conserv Dist | 3697 | Gateway | Electric Utility | UT | 1 | 2 | Conventional Hydroelectric | WAT | HY | 8 | 1958 |  |  | (OP) Operating
20255 | Weber Basin Water Conserv Dist | 3697 | Gateway | Electric Utility | UT | 2 | 2 | Conventional Hydroelectric | WAT | HY | 8 | 1958 |  |  | (OP) Operating
20255 | Weber Basin Water Conserv Dist | 3698 | Wanship | Electric Utility | UT | 1 | 1.9 | Conventional Hydroelectric | WAT | HY | 8 | 1958 |  |  | (OP) Operating
6957 | Garkane Energy Coop, Inc | 3699 | Boulder | Electric Utility | UT | 1 | 1.4 | Conventional Hydroelectric | WAT | HY | 8 | 1958 |  |  | (OP) Operating
6957 | Garkane Energy Coop, Inc | 3699 | Boulder | Electric Utility | UT | 2 | 1.4 | Conventional Hydroelectric | WAT | HY | 8 | 1958 |  |  | (OP) Operating
6957 | Garkane Energy Coop, Inc | 3699 | Boulder | Electric Utility | UT | 3 | 1.4 | Conventional Hydroelectric | WAT | HY | 9 | 1961 |  |  | (OP) Operating
12866 | Moon Lake Electric Assn Inc | 3704 | Uintah | Electric Utility | UT | 1 | 0.6 | Conventional Hydroelectric | WAT | HY | 7 | 1920 |  |  | (OP) Operating
12866 | Moon Lake Electric Assn Inc | 3704 | Uintah | Electric Utility | UT | 2 | 0.6 | Conventional Hydroelectric | WAT | HY | 9 | 1940 |  |  | (OP) Operating
7601 | Green Mountain Power Corp | 3708 | Ascutney | Electric Utility | VT | GT4 | 9 | Petroleum Liquids | DFO | GT | 8 | 1961 |  |  | (OP) Operating
7601 | Green Mountain Power Corp | 3709 | Smith (VT) | Electric Utility | VT | 1 | 0.7 | Conventional Hydroelectric | WAT | HY | 12 | 1982 |  |  | (OP) Operating
7601 | Green Mountain Power Corp | 3709 | Smith (VT) | Electric Utility | VT | HC2 | 0.2 | Conventional Hydroelectric | WAT | HY | 12 | 1982 |  |  | (OP) Operating
7601 | Green Mountain Power Corp | 3710 | Cavendish | Electric Utility | VT | 1 | 0.4 | Conventional Hydroelectric | WAT | HY | 2 | 1907 |  |  | (OP) Operating
7601 | Green Mountain Power Corp | 3710 | Cavendish | Electric Utility | VT | 2 | 0.4 | Conventional Hydroelectric | WAT | HY | 2 | 1907 |  |  | (OP) Operating
7601 | Green Mountain Power Corp | 3710 | Cavendish | Electric Utility | VT | 3 | 0.3 | Conventional Hydroelectric | WAT | HY | 2 | 1907 |  |  | (OP) Operating
7601 | Green Mountain Power Corp | 3711 | Clark Falls | Electric Utility | VT | 1 | 3 | Conventional Hydroelectric | WAT | HY | 2 | 1937 |  |  | (OP) Operating
7601 | Green Mountain Power Corp | 3712 | Fairfax Falls | Electric Utility | VT | 1 | 1.4 | Conventional Hydroelectric | WAT | HY | 2 | 1919 |  |  | (OP) Operating
7601 | Green Mountain Power Corp | 3712 | Fairfax Falls | Electric Utility | VT | 2 | 2 | Conventional Hydroelectric | WAT | HY | 2 | 1919 |  |  | (OP) Operating
7601 | Green Mountain Power Corp | 3714 | Glen | Electric Utility | VT | 1 | 1 | Conventional Hydroelectric | WAT | HY | 8 | 1920 |  |  | (OP) Operating
7601 | Green Mountain Power Corp | 3714 | Glen | Electric Utility | VT | 2 | 1 | Conventional Hydroelectric | WAT | HY | 8 | 1920 |  |  | (OP) Operating
7601 | Green Mountain Power Corp | 3716 | Lower Middlebury | Electric Utility | VT | 1 | 0.6 | Conventional Hydroelectric | WAT | HY | 8 | 1917 |  |  | (OP) Operating
7601 | Green Mountain Power Corp | 3716 | Lower Middlebury | Electric Utility | VT | 2 | 0.6 | Conventional Hydroelectric | WAT | HY | 8 | 1917 |  |  | (OP) Operating
7601 | Green Mountain Power Corp | 3716 | Lower Middlebury | Electric Utility | VT | 3 | 0.8 | Conventional Hydroelectric | WAT | HY | 8 | 1917 |  |  | (OP) Operating
7601 | Green Mountain Power Corp | 3717 | Milton | Electric Utility | VT | 1 | 3.5 | Conventional Hydroelectric | WAT | HY | 2 | 1929 |  |  | (OP) Operating
7601 | Green Mountain Power Corp | 3717 | Milton | Electric Utility | VT | 2 | 3.5 | Conventional Hydroelectric | WAT | HY | 8 | 1929 |  |  | (OP) Operating
7601 | Green Mountain Power Corp | 3720 | Peterson | Electric Utility | VT | 1 | 5.8 | Conventional Hydroelectric | WAT | HY | 2 | 1948 |  |  | (OP) Operating
7601 | Green Mountain Power Corp | 3722 | Pittsford | Electric Utility | VT | 1 | 1.3 | Conventional Hydroelectric | WAT | HY | 2 | 1914 |  |  | (OP) Operating
7601 | Green Mountain Power Corp | 3722 | Pittsford | Electric Utility | VT | 2 | 1.3 | Conventional Hydroelectric | WAT | HY | 2 | 1914 |  |  | (OP) Operating
7601 | Green Mountain Power Corp | 3722 | Pittsford | Electric Utility | VT | 3 | 0.6 | Conventional Hydroelectric | WAT | HY | 2 | 1914 |  |  | (OP) Operating
7601 | Green Mountain Power Corp | 3723 | Rutland | Electric Utility | VT | GT5 | 8.4 | Petroleum Liquids | DFO | GT | 12 | 1962 |  |  | (OP) Operating
7601 | Green Mountain Power Corp | 3724 | Salisbury | Electric Utility | VT | 1 | 1.2 | Conventional Hydroelectric | WAT | HY | 2 | 1917 |  |  | (OP) Operating
7601 | Green Mountain Power Corp | 3725 | Silver Lake (VT) | Electric Utility | VT | 1 | 2.2 | Conventional Hydroelectric | WAT | HY | 2 | 1917 |  |  | (OP) Operating
7601 | Green Mountain Power Corp | 3728 | Weybridge | Electric Utility | VT | 1 | 3.4 | Conventional Hydroelectric | WAT | HY | 2 | 1951 |  |  | (OP) Operating
49852 | Great Bay Hydro Corp | 3731 | Newport | IPP Non-CHP | VT | 1 | 1.7 | Conventional Hydroelectric | WAT | HY | 1 | 1940 |  |  | (OP) Operating
49852 | Great Bay Hydro Corp | 3731 | Newport | IPP Non-CHP | VT | 2 | 1.7 | Conventional Hydroelectric | WAT | HY | 1 | 1944 |  |  | (OP) Operating
49852 | Great Bay Hydro Corp | 3731 | Newport | IPP Non-CHP | VT | 3 | 0.6 | Conventional Hydroelectric | WAT | HY | 1 | 1936 |  |  | (OP) Operating
7601 | Green Mountain Power Corp | 3734 | Berlin 5 | Electric Utility | VT | GT1 | 35 | Petroleum Liquids | KER | GT | 6 | 1972 |  |  | (OP) Operating
7601 | Green Mountain Power Corp | 3735 | Colchester 16 | Electric Utility | VT | GT1 | 8.5 | Petroleum Liquids | DFO | GT | 10 | 1965 |  |  | (OP) Operating
7601 | Green Mountain Power Corp | 3737 | Essex Junction 19 | Electric Utility | VT | H1 | 1.8 | Conventional Hydroelectric | WAT | HY | 1 | 1917 |  |  | (OP) Operating
7601 | Green Mountain Power Corp | 3737 | Essex Junction 19 | Electric Utility | VT | H2 | 1.8 | Conventional Hydroelectric | WAT | HY | 1 | 1917 |  |  | (OP) Operating
7601 | Green Mountain Power Corp | 3737 | Essex Junction 19 | Electric Utility | VT | H3 | 1.8 | Conventional Hydroelectric | WAT | HY | 1 | 1917 |  |  | (OP) Operating
7601 | Green Mountain Power Corp | 3737 | Essex Junction 19 | Electric Utility | VT | H4 | 1.8 | Conventional Hydroelectric | WAT | HY | 1 | 1917 |  |  | (OP) Operating
7601 | Green Mountain Power Corp | 3737 | Essex Junction 19 | Electric Utility | VT | H9 | 0.8 | Conventional Hydroelectric | WAT | HY | 3 | 2008 |  |  | (OP) Operating
7601 | Green Mountain Power Corp | 3737 | Essex Junction 19 | Electric Utility | VT | IC-5 | 1.8 | Petroleum Liquids | DFO | IC | 10 | 2007 |  |  | (OP) Operating
7601 | Green Mountain Power Corp | 3737 | Essex Junction 19 | Electric Utility | VT | IC-6 | 1.8 | Petroleum Liquids | DFO | IC | 10 | 2007 |  |  | (OP) Operating
7601 | Green Mountain Power Corp | 3737 | Essex Junction 19 | Electric Utility | VT | IC-7 | 1.8 | Petroleum Liquids | DFO | IC | 10 | 2007 |  |  | (OP) Operating
7601 | Green Mountain Power Corp | 3737 | Essex Junction 19 | Electric Utility | VT | IC-8 | 1.8 | Petroleum Liquids | DFO | IC | 10 | 2007 |  |  | (OP) Operating
7601 | Green Mountain Power Corp | 3739 | Marshfield 6 | Electric Utility | VT | 1 | 5 | Conventional Hydroelectric | WAT | HY | 1 | 1927 |  |  | (OP) Operating
7601 | Green Mountain Power Corp | 3740 | Middlesex 2 | Electric Utility | VT | 1 | 1.6 | Conventional Hydroelectric | WAT | HY | 1 | 1928 |  |  | (OP) Operating
7601 | Green Mountain Power Corp | 3740 | Middlesex 2 | Electric Utility | VT | 2 | 1.6 | Conventional Hydroelectric | WAT | HY | 1 | 1928 |  |  | (OP) Operating
7601 | Green Mountain Power Corp | 3743 | West Danville 15 | Electric Utility | VT | 1 | 1 | Conventional Hydroelectric | WAT | HY | 1 | 1917 |  |  | (OA) Out of service but expected to return to service in next calendar year
50048 | TransCanada Hydro Northeast Inc., | 3745 | Bellows Falls | IPP Non-CHP | VT | GEN1 | 16.1 | Conventional Hydroelectric | WAT | HY | 3 | 1928 |  |  | (OP) Operating
50048 | TransCanada Hydro Northeast Inc., | 3745 | Bellows Falls | IPP Non-CHP | VT | GEN2 | 16.1 | Conventional Hydroelectric | WAT | HY | 3 | 1928 |  |  | (OP) Operating
50048 | TransCanada Hydro Northeast Inc., | 3745 | Bellows Falls | IPP Non-CHP | VT | GEN3 | 16.1 | Conventional Hydroelectric | WAT | HY | 4 | 1928 |  |  | (OP) Operating
50048 | TransCanada Hydro Northeast Inc., | 3746 | Harriman | IPP Non-CHP | VT | GEN1 | 13.7 | Conventional Hydroelectric | WAT | HY | 5 | 1924 |  |  | (OP) Operating
50048 | TransCanada Hydro Northeast Inc., | 3746 | Harriman | IPP Non-CHP | VT | GEN2 | 13.7 | Conventional Hydroelectric | WAT | HY | 6 | 1924 |  |  | (OP) Operating
50048 | TransCanada Hydro Northeast Inc., | 3746 | Harriman | IPP Non-CHP | VT | GEN3 | 13.7 | Conventional Hydroelectric | WAT | HY | 11 | 1924 |  |  | (OP) Operating
15472 | Public Service Co of NH | 3750 | Canaan | Electric Utility | VT | 1 | 1.1 | Conventional Hydroelectric | WAT | HY | 8 | 1927 |  |  | (OP) Operating
1299 | Barton Village, Inc | 3753 | West Charleston | Electric Utility | VT | 1 | 0.7 | Conventional Hydroelectric | WAT | HY | 7 | 1931 |  |  | (OP) Operating
1299 | Barton Village, Inc | 3753 | West Charleston | Electric Utility | VT | 2 | 0.7 | Conventional Hydroelectric | WAT | HY | 10 | 1948 |  |  | (OP) Operating
1299 | Barton Village, Inc | 3753 | West Charleston | Electric Utility | VT | IC3 | 0.9 | Petroleum Liquids | DFO | IC | 7 | 1956 |  |  | (OP) Operating
1299 | Barton Village, Inc | 3753 | West Charleston | Electric Utility | VT | IC4 | 0.9 | Petroleum Liquids | DFO | IC | 7 | 1956 |  |  | (OP) Operating
2548 | City of Burlington Electric - (VT) | 3754 | Burlington GT | Electric Utility | VT | GT1 | 19.7 | Petroleum Liquids | DFO | GT | 9 | 1971 |  |  | (OP) Operating
11359 | Village of Lyndonville - (VT) | 3762 | Great Falls (VT) | Electric Utility | VT | 1 | 0.3 | Conventional Hydroelectric | WAT | HY | 8 | 1915 |  |  | (OP) Operating
11359 | Village of Lyndonville - (VT) | 3762 | Great Falls (VT) | Electric Utility | VT | 2 | 0.3 | Conventional Hydroelectric | WAT | HY | 8 | 1915 |  |  | (OP) Operating
11359 | Village of Lyndonville - (VT) | 3762 | Great Falls (VT) | Electric Utility | VT | 3 | 1.3 | Conventional Hydroelectric | WAT | HY | 2 | 1979 |  |  | (OP) Operating
12989 | Village of Morrisville - (VT) | 3764 | Morrisville | Electric Utility | VT | 1 | 0.5 | Conventional Hydroelectric | WAT | HY | 8 | 1924 |  |  | (OP) Operating
12989 | Village of Morrisville - (VT) | 3764 | Morrisville | Electric Utility | VT | 2 | 1 | Conventional Hydroelectric | WAT | HY | 8 | 1924 |  |  | (OP) Operating
12989 | Village of Morrisville - (VT) | 3765 | Cadys Falls | Electric Utility | VT | 1 | 0.5 | Conventional Hydroelectric | WAT | HY | 8 | 1914 |  |  | (OP) Operating
12989 | Village of Morrisville - (VT) | 3765 | Cadys Falls | Electric Utility | VT | 2 | 0.6 | Conventional Hydroelectric | WAT | HY | 8 | 1947 |  |  | (OP) Operating
733 | Appalachian Power Co | 3772 | Buck Hydro | Electric Utility | VA | 1 | 3 | Conventional Hydroelectric | WAT | HY | 1 | 1912 |  |  | (OP) Operating
733 | Appalachian Power Co | 3772 | Buck Hydro | Electric Utility | VA | 2 | 3 | Conventional Hydroelectric | WAT | HY | 1 | 1912 |  |  | (OP) Operating
733 | Appalachian Power Co | 3772 | Buck Hydro | Electric Utility | VA | 3 | 3 | Conventional Hydroelectric | WAT | HY | 1 | 1912 |  |  | (OP) Operating
733 | Appalachian Power Co | 3773 | Byllesby 2 | Electric Utility | VA | 1 | 7.9 | Conventional Hydroelectric | WAT | HY | 1 | 1912 |  |  | (OP) Operating
733 | Appalachian Power Co | 3773 | Byllesby 2 | Electric Utility | VA | 2 | 7.9 | Conventional Hydroelectric | WAT | HY | 1 | 1912 |  |  | (OP) Operating
733 | Appalachian Power Co | 3773 | Byllesby 2 | Electric Utility | VA | 3 | 7.9 | Conventional Hydroelectric | WAT | HY | 1 | 1912 |  |  | (OP) Operating
733 | Appalachian Power Co | 3773 | Byllesby 2 | Electric Utility | VA | 4 | 7.9 | Conventional Hydroelectric | WAT | HY | 1 | 1912 |  |  | (OP) Operating
733 | Appalachian Power Co | 3774 | Claytor | Electric Utility | VA | 1 | 14.7 | Conventional Hydroelectric | WAT | HY | 8 | 1939 |  |  | (OP) Operating
733 | Appalachian Power Co | 3774 | Claytor | Electric Utility | VA | 2 | 14.7 | Conventional Hydroelectric | WAT | HY | 8 | 1939 |  |  | (OP) Operating
733 | Appalachian Power Co | 3774 | Claytor | Electric Utility | VA | 3 | 14.7 | Conventional Hydroelectric | WAT | HY | 8 | 1939 |  |  | (OP) Operating
733 | Appalachian Power Co | 3774 | Claytor | Electric Utility | VA | 4 | 14.7 | Conventional Hydroelectric | WAT | HY | 8 | 1939 |  |  | (OP) Operating
733 | Appalachian Power Co | 3775 | Clinch River | Electric Utility | VA | 1 | 230 | Conventional Steam Coal | BIT | ST | 9 | 1958 |  |  | (OP) Operating
733 | Appalachian Power Co | 3775 | Clinch River | Electric Utility | VA | 2 | 230 | Conventional Steam Coal | BIT | ST | 12 | 1958 |  |  | (OP) Operating
733 | Appalachian Power Co | 3775 | Clinch River | Electric Utility | VA | 3 | 230 | Conventional Steam Coal | BIT | ST | 12 | 1961 | 10 | 2015 | (OP) Operating
733 | Appalachian Power Co | 3776 | Glen Lyn | Electric Utility | VA | 5 | 90 | Conventional Steam Coal | BIT | ST | 6 | 1944 | 10 | 2015 | (OP) Operating
733 | Appalachian Power Co | 3776 | Glen Lyn | Electric Utility | VA | 6 | 235 | Conventional Steam Coal | BIT | ST | 5 | 1957 | 10 | 2015 | (OP) Operating
733 | Appalachian Power Co | 3777 | Leesville | Electric Utility | VA | 1 | 25 | Conventional Hydroelectric | WAT | HY | 2 | 1964 |  |  | (OP) Operating
733 | Appalachian Power Co | 3777 | Leesville | Electric Utility | VA | 2 | 25 | Conventional Hydroelectric | WAT | HY | 3 | 1964 |  |  | (OP) Operating
733 | Appalachian Power Co | 3778 | Niagara | Electric Utility | VA | 1 | 0.6 | Conventional Hydroelectric | WAT | HY | 6 | 1954 |  |  | (OP) Operating
733 | Appalachian Power Co | 3778 | Niagara | Electric Utility | VA | 2 | 1.2 | Conventional Hydroelectric | WAT | HY | 6 | 1954 |  |  | (OP) Operating
733 | Appalachian Power Co | 3779 | Reusens | Electric Utility | VA | 1 | 2.5 | Conventional Hydroelectric | WAT | HY | 1 | 1903 |  |  | (OP) Operating
733 | Appalachian Power Co | 3779 | Reusens | Electric Utility | VA | 2 | 2.5 | Conventional Hydroelectric | WAT | HY | 1 | 1903 |  |  | (OP) Operating
733 | Appalachian Power Co | 3779 | Reusens | Electric Utility | VA | 3 | 2.5 | Conventional Hydroelectric | WAT | HY | 1 | 1903 |  |  | (OP) Operating
733 | Appalachian Power Co | 3779 | Reusens | Electric Utility | VA | 4 | 2.5 | Conventional Hydroelectric | WAT | HY | 1 | 1903 |  |  | (OP) Operating
733 | Appalachian Power Co | 3779 | Reusens | Electric Utility | VA | 5 | 2.5 | Conventional Hydroelectric | WAT | HY | 1 | 1903 |  |  | (OP) Operating
733 | Appalachian Power Co | 3780 | Smith Mountain | Electric Utility | VA | 1 | 66 | Hydroelectric Pumped Storage | WAT | PS | 12 | 1965 |  |  | (OP) Operating
733 | Appalachian Power Co | 3780 | Smith Mountain | Electric Utility | VA | 2 | 174 | Conventional Hydroelectric | WAT | HY | 12 | 1965 |  |  | (OP) Operating
733 | Appalachian Power Co | 3780 | Smith Mountain | Electric Utility | VA | 3 | 106 | Hydroelectric Pumped Storage | WAT | PS | 6 | 1980 |  |  | (OP) Operating
733 | Appalachian Power Co | 3780 | Smith Mountain | Electric Utility | VA | 4 | 174 | Conventional Hydroelectric | WAT | HY | 2 | 1966 |  |  | (OP) Operating
733 | Appalachian Power Co | 3780 | Smith Mountain | Electric Utility | VA | 5 | 66 | Hydroelectric Pumped Storage | WAT | PS | 2 | 1966 |  |  | (OP) Operating
56609 | Calpine Mid-Atlantic Generation LLC | 3782 | Bayview | IPP Non-CHP | VA | BAYV | 2.1 | Petroleum Liquids | DFO | IC | 10 | 1963 |  |  | (SB) Standby/Backup: available for service but not normally used
56609 | Calpine Mid-Atlantic Generation LLC | 3782 | Bayview | IPP Non-CHP | VA | BYV2 | 2.1 | Petroleum Liquids | DFO | IC | 10 | 1963 |  |  | (SB) Standby/Backup: available for service but not normally used
56609 | Calpine Mid-Atlantic Generation LLC | 3782 | Bayview | IPP Non-CHP | VA | BYV3 | 2.1 | Petroleum Liquids | DFO | IC | 10 | 1963 |  |  | (SB) Standby/Backup: available for service but not normally used
56609 | Calpine Mid-Atlantic Generation LLC | 3782 | Bayview | IPP Non-CHP | VA | BYV4 | 2.1 | Petroleum Liquids | DFO | IC | 10 | 1963 |  |  | (SB) Standby/Backup: available for service but not normally used
56609 | Calpine Mid-Atlantic Generation LLC | 3782 | Bayview | IPP Non-CHP | VA | BYV5 | 2.1 | Petroleum Liquids | DFO | IC | 10 | 1963 |  |  | (SB) Standby/Backup: available for service but not normally used
56609 | Calpine Mid-Atlantic Generation LLC | 3782 | Bayview | IPP Non-CHP | VA | BYV6 | 2.1 | Petroleum Liquids | DFO | IC | 10 | 1963 |  |  | (SB) Standby/Backup: available for service but not normally used
56609 | Calpine Mid-Atlantic Generation LLC | 3785 | Tasley | IPP Non-CHP | VA | TAS | 31 | Petroleum Liquids | DFO | GT | 6 | 1972 |  |  | (SB) Standby/Backup: available for service but not normally used
23279 | Allegheny Energy Supply Co LLC | 3789 | FirstEnergy Luray | IPP Non-CHP | VA | 1 | 0.4 | Conventional Hydroelectric | WAT | HY | 1 | 1927 |  |  | (OP) Operating
23279 | Allegheny Energy Supply Co LLC | 3789 | FirstEnergy Luray | IPP Non-CHP | VA | 2 | 0.3 | Conventional Hydroelectric | WAT | HY | 1 | 1927 |  |  | (OP) Operating
23279 | Allegheny Energy Supply Co LLC | 3789 | FirstEnergy Luray | IPP Non-CHP | VA | 3 | 0.4 | Conventional Hydroelectric | WAT | HY | 1 | 1927 |  |  | (OP) Operating
23279 | Allegheny Energy Supply Co LLC | 3790 | FirstEnergy Newport | IPP Non-CHP | VA | 1 | 0.3 | Conventional Hydroelectric | WAT | HY | 1 | 1923 |  |  | (OP) Operating
23279 | Allegheny Energy Supply Co LLC | 3790 | FirstEnergy Newport | IPP Non-CHP | VA | 2 | 0.5 | Conventional Hydroelectric | WAT | HY | 1 | 1923 |  |  | (OP) Operating
23279 | Allegheny Energy Supply Co LLC | 3790 | FirstEnergy Newport | IPP Non-CHP | VA | 3 | 0.5 | Conventional Hydroelectric | WAT | HY | 1 | 1923 |  |  | (OP) Operating
19876 | Virginia Electric & Power Co | 3796 | Bremo Bluff | Electric Utility | VA | 3 | 71 | Natural Gas Steam Turbine | NG | ST | 6 | 1950 |  |  | (OP) Operating
19876 | Virginia Electric & Power Co | 3796 | Bremo Bluff | Electric Utility | VA | 4 | 156 | Natural Gas Steam Turbine | NG | ST | 8 | 1958 |  |  | (OP) Operating
19876 | Virginia Electric & Power Co | 3797 | Chesterfield | Electric Utility | VA | 3 | 97.5 | Conventional Steam Coal | BIT | ST | 12 | 1952 |  |  | (OP) Operating
19876 | Virginia Electric & Power Co | 3797 | Chesterfield | Electric Utility | VA | 4 | 162.5 | Conventional Steam Coal | BIT | ST | 6 | 1960 |  |  | (OP) Operating
19876 | Virginia Electric & Power Co | 3797 | Chesterfield | Electric Utility | VA | 5 | 336 | Conventional Steam Coal | BIT | ST | 8 | 1964 |  |  | (OP) Operating
19876 | Virginia Electric & Power Co | 3797 | Chesterfield | Electric Utility | VA | 6 | 657 | Conventional Steam Coal | BIT | ST | 12 | 1969 |  |  | (OP) Operating
19876 | Virginia Electric & Power Co | 3797 | Chesterfield | Electric Utility | VA | CT7 | 142 | Natural Gas Fired Combined Cycle | NG | CT | 6 | 1990 |  |  | (OP) Operating
19876 | Virginia Electric & Power Co | 3797 | Chesterfield | Electric Utility | VA | CT8 | 140 | Natural Gas Fired Combined Cycle | NG | CT | 5 | 1992 |  |  | (OP) Operating
19876 | Virginia Electric & Power Co | 3797 | Chesterfield | Electric Utility | VA | CW7 | 55 | Natural Gas Fired Combined Cycle | NG | CA | 6 | 1990 |  |  | (OP) Operating
19876 | Virginia Electric & Power Co | 3797 | Chesterfield | Electric Utility | VA | CW8 | 60 | Natural Gas Fired Combined Cycle | NG | CA | 5 | 1992 |  |  | (OP) Operating
19876 | Virginia Electric & Power Co | 3798 | Cushaw | Electric Utility | VA | 1 | 0.4 | Conventional Hydroelectric | WAT | HY | 1 | 1930 |  |  | (OP) Operating
19876 | Virginia Electric & Power Co | 3798 | Cushaw | Electric Utility | VA | 2 | 0.4 | Conventional Hydroelectric | WAT | HY | 1 | 1930 |  |  | (OP) Operating
19876 | Virginia Electric & Power Co | 3798 | Cushaw | Electric Utility | VA | 3 | 0.4 | Conventional Hydroelectric | WAT | HY | 1 | 1930 |  |  | (OP) Operating
19876 | Virginia Electric & Power Co | 3798 | Cushaw | Electric Utility | VA | 4 | 0.4 | Conventional Hydroelectric | WAT | HY | 1 | 1930 |  |  | (OP) Operating
19876 | Virginia Electric & Power Co | 3798 | Cushaw | Electric Utility | VA | 5 | 0.4 | Conventional Hydroelectric | WAT | HY | 1 | 1930 |  |  | (OP) Operating
19876 | Virginia Electric & Power Co | 3799 | Low Moor | Electric Utility | VA | GT1 | 12 | Petroleum Liquids | DFO | GT | 7 | 1971 |  |  | (OP) Operating
19876 | Virginia Electric & Power Co | 3799 | Low Moor | Electric Utility | VA | GT2 | 12 | Petroleum Liquids | DFO | GT | 7 | 1971 |  |  | (OP) Operating
19876 | Virginia Electric & Power Co | 3799 | Low Moor | Electric Utility | VA | GT3 | 12 | Petroleum Liquids | DFO | GT | 8 | 1971 |  |  | (OP) Operating
19876 | Virginia Electric & Power Co | 3799 | Low Moor | Electric Utility | VA | GT4 | 12 | Petroleum Liquids | DFO | GT | 8 | 1971 |  |  | (OP) Operating
19876 | Virginia Electric & Power Co | 3800 | Northern Neck | Electric Utility | VA | GT1 | 12 | Petroleum Liquids | DFO | GT | 7 | 1971 |  |  | (OP) Operating
19876 | Virginia Electric & Power Co | 3800 | Northern Neck | Electric Utility | VA | GT2 | 11 | Petroleum Liquids | DFO | GT | 8 | 1971 |  |  | (OP) Operating
19876 | Virginia Electric & Power Co | 3800 | Northern Neck | Electric Utility | VA | GT3 | 12 | Petroleum Liquids | DFO | GT | 7 | 1971 |  |  | (OP) Operating
19876 | Virginia Electric & Power Co | 3800 | Northern Neck | Electric Utility | VA | GT4 | 12 | Petroleum Liquids | DFO | GT | 8 | 1971 |  |  | (OP) Operating
19876 | Virginia Electric & Power Co | 3803 | Chesapeake | Electric Utility | VA | 6 | 12 | Petroleum Liquids | DFO | GT | 7 | 1969 |  |  | (OP) Operating
19876 | Virginia Electric & Power Co | 3803 | Chesapeake | Electric Utility | VA | GT1 | 15 | Petroleum Liquids | DFO | GT | 12 | 1967 |  |  | (OP) Operating
19876 | Virginia Electric & Power Co | 3803 | Chesapeake | Electric Utility | VA | GT2 | 12 | Petroleum Liquids | DFO | GT | 3 | 1969 |  |  | (OP) Operating
19876 | Virginia Electric & Power Co | 3803 | Chesapeake | Electric Utility | VA | GT4 | 12 | Petroleum Liquids | DFO | GT | 5 | 1969 |  |  | (OP) Operating
19876 | Virginia Electric & Power Co | 3804 | Possum Point | Electric Utility | VA | 3 | 96 | Natural Gas Steam Turbine | NG | ST | 6 | 1955 |  |  | (OP) Operating
19876 | Virginia Electric & Power Co | 3804 | Possum Point | Electric Utility | VA | 4 | 220 | Natural Gas Steam Turbine | NG | ST | 4 | 1962 |  |  | (OP) Operating
19876 | Virginia Electric & Power Co | 3804 | Possum Point | Electric Utility | VA | 5 | 786 | Petroleum Liquids | RFO | ST | 6 | 1975 |  |  | (OP) Operating
19876 | Virginia Electric & Power Co | 3804 | Possum Point | Electric Utility | VA | 6A | 148.5 | Natural Gas Fired Combined Cycle | NG | CT | 7 | 2003 |  |  | (OP) Operating
19876 | Virginia Electric & Power Co | 3804 | Possum Point | Electric Utility | VA | 6B | 148.5 | Natural Gas Fired Combined Cycle | NG | CT | 7 | 2003 |  |  | (OP) Operating
19876 | Virginia Electric & Power Co | 3804 | Possum Point | Electric Utility | VA | 6ST | 262 | Natural Gas Fired Combined Cycle | NG | CA | 7 | 2003 |  |  | (OP) Operating
19876 | Virginia Electric & Power Co | 3804 | Possum Point | Electric Utility | VA | GT1 | 12 | Petroleum Liquids | DFO | GT | 5 | 1968 |  |  | (OP) Operating
19876 | Virginia Electric & Power Co | 3804 | Possum Point | Electric Utility | VA | GT2 | 12 | Petroleum Liquids | DFO | GT | 5 | 1968 |  |  | (OP) Operating
19876 | Virginia Electric & Power Co | 3804 | Possum Point | Electric Utility | VA | GT3 | 12 | Petroleum Liquids | DFO | GT | 5 | 1968 |  |  | (OP) Operating
19876 | Virginia Electric & Power Co | 3804 | Possum Point | Electric Utility | VA | GT4 | 12 | Petroleum Liquids | DFO | GT | 5 | 1968 |  |  | (OP) Operating
19876 | Virginia Electric & Power Co | 3804 | Possum Point | Electric Utility | VA | GT5 | 12 | Petroleum Liquids | DFO | GT | 5 | 1968 |  |  | (OP) Operating
19876 | Virginia Electric & Power Co | 3804 | Possum Point | Electric Utility | VA | GT6 | 12 | Petroleum Liquids | DFO | GT | 5 | 1968 |  |  | (OP) Operating
19876 | Virginia Electric & Power Co | 3806 | Surry | Electric Utility | VA | 1 | 838 | Nuclear | NUC | ST | 12 | 1972 |  |  | (OP) Operating
19876 | Virginia Electric & Power Co | 3806 | Surry | Electric Utility | VA | 2 | 838 | Nuclear | NUC | ST | 5 | 1973 |  |  | (OP) Operating
19876 | Virginia Electric & Power Co | 3809 | Yorktown | Electric Utility | VA | 1 | 159 | Conventional Steam Coal | BIT | ST | 7 | 1957 | 1 | 2017 | (OP) Operating
19876 | Virginia Electric & Power Co | 3809 | Yorktown | Electric Utility | VA | 2 | 164 | Conventional Steam Coal | BIT | ST | 1 | 1959 | 1 | 2017 | (OP) Operating
19876 | Virginia Electric & Power Co | 3809 | Yorktown | Electric Utility | VA | 3 | 790 | Petroleum Liquids | RFO | ST | 12 | 1974 |  |  | (OP) Operating
1456 | Town of Bedford - (VA) | 3821 | Snowden | Electric Utility | VA | 4 | 2.5 | Conventional Hydroelectric | WAT | HY | 8 | 1987 |  |  | (OP) Operating | [5 empty] | 0
1456 | Town of Bedford - (VA) | 3821 | Snowden | Electric Utility | VA | 5 | 2.5 | Conventional Hydroelectric | WAT | HY | 8 | 1987 |  |  | (OP) Operating | [5 empty] | 0
56834 | Intercontinental Materials Management | 3823 | West Spring Street | Electric Utility | VA | 7 | 1.5 | Petroleum Liquids | DFO | IC | 2 | 1997 |  |  | (SB) Standby/Backup: available for service but not normally used
4794 | City of Danville - (VA) | 3825 | Pinnacles | Electric Utility | VA | 1 | 3.5 | Conventional Hydroelectric | WAT | HY | 6 | 1938 |  |  | (OP) Operating
4794 | City of Danville - (VA) | 3825 | Pinnacles | Electric Utility | VA | 2 | 3.5 | Conventional Hydroelectric | WAT | HY | 6 | 1938 |  |  | (OP) Operating
4794 | City of Danville - (VA) | 3825 | Pinnacles | Electric Utility | VA | 3 | 3.5 | Conventional Hydroelectric | WAT | HY | 6 | 1938 |  |  | (OP) Operating
11770 | City of Martinsville - (VA) | 3826 | Martinsville | Electric Utility | VA | 1 | 0.3 | Conventional Hydroelectric | WAT | HY | 5 | 1932 |  |  | (OP) Operating
11770 | City of Martinsville - (VA) | 3826 | Martinsville | Electric Utility | VA | 2 | 0.9 | Conventional Hydroelectric | WAT | HY | 5 | 1932 |  |  | (OP) Operating
15619 | City of Radford - (VA) | 3827 | Radford | Electric Utility | VA | 1 | 1 | Conventional Hydroelectric | WAT | HY | 10 | 1934 |  |  | (OS) Out of service and NOT expected to return to service in next calendar year
18574 | USCE-Wilmington District | 3833 | John H Kerr | Electric Utility | VA | 1 | 13.8 | Conventional Hydroelectric | WAT | HY | 12 | 1952 |  |  | (OP) Operating
18574 | USCE-Wilmington District | 3833 | John H Kerr | Electric Utility | VA | 2 | 46.8 | Conventional Hydroelectric | WAT | HY | 11 | 1952 |  |  | (OP) Operating
18574 | USCE-Wilmington District | 3833 | John H Kerr | Electric Utility | VA | 3 | 46.8 | Conventional Hydroelectric | WAT | HY | 1 | 1953 |  |  | (OP) Operating
18574 | USCE-Wilmington District | 3833 | John H Kerr | Electric Utility | VA | 4 | 46.8 | Conventional Hydroelectric | WAT | HY | 3 | 1953 |  |  | (OP) Operating
18574 | USCE-Wilmington District | 3833 | John H Kerr | Electric Utility | VA | 5 | 46.8 | Conventional Hydroelectric | WAT | HY | 9 | 1953 |  |  | (OP) Operating
18574 | USCE-Wilmington District | 3833 | John H Kerr | Electric Utility | VA | 6 | 46.8 | Conventional Hydroelectric | WAT | HY | 10 | 1953 |  |  | (OP) Operating
18574 | USCE-Wilmington District | 3833 | John H Kerr | Electric Utility | VA | 7 | 46.8 | Conventional Hydroelectric | WAT | HY | 12 | 1953 |  |  | (OP) Operating
18574 | USCE-Wilmington District | 3833 | John H Kerr | Electric Utility | VA | A | 1 | Conventional Hydroelectric | WAT | HY | 12 | 2008 |  |  | (OP) Operating
18574 | USCE-Wilmington District | 3833 | John H Kerr | Electric Utility | VA | B | 1 | Conventional Hydroelectric | WAT | HY | 8 | 2008 |  |  | (OP) Operating
18574 | USCE-Wilmington District | 3834 | Philpott Lake | Electric Utility | VA | 1 | 7.5 | Conventional Hydroelectric | WAT | HY | 8 | 1953 |  |  | (OP) Operating
18574 | USCE-Wilmington District | 3834 | Philpott Lake | Electric Utility | VA | 2 | 7.5 | Conventional Hydroelectric | WAT | HY | 8 | 1953 |  |  | (OP) Operating
18574 | USCE-Wilmington District | 3834 | Philpott Lake | Electric Utility | VA | 3 | 0.6 | Conventional Hydroelectric | WAT | HY | 8 | 1953 |  |  | (OP) Operating
19099 | TransAlta Centralia Gen LLC | 3845 | Transalta Centralia Generation | IPP Non-CHP | WA | 1 | 670 | Conventional Steam Coal | SUB | ST | 12 | 1972 | 12 | 2020 | (OP) Operating | 2020 | 12 | 670
19099 | TransAlta Centralia Gen LLC | 3845 | Transalta Centralia Generation | IPP Non-CHP | WA | 2 | 670 | Conventional Steam Coal | SUB | ST | 7 | 1973 |  |  | (OP) Operating | 2025 | 12 | 670
14354 | PacifiCorp | 3847 | Merwin | Electric Utility | WA | 1 | 50 | Conventional Hydroelectric | WAT | HY | 1 | 1932 |  |  | (OP) Operating
14354 | PacifiCorp | 3847 | Merwin | Electric Utility | WA | 2 | 50 | Conventional Hydroelectric | WAT | HY | 12 | 1949 |  |  | (OP) Operating
14354 | PacifiCorp | 3847 | Merwin | Electric Utility | WA | 3 | 50 | Conventional Hydroelectric | WAT | HY | 9 | 1958 |  |  | (OP) Operating
14354 | PacifiCorp | 3847 | Merwin | Electric Utility | WA | House | 1 | Conventional Hydroelectric | WAT | HY | 7 | 1931 |  |  | (OP) Operating
14354 | PacifiCorp | 3850 | Swift 1 | Electric Utility | WA | HY11 | 87.9 | Conventional Hydroelectric | WAT | HY | 12 | 1958 |  |  | (OP) Operating
14354 | PacifiCorp | 3850 | Swift 1 | Electric Utility | WA | HY12 | 87.9 | Conventional Hydroelectric | WAT | HY | 12 | 1958 |  |  | (OP) Operating
14354 | PacifiCorp | 3850 | Swift 1 | Electric Utility | WA | HY13 | 87.9 | Conventional Hydroelectric | WAT | HY | 12 | 1958 |  |  | (OP) Operating
14354 | PacifiCorp | 3852 | Yale | Electric Utility | WA | 1 | 81.8 | Conventional Hydroelectric | WAT | HY | 9 | 1953 |  |  | (OP) Operating
14354 | PacifiCorp | 3852 | Yale | Electric Utility | WA | 2 | 81.8 | Conventional Hydroelectric | WAT | HY | 11 | 1953 |  |  | (OP) Operating
15500 | Puget Sound Energy Inc | 3853 | Crystal Mountain | Electric Utility | WA | 1 | 2.5 | Petroleum Liquids | DFO | IC | 12 | 1969 |  |  | (SB) Standby/Backup: available for service but not normally used
15500 | Puget Sound Energy Inc | 3854 | Electron | Electric Utility | WA | 1 | 5.7 | Conventional Hydroelectric | WAT | HY | 4 | 1904 |  |  | (OP) Operating
15500 | Puget Sound Energy Inc | 3854 | Electron | Electric Utility | WA | 2 | 5.9 | Conventional Hydroelectric | WAT | HY | 4 | 1904 |  |  | (OP) Operating
15500 | Puget Sound Energy Inc | 3854 | Electron | Electric Utility | WA | 3 | 6.3 | Conventional Hydroelectric | WAT | HY | 4 | 1904 |  |  | (OP) Operating
15500 | Puget Sound Energy Inc | 3854 | Electron | Electric Utility | WA | 4 | 7.9 | Conventional Hydroelectric | WAT | HY | 4 | 1929 |  |  | (OP) Operating
15500 | Puget Sound Energy Inc | 3855 | Lower Baker | Electric Utility | WA | 3 | 80.8 | Conventional Hydroelectric | WAT | HY | 3 | 1960 |  |  | (OP) Operating
15500 | Puget Sound Energy Inc | 3855 | Lower Baker | Electric Utility | WA | 4 | 30.4 | Conventional Hydroelectric | WAT | HY | 7 | 2013 |  |  | (OP) Operating
15500 | Puget Sound Energy Inc | 3860 | Snoqualmie | Electric Utility | WA | 1 | 1.8 | Conventional Hydroelectric | WAT | HY | 1 | 1898 |  |  | (OS) Out of service and NOT expected to return to service in next calendar year
15500 | Puget Sound Energy Inc | 3860 | Snoqualmie | Electric Utility | WA | 2 | 1.8 | Conventional Hydroelectric | WAT | HY | 1 | 1898 |  |  | (OS) Out of service and NOT expected to return to service in next calendar year
15500 | Puget Sound Energy Inc | 3860 | Snoqualmie | Electric Utility | WA | 3 | 1.8 | Conventional Hydroelectric | WAT | HY | 1 | 1898 |  |  | (OS) Out of service and NOT expected to return to service in next calendar year
15500 | Puget Sound Energy Inc | 3860 | Snoqualmie | Electric Utility | WA | 4 | 1.8 | Conventional Hydroelectric | WAT | HY | 1 | 1898 |  |  | (OS) Out of service and NOT expected to return to service in next calendar year
15500 | Puget Sound Energy Inc | 3860 | Snoqualmie | Electric Utility | WA | 5A | 5.6 | Conventional Hydroelectric | WAT | HY | 8 | 2013 |  |  | (OP) Operating
15500 | Puget Sound Energy Inc | 3861 | Upper Baker | Electric Utility | WA | 1 | 52.5 | Conventional Hydroelectric | WAT | HY | 1 | 1959 |  |  | (OP) Operating
15500 | Puget Sound Energy Inc | 3861 | Upper Baker | Electric Utility | WA | 2 | 52.5 | Conventional Hydroelectric | WAT | HY | 1 | 1959 |  |  | (OP) Operating
20169 | Avista Corp | 3866 | Little Falls (WA) | Electric Utility | WA | 1 | 9 | Conventional Hydroelectric | WAT | HY | 7 | 1910 |  |  | (OP) Operating |  |  |  | 2016 | 12 | 0.5
20169 | Avista Corp | 3866 | Little Falls (WA) | Electric Utility | WA | 2 | 9 | Conventional Hydroelectric | WAT | HY | 9 | 1910 |  |  | (OP) Operating |  |  |  | 2015 | 12 | 0.5
20169 | Avista Corp | 3866 | Little Falls (WA) | Electric Utility | WA | 3 | 9 | Conventional Hydroelectric | WAT | HY | 12 | 1910 |  |  | (OP) Operating |  |  |  | 2015 | 12 | 0.5
20169 | Avista Corp | 3866 | Little Falls (WA) | Electric Utility | WA | 4 | 9 | Conventional Hydroelectric | WAT | HY | 11 | 1911 |  |  | (OP) Operating |  |  |  | 2017 | 12 | 0.5
20169 | Avista Corp | 3867 | Long Lake | Electric Utility | WA | 1 | 22.4 | Conventional Hydroelectric | WAT | HY | 10 | 1915 |  |  | (OP) Operating
20169 | Avista Corp | 3867 | Long Lake | Electric Utility | WA | 2 | 22.5 | Conventional Hydroelectric | WAT | HY | 10 | 1915 |  |  | (OP) Operating
20169 | Avista Corp | 3867 | Long Lake | Electric Utility | WA | 3 | 22.5 | Conventional Hydroelectric | WAT | HY | 12 | 1919 |  |  | (OP) Operating
20169 | Avista Corp | 3867 | Long Lake | Electric Utility | WA | 4 | 22.1 | Conventional Hydroelectric | WAT | HY | 2 | 1924 |  |  | (OP) Operating
9143 | Hydro Technology Systems Inc | 3868 | Meyers Falls | IPP Non-CHP | WA | UN1 | 0.9 | Conventional Hydroelectric | WAT | HY | 6 | 1915 |  |  | (OP) Operating
9143 | Hydro Technology Systems Inc | 3868 | Meyers Falls | IPP Non-CHP | WA | UN2 | 0.3 | Conventional Hydroelectric | WAT | HY | 6 | 1915 |  |  | (OP) Operating
20169 | Avista Corp | 3869 | Nine Mile | Electric Utility | WA | 3N | 8 | Conventional Hydroelectric | WAT | HY | 6 | 1994 |  |  | (OP) Operating
20169 | Avista Corp | 3869 | Nine Mile | Electric Utility | WA | 4N | 8 | Conventional Hydroelectric | WAT | HY | 6 | 1994 |  |  | (OP) Operating
3295 | City of Centralia - (WA) | 3878 | Yelm | Electric Utility | WA | 1 | 2.7 | Conventional Hydroelectric | WAT | HY | 88 | 1930 |  |  | (OP) Operating
3295 | City of Centralia - (WA) | 3878 | Yelm | Electric Utility | WA | 2 | 2.7 | Conventional Hydroelectric | WAT | HY | 88 | 1930 |  |  | (OP) Operating
3295 | City of Centralia - (WA) | 3878 | Yelm | Electric Utility | WA | 3 | 6 | Conventional Hydroelectric | WAT | HY | 88 | 1955 |  |  | (OP) Operating
3413 | PUD No 1 of Chelan County | 3883 | Rocky Reach | Electric Utility | WA | C-1 | 104.9 | Conventional Hydroelectric | WAT | HY | 6 | 1961 |  |  | (OP) Operating
3413 | PUD No 1 of Chelan County | 3883 | Rocky Reach | Electric Utility | WA | C-10 | 129.9 | Conventional Hydroelectric | WAT | HY | 1 | 1974 |  |  | (OP) Operating
3413 | PUD No 1 of Chelan County | 3883 | Rocky Reach | Electric Utility | WA | C-11 | 129.9 | Conventional Hydroelectric | WAT | HY | 2 | 1974 |  |  | (OP) Operating
3413 | PUD No 1 of Chelan County | 3883 | Rocky Reach | Electric Utility | WA | C-2 | 104.9 | Conventional Hydroelectric | WAT | HY | 6 | 1961 |  |  | (OP) Operating
3413 | PUD No 1 of Chelan County | 3883 | Rocky Reach | Electric Utility | WA | C-3 | 104.9 | Conventional Hydroelectric | WAT | HY | 6 | 1961 |  |  | (OP) Operating
3413 | PUD No 1 of Chelan County | 3883 | Rocky Reach | Electric Utility | WA | C-4 | 104.9 | Conventional Hydroelectric | WAT | HY | 8 | 1961 |  |  | (OP) Operating
3413 | PUD No 1 of Chelan County | 3883 | Rocky Reach | Electric Utility | WA | C-5 | 104.9 | Conventional Hydroelectric | WAT | HY | 8 | 1961 |  |  | (OP) Operating
3413 | PUD No 1 of Chelan County | 3883 | Rocky Reach | Electric Utility | WA | C-6 | 104.9 | Conventional Hydroelectric | WAT | HY | 8 | 1961 |  |  | (OP) Operating
3413 | PUD No 1 of Chelan County | 3883 | Rocky Reach | Electric Utility | WA | C-7 | 104.9 | Conventional Hydroelectric | WAT | HY | 9 | 1961 |  |  | (OP) Operating
3413 | PUD No 1 of Chelan County | 3883 | Rocky Reach | Electric Utility | WA | C-8 | 129.9 | Conventional Hydroelectric | WAT | HY | 8 | 1973 |  |  | (OP) Operating
3413 | PUD No 1 of Chelan County | 3883 | Rocky Reach | Electric Utility | WA | C-9 | 129.9 | Conventional Hydroelectric | WAT | HY | 11 | 1973 |  |  | (OP) Operating
5326 | PUD No 1 of Douglas County | 3886 | Wells | Electric Utility | WA | U-1 | 84 | Conventional Hydroelectric | WAT | HY | 9 | 1967 |  |  | (OP) Operating
5326 | PUD No 1 of Douglas County | 3886 | Wells | Electric Utility | WA | U-10 | 84 | Conventional Hydroelectric | WAT | HY | 1 | 1969 |  |  | (OP) Operating
5326 | PUD No 1 of Douglas County | 3886 | Wells | Electric Utility | WA | U-2 | 84 | Conventional Hydroelectric | WAT | HY | 10 | 1967 |  |  | (OP) Operating
5326 | PUD No 1 of Douglas County | 3886 | Wells | Electric Utility | WA | U-3 | 84 | Conventional Hydroelectric | WAT | HY | 9 | 1967 |  |  | (OP) Operating
5326 | PUD No 1 of Douglas County | 3886 | Wells | Electric Utility | WA | U-4 | 84 | Conventional Hydroelectric | WAT | HY | 9 | 1967 |  |  | (OP) Operating
5326 | PUD No 1 of Douglas County | 3886 | Wells | Electric Utility | WA | U-5 | 84 | Conventional Hydroelectric | WAT | HY | 9 | 1967 |  |  | (OP) Operating
5326 | PUD No 1 of Douglas County | 3886 | Wells | Electric Utility | WA | U-6 | 84 | Conventional Hydroelectric | WAT | HY | 9 | 1967 |  |  | (OP) Operating
5326 | PUD No 1 of Douglas County | 3886 | Wells | Electric Utility | WA | U-7 | 84 | Conventional Hydroelectric | WAT | HY | 9 | 1967 |  |  | (OA) Out of service but expected to return to service in next calendar year
5326 | PUD No 1 of Douglas County | 3886 | Wells | Electric Utility | WA | U-8 | 84 | Conventional Hydroelectric | WAT | HY | 10 | 1968 |  |  | (OP) Operating
5326 | PUD No 1 of Douglas County | 3886 | Wells | Electric Utility | WA | U-9 | 84 | Conventional Hydroelectric | WAT | HY | 1 | 1969 |  |  | (OP) Operating
14624 | PUD No 2 of Grant County | 3887 | Priest Rapids | Electric Utility | WA | 1 | 95 | Conventional Hydroelectric | WAT | HY | 7 | 1961 |  |  | (OP) Operating
14624 | PUD No 2 of Grant County | 3887 | Priest Rapids | Electric Utility | WA | 10 | 95 | Conventional Hydroelectric | WAT | HY | 11 | 1959 |  |  | (OP) Operating
14624 | PUD No 2 of Grant County | 3887 | Priest Rapids | Electric Utility | WA | 2 | 97.8 | Conventional Hydroelectric | WAT | HY | 5 | 1961 |  |  | (OP) Operating
14624 | PUD No 2 of Grant County | 3887 | Priest Rapids | Electric Utility | WA | 3 | 95 | Conventional Hydroelectric | WAT | HY | 9 | 1960 |  |  | (OP) Operating
14624 | PUD No 2 of Grant County | 3887 | Priest Rapids | Electric Utility | WA | 4 | 95 | Conventional Hydroelectric | WAT | HY | 9 | 1960 |  |  | (OP) Operating
14624 | PUD No 2 of Grant County | 3887 | Priest Rapids | Electric Utility | WA | 5 | 95 | Conventional Hydroelectric | WAT | HY | 4 | 1960 |  |  | (OP) Operating
14624 | PUD No 2 of Grant County | 3887 | Priest Rapids | Electric Utility | WA | 6 | 95 | Conventional Hydroelectric | WAT | HY | 2 | 1960 |  |  | (OP) Operating
14624 | PUD No 2 of Grant County | 3887 | Priest Rapids | Electric Utility | WA | 7 | 95 | Conventional Hydroelectric | WAT | HY | 1 | 1960 |  |  | (OP) Operating
14624 | PUD No 2 of Grant County | 3887 | Priest Rapids | Electric Utility | WA | 8 | 95 | Conventional Hydroelectric | WAT | HY | 12 | 1959 |  |  | (OP) Operating
14624 | PUD No 2 of Grant County | 3887 | Priest Rapids | Electric Utility | WA | 9 | 97.8 | Conventional Hydroelectric | WAT | HY | 10 | 1959 |  |  | (OP) Operating
14624 | PUD No 2 of Grant County | 3888 | Wanapum | Electric Utility | WA | 10A | 122 | Conventional Hydroelectric | WAT | HY | 6 | 2014 |  |  | (OP) Operating
14624 | PUD No 2 of Grant County | 3888 | Wanapum | Electric Utility | WA | 1A | 122 | Conventional Hydroelectric | WAT | HY | 10 | 2013 |  |  | (OP) Operating
14624 | PUD No 2 of Grant County | 3888 | Wanapum | Electric Utility | WA | 2A | 122 | Conventional Hydroelectric | WAT | HY | 12 | 2012 |  |  | (OP) Operating
14624 | PUD No 2 of Grant County | 3888 | Wanapum | Electric Utility | WA | 3 | 103.8 | Conventional Hydroelectric | WAT | HY | 6 | 1963 | 8 | 2017 | (OP) Operating
14624 | PUD No 2 of Grant County | 3888 | Wanapum | Electric Utility | WA | 4 | 103.8 | Conventional Hydroelectric | WAT | HY | 9 | 1963 | 8 | 2017 | (OP) Operating
14624 | PUD No 2 of Grant County | 3888 | Wanapum | Electric Utility | WA | 5A | 122 | Conventional Hydroelectric | WAT | HY | 2 | 2012 |  |  | (OP) Operating
14624 | PUD No 2 of Grant County | 3888 | Wanapum | Electric Utility | WA | 7A | 122 | Conventional Hydroelectric | WAT | HY | 4 | 2011 |  |  | (OP) Operating
14624 | PUD No 2 of Grant County | 3888 | Wanapum | Electric Utility | WA | 8 | 103.8 | Conventional Hydroelectric | WAT | HY | 12 | 1963 | 8 | 2019 | (OP) Operating | [5 empty] | 0
14624 | PUD No 2 of Grant County | 3888 | Wanapum | Electric Utility | WA | 9A | 122 | Conventional Hydroelectric | WAT | HY | 6 | 2015 |  |  | (OP) Operating
14653 | PUD No 1 of Pend Oreille County | 3891 | Box Canyon | Electric Utility | WA | 1 | 22.5 | Conventional Hydroelectric | WAT | HY | 6 | 1955 |  |  | (OA) Out of service but expected to return to service in next calendar year
14653 | PUD No 1 of Pend Oreille County | 3891 | Box Canyon | Electric Utility | WA | 2 | 22.5 | Conventional Hydroelectric | WAT | HY | 7 | 1955 |  |  | (OP) Operating
14653 | PUD No 1 of Pend Oreille County | 3891 | Box Canyon | Electric Utility | WA | 3 | 22.5 | Conventional Hydroelectric | WAT | HY | 8 | 1955 |  |  | (OP) Operating
14653 | PUD No 1 of Pend Oreille County | 3891 | Box Canyon | Electric Utility | WA | 4 | 22.5 | Conventional Hydroelectric | WAT | HY | 8 | 1955 |  |  | (OP) Operating
19400 | USACE Northwestern Division | 3895 | The Dalles | Electric Utility | OR | 1 | 78 | Conventional Hydroelectric | WAT | HY | 10 | 1957 |  |  | (OP) Operating
19400 | USACE Northwestern Division | 3895 | The Dalles | Electric Utility | OR | 10 | 78 | Conventional Hydroelectric | WAT | HY | 11 | 1959 |  |  | (OP) Operating
19400 | USACE Northwestern Division | 3895 | The Dalles | Electric Utility | OR | 11 | 78 | Conventional Hydroelectric | WAT | HY | 2 | 1960 |  |  | (OP) Operating
19400 | USACE Northwestern Division | 3895 | The Dalles | Electric Utility | OR | 12 | 78 | Conventional Hydroelectric | WAT | HY | 5 | 1960 |  |  | (OP) Operating
19400 | USACE Northwestern Division | 3895 | The Dalles | Electric Utility | OR | 13 | 78 | Conventional Hydroelectric | WAT | HY | 8 | 1960 |  |  | (OP) Operating
19400 | USACE Northwestern Division | 3895 | The Dalles | Electric Utility | OR | 14 | 78 | Conventional Hydroelectric | WAT | HY | 11 | 1960 |  |  | (OP) Operating
19400 | USACE Northwestern Division | 3895 | The Dalles | Electric Utility | OR | 15 | 86 | Conventional Hydroelectric | WAT | HY | 2 | 1973 |  |  | (OP) Operating
19400 | USACE Northwestern Division | 3895 | The Dalles | Electric Utility | OR | 16 | 86 | Conventional Hydroelectric | WAT | HY | 2 | 1973 |  |  | (OP) Operating
19400 | USACE Northwestern Division | 3895 | The Dalles | Electric Utility | OR | 17 | 86 | Conventional Hydroelectric | WAT | HY | 3 | 1973 |  |  | (OP) Operating
19400 | USACE Northwestern Division | 3895 | The Dalles | Electric Utility | OR | 18 | 86 | Conventional Hydroelectric | WAT | HY | 3 | 1973 |  |  | (OP) Operating
19400 | USACE Northwestern Division | 3895 | The Dalles | Electric Utility | OR | 19 | 86 | Conventional Hydroelectric | WAT | HY | 5 | 1973 |  |  | (OP) Operating
19400 | USACE Northwestern Division | 3895 | The Dalles | Electric Utility | OR | 2 | 78 | Conventional Hydroelectric | WAT | HY | 11 | 1957 |  |  | (OP) Operating
19400 | USACE Northwestern Division | 3895 | The Dalles | Electric Utility | OR | 20 | 86 | Conventional Hydroelectric | WAT | HY | 6 | 1973 |  |  | (OP) Operating
19400 | USACE Northwestern Division | 3895 | The Dalles | Electric Utility | OR | 21 | 86 | Conventional Hydroelectric | WAT | HY | 11 | 1973 |  |  | (OP) Operating
19400 | USACE Northwestern Division | 3895 | The Dalles | Electric Utility | OR | 22 | 86 | Conventional Hydroelectric | WAT | HY | 12 | 1973 |  |  | (OP) Operating
19400 | USACE Northwestern Division | 3895 | The Dalles | Electric Utility | OR | 3 | 78 | Conventional Hydroelectric | WAT | HY | 2 | 1958 |  |  | (OP) Operating
19400 | USACE Northwestern Division | 3895 | The Dalles | Electric Utility | OR | 4 | 78 | Conventional Hydroelectric | WAT | HY | 5 | 1958 |  |  | (OP) Operating
19400 | USACE Northwestern Division | 3895 | The Dalles | Electric Utility | OR | 5 | 92.7 | Conventional Hydroelectric | WAT | HY | 10 | 1958 |  |  | (OP) Operating
19400 | USACE Northwestern Division | 3895 | The Dalles | Electric Utility | OR | 6 | 78 | Conventional Hydroelectric | WAT | HY | 11 | 1958 |  |  | (OP) Operating
19400 | USACE Northwestern Division | 3895 | The Dalles | Electric Utility | OR | 7 | 78 | Conventional Hydroelectric | WAT | HY | 2 | 1959 |  |  | (OP) Operating
19400 | USACE Northwestern Division | 3895 | The Dalles | Electric Utility | OR | 8 | 78 | Conventional Hydroelectric | WAT | HY | 5 | 1959 |  |  | (OP) Operating
19400 | USACE Northwestern Division | 3895 | The Dalles | Electric Utility | OR | 9 | 78 | Conventional Hydroelectric | WAT | HY | 11 | 1959 |  |  | (OP) Operating
19400 | USACE Northwestern Division | 3895 | The Dalles | Electric Utility | OR | F1 | 14 | Conventional Hydroelectric | WAT | HY | 6 | 1957 |  |  | (OA) Out of service but expected to return to service in next calendar year
19400 | USACE Northwestern Division | 3895 | The Dalles | Electric Utility | OR | F2 | 14 | Conventional Hydroelectric | WAT | HY | 7 | 1957 |  |  | (OA) Out of service but expected to return to service in next calendar year
18429 | City of Tacoma - (WA) | 3913 | Alder | Electric Utility | WA | 11 | 25.2 | Conventional Hydroelectric | WAT | HY | 5 | 1947 |  |  | (OP) Operating
18429 | City of Tacoma - (WA) | 3913 | Alder | Electric Utility | WA | 12 | 25.2 | Conventional Hydroelectric | WAT | HY | 12 | 1945 |  |  | (OP) Operating
18429 | City of Tacoma - (WA) | 3914 | Cushman 1 | Electric Utility | WA | 21 | 26.7 | Conventional Hydroelectric | WAT | HY | 6 | 1926 |  |  | (OP) Operating
18429 | City of Tacoma - (WA) | 3914 | Cushman 1 | Electric Utility | WA | 22 | 26.7 | Conventional Hydroelectric | WAT | HY | 7 | 1926 |  |  | (OP) Operating
18429 | City of Tacoma - (WA) | 3915 | Cushman 2 | Electric Utility | WA | 31 | 30 | Conventional Hydroelectric | WAT | HY | 12 | 1930 |  |  | (OP) Operating
18429 | City of Tacoma - (WA) | 3915 | Cushman 2 | Electric Utility | WA | 32 | 30 | Conventional Hydroelectric | WAT | HY | 8 | 1931 |  |  | (OP) Operating
18429 | City of Tacoma - (WA) | 3915 | Cushman 2 | Electric Utility | WA | 33 | 30 | Conventional Hydroelectric | WAT | HY | 12 | 1952 |  |  | (OP) Operating
18429 | City of Tacoma - (WA) | 3915 | Cushman 2 | Electric Utility | WA | 34 | 1.8 | Conventional Hydroelectric | WAT | HY | 3 | 2013 |  |  | (OP) Operating
18429 | City of Tacoma - (WA) | 3915 | Cushman 2 | Electric Utility | WA | 35 | 1.8 | Conventional Hydroelectric | WAT | HY | 3 | 2013 |  |  | (OP) Operating
18429 | City of Tacoma - (WA) | 3916 | LaGrande | Electric Utility | WA | 1 | 6 | Conventional Hydroelectric | WAT | HY | 11 | 1912 |  |  | (OP) Operating
18429 | City of Tacoma - (WA) | 3916 | LaGrande | Electric Utility | WA | 2 | 6 | Conventional Hydroelectric | WAT | HY | 11 | 1912 |  |  | (OP) Operating
18429 | City of Tacoma - (WA) | 3916 | LaGrande | Electric Utility | WA | 3 | 6 | Conventional Hydroelectric | WAT | HY | 11 | 1912 |  |  | (OP) Operating
18429 | City of Tacoma - (WA) | 3916 | LaGrande | Electric Utility | WA | 4 | 6 | Conventional Hydroelectric | WAT | HY | 11 | 1912 |  |  | (OP) Operating
18429 | City of Tacoma - (WA) | 3916 | LaGrande | Electric Utility | WA | 5 | 40 | Conventional Hydroelectric | WAT | HY | 9 | 1945 |  |  | (OP) Operating
18429 | City of Tacoma - (WA) | 3917 | Mayfield | Electric Utility | WA | 41 | 41 | Conventional Hydroelectric | WAT | HY | 5 | 1983 |  |  | (OP) Operating
18429 | City of Tacoma - (WA) | 3917 | Mayfield | Electric Utility | WA | 42 | 41 | Conventional Hydroelectric | WAT | HY | 3 | 1963 |  |  | (OP) Operating
18429 | City of Tacoma - (WA) | 3917 | Mayfield | Electric Utility | WA | 43 | 41 | Conventional Hydroelectric | WAT | HY | 4 | 1963 |  |  | (OP) Operating
18429 | City of Tacoma - (WA) | 3917 | Mayfield | Electric Utility | WA | 44 | 41 | Conventional Hydroelectric | WAT | HY | 6 | 1963 |  |  | (OP) Operating
18429 | City of Tacoma - (WA) | 3918 | Mossyrock | Electric Utility | WA | 51 | 203.4 | Conventional Hydroelectric | WAT | HY | 11 | 1968 |  |  | (OP) Operating
18429 | City of Tacoma - (WA) | 3918 | Mossyrock | Electric Utility | WA | 52 | 168 | Conventional Hydroelectric | WAT | HY | 10 | 1968 |  |  | (OP) Operating
19400 | USACE Northwestern Division | 3921 | Chief Joseph | Electric Utility | WA | 1 | 88.2 | Conventional Hydroelectric | WAT | HY | 10 | 1958 |  |  | (OP) Operating
19400 | USACE Northwestern Division | 3921 | Chief Joseph | Electric Utility | WA | 10 | 88.2 | Conventional Hydroelectric | WAT | HY | 9 | 1955 |  |  | (OP) Operating
19400 | USACE Northwestern Division | 3921 | Chief Joseph | Electric Utility | WA | 11 | 88.2 | Conventional Hydroelectric | WAT | HY | 9 | 1955 |  |  | (OP) Operating
19400 | USACE Northwestern Division | 3921 | Chief Joseph | Electric Utility | WA | 12 | 88.2 | Conventional Hydroelectric | WAT | HY | 9 | 1955 |  |  | (OP) Operating
19400 | USACE Northwestern Division | 3921 | Chief Joseph | Electric Utility | WA | 13 | 88.2 | Conventional Hydroelectric | WAT | HY | 2 | 1957 |  |  | (OP) Operating
19400 | USACE Northwestern Division | 3921 | Chief Joseph | Electric Utility | WA | 14 | 88.2 | Conventional Hydroelectric | WAT | HY | 7 | 1957 |  |  | (OP) Operating
19400 | USACE Northwestern Division | 3921 | Chief Joseph | Electric Utility | WA | 15 | 88.2 | Conventional Hydroelectric | WAT | HY | 9 | 1957 |  |  | (OA) Out of service but expected to return to service in next calendar year
19400 | USACE Northwestern Division | 3921 | Chief Joseph | Electric Utility | WA | 16 | 88.2 | Conventional Hydroelectric | WAT | HY | 11 | 1957 |  |  | (OP) Operating
19400 | USACE Northwestern Division | 3921 | Chief Joseph | Electric Utility | WA | 17 | 95 | Conventional Hydroelectric | WAT | HY | 7 | 1977 |  |  | (OP) Operating
19400 | USACE Northwestern Division | 3921 | Chief Joseph | Electric Utility | WA | 18 | 95 | Conventional Hydroelectric | WAT | HY | 8 | 1977 |  |  | (OP) Operating
19400 | USACE Northwestern Division | 3921 | Chief Joseph | Electric Utility | WA | 19 | 95 | Conventional Hydroelectric | WAT | HY | 11 | 1977 |  |  | (OA) Out of service but expected to return to service in next calendar year
19400 | USACE Northwestern Division | 3921 | Chief Joseph | Electric Utility | WA | 2 | 88.2 | Conventional Hydroelectric | WAT | HY | 7 | 1958 |  |  | (OP) Operating
19400 | USACE Northwestern Division | 3921 | Chief Joseph | Electric Utility | WA | 20 | 95 | Conventional Hydroelectric | WAT | HY | 6 | 1978 |  |  | (OP) Operating
19400 | USACE Northwestern Division | 3921 | Chief Joseph | Electric Utility | WA | 21 | 95 | Conventional Hydroelectric | WAT | HY | 6 | 1978 |  |  | (OP) Operating
19400 | USACE Northwestern Division | 3921 | Chief Joseph | Electric Utility | WA | 22 | 95 | Conventional Hydroelectric | WAT | HY | 6 | 1978 |  |  | (OP) Operating
19400 | USACE Northwestern Division | 3921 | Chief Joseph | Electric Utility | WA | 23 | 95 | Conventional Hydroelectric | WAT | HY | 9 | 1978 |  |  | (OP) Operating
19400 | USACE Northwestern Division | 3921 | Chief Joseph | Electric Utility | WA | 24 | 95 | Conventional Hydroelectric | WAT | HY | 1 | 1979 |  |  | (OP) Operating
19400 | USACE Northwestern Division | 3921 | Chief Joseph | Electric Utility | WA | 25 | 95 | Conventional Hydroelectric | WAT | HY | 1 | 1979 |  |  | (OP) Operating
19400 | USACE Northwestern Division | 3921 | Chief Joseph | Electric Utility | WA | 26 | 95 | Conventional Hydroelectric | WAT | HY | 2 | 1979 |  |  | (OP) Operating
19400 | USACE Northwestern Division | 3921 | Chief Joseph | Electric Utility | WA | 27 | 95 | Conventional Hydroelectric | WAT | HY | 5 | 1979 |  |  | (OP) Operating
19400 | USACE Northwestern Division | 3921 | Chief Joseph | Electric Utility | WA | 3 | 88.2 | Conventional Hydroelectric | WAT | HY | 5 | 1958 |  |  | (OP) Operating
19400 | USACE Northwestern Division | 3921 | Chief Joseph | Electric Utility | WA | 4 | 88.2 | Conventional Hydroelectric | WAT | HY | 2 | 1958 |  |  | (OA) Out of service but expected to return to service in next calendar year
19400 | USACE Northwestern Division | 3921 | Chief Joseph | Electric Utility | WA | 5 | 88.2 | Conventional Hydroelectric | WAT | HY | 2 | 1957 |  |  | (OP) Operating
19400 | USACE Northwestern Division | 3921 | Chief Joseph | Electric Utility | WA | 6 | 88.2 | Conventional Hydroelectric | WAT | HY | 12 | 1956 |  |  | (OP) Operating
19400 | USACE Northwestern Division | 3921 | Chief Joseph | Electric Utility | WA | 7 | 88.2 | Conventional Hydroelectric | WAT | HY | 11 | 1956 |  |  | (OP) Operating
19400 | USACE Northwestern Division | 3921 | Chief Joseph | Electric Utility | WA | 8 | 88.2 | Conventional Hydroelectric | WAT | HY | 9 | 1956 |  |  | (OP) Operating
19400 | USACE Northwestern Division | 3921 | Chief Joseph | Electric Utility | WA | 9 | 88.2 | Conventional Hydroelectric | WAT | HY | 12 | 1955 |  |  | (OP) Operating
19400 | USACE Northwestern Division | 3925 | Ice Harbor | Electric Utility | WA | 1 | 90 | Conventional Hydroelectric | WAT | HY | 1 | 1962 |  |  | (OA) Out of service but expected to return to service in next calendar year
19400 | USACE Northwestern Division | 3925 | Ice Harbor | Electric Utility | WA | 2 | 90 | Conventional Hydroelectric | WAT | HY | 3 | 1962 |  |  | (OP) Operating
19400 | USACE Northwestern Division | 3925 | Ice Harbor | Electric Utility | WA | 3 | 90 | Conventional Hydroelectric | WAT | HY | 3 | 1962 |  |  | (OA) Out of service but expected to return to service in next calendar year
19400 | USACE Northwestern Division | 3925 | Ice Harbor | Electric Utility | WA | 4 | 111 | Conventional Hydroelectric | WAT | HY | 12 | 1975 |  |  | (OP) Operating
19400 | USACE Northwestern Division | 3925 | Ice Harbor | Electric Utility | WA | 5 | 111 | Conventional Hydroelectric | WAT | HY | 12 | 1975 |  |  | (OP) Operating
19400 | USACE Northwestern Division | 3925 | Ice Harbor | Electric Utility | WA | 6 | 111 | Conventional Hydroelectric | WAT | HY | 2 | 1976 |  |  | (OP) Operating
19400 | USACE Northwestern Division | 3926 | Little Goose | Electric Utility | WA | 1 | 135 | Conventional Hydroelectric | WAT | HY | 4 | 1970 |  |  | (OP) Operating
19400 | USACE Northwestern Division | 3926 | Little Goose | Electric Utility | WA | 2 | 135 | Conventional Hydroelectric | WAT | HY | 4 | 1970 |  |  | (OP) Operating
19400 | USACE Northwestern Division | 3926 | Little Goose | Electric Utility | WA | 3 | 135 | Conventional Hydroelectric | WAT | HY | 1 | 1971 |  |  | (OA) Out of service but expected to return to service in next calendar year
19400 | USACE Northwestern Division | 3926 | Little Goose | Electric Utility | WA | 4 | 135 | Conventional Hydroelectric | WAT | HY | 2 | 1978 |  |  | (OP) Operating
19400 | USACE Northwestern Division | 3926 | Little Goose | Electric Utility | WA | 5 | 135 | Conventional Hydroelectric | WAT | HY | 6 | 1978 |  |  | (OP) Operating
19400 | USACE Northwestern Division | 3926 | Little Goose | Electric Utility | WA | 6 | 135 | Conventional Hydroelectric | WAT | HY | 6 | 1978 |  |  | (OP) Operating
19400 | USACE Northwestern Division | 3927 | Lower Monumental | Electric Utility | WA | 1 | 119 | Conventional Hydroelectric | WAT | HY | 6 | 1969 |  |  | (OA) Out of service but expected to return to service in next calendar year |  |  |  | 2016 | 9 | 16
19400 | USACE Northwestern Division | 3927 | Lower Monumental | Electric Utility | WA | 2 | 135 | Conventional Hydroelectric | WAT | HY | 10 | 1969 |  |  | (OA) Out of service but expected to return to service in next calendar year
19400 | USACE Northwestern Division | 3927 | Lower Monumental | Electric Utility | WA | 3 | 135 | Conventional Hydroelectric | WAT | HY | 2 | 1970 |  |  | (OP) Operating
19400 | USACE Northwestern Division | 3927 | Lower Monumental | Electric Utility | WA | 4 | 135 | Conventional Hydroelectric | WAT | HY | 3 | 1979 |  |  | (OP) Operating
19400 | USACE Northwestern Division | 3927 | Lower Monumental | Electric Utility | WA | 5 | 135 | Conventional Hydroelectric | WAT | HY | 4 | 1979 |  |  | (OP) Operating
19400 | USACE Northwestern Division | 3927 | Lower Monumental | Electric Utility | WA | 6 | 135 | Conventional Hydroelectric | WAT | HY | 7 | 1979 |  |  | (OP) Operating
20160 | Energy Northwest | 3929 | Packwood | Electric Utility | WA | 1 | 26 | Conventional Hydroelectric | WAT | HY | 4 | 1964 |  |  | (OP) Operating
733 | Appalachian Power Co | 3935 | John E Amos | Electric Utility | WV | 1 | 800 | Conventional Steam Coal | BIT | ST | 9 | 1971 |  |  | (OP) Operating
733 | Appalachian Power Co | 3935 | John E Amos | Electric Utility | WV | 2 | 800 | Conventional Steam Coal | BIT | ST | 6 | 1972 |  |  | (OP) Operating
733 | Appalachian Power Co | 3935 | John E Amos | Electric Utility | WV | 3 | 1300 | Conventional Steam Coal | BIT | ST | 10 | 1973 |  |  | (OP) Operating
733 | Appalachian Power Co | 3936 | Kanawha River | Electric Utility | WV | 1 | 200 | Conventional Steam Coal | BIT | ST | 7 | 1953 | 10 | 2015 | (OP) Operating
733 | Appalachian Power Co | 3936 | Kanawha River | Electric Utility | WV | 2 | 200 | Conventional Steam Coal | BIT | ST | 12 | 1953 | 10 | 2015 | (OP) Operating
733 | Appalachian Power Co | 3938 | Philip Sporn | Electric Utility | WV | 1 | 145 | Conventional Steam Coal | BIT | ST | 1 | 1950 | 10 | 2015 | (OP) Operating
733 | Appalachian Power Co | 3938 | Philip Sporn | Electric Utility | WV | 2 | 145 | Conventional Steam Coal | BIT | ST | 7 | 1950 | 10 | 2015 | (OP) Operating
733 | Appalachian Power Co | 3938 | Philip Sporn | Electric Utility | WV | 3 | 145 | Conventional Steam Coal | BIT | ST | 8 | 1951 | 10 | 2015 | (OP) Operating
733 | Appalachian Power Co | 3938 | Philip Sporn | Electric Utility | WV | 4 | 145 | Conventional Steam Coal | BIT | ST | 2 | 1952 | 10 | 2015 | (OP) Operating
12796 | Monongahela Power Co | 3943 | FirstEnergy Fort Martin Power Station | Electric Utility | WV | 1 | 552 | Conventional Steam Coal | BIT | ST | 10 | 1967 |  |  | (OP) Operating
12796 | Monongahela Power Co | 3943 | FirstEnergy Fort Martin Power Station | Electric Utility | WV | 2 | 546 | Conventional Steam Coal | BIT | ST | 12 | 1968 |  |  | (OP) Operating
23279 | Allegheny Energy Supply Co LLC | 3944 | FirstEnergy Harrison Power Station | Electric Utility | WV | 1 | 652 | Conventional Steam Coal | BIT | ST | 12 | 1972 |  |  | (OP) Operating
23279 | Allegheny Energy Supply Co LLC | 3944 | FirstEnergy Harrison Power Station | Electric Utility | WV | 2 | 651 | Conventional Steam Coal | BIT | ST | 12 | 1973 |  |  | (OP) Operating
23279 | Allegheny Energy Supply Co LLC | 3944 | FirstEnergy Harrison Power Station | Electric Utility | WV | 3 | 651 | Conventional Steam Coal | BIT | ST | 12 | 1974 |  |  | (OP) Operating
22053 | Kentucky Power Co | 3948 | Mitchell (WV) | Electric Utility | WV | 1 | 770 | Conventional Steam Coal | BIT | ST | 5 | 1971 |  |  | (OP) Operating
22053 | Kentucky Power Co | 3948 | Mitchell (WV) | Electric Utility | WV | 2 | 790 | Conventional Steam Coal | BIT | ST | 5 | 1971 |  |  | (OP) Operating
19876 | Virginia Electric & Power Co | 3954 | Mt Storm | Electric Utility | WV | 1 | 554 | Conventional Steam Coal | BIT | ST | 9 | 1965 |  |  | (OP) Operating
19876 | Virginia Electric & Power Co | 3954 | Mt Storm | Electric Utility | WV | 2 | 555 | Conventional Steam Coal | BIT | ST | 7 | 1966 |  |  | (OP) Operating
19876 | Virginia Electric & Power Co | 3954 | Mt Storm | Electric Utility | WV | 3 | 520 | Conventional Steam Coal | BIT | ST | 12 | 1973 |  |  | (OP) Operating
19876 | Virginia Electric & Power Co | 3954 | Mt Storm | Electric Utility | WV | JF1 | 11 | Petroleum Liquids | JF | GT | 10 | 1967 |  |  | (OP) Operating
4247 | Consolidated Water Power Co | 3971 | Biron | Electric Utility | WI | 1 | 1.3 | Conventional Hydroelectric | WAT | HY | 1 | 1921 |  |  | (OP) Operating
4247 | Consolidated Water Power Co | 3971 | Biron | Electric Utility | WI | 2 | 1.3 | Conventional Hydroelectric | WAT | HY | 1 | 1921 |  |  | (OP) Operating
4247 | Consolidated Water Power Co | 3971 | Biron | Electric Utility | WI | 3 | 0.4 | Conventional Hydroelectric | WAT | HY | 1 | 1916 |  |  | (OS) Out of service and NOT expected to return to service in next calendar year
4247 | Consolidated Water Power Co | 3971 | Biron | Electric Utility | WI | 4 | 0.4 | Conventional Hydroelectric | WAT | HY | 1 | 1896 |  |  | (OS) Out of service and NOT expected to return to service in next calendar year
4247 | Consolidated Water Power Co | 3971 | Biron | Electric Utility | WI | 5 | 0.4 | Conventional Hydroelectric | WAT | HY | 1 | 1896 |  |  | (OS) Out of service and NOT expected to return to service in next calendar year
4247 | Consolidated Water Power Co | 3971 | Biron | Electric Utility | WI | 6 | 0.4 | Conventional Hydroelectric | WAT | HY | 1 | 1896 |  |  | (OP) Operating
4247 | Consolidated Water Power Co | 3971 | Biron | Electric Utility | WI | 7 | 0.4 | Conventional Hydroelectric | WAT | HY | 1 | 1896 |  |  | (OS) Out of service and NOT expected to return to service in next calendar year
4247 | Consolidated Water Power Co | 3971 | Biron | Electric Utility | WI | 9 | 0.8 | Conventional Hydroelectric | WAT | HY | 1 | 1896 |  |  | (OP) Operating
4247 | Consolidated Water Power Co | 3972 | Du Bay | Electric Utility | WI | 1 | 1.2 | Conventional Hydroelectric | WAT | HY | 1 | 1942 |  |  | (OP) Operating
4247 | Consolidated Water Power Co | 3972 | Du Bay | Electric Utility | WI | 2 | 2 | Conventional Hydroelectric | WAT | HY | 1 | 1942 |  |  | (OP) Operating
4247 | Consolidated Water Power Co | 3972 | Du Bay | Electric Utility | WI | 3 | 2 | Conventional Hydroelectric | WAT | HY | 1 | 1942 |  |  | (OP) Operating
4247 | Consolidated Water Power Co | 3972 | Du Bay | Electric Utility | WI | 4 | 2 | Conventional Hydroelectric | WAT | HY | 1 | 1942 |  |  | (OP) Operating
4247 | Consolidated Water Power Co | 3973 | Stevens Point | Electric Utility | WI | 1 | 0.8 | Conventional Hydroelectric | WAT | HY | 1 | 1918 |  |  | (OP) Operating
4247 | Consolidated Water Power Co | 3973 | Stevens Point | Electric Utility | WI | 2 | 0.8 | Conventional Hydroelectric | WAT | HY | 1 | 1918 |  |  | (OA) Out of service but expected to return to service in next calendar year
4247 | Consolidated Water Power Co | 3973 | Stevens Point | Electric Utility | WI | 3 | 0.8 | Conventional Hydroelectric | WAT | HY | 1 | 1918 |  |  | (OP) Operating
4247 | Consolidated Water Power Co | 3973 | Stevens Point | Electric Utility | WI | 4 | 0.8 | Conventional Hydroelectric | WAT | HY | 1 | 1918 |  |  | (OP) Operating
4247 | Consolidated Water Power Co | 3973 | Stevens Point | Electric Utility | WI | 5 | 0.8 | Conventional Hydroelectric | WAT | HY | 1 | 1918 |  |  | (OP) Operating
4247 | Consolidated Water Power Co | 3973 | Stevens Point | Electric Utility | WI | 6 | 0.8 | Conventional Hydroelectric | WAT | HY | 1 | 1918 |  |  | (OS) Out of service and NOT expected to return to service in next calendar year
4247 | Consolidated Water Power Co | 3974 | Wisconsin Rapids | Electric Utility | WI | 1 | 2.3 | Conventional Hydroelectric | WAT | HY | 1 | 1920 |  |  | (OP) Operating
4247 | Consolidated Water Power Co | 3974 | Wisconsin Rapids | Electric Utility | WI | 10 | 0.6 | Conventional Hydroelectric | WAT | HY | 1 | 1903 |  |  | (OP) Operating
4247 | Consolidated Water Power Co | 3974 | Wisconsin Rapids | Electric Utility | WI | 2 | 2.3 | Conventional Hydroelectric | WAT | HY | 1 | 1920 |  |  | (OP) Operating
4247 | Consolidated Water Power Co | 3974 | Wisconsin Rapids | Electric Utility | WI | 3 | 0.6 | Conventional Hydroelectric | WAT | HY | 1 | 1903 |  |  | (OP) Operating
4247 | Consolidated Water Power Co | 3974 | Wisconsin Rapids | Electric Utility | WI | 4 | 0.6 | Conventional Hydroelectric | WAT | HY | 1 | 1903 |  |  | (OP) Operating
4247 | Consolidated Water Power Co | 3974 | Wisconsin Rapids | Electric Utility | WI | 5 | 0.6 | Conventional Hydroelectric | WAT | HY | 1 | 1903 |  |  | (OP) Operating
4247 | Consolidated Water Power Co | 3974 | Wisconsin Rapids | Electric Utility | WI | 6 | 0.3 | Conventional Hydroelectric | WAT | HY | 1 | 1903 |  |  | (OP) Operating
4247 | Consolidated Water Power Co | 3974 | Wisconsin Rapids | Electric Utility | WI | 7 | 0.6 | Conventional Hydroelectric | WAT | HY | 1 | 1903 |  |  | (OP) Operating
4247 | Consolidated Water Power Co | 3974 | Wisconsin Rapids | Electric Utility | WI | 8 | 0.3 | Conventional Hydroelectric | WAT | HY | 1 | 1903 |  |  | (OA) Out of service but expected to return to service in next calendar year
4247 | Consolidated Water Power Co | 3974 | Wisconsin Rapids | Electric Utility | WI | 9 | 0.6 | Conventional Hydroelectric | WAT | HY | 1 | 1903 |  |  | (OP) Operating
4247 | Consolidated Water Power Co | 3975 | Whiting | Electric Utility | WI | 1 | 1.2 | Conventional Hydroelectric | WAT | HY | 7 | 1963 |  |  | (OS) Out of service and NOT expected to return to service in next calendar year
4247 | Consolidated Water Power Co | 3975 | Whiting | Electric Utility | WI | 10 | 0.3 | Conventional Hydroelectric | WAT | HY | 1 | 1891 |  |  | (OP) Operating
4247 | Consolidated Water Power Co | 3975 | Whiting | Electric Utility | WI | 2 | 0.5 | Conventional Hydroelectric | WAT | HY | 1 | 1891 |  |  | (OP) Operating
4247 | Consolidated Water Power Co | 3975 | Whiting | Electric Utility | WI | 3 | 0.5 | Conventional Hydroelectric | WAT | HY | 1 | 1891 |  |  | (OS) Out of service and NOT expected to return to service in next calendar year
4247 | Consolidated Water Power Co | 3975 | Whiting | Electric Utility | WI | 4 | 0.5 | Conventional Hydroelectric | WAT | HY | 1 | 1891 |  |  | (OP) Operating
4247 | Consolidated Water Power Co | 3975 | Whiting | Electric Utility | WI | 5 | 0.5 | Conventional Hydroelectric | WAT | HY | 1 | 1891 |  |  | (OP) Operating
4247 | Consolidated Water Power Co | 3975 | Whiting | Electric Utility | WI | 6 | 0.5 | Conventional Hydroelectric | WAT | HY | 1 | 1891 |  |  | (OP) Operating
4247 | Consolidated Water Power Co | 3975 | Whiting | Electric Utility | WI | 7 | 0.5 | Conventional Hydroelectric | WAT | HY | 1 | 1891 |  |  | (OP) Operating
4247 | Consolidated Water Power Co | 3975 | Whiting | Electric Utility | WI | 8 | 0.3 | Conventional Hydroelectric | WAT | HY | 1 | 1891 |  |  | (OP) Operating
4247 | Consolidated Water Power Co | 3975 | Whiting | Electric Utility | WI | 9 | 0.3 | Conventional Hydroelectric | WAT | HY | 1 | 1891 |  |  | (OP) Operating
4715 | Dahlberg Light & Power Co | 3976 | Gordon | Electric Utility | WI | 3 | 0.7 | Petroleum Liquids | DFO | IC | 8 | 1955 |  |  | (SB) Standby/Backup: available for service but not normally used
4715 | Dahlberg Light & Power Co | 3976 | Gordon | Electric Utility | WI | 4 | 0.7 | Petroleum Liquids | DFO | IC | 8 | 1949 |  |  | (SB) Standby/Backup: available for service but not normally used
4715 | Dahlberg Light & Power Co | 3976 | Gordon | Electric Utility | WI | 5 | 0.7 | Petroleum Liquids | DFO | IC | 2 | 2001 |  |  | (SB) Standby/Backup: available for service but not normally used
4715 | Dahlberg Light & Power Co | 3976 | Gordon | Electric Utility | WI | 6 | 0.7 | Petroleum Liquids | DFO | IC | 2 | 2001 |  |  | (SB) Standby/Backup: available for service but not normally used
13781 | Northern States Power Co - Minnesota | 3982 | Bay Front | Electric Utility | WI | 4 | 15 | Wood/Wood Waste Biomass | WDS | ST | 1 | 1949 |  |  | (OP) Operating
13781 | Northern States Power Co - Minnesota | 3982 | Bay Front | Electric Utility | WI | 5 | 18 | Wood/Wood Waste Biomass | WDS | ST | 1 | 1952 |  |  | (OP) Operating
13781 | Northern States Power Co - Minnesota | 3982 | Bay Front | Electric Utility | WI | 6 | 23 | Natural Gas Steam Turbine | NG | ST | 1 | 1957 |  |  | (OP) Operating
13781 | Northern States Power Co - Minnesota | 3983 | Big Falls | Electric Utility | WI | 1 | 1.1 | Conventional Hydroelectric | WAT | HY | 1 | 1922 |  |  | (OP) Operating
13781 | Northern States Power Co - Minnesota | 3983 | Big Falls | Electric Utility | WI | 2 | 1.1 | Conventional Hydroelectric | WAT | HY | 1 | 1922 |  |  | (OP) Operating
13781 | Northern States Power Co - Minnesota | 3983 | Big Falls | Electric Utility | WI | 3 | 1.1 | Conventional Hydroelectric | WAT | HY | 9 | 1993 |  |  | (OP) Operating |  |  |  | 2017 | 6 | 0.4
13781 | Northern States Power Co - Minnesota | 3984 | Northern States Flambeau | Electric Utility | WI | 1 | 12 | Natural Gas Fired Combustion Turbine | NG | GT | 1 | 1969 |  |  | (OP) Operating
13781 | Northern States Power Co - Minnesota | 3986 | Ladysmith Dam | Electric Utility | WI | 1 | 0.3 | Conventional Hydroelectric | WAT | HY | 1 | 1940 |  |  | (OP) Operating
13781 | Northern States Power Co - Minnesota | 3986 | Ladysmith Dam | Electric Utility | WI | 2 | 0.3 | Conventional Hydroelectric | WAT | HY | 1 | 1940 |  |  | (OP) Operating
13781 | Northern States Power Co - Minnesota | 3986 | Ladysmith Dam | Electric Utility | WI | 3 | 0.4 | Conventional Hydroelectric | WAT | HY | 11 | 1983 |  |  | (OP) Operating
13781 | Northern States Power Co - Minnesota | 3988 | Thornapple | Electric Utility | WI | 1 | 0.4 | Conventional Hydroelectric | WAT | HY | 1 | 1927 |  |  | (OP) Operating
13781 | Northern States Power Co - Minnesota | 3988 | Thornapple | Electric Utility | WI | 2 | 0.4 | Conventional Hydroelectric | WAT | HY | 1 | 1929 |  |  | (OP) Operating
13781 | Northern States Power Co - Minnesota | 3989 | White River (WI) | Electric Utility | WI | 1 | 0.2 | Conventional Hydroelectric | WAT | HY | 1 | 1907 |  |  | (OP) Operating
13781 | Northern States Power Co - Minnesota | 3989 | White River (WI) | Electric Utility | WI | 2 | 0.2 | Conventional Hydroelectric | WAT | HY | 1 | 1907 |  |  | (OP) Operating
11479 | Madison Gas & Electric Co | 3991 | Fitchburg | Electric Utility | WI | 1 | 17.7 | Natural Gas Fired Combustion Turbine | NG | GT | 5 | 1973 |  |  | (OP) Operating
11479 | Madison Gas & Electric Co | 3991 | Fitchburg | Electric Utility | WI | 2 | 17.6 | Natural Gas Fired Combustion Turbine | NG | GT | 5 | 1973 |  |  | (OP) Operating
11479 | Madison Gas & Electric Co | 3992 | Blount Street | Electric Utility | WI | 6 | 50.6 | Natural Gas Steam Turbine | NG | ST | 6 | 1957 |  |  | (OP) Operating
11479 | Madison Gas & Electric Co | 3992 | Blount Street | Electric Utility | WI | 7 | 52.4 | Natural Gas Steam Turbine | NG | ST | 7 | 1961 |  |  | (OP) Operating
11479 | Madison Gas & Electric Co | 3993 | Sycamore (WI) | Electric Utility | WI | 1 | 12.8 | Natural Gas Fired Combustion Turbine | NG | GT | 12 | 1967 |  |  | (OP) Operating
11479 | Madison Gas & Electric Co | 3993 | Sycamore (WI) | Electric Utility | WI | 2 | 18.7 | Natural Gas Fired Combustion Turbine | NG | GT | 6 | 1971 |  |  | (OP) Operating
58149 | Renewable World Energies LLC | 3995 | Arpin Dam | IPP Non-CHP | WI | 1 | 0.6 | Conventional Hydroelectric | WAT | HY | 9 | 1971 |  |  | (OP) Operating
58149 | Renewable World Energies LLC | 3995 | Arpin Dam | IPP Non-CHP | WI | 2 | 0.6 | Conventional Hydroelectric | WAT | HY | 9 | 1971 |  |  | (OP) Operating
58149 | Renewable World Energies LLC | 3995 | Arpin Dam | IPP Non-CHP | WI | 3 | 0.2 | Conventional Hydroelectric | WAT | HY | 5 | 1973 |  |  | (OP) Operating
13781 | Northern States Power Co - Minnesota | 3998 | Cedar Falls (WI) | Electric Utility | WI | 1 | 1.3 | Conventional Hydroelectric | WAT | HY | 1 | 1915 |  |  | (OP) Operating
13781 | Northern States Power Co - Minnesota | 3998 | Cedar Falls (WI) | Electric Utility | WI | 2 | 1.1 | Conventional Hydroelectric | WAT | HY | 1 | 1911 |  |  | (OP) Operating
13781 | Northern States Power Co - Minnesota | 3998 | Cedar Falls (WI) | Electric Utility | WI | 3 | 1.2 | Conventional Hydroelectric | WAT | HY | 1 | 1910 |  |  | (OP) Operating
13781 | Northern States Power Co - Minnesota | 4000 | Chippewa Falls | Electric Utility | WI | 1 | 1.9 | Conventional Hydroelectric | WAT | HY | 1 | 1928 |  |  | (OP) Operating
13781 | Northern States Power Co - Minnesota | 4000 | Chippewa Falls | Electric Utility | WI | 2 | 2.1 | Conventional Hydroelectric | WAT | HY | 1 | 1928 |  |  | (OP) Operating
13781 | Northern States Power Co - Minnesota | 4000 | Chippewa Falls | Electric Utility | WI | 3 | 2 | Conventional Hydroelectric | WAT | HY | 1 | 1928 |  |  | (OP) Operating
13781 | Northern States Power Co - Minnesota | 4000 | Chippewa Falls | Electric Utility | WI | 4 | 2 | Conventional Hydroelectric | WAT | HY | 1 | 1928 |  |  | (OP) Operating
13781 | Northern States Power Co - Minnesota | 4000 | Chippewa Falls | Electric Utility | WI | 5 | 2 | Conventional Hydroelectric | WAT | HY | 1 | 1928 |  |  | (OP) Operating
13781 | Northern States Power Co - Minnesota | 4000 | Chippewa Falls | Electric Utility | WI | 6 | 2.1 | Conventional Hydroelectric | WAT | HY | 1 | 1928 |  |  | (OP) Operating
13781 | Northern States Power Co - Minnesota | 4002 | Dells | Electric Utility | WI | 1 | 1.9 | Conventional Hydroelectric | WAT | HY | 1 | 1923 |  |  | (OP) Operating
13781 | Northern States Power Co - Minnesota | 4002 | Dells | Electric Utility | WI | 2 | 1.5 | Conventional Hydroelectric | WAT | HY | 1 | 1924 |  |  | (OP) Operating
13781 | Northern States Power Co - Minnesota | 4002 | Dells | Electric Utility | WI | 3 | 1.5 | Conventional Hydroelectric | WAT | HY | 1 | 1924 |  |  | (OP) Operating
13781 | Northern States Power Co - Minnesota | 4002 | Dells | Electric Utility | WI | 4 | 1.5 | Conventional Hydroelectric | WAT | HY | 1 | 1924 |  |  | (OP) Operating
13781 | Northern States Power Co - Minnesota | 4002 | Dells | Electric Utility | WI | 5 | 0.9 | Conventional Hydroelectric | WAT | HY | 1 | 1924 |  |  | (OP) Operating
13781 | Northern States Power Co - Minnesota | 4005 | French Island | Electric Utility | WI | 1 | 9 | Wood/Wood Waste Biomass | WDS | ST | 1 | 1940 |  |  | (OP) Operating
13781 | Northern States Power Co - Minnesota | 4005 | French Island | Electric Utility | WI | 2 | 8 | Wood/Wood Waste Biomass | WDS | ST | 1 | 1948 |  |  | (OP) Operating
13781 | Northern States Power Co - Minnesota | 4005 | French Island | Electric Utility | WI | 3 | 61 | Petroleum Liquids | DFO | GT | 9 | 1974 |  |  | (OS) Out of service and NOT expected to return to service in next calendar year
13781 | Northern States Power Co - Minnesota | 4005 | French Island | Electric Utility | WI | 4 | 61 | Petroleum Liquids | DFO | GT | 11 | 1974 |  |  | (OP) Operating
13781 | Northern States Power Co - Minnesota | 4007 | Holcombe | Electric Utility | WI | 1 | 7.3 | Conventional Hydroelectric | WAT | HY | 1 | 1950 |  |  | (OP) Operating |  |  |  | 2016 | 12 | 1.8
13781 | Northern States Power Co - Minnesota | 4007 | Holcombe | Electric Utility | WI | 2 | 7.3 | Conventional Hydroelectric | WAT | HY | 1 | 1950 |  |  | (OP) Operating
13781 | Northern States Power Co - Minnesota | 4007 | Holcombe | Electric Utility | WI | 3 | 7.3 | Conventional Hydroelectric | WAT | HY | 1 | 1950 |  |  | (OP) Operating
13781 | Northern States Power Co - Minnesota | 4008 | Jim Falls | Electric Utility | WI | 1 | 12.3 | Conventional Hydroelectric | WAT | HY | 8 | 1988 |  |  | (OP) Operating
13781 | Northern States Power Co - Minnesota | 4008 | Jim Falls | Electric Utility | WI | 2 | 12.5 | Conventional Hydroelectric | WAT | HY | 8 | 1988 |  |  | (OP) Operating
13781 | Northern States Power Co - Minnesota | 4008 | Jim Falls | Electric Utility | WI | 4 | 0.2 | Conventional Hydroelectric | WAT | HY | 7 | 1988 |  |  | (OP) Operating
13781 | Northern States Power Co - Minnesota | 4009 | Menomonie | Electric Utility | WI | 1 | 1.1 | Conventional Hydroelectric | WAT | HY | 1 | 1958 |  |  | (OP) Operating
13781 | Northern States Power Co - Minnesota | 4009 | Menomonie | Electric Utility | WI | 2 | 1.1 | Conventional Hydroelectric | WAT | HY | 1 | 1958 |  |  | (OP) Operating
13781 | Northern States Power Co - Minnesota | 4011 | St Croix Falls | Electric Utility | WI | 1 | 1.8 | Conventional Hydroelectric | WAT | HY | 1 | 1917 |  |  | (OP) Operating
13781 | Northern States Power Co - Minnesota | 4011 | St Croix Falls | Electric Utility | WI | 2 | 1.8 | Conventional Hydroelectric | WAT | HY | 1 | 1917 |  |  | (OP) Operating
13781 | Northern States Power Co - Minnesota | 4011 | St Croix Falls | Electric Utility | WI | 3 | 1.9 | Conventional Hydroelectric | WAT | HY | 1 | 1917 |  |  | (OP) Operating
13781 | Northern States Power Co - Minnesota | 4011 | St Croix Falls | Electric Utility | WI | 4 | 1.9 | Conventional Hydroelectric | WAT | HY | 1 | 1917 |  |  | (OP) Operating
13781 | Northern States Power Co - Minnesota | 4011 | St Croix Falls | Electric Utility | WI | 5 | 2 | Conventional Hydroelectric | WAT | HY | 1 | 1910 |  |  | (OP) Operating
13781 | Northern States Power Co - Minnesota | 4011 | St Croix Falls | Electric Utility | WI | 6 | 1.9 | Conventional Hydroelectric | WAT | HY | 1 | 1910 |  |  | (OP) Operating
13781 | Northern States Power Co - Minnesota | 4011 | St Croix Falls | Electric Utility | WI | 7 | 2 | Conventional Hydroelectric | WAT | HY | 1 | 1923 |  |  | (OP) Operating
13781 | Northern States Power Co - Minnesota | 4011 | St Croix Falls | Electric Utility | WI | 8 | 1.9 | Conventional Hydroelectric | WAT | HY | 1 | 1923 |  |  | (OP) Operating
13781 | Northern States Power Co - Minnesota | 4012 | Trego | Electric Utility | WI | 1 | 0.4 | Conventional Hydroelectric | WAT | HY | 1 | 1927 |  |  | (OP) Operating
13781 | Northern States Power Co - Minnesota | 4012 | Trego | Electric Utility | WI | 2 | 0.3 | Conventional Hydroelectric | WAT | HY | 1 | 1927 |  |  | (OP) Operating
13781 | Northern States Power Co - Minnesota | 4014 | Wheaton | Electric Utility | WI | 1 | 44 | Natural Gas Fired Combustion Turbine | NG | GT | 1 | 1973 |  |  | (OP) Operating
13781 | Northern States Power Co - Minnesota | 4014 | Wheaton | Electric Utility | WI | 2 | 55 | Natural Gas Fired Combustion Turbine | NG | GT | 4 | 1973 |  |  | (OP) Operating
13781 | Northern States Power Co - Minnesota | 4014 | Wheaton | Electric Utility | WI | 3 | 44 | Natural Gas Fired Combustion Turbine | NG | GT | 4 | 1973 |  |  | (OP) Operating
13781 | Northern States Power Co - Minnesota | 4014 | Wheaton | Electric Utility | WI | 4 | 47 | Natural Gas Fired Combustion Turbine | NG | GT | 4 | 1973 |  |  | (OP) Operating
13781 | Northern States Power Co - Minnesota | 4014 | Wheaton | Electric Utility | WI | 5 | 52 | Petroleum Liquids | DFO | GT | 6 | 1973 |  |  | (OP) Operating
13781 | Northern States Power Co - Minnesota | 4014 | Wheaton | Electric Utility | WI | 6 | 48 | Petroleum Liquids | DFO | GT | 6 | 1973 |  |  | (OP) Operating
13781 | Northern States Power Co - Minnesota | 4015 | Wissota | Electric Utility | WI | 1 | 3 | Conventional Hydroelectric | WAT | HY | 1 | 1917 |  |  | (OP) Operating
13781 | Northern States Power Co - Minnesota | 4015 | Wissota | Electric Utility | WI | 2 | 3.1 | Conventional Hydroelectric | WAT | HY | 1 | 1917 |  |  | (OP) Operating
13781 | Northern States Power Co - Minnesota | 4015 | Wissota | Electric Utility | WI | 3 | 3 | Conventional Hydroelectric | WAT | HY | 1 | 1917 |  |  | (OP) Operating
13781 | Northern States Power Co - Minnesota | 4015 | Wissota | Electric Utility | WI | 4 | 3 | Conventional Hydroelectric | WAT | HY | 1 | 1917 |  |  | (OP) Operating
13781 | Northern States Power Co - Minnesota | 4015 | Wissota | Electric Utility | WI | 5 | 2.9 | Conventional Hydroelectric | WAT | HY | 1 | 1917 |  |  | (OP) Operating
13781 | Northern States Power Co - Minnesota | 4015 | Wissota | Electric Utility | WI | 6 | 3 | Conventional Hydroelectric | WAT | HY | 1 | 1917 |  |  | (OP) Operating
58149 | Renewable World Energies LLC | 4018 | Clam River Dam | IPP Non-CHP | WI | 1 | 0.4 | Conventional Hydroelectric | WAT | HY | 12 | 1942 |  |  | (OP) Operating
58149 | Renewable World Energies LLC | 4018 | Clam River Dam | IPP Non-CHP | WI | 2 | 0.4 | Conventional Hydroelectric | WAT | HY | 4 | 1942 |  |  | (OP) Operating
58149 | Renewable World Energies LLC | 4018 | Clam River Dam | IPP Non-CHP | WI | 3 | 0.4 | Conventional Hydroelectric | WAT | HY | 4 | 1967 |  |  | (OP) Operating
58149 | Renewable World Energies LLC | 4019 | Danbury Dam | IPP Non-CHP | WI | 1 | 0.1 | Conventional Hydroelectric | WAT | HY | 1 | 1921 |  |  | (OP) Operating
58149 | Renewable World Energies LLC | 4019 | Danbury Dam | IPP Non-CHP | WI | 2 | 0.3 | Conventional Hydroelectric | WAT | HY | 3 | 1927 |  |  | (OP) Operating
58149 | Renewable World Energies LLC | 4019 | Danbury Dam | IPP Non-CHP | WI | HY3 | 0.6 | Conventional Hydroelectric | WAT | HY | 6 | 1950 |  |  | (OP) Operating
13815 | Northwestern Wisconsin Elec Co | 4020 | Frederic Diesel | Electric Utility | WI | 10 | 2.5 | Petroleum Liquids | DFO | IC | 7 | 2000 |  |  | (OP) Operating
13815 | Northwestern Wisconsin Elec Co | 4020 | Frederic Diesel | Electric Utility | WI | 2 | 0.7 | Petroleum Liquids | DFO | IC | 12 | 1948 |  |  | (OP) Operating
13815 | Northwestern Wisconsin Elec Co | 4020 | Frederic Diesel | Electric Utility | WI | 3 | 0.7 | Petroleum Liquids | DFO | IC | 12 | 1949 |  |  | (OP) Operating
13815 | Northwestern Wisconsin Elec Co | 4020 | Frederic Diesel | Electric Utility | WI | 4 | 0.6 | Petroleum Liquids | DFO | IC | 12 | 1955 |  |  | (OP) Operating
13815 | Northwestern Wisconsin Elec Co | 4020 | Frederic Diesel | Electric Utility | WI | 5 | 0.5 | Petroleum Liquids | DFO | IC | 12 | 1955 |  |  | (OP) Operating
13815 | Northwestern Wisconsin Elec Co | 4020 | Frederic Diesel | Electric Utility | WI | 6 | 1.7 | Petroleum Liquids | DFO | IC | 12 | 1970 |  |  | (OP) Operating
13815 | Northwestern Wisconsin Elec Co | 4020 | Frederic Diesel | Electric Utility | WI | 7 | 1.8 | Petroleum Liquids | DFO | IC | 9 | 1975 |  |  | (OP) Operating
13815 | Northwestern Wisconsin Elec Co | 4020 | Frederic Diesel | Electric Utility | WI | 8 | 2.5 | Petroleum Liquids | DFO | IC | 7 | 2000 |  |  | (OP) Operating
13815 | Northwestern Wisconsin Elec Co | 4020 | Frederic Diesel | Electric Utility | WI | 9 | 2.5 | Petroleum Liquids | DFO | IC | 7 | 2000 |  |  | (OP) Operating
13815 | Northwestern Wisconsin Elec Co | 4021 | Grantsburg Diesel | Electric Utility | WI | 1A | 0.8 | Petroleum Liquids | DFO | IC | 3 | 1995 |  |  | (OP) Operating
13815 | Northwestern Wisconsin Elec Co | 4021 | Grantsburg Diesel | Electric Utility | WI | 2 | 0.8 | Petroleum Liquids | DFO | IC | 12 | 1963 |  |  | (OP) Operating
13815 | Northwestern Wisconsin Elec Co | 4021 | Grantsburg Diesel | Electric Utility | WI | 3 | 0.9 | Petroleum Liquids | DFO | IC | 11 | 1968 |  |  | (OP) Operating
13815 | Northwestern Wisconsin Elec Co | 4021 | Grantsburg Diesel | Electric Utility | WI | 4 | 2 | Petroleum Liquids | DFO | IC | 9 | 1975 |  |  | (OP) Operating
13815 | Northwestern Wisconsin Elec Co | 4021 | Grantsburg Diesel | Electric Utility | WI | 8 | 1.8 | Petroleum Liquids | DFO | IC | 6 | 2007 |  |  | (OP) Operating
20847 | Wisconsin Electric Power Co | 4040 | Port Washington Generating Station | Electric Utility | WI | 1CT1 | 165.8 | Natural Gas Fired Combined Cycle | NG | CT | 5 | 2008 |  |  | (OP) Operating
20847 | Wisconsin Electric Power Co | 4040 | Port Washington Generating Station | Electric Utility | WI | 1CT2 | 165.8 | Natural Gas Fired Combined Cycle | NG | CT | 5 | 2008 |  |  | (OP) Operating
20847 | Wisconsin Electric Power Co | 4040 | Port Washington Generating Station | Electric Utility | WI | 2CT1 | 165.8 | Natural Gas Fired Combined Cycle | NG | CT | 7 | 2005 |  |  | (OP) Operating
20847 | Wisconsin Electric Power Co | 4040 | Port Washington Generating Station | Electric Utility | WI | 2CT2 | 165.8 | Natural Gas Fired Combined Cycle | NG | CT | 7 | 2005 |  |  | (OP) Operating
20847 | Wisconsin Electric Power Co | 4040 | Port Washington Generating Station | Electric Utility | WI | ST1 | 209.2 | Natural Gas Fired Combined Cycle | NG | CA | 5 | 2008 |  |  | (OP) Operating
20847 | Wisconsin Electric Power Co | 4040 | Port Washington Generating Station | Electric Utility | WI | ST2 | 209.2 | Natural Gas Fired Combined Cycle | NG | CA | 7 | 2005 |  |  | (OP) Operating
20847 | Wisconsin Electric Power Co | 4041 | South Oak Creek | Electric Utility | WI | 5 | 220 | Conventional Steam Coal | SUB | ST | 12 | 1959 |  |  | (OP) Operating
20847 | Wisconsin Electric Power Co | 4041 | South Oak Creek | Electric Utility | WI | 6 | 223 | Conventional Steam Coal | SUB | ST | 12 | 1961 |  |  | (OP) Operating
20847 | Wisconsin Electric Power Co | 4041 | South Oak Creek | Electric Utility | WI | 7 | 275 | Conventional Steam Coal | SUB | ST | 3 | 1965 |  |  | (OP) Operating
20847 | Wisconsin Electric Power Co | 4041 | South Oak Creek | Electric Utility | WI | 8 | 275 | Conventional Steam Coal | SUB | ST | 10 | 1967 |  |  | (OP) Operating
20847 | Wisconsin Electric Power Co | 4042 | Valley (WI) | Electric Utility | WI | 1 | 118 | Conventional Steam Coal | BIT | ST | 6 | 1968 |  |  | (OP) Operating
20847 | Wisconsin Electric Power Co | 4042 | Valley (WI) | Electric Utility | WI | 2 | 120 | Conventional Steam Coal | BIT | ST | 3 | 1969 |  |  | (OP) Operating
20847 | Wisconsin Electric Power Co | 4042 | Valley (WI) | Electric Utility | WI | 3 | 2.7 | Petroleum Liquids | DFO | IC | 3 | 1969 |  |  | (SB) Standby/Backup: available for service but not normally used
20847 | Wisconsin Electric Power Co | 4043 | Appleton | Electric Utility | WI | 4 | 1.2 | Conventional Hydroelectric | WAT | HY | 7 | 1980 |  |  | (OP) Operating
20847 | Wisconsin Electric Power Co | 4043 | Appleton | Electric Utility | WI | 5 | 0.5 | Conventional Hydroelectric | WAT | HY | 8 | 1916 |  |  | (OP) Operating
20847 | Wisconsin Electric Power Co | 4043 | Appleton | Electric Utility | WI | 6 | 0.5 | Conventional Hydroelectric | WAT | HY | 8 | 1916 |  |  | (OP) Operating
42662 | N E W Hydro LLC | 4044 | Oconto Falls Upper | IPP Non-CHP | WI | 1 | 0.4 | Conventional Hydroelectric | WAT | HY | 1 | 1924 |  |  | (OP) Operating
42662 | N E W Hydro LLC | 4044 | Oconto Falls Upper | IPP Non-CHP | WI | 2 | 0.4 | Conventional Hydroelectric | WAT | HY | 1 | 1921 |  |  | (OP) Operating
42662 | N E W Hydro LLC | 4044 | Oconto Falls Upper | IPP Non-CHP | WI | 3 | 0.3 | Conventional Hydroelectric | WAT | HY | 1 | 1918 |  |  | (OP) Operating
20847 | Wisconsin Electric Power Co | 4045 | Pine | Electric Utility | WI | 1 | 1.8 | Conventional Hydroelectric | WAT | HY | 7 | 1922 |  |  | (OP) Operating
20847 | Wisconsin Electric Power Co | 4045 | Pine | Electric Utility | WI | 2 | 1.8 | Conventional Hydroelectric | WAT | HY | 6 | 1922 |  |  | (OP) Operating
55906 | NextEra Energy Point Beach LLC | 4046 | Point Beach Nuclear Plant | IPP Non-CHP | WI | 1 | 596.4 | Nuclear | NUC | ST | 12 | 1970 |  |  | (OP) Operating
55906 | NextEra Energy Point Beach LLC | 4046 | Point Beach Nuclear Plant | IPP Non-CHP | WI | 2 | 596.8 | Nuclear | NUC | ST | 10 | 1972 |  |  | (OP) Operating
55906 | NextEra Energy Point Beach LLC | 4046 | Point Beach Nuclear Plant | IPP Non-CHP | WI | 5 | 15 | Petroleum Liquids | DFO | GT | 6 | 1969 |  |  | (OP) Operating
20856 | Wisconsin Power & Light Co | 4050 | Edgewater | Electric Utility | WI | 3 | 47.2 | Conventional Steam Coal | SUB | ST | 7 | 1951 | 12 | 2015 | (SB) Standby/Backup: available for service but not normally used
20856 | Wisconsin Power & Light Co | 4050 | Edgewater | Electric Utility | WI | 4 | 294.9 | Conventional Steam Coal | SUB | ST | 12 | 1969 | 12 | 2018 | (OP) Operating
20856 | Wisconsin Power & Light Co | 4050 | Edgewater | Electric Utility | WI | 5 | 399.8 | Conventional Steam Coal | SUB | ST | 3 | 1985 |  |  | (OP) Operating
20856 | Wisconsin Power & Light Co | 4053 | Kilbourn | Electric Utility | WI | 2 | 9.5 | Conventional Hydroelectric | WAT | HY | 7 | 1939 |  |  | (OP) Operating
20856 | Wisconsin Power & Light Co | 4053 | Kilbourn | Electric Utility | WI | HC1 |  | Conventional Hydroelectric | WAT | HY | 7 | 1926 |  |  | (OP) Operating
20856 | Wisconsin Power & Light Co | 4053 | Kilbourn | Electric Utility | WI | HC5 |  | Conventional Hydroelectric | WAT | HY | 7 | 1935 |  |  | (OP) Operating
20856 | Wisconsin Power & Light Co | 4053 | Kilbourn | Electric Utility | WI | HC6 |  | Conventional Hydroelectric | WAT | HY | 7 | 1937 |  |  | (OP) Operating
20856 | Wisconsin Power & Light Co | 4054 | Nelson Dewey Generating Station | Electric Utility | WI | 1 | 103.1 | Conventional Steam Coal | SUB | ST | 12 | 1959 | 12 | 2015 | (OP) Operating
20856 | Wisconsin Power & Light Co | 4054 | Nelson Dewey Generating Station | Electric Utility | WI | 2 | 103.1 | Conventional Steam Coal | SUB | ST | 12 | 1962 | 12 | 2015 | (OP) Operating
20856 | Wisconsin Power & Light Co | 4056 | Prairie Du Sac | Electric Utility | WI | 1 | 29 | Conventional Hydroelectric | WAT | HY | 10 | 1915 |  |  | (OP) Operating
20856 | Wisconsin Power & Light Co | 4056 | Prairie Du Sac | Electric Utility | WI | 2 |  | Conventional Hydroelectric | WAT | HY | 12 | 1915 |  |  | (OP) Operating
20856 | Wisconsin Power & Light Co | 4056 | Prairie Du Sac | Electric Utility | WI | 3 |  | Conventional Hydroelectric | WAT | HY | 3 | 1920 |  |  | (OP) Operating
20856 | Wisconsin Power & Light Co | 4056 | Prairie Du Sac | Electric Utility | WI | 4 |  | Conventional Hydroelectric | WAT | HY | 2 | 1922 |  |  | (OP) Operating
20856 | Wisconsin Power & Light Co | 4056 | Prairie Du Sac | Electric Utility | WI | 5 |  | Conventional Hydroelectric | WAT | HY | 3 | 1938 |  |  | (OP) Operating
20856 | Wisconsin Power & Light Co | 4056 | Prairie Du Sac | Electric Utility | WI | 6 |  | Conventional Hydroelectric | WAT | HY | 3 | 1938 |  |  | (OP) Operating
20856 | Wisconsin Power & Light Co | 4056 | Prairie Du Sac | Electric Utility | WI | 7 |  | Conventional Hydroelectric | WAT | HY | 11 | 1940 |  |  | (OP) Operating
20856 | Wisconsin Power & Light Co | 4056 | Prairie Du Sac | Electric Utility | WI | 8 |  | Conventional Hydroelectric | WAT | HY | 10 | 1940 |  |  | (OP) Operating
20856 | Wisconsin Power & Light Co | 4057 | Rock River | Electric Utility | WI | 3 | 24 | Natural Gas Fired Combustion Turbine | NG | GT | 8 | 1967 | 12 | 2019 | (OP) Operating
20856 | Wisconsin Power & Light Co | 4057 | Rock River | Electric Utility | WI | 4 | 14.2 | Natural Gas Fired Combustion Turbine | NG | GT | 12 | 1968 | 12 | 2019 | (OP) Operating
20856 | Wisconsin Power & Light Co | 4057 | Rock River | Electric Utility | WI | 5 | 41.5 | Natural Gas Fired Combustion Turbine | NG | GT | 6 | 1972 | 12 | 2019 | (OP) Operating
20856 | Wisconsin Power & Light Co | 4057 | Rock River | Electric Utility | WI | 6 | 43.4 | Natural Gas Fired Combustion Turbine | NG | GT | 6 | 1972 | 12 | 2019 | (OP) Operating
20856 | Wisconsin Power & Light Co | 4059 | Sheepskin | Electric Utility | WI | 1 | 28.4 | Natural Gas Fired Combustion Turbine | NG | GT | 6 | 1971 | 12 | 2019 | (OP) Operating
20860 | Wisconsin Public Service Corp | 4060 | Alexander | Electric Utility | WI | 1 | 0.9 | Conventional Hydroelectric | WAT | HY | 1 | 1925 |  |  | (OP) Operating
20860 | Wisconsin Public Service Corp | 4060 | Alexander | Electric Utility | WI | 2 | 0.9 | Conventional Hydroelectric | WAT | HY | 1 | 1925 |  |  | (OP) Operating
20860 | Wisconsin Public Service Corp | 4060 | Alexander | Electric Utility | WI | 3 | 0.9 | Conventional Hydroelectric | WAT | HY | 1 | 1925 |  |  | (OP) Operating
20860 | Wisconsin Public Service Corp | 4061 | Caldron Falls | Electric Utility | WI | 1 | 3.4 | Conventional Hydroelectric | WAT | HY | 11 | 1924 |  |  | (OP) Operating
20860 | Wisconsin Public Service Corp | 4061 | Caldron Falls | Electric Utility | WI | 2 | 3.4 | Conventional Hydroelectric | WAT | HY | 11 | 1924 |  |  | (OP) Operating
20860 | Wisconsin Public Service Corp | 4063 | Grandfather Falls | Electric Utility | WI | 1 | 10.9 | Conventional Hydroelectric | WAT | HY | 12 | 1938 |  |  | (OP) Operating
20860 | Wisconsin Public Service Corp | 4063 | Grandfather Falls | Electric Utility | WI | 2 | 6.2 | Conventional Hydroelectric | WAT | HY | 12 | 1938 |  |  | (OP) Operating
20860 | Wisconsin Public Service Corp | 4064 | Hat Rapids | Electric Utility | WI | 1 | 0.4 | Conventional Hydroelectric | WAT | HY | 6 | 1923 |  |  | (OP) Operating
20860 | Wisconsin Public Service Corp | 4064 | Hat Rapids | Electric Utility | WI | 2A | 0.3 | Conventional Hydroelectric | WAT | HY | 10 | 1984 |  |  | (OP) Operating
20860 | Wisconsin Public Service Corp | 4064 | Hat Rapids | Electric Utility | WI | 3A | 0.2 | Conventional Hydroelectric | WAT | HY | 9 | 1984 |  |  | (OP) Operating
20860 | Wisconsin Public Service Corp | 4065 | High Falls (WI) | Electric Utility | WI | 1 | 0.5 | Conventional Hydroelectric | WAT | HY | 8 | 1910 |  |  | (OP) Operating
20860 | Wisconsin Public Service Corp | 4065 | High Falls (WI) | Electric Utility | WI | 2 | 0.5 | Conventional Hydroelectric | WAT | HY | 8 | 1910 |  |  | (OP) Operating
20860 | Wisconsin Public Service Corp | 4065 | High Falls (WI) | Electric Utility | WI | 3 | 0.5 | Conventional Hydroelectric | WAT | HY | 8 | 1910 |  |  | (OP) Operating
20860 | Wisconsin Public Service Corp | 4065 | High Falls (WI) | Electric Utility | WI | 4 | 0.5 | Conventional Hydroelectric | WAT | HY | 8 | 1910 |  |  | (OP) Operating
20860 | Wisconsin Public Service Corp | 4065 | High Falls (WI) | Electric Utility | WI | 5 | 0.5 | Conventional Hydroelectric | WAT | HY | 8 | 1910 |  |  | (OP) Operating
20860 | Wisconsin Public Service Corp | 4067 | Johnson Falls | Electric Utility | WI | 1 | 0.7 | Conventional Hydroelectric | WAT | HY | 7 | 1923 |  |  | (OP) Operating
20860 | Wisconsin Public Service Corp | 4067 | Johnson Falls | Electric Utility | WI | 2 | 0.7 | Conventional Hydroelectric | WAT | HY | 7 | 1923 |  |  | (OP) Operating
20860 | Wisconsin Public Service Corp | 4068 | Merrill | Electric Utility | WI | 1 | 0.3 | Conventional Hydroelectric | WAT | HY | 3 | 1917 |  |  | (OP) Operating
20860 | Wisconsin Public Service Corp | 4068 | Merrill | Electric Utility | WI | 2 | 0.3 | Conventional Hydroelectric | WAT | HY | 3 | 1917 |  |  | (OP) Operating
20860 | Wisconsin Public Service Corp | 4068 | Merrill | Electric Utility | WI | 3 | 1.3 | Conventional Hydroelectric | WAT | HY | 6 | 1984 |  |  | (OP) Operating
20860 | Wisconsin Public Service Corp | 4071 | Potato Rapids | Electric Utility | WI | 1 | 0.2 | Conventional Hydroelectric | WAT | HY | 6 | 1926 |  |  | (OP) Operating
20860 | Wisconsin Public Service Corp | 4071 | Potato Rapids | Electric Utility | WI | 2 | 0.2 | Conventional Hydroelectric | WAT | HY | 5 | 1921 |  |  | (OP) Operating
20860 | Wisconsin Public Service Corp | 4071 | Potato Rapids | Electric Utility | WI | 3 | 0.2 | Conventional Hydroelectric | WAT | HY | 5 | 1921 |  |  | (OP) Operating
20860 | Wisconsin Public Service Corp | 4072 | Pulliam | Electric Utility | WI | 31 | 81.7 | Natural Gas Fired Combustion Turbine | NG | GT | 5 | 2003 |  |  | (OP) Operating
20860 | Wisconsin Public Service Corp | 4072 | Pulliam | Electric Utility | WI | 7 | 77.2 | Conventional Steam Coal | SUB | ST | 11 | 1958 |  |  | (OP) Operating
20860 | Wisconsin Public Service Corp | 4072 | Pulliam | Electric Utility | WI | 8 | 133.4 | Conventional Steam Coal | SUB | ST | 12 | 1964 |  |  | (OP) Operating
20860 | Wisconsin Public Service Corp | 4074 | Sandstone Rapids | Electric Utility | WI | 1 | 0.8 | Conventional Hydroelectric | WAT | HY | 1 | 1925 |  |  | (OP) Operating
20860 | Wisconsin Public Service Corp | 4074 | Sandstone Rapids | Electric Utility | WI | 2 | 0.8 | Conventional Hydroelectric | WAT | HY | 1 | 1925 |  |  | (OP) Operating
20860 | Wisconsin Public Service Corp | 4075 | Tomahawk | Electric Utility | WI | 1 | 1.2 | Conventional Hydroelectric | WAT | HY | 1 | 1938 |  |  | (OP) Operating
20860 | Wisconsin Public Service Corp | 4075 | Tomahawk | Electric Utility | WI | 2 | 1.2 | Conventional Hydroelectric | WAT | HY | 1 | 1938 |  |  | (OP) Operating
20860 | Wisconsin Public Service Corp | 4076 | West Marinette | Electric Utility | WI | 31 | 39.4 | Natural Gas Fired Combustion Turbine | NG | GT | 6 | 1971 |  |  | (OP) Operating
20860 | Wisconsin Public Service Corp | 4076 | West Marinette | Electric Utility | WI | 32 | 39.3 | Natural Gas Fired Combustion Turbine | NG | GT | 4 | 1973 |  |  | (OP) Operating
20860 | Wisconsin Public Service Corp | 4076 | West Marinette | Electric Utility | WI | 33 | 75.1 | Natural Gas Fired Combustion Turbine | NG | GT | 5 | 1993 |  |  | (OP) Operating
20860 | Wisconsin Public Service Corp | 4077 | Wausau | Electric Utility | WI | 1 | 1.2 | Conventional Hydroelectric | WAT | HY | 3 | 1921 |  |  | (OP) Operating
20860 | Wisconsin Public Service Corp | 4077 | Wausau | Electric Utility | WI | 2 | 1.2 | Conventional Hydroelectric | WAT | HY | 5 | 1921 |  |  | (OP) Operating
20860 | Wisconsin Public Service Corp | 4077 | Wausau | Electric Utility | WI | 3 | 1.2 | Conventional Hydroelectric | WAT | HY | 3 | 1924 |  |  | (OP) Operating
20860 | Wisconsin Public Service Corp | 4078 | Weston | Electric Utility | WI | 2 | 66.6 | Conventional Steam Coal | SUB | ST | 9 | 1960 |  |  | (OP) Operating
20860 | Wisconsin Public Service Corp | 4078 | Weston | Electric Utility | WI | 3 | 336.8 | Conventional Steam Coal | SUB | ST | 12 | 1981 |  |  | (OP) Operating | 2016 | 4 | 10
20860 | Wisconsin Public Service Corp | 4078 | Weston | Electric Utility | WI | 31 | 12.8 | Natural Gas Fired Combustion Turbine | NG | GT | 3 | 1969 |  |  | (OP) Operating
20860 | Wisconsin Public Service Corp | 4078 | Weston | Electric Utility | WI | 32 | 47.9 | Natural Gas Fired Combustion Turbine | NG | GT | 6 | 1973 |  |  | (OP) Operating
20860 | Wisconsin Public Service Corp | 4078 | Weston | Electric Utility | WI | 4 | 537.3 | Conventional Steam Coal | SUB | ST | 7 | 2008 |  |  | (OP) Operating
20863 | Wisconsin River Power Company | 4079 | Castle Rock | Electric Utility | WI | 1 | 3.5 | Conventional Hydroelectric | WAT | HY | 8 | 1951 |  |  | (OP) Operating
20863 | Wisconsin River Power Company | 4079 | Castle Rock | Electric Utility | WI | 2 | 3.5 | Conventional Hydroelectric | WAT | HY | 11 | 1950 |  |  | (OP) Operating
20863 | Wisconsin River Power Company | 4079 | Castle Rock | Electric Utility | WI | 3 | 3.5 | Conventional Hydroelectric | WAT | HY | 10 | 1950 |  |  | (OP) Operating
20863 | Wisconsin River Power Company | 4079 | Castle Rock | Electric Utility | WI | 4 | 3.5 | Conventional Hydroelectric | WAT | HY | 8 | 1950 |  |  | (OP) Operating
20863 | Wisconsin River Power Company | 4079 | Castle Rock | Electric Utility | WI | 5 | 3.5 | Conventional Hydroelectric | WAT | HY | 8 | 1950 |  |  | (OP) Operating
20863 | Wisconsin River Power Company | 4080 | Petenwell | Electric Utility | WI | 1 | 5.2 | Conventional Hydroelectric | WAT | HY | 8 | 1949 |  |  | (OP) Operating
20863 | Wisconsin River Power Company | 4080 | Petenwell | Electric Utility | WI | 2 | 5.2 | Conventional Hydroelectric | WAT | HY | 10 | 1949 |  |  | (OP) Operating
20863 | Wisconsin River Power Company | 4080 | Petenwell | Electric Utility | WI | 3 | 5.2 | Conventional Hydroelectric | WAT | HY | 11 | 1949 |  |  | (OP) Operating
20863 | Wisconsin River Power Company | 4080 | Petenwell | Electric Utility | WI | 4 | 5.1 | Conventional Hydroelectric | WAT | HY | 1 | 1950 |  |  | (OP) Operating
765 | City of Arcadia - (WI) | 4100 | Arcadia Electric | Electric Utility | WI | 1 | 1.3 | Petroleum Liquids | DFO | IC | 1 | 1956 |  |  | (SB) Standby/Backup: available for service but not normally used
765 | City of Arcadia - (WI) | 4100 | Arcadia Electric | Electric Utility | WI | 10 | 2 | Petroleum Liquids | DFO | IC | 5 | 2007 |  |  | (SB) Standby/Backup: available for service but not normally used
765 | City of Arcadia - (WI) | 4100 | Arcadia Electric | Electric Utility | WI | 2 | 1 | Petroleum Liquids | DFO | IC | 1 | 1947 |  |  | (SB) Standby/Backup: available for service but not normally used
765 | City of Arcadia - (WI) | 4100 | Arcadia Electric | Electric Utility | WI | 3 | 0.4 | Petroleum Liquids | DFO | IC | 1 | 1940 |  |  | (SB) Standby/Backup: available for service but not normally used
765 | City of Arcadia - (WI) | 4100 | Arcadia Electric | Electric Utility | WI | 4 | 0.2 | Petroleum Liquids | DFO | IC | 1 | 1930 |  |  | (SB) Standby/Backup: available for service but not normally used
765 | City of Arcadia - (WI) | 4100 | Arcadia Electric | Electric Utility | WI | 5 | 3 | Natural Gas Internal Combustion Engine | NG | IC | 9 | 1972 |  |  | (SB) Standby/Backup: available for service but not normally used
765 | City of Arcadia - (WI) | 4100 | Arcadia Electric | Electric Utility | WI | 6 | 3 | Natural Gas Internal Combustion Engine | NG | IC | 9 | 1987 |  |  | (SB) Standby/Backup: available for service but not normally used
765 | City of Arcadia - (WI) | 4100 | Arcadia Electric | Electric Utility | WI | 7 | 2 | Petroleum Liquids | DFO | IC | 5 | 2002 |  |  | (SB) Standby/Backup: available for service but not normally used
765 | City of Arcadia - (WI) | 4100 | Arcadia Electric | Electric Utility | WI | 8 | 2 | Petroleum Liquids | DFO | IC | 5 | 2002 |  |  | (SB) Standby/Backup: available for service but not normally used
765 | City of Arcadia - (WI) | 4100 | Arcadia Electric | Electric Utility | WI | 9 | 2 | Petroleum Liquids | DFO | IC | 11 | 2002 |  |  | (SB) Standby/Backup: available for service but not normally used
1278 | City of Barron - (WI) | 4102 | Barron | Electric Utility | WI | 1A | 1.1 | Petroleum Liquids | DFO | IC | 6 | 1998 |  |  | (SB) Standby/Backup: available for service but not normally used
1278 | City of Barron - (WI) | 4102 | Barron | Electric Utility | WI | 2A | 1.1 | Petroleum Liquids | DFO | IC | 6 | 1998 |  |  | (SB) Standby/Backup: available for service but not normally used
1278 | City of Barron - (WI) | 4102 | Barron | Electric Utility | WI | 3A | 1.1 | Petroleum Liquids | DFO | IC | 6 | 1998 |  |  | (SB) Standby/Backup: available for service but not normally used
1278 | City of Barron - (WI) | 4102 | Barron | Electric Utility | WI | 4 | 1.1 | Petroleum Liquids | DFO | IC | 6 | 1998 |  |  | (SB) Standby/Backup: available for service but not normally used
1278 | City of Barron - (WI) | 4102 | Barron | Electric Utility | WI | 7 | 0.6 | Petroleum Liquids | DFO | IC | 3 | 1944 |  |  | (OS) Out of service and NOT expected to return to service in next calendar year
1278 | City of Barron - (WI) | 4102 | Barron | Electric Utility | WI | 8 | 1.3 | Petroleum Liquids | DFO | IC | 3 | 1954 |  |  | (SB) Standby/Backup: available for service but not normally used
1278 | City of Barron - (WI) | 4102 | Barron | Electric Utility | WI | 9 | 2 | Petroleum Liquids | DFO | IC | 3 | 1960 |  |  | (SB) Standby/Backup: available for service but not normally used
1278 | City of Barron - (WI) | 4102 | Barron | Electric Utility | WI | H2 | 0.1 | Conventional Hydroelectric | WAT | HY | 8 | 1923 |  |  | (OP) Operating
3156 | Village of Cashton - (WI) | 4107 | Cashton | Electric Utility | WI | 3 | 0.4 | Petroleum Liquids | DFO | IC | 8 | 1932 |  |  | (OP) Operating
3156 | Village of Cashton - (WI) | 4107 | Cashton | Electric Utility | WI | 5 | 1.1 | Natural Gas Internal Combustion Engine | NG | IC | 1 | 1970 |  |  | (OP) Operating
3156 | Village of Cashton - (WI) | 4107 | Cashton | Electric Utility | WI | 6 | 2 | Petroleum Liquids | DFO | IC | 1 | 2002 |  |  | (OP) Operating
4627 | City of Cumberland - (WI) | 4112 | Cumberland (WI) | Electric Utility | WI | 1 | 0.6 | Petroleum Liquids | DFO | IC | 2 | 1945 |  |  | (OP) Operating
4627 | City of Cumberland - (WI) | 4112 | Cumberland (WI) | Electric Utility | WI | 2 | 0.2 | Petroleum Liquids | DFO | IC | 8 | 1939 |  |  | (OP) Operating
4627 | City of Cumberland - (WI) | 4112 | Cumberland (WI) | Electric Utility | WI | 3 | 0.2 | Petroleum Liquids | DFO | IC | 8 | 1939 |  |  | (OP) Operating
4627 | City of Cumberland - (WI) | 4112 | Cumberland (WI) | Electric Utility | WI | 4 | 1.2 | Petroleum Liquids | DFO | IC | 5 | 1954 |  |  | (OP) Operating
4627 | City of Cumberland - (WI) | 4112 | Cumberland (WI) | Electric Utility | WI | 5 | 2.1 | Natural Gas Internal Combustion Engine | NG | IC | 7 | 1966 |  |  | (OP) Operating
4627 | City of Cumberland - (WI) | 4112 | Cumberland (WI) | Electric Utility | WI | 6 | 6.7 | Petroleum Liquids | DFO | IC | 4 | 1979 |  |  | (OP) Operating
4627 | City of Cumberland - (WI) | 4112 | Cumberland (WI) | Electric Utility | WI | 7 | 6.2 | Natural Gas Internal Combustion Engine | NG | IC | 11 | 2001 |  |  | (OP) Operating
4627 | City of Cumberland - (WI) | 4112 | Cumberland (WI) | Electric Utility | WI | 8 | 3.5 | Natural Gas Internal Combustion Engine | NG | IC | 12 | 2001 |  |  | (OP) Operating
5834 | City of Elroy - (WI) | 4113 | Elroy | Electric Utility | WI | 1A | 2.2 | Petroleum Liquids | DFO | IC | 2 | 2005 |  |  | (OP) Operating
5834 | City of Elroy - (WI) | 4113 | Elroy | Electric Utility | WI | 2A | 2.2 | Petroleum Liquids | DFO | IC | 2 | 2005 |  |  | (OP) Operating
5834 | City of Elroy - (WI) | 4113 | Elroy | Electric Utility | WI | 5 | 2.2 | Petroleum Liquids | DFO | IC | 5 | 1973 |  |  | (OP) Operating
6274 | City of Fennimore - (WI) | 4114 | Fennimore | Electric Utility | WI | 4 | 1.1 | Petroleum Liquids | DFO | IC | 2 | 1964 |  |  | (SB) Standby/Backup: available for service but not normally used
6274 | City of Fennimore - (WI) | 4114 | Fennimore | Electric Utility | WI | 5 | 0.9 | Petroleum Liquids | DFO | IC | 2 | 1952 |  |  | (SB) Standby/Backup: available for service but not normally used
6274 | City of Fennimore - (WI) | 4114 | Fennimore | Electric Utility | WI | 6 | 2 | Petroleum Liquids | DFO | IC | 12 | 1999 |  |  | (SB) Standby/Backup: available for service but not normally used
6274 | City of Fennimore - (WI) | 4114 | Fennimore | Electric Utility | WI | 7 | 2 | Petroleum Liquids | DFO | IC | 12 | 1999 |  |  | (SB) Standby/Backup: available for service but not normally used
6274 | City of Fennimore - (WI) | 4114 | Fennimore | Electric Utility | WI | 8 | 2 | Petroleum Liquids | DFO | IC | 12 | 1999 |  |  | (SB) Standby/Backup: available for service but not normally used
10056 | City of Kaukauna | 4118 | Kaukauna Gas Turbine | Electric Utility | WI | GT1 | 15.8 | Natural Gas Fired Combustion Turbine | NG | GT | 5 | 1969 |  |  | (OP) Operating
10056 | City of Kaukauna | 4119 | Little Chute | Electric Utility | WI | 1 | 1.1 | Conventional Hydroelectric | WAT | HY | 6 | 1948 |  |  | (OP) Operating
10056 | City of Kaukauna | 4119 | Little Chute | Electric Utility | WI | 2 | 1.1 | Conventional Hydroelectric | WAT | HY | 6 | 1948 |  |  | (OP) Operating
10056 | City of Kaukauna | 4119 | Little Chute | Electric Utility | WI | 3 | 1.1 | Conventional Hydroelectric | WAT | HY | 6 | 1948 |  |  | (OP) Operating
10056 | City of Kaukauna | 4120 | New Badger | Electric Utility | WI | 3 | 4 | Conventional Hydroelectric | WAT | HY | 1 | 2014 |  |  | (OP) Operating
10056 | City of Kaukauna | 4120 | New Badger | Electric Utility | WI | 4 | 4 | Conventional Hydroelectric | WAT | HY | 1 | 2014 |  |  | (OP) Operating
10056 | City of Kaukauna | 4122 | Rapide Croche | Electric Utility | WI | 1 | 0.6 | Conventional Hydroelectric | WAT | HY | 1 | 1926 |  |  | (OP) Operating
10056 | City of Kaukauna | 4122 | Rapide Croche | Electric Utility | WI | 2 | 0.6 | Conventional Hydroelectric | WAT | HY | 1 | 1926 |  |  | (OP) Operating
10056 | City of Kaukauna | 4122 | Rapide Croche | Electric Utility | WI | 3 | 0.6 | Conventional Hydroelectric | WAT | HY | 1 | 1926 |  |  | (OP) Operating
10056 | City of Kaukauna | 4122 | Rapide Croche | Electric Utility | WI | 4 | 0.6 | Conventional Hydroelectric | WAT | HY | 1 | 1926 |  |  | (OP) Operating
10525 | La Farge Municipal Electric Co | 4124 | La Farge | Electric Utility | WI | 2A | 1.5 | Petroleum Liquids | DFO | IC | 10 | 1990 |  |  | (OP) Operating
11571 | Manitowoc Public Utilities | 4125 | Manitowoc | Electric Utility | WI | 5 | 22 | Wood/Wood Waste Biomass | WDS | ST | 6 | 1955 |  |  | (OP) Operating
11571 | Manitowoc Public Utilities | 4125 | Manitowoc | Electric Utility | WI | 6 | 22 | Wood/Wood Waste Biomass | WDS | ST | 6 | 1962 |  |  | (OP) Operating
11571 | Manitowoc Public Utilities | 4125 | Manitowoc | Electric Utility | WI | 9 | 58.4 | Petroleum Coke | PC | ST | 4 | 2007 |  |  | (OP) Operating
11571 | Manitowoc Public Utilities | 4125 | Manitowoc | Electric Utility | WI | IC2 | 5 | Natural Gas Internal Combustion Engine | NG | IC | 9 | 1985 |  |  | (SB) Standby/Backup: available for service but not normally used
13466 | City of New Lisbon | 4130 | New Lisbon | Electric Utility | WI | 2 | 1.2 | Petroleum Liquids | DFO | IC | 1 | 1966 |  |  | (OP) Operating
13466 | City of New Lisbon | 4130 | New Lisbon | Electric Utility | WI | 5 | 2.4 | Petroleum Liquids | DFO | IC | 1 | 1977 |  |  | (OP) Operating
13466 | City of New Lisbon | 4130 | New Lisbon | Electric Utility | WI | 6 | 2 | Petroleum Liquids | DFO | IC | 7 | 2005 |  |  | (OP) Operating
13466 | City of New Lisbon | 4130 | New Lisbon | Electric Utility | WI | 7 | 2 | Petroleum Liquids | DFO | IC | 7 | 2005 |  |  | (OP) Operating
19867 | Village of Viola - (WI) | 4139 | Viola | Electric Utility | WI | 3 | 1.8 | Petroleum Liquids | DFO | IC | 1 | 2002 |  |  | (OP) Operating
4716 | Dairyland Power Coop | 4142 | Flambeau Hydroelectric Station | Electric Utility | WI | 1 | 8 | Conventional Hydroelectric | WAT | HY | 3 | 1951 |  |  | (OP) Operating
4716 | Dairyland Power Coop | 4142 | Flambeau Hydroelectric Station | Electric Utility | WI | 2 | 5.8 | Conventional Hydroelectric | WAT | HY | 1 | 1951 |  |  | (OP) Operating
4716 | Dairyland Power Coop | 4142 | Flambeau Hydroelectric Station | Electric Utility | WI | 3 | 7.8 | Conventional Hydroelectric | WAT | HY | 1 | 1951 |  |  | (OP) Operating
4716 | Dairyland Power Coop | 4143 | Genoa | Electric Utility | WI | ST3 | 301 | Conventional Steam Coal | SUB | ST | 6 | 1969 |  |  | (OP) Operating
56293 | DTE Stoneman LLC | 4146 | E J Stoneman Station | IPP Non-CHP | WI | 1 | 15 | Wood/Wood Waste Biomass | WDS | ST | 1 | 1952 |  |  | (OP) Operating
56293 | DTE Stoneman LLC | 4146 | E J Stoneman Station | IPP Non-CHP | WI | 2 | 35 | Wood/Wood Waste Biomass | WDS | ST | 4 | 1952 |  |  | (OP) Operating
13964 | Oconto Electric Cooperative | 4147 | Stiles | Electric Utility | WI | 1 | 0.3 | Conventional Hydroelectric | WAT | HY | 3 | 1949 |  |  | (OP) Operating
13964 | Oconto Electric Cooperative | 4147 | Stiles | Electric Utility | WI | 2 | 0.3 | Conventional Hydroelectric | WAT | HY | 3 | 1949 |  |  | (OP) Operating
20153 | Washington Island El Coop, Inc | 4148 | Washington Island | Electric Utility | WI | 2 | 0.1 | Petroleum Liquids | DFO | IC | 8 | 1952 |  |  | (OP) Operating
20153 | Washington Island El Coop, Inc | 4148 | Washington Island | Electric Utility | WI | 3 | 0.1 | Petroleum Liquids | DFO | IC | 12 | 1945 |  |  | (OP) Operating
20153 | Washington Island El Coop, Inc | 4148 | Washington Island | Electric Utility | WI | 4 | 0.2 | Petroleum Liquids | DFO | IC | 4 | 1951 |  |  | (OP) Operating
20153 | Washington Island El Coop, Inc | 4148 | Washington Island | Electric Utility | WI | 5 | 0.5 | Petroleum Liquids | DFO | IC | 6 | 1968 |  |  | (OP) Operating
20153 | Washington Island El Coop, Inc | 4148 | Washington Island | Electric Utility | WI | 6 | 0.9 | Petroleum Liquids | DFO | IC | 7 | 1972 |  |  | (OP) Operating
20153 | Washington Island El Coop, Inc | 4148 | Washington Island | Electric Utility | WI | 7 | 1.6 | Petroleum Liquids | DFO | IC | 1 | 1997 |  |  | (OP) Operating
20153 | Washington Island El Coop, Inc | 4148 | Washington Island | Electric Utility | WI | 8 | 1.6 | Petroleum Liquids | DFO | IC | 1 | 1997 |  |  | (OP) Operating
14354 | PacifiCorp | 4158 | Dave Johnston | Electric Utility | WY | 1 | 105 | Conventional Steam Coal | SUB | ST | 2 | 1959 |  |  | (OP) Operating
14354 | PacifiCorp | 4158 | Dave Johnston | Electric Utility | WY | 2 | 105 | Conventional Steam Coal | SUB | ST | 1 | 1961 |  |  | (OP) Operating
14354 | PacifiCorp | 4158 | Dave Johnston | Electric Utility | WY | 3 | 220 | Conventional Steam Coal | SUB | ST | 12 | 1964 |  |  | (OP) Operating
14354 | PacifiCorp | 4158 | Dave Johnston | Electric Utility | WY | 4 | 330 | Conventional Steam Coal | SUB | ST | 7 | 1972 |  |  | (OP) Operating
14354 | PacifiCorp | 4162 | Naughton | Electric Utility | WY | 1 | 156 | Conventional Steam Coal | SUB | ST | 5 | 1963 |  |  | (OP) Operating
14354 | PacifiCorp | 4162 | Naughton | Electric Utility | WY | 2 | 201 | Conventional Steam Coal | SUB | ST | 10 | 1968 |  |  | (OP) Operating
14354 | PacifiCorp | 4162 | Naughton | Electric Utility | WY | 3 | 330 | Conventional Steam Coal | SUB | ST | 10 | 1971 |  |  | (OP) Operating
2518 | U S Bureau of Reclamation | 4176 | Fremont Canyon | Electric Utility | WY | 1 | 33.4 | Conventional Hydroelectric | WAT | HY | 1 | 1961 |  |  | (OP) Operating
2518 | U S Bureau of Reclamation | 4176 | Fremont Canyon | Electric Utility | WY | 2 | 33.4 | Conventional Hydroelectric | WAT | HY | 12 | 1960 |  |  | (OP) Operating
2518 | U S Bureau of Reclamation | 4177 | Glendo | Electric Utility | WY | 1 | 19 | Conventional Hydroelectric | WAT | HY | 12 | 1958 |  |  | (OP) Operating
2518 | U S Bureau of Reclamation | 4177 | Glendo | Electric Utility | WY | 2 | 19 | Conventional Hydroelectric | WAT | HY | 4 | 1959 |  |  | (OP) Operating
2518 | U S Bureau of Reclamation | 4178 | Guernsey | Electric Utility | WY | 1 | 3.2 | Conventional Hydroelectric | WAT | HY | 7 | 1927 |  |  | (OP) Operating
2518 | U S Bureau of Reclamation | 4178 | Guernsey | Electric Utility | WY | 2 | 3.2 | Conventional Hydroelectric | WAT | HY | 1 | 1928 |  |  | (OP) Operating
2518 | U S Bureau of Reclamation | 4180 | Kortes | Electric Utility | WY | 1 | 12.2 | Conventional Hydroelectric | WAT | HY | 1 | 1951 |  |  | (OP) Operating
2518 | U S Bureau of Reclamation | 4180 | Kortes | Electric Utility | WY | 2 | 12.2 | Conventional Hydroelectric | WAT | HY | 8 | 1950 |  |  | (OP) Operating
2518 | U S Bureau of Reclamation | 4180 | Kortes | Electric Utility | WY | 3 | 12.2 | Conventional Hydroelectric | WAT | HY | 6 | 1950 |  |  | (OP) Operating
2518 | U S Bureau of Reclamation | 4182 | Seminoe | Electric Utility | WY | 1 | 17.2 | Conventional Hydroelectric | WAT | HY | 8 | 1939 |  |  | (OP) Operating
2518 | U S Bureau of Reclamation | 4182 | Seminoe | Electric Utility | WY | 2 | 17.2 | Conventional Hydroelectric | WAT | HY | 8 | 1939 |  |  | (OP) Operating
2518 | U S Bureau of Reclamation | 4182 | Seminoe | Electric Utility | WY | 3 | 17.2 | Conventional Hydroelectric | WAT | HY | 8 | 1939 |  |  | (OP) Operating
2518 | U S Bureau of Reclamation | 4183 | Shoshone (WY) | Electric Utility | WY | 1 | 3 | Conventional Hydroelectric | WAT | HY | 4 | 1922 |  |  | (OP) Operating
2518 | U S Bureau of Reclamation | 4185 | Fontenelle | Electric Utility | WY | 1 | 11.2 | Conventional Hydroelectric | WAT | HY | 5 | 1968 |  |  | (OP) Operating
7634 | City of Greenville - (TX) | 4195 | Powerlane Plant | Electric Utility | TX | EP | 8 | Natural Gas Internal Combustion Engine | NG | IC | 7 | 2010 |  |  | (OP) Operating
7634 | City of Greenville - (TX) | 4195 | Powerlane Plant | Electric Utility | TX | EP2 | 8 | Natural Gas Internal Combustion Engine | NG | IC | 7 | 2010 |  |  | (OP) Operating
7634 | City of Greenville - (TX) | 4195 | Powerlane Plant | Electric Utility | TX | EP3 | 8 | Natural Gas Internal Combustion Engine | NG | IC | 7 | 2010 |  |  | (OP) Operating
7634 | City of Greenville - (TX) | 4195 | Powerlane Plant | Electric Utility | TX | ST1 | 20 | Natural Gas Steam Turbine | NG | ST | 8 | 1966 |  |  | (OP) Operating
7634 | City of Greenville - (TX) | 4195 | Powerlane Plant | Electric Utility | TX | ST2 | 26 | Natural Gas Steam Turbine | NG | ST | 8 | 1969 |  |  | (OP) Operating
7634 | City of Greenville - (TX) | 4195 | Powerlane Plant | Electric Utility | TX | ST3 | 41 | Natural Gas Steam Turbine | NG | ST | 8 | 1977 |  |  | (OP) Operating
10056 | City of Kaukauna | 4201 | Combined Locks | Electric Utility | WI | HC1 | 3.1 | Conventional Hydroelectric | WAT | HY | 2 | 1988 |  |  | (OP) Operating
10056 | City of Kaukauna | 4201 | Combined Locks | Electric Utility | WI | HC2 | 3.1 | Conventional Hydroelectric | WAT | HY | 2 | 1988 |  |  | (OP) Operating
6169 | Fall River Rural Elec Coop Inc | 4204 | Island Park | Electric Utility | ID | HY1 | 2.4 | Conventional Hydroelectric | WAT | HY | 4 | 1994 |  |  | (OP) Operating
6169 | Fall River Rural Elec Coop Inc | 4204 | Island Park | Electric Utility | ID | HY2 | 2.4 | Conventional Hydroelectric | WAT | HY | 4 | 1994 |  |  | (OP) Operating
15248 | Portland General Electric Co | 4213 | PHP 1 | Electric Utility | OR | 1 | 24 | Conventional Hydroelectric | WAT | HY | 2 | 1982 |  |  | (OP) Operating
15248 | Portland General Electric Co | 4214 | PHP 2 | Electric Utility | OR | 2 | 13.5 | Conventional Hydroelectric | WAT | HY | 2 | 1982 |  |  | (OP) Operating
11135 | City of Logan - (UT) | 4251 | Logan City | Electric Utility | UT | 1 | 4.5 | Natural Gas Fired Combustion Turbine | NG | GT | 7 | 2002 |  |  | (OP) Operating
11135 | City of Logan - (UT) | 4251 | Logan City | Electric Utility | UT | 2 | 4.5 | Natural Gas Fired Combustion Turbine | NG | GT | 7 | 2002 |  |  | (OP) Operating
11135 | City of Logan - (UT) | 4251 | Logan City | Electric Utility | UT | 3 | 4.5 | Natural Gas Fired Combustion Turbine | NG | GT | 7 | 2002 |  |  | (OP) Operating
19281 | Turlock Irrigation District | 4256 | Walnut | Electric Utility | CA | 1 | 23.5 | Natural Gas Fired Combustion Turbine | NG | GT | 4 | 1986 |  |  | (OP) Operating
19281 | Turlock Irrigation District | 4256 | Walnut | Electric Utility | CA | 2 | 23.5 | Natural Gas Fired Combustion Turbine | NG | GT | 4 | 1986 |  |  | (OP) Operating
5625 | Easton Utilities Comm | 4257 | Easton 2 | Electric Utility | MD | 201 | 1.5 | Petroleum Liquids | DFO | IC | 5 | 1995 |  |  | (OP) Operating
5625 | Easton Utilities Comm | 4257 | Easton 2 | Electric Utility | MD | 202 | 1.5 | Petroleum Liquids | DFO | IC | 5 | 1995 |  |  | (OP) Operating
5625 | Easton Utilities Comm | 4257 | Easton 2 | Electric Utility | MD | 203 | 4.5 | Petroleum Liquids | DFO | GT | 11 | 2004 |  |  | (OP) Operating
5625 | Easton Utilities Comm | 4257 | Easton 2 | Electric Utility | MD | 204 | 4.5 | Petroleum Liquids | DFO | GT | 11 | 2004 |  |  | (OP) Operating
5625 | Easton Utilities Comm | 4257 | Easton 2 | Electric Utility | MD | 21 | 6.2 | Petroleum Liquids | DFO | IC | 3 | 1978 |  |  | (OP) Operating
5625 | Easton Utilities Comm | 4257 | Easton 2 | Electric Utility | MD | 22 | 6.2 | Petroleum Liquids | DFO | IC | 3 | 1978 |  |  | (OP) Operating
5625 | Easton Utilities Comm | 4257 | Easton 2 | Electric Utility | MD | 23 | 6.3 | Petroleum Liquids | RFO | IC | 6 | 1989 |  |  | (OP) Operating
5625 | Easton Utilities Comm | 4257 | Easton 2 | Electric Utility | MD | 24 | 6.3 | Petroleum Liquids | RFO | IC | 6 | 1989 |  |  | (OP) Operating
7977 | City of Hamilton - (OH) | 4258 | Greenup Hydro | Electric Utility | OH | 1 | 23.4 | Conventional Hydroelectric | WAT | HY | 12 | 1982 |  |  | (OP) Operating
7977 | City of Hamilton - (OH) | 4258 | Greenup Hydro | Electric Utility | OH | 2 | 23.4 | Conventional Hydroelectric | WAT | HY | 12 | 1982 |  |  | (OP) Operating
7977 | City of Hamilton - (OH) | 4258 | Greenup Hydro | Electric Utility | OH | 3 | 23.4 | Conventional Hydroelectric | WAT | HY | 12 | 1982 |  |  | (OP) Operating
12807 | Michigan South Central Pwr Agy | 4259 | Endicott Station | Electric Utility | MI | 1 | 55 | Conventional Steam Coal | BIT | ST | 12 | 1982 | 6 | 2016 | (OP) Operating
2010 | City of Bountiful | 4263 | Echo Dam | Electric Utility | UT | 3 | 1 | Conventional Hydroelectric | WAT | HY | 3 | 1987 |  |  | (OP) Operating
2010 | City of Bountiful | 4263 | Echo Dam | Electric Utility | UT | NA1 | 1.7 | Conventional Hydroelectric | WAT | HY | 3 | 1987 |  |  | (OP) Operating
2010 | City of Bountiful | 4263 | Echo Dam | Electric Utility | UT | NA2 | 1.7 | Conventional Hydroelectric | WAT | HY | 3 | 1987 |  |  | (OP) Operating
6958 | City of Garland - (TX) | 4266 | Spencer | Electric Utility | TX | 4 | 61 | Natural Gas Steam Turbine | NG | ST | 6 | 1966 |  |  | (OP) Operating
6958 | City of Garland - (TX) | 4266 | Spencer | Electric Utility | TX | 5 | 61 | Natural Gas Steam Turbine | NG | ST | 5 | 1973 |  |  | (OP) Operating
11241 | Entergy Louisiana LLC | 4270 | Waterford 3 | Electric Utility | LA | 3 | 1163.8 | Nuclear | NUC | ST | 9 | 1985 |  |  | (OP) Operating
4716 | Dairyland Power Coop | 4271 | John P Madgett | Electric Utility | WI | 1 | 391.8 | Conventional Steam Coal | SUB | ST | 11 | 1979 |  |  | (OP) Operating
11269 | Lower Colorado River Authority | 4937 | Thomas C Ferguson | Electric Utility | TX | CT-1 | 162 | Natural Gas Fired Combined Cycle | NG | CT | 8 | 2014 |  |  | (OP) Operating
11269 | Lower Colorado River Authority | 4937 | Thomas C Ferguson | Electric Utility | TX | CT-2 | 162 | Natural Gas Fired Combined Cycle | NG | CT | 8 | 2014 |  |  | (OP) Operating
11269 | Lower Colorado River Authority | 4937 | Thomas C Ferguson | Electric Utility | TX | STG | 197 | Natural Gas Fired Combined Cycle | NG | CA | 8 | 2014 |  |  | (OP) Operating
49979 | Topaz Power Group LLC | 4939 | Barney M Davis | IPP Non-CHP | TX | 1 | 335 | Natural Gas Steam Turbine | NG | ST | 5 | 1974 |  |  | (OP) Operating
49979 | Topaz Power Group LLC | 4939 | Barney M Davis | IPP Non-CHP | TX | 2 | 319 | Natural Gas Fired Combined Cycle | NG | CA | 7 | 1976 |  |  | (OP) Operating
49979 | Topaz Power Group LLC | 4939 | Barney M Davis | IPP Non-CHP | TX | 3 | 157 | Natural Gas Fired Combined Cycle | NG | CT | 3 | 2010 |  |  | (OP) Operating
49979 | Topaz Power Group LLC | 4939 | Barney M Davis | IPP Non-CHP | TX | 4 | 157 | Natural Gas Fired Combined Cycle | NG | CT | 3 | 2010 |  |  | (OP) Operating
15474 | Public Service Co of Oklahoma | 4940 | Riverside (OK) | Electric Utility | OK | 1 | 454 | Natural Gas Steam Turbine | NG | ST | 4 | 1974 |  |  | (OP) Operating
15474 | Public Service Co of Oklahoma | 4940 | Riverside (OK) | Electric Utility | OK | 2 | 455 | Natural Gas Steam Turbine | NG | ST | 5 | 1976 |  |  | (OP) Operating
15474 | Public Service Co of Oklahoma | 4940 | Riverside (OK) | Electric Utility | OK | 3 | 79 | Natural Gas Fired Combustion Turbine | NG | GT | 3 | 2008 |  |  | (OP) Operating
15474 | Public Service Co of Oklahoma | 4940 | Riverside (OK) | Electric Utility | OK | 4 | 79 | Natural Gas Fired Combustion Turbine | NG | GT | 3 | 2008 |  |  | (OP) Operating
15474 | Public Service Co of Oklahoma | 4940 | Riverside (OK) | Electric Utility | OK | IC1 | 2.8 | Petroleum Liquids | DFO | IC | 10 | 1976 |  |  | (OP) Operating
16572 | Salt River Project | 4941 | Navajo | Electric Utility | AZ | NAV1 | 750 | Conventional Steam Coal | BIT | ST | 5 | 1974 |  |  | (OP) Operating
16572 | Salt River Project | 4941 | Navajo | Electric Utility | AZ | NAV2 | 750 | Conventional Steam Coal | BIT | ST | 4 | 1975 |  |  | (OP) Operating
16572 | Salt River Project | 4941 | Navajo | Electric Utility | AZ | NAV3 | 750 | Conventional Steam Coal | BIT | ST | 4 | 1976 |  |  | (OP) Operating
56606 | Calpine New Jersey Generation LLC | 5083 | Cumberland (NJ) | IPP Non-CHP | NJ | CUMB | 86.6 | Natural Gas Fired Combustion Turbine | NG | GT | 5 | 1990 |  |  | (OP) Operating
56606 | Calpine New Jersey Generation LLC | 5083 | Cumberland (NJ) | IPP Non-CHP | NJ | CUMB2 | 96.5 | Natural Gas Fired Combustion Turbine | NG | GT | 6 | 2009 |  |  | (OP) Operating
9324 | Indiana Michigan Power Co | 6000 | Donald C Cook | Electric Utility | MI | 1 | 1009 | Nuclear | NUC | ST | 8 | 1975 |  |  | (OP) Operating
9324 | Indiana Michigan Power Co | 6000 | Donald C Cook | Electric Utility | MI | 2 | 1060 | Nuclear | NUC | ST | 7 | 1978 |  |  | (OP) Operating
195 | Alabama Power Co | 6001 | Joseph M Farley | Electric Utility | AL | 1 | 874 | Nuclear | NUC | ST | 12 | 1977 |  |  | (OP) Operating
195 | Alabama Power Co | 6001 | Joseph M Farley | Electric Utility | AL | 2 | 883 | Nuclear | NUC | ST | 7 | 1981 |  |  | (OP) Operating
195 | Alabama Power Co | 6002 | James H Miller Jr | Electric Utility | AL | 1 | 685.2 | Conventional Steam Coal | SUB | ST | 10 | 1978 |  |  | (OP) Operating
195 | Alabama Power Co | 6002 | James H Miller Jr | Electric Utility | AL | 2 | 684.7 | Conventional Steam Coal | SUB | ST | 5 | 1985 |  |  | (OP) Operating
195 | Alabama Power Co | 6002 | James H Miller Jr | Electric Utility | AL | 3 | 678 | Conventional Steam Coal | SUB | ST | 5 | 1989 |  |  | (OP) Operating
195 | Alabama Power Co | 6002 | James H Miller Jr | Electric Utility | AL | 4 | 678 | Conventional Steam Coal | SUB | ST | 3 | 1991 |  |  | (OP) Operating
23279 | Allegheny Energy Supply Co LLC | 6004 | FirstEnergy Pleasants Power Station | IPP Non-CHP | WV | 1 | 644 | Conventional Steam Coal | BIT | ST | 4 | 1979 |  |  | (OP) Operating
23279 | Allegheny Energy Supply Co LLC | 6004 | FirstEnergy Pleasants Power Station | IPP Non-CHP | WV | 2 | 644 | Conventional Steam Coal | BIT | ST | 12 | 1980 |  |  | (OP) Operating
58620 | AEP Generation Resources Inc | 6006 | Racine | IPP Non-CHP | OH | 1 | 10 | Conventional Hydroelectric | WAT | HY | 1 | 1983 |  |  | (OP) Operating
58620 | AEP Generation Resources Inc | 6006 | Racine | IPP Non-CHP | OH | 2 | 10 | Conventional Hydroelectric | WAT | HY | 9 | 1982 |  |  | (OP) Operating
803 | Arizona Public Service Co | 6008 | Palo Verde | Electric Utility | AZ | 1 | 1311 | Nuclear | NUC | ST | 1 | 1986 |  |  | (OP) Operating
803 | Arizona Public Service Co | 6008 | Palo Verde | Electric Utility | AZ | 2 | 1314 | Nuclear | NUC | ST | 9 | 1986 |  |  | (OP) Operating
803 | Arizona Public Service Co | 6008 | Palo Verde | Electric Utility | AZ | 3 | 1312 | Nuclear | NUC | ST | 1 | 1988 |  |  | (OP) Operating
814 | Entergy Arkansas Inc | 6009 | White Bluff | Electric Utility | AR | 1 | 815 | Conventional Steam Coal | SUB | ST | 8 | 1980 |  |  | (OP) Operating
814 | Entergy Arkansas Inc | 6009 | White Bluff | Electric Utility | AR | 2 | 822 | Conventional Steam Coal | SUB | ST | 8 | 1981 |  |  | (OP) Operating
2876 | Calvert Cliffs Nuclear PP LLC | 6011 | Calvert Cliffs Nuclear Power Plant | IPP Non-CHP | MD | 1 | 866 | Nuclear | NUC | ST | 5 | 1975 |  |  | (OP) Operating
2876 | Calvert Cliffs Nuclear PP LLC | 6011 | Calvert Cliffs Nuclear Power Plant | IPP Non-CHP | MD | 2 | 841.8 | Nuclear | NUC | ST | 4 | 1977 |  |  | (OP) Operating
50048 | TransCanada Hydro Northeast Inc., | 6012 | Sherman | IPP Non-CHP | MA | GEN1 | 6.1 | Conventional Hydroelectric | WAT | HY | 12 | 1926 |  |  | (OP) Operating
2507 | City of Burbank Water and Power | 6013 | Olive | Electric Utility | CA | O1 | 44 | Natural Gas Steam Turbine | NG | ST | 10 | 1959 |  |  | (OA) Out of service but expected to return to service in next calendar year
2507 | City of Burbank Water and Power | 6013 | Olive | Electric Utility | CA | O2 | 55 | Natural Gas Steam Turbine | NG | ST | 9 | 1964 |  |  | (OA) Out of service but expected to return to service in next calendar year
3046 | Duke Energy Progress - (NC) | 6014 | Brunswick Nuclear | Electric Utility | NC | 1 | 938 | Nuclear | NUC | ST | 3 | 1977 |  |  | (OP) Operating
3046 | Duke Energy Progress - (NC) | 6014 | Brunswick Nuclear | Electric Utility | NC | 2 | 932 | Nuclear | NUC | ST | 11 | 1975 |  |  | (OP) Operating
3046 | Duke Energy Progress - (NC) | 6015 | Harris | Electric Utility | NC | 1 | 928 | Nuclear | NUC | ST | 5 | 1987 |  |  | (OP) Operating
49756 | Illinois Power Resources Generating LLC | 6016 | Duck Creek | Electric Utility | IL | 1 | 410 | Conventional Steam Coal | SUB | ST | 6 | 1976 |  |  | (OP) Operating
520 | Illinois Power Generating Co | 6017 | Newton | IPP Non-CHP | IL | 1 | 595 | Conventional Steam Coal | SUB | ST | 11 | 1977 |  |  | (OP) Operating
520 | Illinois Power Generating Co | 6017 | Newton | IPP Non-CHP | IL | 2 | 600 | Conventional Steam Coal | SUB | ST | 12 | 1982 |  |  | (OP) Operating
55729 | Duke Energy Kentucky Inc | 6018 | East Bend | Electric Utility | KY | 2 | 600 | Conventional Steam Coal | BIT | ST | 3 | 1981 |  |  | (OP) Operating
3542 | Duke Energy Ohio Inc | 6019 | W H Zimmer | Electric Utility | OH | ST1 | 1344 | Conventional Steam Coal | BIT | ST | 3 | 1991 |  |  | (OP) Operating
50161 | FirstEnergy Nuclear Operating Company | 6020 | Perry | IPP Non-CHP | OH | 1 | 1240 | Nuclear | NUC | ST | 11 | 1987 |  |  | (OP) Operating
30151 | Tri-State G & T Assn, Inc | 6021 | Craig (CO) | Electric Utility | CO | 1 | 428 | Conventional Steam Coal | SUB | ST | 7 | 1980 |  |  | (OP) Operating
30151 | Tri-State G & T Assn, Inc | 6021 | Craig (CO) | Electric Utility | CO | 2 | 428 | Conventional Steam Coal | SUB | ST | 11 | 1979 |  |  | (OP) Operating
30151 | Tri-State G & T Assn, Inc | 6021 | Craig (CO) | Electric Utility | CO | 3 | 448 | Conventional Steam Coal | SUB | ST | 10 | 1984 |  |  | (OP) Operating
55951 | Exelon Nuclear | 6022 | Braidwood Generation Station | IPP Non-CHP | IL | 1 | 1178 | Nuclear | NUC | ST | 7 | 1988 |  |  | (OP) Operating
55951 | Exelon Nuclear | 6022 | Braidwood Generation Station | IPP Non-CHP | IL | 2 | 1152 | Nuclear | NUC | ST | 10 | 1988 |  |  | (OP) Operating
55951 | Exelon Nuclear | 6023 | Byron Generating Station | IPP Non-CHP | IL | 1 | 1164 | Nuclear | NUC | ST | 9 | 1985 |  |  | (OP) Operating
55951 | Exelon Nuclear | 6023 | Byron Generating Station | IPP Non-CHP | IL | 2 | 1136 | Nuclear | NUC | ST | 8 | 1987 |  |  | (OP) Operating
55951 | Exelon Nuclear | 6026 | LaSalle Generating Station | IPP Non-CHP | IL | 1 | 1135.4 | Nuclear | NUC | ST | 1 | 1984 |  |  | (OP) Operating
55951 | Exelon Nuclear | 6026 | LaSalle Generating Station | IPP Non-CHP | IL | 2 | 1136.2 | Nuclear | NUC | ST | 10 | 1984 |  |  | (OP) Operating
7570 | Great River Energy | 6030 | Coal Creek | Electric Utility | ND | 1 | 568 | Conventional Steam Coal | RC | ST | 6 | 1979 |  |  | (OP) Operating
7570 | Great River Energy | 6030 | Coal Creek | Electric Utility | ND | 2 | 574.5 | Conventional Steam Coal | RC | ST | 9 | 1980 |  |  | (OP) Operating
7570 | Great River Energy | 6030 | Coal Creek | Electric Utility | ND | 3 | 2 | Petroleum Liquids | DFO | IC | 6 | 1979 |  |  | (SB) Standby/Backup: available for service but not normally used
4922 | Dayton Power & Light Co | 6031 | Killen Station | Electric Utility | OH | 2 | 600 | Conventional Steam Coal | BIT | ST | 6 | 1982 |  |  | (OP) Operating
4922 | Dayton Power & Light Co | 6031 | Killen Station | Electric Utility | OH | GT1 | 18 | Petroleum Liquids | DFO | GT | 4 | 1982 |  |  | (OP) Operating
5109 | DTE Electric Company | 6034 | Belle River | Electric Utility | MI | 12-1 | 75 | Natural Gas Fired Combustion Turbine | NG | GT | 9 | 1999 |  |  | (OP) Operating
5109 | DTE Electric Company | 6034 | Belle River | Electric Utility | MI | 12-2 | 75 | Natural Gas Fired Combustion Turbine | NG | GT | 9 | 1999 |  |  | (OP) Operating
5109 | DTE Electric Company | 6034 | Belle River | Electric Utility | MI | 13-1 | 74 | Natural Gas Fired Combustion Turbine | NG | GT | 9 | 1999 |  |  | (OP) Operating
5109 | DTE Electric Company | 6034 | Belle River | Electric Utility | MI | 3 | 2 | Petroleum Liquids | DFO | IC | 11 | 1981 |  |  | (OP) Operating
5109 | DTE Electric Company | 6034 | Belle River | Electric Utility | MI | 4 | 3 | Petroleum Liquids | DFO | IC | 11 | 1981 |  |  | (OP) Operating
5109 | DTE Electric Company | 6034 | Belle River | Electric Utility | MI | 5 | 3 | Petroleum Liquids | DFO | IC | 11 | 1981 |  |  | (OP) Operating
5109 | DTE Electric Company | 6034 | Belle River | Electric Utility | MI | IC1 | 2 | Petroleum Liquids | DFO | IC | 11 | 1981 |  |  | (OP) Operating
5109 | DTE Electric Company | 6034 | Belle River | Electric Utility | MI | IC2 | 2 | Petroleum Liquids | DFO | IC | 11 | 1981 |  |  | (OP) Operating
5109 | DTE Electric Company | 6034 | Belle River | Electric Utility | MI | ST1 | 635 | Conventional Steam Coal | SUB | ST | 8 | 1984 |  |  | (OP) Operating
5109 | DTE Electric Company | 6034 | Belle River | Electric Utility | MI | ST2 | 635 | Conventional Steam Coal | SUB | ST | 7 | 1985 |  |  | (OP) Operating
5109 | DTE Electric Company | 6035 | Greenwood (MI) | Electric Utility | MI | 1 | 785 | Natural Gas Steam Turbine | NG | ST | 7 | 1979 |  |  | (OP) Operating
5109 | DTE Electric Company | 6035 | Greenwood (MI) | Electric Utility | MI | 11-1 | 75 | Natural Gas Fired Combustion Turbine | NG | GT | 9 | 1999 |  |  | (OP) Operating
5109 | DTE Electric Company | 6035 | Greenwood (MI) | Electric Utility | MI | 11-2 | 75 | Natural Gas Fired Combustion Turbine | NG | GT | 9 | 1999 |  |  | (OP) Operating
5109 | DTE Electric Company | 6035 | Greenwood (MI) | Electric Utility | MI | 11-3 | 74 | Natural Gas Fired Combustion Turbine | NG | GT | 9 | 1999 |  |  | (OP) Operating
5416 | Duke Energy Carolinas, LLC | 6036 | Catawba | Electric Utility | SC | 1 | 1140.1 | Nuclear | NUC | ST | 6 | 1985 |  |  | (OP) Operating
5416 | Duke Energy Carolinas, LLC | 6036 | Catawba | Electric Utility | SC | 2 | 1150.1 | Nuclear | NUC | ST | 8 | 1986 |  |  | (OP) Operating
5416 | Duke Energy Carolinas, LLC | 6038 | McGuire | Electric Utility | NC | 1 | 1138.5 | Nuclear | NUC | ST | 9 | 1981 |  |  | (OP) Operating
5416 | Duke Energy Carolinas, LLC | 6038 | McGuire | Electric Utility | NC | 2 | 1157.6 | Nuclear | NUC | ST | 3 | 1984 |  |  | (OP) Operating
50161 | FirstEnergy Nuclear Operating Company | 6040 | Beaver Valley | IPP Non-CHP | PA | 1 | 920 | Nuclear | NUC | ST | 9 | 1976 |  |  | (OP) Operating
50161 | FirstEnergy Nuclear Operating Company | 6040 | Beaver Valley | IPP Non-CHP | PA | 2 | 914 | Nuclear | NUC | ST | 11 | 1987 |  |  | (OP) Operating
5580 | East Kentucky Power Coop, Inc | 6041 | H L Spurlock | Electric Utility | KY | 1 | 300 | Conventional Steam Coal | BIT | ST | 9 | 1977 |  |  | (OP) Operating
5580 | East Kentucky Power Coop, Inc | 6041 | H L Spurlock | Electric Utility | KY | 2 | 510 | Conventional Steam Coal | BIT | ST | 3 | 1981 |  |  | (OP) Operating
5580 | East Kentucky Power Coop, Inc | 6041 | H L Spurlock | Electric Utility | KY | 3 | 268 | Conventional Steam Coal | BIT | ST | 3 | 2005 |  |  | (OP) Operating
5580 | East Kentucky Power Coop, Inc | 6041 | H L Spurlock | Electric Utility | KY | 4 | 268 | Conventional Steam Coal | BIT | ST | 4 | 2009 |  |  | (OP) Operating
6452 | Florida Power & Light Co | 6042 | Manatee | Electric Utility | FL | 1 | 812 | Petroleum Liquids | RFO | ST | 10 | 1976 |  |  | (OP) Operating
6452 | Florida Power & Light Co | 6042 | Manatee | Electric Utility | FL | 2 | 812 | Petroleum Liquids | RFO | ST | 12 | 1977 |  |  | (OP) Operating
6452 | Florida Power & Light Co | 6042 | Manatee | Electric Utility | FL | 3 | 1111 | Natural Gas Fired Combined Cycle | NG | CA | 6 | 2005 |  |  | (OP) Operating
6452 | Florida Power & Light Co | 6042 | Manatee | Electric Utility | FL | A |  | Natural Gas Fired Combined Cycle | NG | CT | 6 | 2005 |  |  | (OP) Operating
6452 | Florida Power & Light Co | 6042 | Manatee | Electric Utility | FL | B |  | Natural Gas Fired Combined Cycle | NG | CT | 6 | 2005 |  |  | (OP) Operating
6452 | Florida Power & Light Co | 6042 | Manatee | Electric Utility | FL | C |  | Natural Gas Fired Combined Cycle | NG | CT | 6 | 2005 |  |  | (OP) Operating
6452 | Florida Power & Light Co | 6042 | Manatee | Electric Utility | FL | D |  | Natural Gas Fired Combined Cycle | NG | CT | 6 | 2005 |  |  | (OP) Operating
6452 | Florida Power & Light Co | 6043 | Martin | Electric Utility | FL | 1 | 826 | Petroleum Liquids | RFO | ST | 12 | 1980 |  |  | (OP) Operating
6452 | Florida Power & Light Co | 6043 | Martin | Electric Utility | FL | 2 | 826 | Petroleum Liquids | RFO | ST | 6 | 1981 |  |  | (OP) Operating
6452 | Florida Power & Light Co | 6043 | Martin | Electric Utility | FL | 3GT1 |  | Natural Gas Fired Combined Cycle | NG | CT | 2 | 1994 |  |  | (OP) Operating
6452 | Florida Power & Light Co | 6043 | Martin | Electric Utility | FL | 3GT2 |  | Natural Gas Fired Combined Cycle | NG | CT | 2 | 1994 |  |  | (OP) Operating
6452 | Florida Power & Light Co | 6043 | Martin | Electric Utility | FL | 3ST | 469 | Natural Gas Fired Combined Cycle | NG | CA | 2 | 1994 |  |  | (OP) Operating
6452 | Florida Power & Light Co | 6043 | Martin | Electric Utility | FL | 4GT1 |  | Natural Gas Fired Combined Cycle | NG | CT | 4 | 1994 |  |  | (OP) Operating
6452 | Florida Power & Light Co | 6043 | Martin | Electric Utility | FL | 4GT2 |  | Natural Gas Fired Combined Cycle | NG | CT | 4 | 1994 |  |  | (OP) Operating
6452 | Florida Power & Light Co | 6043 | Martin | Electric Utility | FL | 4ST | 469 | Natural Gas Fired Combined Cycle | NG | CA | 4 | 1994 |  |  | (OP) Operating
6452 | Florida Power & Light Co | 6043 | Martin | Electric Utility | FL | 8 | 1105 | Natural Gas Fired Combined Cycle | NG | CA | 6 | 2005 |  |  | (OP) Operating
6452 | Florida Power & Light Co | 6043 | Martin | Electric Utility | FL | 8A |  | Natural Gas Fired Combined Cycle | NG | CT | 6 | 2001 |  |  | (OP) Operating
6452 | Florida Power & Light Co | 6043 | Martin | Electric Utility | FL | 8B |  | Natural Gas Fired Combined Cycle | NG | CT | 6 | 2001 |  |  | (OP) Operating
6452 | Florida Power & Light Co | 6043 | Martin | Electric Utility | FL | 8C |  | Natural Gas Fired Combined Cycle | NG | CT | 6 | 2005 |  |  | (OP) Operating
6452 | Florida Power & Light Co | 6043 | Martin | Electric Utility | FL | 8D |  | Natural Gas Fired Combined Cycle | NG | CT | 6 | 2005 |  |  | (OP) Operating
6452 | Florida Power & Light Co | 6045 | St Lucie | Electric Utility | FL | 1 | 981 | Nuclear | NUC | ST | 5 | 1976 |  |  | (OP) Operating
6452 | Florida Power & Light Co | 6045 | St Lucie | Electric Utility | FL | 2 | 987 | Nuclear | NUC | ST | 6 | 1983 |  |  | (OP) Operating
6455 | Duke Energy Florida, Inc | 6046 | DeBary | Electric Utility | FL | 10 | 80 | Petroleum Liquids | DFO | GT | 10 | 1992 |  |  | (OP) Operating
6455 | Duke Energy Florida, Inc | 6046 | DeBary | Electric Utility | FL | 2 | 51 | Petroleum Liquids | DFO | GT | 3 | 1976 |  |  | (OP) Operating
6455 | Duke Energy Florida, Inc | 6046 | DeBary | Electric Utility | FL | 3 | 52 | Petroleum Liquids | DFO | GT | 12 | 1975 |  |  | (OP) Operating
6455 | Duke Energy Florida, Inc | 6046 | DeBary | Electric Utility | FL | 4 | 51 | Petroleum Liquids | DFO | GT | 4 | 1976 |  |  | (OP) Operating
6455 | Duke Energy Florida, Inc | 6046 | DeBary | Electric Utility | FL | 5 | 50 | Petroleum Liquids | DFO | GT | 12 | 1975 |  |  | (OP) Operating
6455 | Duke Energy Florida, Inc | 6046 | DeBary | Electric Utility | FL | 6 | 52 | Petroleum Liquids | DFO | GT | 4 | 1976 |  |  | (OP) Operating
6455 | Duke Energy Florida, Inc | 6046 | DeBary | Electric Utility | FL | 7 | 83 | Natural Gas Fired Combustion Turbine | NG | GT | 10 | 1992 |  |  | (OP) Operating
6455 | Duke Energy Florida, Inc | 6046 | DeBary | Electric Utility | FL | 8 | 83 | Natural Gas Fired Combustion Turbine | NG | GT | 10 | 1992 |  |  | (OP) Operating
6455 | Duke Energy Florida, Inc | 6046 | DeBary | Electric Utility | FL | 9 | 81 | Natural Gas Fired Combustion Turbine | NG | GT | 10 | 1992 |  |  | (OP) Operating
6455 | Duke Energy Florida, Inc | 6046 | DeBary | Electric Utility | FL | P1 | 54 | Petroleum Liquids | DFO | GT | 2 | 1976 |  |  | (OP) Operating
50048 | TransCanada Hydro Northeast Inc., | 6047 | Deerfield 2 | IPP Non-CHP | MA | GEN1 | 2.1 | Conventional Hydroelectric | WAT | HY | 8 | 1913 |  |  | (OP) Operating
50048 | TransCanada Hydro Northeast Inc., | 6047 | Deerfield 2 | IPP Non-CHP | MA | GEN2 | 2.1 | Conventional Hydroelectric | WAT | HY | 8 | 1913 |  |  | (OP) Operating
50048 | TransCanada Hydro Northeast Inc., | 6047 | Deerfield 2 | IPP Non-CHP | MA | GEN3 | 2.1 | Conventional Hydroelectric | WAT | HY | 8 | 1913 |  |  | (OP) Operating
21461 | NRG Canal LLC | 6049 | West Tisbury Generating Facility | IPP Non-CHP | MA | UN1 | 2.8 | Petroleum Liquids | DFO | IC | 1 | 1975 |  |  | (OP) Operating
21461 | NRG Canal LLC | 6049 | West Tisbury Generating Facility | IPP Non-CHP | MA | UN2 | 2.8 | Petroleum Liquids | DFO | IC | 1 | 1975 |  |  | (OP) Operating
7140 | Georgia Power Co | 6051 | Edwin I Hatch | Electric Utility | GA | 1 | 876 | Nuclear | NUC | ST | 12 | 1975 |  |  | (OP) Operating
7140 | Georgia Power Co | 6051 | Edwin I Hatch | Electric Utility | GA | 2 | 883 | Nuclear | NUC | ST | 9 | 1979 |  |  | (OP) Operating
7140 | Georgia Power Co | 6052 | Wansley | Electric Utility | GA | 1 | 872 | Conventional Steam Coal | BIT | ST | 12 | 1976 |  |  | (OP) Operating
7140 | Georgia Power Co | 6052 | Wansley | Electric Utility | GA | 2 | 872 | Conventional Steam Coal | BIT | ST | 4 | 1978 |  |  | (OP) Operating
7140 | Georgia Power Co | 6052 | Wansley | Electric Utility | GA | 5A | 49 | Petroleum Liquids | DFO | GT | 11 | 1980 |  |  | (OP) Operating
11252 | Louisiana Generating LLC | 6055 | Big Cajun 2 | IPP Non-CHP | LA | 1 | 580 | Conventional Steam Coal | SUB | ST | 7 | 1981 |  |  | (OP) Operating
11252 | Louisiana Generating LLC | 6055 | Big Cajun 2 | IPP Non-CHP | LA | 2 | 575 | Conventional Steam Coal | SUB | ST | 7 | 1982 |  |  | (OP) Operating
11252 | Louisiana Generating LLC | 6055 | Big Cajun 2 | IPP Non-CHP | LA | 3 | 588 | Conventional Steam Coal | SUB | ST | 4 | 1983 |  |  | (OP) Operating
11843 | Maui Electric Co Ltd | 6056 | Kahului | Electric Utility | HI | 1 | 4.7 | Petroleum Liquids | RFO | ST | 5 | 1948 |  |  | (SB) Standby/Backup: available for service but not normally used
11843 | Maui Electric Co Ltd | 6056 | Kahului | Electric Utility | HI | 2 | 4.8 | Petroleum Liquids | RFO | ST | 12 | 1949 |  |  | (SB) Standby/Backup: available for service but not normally used
11843 | Maui Electric Co Ltd | 6056 | Kahului | Electric Utility | HI | 3 | 11 | Petroleum Liquids | RFO | ST | 4 | 1954 |  |  | (OP) Operating
11843 | Maui Electric Co Ltd | 6056 | Kahului | Electric Utility | HI | 4 | 11.9 | Petroleum Liquids | RFO | ST | 10 | 1966 |  |  | (OP) Operating
16181 | Rochester Public Utilities | 6058 | Cascade Creek | Electric Utility | MN | 1 | 27.9 | Natural Gas Fired Combustion Turbine | NG | GT | 6 | 1975 |  |  | (OP) Operating
16181 | Rochester Public Utilities | 6058 | Cascade Creek | Electric Utility | MN | 2 | 49.5 | Natural Gas Fired Combustion Turbine | NG | GT | 4 | 2002 |  |  | (OP) Operating
9216 | Imperial Irrigation District | 6060 | Coachella | Electric Utility | CA | 1 | 20.1 | Natural Gas Fired Combustion Turbine | NG | GT | 6 | 1973 |  |  | (OP) Operating
9216 | Imperial Irrigation District | 6060 | Coachella | Electric Utility | CA | 2 | 20 | Natural Gas Fired Combustion Turbine | NG | GT | 6 | 1973 |  |  | (OP) Operating
9216 | Imperial Irrigation District | 6060 | Coachella | Electric Utility | CA | 3 | 20.7 | Natural Gas Fired Combustion Turbine | NG | GT | 4 | 1974 |  |  | (OP) Operating
9216 | Imperial Irrigation District | 6060 | Coachella | Electric Utility | CA | 4 | 20.8 | Natural Gas Fired Combustion Turbine | NG | GT | 5 | 1976 |  |  | (OP) Operating
17568 | South Mississippi El Pwr Assn | 6061 | R D Morrow | Electric Utility | MS | 1 | 180 | Conventional Steam Coal | BIT | ST | 4 | 1978 |  |  | (OP) Operating
17568 | South Mississippi El Pwr Assn | 6061 | R D Morrow | Electric Utility | MS | 2 | 180 | Conventional Steam Coal | BIT | ST | 12 | 1978 |  |  | (OP) Operating
12341 | MidAmerican Energy Co | 6063 | Electrifarm | Electric Utility | IA | 1 | 59.2 | Natural Gas Fired Combustion Turbine | NG | GT | 5 | 1975 |  |  | (OP) Operating
12341 | MidAmerican Energy Co | 6063 | Electrifarm | Electric Utility | IA | 2 | 66.5 | Natural Gas Fired Combustion Turbine | NG | GT | 1 | 1978 |  |  | (OP) Operating
12341 | MidAmerican Energy Co | 6063 | Electrifarm | Electric Utility | IA | 3 | 69.4 | Natural Gas Fired Combustion Turbine | NG | GT | 1 | 1978 |  |  | (OP) Operating
9996 | City of Kansas City - (KS) | 6064 | Nearman Creek | Electric Utility | KS | 1 | 229 | Conventional Steam Coal | SUB | ST | 6 | 1981 |  |  | (OP) Operating |  |  |  | 2016 | 12 | 11
9996 | City of Kansas City - (KS) | 6064 | Nearman Creek | Electric Utility | KS | CT4 | 76 | Natural Gas Fired Combustion Turbine | NG | GT | 2 | 2006 |  |  | (OP) Operating
10000 | Kansas City Power & Light Co | 6065 | Iatan | Electric Utility | MO | 1 | 712.9 | Conventional Steam Coal | SUB | ST | 5 | 1980 |  |  | (OP) Operating
10000 | Kansas City Power & Light Co | 6065 | Iatan | Electric Utility | MO | 2 | 881.5 | Conventional Steam Coal | SUB | ST | 8 | 2010 |  |  | (OP) Operating
22500 | Westar Energy Inc | 6068 | Jeffrey Energy Center | Electric Utility | KS | 1 | 718 | Conventional Steam Coal | SUB | ST | 7 | 1978 |  |  | (OP) Operating
22500 | Westar Energy Inc | 6068 | Jeffrey Energy Center | Electric Utility | KS | 2 | 715 | Conventional Steam Coal | SUB | ST | 5 | 1980 |  |  | (OP) Operating
22500 | Westar Energy Inc | 6068 | Jeffrey Energy Center | Electric Utility | KS | 3 | 722 | Conventional Steam Coal | SUB | ST | 5 | 1983 |  |  | (OP) Operating
11249 | Louisville Gas & Electric Co | 6071 | Trimble County | Electric Utility | KY | 1 | 511 | Conventional Steam Coal | BIT | ST | 12 | 1990 |  |  | (OP) Operating
11249 | Louisville Gas & Electric Co | 6071 | Trimble County | Electric Utility | KY | 10 | 157 | Natural Gas Fired Combustion Turbine | NG | GT | 7 | 2004 |  |  | (OP) Operating
11249 | Louisville Gas & Electric Co | 6071 | Trimble County | Electric Utility | KY | 2 | 732 | Conventional Steam Coal | BIT | ST | 2 | 2011 |  |  | (OP) Operating
11249 | Louisville Gas & Electric Co | 6071 | Trimble County | Electric Utility | KY | 5 | 157 | Natural Gas Fired Combustion Turbine | NG | GT | 5 | 2002 |  |  | (OP) Operating
11249 | Louisville Gas & Electric Co | 6071 | Trimble County | Electric Utility | KY | 6 | 157 | Natural Gas Fired Combustion Turbine | NG | GT | 5 | 2002 |  |  | (OP) Operating
11249 | Louisville Gas & Electric Co | 6071 | Trimble County | Electric Utility | KY | 7 | 157 | Natural Gas Fired Combustion Turbine | NG | GT | 6 | 2004 |  |  | (OP) Operating
11249 | Louisville Gas & Electric Co | 6071 | Trimble County | Electric Utility | KY | 8 | 157 | Natural Gas Fired Combustion Turbine | NG | GT | 6 | 2004 |  |  | (OP) Operating
11249 | Louisville Gas & Electric Co | 6071 | Trimble County | Electric Utility | KY | 9 | 157 | Natural Gas Fired Combustion Turbine | NG | GT | 7 | 2004 |  |  | (OP) Operating
12465 | System Energy Resources, Inc | 6072 | Grand Gulf | Electric Utility | MS | 1 | 1408.5 | Nuclear | NUC | ST | 7 | 1985 |  |  | (OP) Operating
12686 | Mississippi Power Co | 6073 | Victor J Daniel Jr | Electric Utility | MS | 1 | 510 | Conventional Steam Coal | SUB | ST | 9 | 1977 |  |  | (OP) Operating
12686 | Mississippi Power Co | 6073 | Victor J Daniel Jr | Electric Utility | MS | 2 | 510 | Conventional Steam Coal | SUB | ST | 6 | 1981 |  |  | (OP) Operating
12686 | Mississippi Power Co | 6073 | Victor J Daniel Jr | Electric Utility | MS | 3 | 154.5 | Natural Gas Fired Combined Cycle | NG | CT | 5 | 2001 |  |  | (OP) Operating
12686 | Mississippi Power Co | 6073 | Victor J Daniel Jr | Electric Utility | MS | 3CT | 154.5 | Natural Gas Fired Combined Cycle | NG | CT | 5 | 2001 |  |  | (OP) Operating
12686 | Mississippi Power Co | 6073 | Victor J Daniel Jr | Electric Utility | MS | 3ST | 175 | Natural Gas Fired Combined Cycle | NG | CA | 5 | 2001 |  |  | (OP) Operating
12686 | Mississippi Power Co | 6073 | Victor J Daniel Jr | Electric Utility | MS | 4 | 156.5 | Natural Gas Fired Combined Cycle | NG | CT | 4 | 2001 |  |  | (OP) Operating
12686 | Mississippi Power Co | 6073 | Victor J Daniel Jr | Electric Utility | MS | 4CT | 156.5 | Natural Gas Fired Combined Cycle | NG | CT | 4 | 2001 |  |  | (OP) Operating
12686 | Mississippi Power Co | 6073 | Victor J Daniel Jr | Electric Utility | MS | 4ST | 175 | Natural Gas Fired Combined Cycle | NG | CA | 4 | 2001 |  |  | (OP) Operating
56211 | KCP&L Greater Missouri Operations Co | 6074 | Greenwood (MO) | Electric Utility | MO | 1 | 60.7 | Natural Gas Fired Combustion Turbine | NG | GT | 5 | 1975 |  |  | (OP) Operating
56211 | KCP&L Greater Missouri Operations Co | 6074 | Greenwood (MO) | Electric Utility | MO | 2 | 61.7 | Natural Gas Fired Combustion Turbine | NG | GT | 5 | 1975 |  |  | (OP) Operating
56211 | KCP&L Greater Missouri Operations Co | 6074 | Greenwood (MO) | Electric Utility | MO | 3 | 63 | Natural Gas Fired Combustion Turbine | NG | GT | 6 | 1977 |  |  | (OP) Operating
56211 | KCP&L Greater Missouri Operations Co | 6074 | Greenwood (MO) | Electric Utility | MO | 4 | 60.7 | Natural Gas Fired Combustion Turbine | NG | GT | 6 | 1979 |  |  | (OP) Operating
15298 | Talen Montana LLC | 6076 | Colstrip | IPP Non-CHP | MT | 1 | 307 | Conventional Steam Coal | SUB | ST | 11 | 1975 |  |  | (OP) Operating
15298 | Talen Montana LLC | 6076 | Colstrip | IPP Non-CHP | MT | 2 | 307 | Conventional Steam Coal | SUB | ST | 8 | 1976 |  |  | (OP) Operating
15298 | Talen Montana LLC | 6076 | Colstrip | IPP Non-CHP | MT | 3 | 740 | Conventional Steam Coal | SUB | ST | 1 | 1984 |  |  | (OP) Operating
15298 | Talen Montana LLC | 6076 | Colstrip | IPP Non-CHP | MT | 4 | 740 | Conventional Steam Coal | SUB | ST | 4 | 1986 |  |  | (OP) Operating
13337 | Nebraska Public Power District | 6077 | Gerald Gentleman | Electric Utility | NE | 1 | 665 | Conventional Steam Coal | SUB | ST | 4 | 1979 |  |  | (OP) Operating
13337 | Nebraska Public Power District | 6077 | Gerald Gentleman | Electric Utility | NE | 2 | 700 | Conventional Steam Coal | SUB | ST | 1 | 1982 |  |  | (OP) Operating
11806 | Massachusetts Mun Wholes Electric Co | 6081 | Stony Brook | Electric Utility | MA | 1 | 65 | Petroleum Liquids | DFO | GT | 11 | 1982 |  |  | (OP) Operating
11806 | Massachusetts Mun Wholes Electric Co | 6081 | Stony Brook | Electric Utility | MA | 2 | 65 | Petroleum Liquids | DFO | GT | 11 | 1982 |  |  | (OP) Operating
11806 | Massachusetts Mun Wholes Electric Co | 6081 | Stony Brook | Electric Utility | MA | BS#1 | 2 | Petroleum Liquids | DFO | IC | 9 | 2007 |  |  | (SB) Standby/Backup: available for service but not normally used
11806 | Massachusetts Mun Wholes Electric Co | 6081 | Stony Brook | Electric Utility | MA | BS#2 | 2 | Petroleum Liquids | DFO | IC | 9 | 2007 |  |  | (SB) Standby/Backup: available for service but not normally used
11806 | Massachusetts Mun Wholes Electric Co | 6081 | Stony Brook | Electric Utility | MA | CA1 | 96 | Petroleum Liquids | DFO | CA | 11 | 1981 |  |  | (OP) Operating
11806 | Massachusetts Mun Wholes Electric Co | 6081 | Stony Brook | Electric Utility | MA | CT1 | 69.7 | Petroleum Liquids | DFO | CT | 11 | 1981 |  |  | (OP) Operating
11806 | Massachusetts Mun Wholes Electric Co | 6081 | Stony Brook | Electric Utility | MA | CT2 | 69.7 | Petroleum Liquids | DFO | CT | 11 | 1981 |  |  | (OP) Operating
11806 | Massachusetts Mun Wholes Electric Co | 6081 | Stony Brook | Electric Utility | MA | CT3 | 69.7 | Petroleum Liquids | DFO | CT | 11 | 1981 |  |  | (OP) Operating
11806 | Massachusetts Mun Wholes Electric Co | 6081 | Stony Brook | Electric Utility | MA | EDSI | 0.6 | Petroleum Liquids | DFO | IC | 11 | 1981 |  |  | (OP) Operating
22129 | Somerset Operating Co LLC | 6082 | Somerset Operating Co LLC | IPP Non-CHP | NY | 1 | 685.5 | Conventional Steam Coal | BIT | ST | 8 | 1984 |  |  | (OP) Operating
50048 | TransCanada Hydro Northeast Inc., | 6083 | Deerfield 3 | IPP Non-CHP | MA | GEN1 | 2.1 | Conventional Hydroelectric | WAT | HY | 8 | 1912 |  |  | (OP) Operating
50048 | TransCanada Hydro Northeast Inc., | 6083 | Deerfield 3 | IPP Non-CHP | MA | GEN2 | 2.1 | Conventional Hydroelectric | WAT | HY | 8 | 1912 |  |  | (OP) Operating
50048 | TransCanada Hydro Northeast Inc., | 6083 | Deerfield 3 | IPP Non-CHP | MA | GEN3 | 2.1 | Conventional Hydroelectric | WAT | HY | 8 | 1912 |  |  | (OP) Operating
13756 | Northern Indiana Pub Serv Co | 6085 | R M Schahfer | Electric Utility | IN | 14 | 431 | Conventional Steam Coal | SUB | ST | 12 | 1976 |  |  | (OP) Operating
13756 | Northern Indiana Pub Serv Co | 6085 | R M Schahfer | Electric Utility | IN | 15 | 472 | Conventional Steam Coal | SUB | ST | 10 | 1979 |  |  | (OP) Operating
13756 | Northern Indiana Pub Serv Co | 6085 | R M Schahfer | Electric Utility | IN | 16A | 78 | Natural Gas Fired Combustion Turbine | NG | GT | 12 | 1979 |  |  | (OP) Operating
13756 | Northern Indiana Pub Serv Co | 6085 | R M Schahfer | Electric Utility | IN | 16B | 77 | Natural Gas Fired Combustion Turbine | NG | GT | 12 | 1979 |  |  | (OP) Operating
13756 | Northern Indiana Pub Serv Co | 6085 | R M Schahfer | Electric Utility | IN | 17 | 361 | Conventional Steam Coal | BIT | ST | 4 | 1983 |  |  | (OP) Operating
13756 | Northern Indiana Pub Serv Co | 6085 | R M Schahfer | Electric Utility | IN | 18 | 361 | Conventional Steam Coal | BIT | ST | 2 | 1986 |  |  | (OP) Operating
13781 | Northern States Power Co - Minnesota | 6086 | Cornell | Electric Utility | WI | 1 | 6.2 | Conventional Hydroelectric | WAT | HY | 7 | 1976 |  |  | (OP) Operating
13781 | Northern States Power Co - Minnesota | 6086 | Cornell | Electric Utility | WI | 2 | 6.4 | Conventional Hydroelectric | WAT | HY | 8 | 1976 |  |  | (OP) Operating
13781 | Northern States Power Co - Minnesota | 6086 | Cornell | Electric Utility | WI | 3 | 6.9 | Conventional Hydroelectric | WAT | HY | 7 | 1976 |  |  | (OP) Operating
13781 | Northern States Power Co - Minnesota | 6086 | Cornell | Electric Utility | WI | 4 | 0.4 | Conventional Hydroelectric | WAT | HY | 4 | 1977 | 12 | 2023 | (OP) Operating
7140 | Georgia Power Co | 6087 | Wallace Dam | Electric Utility | GA | 1 | 53.3 | Hydroelectric Pumped Storage | WAT | PS | 7 | 1980 |  |  | (OP) Operating
7140 | Georgia Power Co | 6087 | Wallace Dam | Electric Utility | GA | 2 | 53.3 | Hydroelectric Pumped Storage | WAT | PS | 12 | 1980 |  |  | (OP) Operating
7140 | Georgia Power Co | 6087 | Wallace Dam | Electric Utility | GA | 3 | 57.4 | Conventional Hydroelectric | WAT | HY | 2 | 1980 |  |  | (OP) Operating
7140 | Georgia Power Co | 6087 | Wallace Dam | Electric Utility | GA | 4 | 57.4 | Conventional Hydroelectric | WAT | HY | 4 | 1980 |  |  | (OP) Operating
7140 | Georgia Power Co | 6087 | Wallace Dam | Electric Utility | GA | 5 | 53.3 | Hydroelectric Pumped Storage | WAT | PS | 1 | 1980 |  |  | (OP) Operating
7140 | Georgia Power Co | 6087 | Wallace Dam | Electric Utility | GA | 6 | 53.3 | Hydroelectric Pumped Storage | WAT | PS | 12 | 1979 |  |  | (OP) Operating
24211 | Tucson Electric Power Co | 6088 | North Loop | Electric Utility | AZ | 1 | 25 | Natural Gas Fired Combustion Turbine | NG | GT | 12 | 1972 |  |  | (OP) Operating
24211 | Tucson Electric Power Co | 6088 | North Loop | Electric Utility | AZ | 2 | 25 | Natural Gas Fired Combustion Turbine | NG | GT | 12 | 1972 |  |  | (OP) Operating
24211 | Tucson Electric Power Co | 6088 | North Loop | Electric Utility | AZ | 3 | 25 | Natural Gas Fired Combustion Turbine | NG | GT | 12 | 1972 |  |  | (OP) Operating
24211 | Tucson Electric Power Co | 6088 | North Loop | Electric Utility | AZ | 4 | 20 | Natural Gas Fired Combustion Turbine | NG | GT | 7 | 2001 |  |  | (OP) Operating
12199 | Montana-Dakota Utilities Co | 6089 | Lewis & Clark | Electric Utility | MT | 1 | 53.1 | Conventional Steam Coal | LIG | ST | 10 | 1958 |  |  | (OP) Operating
13781 | Northern States Power Co - Minnesota | 6090 | Sherburne County | Electric Utility | MN | 1 | 680 | Conventional Steam Coal | SUB | ST | 4 | 1976 |  |  | (OP) Operating
13781 | Northern States Power Co - Minnesota | 6090 | Sherburne County | Electric Utility | MN | 2 | 682 | Conventional Steam Coal | SUB | ST | 3 | 1977 |  |  | (OP) Operating
13781 | Northern States Power Co - Minnesota | 6090 | Sherburne County | Electric Utility | MN | 3 | 860 | Conventional Steam Coal | SUB | ST | 10 | 1987 |  |  | (OP) Operating
1307 | Basin Electric Power Coop | 6092 | Spirit Mound | Electric Utility | SD | 1 | 54.6 | Petroleum Liquids | DFO | GT | 6 | 1978 |  |  | (OP) Operating
1307 | Basin Electric Power Coop | 6092 | Spirit Mound | Electric Utility | SD | 2 | 45.5 | Petroleum Liquids | DFO | GT | 6 | 1978 |  |  | (OP) Operating
6526 | FirstEnergy Generation Corp | 6094 | FirstEnergy Bruce Mansfield | IPP Non-CHP | PA | 1 | 830 | Conventional Steam Coal | BIT | ST | 4 | 1976 |  |  | (OP) Operating
6526 | FirstEnergy Generation Corp | 6094 | FirstEnergy Bruce Mansfield | IPP Non-CHP | PA | 2 | 830 | Conventional Steam Coal | BIT | ST | 10 | 1977 |  |  | (OP) Operating
6526 | FirstEnergy Generation Corp | 6094 | FirstEnergy Bruce Mansfield | IPP Non-CHP | PA | 3 | 850 | Conventional Steam Coal | BIT | ST | 9 | 1980 |  |  | (OP) Operating
14063 | Oklahoma Gas & Electric Co | 6095 | Sooner | Electric Utility | OK | 1 | 520.5 | Conventional Steam Coal | SUB | ST | 11 | 1979 |  |  | (OP) Operating | 2019 | 1 | 7.6
14063 | Oklahoma Gas & Electric Co | 6095 | Sooner | Electric Utility | OK | 2 | 520 | Conventional Steam Coal | SUB | ST | 12 | 1980 |  |  | (OP) Operating | 2019 | 1 | 7.6
14127 | Omaha Public Power District | 6096 | Nebraska City | Electric Utility | NE | 1 | 652.3 | Conventional Steam Coal | SUB | ST | 4 | 1979 |  |  | (OP) Operating
14127 | Omaha Public Power District | 6096 | Nebraska City | Electric Utility | NE | 2 | 691.2 | Conventional Steam Coal | SUB | ST | 5 | 2009 |  |  | (OP) Operating
14232 | Otter Tail Power Co | 6098 | Big Stone | Electric Utility | SD | 1 | 475 | Conventional Steam Coal | SUB | ST | 5 | 1975 |  |  | (OP) Operating
14232 | Otter Tail Power Co | 6098 | Big Stone | Electric Utility | SD | D1 | 0.6 | Petroleum Liquids | DFO | IC | 5 | 1975 |  |  | (SB) Standby/Backup: available for service but not normally used
14328 | Pacific Gas & Electric Co | 6099 | Diablo Canyon | Electric Utility | CA | 1 | 1122 | Nuclear | NUC | ST | 5 | 1985 |  |  | (OP) Operating
14328 | Pacific Gas & Electric Co | 6099 | Diablo Canyon | Electric Utility | CA | 2 | 1118 | Nuclear | NUC | ST | 3 | 1986 |  |  | (OP) Operating
14328 | Pacific Gas & Electric Co | 6100 | Helms Pumped Storage | Electric Utility | CA | 1 | 404 | Hydroelectric Pumped Storage | WAT | PS | 6 | 1984 |  |  | (OS) Out of service and NOT expected to return to service in next calendar year
14328 | Pacific Gas & Electric Co | 6100 | Helms Pumped Storage | Electric Utility | CA | 2 | 404 | Hydroelectric Pumped Storage | WAT | PS | 6 | 1984 |  |  | (OP) Operating
14328 | Pacific Gas & Electric Co | 6100 | Helms Pumped Storage | Electric Utility | CA | 3 | 404 | Hydroelectric Pumped Storage | WAT | PS | 6 | 1984 |  |  | (OP) Operating
14354 | PacifiCorp | 6101 | Wyodak | Electric Utility | WY | 1 | 332 | Conventional Steam Coal | SUB | ST | 9 | 1978 |  |  | (OP) Operating
14266 | PPL Susquehanna LLC | 6103 | PPL Susquehanna | IPP Non-CHP | PA | 1 | 1260 | Nuclear | NUC | ST | 6 | 1983 |  |  | (OP) Operating
14266 | PPL Susquehanna LLC | 6103 | PPL Susquehanna | IPP Non-CHP | PA | 2 | 1260 | Nuclear | NUC | ST | 2 | 1985 |  |  | (OP) Operating
55951 | Exelon Nuclear | 6105 | Limerick | IPP Non-CHP | PA | 1 | 1119.7 | Nuclear | NUC | ST | 2 | 1986 |  |  | (OP) Operating
55951 | Exelon Nuclear | 6105 | Limerick | IPP Non-CHP | PA | 2 | 1122.1 | Nuclear | NUC | ST | 1 | 1990 |  |  | (OP) Operating
15248 | Portland General Electric Co | 6106 | Boardman | Electric Utility | OR | 1 | 585 | Conventional Steam Coal | SUB | ST | 8 | 1980 | 1 | 2021 | (OP) Operating
5943 | Entergy Nuc Fitzpatrick LLC | 6110 | James A Fitzpatrick | IPP Non-CHP | NY | 1 | 851.8 | Nuclear | NUC | ST | 8 | 1976 |  |  | (OP) Operating
15466 | Public Service Co of Colorado | 6112 | Fort St Vrain | Electric Utility | CO | 1 | 301 | Natural Gas Fired Combined Cycle | NG | CA | 7 | 1998 |  |  | (OP) Operating
15466 | Public Service Co of Colorado | 6112 | Fort St Vrain | Electric Utility | CO | 2 | 123 | Natural Gas Fired Combined Cycle | NG | CT | 5 | 1996 |  |  | (OP) Operating
15466 | Public Service Co of Colorado | 6112 | Fort St Vrain | Electric Utility | CO | 3 | 128 | Natural Gas Fired Combined Cycle | NG | CT | 1 | 1999 |  |  | (OP) Operating
15466 | Public Service Co of Colorado | 6112 | Fort St Vrain | Electric Utility | CO | 4 | 128 | Natural Gas Fired Combined Cycle | NG | CT | 6 | 2001 |  |  | (OP) Operating
15466 | Public Service Co of Colorado | 6112 | Fort St Vrain | Electric Utility | CO | 5 | 145 | Natural Gas Fired Combustion Turbine | NG | GT | 5 | 2009 |  |  | (OP) Operating
15466 | Public Service Co of Colorado | 6112 | Fort St Vrain | Electric Utility | CO | 6 | 144 | Natural Gas Fired Combustion Turbine | NG | GT | 5 | 2009 |  |  | (OP) Operating
15470 | Duke Energy Indiana Inc | 6113 | Gibson | Electric Utility | IN | 1 | 630 | Conventional Steam Coal | BIT | ST | 5 | 1976 |  |  | (OP) Operating
15470 | Duke Energy Indiana Inc | 6113 | Gibson | Electric Utility | IN | 2 | 630 | Conventional Steam Coal | BIT | ST | 4 | 1975 |  |  | (OP) Operating
15470 | Duke Energy Indiana Inc | 6113 | Gibson | Electric Utility | IN | 3 | 630 | Conventional Steam Coal | BIT | ST | 3 | 1978 |  |  | (OP) Operating
15470 | Duke Energy Indiana Inc | 6113 | Gibson | Electric Utility | IN | 4 | 622 | Conventional Steam Coal | BIT | ST | 3 | 1979 |  |  | (OP) Operating
15470 | Duke Energy Indiana Inc | 6113 | Gibson | Electric Utility | IN | 5 | 620 | Conventional Steam Coal | BIT | ST | 10 | 1982 |  |  | (OP) Operating
6854 | NextEra Energy Seabrook LLC | 6115 | Seabrook | IPP Non-CHP | NH | 1 | 1246.2 | Nuclear | NUC | ST | 8 | 1990 |  |  | (OP) Operating
15478 | PSEG Nuclear LLC | 6118 | PSEG Hope Creek Generating Station | IPP Non-CHP | NJ | 1 | 1172 | Nuclear | NUC | ST | 12 | 1986 |  |  | (OP) Operating
50048 | TransCanada Hydro Northeast Inc., | 6119 | Deerfield 4 | IPP Non-CHP | MA | GEN1 | 2.1 | Conventional Hydroelectric | WAT | HY | 8 | 1912 |  |  | (OP) Operating
50048 | TransCanada Hydro Northeast Inc., | 6119 | Deerfield 4 | IPP Non-CHP | MA | GEN2 | 2.1 | Conventional Hydroelectric | WAT | HY | 8 | 1912 |  |  | (OP) Operating
50048 | TransCanada Hydro Northeast Inc., | 6119 | Deerfield 4 | IPP Non-CHP | MA | GEN3 | 2.1 | Conventional Hydroelectric | WAT | HY | 8 | 1912 |  |  | (OP) Operating
15500 | Puget Sound Energy Inc | 6120 | Whitehorn | Electric Utility | WA | 2 | 67 | Natural Gas Fired Combustion Turbine | NG | GT | 10 | 1981 |  |  | (SB) Standby/Backup: available for service but not normally used
15500 | Puget Sound Energy Inc | 6120 | Whitehorn | Electric Utility | WA | 3 | 67 | Natural Gas Fired Combustion Turbine | NG | GT | 10 | 1981 |  |  | (OP) Operating
50100 | R.E. Ginna Nuclear Power Plant, LLC | 6122 | R E Ginna Nuclear Power Plant | IPP Non-CHP | NY | 1 | 582 | Nuclear | NUC | ST | 7 | 1970 |  |  | (OP) Operating
7140 | Georgia Power Co | 6124 | McIntosh | Electric Utility | GA | 1 | 138.5 | Conventional Steam Coal | SUB | ST | 2 | 1979 |  |  | (OP) Operating
7140 | Georgia Power Co | 6124 | McIntosh | Electric Utility | GA | CT1 | 82.2 | Natural Gas Fired Combustion Turbine | NG | GT | 5 | 1995 |  |  | (OP) Operating
7140 | Georgia Power Co | 6124 | McIntosh | Electric Utility | GA | CT2 | 82.2 | Natural Gas Fired Combustion Turbine | NG | GT | 4 | 1995 |  |  | (OP) Operating
7140 | Georgia Power Co | 6124 | McIntosh | Electric Utility | GA | CT3 | 82.2 | Natural Gas Fired Combustion Turbine | NG | GT | 6 | 1994 |  |  | (OP) Operating
7140 | Georgia Power Co | 6124 | McIntosh | Electric Utility | GA | CT4 | 82.2 | Natural Gas Fired Combustion Turbine | NG | GT | 5 | 1994 |  |  | (OP) Operating
7140 | Georgia Power Co | 6124 | McIntosh | Electric Utility | GA | CT5 | 82.2 | Natural Gas Fired Combustion Turbine | NG | GT | 4 | 1994 |  |  | (OP) Operating
7140 | Georgia Power Co | 6124 | McIntosh | Electric Utility | GA | CT6 | 82.2 | Natural Gas Fired Combustion Turbine | NG | GT | 5 | 1994 |  |  | (OP) Operating
7140 | Georgia Power Co | 6124 | McIntosh | Electric Utility | GA | CT7 | 82.2 | Natural Gas Fired Combustion Turbine | NG | GT | 4 | 1994 |  |  | (OP) Operating
7140 | Georgia Power Co | 6124 | McIntosh | Electric Utility | GA | CT8 | 82.2 | Natural Gas Fired Combustion Turbine | NG | GT | 2 | 1994 |  |  | (OP) Operating
17127 | Town of Shrewsbury - (MA) | 6125 | Shrewsbury | Electric Utility | MA | 1 | 2.8 | Petroleum Liquids | DFO | IC | 11 | 1969 |  |  | (OP) Operating
17127 | Town of Shrewsbury - (MA) | 6125 | Shrewsbury | Electric Utility | MA | 2 | 2.8 | Petroleum Liquids | DFO | IC | 11 | 1969 |  |  | (OP) Operating
17127 | Town of Shrewsbury - (MA) | 6125 | Shrewsbury | Electric Utility | MA | 3 | 2.8 | Petroleum Liquids | DFO | IC | 12 | 1975 |  |  | (OP) Operating
17127 | Town of Shrewsbury - (MA) | 6125 | Shrewsbury | Electric Utility | MA | 4 | 2.8 | Petroleum Liquids | DFO | IC | 12 | 1975 |  |  | (OP) Operating
17127 | Town of Shrewsbury - (MA) | 6125 | Shrewsbury | Electric Utility | MA | 5 | 2.8 | Petroleum Liquids | DFO | IC | 5 | 1978 |  |  | (OP) Operating
17539 | South Carolina Electric&Gas Company | 6126 | Fairfield Pumped Storage | Electric Utility | SC | 1 | 72 | Hydroelectric Pumped Storage | WAT | PS | 6 | 1978 |  |  | (OP) Operating
17539 | South Carolina Electric&Gas Company | 6126 | Fairfield Pumped Storage | Electric Utility | SC | 2 | 72 | Hydroelectric Pumped Storage | WAT | PS | 6 | 1978 |  |  | (OP) Operating
17539 | South Carolina Electric&Gas Company | 6126 | Fairfield Pumped Storage | Electric Utility | SC | 3 | 72 | Hydroelectric Pumped Storage | WAT | PS | 6 | 1978 |  |  | (OP) Operating
17539 | South Carolina Electric&Gas Company | 6126 | Fairfield Pumped Storage | Electric Utility | SC | 4 | 72 | Hydroelectric Pumped Storage | WAT | PS | 6 | 1978 |  |  | (OP) Operating
17539 | South Carolina Electric&Gas Company | 6126 | Fairfield Pumped Storage | Electric Utility | SC | 5 | 72 | Hydroelectric Pumped Storage | WAT | PS | 12 | 1978 |  |  | (OP) Operating
17539 | South Carolina Electric&Gas Company | 6126 | Fairfield Pumped Storage | Electric Utility | SC | 6 | 72 | Hydroelectric Pumped Storage | WAT | PS | 12 | 1978 |  |  | (OP) Operating
17539 | South Carolina Electric&Gas Company | 6126 | Fairfield Pumped Storage | Electric Utility | SC | 7 | 72 | Hydroelectric Pumped Storage | WAT | PS | 12 | 1978 |  |  | (OP) Operating
17539 | South Carolina Electric&Gas Company | 6126 | Fairfield Pumped Storage | Electric Utility | SC | 8 | 72 | Hydroelectric Pumped Storage | WAT | PS | 12 | 1978 |  |  | (OP) Operating
17539 | South Carolina Electric&Gas Company | 6127 | V C Summer | Electric Utility | SC | 1 | 971 | Nuclear | NUC | ST | 1 | 1984 |  |  | (OP) Operating
9339 | International Bound & Wtr Comm | 6128 | Amistad Dam & Power | Electric Utility | TX | 1 | 29 | Conventional Hydroelectric | WAT | HY | 6 | 1983 |  |  | (OP) Operating
9339 | International Bound & Wtr Comm | 6128 | Amistad Dam & Power | Electric Utility | TX | 2 | 29 | Conventional Hydroelectric | WAT | HY | 10 | 1983 |  |  | (OP) Operating
27813 | USCE-Mobile District | 6130 | Carters | Electric Utility | GA | 1 | 143 | Conventional Hydroelectric | WAT | HY | 11 | 1975 |  |  | (OP) Operating
27813 | USCE-Mobile District | 6130 | Carters | Electric Utility | GA | 2 | 143 | Conventional Hydroelectric | WAT | HY | 7 | 1975 |  |  | (OP) Operating
27813 | USCE-Mobile District | 6130 | Carters | Electric Utility | GA | 3 | 143 | Hydroelectric Pumped Storage | WAT | PS | 9 | 1977 |  |  | (OP) Operating
27813 | USCE-Mobile District | 6130 | Carters | Electric Utility | GA | 4 | 143 | Hydroelectric Pumped Storage | WAT | PS | 6 | 1977 |  |  | (OP) Operating
27813 | USCE-Mobile District | 6131 | Jones Bluff | Electric Utility | AL | 1 | 20.5 | Conventional Hydroelectric | WAT | HY | 6 | 1975 |  |  | (OP) Operating
27813 | USCE-Mobile District | 6131 | Jones Bluff | Electric Utility | AL | 2 | 20.5 | Conventional Hydroelectric | WAT | HY | 7 | 1975 |  |  | (OP) Operating
27813 | USCE-Mobile District | 6131 | Jones Bluff | Electric Utility | AL | 3 | 20.5 | Conventional Hydroelectric | WAT | HY | 9 | 1975 |  |  | (OP) Operating
27813 | USCE-Mobile District | 6131 | Jones Bluff | Electric Utility | AL | 4 | 20.5 | Conventional Hydroelectric | WAT | HY | 10 | 1975 |  |  | (OP) Operating
19375 | USCE-Savannah District | 6132 | Richard B Russell | Electric Utility | GA | 1 | 84 | Conventional Hydroelectric | WAT | HY | 1 | 1985 |  |  | (OP) Operating
19375 | USCE-Savannah District | 6132 | Richard B Russell | Electric Utility | GA | 2 | 84 | Conventional Hydroelectric | WAT | HY | 2 | 1985 |  |  | (OS) Out of service and NOT expected to return to service in next calendar year
19375 | USCE-Savannah District | 6132 | Richard B Russell | Electric Utility | GA | 3 | 84 | Conventional Hydroelectric | WAT | HY | 7 | 1985 |  |  | (OS) Out of service and NOT expected to return to service in next calendar year
19375 | USCE-Savannah District | 6132 | Richard B Russell | Electric Utility | GA | 4 | 84 | Conventional Hydroelectric | WAT | HY | 1 | 1986 |  |  | (OP) Operating
19375 | USCE-Savannah District | 6132 | Richard B Russell | Electric Utility | GA | 5 | 82 | Hydroelectric Pumped Storage | WAT | PS | 9 | 2002 |  |  | (OP) Operating
19375 | USCE-Savannah District | 6132 | Richard B Russell | Electric Utility | GA | 6 | 82 | Hydroelectric Pumped Storage | WAT | PS | 9 | 2002 |  |  | (OP) Operating
19375 | USCE-Savannah District | 6132 | Richard B Russell | Electric Utility | GA | 7 | 82 | Hydroelectric Pumped Storage | WAT | PS | 9 | 2002 |  |  | (OP) Operating
19375 | USCE-Savannah District | 6132 | Richard B Russell | Electric Utility | GA | 8 | 82 | Hydroelectric Pumped Storage | WAT | PS | 9 | 2002 |  |  | (OP) Operating
27813 | USCE-Mobile District | 6133 | West Point (GA) | Electric Utility | GA | 1 | 3 | Conventional Hydroelectric | WAT | HY | 4 | 1975 |  |  | (OP) Operating
27813 | USCE-Mobile District | 6133 | West Point (GA) | Electric Utility | GA | 2 | 42 | Conventional Hydroelectric | WAT | HY | 4 | 1975 |  |  | (OS) Out of service and NOT expected to return to service in next calendar year |  |  |  | 2015 | 12 | 10
27813 | USCE-Mobile District | 6133 | West Point (GA) | Electric Utility | GA | 3 | 42 | Conventional Hydroelectric | WAT | HY | 4 | 1975 |  |  | (OP) Operating |  |  |  | 2015 | 12 | 10
18715 | Texas Municipal Power Agency | 6136 | Gibbons Creek | Electric Utility | TX | 1 | 470 | Conventional Steam Coal | SUB | ST | 10 | 1983 |  |  | (OP) Operating
17633 | Southern Indiana Gas & Elec Co | 6137 | A B Brown | Electric Utility | IN | 1 | 245 | Conventional Steam Coal | BIT | ST | 3 | 1979 |  |  | (OP) Operating
17633 | Southern Indiana Gas & Elec Co | 6137 | A B Brown | Electric Utility | IN | 2 | 245 | Conventional Steam Coal | BIT | ST | 2 | 1986 |  |  | (OP) Operating
17633 | Southern Indiana Gas & Elec Co | 6137 | A B Brown | Electric Utility | IN | 4 | 80 | Natural Gas Fired Combustion Turbine | NG | GT | 6 | 1991 |  |  | (OP) Operating
17633 | Southern Indiana Gas & Elec Co | 6137 | A B Brown | Electric Utility | IN | 5 | 80 | Natural Gas Fired Combustion Turbine | NG | GT | 5 | 2002 |  |  | (OP) Operating
17698 | Southwestern Electric Power Co | 6138 | Flint Creek | Electric Utility | AR | 1 | 528 | Conventional Steam Coal | SUB | ST | 5 | 1978 |  |  | (OP) Operating
17698 | Southwestern Electric Power Co | 6139 | Welsh | Electric Utility | TX | 1 | 528 | Conventional Steam Coal | SUB | ST | 3 | 1977 |  |  | (OP) Operating
17698 | Southwestern Electric Power Co | 6139 | Welsh | Electric Utility | TX | 2 | 528 | Conventional Steam Coal | SUB | ST | 4 | 1980 | 4 | 2016 | (OP) Operating
17698 | Southwestern Electric Power Co | 6139 | Welsh | Electric Utility | TX | 3 | 528 | Conventional Steam Coal | SUB | ST | 3 | 1982 |  |  | (OP) Operating
26618 | USCE-St Louis District | 6140 | Clarence Cannon | Electric Utility | MO | 1 | 27 | Conventional Hydroelectric | WAT | HY | 11 | 1984 |  |  | (OP) Operating
26618 | USCE-St Louis District | 6140 | Clarence Cannon | Electric Utility | MO | 2 | 31 | Hydroelectric Pumped Storage | WAT | PS | 11 | 1984 |  |  | (OP) Operating
25477 | USCE-Kansas City District | 6141 | Harry Truman | Electric Utility | MO | 1 | 31 | Hydroelectric Pumped Storage | WAT | PS | 5 | 1982 |  |  | (OP) Operating
25477 | USCE-Kansas City District | 6141 | Harry Truman | Electric Utility | MO | 2 | 31 | Hydroelectric Pumped Storage | WAT | PS | 8 | 1982 |  |  | (OP) Operating
25477 | USCE-Kansas City District | 6141 | Harry Truman | Electric Utility | MO | 3 | 31 | Hydroelectric Pumped Storage | WAT | PS | 7 | 1982 |  |  | (OP) Operating
25477 | USCE-Kansas City District | 6141 | Harry Truman | Electric Utility | MO | 4 | 31 | Hydroelectric Pumped Storage | WAT | PS | 2 | 1982 |  |  | (OP) Operating
25477 | USCE-Kansas City District | 6141 | Harry Truman | Electric Utility | MO | 5 | 31 | Hydroelectric Pumped Storage | WAT | PS | 12 | 1981 |  |  | (OP) Operating
25477 | USCE-Kansas City District | 6141 | Harry Truman | Electric Utility | MO | 6 | 31 | Hydroelectric Pumped Storage | WAT | PS | 12 | 1979 |  |  | (OA) Out of service but expected to return to service in next calendar year
19647 | USCE-Little Rock District | 6142 | Ozark | Electric Utility | AR | 1 | 23 | Conventional Hydroelectric | WAT | HY | 11 | 1972 |  |  | (OP) Operating
19647 | USCE-Little Rock District | 6142 | Ozark | Electric Utility | AR | 2 | 23 | Conventional Hydroelectric | WAT | HY | 8 | 1973 |  |  | (OP) Operating
19647 | USCE-Little Rock District | 6142 | Ozark | Electric Utility | AR | 3 | 23 | Conventional Hydroelectric | WAT | HY | 10 | 1973 |  |  | (OP) Operating
19647 | USCE-Little Rock District | 6142 | Ozark | Electric Utility | AR | 4 | 23 | Conventional Hydroelectric | WAT | HY | 12 | 1973 |  |  | (OP) Operating
19647 | USCE-Little Rock District | 6142 | Ozark | Electric Utility | AR | 5 | 23 | Conventional Hydroelectric | WAT | HY | 5 | 1974 |  |  | (OP) Operating
56211 | KCP&L Greater Missouri Operations Co | 6144 | Kansas City International | Electric Utility | MO | 1 | 16.7 | Natural Gas Fired Combustion Turbine | NG | GT | 4 | 1977 |  |  | (OS) Out of service and NOT expected to return to service in next calendar year
56211 | KCP&L Greater Missouri Operations Co | 6144 | Kansas City International | Electric Utility | MO | 2 | 16.9 | Natural Gas Fired Combustion Turbine | NG | GT | 4 | 1977 |  |  | (OS) Out of service and NOT expected to return to service in next calendar year
55983 | Luminant Generation Company LLC | 6145 | Comanche Peak | IPP Non-CHP | TX | 1 | 1205 | Nuclear | NUC | ST | 8 | 1990 |  |  | (OP) Operating
55983 | Luminant Generation Company LLC | 6145 | Comanche Peak | IPP Non-CHP | TX | 2 | 1195 | Nuclear | NUC | ST | 4 | 1993 |  |  | (OP) Operating
55983 | Luminant Generation Company LLC | 6146 | Martin Lake | IPP Non-CHP | TX | 1 | 800 | Conventional Steam Coal | LIG | ST | 5 | 1977 |  |  | (OP) Operating
55983 | Luminant Generation Company LLC | 6146 | Martin Lake | IPP Non-CHP | TX | 2 | 805 | Conventional Steam Coal | LIG | ST | 5 | 1978 |  |  | (OP) Operating
55983 | Luminant Generation Company LLC | 6146 | Martin Lake | IPP Non-CHP | TX | 3 | 805 | Conventional Steam Coal | LIG | ST | 4 | 1979 |  |  | (OP) Operating
55983 | Luminant Generation Company LLC | 6147 | Monticello | IPP Non-CHP | TX | 1 | 535 | Conventional Steam Coal | SUB | ST | 12 | 1974 |  |  | (OP) Operating
55983 | Luminant Generation Company LLC | 6147 | Monticello | IPP Non-CHP | TX | 2 | 535 | Conventional Steam Coal | SUB | ST | 12 | 1975 |  |  | (OP) Operating
55983 | Luminant Generation Company LLC | 6147 | Monticello | IPP Non-CHP | TX | 3 | 795 | Conventional Steam Coal | SUB | ST | 6 | 1995 |  |  | (OP) Operating
50161 | FirstEnergy Nuclear Operating Company | 6149 | Davis Besse | IPP Non-CHP | OH | 1 | 894 | Nuclear | NUC | ST | 11 | 1977 |  |  | (OP) Operating
18642 | Tennessee Valley Authority | 6150 | Bellefonte | Electric Utility | AL | DG-1 | 7 | Petroleum Liquids | DFO | IC | 12 | 1998 |  |  | (OS) Out of service and NOT expected to return to service in next calendar year
18642 | Tennessee Valley Authority | 6150 | Bellefonte | Electric Utility | AL | DG-2 | 7 | Petroleum Liquids | DFO | IC | 12 | 1998 |  |  | (OS) Out of service and NOT expected to return to service in next calendar year
18642 | Tennessee Valley Authority | 6151 | Raccoon Mountain | Electric Utility | TN | 1 | 404.7 | Hydroelectric Pumped Storage | WAT | PS | 1 | 1979 |  |  | (OP) Operating
18642 | Tennessee Valley Authority | 6151 | Raccoon Mountain | Electric Utility | TN | 2 | 404.1 | Hydroelectric Pumped Storage | WAT | PS | 12 | 1978 |  |  | (OP) Operating
18642 | Tennessee Valley Authority | 6151 | Raccoon Mountain | Electric Utility | TN | 3 | 403.5 | Hydroelectric Pumped Storage | WAT | PS | 2 | 1979 |  |  | (OP) Operating
18642 | Tennessee Valley Authority | 6151 | Raccoon Mountain | Electric Utility | TN | 4 | 404 | Hydroelectric Pumped Storage | WAT | PS | 8 | 1979 |  |  | (OP) Operating
18642 | Tennessee Valley Authority | 6152 | Sequoyah | Electric Utility | TN | 1 | 1152 | Nuclear | NUC | ST | 7 | 1981 |  |  | (OP) Operating
18642 | Tennessee Valley Authority | 6152 | Sequoyah | Electric Utility | TN | 2 | 1125.7 | Nuclear | NUC | ST | 6 | 1982 |  |  | (OP) Operating
19436 | Union Electric Co - (MO) | 6153 | Callaway | Electric Utility | MO | 1 | 1193 | Nuclear | NUC | ST | 12 | 1984 |  |  | (OP) Operating
19436 | Union Electric Co - (MO) | 6155 | Rush Island | Electric Utility | MO | 1 | 591 | Conventional Steam Coal | SUB | ST | 3 | 1976 |  |  | (OP) Operating
19436 | Union Electric Co - (MO) | 6155 | Rush Island | Electric Utility | MO | 2 | 591 | Conventional Steam Coal | SUB | ST | 3 | 1977 |  |  | (OP) Operating
15452 | PSEG Power Connecticut LLC | 6156 | New Haven Harbor | IPP Non-CHP | CT | 1 | 442.6 | Petroleum Liquids | RFO | ST | 7 | 1975 |  |  | (OP) Operating
15452 | PSEG Power Connecticut LLC | 6156 | New Haven Harbor | IPP Non-CHP | CT | 2 | 43.2 | Petroleum Liquids | KER | GT | 6 | 2012 |  |  | (OP) Operating
15452 | PSEG Power Connecticut LLC | 6156 | New Haven Harbor | IPP Non-CHP | CT | 3 | 43.2 | Petroleum Liquids | KER | GT | 6 | 2012 |  |  | (OP) Operating
15452 | PSEG Power Connecticut LLC | 6156 | New Haven Harbor | IPP Non-CHP | CT | 4 | 43.2 | Petroleum Liquids | KER | GT | 6 | 2012 |  |  | (OP) Operating
2518 | U S Bureau of Reclamation | 6158 | New Melones | Electric Utility | CA | 1 | 191 | Conventional Hydroelectric | WAT | HY | 6 | 1979 |  |  | (OP) Operating
2518 | U S Bureau of Reclamation | 6158 | New Melones | Electric Utility | CA | 2 | 191 | Conventional Hydroelectric | WAT | HY | 6 | 1979 |  |  | (OP) Operating
2518 | U S Bureau of Reclamation | 6159 | Crystal | Electric Utility | CO | 1 | 35 | Conventional Hydroelectric | WAT | HY | 6 | 1978 |  |  | (OP) Operating
2518 | U S Bureau of Reclamation | 6163 | Grand Coulee | Electric Utility | WA | 1 | 125 | Conventional Hydroelectric | WAT | HY | 4 | 1942 |  |  | (OP) Operating
2518 | U S Bureau of Reclamation | 6163 | Grand Coulee | Electric Utility | WA | 10 | 125 | Conventional Hydroelectric | WAT | HY | 9 | 1951 |  |  | (OP) Operating
2518 | U S Bureau of Reclamation | 6163 | Grand Coulee | Electric Utility | WA | 11 | 125 | Conventional Hydroelectric | WAT | HY | 6 | 1951 |  |  | (OP) Operating
2518 | U S Bureau of Reclamation | 6163 | Grand Coulee | Electric Utility | WA | 12 | 125 | Conventional Hydroelectric | WAT | HY | 4 | 1951 |  |  | (OP) Operating
2518 | U S Bureau of Reclamation | 6163 | Grand Coulee | Electric Utility | WA | 13 | 125 | Conventional Hydroelectric | WAT | HY | 10 | 1950 |  |  | (OP) Operating
2518 | U S Bureau of Reclamation | 6163 | Grand Coulee | Electric Utility | WA | 14 | 125 | Conventional Hydroelectric | WAT | HY | 7 | 1950 |  |  | (OP) Operating
2518 | U S Bureau of Reclamation | 6163 | Grand Coulee | Electric Utility | WA | 15 | 125 | Conventional Hydroelectric | WAT | HY | 4 | 1950 |  |  | (OP) Operating
2518 | U S Bureau of Reclamation | 6163 | Grand Coulee | Electric Utility | WA | 16 | 125 | Conventional Hydroelectric | WAT | HY | 9 | 1949 |  |  | (OP) Operating
2518 | U S Bureau of Reclamation | 6163 | Grand Coulee | Electric Utility | WA | 17 | 125 | Conventional Hydroelectric | WAT | HY | 7 | 1949 |  |  | (OP) Operating
2518 | U S Bureau of Reclamation | 6163 | Grand Coulee | Electric Utility | WA | 18 | 125 | Conventional Hydroelectric | WAT | HY | 5 | 1949 |  |  | (OP) Operating
2518 | U S Bureau of Reclamation | 6163 | Grand Coulee | Electric Utility | WA | 19 | 690 | Conventional Hydroelectric | WAT | HY | 9 | 1975 |  |  | (OP) Operating
2518 | U S Bureau of Reclamation | 6163 | Grand Coulee | Electric Utility | WA | 2 | 125 | Conventional Hydroelectric | WAT | HY | 1 | 1942 |  |  | (OP) Operating
2518 | U S Bureau of Reclamation | 6163 | Grand Coulee | Electric Utility | WA | 20 | 690 | Conventional Hydroelectric | WAT | HY | 4 | 1976 |  |  | (OP) Operating
2518 | U S Bureau of Reclamation | 6163 | Grand Coulee | Electric Utility | WA | 21 | 690 | Conventional Hydroelectric | WAT | HY | 12 | 1976 |  |  | (OP) Operating
2518 | U S Bureau of Reclamation | 6163 | Grand Coulee | Electric Utility | WA | 22 | 805 | Conventional Hydroelectric | WAT | HY | 5 | 1978 |  |  | (OP) Operating
2518 | U S Bureau of Reclamation | 6163 | Grand Coulee | Electric Utility | WA | 23 | 805 | Conventional Hydroelectric | WAT | HY | 11 | 1979 |  |  | (OP) Operating
2518 | U S Bureau of Reclamation | 6163 | Grand Coulee | Electric Utility | WA | 24 | 805 | Conventional Hydroelectric | WAT | HY | 5 | 1980 |  |  | (OP) Operating
2518 | U S Bureau of Reclamation | 6163 | Grand Coulee | Electric Utility | WA | 3 | 125 | Conventional Hydroelectric | WAT | HY | 9 | 1941 |  |  | (OP) Operating
2518 | U S Bureau of Reclamation | 6163 | Grand Coulee | Electric Utility | WA | 4 | 125 | Conventional Hydroelectric | WAT | HY | 2 | 1944 |  |  | (OP) Operating
2518 | U S Bureau of Reclamation | 6163 | Grand Coulee | Electric Utility | WA | 5 | 125 | Conventional Hydroelectric | WAT | HY | 11 | 1943 |  |  | (OP) Operating
2518 | U S Bureau of Reclamation | 6163 | Grand Coulee | Electric Utility | WA | 6 | 125 | Conventional Hydroelectric | WAT | HY | 8 | 1943 |  |  | (OP) Operating
2518 | U S Bureau of Reclamation | 6163 | Grand Coulee | Electric Utility | WA | 7 | 125 | Conventional Hydroelectric | WAT | HY | 10 | 1947 |  |  | (OP) Operating
2518 | U S Bureau of Reclamation | 6163 | Grand Coulee | Electric Utility | WA | 8 | 125 | Conventional Hydroelectric | WAT | HY | 2 | 1943 |  |  | (OP) Operating
2518 | U S Bureau of Reclamation | 6163 | Grand Coulee | Electric Utility | WA | 9 | 125 | Conventional Hydroelectric | WAT | HY | 4 | 1948 |  |  | (OP) Operating
2518 | U S Bureau of Reclamation | 6163 | Grand Coulee | Electric Utility | WA | LS1 | 10 | Conventional Hydroelectric | WAT | HY | 3 | 1941 |  |  | (OP) Operating
2518 | U S Bureau of Reclamation | 6163 | Grand Coulee | Electric Utility | WA | LS2 | 10 | Conventional Hydroelectric | WAT | HY | 3 | 1941 |  |  | (OP) Operating
2518 | U S Bureau of Reclamation | 6163 | Grand Coulee | Electric Utility | WA | LS3 | 10 | Conventional Hydroelectric | WAT | HY | 1 | 1951 |  |  | (OP) Operating
2518 | U S Bureau of Reclamation | 6163 | Grand Coulee | Electric Utility | WA | PG10 | 53.5 | Hydroelectric Pumped Storage | WAT | PS | 6 | 1983 |  |  | (OP) Operating
2518 | U S Bureau of Reclamation | 6163 | Grand Coulee | Electric Utility | WA | PG11 | 53.5 | Hydroelectric Pumped Storage | WAT | PS | 11 | 1983 |  |  | (OP) Operating
2518 | U S Bureau of Reclamation | 6163 | Grand Coulee | Electric Utility | WA | PG12 | 53.5 | Hydroelectric Pumped Storage | WAT | PS | 4 | 1984 |  |  | (OP) Operating
2518 | U S Bureau of Reclamation | 6163 | Grand Coulee | Electric Utility | WA | PG7 | 50 | Hydroelectric Pumped Storage | WAT | PS | 10 | 1973 |  |  | (OP) Operating
2518 | U S Bureau of Reclamation | 6163 | Grand Coulee | Electric Utility | WA | PG8 | 50 | Hydroelectric Pumped Storage | WAT | PS | 11 | 1973 |  |  | (OP) Operating
2518 | U S Bureau of Reclamation | 6163 | Grand Coulee | Electric Utility | WA | PG9 | 53.5 | Hydroelectric Pumped Storage | WAT | PS | 4 | 1983 |  |  | (OP) Operating
14354 | PacifiCorp | 6165 | Hunter | Electric Utility | UT | 1 | 471 | Conventional Steam Coal | BIT | ST | 6 | 1978 |  |  | (OP) Operating
14354 | PacifiCorp | 6165 | Hunter | Electric Utility | UT | 2 | 430 | Conventional Steam Coal | BIT | ST | 6 | 1980 |  |  | (OP) Operating
14354 | PacifiCorp | 6165 | Hunter | Electric Utility | UT | 3 | 460 | Conventional Steam Coal | BIT | ST | 6 | 1983 |  |  | (OP) Operating
9324 | Indiana Michigan Power Co | 6166 | Rockport | Electric Utility | IN | 1 | 1300 | Conventional Steam Coal | SUB | ST | 12 | 1984 |  |  | (OP) Operating
9324 | Indiana Michigan Power Co | 6166 | Rockport | Electric Utility | IN | 2 | 1300 | Conventional Steam Coal | SUB | ST | 12 | 1989 |  |  | (OP) Operating
19876 | Virginia Electric & Power Co | 6167 | Bath County | Electric Utility | VA | 1 | 500 | Hydroelectric Pumped Storage | WAT | PS | 12 | 1985 |  |  | (OP) Operating
19876 | Virginia Electric & Power Co | 6167 | Bath County | Electric Utility | VA | 2 | 500 | Hydroelectric Pumped Storage | WAT | PS | 12 | 1985 |  |  | (OP) Operating
19876 | Virginia Electric & Power Co | 6167 | Bath County | Electric Utility | VA | 3 | 502 | Hydroelectric Pumped Storage | WAT | PS | 12 | 1985 |  |  | (OP) Operating
19876 | Virginia Electric & Power Co | 6167 | Bath County | Electric Utility | VA | 4 | 500 | Hydroelectric Pumped Storage | WAT | PS | 12 | 1985 |  |  | (OP) Operating
19876 | Virginia Electric & Power Co | 6167 | Bath County | Electric Utility | VA | 5 | 501 | Hydroelectric Pumped Storage | WAT | PS | 12 | 1985 |  |  | (OP) Operating
19876 | Virginia Electric & Power Co | 6167 | Bath County | Electric Utility | VA | 6 | 500 | Hydroelectric Pumped Storage | WAT | PS | 12 | 1985 |  |  | (OP) Operating
19876 | Virginia Electric & Power Co | 6168 | North Anna | Electric Utility | VA | 1 | 948 | Nuclear | NUC | ST | 6 | 1978 |  |  | (OP) Operating
19876 | Virginia Electric & Power Co | 6168 | North Anna | Electric Utility | VA | 2 | 944 | Nuclear | NUC | ST | 12 | 1980 |  |  | (OP) Operating
19876 | Virginia Electric & Power Co | 6168 | North Anna | Electric Utility | VA | HC1 | 1 | Conventional Hydroelectric | WAT | HY | 12 | 1987 |  |  | (OP) Operating
20847 | Wisconsin Electric Power Co | 6170 | Pleasant Prairie | Electric Utility | WI | 1 | 594 | Conventional Steam Coal | SUB | ST | 6 | 1980 |  |  | (OP) Operating
20847 | Wisconsin Electric Power Co | 6170 | Pleasant Prairie | Electric Utility | WI | 2 | 594 | Conventional Steam Coal | SUB | ST | 7 | 1985 |  |  | (OP) Operating
20847 | Wisconsin Electric Power Co | 6170 | Pleasant Prairie | Electric Utility | WI | 3 | 2 | Petroleum Liquids | DFO | IC | 7 | 1985 |  |  | (SB) Standby/Backup: available for service but not normally used
19462 | USCE-Nashville District | 6171 | Laurel Dam | Electric Utility | KY | 1 | 61 | Conventional Hydroelectric | WAT | HY | 11 | 1977 |  |  | (OP) Operating
19400 | USACE Northwestern Division | 6172 | Libby | Electric Utility | MT | 1 | 105 | Conventional Hydroelectric | WAT | HY | 8 | 1975 |  |  | (OP) Operating
19400 | USACE Northwestern Division | 6172 | Libby | Electric Utility | MT | 2 | 105 | Conventional Hydroelectric | WAT | HY | 10 | 1975 |  |  | (OP) Operating
19400 | USACE Northwestern Division | 6172 | Libby | Electric Utility | MT | 3 | 105 | Conventional Hydroelectric | WAT | HY | 1 | 1976 |  |  | (OP) Operating
19400 | USACE Northwestern Division | 6172 | Libby | Electric Utility | MT | 4 | 105 | Conventional Hydroelectric | WAT | HY | 4 | 1976 |  |  | (OP) Operating
19400 | USACE Northwestern Division | 6172 | Libby | Electric Utility | MT | 5 | 105 | Conventional Hydroelectric | WAT | HY | 9 | 1984 |  |  | (OP) Operating
19400 | USACE Northwestern Division | 6174 | Lost Creek | Electric Utility | OR | 1 | 24.5 | Conventional Hydroelectric | WAT | HY | 9 | 1977 |  |  | (OP) Operating
19400 | USACE Northwestern Division | 6174 | Lost Creek | Electric Utility | OR | 2 | 24.5 | Conventional Hydroelectric | WAT | HY | 12 | 1977 |  |  | (OP) Operating
19400 | USACE Northwestern Division | 6175 | Lower Granite | Electric Utility | WA | 1 | 135 | Conventional Hydroelectric | WAT | HY | 4 | 1975 |  |  | (OP) Operating
19400 | USACE Northwestern Division | 6175 | Lower Granite | Electric Utility | WA | 2 | 135 | Conventional Hydroelectric | WAT | HY | 5 | 1975 |  |  | (OA) Out of service but expected to return to service in next calendar year
19400 | USACE Northwestern Division | 6175 | Lower Granite | Electric Utility | WA | 3 | 135 | Conventional Hydroelectric | WAT | HY | 6 | 1975 |  |  | (OP) Operating
19400 | USACE Northwestern Division | 6175 | Lower Granite | Electric Utility | WA | 4 | 135 | Conventional Hydroelectric | WAT | HY | 2 | 1978 |  |  | (OP) Operating
19400 | USACE Northwestern Division | 6175 | Lower Granite | Electric Utility | WA | 5 | 135 | Conventional Hydroelectric | WAT | HY | 4 | 1978 |  |  | (OP) Operating
19400 | USACE Northwestern Division | 6175 | Lower Granite | Electric Utility | WA | 6 | 135 | Conventional Hydroelectric | WAT | HY | 4 | 1978 |  |  | (OP) Operating
16572 | Salt River Project | 6177 | Coronado | Electric Utility | AZ | CO1 | 380 | Conventional Steam Coal | SUB | ST | 12 | 1979 |  |  | (OP) Operating | 2017 | 12 | 3
16572 | Salt River Project | 6177 | Coronado | Electric Utility | AZ | CO2 | 382 | Conventional Steam Coal | SUB | ST | 10 | 1980 |  |  | (OP) Operating
56570 | Coleto Creek Power LP | 6178 | Coleto Creek | IPP Non-CHP | TX | 1 | 635 | Conventional Steam Coal | SUB | ST | 6 | 1980 |  |  | (OP) Operating
11269 | Lower Colorado River Authority | 6179 | Fayette Power Project | Electric Utility | TX | 1 | 598 | Conventional Steam Coal | SUB | ST | 6 | 1979 |  |  | (OP) Operating
11269 | Lower Colorado River Authority | 6179 | Fayette Power Project | Electric Utility | TX | 2 | 598 | Conventional Steam Coal | SUB | ST | 5 | 1980 |  |  | (OP) Operating
11269 | Lower Colorado River Authority | 6179 | Fayette Power Project | Electric Utility | TX | 3 | 445 | Conventional Steam Coal | SUB | ST | 4 | 1988 |  |  | (OP) Operating
57097 | Oak Grove Management Co LLC | 6180 | Oak Grove (TX) | IPP Non-CHP | TX | OG1 | 840 | Conventional Steam Coal | LIG | ST | 4 | 2010 |  |  | (OP) Operating
57097 | Oak Grove Management Co LLC | 6180 | Oak Grove (TX) | IPP Non-CHP | TX | OG2 | 825 | Conventional Steam Coal | LIG | ST | 4 | 2011 |  |  | (OP) Operating
16604 | City of San Antonio - (TX) | 6181 | J T Deely | Electric Utility | TX | 1 | 420 | Conventional Steam Coal | SUB | ST | 8 | 1977 | 12 | 2018 | (OP) Operating
16604 | City of San Antonio - (TX) | 6181 | J T Deely | Electric Utility | TX | 2 | 420 | Conventional Steam Coal | SUB | ST | 8 | 1978 | 12 | 2018 | (OP) Operating
16624 | San Miguel Electric Coop, Inc | 6183 | San Miguel | Electric Utility | TX | 1 | 391 | Conventional Steam Coal | LIG | ST | 1 | 1982 |  |  | (OP) Operating | [5 empty] | 4
195 | Alabama Power Co | 6188 | Harris Dam | Electric Utility | AL | 1 | 66 | Conventional Hydroelectric | WAT | HY | 4 | 1983 |  |  | (OP) Operating
195 | Alabama Power Co | 6188 | Harris Dam | Electric Utility | AL | 2 | 66 | Conventional Hydroelectric | WAT | HY | 4 | 1983 |  |  | (OP) Operating
13994 | Oglethorpe Power Corporation | 6189 | Rocky Mountain Hydroelectric Plant | Electric Utility | GA | 1 | 345 | Hydroelectric Pumped Storage | WAT | PS | 7 | 1995 |  |  | (OP) Operating
13994 | Oglethorpe Power Corporation | 6189 | Rocky Mountain Hydroelectric Plant | Electric Utility | GA | 2 | 345 | Hydroelectric Pumped Storage | WAT | PS | 6 | 1995 |  |  | (OP) Operating
13994 | Oglethorpe Power Corporation | 6189 | Rocky Mountain Hydroelectric Plant | Electric Utility | GA | 3 | 345 | Hydroelectric Pumped Storage | WAT | PS | 6 | 1995 |  |  | (OP) Operating
3265 | Cleco Power LLC | 6190 | Brame Energy Center | Electric Utility | LA | 1 | 426.8 | Natural Gas Steam Turbine | NG | ST | 6 | 1975 |  |  | (OP) Operating
3265 | Cleco Power LLC | 6190 | Brame Energy Center | Electric Utility | LA | 2 | 496.1 | Conventional Steam Coal | SUB | ST | 8 | 1982 |  |  | (OP) Operating
3265 | Cleco Power LLC | 6190 | Brame Energy Center | Electric Utility | LA | 3 | 627.4 | Petroleum Coke | PC | ST | 2 | 2010 |  |  | (OP) Operating
17718 | Southwestern Public Service Co | 6193 | Harrington | Electric Utility | TX | 1 | 339 | Conventional Steam Coal | SUB | ST | 1 | 1976 |  |  | (OP) Operating
17718 | Southwestern Public Service Co | 6193 | Harrington | Electric Utility | TX | 2 | 339 | Conventional Steam Coal | SUB | ST | 1 | 1978 |  |  | (OP) Operating
17718 | Southwestern Public Service Co | 6193 | Harrington | Electric Utility | TX | 3 | 340 | Conventional Steam Coal | SUB | ST | 1 | 1980 |  |  | (OP) Operating
17718 | Southwestern Public Service Co | 6194 | Tolk | Electric Utility | TX | 1 | 532 | Conventional Steam Coal | SUB | ST | 1 | 1982 |  |  | (OP) Operating
17718 | Southwestern Public Service Co | 6194 | Tolk | Electric Utility | TX | 2 | 535 | Conventional Steam Coal | SUB | ST | 1 | 1985 |  |  | (OP) Operating
17833 | City Utilities of Springfield - (MO) | 6195 | John Twitty Energy Center | Electric Utility | MO | GT1 | 52 | Natural Gas Fired Combustion Turbine | NG | GT | 6 | 1983 |  |  | (OP) Operating
17833 | City Utilities of Springfield - (MO) | 6195 | John Twitty Energy Center | Electric Utility | MO | GT2 | 52 | Natural Gas Fired Combustion Turbine | NG | GT | 6 | 1983 |  |  | (OP) Operating
17833 | City Utilities of Springfield - (MO) | 6195 | John Twitty Energy Center | Electric Utility | MO | ST1 | 184 | Conventional Steam Coal | SUB | ST | 6 | 1976 |  |  | (OP) Operating
17833 | City Utilities of Springfield - (MO) | 6195 | John Twitty Energy Center | Electric Utility | MO | ST2 | 275 | Conventional Steam Coal | SUB | ST | 1 | 2011 |  |  | (OP) Operating
3255 | California Dept. of Water Resources | 6196 | W E Warne | Electric Utility | CA | 1 | 38 | Conventional Hydroelectric | WAT | HY | 11 | 1982 |  |  | (OP) Operating
3255 | California Dept. of Water Resources | 6196 | W E Warne | Electric Utility | CA | 2 | 38 | Conventional Hydroelectric | WAT | HY | 2 | 1983 |  |  | (OP) Operating
3413 | PUD No 1 of Chelan County | 6200 | Rock Island | Electric Utility | WA | A | 1.2 | Conventional Hydroelectric | WAT | HY | 10 | 1931 |  |  | (OP) Operating
3413 | PUD No 1 of Chelan County | 6200 | Rock Island | Electric Utility | WA | B-1 | 15 | Conventional Hydroelectric | WAT | HY | 11 | 1931 |  |  | (OP) Operating
3413 | PUD No 1 of Chelan County | 6200 | Rock Island | Electric Utility | WA | B-10 | 19 | Conventional Hydroelectric | WAT | HY | 4 | 1953 |  |  | (OP) Operating
3413 | PUD No 1 of Chelan County | 6200 | Rock Island | Electric Utility | WA | B-2 | 15 | Conventional Hydroelectric | WAT | HY | 10 | 1931 |  |  | (OP) Operating
3413 | PUD No 1 of Chelan County | 6200 | Rock Island | Electric Utility | WA | B-3 | 15 | Conventional Hydroelectric | WAT | HY | 12 | 1932 |  |  | (OP) Operating
3413 | PUD No 1 of Chelan County | 6200 | Rock Island | Electric Utility | WA | B-4 | 15 | Conventional Hydroelectric | WAT | HY | 10 | 1932 |  |  | (OP) Operating
3413 | PUD No 1 of Chelan County | 6200 | Rock Island | Electric Utility | WA | B-5 | 17 | Conventional Hydroelectric | WAT | HY | 9 | 1952 |  |  | (OP) Operating
3413 | PUD No 1 of Chelan County | 6200 | Rock Island | Electric Utility | WA | B-6 | 17 | Conventional Hydroelectric | WAT | HY | 10 | 1952 |  |  | (OP) Operating
3413 | PUD No 1 of Chelan County | 6200 | Rock Island | Electric Utility | WA | B-7 | 17 | Conventional Hydroelectric | WAT | HY | 11 | 1952 |  |  | (OP) Operating
3413 | PUD No 1 of Chelan County | 6200 | Rock Island | Electric Utility | WA | B-8 | 17 | Conventional Hydroelectric | WAT | HY | 1 | 1953 |  |  | (OP) Operating
3413 | PUD No 1 of Chelan County | 6200 | Rock Island | Electric Utility | WA | B-9 | 19 | Conventional Hydroelectric | WAT | HY | 3 | 1953 |  |  | (OP) Operating
3413 | PUD No 1 of Chelan County | 6200 | Rock Island | Electric Utility | WA | U-1 | 42 | Conventional Hydroelectric | WAT | HY | 8 | 1979 |  |  | (OP) Operating
3413 | PUD No 1 of Chelan County | 6200 | Rock Island | Electric Utility | WA | U-2 | 42 | Conventional Hydroelectric | WAT | HY | 6 | 1979 |  |  | (OP) Operating
3413 | PUD No 1 of Chelan County | 6200 | Rock Island | Electric Utility | WA | U-3 | 42 | Conventional Hydroelectric | WAT | HY | 4 | 1979 |  |  | (OP) Operating
3413 | PUD No 1 of Chelan County | 6200 | Rock Island | Electric Utility | WA | U-4 | 42 | Conventional Hydroelectric | WAT | HY | 2 | 1979 |  |  | (OP) Operating
3413 | PUD No 1 of Chelan County | 6200 | Rock Island | Electric Utility | WA | U-5 | 42 | Conventional Hydroelectric | WAT | HY | 12 | 1978 |  |  | (OP) Operating
3413 | PUD No 1 of Chelan County | 6200 | Rock Island | Electric Utility | WA | U-6 | 42 | Conventional Hydroelectric | WAT | HY | 10 | 1978 |  |  | (OP) Operating
3413 | PUD No 1 of Chelan County | 6200 | Rock Island | Electric Utility | WA | U-7 | 42 | Conventional Hydroelectric | WAT | HY | 8 | 1978 |  |  | (OP) Operating
3413 | PUD No 1 of Chelan County | 6200 | Rock Island | Electric Utility | WA | U-8 | 42 | Conventional Hydroelectric | WAT | HY | 7 | 1978 |  |  | (OP) Operating
16868 | City of Seattle - (WA) | 6202 | Ross | Electric Utility | WA | 41 | 94.5 | Conventional Hydroelectric | WAT | HY | 11 | 1956 |  |  | (OP) Operating |  |  |  | 2017 | 12 | 22.5
16868 | City of Seattle - (WA) | 6202 | Ross | Electric Utility | WA | 42 | 94.5 | Conventional Hydroelectric | WAT | HY | 1 | 1954 |  |  | (OP) Operating |  |  |  | 2017 | 12 | 22.5
16868 | City of Seattle - (WA) | 6202 | Ross | Electric Utility | WA | 43 | 94.5 | Conventional Hydroelectric | WAT | HY | 4 | 1953 |  |  | (OP) Operating |  |  |  | 2016 | 12 | 22.5
16868 | City of Seattle - (WA) | 6202 | Ross | Electric Utility | WA | 44 | 94.5 | Conventional Hydroelectric | WAT | HY | 12 | 1952 |  |  | (OP) Operating |  |  |  | 2016 | 12 | 22.5
1307 | Basin Electric Power Coop | 6204 | Laramie River Station | Electric Utility | WY | 1 | 570 | Conventional Steam Coal | SUB | ST | 9 | 1981 |  |  | (OP) Operating
1307 | Basin Electric Power Coop | 6204 | Laramie River Station | Electric Utility | WY | 2 | 570 | Conventional Steam Coal | SUB | ST | 7 | 1981 |  |  | (OP) Operating
1307 | Basin Electric Power Coop | 6204 | Laramie River Station | Electric Utility | WY | 3 | 570 | Conventional Steam Coal | SUB | ST | 11 | 1982 |  |  | (OP) Operating
15466 | Public Service Co of Colorado | 6206 | Tacoma | Electric Utility | CO | 1 | 2.3 | Conventional Hydroelectric | WAT | HY | 6 | 1906 |  |  | (OP) Operating
15466 | Public Service Co of Colorado | 6206 | Tacoma | Electric Utility | CO | 2 | 2.3 | Conventional Hydroelectric | WAT | HY | 6 | 1905 |  |  | (OP) Operating
15466 | Public Service Co of Colorado | 6207 | Ames Hydro | Electric Utility | CO | 1 | 3.8 | Conventional Hydroelectric | WAT | HY | 6 | 1906 |  |  | (OP) Operating
2518 | U S Bureau of Reclamation | 6208 | Mount Elbert | Electric Utility | CO | 1 | 115 | Hydroelectric Pumped Storage | WAT | PS | 6 | 1981 |  |  | (OP) Operating
2518 | U S Bureau of Reclamation | 6208 | Mount Elbert | Electric Utility | CO | 2 | 115 | Hydroelectric Pumped Storage | WAT | PS | 2 | 1984 |  |  | (OP) Operating
20169 | Avista Corp | 6210 | Northeast (WA) | Electric Utility | WA | 1 | 45 | Natural Gas Fired Combustion Turbine | NG | GT | 12 | 1978 |  |  | (OP) Operating
54803 | Dynegy Oakland, LLC | 6211 | Dynegy Oakland Power Plant | IPP Non-CHP | CA | GEN1 | 55 | Petroleum Liquids | JF | GT | 11 | 1978 |  |  | (OP) Operating
54803 | Dynegy Oakland, LLC | 6211 | Dynegy Oakland Power Plant | IPP Non-CHP | CA | GEN2 | 55 | Petroleum Liquids | JF | GT | 12 | 1978 |  |  | (OP) Operating
54803 | Dynegy Oakland, LLC | 6211 | Dynegy Oakland Power Plant | IPP Non-CHP | CA | GEN3 | 55 | Petroleum Liquids | JF | GT | 11 | 1978 |  |  | (OP) Operating
9267 | Hoosier Energy R E C, Inc | 6213 | Merom | Electric Utility | IN | 1 | 492 | Conventional Steam Coal | BIT | ST | 9 | 1983 |  |  | (OP) Operating
9267 | Hoosier Energy R E C, Inc | 6213 | Merom | Electric Utility | IN | 2 | 490 | Conventional Steam Coal | BIT | ST | 2 | 1982 |  |  | (OP) Operating
5529 | City of Durant - (IA) | 6220 | Durant | Electric Utility | IA | 6A | 2.1 | Petroleum Liquids | DFO | IC | 7 | 1970 |  |  | (SB) Standby/Backup: available for service but not normally used
5529 | City of Durant - (IA) | 6220 | Durant | Electric Utility | IA | 7 | 1.8 | Petroleum Liquids | DFO | IC | 1 | 1998 |  |  | (SB) Standby/Backup: available for service but not normally used
5529 | City of Durant - (IA) | 6220 | Durant | Electric Utility | IA | 8 | 2.6 | Petroleum Liquids | DFO | IC | 5 | 2011 |  |  | (SB) Standby/Backup: available for service but not normally used
5860 | Empire District Electric Co | 6223 | Empire Energy Center | Electric Utility | MO | 1 | 82 | Natural Gas Fired Combustion Turbine | NG | GT | 3 | 1978 |  |  | (OP) Operating
5860 | Empire District Electric Co | 6223 | Empire Energy Center | Electric Utility | MO | 2 | 82 | Natural Gas Fired Combustion Turbine | NG | GT | 6 | 1981 |  |  | (OP) Operating
5860 | Empire District Electric Co | 6223 | Empire Energy Center | Electric Utility | MO | 3 | 49 | Natural Gas Fired Combustion Turbine | NG | GT | 4 | 2003 |  |  | (OP) Operating
5860 | Empire District Electric Co | 6223 | Empire Energy Center | Electric Utility | MO | 4 | 49 | Natural Gas Fired Combustion Turbine | NG | GT | 4 | 2003 |  |  | (OP) Operating
9667 | City of Jasper - (IN) | 6225 | Jasper 2 | Electric Utility | IN | 1 | 13.6 | Conventional Steam Coal | BIT | ST | 9 | 1968 |  |  | (SB) Standby/Backup: available for service but not normally used
13337 | Nebraska Public Power District | 6229 | Mobile | Electric Utility | NE | 1 | 1 | Petroleum Liquids | DFO | IC | 1 | 1980 |  |  | (OP) Operating
13337 | Nebraska Public Power District | 6229 | Mobile | Electric Utility | NE | 2 | 1.6 | Petroleum Liquids | DFO | IC | 3 | 1996 |  |  | (OP) Operating
13337 | Nebraska Public Power District | 6229 | Mobile | Electric Utility | NE | 500 | 0.5 | Petroleum Liquids | DFO | IC | 10 | 1994 |  |  | (OP) Operating
13781 | Northern States Power Co - Minnesota | 6231 | Apple River | Electric Utility | WI | 1 | 0.4 | Conventional Hydroelectric | WAT | HY | 1 | 1901 |  |  | (OP) Operating
13781 | Northern States Power Co - Minnesota | 6231 | Apple River | Electric Utility | WI | 3 | 0.5 | Conventional Hydroelectric | WAT | HY | 1 | 1901 |  |  | (OP) Operating
13781 | Northern States Power Co - Minnesota | 6231 | Apple River | Electric Utility | WI | 4 | 0.5 | Conventional Hydroelectric | WAT | HY | 1 | 1901 |  |  | (OP) Operating
40307 | Prairie Power, Inc | 6238 | Pearl Station | Electric Utility | IL | GT1 | 20.1 | Petroleum Liquids | DFO | GT | 6 | 1973 |  |  | (OP) Operating
2442 | City of Bryan - (TX) | 6243 | Dansby | Electric Utility | TX | 1 | 110 | Natural Gas Steam Turbine | NG | ST | 9 | 1978 |  |  | (OP) Operating
2442 | City of Bryan - (TX) | 6243 | Dansby | Electric Utility | TX | 2 | 47.1 | Natural Gas Fired Combustion Turbine | NG | GT | 2 | 2004 |  |  | (OP) Operating
2442 | City of Bryan - (TX) | 6243 | Dansby | Electric Utility | TX | 3 | 47.1 | Natural Gas Fired Combustion Turbine | NG | GT | 3 | 2010 |  |  | (OP) Operating
15466 | Public Service Co of Colorado | 6248 | Pawnee | Electric Utility | CO | 1 | 505 | Conventional Steam Coal | SUB | ST | 11 | 1981 |  |  | (OP) Operating
17543 | South Carolina Public Service Authority | 6249 | Winyah | Electric Utility | SC | 1 | 275 | Conventional Steam Coal | BIT | ST | 3 | 1975 |  |  | (OP) Operating
17543 | South Carolina Public Service Authority | 6249 | Winyah | Electric Utility | SC | 2 | 285 | Conventional Steam Coal | BIT | ST | 7 | 1977 |  |  | (OP) Operating
17543 | South Carolina Public Service Authority | 6249 | Winyah | Electric Utility | SC | 3 | 285 | Conventional Steam Coal | BIT | ST | 5 | 1980 |  |  | (OP) Operating
17543 | South Carolina Public Service Authority | 6249 | Winyah | Electric Utility | SC | 4 | 285 | Conventional Steam Coal | BIT | ST | 11 | 1981 |  |  | (OP) Operating
3046 | Duke Energy Progress - (NC) | 6250 | Mayo | Electric Utility | NC | 1 | 727 | Conventional Steam Coal | BIT | ST | 3 | 1983 |  |  | (OP) Operating
21535 | STP Nuclear Operating Co | 6251 | South Texas Project | IPP Non-CHP | TX | 1 | 1280 | Nuclear | NUC | ST | 8 | 1988 |  |  | (OP) Operating
21535 | STP Nuclear Operating Co | 6251 | South Texas Project | IPP Non-CHP | TX | 2 | 1280 | Nuclear | NUC | ST | 6 | 1989 |  |  | (OP) Operating
20847 | Wisconsin Electric Power Co | 6253 | Germantown | Electric Utility | WI | 1 | 45 | Petroleum Liquids | DFO | GT | 7 | 1978 |  |  | (OP) Operating
20847 | Wisconsin Electric Power Co | 6253 | Germantown | Electric Utility | WI | 2 | 45 | Petroleum Liquids | DFO | GT | 7 | 1978 |  |  | (OP) Operating
20847 | Wisconsin Electric Power Co | 6253 | Germantown | Electric Utility | WI | 3 | 45 | Petroleum Liquids | DFO | GT | 7 | 1978 |  |  | (OP) Operating
20847 | Wisconsin Electric Power Co | 6253 | Germantown | Electric Utility | WI | 4 | 45 | Petroleum Liquids | DFO | GT | 7 | 1978 |  |  | (OP) Operating
20847 | Wisconsin Electric Power Co | 6253 | Germantown | Electric Utility | WI | 5 | 78 | Natural Gas Fired Combustion Turbine | NG | GT | 5 | 2000 |  |  | (OP) Operating
9417 | Interstate Power and Light Co | 6254 | Ottumwa | Electric Utility | IA | 1 | 746.3 | Conventional Steam Coal | SUB | ST | 5 | 1981 |  |  | (OP) Operating
7140 | Georgia Power Co | 6257 | Scherer | Electric Utility | GA | 1 | 817 | Conventional Steam Coal | SUB | ST | 3 | 1982 |  |  | (OP) Operating
7140 | Georgia Power Co | 6257 | Scherer | Electric Utility | GA | 2 | 857 | Conventional Steam Coal | SUB | ST | 2 | 1984 |  |  | (OP) Operating
7140 | Georgia Power Co | 6257 | Scherer | Electric Utility | GA | 3 | 857 | Conventional Steam Coal | SUB | ST | 1 | 1987 |  |  | (OP) Operating
7140 | Georgia Power Co | 6257 | Scherer | Electric Utility | GA | 4 | 858 | Conventional Steam Coal | SUB | ST | 2 | 1989 |  |  | (OP) Operating
7140 | Georgia Power Co | 6258 | Wilson | Electric Utility | GA | 5A | 41 | Petroleum Liquids | DFO | GT | 12 | 1972 |  |  | (OP) Operating
7140 | Georgia Power Co | 6258 | Wilson | Electric Utility | GA | 5B | 56 | Petroleum Liquids | DFO | GT | 12 | 1972 |  |  | (OP) Operating
7140 | Georgia Power Co | 6258 | Wilson | Electric Utility | GA | 5C | 49 | Petroleum Liquids | DFO | GT | 12 | 1972 |  |  | (OP) Operating
7140 | Georgia Power Co | 6258 | Wilson | Electric Utility | GA | 5D | 41 | Petroleum Liquids | DFO | GT | 2 | 1973 |  |  | (OP) Operating
7140 | Georgia Power Co | 6258 | Wilson | Electric Utility | GA | 5E | 54 | Petroleum Liquids | DFO | GT | 4 | 1973 |  |  | (OP) Operating
7140 | Georgia Power Co | 6258 | Wilson | Electric Utility | GA | 5F | 54 | Petroleum Liquids | DFO | GT | 4 | 1973 |  |  | (OP) Operating
7140 | Georgia Power Co | 6258 | Wilson | Electric Utility | GA | IC1 | 2.5 | Petroleum Liquids | DFO | IC | 12 | 1972 |  |  | (OP) Operating
733 | Appalachian Power Co | 6264 | Mountaineer | Electric Utility | WV | 1 | 1299 | Conventional Steam Coal | BIT | ST | 9 | 1980 |  |  | (OP) Operating
14354 | PacifiCorp | 6265 | Swift 2 | Electric Utility | WA | 21 | 34 | Conventional Hydroelectric | WAT | HY | 1 | 1959 |  |  | (OS) Out of service and NOT expected to return to service in next calendar year
14354 | PacifiCorp | 6265 | Swift 2 | Electric Utility | WA | 22 | 31 | Conventional Hydroelectric | WAT | HY | 12 | 1958 |  |  | (OS) Out of service and NOT expected to return to service in next calendar year
5860 | Empire District Electric Co | 6280 | Ozark Beach | Electric Utility | MO | 5 | 4 | Conventional Hydroelectric | WAT | HY | 6 | 1931 |  |  | (OP) Operating
5860 | Empire District Electric Co | 6280 | Ozark Beach | Electric Utility | MO | 6 | 4 | Conventional Hydroelectric | WAT | HY | 6 | 1931 |  |  | (OP) Operating
5860 | Empire District Electric Co | 6280 | Ozark Beach | Electric Utility | MO | 7 | 4 | Conventional Hydroelectric | WAT | HY | 6 | 1931 |  |  | (OP) Operating
5860 | Empire District Electric Co | 6280 | Ozark Beach | Electric Utility | MO | 8 | 4 | Conventional Hydroelectric | WAT | HY | 6 | 1931 |  |  | (OP) Operating
10433 | Kodiak Electric Assn Inc | 6281 | Kodiak | Electric Utility | AK | 1 | 2.5 | Petroleum Liquids | DFO | IC | 88 | 1976 |  |  | (OP) Operating
10433 | Kodiak Electric Assn Inc | 6281 | Kodiak | Electric Utility | AK | 2c | 4.4 | Petroleum Liquids | DFO | IC | 6 | 2005 |  |  | (OP) Operating
10433 | Kodiak Electric Assn Inc | 6281 | Kodiak | Electric Utility | AK | 3c | 4.4 | Petroleum Liquids | DFO | IC | 6 | 2005 |  |  | (OP) Operating
10433 | Kodiak Electric Assn Inc | 6281 | Kodiak | Electric Utility | AK | 4 | 7 | Petroleum Liquids | DFO | IC | 7 | 1981 |  |  | (OP) Operating
10433 | Kodiak Electric Assn Inc | 6281 | Kodiak | Electric Utility | AK | 6A | 2 | Petroleum Liquids | DFO | IC | 6 | 2002 |  |  | (OP) Operating
10433 | Kodiak Electric Assn Inc | 6281 | Kodiak | Electric Utility | AK | 7A | 2 | Petroleum Liquids | DFO | IC | 2 | 2002 |  |  | (OP) Operating
10433 | Kodiak Electric Assn Inc | 6282 | Port Lions | Electric Utility | AK | 1 | 0.3 | Petroleum Liquids | DFO | IC | 8 | 1968 |  |  | (SB) Standby/Backup: available for service but not normally used
10433 | Kodiak Electric Assn Inc | 6282 | Port Lions | Electric Utility | AK | 2 | 0.2 | Petroleum Liquids | DFO | IC | 8 | 1968 |  |  | (SB) Standby/Backup: available for service but not normally used
10433 | Kodiak Electric Assn Inc | 6282 | Port Lions | Electric Utility | AK | 3 | 0.2 | Petroleum Liquids | DFO | IC | 6 | 1971 |  |  | (SB) Standby/Backup: available for service but not normally used
10433 | Kodiak Electric Assn Inc | 6282 | Port Lions | Electric Utility | AK | 4 | 0.2 | Petroleum Liquids | DFO | IC | 8 | 1975 |  |  | (SB) Standby/Backup: available for service but not normally used
19558 | Homer Electric Assn Inc | 6283 | Seldovia | Electric Utility | AK | 5 | 1.2 | Petroleum Liquids | DFO | IC | 12 | 2004 |  |  | (SB) Standby/Backup: available for service but not normally used
19558 | Homer Electric Assn Inc | 6283 | Seldovia | Electric Utility | AK | 6 | 1.2 | Petroleum Liquids | DFO | IC | 12 | 2004 |  |  | (SB) Standby/Backup: available for service but not normally used
7353 | Golden Valley Elec Assn Inc | 6285 | North Pole | Electric Utility | AK | 1 | 44 | Petroleum Liquids | DFO | GT | 12 | 1976 |  |  | (OP) Operating
7353 | Golden Valley Elec Assn Inc | 6285 | North Pole | Electric Utility | AK | 2 | 50 | Petroleum Liquids | DFO | GT | 2 | 1977 |  |  | (OP) Operating
7353 | Golden Valley Elec Assn Inc | 6285 | North Pole | Electric Utility | AK | GT3 | 41 | Petroleum Liquids | WO | CT | 3 | 2007 |  |  | (OP) Operating
7353 | Golden Valley Elec Assn Inc | 6285 | North Pole | Electric Utility | AK | STG1 | 10 | Petroleum Liquids | JF | CA | 3 | 2007 |  |  | (OP) Operating
7353 | Golden Valley Elec Assn Inc | 6286 | Fairbanks | Electric Utility | AK | 5 | 2.8 | Petroleum Liquids | DFO | IC | 5 | 1970 |  |  | (SB) Standby/Backup: available for service but not normally used
7353 | Golden Valley Elec Assn Inc | 6286 | Fairbanks | Electric Utility | AK | 6 | 2.8 | Petroleum Liquids | DFO | IC | 9 | 1970 |  |  | (SB) Standby/Backup: available for service but not normally used
7353 | Golden Valley Elec Assn Inc | 6286 | Fairbanks | Electric Utility | AK | GT1 | 15.5 | Petroleum Liquids | RFO | GT | 5 | 1971 |  |  | (OP) Operating
7353 | Golden Valley Elec Assn Inc | 6286 | Fairbanks | Electric Utility | AK | GT2 | 15 | Petroleum Liquids | RFO | GT | 11 | 1972 |  |  | (OP) Operating
7353 | Golden Valley Elec Assn Inc | 6288 | Healy | Electric Utility | AK | 1 | 25 | Conventional Steam Coal | SUB | ST | 11 | 1967 |  |  | (OP) Operating
7353 | Golden Valley Elec Assn Inc | 6288 | Healy | Electric Utility | AK | IC1 | 2.8 | Petroleum Liquids | DFO | IC | 9 | 1967 |  |  | (OP) Operating
3522 | Chugach Electric Assn Inc | 6291 | Cooper Lake | Electric Utility | AK | 1 | 9.7 | Conventional Hydroelectric | WAT | HY | 5 | 1961 |  |  | (OP) Operating
3522 | Chugach Electric Assn Inc | 6291 | Cooper Lake | Electric Utility | AK | 2 | 9.7 | Conventional Hydroelectric | WAT | HY | 5 | 1961 |  |  | (OP) Operating
19558 | Homer Electric Assn Inc | 6292 | Bernice Lake | Electric Utility | AK | 2 | 17 | Natural Gas Fired Combustion Turbine | NG | GT | 11 | 1971 |  |  | (OP) Operating
19558 | Homer Electric Assn Inc | 6292 | Bernice Lake | Electric Utility | AK | 3 | 22.9 | Natural Gas Fired Combustion Turbine | NG | GT | 12 | 1978 |  |  | (OP) Operating
19558 | Homer Electric Assn Inc | 6292 | Bernice Lake | Electric Utility | AK | 4 | 22.5 | Natural Gas Fired Combustion Turbine | NG | GT | 11 | 1981 |  |  | (OP) Operating
3522 | Chugach Electric Assn Inc | 6293 | International | Electric Utility | AK | 1 | 12.6 | Natural Gas Fired Combustion Turbine | NG | GT | 12 | 1964 |  |  | (OP) Operating
3522 | Chugach Electric Assn Inc | 6293 | International | Electric Utility | AK | 2 | 12.6 | Natural Gas Fired Combustion Turbine | NG | GT | 11 | 1965 |  |  | (OP) Operating
3522 | Chugach Electric Assn Inc | 6293 | International | Electric Utility | AK | 3 | 16.7 | Natural Gas Fired Combustion Turbine | NG | GT | 11 | 1969 |  |  | (OP) Operating
40548 | Unalakleet Valley Elec Coop | 6299 | Unalakleet | Electric Utility | AK | 5 | 0.4 | Petroleum Liquids | DFO | IC | 5 | 2010 |  |  | (OP) Operating
40548 | Unalakleet Valley Elec Coop | 6299 | Unalakleet | Electric Utility | AK | 6 | 0.4 | Petroleum Liquids | DFO | IC | 5 | 2010 |  |  | (OP) Operating
40548 | Unalakleet Valley Elec Coop | 6299 | Unalakleet | Electric Utility | AK | 7 | 0.4 | Petroleum Liquids | DFO | IC | 12 | 2010 |  |  | (OP) Operating
40548 | Unalakleet Valley Elec Coop | 6299 | Unalakleet | Electric Utility | AK | 8 | 0.4 | Petroleum Liquids | DFO | IC | 12 | 2010 |  |  | (OP) Operating
13201 | Naknek Electric Assn, Inc | 6301 | Naknek | Electric Utility | AK | 4A | 1.3 | Petroleum Liquids | DFO | IC | 7 | 1999 |  |  | (OP) Operating
13201 | Naknek Electric Assn, Inc | 6301 | Naknek | Electric Utility | AK | 5A | 1 | Petroleum Liquids | DFO | IC | 5 | 2005 |  |  | (OP) Operating
13201 | Naknek Electric Assn, Inc | 6301 | Naknek | Electric Utility | AK | 6A | 1 | Petroleum Liquids | DFO | IC | 4 | 2006 |  |  | (OP) Operating
13201 | Naknek Electric Assn, Inc | 6301 | Naknek | Electric Utility | AK | 7A | 1 | Petroleum Liquids | DFO | IC | 4 | 2006 |  |  | (OP) Operating
13201 | Naknek Electric Assn, Inc | 6301 | Naknek | Electric Utility | AK | 8 | 1 | Petroleum Liquids | DFO | IC | 12 | 1977 |  |  | (OP) Operating
13201 | Naknek Electric Assn, Inc | 6301 | Naknek | Electric Utility | AK | NA1 | 1.1 | Petroleum Liquids | DFO | IC | 5 | 1988 |  |  | (OP) Operating
13201 | Naknek Electric Assn, Inc | 6301 | Naknek | Electric Utility | AK | NA2 | 1.1 | Petroleum Liquids | DFO | IC | 5 | 1988 |  |  | (OP) Operating
13201 | Naknek Electric Assn, Inc | 6301 | Naknek | Electric Utility | AK | NA3 | 0.8 | Petroleum Liquids | DFO | IC | 5 | 1991 |  |  | (OP) Operating
13201 | Naknek Electric Assn, Inc | 6301 | Naknek | Electric Utility | AK | NA4 | 0.8 | Petroleum Liquids | DFO | IC | 6 | 1992 |  |  | (OP) Operating
13201 | Naknek Electric Assn, Inc | 6301 | Naknek | Electric Utility | AK | NA5 | 0.8 | Petroleum Liquids | DFO | IC | 9 | 1993 |  |  | (OP) Operating
12385 | Metlakatla Power & Light | 6302 | Purple Lake | Electric Utility | AK | 1 | 1.3 | Conventional Hydroelectric | WAT | HY | 1 | 1956 |  |  | (OP) Operating
12385 | Metlakatla Power & Light | 6302 | Purple Lake | Electric Utility | AK | 2 | 1.3 | Conventional Hydroelectric | WAT | HY | 1 | 1956 |  |  | (OP) Operating
12385 | Metlakatla Power & Light | 6302 | Purple Lake | Electric Utility | AK | 3 | 1.3 | Conventional Hydroelectric | WAT | HY | 12 | 1962 |  |  | (OP) Operating
10451 | Kotzebue Electric Assn Inc | 6304 | Kotzebue | Electric Utility | AK | 10 | 3 | Petroleum Liquids | DFO | IC | 12 | 1992 |  |  | (OP) Operating
10451 | Kotzebue Electric Assn Inc | 6304 | Kotzebue | Electric Utility | AK | 10wt | 0.1 | Onshore Wind Turbine | WND | WT | 7 | 1999 |  |  | (OP) Operating
10451 | Kotzebue Electric Assn Inc | 6304 | Kotzebue | Electric Utility | AK | 11wt | 0.1 | Onshore Wind Turbine | WND | WT | 5 | 2005 |  |  | (OP) Operating
10451 | Kotzebue Electric Assn Inc | 6304 | Kotzebue | Electric Utility | AK | 12wt | 0.1 | Onshore Wind Turbine | WND | WT | 5 | 2005 |  |  | (OP) Operating
10451 | Kotzebue Electric Assn Inc | 6304 | Kotzebue | Electric Utility | AK | 13WT | 0.1 | Onshore Wind Turbine | WND | WT | 5 | 2006 |  |  | (OP) Operating
10451 | Kotzebue Electric Assn Inc | 6304 | Kotzebue | Electric Utility | AK | 14 | 2.5 | Petroleum Liquids | DFO | IC | 7 | 1994 |  |  | (OP) Operating
10451 | Kotzebue Electric Assn Inc | 6304 | Kotzebue | Electric Utility | AK | 14wt | 0.1 | Onshore Wind Turbine | WND | WT | 5 | 2002 |  |  | (OP) Operating
10451 | Kotzebue Electric Assn Inc | 6304 | Kotzebue | Electric Utility | AK | 15 | 2.5 | Petroleum Liquids | DFO | IC | 2 | 2006 |  |  | (OP) Operating
10451 | Kotzebue Electric Assn Inc | 6304 | Kotzebue | Electric Utility | AK | 15WT | 0.1 | Onshore Wind Turbine | WND | WT | 5 | 2006 |  |  | (OP) Operating
10451 | Kotzebue Electric Assn Inc | 6304 | Kotzebue | Electric Utility | AK | 16 | 1.4 | Petroleum Liquids | DFO | IC | 8 | 2013 |  |  | (OP) Operating
10451 | Kotzebue Electric Assn Inc | 6304 | Kotzebue | Electric Utility | AK | 16WT | 0.1 | Onshore Wind Turbine | WND | WT | 5 | 2006 |  |  | (OP) Operating
10451 | Kotzebue Electric Assn Inc | 6304 | Kotzebue | Electric Utility | AK | 17WT | 0.1 | Onshore Wind Turbine | WND | WT | 5 | 2006 |  |  | (OP) Operating
10451 | Kotzebue Electric Assn Inc | 6304 | Kotzebue | Electric Utility | AK | 18WT | 0.9 | Onshore Wind Turbine | WND | WT | 5 | 2012 |  |  | (OP) Operating
10451 | Kotzebue Electric Assn Inc | 6304 | Kotzebue | Electric Utility | AK | 19WT | 0.9 | Onshore Wind Turbine | WND | WT | 5 | 2012 |  |  | (OP) Operating
10451 | Kotzebue Electric Assn Inc | 6304 | Kotzebue | Electric Utility | AK | 1WT | 0.6 | Onshore Wind Turbine | WND | WT | 5 | 1999 |  |  | (OP) Operating
10451 | Kotzebue Electric Assn Inc | 6304 | Kotzebue | Electric Utility | AK | 2WT | 0.1 | Onshore Wind Turbine | WND | WT | 5 | 1999 |  |  | (OP) Operating
10451 | Kotzebue Electric Assn Inc | 6304 | Kotzebue | Electric Utility | AK | 3WT | 0.2 | Onshore Wind Turbine | WND | WT | 1 | 1997 |  |  | (OP) Operating
10451 | Kotzebue Electric Assn Inc | 6304 | Kotzebue | Electric Utility | AK | 4WT | 0.5 | Onshore Wind Turbine | WND | WT | 1 | 1999 |  |  | (OP) Operating
10451 | Kotzebue Electric Assn Inc | 6304 | Kotzebue | Electric Utility | AK | 5WT | 0.1 | Onshore Wind Turbine | WND | WT | 1 | 2002 |  |  | (OP) Operating
10451 | Kotzebue Electric Assn Inc | 6304 | Kotzebue | Electric Utility | AK | 6WT | 0.1 | Onshore Wind Turbine | WND | WT | 1 | 2005 |  |  | (OP) Operating
10451 | Kotzebue Electric Assn Inc | 6304 | Kotzebue | Electric Utility | AK | 7A | 1.1 | Petroleum Liquids | DFO | IC | 8 | 1987 |  |  | (OP) Operating
10451 | Kotzebue Electric Assn Inc | 6304 | Kotzebue | Electric Utility | AK | 7WT | 0.3 | Onshore Wind Turbine | WND | WT | 2 | 2006 |  |  | (OP) Operating
10451 | Kotzebue Electric Assn Inc | 6304 | Kotzebue | Electric Utility | AK | 8WT | 0.1 | Onshore Wind Turbine | WND | WT | 7 | 1999 |  |  | (OP) Operating
10451 | Kotzebue Electric Assn Inc | 6304 | Kotzebue | Electric Utility | AK | 9wt | 0.1 | Onshore Wind Turbine | WND | WT | 7 | 1999 |  |  | (OP) Operating
4329 | Copper Valley Elec Assn, Inc | 6305 | Glennallen | Electric Utility | AK | 3 | 0.5 | Petroleum Liquids | DFO | IC | 4 | 1963 |  |  | (SB) Standby/Backup: available for service but not normally used |  |  | 0 |  |  | 0
4329 | Copper Valley Elec Assn, Inc | 6305 | Glennallen | Electric Utility | AK | 4 | 0.5 | Petroleum Liquids | DFO | IC | 4 | 1966 |  |  | (SB) Standby/Backup: available for service but not normally used |  |  | 0 |  |  | 0
4329 | Copper Valley Elec Assn, Inc | 6305 | Glennallen | Electric Utility | AK | 5 | 0.5 | Petroleum Liquids | DFO | IC | 4 | 1966 |  |  | (SB) Standby/Backup: available for service but not normally used |  |  | 0 |  |  | 0
4329 | Copper Valley Elec Assn, Inc | 6305 | Glennallen | Electric Utility | AK | 6 | 2.5 | Petroleum Liquids | DFO | IC | 5 | 1976 |  |  | (OP) Operating |  |  | 0 |  |  | 0
4329 | Copper Valley Elec Assn, Inc | 6305 | Glennallen | Electric Utility | AK | 7 | 2.5 | Petroleum Liquids | DFO | IC | 5 | 1976 |  |  | (OP) Operating |  |  | 0 |  |  | 0
4329 | Copper Valley Elec Assn, Inc | 6305 | Glennallen | Electric Utility | AK | 8 | 1.2 | Petroleum Liquids | DFO | IC | 2 | 1999 |  |  | (OP) Operating |  |  | 0 |  |  | 0
4329 | Copper Valley Elec Assn, Inc | 6305 | Glennallen | Electric Utility | AK | 9 | 2.8 | Petroleum Liquids | DFO | IC | 5 | 2010 |  |  | (OP) Operating |  |  | 0 |  |  | 0
4329 | Copper Valley Elec Assn, Inc | 6306 | Valdez | Electric Utility | AK | 1 | 0.5 | Petroleum Liquids | DFO | IC | 1 | 1967 |  |  | (OS) Out of service and NOT expected to return to service in next calendar year |  |  | 0 |  |  | 0
4329 | Copper Valley Elec Assn, Inc | 6306 | Valdez | Electric Utility | AK | 2 | 0.5 | Petroleum Liquids | DFO | IC | 1 | 1967 |  |  | (OP) Operating |  |  | 0 |  |  | 0
4329 | Copper Valley Elec Assn, Inc | 6306 | Valdez | Electric Utility | AK | 3 | 0.5 | Petroleum Liquids | DFO | IC | 1 | 1967 |  |  | (OS) Out of service and NOT expected to return to service in next calendar year |  |  | 0 |  |  | 0
4329 | Copper Valley Elec Assn, Inc | 6306 | Valdez | Electric Utility | AK | 4 | 1.5 | Petroleum Liquids | DFO | IC | 10 | 1972 |  |  | (OP) Operating |  |  | 0 |  |  | 0
4329 | Copper Valley Elec Assn, Inc | 6306 | Valdez | Electric Utility | AK | 5 | 2 | Petroleum Liquids | DFO | IC | 6 | 1975 |  |  | (OP) Operating |  |  | 0 |  |  | 0
4329 | Copper Valley Elec Assn, Inc | 6306 | Valdez | Electric Utility | AK | 6 | 0.8 | Petroleum Liquids | DFO | IC | 8 | 1974 |  |  | (OP) Operating |  |  | 0 |  |  | 0
4329 | Copper Valley Elec Assn, Inc | 6306 | Valdez | Electric Utility | AK | 7 | 2.8 | Petroleum Liquids | DFO | GT | 8 | 1976 |  |  | (SB) Standby/Backup: available for service but not normally used |  |  | 0 |  |  | 0
221 | Alaska Village Elec Coop, Inc | 6314 | Emmonak | Electric Utility | AK | 2A | 0.5 | Petroleum Liquids | DFO | IC | 10 | 2012 |  |  | (OP) Operating
221 | Alaska Village Elec Coop, Inc | 6314 | Emmonak | Electric Utility | AK | 4a | 0.5 | Petroleum Liquids | DFO | IC | 4 | 2005 |  |  | (OP) Operating
221 | Alaska Village Elec Coop, Inc | 6314 | Emmonak | Electric Utility | AK | 5a | 0.5 | Petroleum Liquids | DFO | IC | 4 | 2005 |  |  | (OP) Operating
221 | Alaska Village Elec Coop, Inc | 6314 | Emmonak | Electric Utility | AK | 6 | 0.9 | Petroleum Liquids | DFO | IC | 4 | 1995 |  |  | (OP) Operating
221 | Alaska Village Elec Coop, Inc | 6319 | Hooper Bay | Electric Utility | AK | 3A | 0.3 | Petroleum Liquids | DFO | IC | 8 | 1988 |  |  | (OP) Operating
221 | Alaska Village Elec Coop, Inc | 6319 | Hooper Bay | Electric Utility | AK | 4A | 0.3 | Petroleum Liquids | DFO | IC | 8 | 1987 |  |  | (OP) Operating
221 | Alaska Village Elec Coop, Inc | 6319 | Hooper Bay | Electric Utility | AK | 5 | 0.5 | Petroleum Liquids | DFO | IC | 9 | 1991 | 11 | 2015 | (OP) Operating
221 | Alaska Village Elec Coop, Inc | 6319 | Hooper Bay | Electric Utility | AK | 6 | 0.5 | Petroleum Liquids | DFO | IC | 10 | 1997 |  |  | (OP) Operating
221 | Alaska Village Elec Coop, Inc | 6323 | Kiana | Electric Utility | AK | 1B | 0.3 | Petroleum Liquids | DFO | IC | 9 | 2001 |  |  | (OP) Operating
221 | Alaska Village Elec Coop, Inc | 6323 | Kiana | Electric Utility | AK | 3A | 0.4 | Petroleum Liquids | DFO | IC | 7 | 2000 |  |  | (OP) Operating
221 | Alaska Village Elec Coop, Inc | 6323 | Kiana | Electric Utility | AK | 4 | 0.5 | Petroleum Liquids | DFO | IC | 7 | 1984 |  |  | (OP) Operating
221 | Alaska Village Elec Coop, Inc | 6329 | Mountain Village | Electric Utility | AK | 1 | 0.3 | Petroleum Liquids | DFO | IC | 4 | 1984 |  |  | (OP) Operating
221 | Alaska Village Elec Coop, Inc | 6329 | Mountain Village | Electric Utility | AK | 3A | 0.3 | Petroleum Liquids | DFO | IC | 1 | 1977 |  |  | (OP) Operating
221 | Alaska Village Elec Coop, Inc | 6329 | Mountain Village | Electric Utility | AK | 4 | 0.6 | Petroleum Liquids | DFO | IC | 11 | 1982 | 6 | 2016 | (OP) Operating
221 | Alaska Village Elec Coop, Inc | 6329 | Mountain Village | Electric Utility | AK | 5 | 0.5 | Petroleum Liquids | DFO | IC | 9 | 1988 |  |  | (OP) Operating
221 | Alaska Village Elec Coop, Inc | 6330 | Noorvik | Electric Utility | AK | 1A | 0.3 | Petroleum Liquids | DFO | IC | 9 | 1997 |  |  | (OP) Operating
221 | Alaska Village Elec Coop, Inc | 6330 | Noorvik | Electric Utility | AK | 2A | 0.4 | Petroleum Liquids | DFO | IC | 10 | 1999 |  |  | (OP) Operating
221 | Alaska Village Elec Coop, Inc | 6330 | Noorvik | Electric Utility | AK | 3 | 0.3 | Petroleum Liquids | DFO | IC | 4 | 1984 |  |  | (OP) Operating
221 | Alaska Village Elec Coop, Inc | 6338 | St Marys IC | Electric Utility | AK | 1B | 0.5 | Petroleum Liquids | DFO | IC | 12 | 2006 |  |  | (OP) Operating
221 | Alaska Village Elec Coop, Inc | 6338 | St Marys IC | Electric Utility | AK | 2 | 0.6 | Petroleum Liquids | DFO | IC | 11 | 1980 |  |  | (OP) Operating
221 | Alaska Village Elec Coop, Inc | 6338 | St Marys IC | Electric Utility | AK | 3 | 0.9 | Petroleum Liquids | DFO | IC | 11 | 1974 |  |  | (OP) Operating
221 | Alaska Village Elec Coop, Inc | 6341 | Selawik | Electric Utility | AK | 1A | 0.3 | Petroleum Liquids | DFO | IC | 6 | 2003 |  |  | (OP) Operating
221 | Alaska Village Elec Coop, Inc | 6341 | Selawik | Electric Utility | AK | 2A | 0.5 | Petroleum Liquids | DFO | IC | 4 | 2005 |  |  | (OP) Operating
221 | Alaska Village Elec Coop, Inc | 6341 | Selawik | Electric Utility | AK | 3A | 0.8 | Petroleum Liquids | DFO | IC | 6 | 1996 |  |  | (OP) Operating
221 | Alaska Village Elec Coop, Inc | 6345 | Shishmaref | Electric Utility | AK | 1 | 0.3 | Petroleum Liquids | DFO | IC | 6 | 2004 |  |  | (OP) Operating
221 | Alaska Village Elec Coop, Inc | 6345 | Shishmaref | Electric Utility | AK | 2 | 0.3 | Petroleum Liquids | DFO | IC | 12 | 1976 |  |  | (OP) Operating
221 | Alaska Village Elec Coop, Inc | 6345 | Shishmaref | Electric Utility | AK | 3 | 0.3 | Petroleum Liquids | DFO | IC | 2 | 1977 |  |  | (OP) Operating
221 | Alaska Village Elec Coop, Inc | 6345 | Shishmaref | Electric Utility | AK | 4 | 0.5 | Petroleum Liquids | DFO | IC | 2 | 1988 |  |  | (OP) Operating
221 | Alaska Village Elec Coop, Inc | 6348 | Togiak | Electric Utility | AK | 2a | 0.5 | Petroleum Liquids | DFO | IC | 10 | 2004 |  |  | (OP) Operating
221 | Alaska Village Elec Coop, Inc | 6348 | Togiak | Electric Utility | AK | 4 | 0.3 | Petroleum Liquids | DFO | IC | 11 | 1986 |  |  | (OP) Operating
221 | Alaska Village Elec Coop, Inc | 6348 | Togiak | Electric Utility | AK | 4a | 0.5 | Petroleum Liquids | DFO | IC | 9 | 2004 |  |  | (OP) Operating
221 | Alaska Village Elec Coop, Inc | 6348 | Togiak | Electric Utility | AK | 5A | 0.8 | Petroleum Liquids | DFO | IC | 5 | 2014 |  |  | (OP) Operating
8723 | City of Holland | 6356 | Sixth Street Gas Turbine | Electric Utility | MI | 1 | 16 | Petroleum Liquids | DFO | GT | 5 | 1974 |  |  | (OP) Operating
9130 | Hutchinson Utilities Comm | 6358 | Hutchinson Plant #2 | Electric Utility | MN | 2 | 41 | Natural Gas Fired Combined Cycle | NG | CT | 11 | 1994 |  |  | (OP) Operating
9130 | Hutchinson Utilities Comm | 6358 | Hutchinson Plant #2 | Electric Utility | MN | 3 | 10 | Natural Gas Fired Combined Cycle | NG | CA | 11 | 1994 |  |  | (OP) Operating
9130 | Hutchinson Utilities Comm | 6358 | Hutchinson Plant #2 | Electric Utility | MN | 9 | 22 | Natural Gas Fired Combustion Turbine | NG | GT | 5 | 2001 |  |  | (OP) Operating
6169 | Fall River Rural Elec Coop Inc | 6359 | Felt | Electric Utility | ID | 1 | 2.8 | Conventional Hydroelectric | WAT | HY | 1 | 1986 |  |  | (OP) Operating
6169 | Fall River Rural Elec Coop Inc | 6359 | Felt | Electric Utility | ID | 2 | 2.8 | Conventional Hydroelectric | WAT | HY | 1 | 1986 |  |  | (OP) Operating
6169 | Fall River Rural Elec Coop Inc | 6359 | Felt | Electric Utility | ID | 4 | 0.6 | Conventional Hydroelectric | WAT | HY | 9 | 1946 |  |  | (OP) Operating
6169 | Fall River Rural Elec Coop Inc | 6359 | Felt | Electric Utility | ID | 5 | 0.7 | Conventional Hydroelectric | WAT | HY | 9 | 1947 |  |  | (OP) Operating
3828 | Cloverland Electric Co-op | 6369 | Detour | Electric Utility | MI | 6 | 2.5 | Petroleum Liquids | DFO | IC | 10 | 1973 |  |  | (OP) Operating
3828 | Cloverland Electric Co-op | 6369 | Detour | Electric Utility | MI | 7 | 2.5 | Petroleum Liquids | DFO | IC | 8 | 1976 |  |  | (OP) Operating
11018 | Lincoln Electric System | 6373 | Rokeby | Electric Utility | NE | 1 | 72 | Natural Gas Fired Combustion Turbine | NG | GT | 7 | 1975 |  |  | (OP) Operating
11018 | Lincoln Electric System | 6373 | Rokeby | Electric Utility | NE | 2 | 89 | Natural Gas Fired Combustion Turbine | NG | GT | 5 | 1997 |  |  | (OP) Operating
11018 | Lincoln Electric System | 6373 | Rokeby | Electric Utility | NE | 3 | 94 | Natural Gas Fired Combustion Turbine | NG | GT | 5 | 2001 |  |  | (OP) Operating
11018 | Lincoln Electric System | 6373 | Rokeby | Electric Utility | NE | BSU | 3 | Petroleum Liquids | DFO | IC | 4 | 1997 |  |  | (OP) Operating
13683 | North Carolina El Member Corp | 6377 | Ocracoke | Electric Utility | NC | 1 | 3 | Petroleum Liquids | DFO | IC | 4 | 1991 |  |  | (OP) Operating
56401 | NAEA Energy Massachusetts LLC | 6378 | Dwight | IPP Non-CHP | MA | DW2 | 0.4 | Conventional Hydroelectric | WAT | HY | 1 | 1920 |  |  | (OA) Out of service but expected to return to service in next calendar year
56401 | NAEA Energy Massachusetts LLC | 6378 | Dwight | IPP Non-CHP | MA | DW3 | 0.4 | Conventional Hydroelectric | WAT | HY | 1 | 1920 |  |  | (OA) Out of service but expected to return to service in next calendar year
56401 | NAEA Energy Massachusetts LLC | 6378 | Dwight | IPP Non-CHP | MA | DW4 | 0.5 | Conventional Hydroelectric | WAT | HY | 1 | 1920 |  |  | (OA) Out of service but expected to return to service in next calendar year
56401 | NAEA Energy Massachusetts LLC | 6379 | Indian Orchard | IPP Non-CHP | MA | IO3 | 1.5 | Conventional Hydroelectric | WAT | HY | 1 | 1928 |  |  | (OP) Operating
56401 | NAEA Energy Massachusetts LLC | 6379 | Indian Orchard | IPP Non-CHP | MA | IO4 | 2.2 | Conventional Hydroelectric | WAT | HY | 1 | 1928 |  |  | (OP) Operating
58185 | FirstLight Power Resources, Inc. - MA | 6388 | Turners Falls | IPP Non-CHP | MA | 1 | 1.9 | Conventional Hydroelectric | WAT | HY | 1 | 1913 |  |  | (OP) Operating
58185 | FirstLight Power Resources, Inc. - MA | 6388 | Turners Falls | IPP Non-CHP | MA | 2 | 0.4 | Conventional Hydroelectric | WAT | HY | 1 | 1913 |  |  | (OP) Operating
58185 | FirstLight Power Resources, Inc. - MA | 6388 | Turners Falls | IPP Non-CHP | MA | 3 | 1.3 | Conventional Hydroelectric | WAT | HY | 1 | 1910 |  |  | (OP) Operating
58185 | FirstLight Power Resources, Inc. - MA | 6388 | Turners Falls | IPP Non-CHP | MA | 5 | 1.4 | Conventional Hydroelectric | WAT | HY | 1 | 1905 |  |  | (OP) Operating
58185 | FirstLight Power Resources, Inc. - MA | 6388 | Turners Falls | IPP Non-CHP | MA | 7 | 1.4 | Conventional Hydroelectric | WAT | HY | 1 | 1910 |  |  | (OP) Operating
84 | A & N Electric Coop | 6390 | Tangier | Electric Utility | VA | 3 | 0.6 | Petroleum Liquids | DFO | IC | 5 | 1974 |  |  | (OS) Out of service and NOT expected to return to service in next calendar year
84 | A & N Electric Coop | 6390 | Tangier | Electric Utility | VA | 4 | 0.8 | Petroleum Liquids | DFO | IC | 9 | 1974 |  |  | (OS) Out of service and NOT expected to return to service in next calendar year
84 | A & N Electric Coop | 6390 | Tangier | Electric Utility | VA | 5 | 1.2 | Petroleum Liquids | DFO | IC | 12 | 1993 |  |  | (OP) Operating
84 | A & N Electric Coop | 6390 | Tangier | Electric Utility | VA | 6 | 1.2 | Petroleum Liquids | DFO | IC | 12 | 1993 |  |  | (OP) Operating
84 | A & N Electric Coop | 6391 | Smith Island | Electric Utility | MD | 2 | 0.4 | Petroleum Liquids | DFO | IC | 12 | 1969 |  |  | (OP) Operating
84 | A & N Electric Coop | 6391 | Smith Island | Electric Utility | MD | 3 | 1.2 | Petroleum Liquids | DFO | IC | 3 | 1994 |  |  | (OP) Operating
11273 | Lower Valley Energy Inc | 6393 | Strawberry Creek | Electric Utility | WY | 1 | 0.5 | Conventional Hydroelectric | WAT | HY | 1 | 1951 |  |  | (OP) Operating
11273 | Lower Valley Energy Inc | 6393 | Strawberry Creek | Electric Utility | WY | 2 | 0.5 | Conventional Hydroelectric | WAT | HY | 1 | 1951 |  |  | (OP) Operating
11273 | Lower Valley Energy Inc | 6393 | Strawberry Creek | Electric Utility | WY | 3 | 0.5 | Conventional Hydroelectric | WAT | HY | 1 | 1951 |  |  | (OP) Operating
11273 | Lower Valley Energy Inc | 6394 | Swift Creek | Electric Utility | WY | 3 | 0.8 | Conventional Hydroelectric | WAT | HY | 4 | 2009 |  |  | (OP) Operating
11273 | Lower Valley Energy Inc | 6394 | Swift Creek | Electric Utility | WY | 4 | 0.6 | Conventional Hydroelectric | WAT | HY | 2 | 2010 |  |  | (OP) Operating
11273 | Lower Valley Energy Inc | 6394 | Swift Creek | Electric Utility | WY | 5 | 0.3 | Conventional Hydroelectric | WAT | HY | 12 | 2010 |  |  | (OP) Operating
2518 | U S Bureau of Reclamation | 6395 | Anderson Ranch | Electric Utility | ID | 1 | 20 | Conventional Hydroelectric | WAT | HY | 12 | 1950 |  |  | (OP) Operating
2518 | U S Bureau of Reclamation | 6395 | Anderson Ranch | Electric Utility | ID | 2 | 20 | Conventional Hydroelectric | WAT | HY | 7 | 1951 |  |  | (OP) Operating
2518 | U S Bureau of Reclamation | 6396 | Black Canyon | Electric Utility | ID | 1 | 5.1 | Conventional Hydroelectric | WAT | HY | 12 | 1925 |  |  | (OP) Operating
2518 | U S Bureau of Reclamation | 6396 | Black Canyon | Electric Utility | ID | 2 | 5.1 | Conventional Hydroelectric | WAT | HY | 12 | 1925 |  |  | (OP) Operating
2518 | U S Bureau of Reclamation | 6397 | Boise R Diversion | Electric Utility | ID | 1A | 1.1 | Conventional Hydroelectric | WAT | HY | 6 | 2004 |  |  | (OP) Operating
2518 | U S Bureau of Reclamation | 6397 | Boise R Diversion | Electric Utility | ID | 2A | 1.1 | Conventional Hydroelectric | WAT | HY | 6 | 2004 |  |  | (OP) Operating
2518 | U S Bureau of Reclamation | 6397 | Boise R Diversion | Electric Utility | ID | 3A | 1.1 | Conventional Hydroelectric | WAT | HY | 6 | 2004 |  |  | (OP) Operating
2518 | U S Bureau of Reclamation | 6398 | Minidoka | Electric Utility | ID | 6 | 2.7 | Conventional Hydroelectric | WAT | HY | 6 | 1927 |  |  | (OP) Operating
2518 | U S Bureau of Reclamation | 6398 | Minidoka | Electric Utility | ID | 7 | 5 | Conventional Hydroelectric | WAT | HY | 5 | 1942 |  |  | (OP) Operating
2518 | U S Bureau of Reclamation | 6398 | Minidoka | Electric Utility | ID | 8 | 10 | Conventional Hydroelectric | WAT | HY | 6 | 1997 |  |  | (OP) Operating
2518 | U S Bureau of Reclamation | 6398 | Minidoka | Electric Utility | ID | 9 | 10 | Conventional Hydroelectric | WAT | HY | 6 | 1997 |  |  | (OP) Operating
2518 | U S Bureau of Reclamation | 6400 | Canyon Ferry | Electric Utility | MT | 1 | 19.2 | Conventional Hydroelectric | WAT | HY | 12 | 1953 |  |  | (OP) Operating
2518 | U S Bureau of Reclamation | 6400 | Canyon Ferry | Electric Utility | MT | 2 | 19.2 | Conventional Hydroelectric | WAT | HY | 4 | 1954 |  |  | (OP) Operating
2518 | U S Bureau of Reclamation | 6400 | Canyon Ferry | Electric Utility | MT | 3 | 19.2 | Conventional Hydroelectric | WAT | HY | 3 | 1954 |  |  | (OP) Operating
2518 | U S Bureau of Reclamation | 6402 | Elephant Butte | Electric Utility | NM | 1 | 9.3 | Conventional Hydroelectric | WAT | HY | 11 | 1940 |  |  | (OP) Operating
2518 | U S Bureau of Reclamation | 6402 | Elephant Butte | Electric Utility | NM | 2 | 9.3 | Conventional Hydroelectric | WAT | HY | 11 | 1940 |  |  | (OP) Operating
2518 | U S Bureau of Reclamation | 6402 | Elephant Butte | Electric Utility | NM | 3 | 9.3 | Conventional Hydroelectric | WAT | HY | 11 | 1940 |  |  | (OP) Operating
2518 | U S Bureau of Reclamation | 6403 | Green Springs | Electric Utility | OR | 1 | 17.2 | Conventional Hydroelectric | WAT | HY | 5 | 1960 |  |  | (OP) Operating
2518 | U S Bureau of Reclamation | 6404 | Deer Creek (UT) | Electric Utility | UT | 1 | 2.7 | Conventional Hydroelectric | WAT | HY | 2 | 1958 |  |  | (OP) Operating
2518 | U S Bureau of Reclamation | 6404 | Deer Creek (UT) | Electric Utility | UT | 2 | 2.7 | Conventional Hydroelectric | WAT | HY | 2 | 1958 |  |  | (OP) Operating
2518 | U S Bureau of Reclamation | 6405 | Flaming Gorge | Electric Utility | UT | 1 | 50.6 | Conventional Hydroelectric | WAT | HY | 11 | 1963 |  |  | (OP) Operating
2518 | U S Bureau of Reclamation | 6405 | Flaming Gorge | Electric Utility | UT | 2 | 50.6 | Conventional Hydroelectric | WAT | HY | 12 | 1963 |  |  | (OP) Operating
2518 | U S Bureau of Reclamation | 6405 | Flaming Gorge | Electric Utility | UT | 3 | 50.6 | Conventional Hydroelectric | WAT | HY | 2 | 1964 |  |  | (OP) Operating
2518 | U S Bureau of Reclamation | 6406 | Chandler | Electric Utility | WA | 1 | 6 | Conventional Hydroelectric | WAT | HY | 2 | 1956 |  |  | (OP) Operating
2518 | U S Bureau of Reclamation | 6406 | Chandler | Electric Utility | WA | 2 | 6 | Conventional Hydroelectric | WAT | HY | 2 | 1956 |  |  | (OP) Operating
2518 | U S Bureau of Reclamation | 6407 | Roza | Electric Utility | WA | 1 | 12.9 | Conventional Hydroelectric | WAT | HY | 8 | 1958 |  |  | (OP) Operating
2518 | U S Bureau of Reclamation | 6408 | Heart Mountain | Electric Utility | WY | 1 | 5 | Conventional Hydroelectric | WAT | HY | 12 | 1948 |  |  | (OP) Operating
2518 | U S Bureau of Reclamation | 6409 | Alcova | Electric Utility | WY | 1 | 20.7 | Conventional Hydroelectric | WAT | HY | 7 | 1955 |  |  | (OP) Operating
2518 | U S Bureau of Reclamation | 6409 | Alcova | Electric Utility | WY | 2 | 20.7 | Conventional Hydroelectric | WAT | HY | 7 | 1955 |  |  | (OP) Operating
9339 | International Bound & Wtr Comm | 6410 | Falcon Dam & Power | Electric Utility | TX | 1 | 10.5 | Conventional Hydroelectric | WAT | HY | 10 | 1954 |  |  | (OP) Operating
9339 | International Bound & Wtr Comm | 6410 | Falcon Dam & Power | Electric Utility | TX | 2 | 10 | Conventional Hydroelectric | WAT | HY | 10 | 1954 |  |  | (OP) Operating
9339 | International Bound & Wtr Comm | 6410 | Falcon Dam & Power | Electric Utility | TX | 3 | 10 | Conventional Hydroelectric | WAT | HY | 10 | 1954 |  |  | (OP) Operating
19449 | USACE-Fort Worth District | 6413 | Sam Rayburn Dam | Electric Utility | TX | 1 | 26 | Conventional Hydroelectric | WAT | HY | 9 | 1965 |  |  | (OP) Operating
19449 | USACE-Fort Worth District | 6413 | Sam Rayburn Dam | Electric Utility | TX | 2 | 26 | Conventional Hydroelectric | WAT | HY | 9 | 1965 |  |  | (OA) Out of service but expected to return to service in next calendar year
19449 | USACE-Fort Worth District | 6414 | Whitney | Electric Utility | TX | 1 | 21 | Conventional Hydroelectric | WAT | HY | 6 | 1953 |  |  | (OP) Operating
19449 | USACE-Fort Worth District | 6414 | Whitney | Electric Utility | TX | 2 | 15 | Conventional Hydroelectric | WAT | HY | 6 | 1953 |  |  | (OA) Out of service but expected to return to service in next calendar year |  |  |  | 2015 | 10 | 6
27470 | USCE-Tulsa District | 6415 | Broken Bow Dam | Electric Utility | OK | 1 | 57.5 | Conventional Hydroelectric | WAT | HY | 1 | 1970 |  |  | (OP) Operating
27470 | USCE-Tulsa District | 6415 | Broken Bow Dam | Electric Utility | OK | 2 | 57.5 | Conventional Hydroelectric | WAT | HY | 6 | 1970 |  |  | (OP) Operating
27470 | USCE-Tulsa District | 6416 | Denison | Electric Utility | TX | 1 | 40 | Conventional Hydroelectric | WAT | HY | 3 | 1945 |  |  | (OP) Operating |  |  |  | 2018 | 12 | 10
27470 | USCE-Tulsa District | 6416 | Denison | Electric Utility | TX | 2 | 40 | Conventional Hydroelectric | WAT | HY | 9 | 1949 |  |  | (OP) Operating |  |  |  | 2019 | 12 | 10
19462 | USCE-Nashville District | 6417 | Center Hill | Electric Utility | TN | 1 | 52 | Conventional Hydroelectric | WAT | HY | 11 | 1950 |  |  | (OP) Operating
19462 | USCE-Nashville District | 6417 | Center Hill | Electric Utility | TN | 2 | 52 | Conventional Hydroelectric | WAT | HY | 1 | 1951 |  |  | (OP) Operating
19462 | USCE-Nashville District | 6417 | Center Hill | Electric Utility | TN | 3 | 52 | Conventional Hydroelectric | WAT | HY | 4 | 1951 |  |  | (OP) Operating
19462 | USCE-Nashville District | 6418 | Cheatham | Electric Utility | TN | 1 | 13.8 | Conventional Hydroelectric | WAT | HY | 5 | 1958 |  |  | (OP) Operating
19462 | USCE-Nashville District | 6418 | Cheatham | Electric Utility | TN | 2 | 13.8 | Conventional Hydroelectric | WAT | HY | 9 | 1958 |  |  | (OP) Operating
19462 | USCE-Nashville District | 6418 | Cheatham | Electric Utility | TN | 3 | 13.8 | Conventional Hydroelectric | WAT | HY | 11 | 1958 |  |  | (OP) Operating
27470 | USCE-Tulsa District | 6419 | Eufaula Dam | Electric Utility | OK | 1 | 34.5 | Conventional Hydroelectric | WAT | HY | 7 | 1964 |  |  | (OP) Operating
27470 | USCE-Tulsa District | 6419 | Eufaula Dam | Electric Utility | OK | 2 | 34.5 | Conventional Hydroelectric | WAT | HY | 9 | 1964 |  |  | (OP) Operating
27470 | USCE-Tulsa District | 6419 | Eufaula Dam | Electric Utility | OK | 3 | 34.5 | Conventional Hydroelectric | WAT | HY | 8 | 1964 |  |  | (OP) Operating
14354 | PacifiCorp | 6421 | Lemolo 2 | Electric Utility | OR | 1 | 38.5 | Conventional Hydroelectric | WAT | HY | 11 | 1956 |  |  | (OP) Operating
13902 | NorthWestern Energy | 6422 | Madison Dam | Electric Utility | MT | MAD1 | 2 | Conventional Hydroelectric | WAT | HY | 9 | 1906 |  |  | (OP) Operating
13902 | NorthWestern Energy | 6422 | Madison Dam | Electric Utility | MT | MAD2 | 2 | Conventional Hydroelectric | WAT | HY | 9 | 1906 |  |  | (OP) Operating
13902 | NorthWestern Energy | 6422 | Madison Dam | Electric Utility | MT | MAD3 | 2 | Conventional Hydroelectric | WAT | HY | 9 | 1906 |  |  | (OP) Operating
13902 | NorthWestern Energy | 6422 | Madison Dam | Electric Utility | MT | MAD4 | 2 | Conventional Hydroelectric | WAT | HY | 7 | 1908 |  |  | (OP) Operating
3413 | PUD No 1 of Chelan County | 6424 | Chelan | Electric Utility | WA | A-1 | 31.4 | Conventional Hydroelectric | WAT | HY | 9 | 1927 |  |  | (OP) Operating
3413 | PUD No 1 of Chelan County | 6424 | Chelan | Electric Utility | WA | A-2 | 30.7 | Conventional Hydroelectric | WAT | HY | 8 | 1928 |  |  | (OP) Operating
16868 | City of Seattle - (WA) | 6430 | Cedar Falls (WA) | Electric Utility | WA | 5 | 15 | Conventional Hydroelectric | WAT | HY | 11 | 1921 |  |  | (OP) Operating
16868 | City of Seattle - (WA) | 6430 | Cedar Falls (WA) | Electric Utility | WA | 6 | 15 | Conventional Hydroelectric | WAT | HY | 11 | 1929 |  |  | (OP) Operating
16868 | City of Seattle - (WA) | 6431 | Gorge | Electric Utility | WA | 21 | 32 | Conventional Hydroelectric | WAT | HY | 9 | 1924 |  |  | (OP) Operating |  |  |  | 2023 | 12 | 4
16868 | City of Seattle - (WA) | 6431 | Gorge | Electric Utility | WA | 22 | 32 | Conventional Hydroelectric | WAT | HY | 9 | 1924 |  |  | (OP) Operating |  |  |  | 2024 | 12 | 4
16868 | City of Seattle - (WA) | 6431 | Gorge | Electric Utility | WA | 23 | 32 | Conventional Hydroelectric | WAT | HY | 5 | 1929 |  |  | (OP) Operating |  |  |  | 2022 | 12 | 4
16868 | City of Seattle - (WA) | 6431 | Gorge | Electric Utility | WA | 24 | 80 | Conventional Hydroelectric | WAT | HY | 6 | 1951 |  |  | (OP) Operating |  |  |  | 2016 | 5 | 17
16868 | City of Seattle - (WA) | 6432 | Diablo | Electric Utility | WA | 31 | 83 | Conventional Hydroelectric | WAT | HY | 4 | 1937 |  |  | (OP) Operating |  |  |  | 2018 | 12 | 11
16868 | City of Seattle - (WA) | 6432 | Diablo | Electric Utility | WA | 32 | 83 | Conventional Hydroelectric | WAT | HY | 10 | 1936 |  |  | (OP) Operating |  |  |  | 2017 | 12 | 11
16868 | City of Seattle - (WA) | 6432 | Diablo | Electric Utility | WA | 35 | 1.2 | Conventional Hydroelectric | WAT | HY | 10 | 1936 |  |  | (OP) Operating
16868 | City of Seattle - (WA) | 6432 | Diablo | Electric Utility | WA | 36 | 1.2 | Conventional Hydroelectric | WAT | HY | 10 | 1936 |  |  | (OP) Operating
16868 | City of Seattle - (WA) | 6433 | Boundary | Electric Utility | WA | 51 | 158.4 | Conventional Hydroelectric | WAT | HY | 10 | 1967 |  |  | (OP) Operating
16868 | City of Seattle - (WA) | 6433 | Boundary | Electric Utility | WA | 52 | 161.5 | Conventional Hydroelectric | WAT | HY | 8 | 1967 |  |  | (OP) Operating
16868 | City of Seattle - (WA) | 6433 | Boundary | Electric Utility | WA | 53 | 158.4 | Conventional Hydroelectric | WAT | HY | 9 | 1967 |  |  | (OP) Operating
16868 | City of Seattle - (WA) | 6433 | Boundary | Electric Utility | WA | 54 | 161.5 | Conventional Hydroelectric | WAT | HY | 8 | 1967 |  |  | (OP) Operating
16868 | City of Seattle - (WA) | 6433 | Boundary | Electric Utility | WA | 55 | 232 | Conventional Hydroelectric | WAT | HY | 11 | 1985 |  |  | (OP) Operating
16868 | City of Seattle - (WA) | 6433 | Boundary | Electric Utility | WA | 56 | 200 | Conventional Hydroelectric | WAT | HY | 5 | 1986 |  |  | (OP) Operating |  |  |  | 2017 | 12 | 39
5416 | Duke Energy Carolinas, LLC | 6438 | Queens Creek | Electric Utility | NC | 1 | 1.4 | Conventional Hydroelectric | WAT | HY | 1 | 1949 |  |  | (OP) Operating
18642 | Tennessee Valley Authority | 6440 | Wilson Dam | Electric Utility | AL | 1 | 22 | Conventional Hydroelectric | WAT | HY | 9 | 1925 |  |  | (OP) Operating
18642 | Tennessee Valley Authority | 6440 | Wilson Dam | Electric Utility | AL | 10 | 29.5 | Conventional Hydroelectric | WAT | HY | 5 | 1942 |  |  | (OP) Operating
18642 | Tennessee Valley Authority | 6440 | Wilson Dam | Electric Utility | AL | 11 | 29.2 | Conventional Hydroelectric | WAT | HY | 7 | 1942 |  |  | (OP) Operating
18642 | Tennessee Valley Authority | 6440 | Wilson Dam | Electric Utility | AL | 12 | 29.2 | Conventional Hydroelectric | WAT | HY | 8 | 1942 |  |  | (OP) Operating
18642 | Tennessee Valley Authority | 6440 | Wilson Dam | Electric Utility | AL | 13 | 29.4 | Conventional Hydroelectric | WAT | HY | 4 | 1943 |  |  | (OP) Operating
18642 | Tennessee Valley Authority | 6440 | Wilson Dam | Electric Utility | AL | 14 | 29.4 | Conventional Hydroelectric | WAT | HY | 11 | 1943 |  |  | (OP) Operating
18642 | Tennessee Valley Authority | 6440 | Wilson Dam | Electric Utility | AL | 15 | 29.2 | Conventional Hydroelectric | WAT | HY | 12 | 1949 |  |  | (OP) Operating
18642 | Tennessee Valley Authority | 6440 | Wilson Dam | Electric Utility | AL | 16 | 29.2 | Conventional Hydroelectric | WAT | HY | 1 | 1950 |  |  | (OP) Operating
18642 | Tennessee Valley Authority | 6440 | Wilson Dam | Electric Utility | AL | 17 | 29 | Conventional Hydroelectric | WAT | HY | 2 | 1950 |  |  | (OP) Operating
18642 | Tennessee Valley Authority | 6440 | Wilson Dam | Electric Utility | AL | 18 | 29 | Conventional Hydroelectric | WAT | HY | 3 | 1950 |  |  | (OP) Operating
18642 | Tennessee Valley Authority | 6440 | Wilson Dam | Electric Utility | AL | 19 | 55 | Conventional Hydroelectric | WAT | HY | 12 | 1961 |  |  | (OP) Operating
18642 | Tennessee Valley Authority | 6440 | Wilson Dam | Electric Utility | AL | 2 | 22.3 | Conventional Hydroelectric | WAT | HY | 9 | 1925 |  |  | (OP) Operating
18642 | Tennessee Valley Authority | 6440 | Wilson Dam | Electric Utility | AL | 20 | 55 | Conventional Hydroelectric | WAT | HY | 1 | 1962 |  |  | (OP) Operating
18642 | Tennessee Valley Authority | 6440 | Wilson Dam | Electric Utility | AL | 21 | 55 | Conventional Hydroelectric | WAT | HY | 4 | 1962 |  |  | (OP) Operating
18642 | Tennessee Valley Authority | 6440 | Wilson Dam | Electric Utility | AL | 3 | 23 | Conventional Hydroelectric | WAT | HY | 9 | 1925 |  |  | (OP) Operating
18642 | Tennessee Valley Authority | 6440 | Wilson Dam | Electric Utility | AL | 4 | 22 | Conventional Hydroelectric | WAT | HY | 9 | 1925 |  |  | (OP) Operating
18642 | Tennessee Valley Authority | 6440 | Wilson Dam | Electric Utility | AL | 5 | 30.3 | Conventional Hydroelectric | WAT | HY | 9 | 1925 |  |  | (OP) Operating
18642 | Tennessee Valley Authority | 6440 | Wilson Dam | Electric Utility | AL | 6 | 30.4 | Conventional Hydroelectric | WAT | HY | 9 | 1925 |  |  | (OP) Operating
18642 | Tennessee Valley Authority | 6440 | Wilson Dam | Electric Utility | AL | 7 | 29.1 | Conventional Hydroelectric | WAT | HY | 9 | 1925 |  |  | (OP) Operating
18642 | Tennessee Valley Authority | 6440 | Wilson Dam | Electric Utility | AL | 8 | 30.7 | Conventional Hydroelectric | WAT | HY | 9 | 1925 |  |  | (OP) Operating
18642 | Tennessee Valley Authority | 6440 | Wilson Dam | Electric Utility | AL | 9 | 29.6 | Conventional Hydroelectric | WAT | HY | 3 | 1942 |  |  | (OP) Operating
14534 | City of Pasadena - (CA) | 6449 | Azusa | Electric Utility | CA | 1 | 2 | Conventional Hydroelectric | WAT | HY | 2 | 1949 |  |  | (OP) Operating
7601 | Green Mountain Power Corp | 6450 | Proctor | Electric Utility | VT | 1 | 1.6 | Conventional Hydroelectric | WAT | HY | 8 | 1927 |  |  | (OP) Operating
7601 | Green Mountain Power Corp | 6450 | Proctor | Electric Utility | VT | 2 | 0.7 | Conventional Hydroelectric | WAT | HY | 8 | 1905 |  |  | (OP) Operating
7601 | Green Mountain Power Corp | 6450 | Proctor | Electric Utility | VT | 3 | 0.7 | Conventional Hydroelectric | WAT | HY | 8 | 1905 |  |  | (OP) Operating
7601 | Green Mountain Power Corp | 6450 | Proctor | Electric Utility | VT | 4 | 0.7 | Conventional Hydroelectric | WAT | HY | 8 | 1905 |  |  | (OP) Operating
7601 | Green Mountain Power Corp | 6450 | Proctor | Electric Utility | VT | 5 | 2.8 | Conventional Hydroelectric | WAT | HY | 10 | 1984 |  |  | (OP) Operating
7601 | Green Mountain Power Corp | 6451 | Beldens | Electric Utility | VT | 1 | 0.6 | Conventional Hydroelectric | WAT | HY | 8 | 1913 |  |  | (OP) Operating
7601 | Green Mountain Power Corp | 6451 | Beldens | Electric Utility | VT | 2 | 0.6 | Conventional Hydroelectric | WAT | HY | 8 | 1913 |  |  | (OP) Operating
7601 | Green Mountain Power Corp | 6451 | Beldens | Electric Utility | VT | HC3 | 3.2 | Conventional Hydroelectric | WAT | HY | 12 | 1988 |  |  | (OP) Operating
7601 | Green Mountain Power Corp | 6456 | Carver Falls | Electric Utility | NY | 1 | 1.3 | Conventional Hydroelectric | WAT | HY | 2 | 1922 |  |  | (OP) Operating
7601 | Green Mountain Power Corp | 6456 | Carver Falls | Electric Utility | NY | 2 | 0.6 | Conventional Hydroelectric | WAT | HY | 2 | 1922 |  |  | (OP) Operating
14354 | PacifiCorp | 6459 | Big Fork | Electric Utility | MT | 1 | 1.9 | Conventional Hydroelectric | WAT | HY | 7 | 1927 |  |  | (OP) Operating
14354 | PacifiCorp | 6459 | Big Fork | Electric Utility | MT | 2 | 1.9 | Conventional Hydroelectric | WAT | HY | 7 | 1928 |  |  | (OP) Operating
14354 | PacifiCorp | 6459 | Big Fork | Electric Utility | MT | 3 | 0.8 | Conventional Hydroelectric | WAT | HY | 7 | 1910 |  |  | (OP) Operating
55936 | Entergy Gulf States - LA LLC | 6462 | River Bend | Electric Utility | LA | 1 | 969 | Nuclear | NUC | ST | 6 | 1986 |  |  | (OP) Operating
554 | City of Ames - (IA) | 6463 | Ames GT | Electric Utility | IA | GT1 | 14.5 | Petroleum Liquids | DFO | GT | 5 | 1972 |  |  | (OA) Out of service but expected to return to service in next calendar year
554 | City of Ames - (IA) | 6463 | Ames GT | Electric Utility | IA | GT2 | 22.7 | Petroleum Liquids | DFO | GT | 9 | 2005 |  |  | (OP) Operating |  |  |  | 2016 | 11 | 0
1307 | Basin Electric Power Coop | 6469 | Antelope Valley | Electric Utility | ND | 1 | 450 | Conventional Steam Coal | LIG | ST | 7 | 1984 |  |  | (OP) Operating
1307 | Basin Electric Power Coop | 6469 | Antelope Valley | Electric Utility | ND | 2 | 450 | Conventional Steam Coal | LIG | ST | 7 | 1986 |  |  | (OP) Operating
10071 | Kauai Island Utility Cooperative | 6474 | Port Allen (HI) | Electric Utility | HI | 3 | 2.5 | Petroleum Liquids | DFO | IC | 6 | 1968 |  |  | (OP) Operating
10071 | Kauai Island Utility Cooperative | 6474 | Port Allen (HI) | Electric Utility | HI | 4 | 2.5 | Petroleum Liquids | DFO | IC | 6 | 1968 |  |  | (OP) Operating
10071 | Kauai Island Utility Cooperative | 6474 | Port Allen (HI) | Electric Utility | HI | 5 | 2.5 | Petroleum Liquids | DFO | IC | 6 | 1968 |  |  | (OP) Operating
10071 | Kauai Island Utility Cooperative | 6474 | Port Allen (HI) | Electric Utility | HI | 8 | 7.6 | Petroleum Liquids | DFO | IC | 12 | 1991 |  |  | (OP) Operating
10071 | Kauai Island Utility Cooperative | 6474 | Port Allen (HI) | Electric Utility | HI | 9 | 7.6 | Petroleum Liquids | DFO | IC | 12 | 1991 |  |  | (OP) Operating
10071 | Kauai Island Utility Cooperative | 6474 | Port Allen (HI) | Electric Utility | HI | D6 | 7.6 | Petroleum Liquids | DFO | IC | 11 | 1990 |  |  | (OP) Operating
10071 | Kauai Island Utility Cooperative | 6474 | Port Allen (HI) | Electric Utility | HI | D7 | 7.6 | Petroleum Liquids | DFO | IC | 11 | 1990 |  |  | (OP) Operating
10071 | Kauai Island Utility Cooperative | 6474 | Port Allen (HI) | Electric Utility | HI | GT1 | 17.5 | Petroleum Liquids | DFO | CT | 8 | 1973 |  |  | (OP) Operating
10071 | Kauai Island Utility Cooperative | 6474 | Port Allen (HI) | Electric Utility | HI | GT2 | 22.6 | Petroleum Liquids | DFO | CT | 12 | 1977 |  |  | (OP) Operating
10071 | Kauai Island Utility Cooperative | 6474 | Port Allen (HI) | Electric Utility | HI | IC1 | 1.7 | Petroleum Liquids | DFO | IC | 1 | 1964 |  |  | (OP) Operating
10071 | Kauai Island Utility Cooperative | 6474 | Port Allen (HI) | Electric Utility | HI | IC2 | 1.7 | Petroleum Liquids | DFO | IC | 1 | 1964 |  |  | (OP) Operating
10071 | Kauai Island Utility Cooperative | 6474 | Port Allen (HI) | Electric Utility | HI | ST1 | 9 | Petroleum Liquids | DFO | CA | 1 | 1969 |  |  | (OP) Operating
7601 | Green Mountain Power Corp | 6475 | Gorge 18 | Electric Utility | VT | 1 | 3 | Conventional Hydroelectric | WAT | HY | 1 | 1928 |  |  | (OA) Out of service but expected to return to service in next calendar year
8287 | Hawaii Electric Light Co Inc | 6478 | Shipman | Electric Utility | HI | 3 | 7.5 | Petroleum Liquids | RFO | ST | 12 | 1955 | 12 | 2016 | (SB) Standby/Backup: available for service but not normally used
8287 | Hawaii Electric Light Co Inc | 6478 | Shipman | Electric Utility | HI | 4 | 7.5 | Petroleum Liquids | RFO | ST | 7 | 1958 | 12 | 2016 | (SB) Standby/Backup: available for service but not normally used
11208 | Los Angeles Department of Water & Power | 6479 | San Francisquito 1 | Electric Utility | CA | 1A | 27 | Conventional Hydroelectric | WAT | HY | 12 | 1983 |  |  | (OP) Operating
11208 | Los Angeles Department of Water & Power | 6479 | San Francisquito 1 | Electric Utility | CA | 3 | 10 | Conventional Hydroelectric | WAT | HY | 4 | 1917 |  |  | (OP) Operating
11208 | Los Angeles Department of Water & Power | 6479 | San Francisquito 1 | Electric Utility | CA | 4 | 12 | Conventional Hydroelectric | WAT | HY | 5 | 1923 |  |  | (OP) Operating
11208 | Los Angeles Department of Water & Power | 6479 | San Francisquito 1 | Electric Utility | CA | 6 | 27 | Conventional Hydroelectric | WAT | HY | 4 | 1987 |  |  | (OP) Operating
11208 | Los Angeles Department of Water & Power | 6480 | San Francisquito 2 | Electric Utility | CA | 1 | 14.5 | Conventional Hydroelectric | WAT | HY | 7 | 1920 |  |  | (OS) Out of service and NOT expected to return to service in next calendar year
11208 | Los Angeles Department of Water & Power | 6480 | San Francisquito 2 | Electric Utility | CA | 2 | 14 | Conventional Hydroelectric | WAT | HY | 8 | 1920 |  |  | (OP) Operating
11208 | Los Angeles Department of Water & Power | 6480 | San Francisquito 2 | Electric Utility | CA | 3 | 18 | Conventional Hydroelectric | WAT | HY | 9 | 1932 |  |  | (OP) Operating
11208 | Los Angeles Department of Water & Power | 6481 | Intermountain Power Project | Electric Utility | UT | 1 | 900 | Conventional Steam Coal | BIT | ST | 6 | 1986 |  |  | (OP) Operating
11208 | Los Angeles Department of Water & Power | 6481 | Intermountain Power Project | Electric Utility | UT | 2 | 900 | Conventional Steam Coal | BIT | ST | 5 | 1987 |  |  | (OP) Operating
50048 | TransCanada Hydro Northeast Inc., | 6483 | Mcindoes | IPP Non-CHP | NH | GEN1 | 3.3 | Conventional Hydroelectric | WAT | HY | 1 | 1931 |  |  | (OP) Operating
50048 | TransCanada Hydro Northeast Inc., | 6483 | Mcindoes | IPP Non-CHP | NH | GEN2 | 3.3 | Conventional Hydroelectric | WAT | HY | 1 | 1931 |  |  | (OP) Operating
50048 | TransCanada Hydro Northeast Inc., | 6483 | Mcindoes | IPP Non-CHP | NH | GEN3 | 3.3 | Conventional Hydroelectric | WAT | HY | 1 | 1931 |  |  | (OP) Operating
50048 | TransCanada Hydro Northeast Inc., | 6483 | Mcindoes | IPP Non-CHP | NH | GEN4 | 3.3 | Conventional Hydroelectric | WAT | HY | 1 | 1931 |  |  | (OP) Operating
14354 | PacifiCorp | 6484 | Bend | Electric Utility | OR | 1 | 0.2 | Conventional Hydroelectric | WAT | HY | 7 | 1913 |  |  | (OP) Operating
14354 | PacifiCorp | 6484 | Bend | Electric Utility | OR | 2 | 0.3 | Conventional Hydroelectric | WAT | HY | 7 | 1916 |  |  | (OP) Operating
14354 | PacifiCorp | 6484 | Bend | Electric Utility | OR | 3 | 0.5 | Conventional Hydroelectric | WAT | HY | 7 | 1917 |  |  | (OP) Operating
13511 | New York State Elec & Gas Corp | 6486 | Mill C | Electric Utility | NY | 1 | 1 | Conventional Hydroelectric | WAT | HY | 8 | 1944 |  |  | (OP) Operating
13511 | New York State Elec & Gas Corp | 6486 | Mill C | Electric Utility | NY | 2 | 1.2 | Conventional Hydroelectric | WAT | HY | 8 | 1943 |  |  | (OP) Operating
13511 | New York State Elec & Gas Corp | 6486 | Mill C | Electric Utility | NY | 3 | 3.8 | Conventional Hydroelectric | WAT | HY | 11 | 1984 |  |  | (OP) Operating
11843 | Maui Electric Co Ltd | 6504 | Maalaea | Electric Utility | HI | 1 | 2.5 | Petroleum Liquids | DFO | IC | 12 | 1971 |  |  | (OP) Operating
11843 | Maui Electric Co Ltd | 6504 | Maalaea | Electric Utility | HI | 10 | 12.3 | Petroleum Liquids | DFO | IC | 12 | 1979 |  |  | (OP) Operating
11843 | Maui Electric Co Ltd | 6504 | Maalaea | Electric Utility | HI | 11 | 12.3 | Petroleum Liquids | DFO | IC | 7 | 1980 |  |  | (OP) Operating
11843 | Maui Electric Co Ltd | 6504 | Maalaea | Electric Utility | HI | 12 | 12.3 | Petroleum Liquids | DFO | IC | 4 | 1988 |  |  | (OP) Operating
11843 | Maui Electric Co Ltd | 6504 | Maalaea | Electric Utility | HI | 13 | 12.3 | Petroleum Liquids | DFO | IC | 5 | 1989 |  |  | (OP) Operating
11843 | Maui Electric Co Ltd | 6504 | Maalaea | Electric Utility | HI | 14 | 21.1 | Petroleum Liquids | DFO | CT | 5 | 1992 |  |  | (OP) Operating
11843 | Maui Electric Co Ltd | 6504 | Maalaea | Electric Utility | HI | 15 | 12 | Petroleum Liquids | DFO | CA | 10 | 1993 |  |  | (OP) Operating
11843 | Maui Electric Co Ltd | 6504 | Maalaea | Electric Utility | HI | 16 | 21.1 | Petroleum Liquids | DFO | CT | 5 | 1993 |  |  | (OP) Operating
11843 | Maui Electric Co Ltd | 6504 | Maalaea | Electric Utility | HI | 17 | 17.6 | Petroleum Liquids | DFO | CT | 12 | 1998 |  |  | (OP) Operating
11843 | Maui Electric Co Ltd | 6504 | Maalaea | Electric Utility | HI | 18 | 13.8 | Petroleum Liquids | DFO | CA | 10 | 2006 |  |  | (OP) Operating
11843 | Maui Electric Co Ltd | 6504 | Maalaea | Electric Utility | HI | 19 | 17.6 | Petroleum Liquids | DFO | CT | 9 | 2000 |  |  | (OP) Operating
11843 | Maui Electric Co Ltd | 6504 | Maalaea | Electric Utility | HI | 2 | 2.5 | Petroleum Liquids | DFO | IC | 7 | 1972 |  |  | (OP) Operating
11843 | Maui Electric Co Ltd | 6504 | Maalaea | Electric Utility | HI | 3 | 2.5 | Petroleum Liquids | DFO | IC | 9 | 1972 |  |  | (OP) Operating
11843 | Maui Electric Co Ltd | 6504 | Maalaea | Electric Utility | HI | 4 | 5.5 | Petroleum Liquids | DFO | IC | 11 | 1973 |  |  | (OP) Operating
11843 | Maui Electric Co Ltd | 6504 | Maalaea | Electric Utility | HI | 5 | 5.5 | Petroleum Liquids | DFO | IC | 12 | 1973 |  |  | (OP) Operating
11843 | Maui Electric Co Ltd | 6504 | Maalaea | Electric Utility | HI | 6 | 5.5 | Petroleum Liquids | DFO | IC | 3 | 1975 |  |  | (OP) Operating
11843 | Maui Electric Co Ltd | 6504 | Maalaea | Electric Utility | HI | 7 | 5.5 | Petroleum Liquids | DFO | IC | 8 | 1975 |  |  | (OP) Operating
11843 | Maui Electric Co Ltd | 6504 | Maalaea | Electric Utility | HI | 8 | 5.5 | Petroleum Liquids | DFO | IC | 11 | 1977 |  |  | (OP) Operating
11843 | Maui Electric Co Ltd | 6504 | Maalaea | Electric Utility | HI | 9 | 5.5 | Petroleum Liquids | DFO | IC | 7 | 1978 |  |  | (OP) Operating
11843 | Maui Electric Co Ltd | 6504 | Maalaea | Electric Utility | HI | X1 | 2.5 | Petroleum Liquids | DFO | IC | 3 | 1987 |  |  | (OP) Operating
11843 | Maui Electric Co Ltd | 6504 | Maalaea | Electric Utility | HI | X2 | 2.5 | Petroleum Liquids | DFO | IC | 3 | 1987 |  |  | (OP) Operating
15248 | Portland General Electric Co | 6505 | Oak Grove | Electric Utility | OR | 1 | 22 | Conventional Hydroelectric | WAT | HY | 8 | 1924 |  |  | (OP) Operating
15248 | Portland General Electric Co | 6505 | Oak Grove | Electric Utility | OR | 2 | 22 | Conventional Hydroelectric | WAT | HY | 3 | 1931 |  |  | (OP) Operating
1956 | City of Bonners Ferry | 6506 | Moyie Springs | Electric Utility | ID | 1 | 1.1 | Conventional Hydroelectric | WAT | HY | 12 | 1941 |  |  | (OP) Operating
1956 | City of Bonners Ferry | 6506 | Moyie Springs | Electric Utility | ID | 2 | 0.4 | Conventional Hydroelectric | WAT | HY | 88 | 1921 |  |  | (OP) Operating
1956 | City of Bonners Ferry | 6506 | Moyie Springs | Electric Utility | ID | 3 | 1.1 | Conventional Hydroelectric | WAT | HY | 88 | 1950 |  |  | (OP) Operating
1956 | City of Bonners Ferry | 6506 | Moyie Springs | Electric Utility | ID | 4 | 1.7 | Conventional Hydroelectric | WAT | HY | 2 | 1982 |  |  | (OP) Operating
56621 | Yakama Power | 6507 | Drop 2 (WA) | Electric Utility | WA | 1 | 2.1 | Conventional Hydroelectric | WAT | HY | 8 | 1942 |  |  | (OP) Operating | [5 empty] | 0
56621 | Yakama Power | 6508 | Drop 3 (WA) | Electric Utility | WA | 1 | 0.5 | Conventional Hydroelectric | WAT | HY | 5 | 1932 |  |  | (OS) Out of service and NOT expected to return to service in next calendar year
56621 | Yakama Power | 6508 | Drop 3 (WA) | Electric Utility | WA | 2 | 0.5 | Conventional Hydroelectric | WAT | HY | 5 | 1932 |  |  | (OS) Out of service and NOT expected to return to service in next calendar year
17166 | Sierra Pacific Power Co | 6510 | Brunswick | Electric Utility | NV | 1 | 2 | Petroleum Liquids | DFO | IC | 9 | 1960 | 9 | 2019 | (OP) Operating
17166 | Sierra Pacific Power Co | 6510 | Brunswick | Electric Utility | NV | 2 | 2 | Petroleum Liquids | DFO | IC | 9 | 1960 | 9 | 2019 | (OP) Operating
17166 | Sierra Pacific Power Co | 6510 | Brunswick | Electric Utility | NV | 3 | 2 | Petroleum Liquids | DFO | IC | 9 | 1960 | 9 | 2019 | (OP) Operating
56369 | Truckee Meadows Water Authority | 6513 | Fleish | IPP Non-CHP | NV | 1 | 2.5 | Conventional Hydroelectric | WAT | HY | 1 | 1914 |  |  | (OP) Operating
19728 | UNS Electric, Inc | 6515 | Valencia | Electric Utility | AZ | GT1 | 13.5 | Natural Gas Fired Combustion Turbine | NG | GT | 8 | 1989 |  |  | (SB) Standby/Backup: available for service but not normally used
19728 | UNS Electric, Inc | 6515 | Valencia | Electric Utility | AZ | GT2 | 13.5 | Natural Gas Fired Combustion Turbine | NG | GT | 8 | 1989 |  |  | (SB) Standby/Backup: available for service but not normally used
19728 | UNS Electric, Inc | 6515 | Valencia | Electric Utility | AZ | GT3 | 13.5 | Natural Gas Fired Combustion Turbine | NG | GT | 8 | 1989 |  |  | (SB) Standby/Backup: available for service but not normally used
19728 | UNS Electric, Inc | 6515 | Valencia | Electric Utility | AZ | GT4 | 19.8 | Natural Gas Fired Combustion Turbine | NG | GT | 6 | 2006 |  |  | (OP) Operating
56146 | Black Hills/Colorado Elec.Util | 6516 | Rocky Ford | Electric Utility | CO | IC1 | 2 | Petroleum Liquids | DFO | IC | 6 | 1964 |  |  | (OP) Operating
56146 | Black Hills/Colorado Elec.Util | 6516 | Rocky Ford | Electric Utility | CO | IC2 | 2 | Petroleum Liquids | DFO | IC | 6 | 1964 |  |  | (OP) Operating
56146 | Black Hills/Colorado Elec.Util | 6516 | Rocky Ford | Electric Utility | CO | IC3 | 2 | Petroleum Liquids | DFO | IC | 6 | 1964 |  |  | (OP) Operating
56146 | Black Hills/Colorado Elec.Util | 6516 | Rocky Ford | Electric Utility | CO | IC4 | 2 | Petroleum Liquids | DFO | IC | 6 | 1964 |  |  | (OP) Operating
56146 | Black Hills/Colorado Elec.Util | 6516 | Rocky Ford | Electric Utility | CO | IC5 | 2 | Petroleum Liquids | DFO | IC | 6 | 1964 |  |  | (OP) Operating
5416 | Duke Energy Carolinas, LLC | 6517 | Keowee | Electric Utility | SC | 1 | 76 | Conventional Hydroelectric | WAT | HY | 4 | 1971 |  |  | (OP) Operating
5416 | Duke Energy Carolinas, LLC | 6517 | Keowee | Electric Utility | SC | 2 | 76 | Conventional Hydroelectric | WAT | HY | 4 | 1971 |  |  | (OP) Operating
57222 | Liberty Utilities (CalPeco Electric) LLC | 6518 | Kings Beach | Electric Utility | CA | KB1 | 2 | Petroleum Liquids | DFO | IC | 10 | 2008 |  |  | (OP) Operating
57222 | Liberty Utilities (CalPeco Electric) LLC | 6518 | Kings Beach | Electric Utility | CA | KB2 | 2 | Petroleum Liquids | DFO | IC | 10 | 2008 |  |  | (OP) Operating
57222 | Liberty Utilities (CalPeco Electric) LLC | 6518 | Kings Beach | Electric Utility | CA | KB3 | 2 | Petroleum Liquids | DFO | IC | 10 | 2008 |  |  | (OP) Operating
57222 | Liberty Utilities (CalPeco Electric) LLC | 6518 | Kings Beach | Electric Utility | CA | KB4 | 2 | Petroleum Liquids | DFO | IC | 10 | 2008 |  |  | (OP) Operating
57222 | Liberty Utilities (CalPeco Electric) LLC | 6518 | Kings Beach | Electric Utility | CA | KB5 | 2 | Petroleum Liquids | DFO | IC | 10 | 2008 |  |  | (OP) Operating
57222 | Liberty Utilities (CalPeco Electric) LLC | 6518 | Kings Beach | Electric Utility | CA | KB6 | 2 | Petroleum Liquids | DFO | IC | 10 | 2008 |  |  | (OP) Operating
7601 | Green Mountain Power Corp | 6519 | Vergennes 9 | Electric Utility | VT | 1 | 0.7 | Conventional Hydroelectric | WAT | HY | 1 | 1912 |  |  | (OP) Operating
7601 | Green Mountain Power Corp | 6519 | Vergennes 9 | Electric Utility | VT | 2 | 0.7 | Conventional Hydroelectric | WAT | HY | 1 | 1912 |  |  | (OP) Operating
7601 | Green Mountain Power Corp | 6519 | Vergennes 9 | Electric Utility | VT | 4 | 1 | Conventional Hydroelectric | WAT | HY | 1 | 1943 |  |  | (OP) Operating
7601 | Green Mountain Power Corp | 6519 | Vergennes 9 | Electric Utility | VT | 5 | 2 | Petroleum Liquids | DFO | IC | 11 | 1963 |  |  | (OP) Operating
7601 | Green Mountain Power Corp | 6519 | Vergennes 9 | Electric Utility | VT | 6 | 2 | Petroleum Liquids | DFO | IC | 11 | 1964 |  |  | (OP) Operating
7601 | Green Mountain Power Corp | 6520 | Waterbury 22 | Electric Utility | VT | 1 | 5 | Conventional Hydroelectric | WAT | HY | 6 | 1953 |  |  | (OP) Operating
40444 | Truckee-Carson Irrigation District | 6521 | Lahontan | Electric Utility | NV | 1 | 0.6 | Conventional Hydroelectric | WAT | HY | 1 | 1911 |  |  | (OP) Operating
40444 | Truckee-Carson Irrigation District | 6521 | Lahontan | Electric Utility | NV | 2 | 0.6 | Conventional Hydroelectric | WAT | HY | 1 | 1911 |  |  | (OP) Operating
40444 | Truckee-Carson Irrigation District | 6521 | Lahontan | Electric Utility | NV | 3 | 0.6 | Conventional Hydroelectric | WAT | HY | 1 | 1911 |  |  | (OP) Operating
9726 | Jersey Central Power & Lt Co | 6522 | Yards Creek | Electric Utility | NJ | 1 | 140 | Hydroelectric Pumped Storage | WAT | PS | 11 | 1965 |  |  | (OP) Operating
9726 | Jersey Central Power & Lt Co | 6522 | Yards Creek | Electric Utility | NJ | 2 | 140 | Hydroelectric Pumped Storage | WAT | PS | 12 | 1965 |  |  | (OP) Operating
9726 | Jersey Central Power & Lt Co | 6522 | Yards Creek | Electric Utility | NJ | 3 | 140 | Hydroelectric Pumped Storage | WAT | PS | 9 | 1965 |  |  | (OP) Operating
13511 | New York State Elec & Gas Corp | 6526 | Rainbow Falls Auscble | Electric Utility | NY | 1 | 1.3 | Conventional Hydroelectric | WAT | HY | 8 | 1926 |  |  | (OA) Out of service but expected to return to service in next calendar year
13511 | New York State Elec & Gas Corp | 6526 | Rainbow Falls Auscble | Electric Utility | NY | 2 | 1.3 | Conventional Hydroelectric | WAT | HY | 8 | 1927 |  |  | (OA) Out of service but expected to return to service in next calendar year
5914 | Erie Boulevard Hydropower LP | 6527 | E J West | IPP Non-CHP | NY | 1 | 10.2 | Conventional Hydroelectric | WAT | HY | 1 | 1930 |  |  | (OP) Operating
5914 | Erie Boulevard Hydropower LP | 6527 | E J West | IPP Non-CHP | NY | 2 | 10.4 | Conventional Hydroelectric | WAT | HY | 1 | 1930 |  |  | (OP) Operating
50048 | TransCanada Hydro Northeast Inc., | 6529 | Searsburg | IPP Non-CHP | VT | GEN1 | 5 | Conventional Hydroelectric | WAT | HY | 3 | 1922 |  |  | (OP) Operating
56369 | Truckee Meadows Water Authority | 6531 | Verdi | IPP Non-CHP | NV | 1 | 2.1 | Conventional Hydroelectric | WAT | HY | 1 | 1911 |  |  | (OP) Operating
56369 | Truckee Meadows Water Authority | 6532 | Washoe | IPP Non-CHP | NV | 1 | 0.9 | Conventional Hydroelectric | WAT | HY | 1 | 1904 |  |  | (OP) Operating
56369 | Truckee Meadows Water Authority | 6532 | Washoe | IPP Non-CHP | NV | 2 | 0.9 | Conventional Hydroelectric | WAT | HY | 1 | 1904 |  |  | (OP) Operating
13137 | City of Murray - (UT) | 6537 | Little Cottonwood | Electric Utility | UT | 1 | 2.4 | Conventional Hydroelectric | WAT | HY | 4 | 1983 |  |  | (OP) Operating
13137 | City of Murray - (UT) | 6537 | Little Cottonwood | Electric Utility | UT | 2 | 2.4 | Conventional Hydroelectric | WAT | HY | 4 | 1983 |  |  | (OP) Operating
23279 | Allegheny Energy Supply Co LLC | 6543 | FirstEnergy Dam 4 | IPP Non-CHP | WV | 1 | 0.5 | Conventional Hydroelectric | WAT | HY | 1 | 1909 |  |  | (OP) Operating
23279 | Allegheny Energy Supply Co LLC | 6543 | FirstEnergy Dam 4 | IPP Non-CHP | WV | 2 | 0.5 | Conventional Hydroelectric | WAT | HY | 1 | 1909 |  |  | (OP) Operating
23279 | Allegheny Energy Supply Co LLC | 6543 | FirstEnergy Dam 4 | IPP Non-CHP | WV | 3 | 0.9 | Conventional Hydroelectric | WAT | HY | 9 | 1991 |  |  | (OP) Operating
23279 | Allegheny Energy Supply Co LLC | 6544 | FirstEnergy Dam 5 | IPP Non-CHP | WV | 1 | 0.5 | Conventional Hydroelectric | WAT | HY | 1 | 1919 |  |  | (OP) Operating
23279 | Allegheny Energy Supply Co LLC | 6544 | FirstEnergy Dam 5 | IPP Non-CHP | WV | 2 | 0.5 | Conventional Hydroelectric | WAT | HY | 1 | 1919 |  |  | (OP) Operating
23279 | Allegheny Energy Supply Co LLC | 6546 | FirstEnergy Millville | IPP Non-CHP | WV | 1 | 0.6 | Conventional Hydroelectric | WAT | HY | 1 | 1913 |  |  | (OP) Operating
23279 | Allegheny Energy Supply Co LLC | 6546 | FirstEnergy Millville | IPP Non-CHP | WV | 2 | 0.8 | Conventional Hydroelectric | WAT | HY | 12 | 1939 |  |  | (OP) Operating
23279 | Allegheny Energy Supply Co LLC | 6546 | FirstEnergy Millville | IPP Non-CHP | WV | 3 | 1 | Conventional Hydroelectric | WAT | HY | 12 | 1938 |  |  | (OP) Operating
19400 | USACE Northwestern Division | 6552 | Foster | Electric Utility | OR | 1 | 10 | Conventional Hydroelectric | WAT | HY | 9 | 1968 |  |  | (OP) Operating
19400 | USACE Northwestern Division | 6552 | Foster | Electric Utility | OR | 2 | 10 | Conventional Hydroelectric | WAT | HY | 10 | 1968 |  |  | (OP) Operating
20214 | Waverly Municipal Elec Utility | 6554 | Waverly Municipal Electric North Plant | Electric Utility | IA | 10 | 7 | Petroleum Liquids | DFO | IC | 4 | 1993 |  |  | (OP) Operating
20214 | Waverly Municipal Elec Utility | 6554 | Waverly Municipal Electric North Plant | Electric Utility | IA | 17 | 1.8 | Petroleum Liquids | DFO | IC | 6 | 2015 |  |  | (OP) Operating
20214 | Waverly Municipal Elec Utility | 6554 | Waverly Municipal Electric North Plant | Electric Utility | IA | 18 | 1.8 | Petroleum Liquids | DFO | IC | 6 | 2015 |  |  | (OP) Operating
20214 | Waverly Municipal Elec Utility | 6554 | Waverly Municipal Electric North Plant | Electric Utility | IA | 19 | 1.8 | Petroleum Liquids | DFO | IC | 6 | 2015 |  |  | (OP) Operating
20214 | Waverly Municipal Elec Utility | 6554 | Waverly Municipal Electric North Plant | Electric Utility | IA | 20 | 1.8 | Petroleum Liquids | DFO | IC | 6 | 2015 |  |  | (OP) Operating
20214 | Waverly Municipal Elec Utility | 6554 | Waverly Municipal Electric North Plant | Electric Utility | IA | 7 | 3.5 | Natural Gas Internal Combustion Engine | NG | IC | 8 | 1958 |  |  | (OP) Operating
20214 | Waverly Municipal Elec Utility | 6554 | Waverly Municipal Electric North Plant | Electric Utility | IA | 8 | 3.7 | Natural Gas Internal Combustion Engine | NG | IC | 8 | 1967 |  |  | (OP) Operating
20214 | Waverly Municipal Elec Utility | 6554 | Waverly Municipal Electric North Plant | Electric Utility | IA | 9 | 3.7 | Natural Gas Internal Combustion Engine | NG | IC | 8 | 1967 |  |  | (OP) Operating
12119 | McGrath Light & Power Co | 6555 | McGrath | Electric Utility | AK | 3A | 0.5 | Petroleum Liquids | DFO | IC | 5 | 2011 |  |  | (OP) Operating
12119 | McGrath Light & Power Co | 6555 | McGrath | Electric Utility | AK | 4A | 0.5 | Petroleum Liquids | DFO | IC | 2 | 2011 |  |  | (OP) Operating
12119 | McGrath Light & Power Co | 6555 | McGrath | Electric Utility | AK | 6 | 0.6 | Petroleum Liquids | DFO | IC | 12 | 1988 |  |  | (OP) Operating
12119 | McGrath Light & Power Co | 6555 | McGrath | Electric Utility | AK | 7 | 0.6 | Petroleum Liquids | DFO | IC | 4 | 1993 |  |  | (OP) Operating
298 | City of Alexandria - (LA) | 6558 | D G Hunter | Electric Utility | LA | 3 | 50 | Natural Gas Steam Turbine | NG | ST | 5 | 1965 |  |  | (SB) Standby/Backup: available for service but not normally used
298 | City of Alexandria - (LA) | 6558 | D G Hunter | Electric Utility | LA | 4 | 80 | Natural Gas Steam Turbine | NG | ST | 7 | 1974 |  |  | (SB) Standby/Backup: available for service but not normally used
599 | Anchorage Municipal Light and Power | 6559 | George M Sullivan Generation Plant 2 | Electric Utility | AK | 5 | 33.8 | Natural Gas Fired Combined Cycle | NG | CT | 1 | 1975 |  |  | (OP) Operating
599 | Anchorage Municipal Light and Power | 6559 | George M Sullivan Generation Plant 2 | Electric Utility | AK | 6 | 34 | Natural Gas Fired Combined Cycle | NG | CA | 3 | 1979 |  |  | (OP) Operating
599 | Anchorage Municipal Light and Power | 6559 | George M Sullivan Generation Plant 2 | Electric Utility | AK | 7 | 102.6 | Natural Gas Fired Combined Cycle | NG | CT | 6 | 1979 |  |  | (OP) Operating
599 | Anchorage Municipal Light and Power | 6559 | George M Sullivan Generation Plant 2 | Electric Utility | AK | GT8 | 77.7 | Natural Gas Fired Combustion Turbine | NG | GT | 12 | 1984 |  |  | (OP) Operating
733 | Appalachian Power Co | 6560 | London | Electric Utility | WV | 1 | 6.9 | Conventional Hydroelectric | WAT | HY | 12 | 1935 |  |  | (OP) Operating
733 | Appalachian Power Co | 6560 | London | Electric Utility | WV | 2 | 6.9 | Conventional Hydroelectric | WAT | HY | 12 | 1935 |  |  | (OP) Operating
733 | Appalachian Power Co | 6560 | London | Electric Utility | WV | 3 | 6.9 | Conventional Hydroelectric | WAT | HY | 12 | 1935 |  |  | (OP) Operating
733 | Appalachian Power Co | 6561 | Marmet | Electric Utility | WV | 1 | 5.6 | Conventional Hydroelectric | WAT | HY | 12 | 1935 |  |  | (OP) Operating
733 | Appalachian Power Co | 6561 | Marmet | Electric Utility | WV | 2 | 5.6 | Conventional Hydroelectric | WAT | HY | 12 | 1935 |  |  | (OP) Operating
733 | Appalachian Power Co | 6561 | Marmet | Electric Utility | WV | 3 | 5.6 | Conventional Hydroelectric | WAT | HY | 12 | 1935 |  |  | (OP) Operating
733 | Appalachian Power Co | 6562 | Winfield | Electric Utility | WV | 1 | 8.9 | Conventional Hydroelectric | WAT | HY | 1 | 1938 |  |  | (OP) Operating
733 | Appalachian Power Co | 6562 | Winfield | Electric Utility | WV | 2 | 4.9 | Conventional Hydroelectric | WAT | HY | 1 | 1938 |  |  | (OP) Operating
733 | Appalachian Power Co | 6562 | Winfield | Electric Utility | WV | 3 | 4.9 | Conventional Hydroelectric | WAT | HY | 1 | 1938 |  |  | (OP) Operating
924 | Associated Electric Coop, Inc | 6563 | Unionville | Electric Utility | MO | 1 | 22 | Petroleum Liquids | DFO | GT | 6 | 1976 |  |  | (OS) Out of service and NOT expected to return to service in next calendar year
924 | Associated Electric Coop, Inc | 6563 | Unionville | Electric Utility | MO | 2 | 22 | Petroleum Liquids | DFO | GT | 6 | 1976 |  |  | (OS) Out of service and NOT expected to return to service in next calendar year
1615 | Town of Berlin - (MD) | 6565 | Berlin | Electric Utility | MD | 1A | 1.1 | Petroleum Liquids | DFO | IC | 6 | 1961 |  |  | (OP) Operating
1615 | Town of Berlin - (MD) | 6565 | Berlin | Electric Utility | MD | 2A | 1.8 | Petroleum Liquids | DFO | IC | 7 | 1999 |  |  | (OP) Operating
1615 | Town of Berlin - (MD) | 6565 | Berlin | Electric Utility | MD | 3A | 1.8 | Petroleum Liquids | DFO | IC | 12 | 1999 |  |  | (OS) Out of service and NOT expected to return to service in next calendar year
1615 | Town of Berlin - (MD) | 6565 | Berlin | Electric Utility | MD | 4A | 1.8 | Petroleum Liquids | DFO | IC | 7 | 2000 |  |  | (OP) Operating
1615 | Town of Berlin - (MD) | 6565 | Berlin | Electric Utility | MD | 5A | 2.5 | Petroleum Liquids | DFO | IC | 12 | 1989 |  |  | (OP) Operating
221 | Alaska Village Elec Coop, Inc | 6566 | Bethel | Electric Utility | AK | 1 | 2.1 | Petroleum Liquids | DFO | IC | 11 | 1976 |  |  | (OP) Operating
221 | Alaska Village Elec Coop, Inc | 6566 | Bethel | Electric Utility | AK | 2 | 2.1 | Petroleum Liquids | DFO | IC | 11 | 1976 |  |  | (OP) Operating
221 | Alaska Village Elec Coop, Inc | 6566 | Bethel | Electric Utility | AK | 3 | 2.1 | Petroleum Liquids | DFO | IC | 11 | 1976 |  |  | (OP) Operating
221 | Alaska Village Elec Coop, Inc | 6566 | Bethel | Electric Utility | AK | 4 | 2.1 | Petroleum Liquids | DFO | IC | 11 | 1976 |  |  | (OP) Operating
221 | Alaska Village Elec Coop, Inc | 6566 | Bethel | Electric Utility | AK | 6 | 2.1 | Petroleum Liquids | DFO | IC | 4 | 1989 |  |  | (OP) Operating
221 | Alaska Village Elec Coop, Inc | 6566 | Bethel | Electric Utility | AK | 7 | 2.1 | Petroleum Liquids | DFO | IC | 12 | 1992 |  |  | (OP) Operating
1857 | Block Island Power Co | 6567 | Block Island | Electric Utility | RI | 22 | 1.2 | Petroleum Liquids | DFO | IC | 6 | 1999 |  |  | (OP) Operating
1857 | Block Island Power Co | 6567 | Block Island | Electric Utility | RI | 23 | 1.2 | Petroleum Liquids | DFO | IC | 7 | 2001 |  |  | (OP) Operating
1857 | Block Island Power Co | 6567 | Block Island | Electric Utility | RI | 24 | 1.6 | Petroleum Liquids | DFO | IC | 4 | 2002 |  |  | (OP) Operating
1857 | Block Island Power Co | 6567 | Block Island | Electric Utility | RI | 25 | 1.8 | Petroleum Liquids | DFO | IC | 3 | 2006 |  |  | (OP) Operating
1857 | Block Island Power Co | 6567 | Block Island | Electric Utility | RI | 26 | 1.8 | Petroleum Liquids | DFO | IC | 6 | 2012 |  |  | (OP) Operating
9776 | City of Johnson - (KS) | 6579 | Johnson | Electric Utility | KS | 1 | 0.6 | Petroleum Liquids | DFO | IC | 6 | 1959 |  |  | (OP) Operating
9776 | City of Johnson - (KS) | 6579 | Johnson | Electric Utility | KS | 2 | 0.7 | Petroleum Liquids | DFO | IC | 6 | 1963 |  |  | (OP) Operating
9776 | City of Johnson - (KS) | 6579 | Johnson | Electric Utility | KS | 4 | 0.5 | Petroleum Liquids | DFO | IC | 5 | 1954 |  |  | (OP) Operating
9776 | City of Johnson - (KS) | 6579 | Johnson | Electric Utility | KS | 5 | 0.3 | Petroleum Liquids | DFO | IC | 3 | 1950 |  |  | (OP) Operating
9776 | City of Johnson - (KS) | 6579 | Johnson | Electric Utility | KS | 7 | 1.2 | Petroleum Liquids | DFO | IC | 6 | 1983 |  |  | (OP) Operating
9776 | City of Johnson - (KS) | 6579 | Johnson | Electric Utility | KS | 8 | 1.1 | Natural Gas Internal Combustion Engine | NG | IC | 4 | 1993 |  |  | (OP) Operating
9776 | City of Johnson - (KS) | 6579 | Johnson | Electric Utility | KS | IC6 | 1.2 | Petroleum Liquids | DFO | IC | 11 | 1986 |  |  | (OP) Operating
10210 | Ketchikan Public Utilities | 6580 | Beaver Falls | Electric Utility | AK | 1 | 1 | Conventional Hydroelectric | WAT | HY | 1 | 1947 |  |  | (OP) Operating
10210 | Ketchikan Public Utilities | 6580 | Beaver Falls | Electric Utility | AK | 3 | 2.2 | Conventional Hydroelectric | WAT | HY | 1 | 1954 |  |  | (OP) Operating
10210 | Ketchikan Public Utilities | 6580 | Beaver Falls | Electric Utility | AK | 4 | 2.2 | Conventional Hydroelectric | WAT | HY | 1 | 1954 |  |  | (OP) Operating
10210 | Ketchikan Public Utilities | 6581 | Silvis | Electric Utility | AK | 1 | 2.1 | Conventional Hydroelectric | WAT | HY | 1 | 1968 |  |  | (OP) Operating
50079 | Utility Board of Key West City | 6584 | Stock Island | Electric Utility | FL | EP2 | 2.5 | Petroleum Liquids | DFO | IC | 6 | 2012 |  |  | (OP) Operating
50079 | Utility Board of Key West City | 6584 | Stock Island | Electric Utility | FL | GT1 | 19 | Petroleum Liquids | DFO | GT | 11 | 1978 |  |  | (OP) Operating
50079 | Utility Board of Key West City | 6584 | Stock Island | Electric Utility | FL | GT2 | 17 | Petroleum Liquids | DFO | GT | 9 | 1999 |  |  | (OP) Operating
50079 | Utility Board of Key West City | 6584 | Stock Island | Electric Utility | FL | GT3 | 17 | Petroleum Liquids | DFO | GT | 9 | 1999 |  |  | (OP) Operating
50079 | Utility Board of Key West City | 6584 | Stock Island | Electric Utility | FL | GT4 | 44 | Petroleum Liquids | DFO | GT | 6 | 2006 |  |  | (OP) Operating
50079 | Utility Board of Key West City | 6584 | Stock Island | Electric Utility | FL | MSD1 | 7.5 | Petroleum Liquids | DFO | IC | 6 | 1991 |  |  | (OP) Operating
50079 | Utility Board of Key West City | 6584 | Stock Island | Electric Utility | FL | MSD2 | 7.5 | Petroleum Liquids | DFO | IC | 6 | 1991 |  |  | (OP) Operating
11624 | City of Marblehead - (MA) | 6586 | Wilkins Station | Electric Utility | MA | 1 | 2.5 | Petroleum Liquids | DFO | IC | 11 | 1975 |  |  | (OP) Operating
11624 | City of Marblehead - (MA) | 6586 | Wilkins Station | Electric Utility | MA | 2 | 2.5 | Petroleum Liquids | DFO | IC | 11 | 1975 |  |  | (OP) Operating
55937 | Entergy Texas Inc. | 6595 | Toledo Bend | Electric Utility | TX | 1 | 40 | Conventional Hydroelectric | WAT | HY | 2 | 1969 |  |  | (OP) Operating
55937 | Entergy Texas Inc. | 6595 | Toledo Bend | Electric Utility | TX | 2 | 40 | Conventional Hydroelectric | WAT | HY | 2 | 1969 |  |  | (OP) Operating
16534 | Sacramento Municipal Util Dist | 6612 | Union Valley | Electric Utility | CA | 1 | 38.6 | Conventional Hydroelectric | WAT | HY | 10 | 1963 |  |  | (OP) Operating
18371 | Village of Swanton - (VT) | 6618 | Highgate Falls | Electric Utility | VT | 1 | 1 | Conventional Hydroelectric | WAT | HY | 8 | 1930 |  |  | (OP) Operating
18371 | Village of Swanton - (VT) | 6618 | Highgate Falls | Electric Utility | VT | 2 | 1 | Conventional Hydroelectric | WAT | HY | 8 | 1923 |  |  | (OP) Operating
18371 | Village of Swanton - (VT) | 6618 | Highgate Falls | Electric Utility | VT | 3 | 2.9 | Conventional Hydroelectric | WAT | HY | 8 | 1954 |  |  | (OP) Operating
18371 | Village of Swanton - (VT) | 6618 | Highgate Falls | Electric Utility | VT | 4 | 4.8 | Conventional Hydroelectric | WAT | HY | 5 | 1990 |  |  | (OP) Operating
30151 | Tri-State G & T Assn, Inc | 6619 | Burlington (CO) | Electric Utility | CO | 1 | 50 | Petroleum Liquids | DFO | GT | 6 | 1977 |  |  | (SB) Standby/Backup: available for service but not normally used
30151 | Tri-State G & T Assn, Inc | 6619 | Burlington (CO) | Electric Utility | CO | 2 | 50 | Petroleum Liquids | DFO | GT | 7 | 1977 |  |  | (SB) Standby/Backup: available for service but not normally used
19635 | USCE-Missouri River District | 6623 | Fort Peck | Electric Utility | MT | 1 | 45 | Conventional Hydroelectric | WAT | HY | 7 | 1943 |  |  | (OP) Operating
19635 | USCE-Missouri River District | 6623 | Fort Peck | Electric Utility | MT | 2 | 18 | Conventional Hydroelectric | WAT | HY | 2 | 1948 |  |  | (OP) Operating
19635 | USCE-Missouri River District | 6623 | Fort Peck | Electric Utility | MT | 3 | 45 | Conventional Hydroelectric | WAT | HY | 12 | 1951 |  |  | (OP) Operating
19635 | USCE-Missouri River District | 6623 | Fort Peck | Electric Utility | MT | 4 | 46 | Conventional Hydroelectric | WAT | HY | 6 | 1961 |  |  | (OP) Operating
19635 | USCE-Missouri River District | 6623 | Fort Peck | Electric Utility | MT | 5 | 46 | Conventional Hydroelectric | WAT | HY | 6 | 1961 |  |  | (OP) Operating
19635 | USCE-Missouri River District | 6624 | Gavins Point | Electric Utility | NE | 1 | 34 | Conventional Hydroelectric | WAT | HY | 9 | 1956 |  |  | (OP) Operating
19635 | USCE-Missouri River District | 6624 | Gavins Point | Electric Utility | NE | 2 | 34 | Conventional Hydroelectric | WAT | HY | 10 | 1956 |  |  | (OP) Operating
19635 | USCE-Missouri River District | 6624 | Gavins Point | Electric Utility | NE | 3 | 34 | Conventional Hydroelectric | WAT | HY | 1 | 1957 |  |  | (OP) Operating
4180 | Connecticut Mun Elec Engy Coop | 6635 | A L Pierce | Electric Utility | CT | 4 | 77 | Natural Gas Fired Combustion Turbine | NG | GT | 10 | 2007 |  |  | (OP) Operating
23279 | Allegheny Energy Supply Co LLC | 6636 | FirstEnergy Lake Lynn Power Station | IPP Non-CHP | PA | 1 | 13 | Conventional Hydroelectric | WAT | HY | 9 | 1926 |  |  | (OP) Operating
23279 | Allegheny Energy Supply Co LLC | 6636 | FirstEnergy Lake Lynn Power Station | IPP Non-CHP | PA | 2 | 13 | Conventional Hydroelectric | WAT | HY | 7 | 1929 |  |  | (OP) Operating
23279 | Allegheny Energy Supply Co LLC | 6636 | FirstEnergy Lake Lynn Power Station | IPP Non-CHP | PA | 3 | 13 | Conventional Hydroelectric | WAT | HY | 6 | 1926 |  |  | (OP) Operating
23279 | Allegheny Energy Supply Co LLC | 6636 | FirstEnergy Lake Lynn Power Station | IPP Non-CHP | PA | 4 | 13 | Conventional Hydroelectric | WAT | HY | 5 | 1926 |  |  | (OP) Operating
30150 | CBY DBA Yakutat Power | 6637 | Yakutat | Electric Utility | AK | 2B | 0.8 | Petroleum Liquids | DFO | IC | 6 | 1999 |  |  | (OP) Operating
30150 | CBY DBA Yakutat Power | 6637 | Yakutat | Electric Utility | AK | 3A | 0.6 | Petroleum Liquids | DFO | IC | 6 | 1999 |  |  | (OP) Operating
30150 | CBY DBA Yakutat Power | 6637 | Yakutat | Electric Utility | AK | 6 | 1.2 | Petroleum Liquids | DFO | IC | 9 | 2007 |  |  | (OP) Operating
30150 | CBY DBA Yakutat Power | 6637 | Yakutat | Electric Utility | AK | 7 | 1.2 | Petroleum Liquids | DFO | IC | 7 | 2012 |  |  | (OP) Operating
1692 | Big Rivers Electric Corp | 6639 | R D Green | Electric Utility | KY | 1 | 231 | Conventional Steam Coal | BIT | ST | 12 | 1979 |  |  | (OP) Operating
1692 | Big Rivers Electric Corp | 6639 | R D Green | Electric Utility | KY | 2 | 223 | Conventional Steam Coal | BIT | ST | 1 | 1981 |  |  | (OP) Operating
814 | Entergy Arkansas Inc | 6641 | Independence Steam Electric Station | Electric Utility | AR | 1 | 838.5 | Conventional Steam Coal | SUB | ST | 1 | 1983 |  |  | (OP) Operating
814 | Entergy Arkansas Inc | 6641 | Independence Steam Electric Station | Electric Utility | AR | 2 | 842 | Conventional Steam Coal | SUB | ST | 12 | 1984 |  |  | (OP) Operating
12397 | Metropolitan Water District of S CA | 6643 | Greg Avenue | Electric Utility | CA | 1 | 1 | Conventional Hydroelectric | WAT | HY | 12 | 1979 |  |  | (SB) Standby/Backup: available for service but not normally used
12397 | Metropolitan Water District of S CA | 6644 | Lake Mathews | Electric Utility | CA | 1 | 4.9 | Conventional Hydroelectric | WAT | HY | 8 | 1980 |  |  | (OP) Operating
12397 | Metropolitan Water District of S CA | 6645 | Foothill Feeder | Electric Utility | CA | 1 | 7.1 | Conventional Hydroelectric | WAT | HY | 4 | 1981 |  |  | (OP) Operating
12397 | Metropolitan Water District of S CA | 6645 | Foothill Feeder | Electric Utility | CA | 2 |  | Conventional Hydroelectric | WAT | HY | 4 | 1981 |  |  | (OP) Operating
12397 | Metropolitan Water District of S CA | 6646 | San Dimas | Electric Utility | CA | 1 | 9.9 | Conventional Hydroelectric | WAT | HY | 6 | 1981 |  |  | (OP) Operating
12397 | Metropolitan Water District of S CA | 6647 | Yorba Linda | Electric Utility | CA | 1 | 5.1 | Conventional Hydroelectric | WAT | HY | 11 | 1981 |  |  | (OS) Out of service and NOT expected to return to service in next calendar year
55983 | Luminant Generation Company LLC | 6648 | Sandow No 4 | IPP Non-CHP | TX | 4 | 600 | Conventional Steam Coal | LIG | ST | 5 | 1981 |  |  | (OP) Operating
19436 | Union Electric Co - (MO) | 6650 | Mexico | Electric Utility | MO | 1 | 54 | Petroleum Liquids | DFO | GT | 9 | 1978 |  |  | (OP) Operating
19436 | Union Electric Co - (MO) | 6651 | Moberly | Electric Utility | MO | 1 | 54 | Petroleum Liquids | DFO | GT | 8 | 1978 |  |  | (OP) Operating
19436 | Union Electric Co - (MO) | 6652 | Moreau | Electric Utility | MO | 1 | 54 | Petroleum Liquids | DFO | GT | 8 | 1978 |  |  | (OP) Operating
12341 | MidAmerican Energy Co | 6664 | Louisa | Electric Utility | IA | 1 | 746.2 | Conventional Steam Coal | SUB | ST | 10 | 1983 |  |  | (OP) Operating
29297 | Pelican Utility | 6702 | Pelican | Electric Utility | AK | IC6 | 0.4 | Petroleum Liquids | DFO | IC | 9 | 2008 |  |  | (OP) Operating
29297 | Pelican Utility | 6702 | Pelican | Electric Utility | AK | IC7 | 0.4 | Petroleum Liquids | DFO | IC | 9 | 2008 |  |  | (OP) Operating
29297 | Pelican Utility | 6702 | Pelican | Electric Utility | AK | IC8 | 0.2 | Petroleum Liquids | DFO | IC | 9 | 2008 |  |  | (OP) Operating
17609 | Southern California Edison Co | 6704 | Pebbly Beach | Electric Utility | CA | 10 | 1.1 | Petroleum Liquids | DFO | IC | 7 | 1966 |  |  | (OP) Operating
17609 | Southern California Edison Co | 6704 | Pebbly Beach | Electric Utility | CA | 12 | 1.5 | Petroleum Liquids | DFO | IC | 6 | 1976 |  |  | (OP) Operating
17609 | Southern California Edison Co | 6704 | Pebbly Beach | Electric Utility | CA | 14 | 1.4 | Petroleum Liquids | DFO | IC | 10 | 1986 |  |  | (OP) Operating
17609 | Southern California Edison Co | 6704 | Pebbly Beach | Electric Utility | CA | 15 | 2.8 | Petroleum Liquids | DFO | IC | 12 | 1995 |  |  | (OP) Operating
17609 | Southern California Edison Co | 6704 | Pebbly Beach | Electric Utility | CA | 7 | 1 | Petroleum Liquids | DFO | IC | 7 | 1958 |  |  | (OP) Operating
17609 | Southern California Edison Co | 6704 | Pebbly Beach | Electric Utility | CA | 8 | 1.5 | Petroleum Liquids | DFO | IC | 6 | 1963 |  |  | (OP) Operating
17609 | Southern California Edison Co | 6704 | Pebbly Beach | Electric Utility | CA | MT01 | 0.1 | Petroleum Liquids | PG | GT | 12 | 2011 |  |  | (OP) Operating
17609 | Southern California Edison Co | 6704 | Pebbly Beach | Electric Utility | CA | MT02 | 0.1 | Petroleum Liquids | PG | GT | 12 | 2011 |  |  | (OP) Operating
17609 | Southern California Edison Co | 6704 | Pebbly Beach | Electric Utility | CA | MT03 | 0.1 | Petroleum Liquids | PG | GT | 12 | 2011 |  |  | (OP) Operating
17609 | Southern California Edison Co | 6704 | Pebbly Beach | Electric Utility | CA | MT04 | 0.1 | Petroleum Liquids | PG | GT | 12 | 2011 |  |  | (OP) Operating
17609 | Southern California Edison Co | 6704 | Pebbly Beach | Electric Utility | CA | MT05 | 0.1 | Petroleum Liquids | PG | GT | 12 | 2011 |  |  | (OP) Operating
17609 | Southern California Edison Co | 6704 | Pebbly Beach | Electric Utility | CA | MT06 | 0.1 | Petroleum Liquids | PG | GT | 12 | 2011 |  |  | (OP) Operating
17609 | Southern California Edison Co | 6704 | Pebbly Beach | Electric Utility | CA | MT07 | 0.1 | Petroleum Liquids | PG | GT | 12 | 2011 |  |  | (OP) Operating
17609 | Southern California Edison Co | 6704 | Pebbly Beach | Electric Utility | CA | MT08 | 0.1 | Petroleum Liquids | PG | GT | 12 | 2011 |  |  | (OP) Operating
17609 | Southern California Edison Co | 6704 | Pebbly Beach | Electric Utility | CA | MT09 | 0.1 | Petroleum Liquids | PG | GT | 12 | 2011 |  |  | (OP) Operating
17609 | Southern California Edison Co | 6704 | Pebbly Beach | Electric Utility | CA | MT10 | 0.1 | Petroleum Liquids | PG | GT | 12 | 2011 |  |  | (OP) Operating
17609 | Southern California Edison Co | 6704 | Pebbly Beach | Electric Utility | CA | MT11 | 0.1 | Petroleum Liquids | PG | GT | 12 | 2011 |  |  | (OP) Operating
17609 | Southern California Edison Co | 6704 | Pebbly Beach | Electric Utility | CA | MT14 | 0.1 | Petroleum Liquids | PG | GT | 12 | 2011 |  |  | (OP) Operating
17609 | Southern California Edison Co | 6704 | Pebbly Beach | Electric Utility | CA | MT15 | 0.1 | Petroleum Liquids | PG | GT | 12 | 2011 |  |  | (OP) Operating
17609 | Southern California Edison Co | 6704 | Pebbly Beach | Electric Utility | CA | MT16 | 0.1 | Petroleum Liquids | PG | GT | 12 | 2011 |  |  | (OP) Operating
17609 | Southern California Edison Co | 6704 | Pebbly Beach | Electric Utility | CA | MT17 | 0.1 | Petroleum Liquids | PG | GT | 12 | 2011 |  |  | (OP) Operating
17609 | Southern California Edison Co | 6704 | Pebbly Beach | Electric Utility | CA | MT18 | 0.1 | Petroleum Liquids | PG | GT | 12 | 2011 |  |  | (OP) Operating
17609 | Southern California Edison Co | 6704 | Pebbly Beach | Electric Utility | CA | MT19 | 0.1 | Petroleum Liquids | PG | GT | 12 | 2011 |  |  | (OP) Operating
17609 | Southern California Edison Co | 6704 | Pebbly Beach | Electric Utility | CA | MT20 | 0.1 | Petroleum Liquids | PG | GT | 12 | 2011 |  |  | (OP) Operating
17609 | Southern California Edison Co | 6704 | Pebbly Beach | Electric Utility | CA | MT21 | 0.1 | Petroleum Liquids | PG | GT | 12 | 2011 |  |  | (OP) Operating
17609 | Southern California Edison Co | 6704 | Pebbly Beach | Electric Utility | CA | MT22 | 0.1 | Petroleum Liquids | PG | GT | 12 | 2011 |  |  | (OP) Operating
17609 | Southern California Edison Co | 6704 | Pebbly Beach | Electric Utility | CA | MT23 | 0.1 | Petroleum Liquids | PG | GT | 12 | 2011 |  |  | (OP) Operating
17609 | Southern California Edison Co | 6704 | Pebbly Beach | Electric Utility | CA | MT24 | 0.1 | Petroleum Liquids | PG | GT | 12 | 2011 |  |  | (OP) Operating
17609 | Southern California Edison Co | 6704 | Pebbly Beach | Electric Utility | CA | MT25 | 0.1 | Petroleum Liquids | PG | GT | 12 | 2011 |  |  | (OP) Operating
261 | AGC Division of APG Inc | 6705 | Warrick | IPP CHP | IN | 1 | 151 | Conventional Steam Coal | BIT | ST | 4 | 1960 |  |  | (OP) Operating
261 | AGC Division of APG Inc | 6705 | Warrick | IPP CHP | IN | 2 | 153 | Conventional Steam Coal | BIT | ST | 1 | 1964 |  |  | (OP) Operating
261 | AGC Division of APG Inc | 6705 | Warrick | IPP CHP | IN | 3 | 155 | Conventional Steam Coal | BIT | ST | 10 | 1965 |  |  | (OP) Operating
261 | AGC Division of APG Inc | 6705 | Warrick | IPP CHP | IN | 4 | 300 | Conventional Steam Coal | BIT | ST | 10 | 1970 |  |  | (OP) Operating
7570 | Great River Energy | 6741 | Rock Lake CT | Electric Utility | MN | 1 | 22.5 | Petroleum Liquids | DFO | GT | 4 | 1978 |  |  | (OP) Operating
15143 | Platte River Power Authority | 6761 | Rawhide | Electric Utility | CO | 1 | 280 | Conventional Steam Coal | SUB | ST | 4 | 1984 |  |  | (OP) Operating
15143 | Platte River Power Authority | 6761 | Rawhide | Electric Utility | CO | A | 65 | Natural Gas Fired Combustion Turbine | NG | GT | 6 | 2002 |  |  | (OP) Operating
15143 | Platte River Power Authority | 6761 | Rawhide | Electric Utility | CO | B | 65 | Natural Gas Fired Combustion Turbine | NG | GT | 8 | 2002 |  |  | (OP) Operating
15143 | Platte River Power Authority | 6761 | Rawhide | Electric Utility | CO | C | 65 | Natural Gas Fired Combustion Turbine | NG | GT | 9 | 2002 |  |  | (OP) Operating
15143 | Platte River Power Authority | 6761 | Rawhide | Electric Utility | CO | D | 65 | Natural Gas Fired Combustion Turbine | NG | GT | 6 | 2004 |  |  | (OP) Operating
15143 | Platte River Power Authority | 6761 | Rawhide | Electric Utility | CO | F | 128 | Natural Gas Fired Combustion Turbine | NG | GT | 6 | 2008 |  |  | (OP) Operating
17177 | City of Sikeston - (MO) | 6768 | Sikeston Power Station | Electric Utility | MO | 1 | 233 | Conventional Steam Coal | SUB | ST | 9 | 1981 |  |  | (OP) Operating
20447 | Western Farmers Elec Coop, Inc | 6772 | Hugo | Electric Utility | OK | 1 | 440 | Conventional Steam Coal | SUB | ST | 4 | 1982 |  |  | (OP) Operating
19856 | City of Vineland - (NJ) | 6776 | West Station (NJ) | Electric Utility | NJ | 1 | 26.2 | Petroleum Liquids | DFO | GT | 6 | 1972 |  |  | (OP) Operating
50118 | US Army Corps of Engineers | 6789 | St Stephen | Electric Utility | SC | 1 | 28 | Conventional Hydroelectric | WAT | HY | 3 | 1985 |  |  | (OP) Operating
50118 | US Army Corps of Engineers | 6789 | St Stephen | Electric Utility | SC | 2 | 28 | Conventional Hydroelectric | WAT | HY | 3 | 1985 |  |  | (OP) Operating
50118 | US Army Corps of Engineers | 6789 | St Stephen | Electric Utility | SC | 3 | 28 | Conventional Hydroelectric | WAT | HY | 3 | 1985 |  |  | (OP) Operating
998 | City of Augusta - (KS) | 6791 | Augusta Electric Plant No 2 | Electric Utility | KS | 1 | 4 | Natural Gas Internal Combustion Engine | NG | IC | 10 | 1968 |  |  | (OP) Operating
998 | City of Augusta - (KS) | 6791 | Augusta Electric Plant No 2 | Electric Utility | KS | 2 | 4 | Natural Gas Internal Combustion Engine | NG | IC | 7 | 1968 |  |  | (OP) Operating
998 | City of Augusta - (KS) | 6791 | Augusta Electric Plant No 2 | Electric Utility | KS | 3 | 6 | Natural Gas Internal Combustion Engine | NG | IC | 7 | 1981 |  |  | (OP) Operating
998 | City of Augusta - (KS) | 6791 | Augusta Electric Plant No 2 | Electric Utility | KS | 4 | 6.6 | Natural Gas Internal Combustion Engine | NG | IC | 3 | 2005 |  |  | (OP) Operating
17271 | City & Borough of Sitka - (AK) | 6801 | Jarvis Street | Electric Utility | AK | 1 | 2 | Petroleum Liquids | DFO | IC | 8 | 1979 |  |  | (OP) Operating
17271 | City & Borough of Sitka - (AK) | 6801 | Jarvis Street | Electric Utility | AK | 2 | 2.8 | Petroleum Liquids | DFO | IC | 8 | 1979 |  |  | (OP) Operating
17271 | City & Borough of Sitka - (AK) | 6801 | Jarvis Street | Electric Utility | AK | 3 | 2.8 | Petroleum Liquids | DFO | IC | 8 | 1979 |  |  | (OP) Operating
17271 | City & Borough of Sitka - (AK) | 6801 | Jarvis Street | Electric Utility | AK | 4 | 4 | Petroleum Liquids | DFO | IC | 7 | 2002 |  |  | (OP) Operating
17271 | City & Borough of Sitka - (AK) | 6801 | Jarvis Street | Electric Utility | AK | 5 | 13.5 | Petroleum Liquids | DFO | IC | 8 | 2014 |  |  | (OP) Operating
1692 | Big Rivers Electric Corp | 6823 | D B Wilson | Electric Utility | KY | 1 | 417 | Conventional Steam Coal | BIT | ST | 9 | 1984 |  |  | (OP) Operating
7570 | Great River Energy | 6824 | St Bonifacius | Electric Utility | MN | 1 | 60.5 | Petroleum Liquids | DFO | GT | 6 | 1978 |  |  | (OP) Operating
9011 | City of Hugoton - (KS) | 7011 | Hugoton 2 | Electric Utility | KS | 10 | 4 | Petroleum Liquids | DFO | IC | 9 | 1983 |  |  | (OP) Operating
9011 | City of Hugoton - (KS) | 7011 | Hugoton 2 | Electric Utility | KS | 11 | 2.2 | Petroleum Liquids | DFO | IC | 6 | 1997 |  |  | (OP) Operating
9011 | City of Hugoton - (KS) | 7011 | Hugoton 2 | Electric Utility | KS | 12 | 2.8 | Petroleum Liquids | DFO | IC | 4 | 1997 |  |  | (OP) Operating
9011 | City of Hugoton - (KS) | 7011 | Hugoton 2 | Electric Utility | KS | 13 | 0.5 | Natural Gas Internal Combustion Engine | NG | IC | 3 | 1998 |  |  | (OP) Operating
9011 | City of Hugoton - (KS) | 7011 | Hugoton 2 | Electric Utility | KS | 7 | 2 | Petroleum Liquids | DFO | IC | 1 | 1964 |  |  | (OP) Operating
9011 | City of Hugoton - (KS) | 7011 | Hugoton 2 | Electric Utility | KS | 8 | 1.8 | Petroleum Liquids | DFO | IC | 1 | 1971 |  |  | (OP) Operating
9011 | City of Hugoton - (KS) | 7011 | Hugoton 2 | Electric Utility | KS | 9A | 4 | Petroleum Liquids | DFO | IC | 8 | 1994 |  |  | (OP) Operating
9187 | City of Idaho Falls - (ID) | 7012 | Lower No 1 | Electric Utility | ID | 2 | 8 | Conventional Hydroelectric | WAT | HY | 4 | 1982 |  |  | (OP) Operating
20813 | City of Winfield - (KS) | 7013 | East 12th Street | Electric Utility | KS | 4 | 25.8 | Natural Gas Steam Turbine | NG | ST | 6 | 1970 |  |  | (OP) Operating
20813 | City of Winfield - (KS) | 7013 | East 12th Street | Electric Utility | KS | 5 | 1.6 | Petroleum Liquids | DFO | IC | 6 | 2002 |  |  | (SB) Standby/Backup: available for service but not normally used
13037 | City of Mt Pleasant - (UT) | 7015 | Unit 4 | Electric Utility | UT | 1 | 1.1 | Conventional Hydroelectric | WAT | HY | 6 | 1993 |  |  | (OP) Operating
3355 | City of Chanute | 7018 | Chanute 3 | Electric Utility | KS | 10 | 6.9 | Natural Gas Internal Combustion Engine | NG | IC | 8 | 1986 |  |  | (OP) Operating
3355 | City of Chanute | 7018 | Chanute 3 | Electric Utility | KS | 11 | 6.9 | Natural Gas Internal Combustion Engine | NG | IC | 8 | 1986 |  |  | (OP) Operating
3355 | City of Chanute | 7018 | Chanute 3 | Electric Utility | KS | 12 | 5.5 | Petroleum Liquids | DFO | IC | 11 | 1991 |  |  | (OP) Operating
3355 | City of Chanute | 7018 | Chanute 3 | Electric Utility | KS | 13 | 5.9 | Petroleum Liquids | DFO | IC | 11 | 1991 |  |  | (OP) Operating
3355 | City of Chanute | 7018 | Chanute 3 | Electric Utility | KS | 9 | 6.9 | Natural Gas Internal Combustion Engine | NG | IC | 10 | 1985 |  |  | (OP) Operating
17845 | City of Springville - (UT) | 7028 | Whitehead | Electric Utility | UT | K1 | 5.9 | Natural Gas Internal Combustion Engine | NG | IC | 10 | 1986 |  |  | (OP) Operating
17845 | City of Springville - (UT) | 7028 | Whitehead | Electric Utility | UT | K2 | 6 | Natural Gas Internal Combustion Engine | NG | IC | 8 | 1986 |  |  | (OP) Operating
17845 | City of Springville - (UT) | 7028 | Whitehead | Electric Utility | UT | K3 | 5.9 | Natural Gas Internal Combustion Engine | NG | IC | 2 | 2000 |  |  | (OP) Operating
17845 | City of Springville - (UT) | 7028 | Whitehead | Electric Utility | UT | K4 | 4 | Natural Gas Internal Combustion Engine | NG | IC | 12 | 2002 |  |  | (OP) Operating
56598 | Major Oak Power, LLC | 7030 | Twin Oaks Power One | IPP Non-CHP | TX | 1 | 152 | Conventional Steam Coal | LIG | ST | 9 | 1990 |  |  | (OP) Operating
56598 | Major Oak Power, LLC | 7030 | Twin Oaks Power One | IPP Non-CHP | TX | 2 | 153 | Conventional Steam Coal | LIG | ST | 10 | 1991 |  |  | (OP) Operating
19876 | Virginia Electric & Power Co | 7032 | Gravel Neck | Electric Utility | VA | 1 | 12 | Petroleum Liquids | DFO | GT | 8 | 1970 |  |  | (OP) Operating
19876 | Virginia Electric & Power Co | 7032 | Gravel Neck | Electric Utility | VA | 2 | 16 | Petroleum Liquids | DFO | GT | 12 | 1970 |  |  | (OP) Operating
19876 | Virginia Electric & Power Co | 7032 | Gravel Neck | Electric Utility | VA | 3 | 85 | Natural Gas Fired Combustion Turbine | NG | GT | 10 | 1989 |  |  | (OP) Operating
19876 | Virginia Electric & Power Co | 7032 | Gravel Neck | Electric Utility | VA | 4 | 85 | Natural Gas Fired Combustion Turbine | NG | GT | 7 | 1989 |  |  | (OP) Operating
19876 | Virginia Electric & Power Co | 7032 | Gravel Neck | Electric Utility | VA | 5 | 85 | Natural Gas Fired Combustion Turbine | NG | GT | 7 | 1989 |  |  | (OP) Operating
19876 | Virginia Electric & Power Co | 7032 | Gravel Neck | Electric Utility | VA | 6 | 85 | Natural Gas Fired Combustion Turbine | NG | GT | 11 | 1989 |  |  | (OP) Operating
11135 | City of Logan - (UT) | 7034 | Hydro II | Electric Utility | UT | 1 | 3.1 | Conventional Hydroelectric | WAT | HY | 3 | 1986 |  |  | (OP) Operating
11135 | City of Logan - (UT) | 7034 | Hydro II | Electric Utility | UT | 2 | 3.1 | Conventional Hydroelectric | WAT | HY | 5 | 1986 |  |  | (OP) Operating
13902 | NorthWestern Energy | 7039 | Lake (WY) | Electric Utility | WY | 1 | 2.7 | Petroleum Liquids | DFO | IC | 9 | 1967 |  |  | (SB) Standby/Backup: available for service but not normally used
807 | Arkansas Electric Coop Corp | 7040 | Ellis Hydro | Electric Utility | AR | 1 | 5 | Conventional Hydroelectric | WAT | HY | 12 | 1988 |  |  | (OP) Operating
807 | Arkansas Electric Coop Corp | 7040 | Ellis Hydro | Electric Utility | AR | 2 | 6 | Conventional Hydroelectric | WAT | HY | 12 | 1988 |  |  | (OP) Operating
807 | Arkansas Electric Coop Corp | 7040 | Ellis Hydro | Electric Utility | AR | 3 | 6 | Conventional Hydroelectric | WAT | HY | 12 | 1988 |  |  | (OP) Operating
40215 | Cordova Electric Coop, Inc | 7042 | Humpback Creek | Electric Utility | AK | 1 | 0.4 | Conventional Hydroelectric | WAT | HY | 6 | 1991 |  |  | (OA) Out of service but expected to return to service in next calendar year
40215 | Cordova Electric Coop, Inc | 7042 | Humpback Creek | Electric Utility | AK | 2 | 0.4 | Conventional Hydroelectric | WAT | HY | 6 | 1991 |  |  | (OP) Operating
40215 | Cordova Electric Coop, Inc | 7042 | Humpback Creek | Electric Utility | AK | 3 | 0.2 | Conventional Hydroelectric | WAT | HY | 6 | 1991 |  |  | (OP) Operating
39006 | Brookfield White Pine Hydro LLC | 7044 | Bates Mill Upper | IPP Non-CHP | ME | BU1 | 0.9 | Conventional Hydroelectric | WAT | HY | 2 | 1986 |  |  | (OP) Operating
39006 | Brookfield White Pine Hydro LLC | 7044 | Bates Mill Upper | IPP Non-CHP | ME | BU2 | 0.9 | Conventional Hydroelectric | WAT | HY | 2 | 1986 |  |  | (OP) Operating
39006 | Brookfield White Pine Hydro LLC | 7044 | Bates Mill Upper | IPP Non-CHP | ME | BU3 | 0.9 | Conventional Hydroelectric | WAT | HY | 2 | 1986 |  |  | (OP) Operating
39006 | Brookfield White Pine Hydro LLC | 7048 | Hill Mill | IPP Non-CHP | ME | HM1 | 0.3 | Conventional Hydroelectric | WAT | HY | 2 | 1986 |  |  | (OP) Operating
39006 | Brookfield White Pine Hydro LLC | 7048 | Hill Mill | IPP Non-CHP | ME | HM2 | 0.3 | Conventional Hydroelectric | WAT | HY | 2 | 1986 |  |  | (OP) Operating
39006 | Brookfield White Pine Hydro LLC | 7048 | Hill Mill | IPP Non-CHP | ME | HM3 | 0.3 | Conventional Hydroelectric | WAT | HY | 2 | 1986 |  |  | (OP) Operating
39006 | Brookfield White Pine Hydro LLC | 7048 | Hill Mill | IPP Non-CHP | ME | HM4 | 0.3 | Conventional Hydroelectric | WAT | HY | 2 | 1986 |  |  | (OP) Operating
39006 | Brookfield White Pine Hydro LLC | 7048 | Hill Mill | IPP Non-CHP | ME | HM5 | 0.3 | Conventional Hydroelectric | WAT | HY | 2 | 1986 |  |  | (OP) Operating
39006 | Brookfield White Pine Hydro LLC | 7048 | Hill Mill | IPP Non-CHP | ME | HM6 | 0.3 | Conventional Hydroelectric | WAT | HY | 2 | 1986 |  |  | (OP) Operating
20151 | Washington Electric Coop - (VT) | 7051 | Wrightsville Hydro Plant | Electric Utility | VT | 1 | 0.1 | Conventional Hydroelectric | WAT | HY | 9 | 1985 |  |  | (OP) Operating
20151 | Washington Electric Coop - (VT) | 7051 | Wrightsville Hydro Plant | Electric Utility | VT | 2 | 0.2 | Conventional Hydroelectric | WAT | HY | 9 | 1985 |  |  | (OP) Operating
20151 | Washington Electric Coop - (VT) | 7051 | Wrightsville Hydro Plant | Electric Utility | VT | 3 | 0.4 | Conventional Hydroelectric | WAT | HY | 9 | 1985 |  |  | (OP) Operating
7601 | Green Mountain Power Corp | 7056 | Bolton Falls | Electric Utility | VT | 1 | 3.9 | Conventional Hydroelectric | WAT | HY | 11 | 1986 |  |  | (OP) Operating
7601 | Green Mountain Power Corp | 7056 | Bolton Falls | Electric Utility | VT | 2 | 3.9 | Conventional Hydroelectric | WAT | HY | 11 | 1986 |  |  | (OP) Operating
4715 | Dahlberg Light & Power Co | 7058 | Solon Diesel | Electric Utility | WI | 1 | 0.8 | Petroleum Liquids | DFO | IC | 1 | 1988 |  |  | (SB) Standby/Backup: available for service but not normally used
4715 | Dahlberg Light & Power Co | 7058 | Solon Diesel | Electric Utility | WI | 2 | 0.8 | Petroleum Liquids | DFO | IC | 2 | 1988 |  |  | (SB) Standby/Backup: available for service but not normally used
4715 | Dahlberg Light & Power Co | 7058 | Solon Diesel | Electric Utility | WI | 3 | 0.8 | Petroleum Liquids | DFO | IC | 4 | 1989 |  |  | (SB) Standby/Backup: available for service but not normally used
4715 | Dahlberg Light & Power Co | 7058 | Solon Diesel | Electric Utility | WI | 4 | 0.8 | Petroleum Liquids | DFO | IC | 4 | 1989 |  |  | (SB) Standby/Backup: available for service but not normally used
4715 | Dahlberg Light & Power Co | 7058 | Solon Diesel | Electric Utility | WI | 5 | 0.8 | Petroleum Liquids | DFO | IC | 4 | 1989 |  |  | (SB) Standby/Backup: available for service but not normally used
4715 | Dahlberg Light & Power Co | 7058 | Solon Diesel | Electric Utility | WI | 6 | 0.8 | Petroleum Liquids | DFO | IC | 12 | 1995 |  |  | (SB) Standby/Backup: available for service but not normally used
4715 | Dahlberg Light & Power Co | 7058 | Solon Diesel | Electric Utility | WI | 7 | 0.8 | Petroleum Liquids | DFO | IC | 12 | 1995 |  |  | (SB) Standby/Backup: available for service but not normally used
4715 | Dahlberg Light & Power Co | 7058 | Solon Diesel | Electric Utility | WI | 8 | 0.8 | Petroleum Liquids | DFO | IC | 12 | 1995 |  |  | (SB) Standby/Backup: available for service but not normally used
17141 | City of Sibley - (IA) | 7060 | Sibley No Two | Electric Utility | IA | 4 | 1 | Petroleum Liquids | DFO | IC | 12 | 1987 |  |  | (OP) Operating
189 | PowerSouth Energy Cooperative | 7063 | McIntosh (AL) | Electric Utility | AL | 1 | 110 | Natural Gas with Compressed Air Storage | NG | CE | 6 | 1991 |  |  | (OP) Operating
189 | PowerSouth Energy Cooperative | 7063 | McIntosh (AL) | Electric Utility | AL | 2 | 114 | Natural Gas Fired Combustion Turbine | NG | GT | 6 | 1998 |  |  | (OP) Operating
189 | PowerSouth Energy Cooperative | 7063 | McIntosh (AL) | Electric Utility | AL | 3 | 114 | Natural Gas Fired Combustion Turbine | NG | GT | 6 | 1998 |  |  | (OP) Operating
189 | PowerSouth Energy Cooperative | 7063 | McIntosh (AL) | Electric Utility | AL | 4 | 175 | Natural Gas Fired Combustion Turbine | NG | GT | 12 | 2010 |  |  | (OP) Operating
189 | PowerSouth Energy Cooperative | 7063 | McIntosh (AL) | Electric Utility | AL | 5 | 175 | Natural Gas Fired Combustion Turbine | NG | GT | 12 | 2010 |  |  | (OP) Operating
2518 | U S Bureau of Reclamation | 7066 | Stampede | Electric Utility | CA | 1 | 3 | Conventional Hydroelectric | WAT | HY | 1 | 1988 |  |  | (OP) Operating
2518 | U S Bureau of Reclamation | 7066 | Stampede | Electric Utility | CA | 2 | 0.6 | Conventional Hydroelectric | WAT | HY | 1 | 1988 |  |  | (OP) Operating
3255 | California Dept. of Water Resources | 7072 | Mojave Siphon | Electric Utility | CA | 1 | 10.8 | Conventional Hydroelectric | WAT | HY | 8 | 1996 |  |  | (OP) Operating
3255 | California Dept. of Water Resources | 7072 | Mojave Siphon | Electric Utility | CA | 2 | 10.8 | Conventional Hydroelectric | WAT | HY | 8 | 1996 |  |  | (OP) Operating
3255 | California Dept. of Water Resources | 7072 | Mojave Siphon | Electric Utility | CA | 3 | 10.8 | Conventional Hydroelectric | WAT | HY | 8 | 1996 |  |  | (OP) Operating
9191 | Idaho Power Co | 7079 | Upper Salmon B | Electric Utility | ID | 1 | 8.8 | Conventional Hydroelectric | WAT | HY | 9 | 1947 |  |  | (OP) Operating
9191 | Idaho Power Co | 7079 | Upper Salmon B | Electric Utility | ID | 2 | 8.4 | Conventional Hydroelectric | WAT | HY | 9 | 1947 |  |  | (OP) Operating
17874 | City of St George | 7080 | St George Red Rock | Electric Utility | UT | 1 | 7 | Petroleum Liquids | DFO | IC | 5 | 1987 |  |  | (SB) Standby/Backup: available for service but not normally used
17874 | City of St George | 7080 | St George Red Rock | Electric Utility | UT | 2 | 7 | Petroleum Liquids | DFO | IC | 5 | 1987 |  |  | (SB) Standby/Backup: available for service but not normally used
13407 | Nevada Power Co | 7082 | Harry Allen | Electric Utility | NV | 5 | 151.6 | Natural Gas Fired Combined Cycle | NG | CT | 5 | 2011 |  |  | (OP) Operating
13407 | Nevada Power Co | 7082 | Harry Allen | Electric Utility | NV | 6 | 151.6 | Natural Gas Fired Combined Cycle | NG | CT | 5 | 2011 |  |  | (OP) Operating
13407 | Nevada Power Co | 7082 | Harry Allen | Electric Utility | NV | 7 | 206.8 | Natural Gas Fired Combined Cycle | NG | CA | 5 | 2011 |  |  | (OP) Operating
13407 | Nevada Power Co | 7082 | Harry Allen | Electric Utility | NV | GT1 | 72 | Natural Gas Fired Combustion Turbine | NG | GT | 5 | 1995 |  |  | (OP) Operating
13407 | Nevada Power Co | 7082 | Harry Allen | Electric Utility | NV | GT4 | 72 | Natural Gas Fired Combustion Turbine | NG | GT | 4 | 2006 |  |  | (OP) Operating
16604 | City of San Antonio - (TX) | 7097 | J K Spruce | Electric Utility | TX | 1 | 563 | Conventional Steam Coal | SUB | ST | 12 | 1992 |  |  | (OP) Operating
16604 | City of San Antonio - (TX) | 7097 | J K Spruce | Electric Utility | TX | 2 | 785 | Conventional Steam Coal | SUB | ST | 5 | 2010 |  |  | (OP) Operating
8366 | Heber Light & Power Company | 7111 | Heber City | Electric Utility | UT | 1 | 1.4 | Natural Gas Internal Combustion Engine | NG | IC | 3 | 2004 |  |  | (OP) Operating
8366 | Heber Light & Power Company | 7111 | Heber City | Electric Utility | UT | 2 | 1.4 | Natural Gas Internal Combustion Engine | NG | IC | 3 | 2004 |  |  | (OP) Operating
8366 | Heber Light & Power Company | 7111 | Heber City | Electric Utility | UT | 4 | 1.9 | Natural Gas Internal Combustion Engine | NG | IC | 7 | 2003 |  |  | (OP) Operating
8366 | Heber Light & Power Company | 7111 | Heber City | Electric Utility | UT | NA10 | 1.9 | Natural Gas Internal Combustion Engine | NG | IC | 7 | 2002 |  |  | (OP) Operating
8366 | Heber Light & Power Company | 7111 | Heber City | Electric Utility | UT | NA5 | 0.7 | Natural Gas Internal Combustion Engine | NG | IC | 12 | 1990 |  |  | (OP) Operating
8366 | Heber Light & Power Company | 7111 | Heber City | Electric Utility | UT | NA6 | 0.7 | Natural Gas Internal Combustion Engine | NG | IC | 7 | 2001 |  |  | (OP) Operating
8366 | Heber Light & Power Company | 7111 | Heber City | Electric Utility | UT | NA9 | 1.9 | Natural Gas Internal Combustion Engine | NG | IC | 5 | 2003 |  |  | (OP) Operating
12385 | Metlakatla Power & Light | 7112 | Centennial | Electric Utility | AK | IC6 | 3.3 | Petroleum Liquids | DFO | IC | 4 | 1987 |  |  | (OP) Operating
14624 | PUD No 2 of Grant County | 7113 | PEC Headworks | Electric Utility | WA | 1 | 6.6 | Conventional Hydroelectric | WAT | HY | 9 | 1990 |  |  | (OP) Operating
19578 | Upper Peninsula Power Co | 7115 | Hoist | Electric Utility | MI | 2 | 0.8 | Conventional Hydroelectric | WAT | HY | 2 | 1988 |  |  | (OP) Operating
19578 | Upper Peninsula Power Co | 7115 | Hoist | Electric Utility | MI | 3 | 1.2 | Conventional Hydroelectric | WAT | HY | 2 | 1988 |  |  | (OP) Operating
19578 | Upper Peninsula Power Co | 7116 | McClure Dam | Electric Utility | MI | 1 | 2.9 | Conventional Hydroelectric | WAT | HY | 2 | 1988 |  |  | (OP) Operating
19578 | Upper Peninsula Power Co | 7116 | McClure Dam | Electric Utility | MI | 2 | 2.9 | Conventional Hydroelectric | WAT | HY | 2 | 1988 |  |  | (OP) Operating
58149 | Renewable World Energies LLC | 7118 | Cataract (MI) | IPP Non-CHP | MI | 1 | 0.6 | Conventional Hydroelectric | WAT | HY | 2 | 1988 |  |  | (OP) Operating
19578 | Upper Peninsula Power Co | 7119 | Gladstone | Electric Utility | MI | 1 | 17 | Petroleum Liquids | DFO | GT | 11 | 1975 |  |  | (OP) Operating
5416 | Duke Energy Carolinas, LLC | 7125 | Bad Creek | Electric Utility | SC | 1 | 340 | Hydroelectric Pumped Storage | WAT | PS | 5 | 1991 |  |  | (OP) Operating
5416 | Duke Energy Carolinas, LLC | 7125 | Bad Creek | Electric Utility | SC | 2 | 340 | Hydroelectric Pumped Storage | WAT | PS | 5 | 1991 |  |  | (OP) Operating
5416 | Duke Energy Carolinas, LLC | 7125 | Bad Creek | Electric Utility | SC | 3 | 340 | Hydroelectric Pumped Storage | WAT | PS | 9 | 1991 |  |  | (OP) Operating
5416 | Duke Energy Carolinas, LLC | 7125 | Bad Creek | Electric Utility | SC | 4 | 340 | Hydroelectric Pumped Storage | WAT | PS | 9 | 1991 |  |  | (OP) Operating
18429 | City of Tacoma - (WA) | 7127 | Wynoochee | Electric Utility | WA | 1 | 15.5 | Conventional Hydroelectric | WAT | HY | 1 | 1994 |  |  | (OP) Operating
332 | Allegheny Electric Coop Inc | 7128 | William F Matson Generating Station | Electric Utility | PA | 1 | 2.4 | Conventional Hydroelectric | WAT | HY | 6 | 1988 |  |  | (OP) Operating
332 | Allegheny Electric Coop Inc | 7128 | William F Matson Generating Station | Electric Utility | PA | 2 | 6 | Conventional Hydroelectric | WAT | HY | 6 | 1988 |  |  | (OP) Operating
3255 | California Dept. of Water Resources | 7129 | Thermalito Diverson Dam | Electric Utility | CA | TD1 | 3 | Conventional Hydroelectric | WAT | HY | 7 | 1987 |  |  | (OP) Operating
8287 | Hawaii Electric Light Co Inc | 7130 | Puna | Electric Utility | HI | 1 | 14 | Petroleum Liquids | RFO | ST | 8 | 1988 |  |  | (OP) Operating
8287 | Hawaii Electric Light Co Inc | 7130 | Puna | Electric Utility | HI | 3 | 20 | Petroleum Liquids | DFO | GT | 8 | 1992 |  |  | (OP) Operating
11292 | City of Lubbock - (TX) | 7131 | Brandon Station | Electric Utility | TX | 1 | 20 | Natural Gas Fired Combustion Turbine | NG | GT | 7 | 1990 |  |  | (OP) Operating
2010 | City of Bountiful | 7132 | Pine View Dam | Electric Utility | UT | NA1 | 1.8 | Conventional Hydroelectric | WAT | HY | 6 | 1991 |  |  | (OP) Operating
807 | Arkansas Electric Coop Corp | 7135 | Whillock | Electric Utility | AR | 1 | 6 | Conventional Hydroelectric | WAT | HY | 10 | 1993 |  |  | (OP) Operating
807 | Arkansas Electric Coop Corp | 7135 | Whillock | Electric Utility | AR | 2 | 6 | Conventional Hydroelectric | WAT | HY | 10 | 1993 |  |  | (OP) Operating
807 | Arkansas Electric Coop Corp | 7135 | Whillock | Electric Utility | AR | 3 | 5 | Conventional Hydroelectric | WAT | HY | 10 | 1993 |  |  | (OP) Operating
9417 | Interstate Power and Light Co | 7137 | Grinnell | Electric Utility | IA | 1 | 24 | Natural Gas Fired Combustion Turbine | NG | GT | 8 | 1990 | 12 | 2017 | (OP) Operating
9417 | Interstate Power and Light Co | 7137 | Grinnell | Electric Utility | IA | 2 | 20.4 | Natural Gas Fired Combustion Turbine | NG | GT | 6 | 1991 | 12 | 2017 | (OP) Operating
50168 | Maxim Power (USA) Inc | 7138 | Forked River | IPP Non-CHP | NJ | 1 | 34 | Natural Gas Fired Combustion Turbine | NG | GT | 6 | 1989 |  |  | (OP) Operating
50168 | Maxim Power (USA) Inc | 7138 | Forked River | IPP Non-CHP | NJ | 2 | 31 | Natural Gas Fired Combustion Turbine | NG | GT | 7 | 1989 |  |  | (OP) Operating
12341 | MidAmerican Energy Co | 7145 | Pleasant Hill | Electric Utility | IA | 1 | 38 | Natural Gas Fired Combustion Turbine | NG | GT | 6 | 1990 |  |  | (OP) Operating
12341 | MidAmerican Energy Co | 7145 | Pleasant Hill | Electric Utility | IA | 2 | 37.8 | Natural Gas Fired Combustion Turbine | NG | GT | 6 | 1990 |  |  | (OP) Operating
12341 | MidAmerican Energy Co | 7145 | Pleasant Hill | Electric Utility | IA | 3 | 84.2 | Natural Gas Fired Combustion Turbine | NG | GT | 6 | 1994 |  |  | (OP) Operating
56505 | National Grid Generation LLC | 7146 | Wading River | Electric Utility | NY | 02 | 76.6 | Petroleum Liquids | DFO | GT | 8 | 1989 |  |  | (OP) Operating
56505 | National Grid Generation LLC | 7146 | Wading River | Electric Utility | NY | 03 | 73.3 | Petroleum Liquids | DFO | GT | 8 | 1989 |  |  | (OP) Operating
56505 | National Grid Generation LLC | 7146 | Wading River | Electric Utility | NY | 1 | 78.8 | Petroleum Liquids | DFO | GT | 8 | 1989 |  |  | (OP) Operating
17609 | Southern California Edison Co | 7147 | Mill Creek 3 | Electric Utility | CA | 3 | 1 | Conventional Hydroelectric | WAT | HY | 3 | 1903 |  |  | (OP) Operating
17609 | Southern California Edison Co | 7147 | Mill Creek 3 | Electric Utility | CA | 4 | 1 | Conventional Hydroelectric | WAT | HY | 10 | 1904 |  |  | (OP) Operating
17609 | Southern California Edison Co | 7147 | Mill Creek 3 | Electric Utility | CA | 5 | 1 | Conventional Hydroelectric | WAT | HY | 3 | 1904 |  |  | (OP) Operating
16655 | City of Santa Clara - (CA) | 7151 | Stony Gorge | Electric Utility | CA | 1 | 2.5 | Conventional Hydroelectric | WAT | HY | 4 | 1986 |  |  | (OP) Operating
16655 | City of Santa Clara - (CA) | 7151 | Stony Gorge | Electric Utility | CA | 2 | 2.5 | Conventional Hydroelectric | WAT | HY | 4 | 1986 |  |  | (OP) Operating
56609 | Calpine Mid-Atlantic Generation LLC | 7153 | Hay Road | IPP Non-CHP | DE | HR1 | 126 | Natural Gas Fired Combined Cycle | NG | CT | 7 | 1989 |  |  | (OP) Operating
56609 | Calpine Mid-Atlantic Generation LLC | 7153 | Hay Road | IPP Non-CHP | DE | HR2 | 126 | Natural Gas Fired Combined Cycle | NG | CT | 5 | 1989 |  |  | (OP) Operating
56609 | Calpine Mid-Atlantic Generation LLC | 7153 | Hay Road | IPP Non-CHP | DE | HR3 | 126 | Natural Gas Fired Combined Cycle | NG | CT | 5 | 1991 |  |  | (OP) Operating
56609 | Calpine Mid-Atlantic Generation LLC | 7153 | Hay Road | IPP Non-CHP | DE | HR4 | 187 | Natural Gas Fired Combined Cycle | NG | CA | 5 | 1993 |  |  | (OP) Operating
56609 | Calpine Mid-Atlantic Generation LLC | 7153 | Hay Road | IPP Non-CHP | DE | HR5 | 128 | Natural Gas Fired Combined Cycle | NG | CT | 6 | 2001 |  |  | (OP) Operating
56609 | Calpine Mid-Atlantic Generation LLC | 7153 | Hay Road | IPP Non-CHP | DE | HR6 | 128 | Natural Gas Fired Combined Cycle | NG | CT | 7 | 2001 |  |  | (OP) Operating
56609 | Calpine Mid-Atlantic Generation LLC | 7153 | Hay Road | IPP Non-CHP | DE | HR7 | 128 | Natural Gas Fired Combined Cycle | NG | CT | 7 | 2001 |  |  | (OP) Operating
56609 | Calpine Mid-Atlantic Generation LLC | 7153 | Hay Road | IPP Non-CHP | DE | HR8 | 187 | Natural Gas Fired Combined Cycle | NG | CA | 7 | 2002 |  |  | (OP) Operating
9417 | Interstate Power and Light Co | 7155 | Lime Creek | Electric Utility | IA | 1 | 35.6 | Petroleum Liquids | DFO | GT | 5 | 1991 |  |  | (OP) Operating
9417 | Interstate Power and Light Co | 7155 | Lime Creek | Electric Utility | IA | 2 | 35.7 | Petroleum Liquids | DFO | GT | 5 | 1991 |  |  | (OP) Operating
55729 | Duke Energy Kentucky Inc | 7158 | Woodsdale | Electric Utility | OH | GT1 | 77 | Natural Gas Fired Combustion Turbine | NG | GT | 5 | 1993 |  |  | (OP) Operating
55729 | Duke Energy Kentucky Inc | 7158 | Woodsdale | Electric Utility | OH | GT2 | 77 | Natural Gas Fired Combustion Turbine | NG | GT | 7 | 1992 |  |  | (OP) Operating
55729 | Duke Energy Kentucky Inc | 7158 | Woodsdale | Electric Utility | OH | GT3 | 77 | Natural Gas Fired Combustion Turbine | NG | GT | 5 | 1992 |  |  | (OP) Operating
55729 | Duke Energy Kentucky Inc | 7158 | Woodsdale | Electric Utility | OH | GT4 | 77 | Natural Gas Fired Combustion Turbine | NG | GT | 7 | 1992 |  |  | (OP) Operating
55729 | Duke Energy Kentucky Inc | 7158 | Woodsdale | Electric Utility | OH | GT5 | 77 | Natural Gas Fired Combustion Turbine | NG | GT | 5 | 1992 |  |  | (OP) Operating
55729 | Duke Energy Kentucky Inc | 7158 | Woodsdale | Electric Utility | OH | GT6 | 77 | Natural Gas Fired Combustion Turbine | NG | GT | 5 | 1992 |  |  | (OP) Operating
20847 | Wisconsin Electric Power Co | 7159 | Concord | Electric Utility | WI | 1 | 88 | Natural Gas Fired Combustion Turbine | NG | GT | 7 | 1993 |  |  | (OP) Operating
20847 | Wisconsin Electric Power Co | 7159 | Concord | Electric Utility | WI | 2 | 88 | Natural Gas Fired Combustion Turbine | NG | GT | 7 | 1993 |  |  | (OP) Operating
20847 | Wisconsin Electric Power Co | 7159 | Concord | Electric Utility | WI | 3 | 88 | Natural Gas Fired Combustion Turbine | NG | GT | 5 | 1994 |  |  | (OP) Operating
20847 | Wisconsin Electric Power Co | 7159 | Concord | Electric Utility | WI | 4 | 88 | Natural Gas Fired Combustion Turbine | NG | GT | 5 | 1994 |  |  | (OP) Operating
2850 | Central Arizona Water Conservation Dist | 7164 | Waddell | Electric Utility | AZ | PG3 | 10 | Hydroelectric Pumped Storage | WAT | PS | 4 | 1993 |  |  | (OP) Operating
2850 | Central Arizona Water Conservation Dist | 7164 | Waddell | Electric Utility | AZ | PG6 | 10 | Hydroelectric Pumped Storage | WAT | PS | 8 | 1993 |  |  | (OP) Operating
2850 | Central Arizona Water Conservation Dist | 7164 | Waddell | Electric Utility | AZ | PG7 | 10 | Hydroelectric Pumped Storage | WAT | PS | 6 | 1993 |  |  | (OP) Operating
2850 | Central Arizona Water Conservation Dist | 7164 | Waddell | Electric Utility | AZ | PS1 | 10 | Hydroelectric Pumped Storage | WAT | PS | 10 | 1993 |  |  | (OP) Operating
13718 | City of North Little Rock - (AR) | 7166 | Murray | Electric Utility | AR | 1 | 21.2 | Conventional Hydroelectric | WAT | HY | 10 | 1988 |  |  | (OP) Operating
13718 | City of North Little Rock - (AR) | 7166 | Murray | Electric Utility | AR | 2 | 21.2 | Conventional Hydroelectric | WAT | HY | 10 | 1988 |  |  | (OP) Operating
12385 | Metlakatla Power & Light | 7168 | Chester Lake | Electric Utility | AK | 1 | 1 | Conventional Hydroelectric | WAT | HY | 1 | 1988 |  |  | (OP) Operating
219 | Alaska Power and Telephone Co | 7169 | Northway | Electric Utility | AK | 1A | 0.3 | Petroleum Liquids | DFO | IC | 12 | 1997 |  |  | (OP) Operating
219 | Alaska Power and Telephone Co | 7169 | Northway | Electric Utility | AK | 2A | 0.2 | Petroleum Liquids | DFO | IC | 12 | 1997 |  |  | (OP) Operating
219 | Alaska Power and Telephone Co | 7169 | Northway | Electric Utility | AK | 5 | 0.4 | Petroleum Liquids | DFO | IC | 9 | 2007 |  |  | (OP) Operating
1276 | Barrow Utils & Elec Coop, Inc | 7173 | Barrow | Electric Utility | AK | 10 | 1.5 | Natural Gas Internal Combustion Engine | NG | IC | 11 | 1994 |  |  | (OP) Operating
1276 | Barrow Utils & Elec Coop, Inc | 7173 | Barrow | Electric Utility | AK | 11 | 4.8 | Natural Gas Fired Combustion Turbine | NG | GT | 11 | 1996 |  |  | (OP) Operating
1276 | Barrow Utils & Elec Coop, Inc | 7173 | Barrow | Electric Utility | AK | 12 | 5 | Natural Gas Fired Combustion Turbine | NG | GT | 6 | 2001 |  |  | (OP) Operating
1276 | Barrow Utils & Elec Coop, Inc | 7173 | Barrow | Electric Utility | AK | 6 | 2.5 | Natural Gas Fired Combustion Turbine | NG | GT | 2 | 1977 |  |  | (OP) Operating
1276 | Barrow Utils & Elec Coop, Inc | 7173 | Barrow | Electric Utility | AK | 7 | 2.5 | Natural Gas Fired Combustion Turbine | NG | GT | 12 | 1980 |  |  | (OP) Operating
1276 | Barrow Utils & Elec Coop, Inc | 7173 | Barrow | Electric Utility | AK | 8 | 2.5 | Natural Gas Fired Combustion Turbine | NG | GT | 10 | 1982 |  |  | (OP) Operating
1276 | Barrow Utils & Elec Coop, Inc | 7173 | Barrow | Electric Utility | AK | 9 | 1.5 | Natural Gas Internal Combustion Engine | NG | IC | 11 | 1994 |  |  | (OP) Operating
7833 | Gwitchyaa Zhee Utility Co | 7174 | Gwitchyaa Zhee | Electric Utility | AK | 1 | 0.3 | Petroleum Liquids | DFO | IC | 5 | 1987 |  |  | (OP) Operating
7833 | Gwitchyaa Zhee Utility Co | 7174 | Gwitchyaa Zhee | Electric Utility | AK | 2A | 0.3 | Petroleum Liquids | DFO | IC | 8 | 2012 |  |  | (OP) Operating
7833 | Gwitchyaa Zhee Utility Co | 7174 | Gwitchyaa Zhee | Electric Utility | AK | 4A | 0.3 | Petroleum Liquids | DFO | IC | 1 | 2011 |  |  | (OP) Operating
7833 | Gwitchyaa Zhee Utility Co | 7174 | Gwitchyaa Zhee | Electric Utility | AK | 6 | 0.4 | Petroleum Liquids | DFO | IC | 11 | 2009 |  |  | (OP) Operating
3990 | Colorado River Indian Irr Proj | 7179 | Headgate Rock | Electric Utility | AZ | 1 | 6.5 | Conventional Hydroelectric | WAT | HY | 3 | 1993 |  |  | (OP) Operating
3990 | Colorado River Indian Irr Proj | 7179 | Headgate Rock | Electric Utility | AZ | 2 | 6.5 | Conventional Hydroelectric | WAT | HY | 8 | 1993 |  |  | (OP) Operating
3990 | Colorado River Indian Irr Proj | 7179 | Headgate Rock | Electric Utility | AZ | 3 | 6.5 | Conventional Hydroelectric | WAT | HY | 7 | 1993 |  |  | (OP) Operating
4959 | Aniak Light & Power Co Inc | 7182 | Aniak | Electric Utility | AK | 1 | 0.2 | Petroleum Liquids | DFO | IC | 7 | 1988 |  |  | (OP) Operating
4959 | Aniak Light & Power Co Inc | 7182 | Aniak | Electric Utility | AK | 9 | 0.6 | Petroleum Liquids | DFO | IC | 12 | 1996 |  |  | (OP) Operating
9188 | I-N-N Electric Coop, Inc | 7183 | Newhalen | Electric Utility | AK | 5 | 0.3 | Petroleum Liquids | DFO | IC | 9 | 2012 |  |  | (OP) Operating
9188 | I-N-N Electric Coop, Inc | 7183 | Newhalen | Electric Utility | AK | 6 | 0.3 | Petroleum Liquids | DFO | IC | 9 | 2012 |  |  | (OP) Operating
9188 | I-N-N Electric Coop, Inc | 7183 | Newhalen | Electric Utility | AK | 7 | 0.3 | Petroleum Liquids | DFO | IC | 9 | 2012 |  |  | (OP) Operating
9188 | I-N-N Electric Coop, Inc | 7183 | Newhalen | Electric Utility | AK | H-1 | 0.4 | Conventional Hydroelectric | WAT | HY | 9 | 1998 |  |  | (OP) Operating
9188 | I-N-N Electric Coop, Inc | 7183 | Newhalen | Electric Utility | AK | H-2 | 0.4 | Conventional Hydroelectric | WAT | HY | 9 | 1998 |  |  | (OP) Operating
15783 | City of Redding - (CA) | 7189 | Whiskeytown | Electric Utility | CA | 1 | 2 | Conventional Hydroelectric | WAT | HY | 9 | 1986 |  |  | (OP) Operating
9191 | Idaho Power Co | 7190 | Milner Hydro | Electric Utility | ID | 1 | 47.8 | Conventional Hydroelectric | WAT | HY | 12 | 1992 |  |  | (OP) Operating
9191 | Idaho Power Co | 7190 | Milner Hydro | Electric Utility | ID | 2 | 12.5 | Conventional Hydroelectric | WAT | HY | 9 | 1992 |  |  | (OP) Operating
9191 | Idaho Power Co | 7190 | Milner Hydro | Electric Utility | ID | 3 | 0.8 | Conventional Hydroelectric | WAT | HY | 9 | 1992 |  |  | (OS) Out of service and NOT expected to return to service in next calendar year
56477 | Tallassee Shoals LLC | 7191 | Tallassee Hydro Project | IPP Non-CHP | GA | 1 | 2 | Conventional Hydroelectric | WAT | HY | 8 | 1986 |  |  | (OP) Operating
56477 | Tallassee Shoals LLC | 7191 | Tallassee Hydro Project | IPP Non-CHP | GA | 2 | 0.1 | Conventional Hydroelectric | WAT | HY | 8 | 1986 |  |  | (OP) Operating
19449 | USACE-Fort Worth District | 7200 | Robert D Willis | Electric Utility | TX | 1 | 4 | Conventional Hydroelectric | WAT | HY | 12 | 1989 |  |  | (OP) Operating
19449 | USACE-Fort Worth District | 7200 | Robert D Willis | Electric Utility | TX | 2 | 4 | Conventional Hydroelectric | WAT | HY | 12 | 1989 |  |  | (OP) Operating
20856 | Wisconsin Power & Light Co | 7203 | South Fond Du Lac | Electric Utility | WI | CT1 | 75.7 | Natural Gas Fired Combustion Turbine | NG | GT | 5 | 1993 |  |  | (OP) Operating
20856 | Wisconsin Power & Light Co | 7203 | South Fond Du Lac | Electric Utility | WI | CT2 | 75.1 | Natural Gas Fired Combustion Turbine | NG | GT | 8 | 1994 |  |  | (OP) Operating
20856 | Wisconsin Power & Light Co | 7203 | South Fond Du Lac | Electric Utility | WI | CT3 | 77.6 | Natural Gas Fired Combustion Turbine | NG | GT | 8 | 1994 |  |  | (OP) Operating
20856 | Wisconsin Power & Light Co | 7203 | South Fond Du Lac | Electric Utility | WI | CT4 | 76.9 | Natural Gas Fired Combustion Turbine | NG | GT | 6 | 1996 |  |  | (OP) Operating
17539 | South Carolina Electric&Gas Company | 7210 | Cope | Electric Utility | SC | ST1 | 415 | Conventional Steam Coal | BIT | ST | 1 | 1996 |  |  | (OP) Operating
19876 | Virginia Electric & Power Co | 7212 | Darbytown | Electric Utility | VA | 1 | 84 | Natural Gas Fired Combustion Turbine | NG | GT | 5 | 1990 |  |  | (OP) Operating
19876 | Virginia Electric & Power Co | 7212 | Darbytown | Electric Utility | VA | 2 | 84 | Natural Gas Fired Combustion Turbine | NG | GT | 5 | 1990 |  |  | (OP) Operating
19876 | Virginia Electric & Power Co | 7212 | Darbytown | Electric Utility | VA | 3 | 84 | Natural Gas Fired Combustion Turbine | NG | GT | 4 | 1990 |  |  | (OP) Operating
19876 | Virginia Electric & Power Co | 7212 | Darbytown | Electric Utility | VA | 4 | 84 | Natural Gas Fired Combustion Turbine | NG | GT | 4 | 1990 |  |  | (OP) Operating
19876 | Virginia Electric & Power Co | 7213 | Clover | Electric Utility | VA | 1 | 440 | Conventional Steam Coal | BIT | ST | 10 | 1995 |  |  | (OP) Operating
19876 | Virginia Electric & Power Co | 7213 | Clover | Electric Utility | VA | 2 | 437 | Conventional Steam Coal | BIT | ST | 3 | 1996 |  |  | (OP) Operating
16655 | City of Santa Clara - (CA) | 7229 | Black Butte | Electric Utility | CA | 1 | 6.1 | Conventional Hydroelectric | WAT | HY | 9 | 1988 |  |  | (OP) Operating
16655 | City of Santa Clara - (CA) | 7231 | Gianera | Electric Utility | CA | 1 | 30 | Natural Gas Fired Combustion Turbine | NG | GT | 6 | 1987 |  |  | (OP) Operating
16655 | City of Santa Clara - (CA) | 7231 | Gianera | Electric Utility | CA | 2 | 30 | Natural Gas Fired Combustion Turbine | NG | GT | 6 | 1986 |  |  | (OP) Operating
16655 | City of Santa Clara - (CA) | 7232 | Santa Clara Cogen | Electric Utility | CA | 1 | 3.9 | Natural Gas Fired Combustion Turbine | NG | GT | 6 | 1982 |  |  | (OP) Operating
16655 | City of Santa Clara - (CA) | 7232 | Santa Clara Cogen | Electric Utility | CA | 2 | 3.9 | Natural Gas Fired Combustion Turbine | NG | GT | 6 | 1982 |  |  | (OP) Operating
3989 | City of Colorado Springs - (CO) | 7233 | Tesla | Electric Utility | CO | 1 | 28 | Conventional Hydroelectric | WAT | HY | 4 | 1997 |  |  | (OP) Operating
13781 | Northern States Power Co - Minnesota | 7237 | Angus Anson | Electric Utility | SD | 1 | 90 | Natural Gas Fired Combustion Turbine | NG | GT | 8 | 1994 |  |  | (OP) Operating
13781 | Northern States Power Co - Minnesota | 7237 | Angus Anson | Electric Utility | SD | 2 | 90 | Natural Gas Fired Combustion Turbine | NG | GT | 8 | 1994 |  |  | (OP) Operating
13781 | Northern States Power Co - Minnesota | 7237 | Angus Anson | Electric Utility | SD | 4 | 147 | Natural Gas Fired Combustion Turbine | NG | GT | 6 | 2005 |  |  | (OP) Operating
10376 | Kissimmee Utility Authority | 7238 | Cane Island | Electric Utility | FL | 1 | 32 | Natural Gas Fired Combustion Turbine | NG | GT | 11 | 1994 |  |  | (OP) Operating
10376 | Kissimmee Utility Authority | 7238 | Cane Island | Electric Utility | FL | 2 | 69 | Natural Gas Fired Combined Cycle | NG | CT | 6 | 1995 |  |  | (OP) Operating
10376 | Kissimmee Utility Authority | 7238 | Cane Island | Electric Utility | FL | 2A | 39 | All Other | WH | CA | 6 | 1995 |  |  | (OP) Operating
10376 | Kissimmee Utility Authority | 7238 | Cane Island | Electric Utility | FL | 3 | 150 | Natural Gas Fired Combined Cycle | NG | CT | 1 | 2002 |  |  | (OP) Operating
10376 | Kissimmee Utility Authority | 7238 | Cane Island | Electric Utility | FL | 3A | 90 | All Other | WH | CA | 1 | 2002 |  |  | (OP) Operating
10376 | Kissimmee Utility Authority | 7238 | Cane Island | Electric Utility | FL | 4 | 160 | Natural Gas Fired Combined Cycle | NG | CT | 7 | 2011 |  |  | (OP) Operating
10376 | Kissimmee Utility Authority | 7238 | Cane Island | Electric Utility | FL | 4A | 130 | All Other | WH | CA | 7 | 2011 |  |  | (OP) Operating
18454 | Tampa Electric Co | 7242 | Polk | Electric Utility | FL | 1CA | 59 | Coal Integrated Gasification Combined Cycle | BIT | CA | 9 | 1996 |  |  | (OP) Operating
18454 | Tampa Electric Co | 7242 | Polk | Electric Utility | FL | 1CT | 161 | Coal Integrated Gasification Combined Cycle | SGC | CT | 9 | 1996 |  |  | (OP) Operating
18454 | Tampa Electric Co | 7242 | Polk | Electric Utility | FL | 2 | 151 | Natural Gas Fired Combustion Turbine | NG | GT | 7 | 2000 |  |  | (OP) Operating
18454 | Tampa Electric Co | 7242 | Polk | Electric Utility | FL | 3 | 151 | Natural Gas Fired Combustion Turbine | NG | GT | 4 | 2002 |  |  | (OP) Operating
18454 | Tampa Electric Co | 7242 | Polk | Electric Utility | FL | 4 | 151 | Natural Gas Fired Combustion Turbine | NG | GT | 3 | 2007 |  |  | (OP) Operating
18454 | Tampa Electric Co | 7242 | Polk | Electric Utility | FL | 5 | 151 | Natural Gas Fired Combustion Turbine | NG | GT | 4 | 2007 |  |  | (OP) Operating
807 | Arkansas Electric Coop Corp | 7246 | Dam 2 | Electric Utility | AR | 1 | 11 | Conventional Hydroelectric | WAT | HY | 6 | 1999 |  |  | (OP) Operating
807 | Arkansas Electric Coop Corp | 7246 | Dam 2 | Electric Utility | AR | 2 | 12 | Conventional Hydroelectric | WAT | HY | 10 | 1999 |  |  | (OP) Operating
807 | Arkansas Electric Coop Corp | 7246 | Dam 2 | Electric Utility | AR | 3 | 12 | Conventional Hydroelectric | WAT | HY | 8 | 1999 |  |  | (OP) Operating
12710 | Missouri Basin Muni Power Agny | 7247 | Watertown Power Plant | Electric Utility | SD | 1 | 45.8 | Petroleum Liquids | DFO | GT | 1 | 1978 |  |  | (OP) Operating
213 | Alaska Electric Light&Power Co | 7250 | Auke Bay | Electric Utility | AK | 13 | 2.8 | Petroleum Liquids | DFO | GT | 8 | 1993 |  |  | (SB) Standby/Backup: available for service but not normally used
213 | Alaska Electric Light&Power Co | 7250 | Auke Bay | Electric Utility | AK | 14 | 23 | Petroleum Liquids | DFO | GT | 12 | 1994 |  |  | (SB) Standby/Backup: available for service but not normally used
213 | Alaska Electric Light&Power Co | 7250 | Auke Bay | Electric Utility | AK | 4 | 2.5 | Petroleum Liquids | DFO | IC | 9 | 1980 |  |  | (SB) Standby/Backup: available for service but not normally used
19099 | TransAlta Centralia Gen LLC | 7259 | Skookumchuck | IPP Non-CHP | WA | 1 | 1 | Conventional Hydroelectric | WAT | HY | 9 | 1990 |  |  | (OP) Operating
11843 | Maui Electric Co Ltd | 7264 | Miki Basin | Electric Utility | HI | LL1 | 1 | Petroleum Liquids | DFO | IC | 4 | 1990 |  |  | (OP) Operating
11843 | Maui Electric Co Ltd | 7264 | Miki Basin | Electric Utility | HI | LL2 | 1 | Petroleum Liquids | DFO | IC | 4 | 1990 |  |  | (OP) Operating
11843 | Maui Electric Co Ltd | 7264 | Miki Basin | Electric Utility | HI | LL3 | 1 | Petroleum Liquids | DFO | IC | 4 | 1990 |  |  | (OP) Operating
11843 | Maui Electric Co Ltd | 7264 | Miki Basin | Electric Utility | HI | LL4 | 1 | Petroleum Liquids | DFO | IC | 4 | 1990 |  |  | (OP) Operating
11843 | Maui Electric Co Ltd | 7264 | Miki Basin | Electric Utility | HI | LL5 | 1 | Petroleum Liquids | DFO | IC | 4 | 1990 |  |  | (OP) Operating
11843 | Maui Electric Co Ltd | 7264 | Miki Basin | Electric Utility | HI | LL6 | 1 | Petroleum Liquids | DFO | IC | 4 | 1990 |  |  | (OP) Operating
11843 | Maui Electric Co Ltd | 7264 | Miki Basin | Electric Utility | HI | LL7 | 2.1 | Petroleum Liquids | DFO | IC | 10 | 1996 |  |  | (OP) Operating
11843 | Maui Electric Co Ltd | 7264 | Miki Basin | Electric Utility | HI | LL8 | 2.1 | Petroleum Liquids | DFO | IC | 10 | 1996 |  |  | (OP) Operating
12745 | Modesto Irrigation District | 7266 | Woodland | Electric Utility | CA | 2 | 37 | Natural Gas Fired Combined Cycle | NG | CA | 6 | 2003 |  |  | (OP) Operating
12745 | Modesto Irrigation District | 7266 | Woodland | Electric Utility | CA | 3 | 48 | Natural Gas Fired Combined Cycle | NG | CT | 6 | 2003 |  |  | (OP) Operating
12745 | Modesto Irrigation District | 7266 | Woodland | Electric Utility | CA | 3A | 8.2 | Natural Gas Internal Combustion Engine | NG | IC | 7 | 2011 |  |  | (OP) Operating
12745 | Modesto Irrigation District | 7266 | Woodland | Electric Utility | CA | 3B | 8.2 | Natural Gas Internal Combustion Engine | NG | IC | 7 | 2011 |  |  | (OP) Operating
12745 | Modesto Irrigation District | 7266 | Woodland | Electric Utility | CA | 3C | 8.2 | Natural Gas Internal Combustion Engine | NG | IC | 7 | 2011 |  |  | (OP) Operating
12745 | Modesto Irrigation District | 7266 | Woodland | Electric Utility | CA | 3D | 8.2 | Natural Gas Internal Combustion Engine | NG | IC | 7 | 2011 |  |  | (OP) Operating
12745 | Modesto Irrigation District | 7266 | Woodland | Electric Utility | CA | 3E | 8.2 | Natural Gas Internal Combustion Engine | NG | IC | 7 | 2011 |  |  | (OP) Operating
12745 | Modesto Irrigation District | 7266 | Woodland | Electric Utility | CA | 3F | 8.2 | Natural Gas Internal Combustion Engine | NG | IC | 7 | 2011 |  |  | (OP) Operating
12745 | Modesto Irrigation District | 7266 | Woodland | Electric Utility | CA | NA1 | 48 | Natural Gas Fired Combustion Turbine | NG | GT | 11 | 1993 |  |  | (OP) Operating
8723 | City of Holland | 7268 | 491 E 48th Street | Electric Utility | MI | 7 | 32 | Natural Gas Fired Combustion Turbine | NG | GT | 5 | 1992 |  |  | (OP) Operating
8723 | City of Holland | 7268 | 491 E 48th Street | Electric Utility | MI | 8 | 32 | Natural Gas Fired Combustion Turbine | NG | GT | 5 | 1992 |  |  | (OP) Operating
8723 | City of Holland | 7268 | 491 E 48th Street | Electric Utility | MI | 9 | 72 | Natural Gas Fired Combustion Turbine | NG | GT | 4 | 2000 |  |  | (OP) Operating
20847 | Wisconsin Electric Power Co | 7270 | Paris (WI) | Electric Utility | WI | 1 | 88 | Natural Gas Fired Combustion Turbine | NG | GT | 3 | 1995 |  |  | (OP) Operating
20847 | Wisconsin Electric Power Co | 7270 | Paris (WI) | Electric Utility | WI | 2 | 88 | Natural Gas Fired Combustion Turbine | NG | GT | 3 | 1995 |  |  | (OP) Operating
20847 | Wisconsin Electric Power Co | 7270 | Paris (WI) | Electric Utility | WI | 3 | 88 | Natural Gas Fired Combustion Turbine | NG | GT | 6 | 1995 |  |  | (OP) Operating
20847 | Wisconsin Electric Power Co | 7270 | Paris (WI) | Electric Utility | WI | 4 | 88 | Natural Gas Fired Combustion Turbine | NG | GT | 6 | 1995 |  |  | (OP) Operating
5416 | Duke Energy Carolinas, LLC | 7277 | Lincoln Combustion | Electric Utility | NC | 1 | 79.2 | Natural Gas Fired Combustion Turbine | NG | GT | 5 | 1995 |  |  | (OP) Operating
5416 | Duke Energy Carolinas, LLC | 7277 | Lincoln Combustion | Electric Utility | NC | 10 | 79.2 | Natural Gas Fired Combustion Turbine | NG | GT | 11 | 1995 |  |  | (OP) Operating
5416 | Duke Energy Carolinas, LLC | 7277 | Lincoln Combustion | Electric Utility | NC | 11 | 79.2 | Natural Gas Fired Combustion Turbine | NG | GT | 12 | 1995 |  |  | (OP) Operating
5416 | Duke Energy Carolinas, LLC | 7277 | Lincoln Combustion | Electric Utility | NC | 12 | 79.2 | Natural Gas Fired Combustion Turbine | NG | GT | 12 | 1995 |  |  | (OP) Operating
5416 | Duke Energy Carolinas, LLC | 7277 | Lincoln Combustion | Electric Utility | NC | 13 | 79.2 | Natural Gas Fired Combustion Turbine | NG | GT | 2 | 1996 |  |  | (OP) Operating
5416 | Duke Energy Carolinas, LLC | 7277 | Lincoln Combustion | Electric Utility | NC | 14 | 79.2 | Natural Gas Fired Combustion Turbine | NG | GT | 2 | 1996 |  |  | (OP) Operating
5416 | Duke Energy Carolinas, LLC | 7277 | Lincoln Combustion | Electric Utility | NC | 15 | 79.2 | Natural Gas Fired Combustion Turbine | NG | GT | 3 | 1996 |  |  | (OP) Operating
5416 | Duke Energy Carolinas, LLC | 7277 | Lincoln Combustion | Electric Utility | NC | 16 | 79.2 | Natural Gas Fired Combustion Turbine | NG | GT | 3 | 1996 |  |  | (OP) Operating
5416 | Duke Energy Carolinas, LLC | 7277 | Lincoln Combustion | Electric Utility | NC | 2 | 79.2 | Natural Gas Fired Combustion Turbine | NG | GT | 5 | 1995 |  |  | (OP) Operating
5416 | Duke Energy Carolinas, LLC | 7277 | Lincoln Combustion | Electric Utility | NC | 3 | 79.2 | Natural Gas Fired Combustion Turbine | NG | GT | 6 | 1995 |  |  | (OP) Operating
5416 | Duke Energy Carolinas, LLC | 7277 | Lincoln Combustion | Electric Utility | NC | 4 | 79.2 | Natural Gas Fired Combustion Turbine | NG | GT | 6 | 1995 |  |  | (OP) Operating
5416 | Duke Energy Carolinas, LLC | 7277 | Lincoln Combustion | Electric Utility | NC | 5 | 79.2 | Natural Gas Fired Combustion Turbine | NG | GT | 7 | 1995 |  |  | (OP) Operating
5416 | Duke Energy Carolinas, LLC | 7277 | Lincoln Combustion | Electric Utility | NC | 6 | 79.2 | Natural Gas Fired Combustion Turbine | NG | GT | 7 | 1995 |  |  | (OP) Operating
5416 | Duke Energy Carolinas, LLC | 7277 | Lincoln Combustion | Electric Utility | NC | 7 | 79.2 | Natural Gas Fired Combustion Turbine | NG | GT | 9 | 1995 |  |  | (OP) Operating
5416 | Duke Energy Carolinas, LLC | 7277 | Lincoln Combustion | Electric Utility | NC | 8 | 79.2 | Natural Gas Fired Combustion Turbine | NG | GT | 9 | 1995 |  |  | (OP) Operating
5416 | Duke Energy Carolinas, LLC | 7277 | Lincoln Combustion | Electric Utility | NC | 9 | 79.2 | Natural Gas Fired Combustion Turbine | NG | GT | 11 | 1995 |  |  | (OP) Operating
4065 | City of Columbus - (OH) | 7279 | O'Shaughnessy Hydro | Electric Utility | OH | 1 | 1.3 | Conventional Hydroelectric | WAT | HY | 9 | 1988 |  |  | (OP) Operating
4065 | City of Columbus - (OH) | 7279 | O'Shaughnessy Hydro | Electric Utility | OH | 2 | 3.9 | Conventional Hydroelectric | WAT | HY | 9 | 1988 |  |  | (OP) Operating
6949 | City of Gardner - (KS) | 7281 | Gardner Energy Center | Electric Utility | KS | CT1 | 13.5 | Natural Gas Fired Combustion Turbine | NG | GT | 6 | 1990 |  |  | (OP) Operating
6949 | City of Gardner - (KS) | 7281 | Gardner Energy Center | Electric Utility | KS | CT2 | 13.5 | Natural Gas Fired Combustion Turbine | NG | GT | 5 | 1990 |  |  | (OP) Operating
14446 | Paragould Light & Water Comm | 7283 | Paragould Turbine | Electric Utility | AR | 1 | 3.4 | Natural Gas Fired Combustion Turbine | NG | GT | 8 | 1990 |  |  | (OP) Operating
14446 | Paragould Light & Water Comm | 7283 | Paragould Turbine | Electric Utility | AR | 2 | 3.4 | Natural Gas Fired Combustion Turbine | NG | GT | 8 | 1990 |  |  | (OP) Operating
14446 | Paragould Light & Water Comm | 7283 | Paragould Turbine | Electric Utility | AR | 3 | 3.4 | Natural Gas Fired Combustion Turbine | NG | GT | 8 | 1990 |  |  | (OP) Operating
14446 | Paragould Light & Water Comm | 7283 | Paragould Turbine | Electric Utility | AR | 4 | 3.4 | Natural Gas Fired Combustion Turbine | NG | GT | 8 | 1990 |  |  | (OP) Operating
14446 | Paragould Light & Water Comm | 7283 | Paragould Turbine | Electric Utility | AR | 5 | 0.2 | Petroleum Liquids | DFO | IC | 2 | 1991 |  |  | (SB) Standby/Backup: available for service but not normally used
56606 | Calpine New Jersey Generation LLC | 7288 | Sherman Avenue | IPP Non-CHP | NJ | SEHR | 82.4 | Natural Gas Fired Combustion Turbine | NG | GT | 5 | 1991 |  |  | (OP) Operating
15776 | Reedy Creek Improvement Dist | 7294 | Central Energy Plant | Electric Utility | FL | GTG | 48 | Natural Gas Fired Combined Cycle | NG | CT | 5 | 1989 |  |  | (OP) Operating
15776 | Reedy Creek Improvement Dist | 7294 | Central Energy Plant | Electric Utility | FL | STG | 8 | Natural Gas Fired Combined Cycle | NG | CA | 1 | 1989 |  |  | (OP) Operating
5860 | Empire District Electric Co | 7296 | State Line Combined Cycle | Electric Utility | MO | 1 | 94 | Natural Gas Fired Combustion Turbine | NG | GT | 5 | 1995 |  |  | (OP) Operating
5860 | Empire District Electric Co | 7296 | State Line Combined Cycle | Electric Utility | MO | 2-1 | 159 | Natural Gas Fired Combined Cycle | NG | CT | 6 | 2001 |  |  | (OP) Operating
5860 | Empire District Electric Co | 7296 | State Line Combined Cycle | Electric Utility | MO | 2-2 | 158 | Natural Gas Fired Combined Cycle | NG | CT | 6 | 1997 |  |  | (OP) Operating
5860 | Empire District Electric Co | 7296 | State Line Combined Cycle | Electric Utility | MO | 2-3 | 178 | Natural Gas Fired Combined Cycle | NG | CA | 6 | 2001 |  |  | (OP) Operating
6455 | Duke Energy Florida, Inc | 7302 | Hines Energy Complex | Electric Utility | FL | 1GT | 151 | Natural Gas Fired Combined Cycle | NG | CT | 4 | 1999 |  |  | (OP) Operating
6455 | Duke Energy Florida, Inc | 7302 | Hines Energy Complex | Electric Utility | FL | 1GT2 | 151 | Natural Gas Fired Combined Cycle | NG | CT | 4 | 1999 |  |  | (OP) Operating
6455 | Duke Energy Florida, Inc | 7302 | Hines Energy Complex | Electric Utility | FL | 1ST | 160 | Natural Gas Fired Combined Cycle | NG | CA | 4 | 1999 |  |  | (OP) Operating
6455 | Duke Energy Florida, Inc | 7302 | Hines Energy Complex | Electric Utility | FL | 2GT | 154 | Natural Gas Fired Combined Cycle | NG | CT | 12 | 2003 |  |  | (OP) Operating
6455 | Duke Energy Florida, Inc | 7302 | Hines Energy Complex | Electric Utility | FL | 2GT2 | 154 | Natural Gas Fired Combined Cycle | NG | CT | 12 | 2003 |  |  | (OP) Operating
6455 | Duke Energy Florida, Inc | 7302 | Hines Energy Complex | Electric Utility | FL | 2ST | 182 | Natural Gas Fired Combined Cycle | NG | CA | 12 | 2003 |  |  | (OP) Operating
6455 | Duke Energy Florida, Inc | 7302 | Hines Energy Complex | Electric Utility | FL | 3GT | 155 | Natural Gas Fired Combined Cycle | NG | CT | 11 | 2005 |  |  | (OP) Operating
6455 | Duke Energy Florida, Inc | 7302 | Hines Energy Complex | Electric Utility | FL | 3GT2 | 155 | Natural Gas Fired Combined Cycle | NG | CT | 11 | 2005 |  |  | (OP) Operating
6455 | Duke Energy Florida, Inc | 7302 | Hines Energy Complex | Electric Utility | FL | 3ST | 178 | Natural Gas Fired Combined Cycle | NG | CA | 11 | 2005 |  |  | (OP) Operating
6455 | Duke Energy Florida, Inc | 7302 | Hines Energy Complex | Electric Utility | FL | 4GT | 151 | Natural Gas Fired Combined Cycle | NG | CT | 12 | 2007 |  |  | (OP) Operating
6455 | Duke Energy Florida, Inc | 7302 | Hines Energy Complex | Electric Utility | FL | 4GT2 | 151 | Natural Gas Fired Combined Cycle | NG | CT | 12 | 2007 |  |  | (OP) Operating
6455 | Duke Energy Florida, Inc | 7302 | Hines Energy Complex | Electric Utility | FL | 4ST | 170 | Natural Gas Fired Combined Cycle | NG | CA | 12 | 2007 |  |  | (OP) Operating
14400 | City of Palmyra - (MO) | 7304 | Palmyra Municipal 2 | Electric Utility | MO | IC10 | 3.5 | Natural Gas Internal Combustion Engine | NG | IC | 12 | 1991 |  |  | (OP) Operating
14400 | City of Palmyra - (MO) | 7304 | Palmyra Municipal 2 | Electric Utility | MO | IC9 | 3.5 | Natural Gas Internal Combustion Engine | NG | IC | 12 | 1991 |  |  | (OP) Operating
15783 | City of Redding - (CA) | 7307 | Redding Power | Electric Utility | CA | 1 | 16 | Natural Gas Fired Combustion Turbine | NG | GT | 10 | 1996 |  |  | (OP) Operating
15783 | City of Redding - (CA) | 7307 | Redding Power | Electric Utility | CA | 2 | 23 | Natural Gas Fired Combustion Turbine | NG | GT | 4 | 1996 |  |  | (OP) Operating
15783 | City of Redding - (CA) | 7307 | Redding Power | Electric Utility | CA | 3 | 23 | Natural Gas Fired Combustion Turbine | NG | GT | 4 | 1996 |  |  | (OP) Operating
15783 | City of Redding - (CA) | 7307 | Redding Power | Electric Utility | CA | 4 | 27 | Natural Gas Fired Combined Cycle | NG | CA | 1 | 1989 |  |  | (OP) Operating
15783 | City of Redding - (CA) | 7307 | Redding Power | Electric Utility | CA | 5 | 41 | Natural Gas Fired Combined Cycle | NG | CT | 7 | 2002 |  |  | (OP) Operating
15783 | City of Redding - (CA) | 7307 | Redding Power | Electric Utility | CA | 6 | 41 | Natural Gas Fired Combined Cycle | NG | CT | 8 | 2011 |  |  | (OP) Operating
15296 | New York Power Authority | 7314 | Richard M Flynn | Electric Utility | NY | NA1 | 89.6 | Natural Gas Fired Combined Cycle | NG | CT | 5 | 1994 |  |  | (OP) Operating
15296 | New York Power Authority | 7314 | Richard M Flynn | Electric Utility | NY | NA2 | 44.8 | Natural Gas Fired Combined Cycle | NG | CA | 5 | 1994 |  |  | (OP) Operating
19281 | Turlock Irrigation District | 7315 | Almond Power Plant | Electric Utility | CA | 1 | 49.5 | Natural Gas Fired Combustion Turbine | NG | GT | 4 | 1996 |  |  | (OP) Operating
19281 | Turlock Irrigation District | 7315 | Almond Power Plant | Electric Utility | CA | 2 | 50 | Natural Gas Fired Combustion Turbine | NG | GT | 7 | 2012 |  |  | (OP) Operating
19281 | Turlock Irrigation District | 7315 | Almond Power Plant | Electric Utility | CA | 3 | 50 | Natural Gas Fired Combustion Turbine | NG | GT | 7 | 2012 |  |  | (OP) Operating
19281 | Turlock Irrigation District | 7315 | Almond Power Plant | Electric Utility | CA | 4 | 50 | Natural Gas Fired Combustion Turbine | NG | GT | 7 | 2012 |  |  | (OP) Operating
2518 | U S Bureau of Reclamation | 7317 | Buffalo Bill | Electric Utility | WY | 1 | 6 | Conventional Hydroelectric | WAT | HY | 9 | 1992 |  |  | (OP) Operating
2518 | U S Bureau of Reclamation | 7317 | Buffalo Bill | Electric Utility | WY | 2 | 6 | Conventional Hydroelectric | WAT | HY | 9 | 1992 |  |  | (OP) Operating
2518 | U S Bureau of Reclamation | 7317 | Buffalo Bill | Electric Utility | WY | 3 | 6 | Conventional Hydroelectric | WAT | HY | 9 | 1992 |  |  | (OP) Operating
54899 | NAES Corporation - (DE) | 7318 | Van Sant Station | IPP Non-CHP | DE | 1 | 42 | Natural Gas Fired Combustion Turbine | NG | GT | 5 | 1991 |  |  | (OP) Operating
54888 | NRG Texas Power LLC | 7325 | San Jacinto Steam Electric Station | IPP Non-CHP | TX | 1 | 81 | Natural Gas Fired Combustion Turbine | NG | GT | 4 | 1995 |  |  | (OP) Operating
54888 | NRG Texas Power LLC | 7325 | San Jacinto Steam Electric Station | IPP Non-CHP | TX | 2 | 81 | Natural Gas Fired Combustion Turbine | NG | GT | 4 | 1995 |  |  | (OP) Operating
9234 | Indiana Municipal Power Agency | 7335 | Richmond | Electric Utility | IN | RCT1 | 34 | Natural Gas Fired Combustion Turbine | NG | GT | 5 | 1992 |  |  | (OP) Operating
9234 | Indiana Municipal Power Agency | 7335 | Richmond | Electric Utility | IN | RCT2 | 34 | Natural Gas Fired Combustion Turbine | NG | GT | 5 | 1992 |  |  | (OP) Operating
9234 | Indiana Municipal Power Agency | 7336 | Anderson | Electric Utility | IN | ACT1 | 34 | Natural Gas Fired Combustion Turbine | NG | GT | 6 | 1992 |  |  | (OP) Operating
9234 | Indiana Municipal Power Agency | 7336 | Anderson | Electric Utility | IN | ACT2 | 34 | Natural Gas Fired Combustion Turbine | NG | GT | 6 | 1992 |  |  | (OP) Operating
9234 | Indiana Municipal Power Agency | 7336 | Anderson | Electric Utility | IN | ACT3 | 72 | Natural Gas Fired Combustion Turbine | NG | GT | 6 | 2004 |  |  | (OP) Operating
19794 | Omya Inc | 7337 | Florence | Electric Utility | VT | 1 | 3 | Petroleum Liquids | DFO | GT | 9 | 1992 |  |  | (OP) Operating
19794 | Omya Inc | 7337 | Florence | Electric Utility | VT | 2 | 2.9 | Petroleum Liquids | DFO | GT | 9 | 1992 |  |  | (OP) Operating
16655 | City of Santa Clara - (CA) | 7338 | Grizzly | Electric Utility | CA | NA1 | 23.4 | Conventional Hydroelectric | WAT | HY | 11 | 1993 |  |  | (OP) Operating
20315 | City of Wellington - (KS) | 7339 | Wellington 2 | Electric Utility | KS | 6 | 21 | Natural Gas Fired Combustion Turbine | NG | GT | 1 | 1989 |  |  | (OP) Operating
12341 | MidAmerican Energy Co | 7343 | George Neal South | Electric Utility | IA | 4 | 644 | Conventional Steam Coal | SUB | ST | 7 | 1979 |  |  | (OP) Operating
6455 | Duke Energy Florida, Inc | 7345 | University of Florida | Electric Utility | FL | P1 | 46 | Natural Gas Fired Combustion Turbine | NG | GT | 1 | 1994 |  |  | (OP) Operating
7140 | Georgia Power Co | 7348 | Robins | Electric Utility | GA | 1 | 80 | Natural Gas Fired Combustion Turbine | NG | GT | 5 | 1995 |  |  | (OP) Operating
7140 | Georgia Power Co | 7348 | Robins | Electric Utility | GA | 2 | 80 | Natural Gas Fired Combustion Turbine | NG | GT | 5 | 1995 |  |  | (OP) Operating
15248 | Portland General Electric Co | 7350 | Coyote Springs | Electric Utility | OR | 1 | 165 | Natural Gas Fired Combined Cycle | NG | CT | 11 | 1995 |  |  | (OP) Operating
15248 | Portland General Electric Co | 7350 | Coyote Springs | Electric Utility | OR | 2 | 70 | Natural Gas Fired Combined Cycle | NG | CA | 11 | 1995 |  |  | (OP) Operating
20860 | Wisconsin Public Service Corp | 7366 | Lincoln Turbines | Electric Utility | WI | 1 | 1.2 | Onshore Wind Turbine | WND | WT | 6 | 1999 |  |  | (OP) Operating
19558 | Homer Electric Assn Inc | 7367 | Bradley Lake | Electric Utility | AK | 1 | 63 | Conventional Hydroelectric | WAT | HY | 6 | 1991 |  |  | (OP) Operating
19558 | Homer Electric Assn Inc | 7367 | Bradley Lake | Electric Utility | AK | 2 | 63 | Conventional Hydroelectric | WAT | HY | 6 | 1991 |  |  | (OP) Operating
40613 | Northern California Power Agny | 7368 | Geothermal 1 | Electric Utility | CA | 1 | 26 | Geothermal | GEO | ST | 1 | 1983 |  |  | (OP) Operating
40613 | Northern California Power Agny | 7368 | Geothermal 1 | Electric Utility | CA | 2 | 26 | Geothermal | GEO | ST | 1 | 1983 |  |  | (OP) Operating
40613 | Northern California Power Agny | 7369 | Geothermal 2 | Electric Utility | CA | 3 | 30.1 | Geothermal | GEO | ST | 12 | 1985 |  |  | (SB) Standby/Backup: available for service but not normally used |  | 6 | 0
40613 | Northern California Power Agny | 7369 | Geothermal 2 | Electric Utility | CA | 4 | 48 | Geothermal | GEO | ST | 5 | 1986 |  |  | (OP) Operating
2518 | U S Bureau of Reclamation | 7372 | McPhee | Electric Utility | CO | 1 | 1.2 | Conventional Hydroelectric | WAT | HY | 12 | 1992 |  |  | (OP) Operating
2518 | U S Bureau of Reclamation | 7373 | Towaoc | Electric Utility | CO | 1 | 11.4 | Conventional Hydroelectric | WAT | HY | 5 | 1993 |  |  | (OP) Operating
13781 | Northern States Power Co - Minnesota | 7378 | United Hospital | Commercial Non-CHP | MN | 1 | 1.6 | Petroleum Liquids | DFO | IC | 10 | 1992 |  |  | (SB) Standby/Backup: available for service but not normally used
13781 | Northern States Power Co - Minnesota | 7378 | United Hospital | Commercial Non-CHP | MN | 2 | 1.6 | Petroleum Liquids | DFO | IC | 10 | 1992 |  |  | (SB) Standby/Backup: available for service but not normally used
13781 | Northern States Power Co - Minnesota | 7378 | United Hospital | Commercial Non-CHP | MN | 3 | 1.6 | Petroleum Liquids | DFO | IC | 10 | 1992 |  |  | (SB) Standby/Backup: available for service but not normally used
21554 | Seminole Electric Cooperative Inc | 7380 | Midulla Generating Station | Electric Utility | FL | CT1 | 151 | Natural Gas Fired Combined Cycle | NG | CT | 1 | 2002 |  |  | (OP) Operating
21554 | Seminole Electric Cooperative Inc | 7380 | Midulla Generating Station | Electric Utility | FL | CT2 | 151 | Natural Gas Fired Combined Cycle | NG | CT | 1 | 2002 |  |  | (OP) Operating
21554 | Seminole Electric Cooperative Inc | 7380 | Midulla Generating Station | Electric Utility | FL | GT4 | 54 | Natural Gas Fired Combustion Turbine | NG | GT | 12 | 2006 |  |  | (OP) Operating
21554 | Seminole Electric Cooperative Inc | 7380 | Midulla Generating Station | Electric Utility | FL | GT5 | 54 | Natural Gas Fired Combustion Turbine | NG | GT | 12 | 2006 |  |  | (OP) Operating
21554 | Seminole Electric Cooperative Inc | 7380 | Midulla Generating Station | Electric Utility | FL | GT6 | 54 | Natural Gas Fired Combustion Turbine | NG | GT | 12 | 2006 |  |  | (OP) Operating
21554 | Seminole Electric Cooperative Inc | 7380 | Midulla Generating Station | Electric Utility | FL | GT7 | 54 | Natural Gas Fired Combustion Turbine | NG | GT | 12 | 2006 |  |  | (OP) Operating
21554 | Seminole Electric Cooperative Inc | 7380 | Midulla Generating Station | Electric Utility | FL | GT8 | 54 | Natural Gas Fired Combustion Turbine | NG | GT | 12 | 2006 |  |  | (OP) Operating
21554 | Seminole Electric Cooperative Inc | 7380 | Midulla Generating Station | Electric Utility | FL | ST3 | 179 | Natural Gas Fired Combined Cycle | NG | CA | 1 | 2002 |  |  | (OP) Operating
7601 | Green Mountain Power Corp | 7381 | Searsburg Wind Turbine | Electric Utility | VT | 1 | 5.2 | Onshore Wind Turbine | WND | WT | 6 | 1997 |  |  | (OP) Operating
15229 | City of Poplar Bluff - (MO) | 7392 | Poplar Bluff Generating Station | Electric Utility | MO | 1 | 7 | Natural Gas Internal Combustion Engine | NG | IC | 5 | 1976 |  |  | (OP) Operating
15229 | City of Poplar Bluff - (MO) | 7392 | Poplar Bluff Generating Station | Electric Utility | MO | 2 | 7 | Natural Gas Internal Combustion Engine | NG | IC | 5 | 1976 |  |  | (OA) Out of service but expected to return to service in next calendar year
15229 | City of Poplar Bluff - (MO) | 7392 | Poplar Bluff Generating Station | Electric Utility | MO | 3 | 6.6 | Natural Gas Internal Combustion Engine | NG | IC | 6 | 2002 |  |  | (OP) Operating
15229 | City of Poplar Bluff - (MO) | 7392 | Poplar Bluff Generating Station | Electric Utility | MO | 4 | 6.6 | Natural Gas Internal Combustion Engine | NG | IC | 7 | 2002 |  |  | (OP) Operating
15229 | City of Poplar Bluff - (MO) | 7392 | Poplar Bluff Generating Station | Electric Utility | MO | 5 | 6.6 | Natural Gas Internal Combustion Engine | NG | IC | 6 | 2002 |  |  | (OP) Operating
10628 | City of Lakin - (KS) | 7393 | Lakin Municipal | Electric Utility | KS | LK1 | 4.1 | Natural Gas Internal Combustion Engine | NG | IC | 1 | 1990 |  |  | (OP) Operating
7370 | City of Gonzales - (TX) | 7394 | Gonzales Hydro Plant | Electric Utility | TX | 1 | 0.3 | Conventional Hydroelectric | WAT | HY | 1 | 1984 |  |  | (OS) Out of service and NOT expected to return to service in next calendar year
7370 | City of Gonzales - (TX) | 7394 | Gonzales Hydro Plant | Electric Utility | TX | 2 | 0.3 | Conventional Hydroelectric | WAT | HY | 1 | 1984 |  |  | (OS) Out of service and NOT expected to return to service in next calendar year
7370 | City of Gonzales - (TX) | 7394 | Gonzales Hydro Plant | Electric Utility | TX | 3 | 0.3 | Conventional Hydroelectric | WAT | HY | 1 | 1984 |  |  | (OS) Out of service and NOT expected to return to service in next calendar year
3477 | City of Chicopee - (MA) | 7396 | Front Street | Electric Utility | MA | 1 | 2.8 | Petroleum Liquids | DFO | IC | 1 | 1978 |  |  | (OP) Operating
3477 | City of Chicopee - (MA) | 7396 | Front Street | Electric Utility | MA | 2 | 2.8 | Petroleum Liquids | DFO | IC | 1 | 1978 |  |  | (OP) Operating
3477 | City of Chicopee - (MA) | 7396 | Front Street | Electric Utility | MA | 3 | 2.8 | Petroleum Liquids | DFO | IC | 1 | 1978 |  |  | (OP) Operating
3329 | Borough of Chambersburg | 7397 | Falling Spring | Electric Utility | PA | 5 | 2.1 | Natural Gas Internal Combustion Engine | NG | IC | 12 | 1967 |  |  | (OA) Out of service but expected to return to service in next calendar year
3329 | Borough of Chambersburg | 7397 | Falling Spring | Electric Utility | PA | 6 | 2.1 | Natural Gas Internal Combustion Engine | NG | IC | 12 | 1967 |  |  | (OP) Operating
3329 | Borough of Chambersburg | 7397 | Falling Spring | Electric Utility | PA | 7 | 2.9 | Natural Gas Internal Combustion Engine | NG | IC | 6 | 2001 |  |  | (OP) Operating
1366 | City of Bay City - (MI) | 7398 | Water Street Station | Electric Utility | MI | GEN1 | 5.5 | Natural Gas Internal Combustion Engine | NG | IC | 8 | 1980 |  |  | (OP) Operating
1366 | City of Bay City - (MI) | 7398 | Water Street Station | Electric Utility | MI | GEN2 | 6.5 | Natural Gas Internal Combustion Engine | NG | IC | 10 | 1984 |  |  | (OP) Operating
1366 | City of Bay City - (MI) | 7399 | Henry Station | Electric Utility | MI | GEN3 | 7.5 | Natural Gas Internal Combustion Engine | NG | IC | 5 | 1993 |  |  | (OP) Operating
1366 | City of Bay City - (MI) | 7399 | Henry Station | Electric Utility | MI | GEN4 | 7.5 | Natural Gas Internal Combustion Engine | NG | IC | 5 | 1993 |  |  | (OP) Operating
16560 | City of Salisbury - (MO) | 7400 | Salisbury City of | Electric Utility | MO | 1 | 0.8 | Petroleum Liquids | DFO | IC | 6 | 1983 |  |  | (OP) Operating
16560 | City of Salisbury - (MO) | 7400 | Salisbury City of | Electric Utility | MO | 2 | 0.8 | Petroleum Liquids | DFO | IC | 6 | 1983 |  |  | (OP) Operating
16560 | City of Salisbury - (MO) | 7400 | Salisbury City of | Electric Utility | MO | 3 | 1.8 | Petroleum Liquids | DFO | IC | 6 | 1986 |  |  | (OP) Operating
16560 | City of Salisbury - (MO) | 7400 | Salisbury City of | Electric Utility | MO | 4 | 1.8 | Petroleum Liquids | DFO | IC | 6 | 1986 |  |  | (OP) Operating
17035 | City of Shelbina - (MO) | 7405 | Shelbina Power #1 | Electric Utility | MO | G1 | 3 | Petroleum Liquids | DFO | IC | 1 | 1981 |  |  | (OP) Operating
17035 | City of Shelbina - (MO) | 7405 | Shelbina Power #1 | Electric Utility | MO | G2 | 1.6 | Petroleum Liquids | DFO | IC | 5 | 1989 |  |  | (OP) Operating
17035 | City of Shelbina - (MO) | 7406 | Shelbina Power #2 | Electric Utility | MO | G3 | 1.6 | Petroleum Liquids | DFO | IC | 4 | 1992 |  |  | (OP) Operating
17035 | City of Shelbina - (MO) | 7406 | Shelbina Power #2 | Electric Utility | MO | G4 | 1.6 | Petroleum Liquids | DFO | IC | 4 | 1992 |  |  | (OP) Operating
17035 | City of Shelbina - (MO) | 7406 | Shelbina Power #2 | Electric Utility | MO | G5 | 1.6 | Petroleum Liquids | DFO | IC | 4 | 1992 |  |  | (OP) Operating
17035 | City of Shelbina - (MO) | 7406 | Shelbina Power #2 | Electric Utility | MO | G6 | 1.8 | Petroleum Liquids | DFO | IC | 7 | 1999 |  |  | (OP) Operating
14600 | Payson City Corporation | 7408 | Payson | Electric Utility | UT | 86-1 | 2.6 | Natural Gas Internal Combustion Engine | NG | IC | 6 | 1988 |  |  | (OP) Operating | [5 empty] | 0
14600 | Payson City Corporation | 7408 | Payson | Electric Utility | UT | 86-2 | 2.6 | Natural Gas Internal Combustion Engine | NG | IC | 6 | 1988 |  |  | (OP) Operating | [5 empty] | 0
14600 | Payson City Corporation | 7408 | Payson | Electric Utility | UT | 86-3 | 2 | Natural Gas Internal Combustion Engine | NG | IC | 8 | 1995 |  |  | (OP) Operating | [5 empty] | 0
14600 | Payson City Corporation | 7408 | Payson | Electric Utility | UT | 86-4 | 2 | Natural Gas Internal Combustion Engine | NG | IC | 4 | 1995 |  |  | (OP) Operating | [5 empty] | 0
40437 | Emerald People's Utility Dist | 7413 | Short Mountain | Electric Utility | OR | 1 | 0.8 | Landfill Gas | LFG | IC | 2 | 1992 |  |  | (OP) Operating
40437 | Emerald People's Utility Dist | 7413 | Short Mountain | Electric Utility | OR | 2 | 0.8 | Landfill Gas | LFG | IC | 2 | 1992 |  |  | (OP) Operating
40437 | Emerald People's Utility Dist | 7413 | Short Mountain | Electric Utility | OR | 3 | 0.8 | Landfill Gas | LFG | IC | 11 | 1993 |  |  | (OP) Operating
40437 | Emerald People's Utility Dist | 7413 | Short Mountain | Electric Utility | OR | 4 | 0.8 | Landfill Gas | LFG | IC | 11 | 1993 |  |  | (OP) Operating
219 | Alaska Power and Telephone Co | 7414 | Thorne Bay Plant | Electric Utility | AK | 2 | 0.6 | Petroleum Liquids | DFO | IC | 8 | 1993 |  |  | (OP) Operating
219 | Alaska Power and Telephone Co | 7414 | Thorne Bay Plant | Electric Utility | AK | 4 | 0.4 | Petroleum Liquids | DFO | IC | 1 | 1996 |  |  | (OP) Operating
10622 | City of Lakefield - (MN) | 7415 | Lakefield Utilities | Electric Utility | MN | 5 | 1 | Petroleum Liquids | DFO | IC | 2 | 1985 |  |  | (OP) Operating
10622 | City of Lakefield - (MN) | 7415 | Lakefield Utilities | Electric Utility | MN | 6 | 2 | Petroleum Liquids | DFO | IC | 6 | 2003 |  |  | (OP) Operating
17828 | City of Springfield - (IL) | 7425 | Interstate | Electric Utility | IL | 1 | 112 | Natural Gas Fired Combustion Turbine | NG | GT | 9 | 1997 |  |  | (OP) Operating
10944 | PUD No 1 of Lewis County | 7427 | Cowlitz Falls | Electric Utility | WA | U#1 | 35 | Conventional Hydroelectric | WAT | HY | 6 | 1994 |  |  | (OP) Operating
10944 | PUD No 1 of Lewis County | 7427 | Cowlitz Falls | Electric Utility | WA | U#2 | 35 | Conventional Hydroelectric | WAT | HY | 6 | 1994 |  |  | (OP) Operating
6710 | Town of Edenton - (NC) | 7429 | Edenton Generators | Electric Utility | NC | 1 | 1.2 | Petroleum Liquids | DFO | IC | 12 | 1988 |  |  | (OP) Operating
6710 | Town of Edenton - (NC) | 7429 | Edenton Generators | Electric Utility | NC | 2 | 1.2 | Petroleum Liquids | DFO | IC | 12 | 1988 |  |  | (OP) Operating
13788 | Northern Wasco County PUD | 7431 | Dalles Dam North Fishway Project | Electric Utility | OR | 1 | 5 | Conventional Hydroelectric | WAT | HY | 5 | 1991 |  |  | (OP) Operating
14276 | City of Oxford - (KS) | 7432 | Oxford (KS) | Electric Utility | KS | 1A | 1.6 | Petroleum Liquids | DFO | IC | 7 | 1999 |  |  | (OP) Operating
14276 | City of Oxford - (KS) | 7432 | Oxford (KS) | Electric Utility | KS | 2A | 1.6 | Petroleum Liquids | DFO | IC | 7 | 1999 |  |  | (OP) Operating
14276 | City of Oxford - (KS) | 7432 | Oxford (KS) | Electric Utility | KS | 3A | 1.6 | Petroleum Liquids | DFO | IC | 3 | 2007 |  |  | (OP) Operating
19798 | City of Vernon | 7436 | Vernon | Electric Utility | CA | JH1 | 3.6 | Petroleum Liquids | DFO | IC | 9 | 1933 |  |  | (OS) Out of service and NOT expected to return to service in next calendar year
19798 | City of Vernon | 7436 | Vernon | Electric Utility | CA | JH2 | 3.6 | Petroleum Liquids | DFO | IC | 9 | 1933 |  |  | (OS) Out of service and NOT expected to return to service in next calendar year
19798 | City of Vernon | 7436 | Vernon | Electric Utility | CA | JH3 | 3.6 | Petroleum Liquids | DFO | IC | 9 | 1933 |  |  | (OS) Out of service and NOT expected to return to service in next calendar year
19798 | City of Vernon | 7436 | Vernon | Electric Utility | CA | JH4 | 3.6 | Petroleum Liquids | DFO | IC | 9 | 1933 |  |  | (OS) Out of service and NOT expected to return to service in next calendar year
19798 | City of Vernon | 7436 | Vernon | Electric Utility | CA | JH5 | 3.6 | Petroleum Liquids | DFO | IC | 9 | 1933 |  |  | (OS) Out of service and NOT expected to return to service in next calendar year
6915 | Galena Electric Utility | 7437 | Galena Electric Utility | Electric Utility | AK | 1A | 0.8 | Petroleum Liquids | DFO | IC | 6 | 1999 |  |  | (OA) Out of service but expected to return to service in next calendar year
6915 | Galena Electric Utility | 7437 | Galena Electric Utility | Electric Utility | AK | 2A | 0.4 | Petroleum Liquids | DFO | IC | 8 | 2015 |  |  | (OP) Operating
6915 | Galena Electric Utility | 7437 | Galena Electric Utility | Electric Utility | AK | 3A | 0.8 | Petroleum Liquids | DFO | IC | 6 | 2009 |  |  | (OP) Operating
6915 | Galena Electric Utility | 7437 | Galena Electric Utility | Electric Utility | AK | 4A | 1 | Petroleum Liquids | DFO | IC | 5 | 2004 |  |  | (OP) Operating
6915 | Galena Electric Utility | 7437 | Galena Electric Utility | Electric Utility | AK | 5A | 0.8 | Petroleum Liquids | DFO | IC | 6 | 2009 |  |  | (OP) Operating
6915 | Galena Electric Utility | 7437 | Galena Electric Utility | Electric Utility | AK | 6 | 0.5 | Petroleum Liquids | DFO | IC | 1 | 2013 |  |  | (OP) Operating
11560 | City of Manassas - (VA) | 7438 | Church Street Plant | Electric Utility | VA | C1 | 1 | Petroleum Liquids | DFO | IC | 10 | 1979 |  |  | (OP) Operating
11560 | City of Manassas - (VA) | 7438 | Church Street Plant | Electric Utility | VA | C2 | 1 | Petroleum Liquids | DFO | IC | 10 | 1979 |  |  | (OP) Operating
11560 | City of Manassas - (VA) | 7438 | Church Street Plant | Electric Utility | VA | C3A | 1 | Petroleum Liquids | DFO | IC | 6 | 1996 |  |  | (OP) Operating
11560 | City of Manassas - (VA) | 7438 | Church Street Plant | Electric Utility | VA | C4 | 1 | Petroleum Liquids | DFO | IC | 10 | 1979 |  |  | (OP) Operating
11560 | City of Manassas - (VA) | 7438 | Church Street Plant | Electric Utility | VA | C5 | 1.5 | Petroleum Liquids | DFO | IC | 2 | 1987 |  |  | (OP) Operating
11560 | City of Manassas - (VA) | 7438 | Church Street Plant | Electric Utility | VA | C6 | 1.5 | Petroleum Liquids | DFO | IC | 2 | 1987 |  |  | (OP) Operating
11560 | City of Manassas - (VA) | 7439 | Godwin Drive Plant | Electric Utility | VA | C10 | 1.5 | Petroleum Liquids | DFO | IC | 11 | 1992 |  |  | (OP) Operating
11560 | City of Manassas - (VA) | 7439 | Godwin Drive Plant | Electric Utility | VA | C7 | 1.5 | Petroleum Liquids | DFO | IC | 5 | 1990 |  |  | (OP) Operating
11560 | City of Manassas - (VA) | 7439 | Godwin Drive Plant | Electric Utility | VA | C8 | 1.5 | Petroleum Liquids | DFO | IC | 5 | 1990 |  |  | (OP) Operating
11560 | City of Manassas - (VA) | 7439 | Godwin Drive Plant | Electric Utility | VA | C9 | 1.5 | Petroleum Liquids | DFO | IC | 11 | 1992 |  |  | (OP) Operating
11560 | City of Manassas - (VA) | 7440 | VMEA 1 Credit Gen | Electric Utility | VA | V10 | 1.5 | Petroleum Liquids | DFO | IC | 5 | 1990 |  |  | (OP) Operating
11560 | City of Manassas - (VA) | 7440 | VMEA 1 Credit Gen | Electric Utility | VA | V3 | 1.5 | Petroleum Liquids | DFO | IC | 5 | 1990 |  |  | (OP) Operating
11560 | City of Manassas - (VA) | 7440 | VMEA 1 Credit Gen | Electric Utility | VA | V4 | 1.5 | Petroleum Liquids | DFO | IC | 5 | 1990 |  |  | (OP) Operating
11560 | City of Manassas - (VA) | 7440 | VMEA 1 Credit Gen | Electric Utility | VA | V5 | 1.5 | Petroleum Liquids | DFO | IC | 5 | 1990 |  |  | (OP) Operating
11560 | City of Manassas - (VA) | 7440 | VMEA 1 Credit Gen | Electric Utility | VA | V6 | 1.5 | Petroleum Liquids | DFO | IC | 5 | 1990 |  |  | (OP) Operating
11560 | City of Manassas - (VA) | 7440 | VMEA 1 Credit Gen | Electric Utility | VA | V7 | 1.5 | Petroleum Liquids | DFO | IC | 5 | 1990 |  |  | (OP) Operating
11560 | City of Manassas - (VA) | 7440 | VMEA 1 Credit Gen | Electric Utility | VA | V8 | 1.5 | Petroleum Liquids | DFO | IC | 5 | 1990 |  |  | (OP) Operating
11560 | City of Manassas - (VA) | 7440 | VMEA 1 Credit Gen | Electric Utility | VA | V9-1 | 1.8 | Petroleum Liquids | DFO | IC | 4 | 2009 |  |  | (OP) Operating
11560 | City of Manassas - (VA) | 7441 | VMEA Peaking Gen | Electric Utility | VA | V1 | 1.5 | Petroleum Liquids | DFO | IC | 11 | 1992 |  |  | (OP) Operating
11560 | City of Manassas - (VA) | 7441 | VMEA Peaking Gen | Electric Utility | VA | V11 | 1.5 | Petroleum Liquids | DFO | IC | 7 | 1993 |  |  | (OP) Operating
11560 | City of Manassas - (VA) | 7441 | VMEA Peaking Gen | Electric Utility | VA | V12 | 1.5 | Petroleum Liquids | DFO | IC | 7 | 1993 |  |  | (OP) Operating
11560 | City of Manassas - (VA) | 7441 | VMEA Peaking Gen | Electric Utility | VA | V2 | 1.5 | Petroleum Liquids | DFO | IC | 11 | 1992 |  |  | (OP) Operating
15321 | City of Pratt- (KS) | 7447 | Pratt 2 | Electric Utility | KS | IC2 | 7.6 | Natural Gas Internal Combustion Engine | NG | IC | 6 | 1994 |  |  | (OP) Operating
15321 | City of Pratt- (KS) | 7447 | Pratt 2 | Electric Utility | KS | IC3 | 7.6 | Natural Gas Internal Combustion Engine | NG | IC | 4 | 2004 |  |  | (OP) Operating
40613 | Northern California Power Agny | 7449 | Combustion Turbine Project No 2 | Electric Utility | CA | NA1 | 49.3 | Natural Gas Fired Combustion Turbine | NG | GT | 4 | 1996 |  |  | (OP) Operating
40613 | Northern California Power Agny | 7450 | Alameda | Electric Utility | CA | 1 | 21.8 | Natural Gas Fired Combustion Turbine | NG | GT | 5 | 1986 |  |  | (SB) Standby/Backup: available for service but not normally used
40613 | Northern California Power Agny | 7450 | Alameda | Electric Utility | CA | 2 | 21.8 | Natural Gas Fired Combustion Turbine | NG | GT | 5 | 1986 |  |  | (SB) Standby/Backup: available for service but not normally used
40613 | Northern California Power Agny | 7451 | Lodi | Electric Utility | CA | 1 | 23.3 | Natural Gas Fired Combustion Turbine | NG | GT | 2 | 1986 |  |  | (SB) Standby/Backup: available for service but not normally used
16295 | City of Roseville - (CA) | 7452 | Roseville | Electric Utility | CA | 1 | 21.2 | Natural Gas Fired Combustion Turbine | NG | GT | 4 | 1986 |  |  | (SB) Standby/Backup: available for service but not normally used
16295 | City of Roseville - (CA) | 7452 | Roseville | Electric Utility | CA | 2 | 21.2 | Natural Gas Fired Combustion Turbine | NG | GT | 5 | 1986 |  |  | (SB) Standby/Backup: available for service but not normally used
20169 | Avista Corp | 7456 | Rathdrum | Electric Utility | ID | 1 | 66 | Natural Gas Fired Combustion Turbine | NG | GT | 1 | 1995 |  |  | (OP) Operating
20169 | Avista Corp | 7456 | Rathdrum | Electric Utility | ID | 2 | 66 | Natural Gas Fired Combustion Turbine | NG | GT | 1 | 1995 |  |  | (OP) Operating
918 | City of Aspen- (CO) | 7458 | Basalt | Electric Utility | CO | 1 | 4.5 | Conventional Hydroelectric | WAT | HY | 9 | 1985 |  |  | (OP) Operating
18963 | Inside Passage Elec Coop, Inc | 7462 | Angoon | Electric Utility | AK | 1A | 0.5 | Petroleum Liquids | DFO | IC | 8 | 2009 |  |  | (OP) Operating
18963 | Inside Passage Elec Coop, Inc | 7462 | Angoon | Electric Utility | AK | 2A | 0.5 | Petroleum Liquids | DFO | IC | 10 | 1998 |  |  | (OP) Operating
18963 | Inside Passage Elec Coop, Inc | 7462 | Angoon | Electric Utility | AK | 3 | 0.5 | Petroleum Liquids | DFO | IC | 5 | 1990 |  |  | (OP) Operating
18963 | Inside Passage Elec Coop, Inc | 7463 | Hoonah | Electric Utility | AK | 2A | 1 | Petroleum Liquids | DFO | IC | 7 | 1997 |  |  | (OP) Operating
18963 | Inside Passage Elec Coop, Inc | 7463 | Hoonah | Electric Utility | AK | 3A | 0.5 | Petroleum Liquids | DFO | IC | 8 | 2012 |  |  | (OP) Operating
18963 | Inside Passage Elec Coop, Inc | 7463 | Hoonah | Electric Utility | AK | 4 | 0.5 | Petroleum Liquids | DFO | IC | 8 | 2012 |  |  | (OP) Operating
18963 | Inside Passage Elec Coop, Inc | 7464 | Kake | Electric Utility | AK | 1A | 0.5 | Petroleum Liquids | DFO | IC | 3 | 2012 |  |  | (OP) Operating
18963 | Inside Passage Elec Coop, Inc | 7464 | Kake | Electric Utility | AK | 2 | 1.1 | Petroleum Liquids | DFO | IC | 5 | 1993 |  |  | (OP) Operating
18963 | Inside Passage Elec Coop, Inc | 7464 | Kake | Electric Utility | AK | 3A | 0.8 | Petroleum Liquids | DFO | IC | 12 | 1993 |  |  | (OP) Operating
11481 | City of Madison - (NE) | 7469 | Madison Utilities | Electric Utility | NE | FM1 | 1.7 | Petroleum Liquids | DFO | IC | 12 | 1959 |  |  | (OP) Operating
11481 | City of Madison - (NE) | 7469 | Madison Utilities | Electric Utility | NE | FM2 | 1 | Petroleum Liquids | DFO | IC | 9 | 1959 |  |  | (OP) Operating
11481 | City of Madison - (NE) | 7469 | Madison Utilities | Electric Utility | NE | FM3 | 0.9 | Petroleum Liquids | DFO | IC | 4 | 1953 |  |  | (OP) Operating
11481 | City of Madison - (NE) | 7469 | Madison Utilities | Electric Utility | NE | FM5 | 1 | Petroleum Liquids | DFO | IC | 3 | 2006 |  |  | (OP) Operating
11626 | City of Marceline - (MO) | 7470 | Marceline | Electric Utility | MO | 1 | 1 | Petroleum Liquids | DFO | IC | 8 | 1989 |  |  | (SB) Standby/Backup: available for service but not normally used
11626 | City of Marceline - (MO) | 7470 | Marceline | Electric Utility | MO | 2 | 3 | Petroleum Liquids | DFO | IC | 3 | 2002 |  |  | (SB) Standby/Backup: available for service but not normally used
11626 | City of Marceline - (MO) | 7470 | Marceline | Electric Utility | MO | 5 | 2 | Petroleum Liquids | DFO | IC | 2 | 2004 |  |  | (SB) Standby/Backup: available for service but not normally used
11626 | City of Marceline - (MO) | 7470 | Marceline | Electric Utility | MO | 6 | 2 | Petroleum Liquids | DFO | IC | 2 | 2004 |  |  | (SB) Standby/Backup: available for service but not normally used
16198 | City of Rock Falls - (IL) | 7474 | Upper Sterling | Electric Utility | IL | 1 | 1 | Conventional Hydroelectric | WAT | HY | 6 | 1988 |  |  | (OP) Operating
16198 | City of Rock Falls - (IL) | 7474 | Upper Sterling | Electric Utility | IL | 2 | 1 | Conventional Hydroelectric | WAT | HY | 6 | 1988 |  |  | (OP) Operating
14164 | City of Orangeburg - (SC) | 7479 | North Road Peak | Electric Utility | SC | EAST | 6.5 | Petroleum Liquids | DFO | IC | 4 | 1987 |  |  | (OP) Operating
14164 | City of Orangeburg - (SC) | 7479 | North Road Peak | Electric Utility | SC | WEST | 6.5 | Petroleum Liquids | DFO | IC | 4 | 1987 |  |  | (OP) Operating
14164 | City of Orangeburg - (SC) | 7480 | Rowesville Rd Plant | Electric Utility | SC | GEN3 | 4.2 | Natural Gas Fired Combustion Turbine | NG | GT | 6 | 1994 |  |  | (OP) Operating
14164 | City of Orangeburg - (SC) | 7480 | Rowesville Rd Plant | Electric Utility | SC | GEN4 | 4.2 | Natural Gas Fired Combustion Turbine | NG | GT | 6 | 1994 |  |  | (OP) Operating
20848 | City of Blue Hill - (NE) | 7481 | City Light & Water | Electric Utility | NE | 1 | 0.9 | Petroleum Liquids | DFO | IC | 1 | 1987 |  |  | (OP) Operating
20848 | City of Blue Hill - (NE) | 7481 | City Light & Water | Electric Utility | NE | 2 | 0.4 | Petroleum Liquids | DFO | IC | 1 | 1987 |  |  | (OP) Operating
26616 | North Slope Borough Power & Light | 7482 | NSB Atqasuk Utility | Electric Utility | AK | NA1 | 0.9 | Petroleum Liquids | DFO | IC | 2 | 2003 |  |  | (OP) Operating
26616 | North Slope Borough Power & Light | 7482 | NSB Atqasuk Utility | Electric Utility | AK | NA2 | 0.9 | Petroleum Liquids | DFO | IC | 2 | 2003 |  |  | (OP) Operating
26616 | North Slope Borough Power & Light | 7482 | NSB Atqasuk Utility | Electric Utility | AK | NA3 | 0.4 | Petroleum Liquids | DFO | IC | 2 | 2003 |  |  | (OP) Operating
26616 | North Slope Borough Power & Light | 7482 | NSB Atqasuk Utility | Electric Utility | AK | PG2 | 0.4 | Petroleum Liquids | DFO | IC | 8 | 1986 |  |  | (OP) Operating
26616 | North Slope Borough Power & Light | 7482 | NSB Atqasuk Utility | Electric Utility | AK | PG3 | 0.6 | Petroleum Liquids | DFO | IC | 8 | 1986 |  |  | (OP) Operating
26616 | North Slope Borough Power & Light | 7483 | NSB Kaktovik Utility | Electric Utility | AK | PG1A | 0.9 | Petroleum Liquids | DFO | IC | 9 | 2000 |  |  | (OP) Operating
26616 | North Slope Borough Power & Light | 7483 | NSB Kaktovik Utility | Electric Utility | AK | PG2A | 0.9 | Petroleum Liquids | DFO | IC | 9 | 2000 |  |  | (OP) Operating
26616 | North Slope Borough Power & Light | 7483 | NSB Kaktovik Utility | Electric Utility | AK | PG3A | 0.4 | Petroleum Liquids | DFO | IC | 9 | 2000 |  |  | (OP) Operating
26616 | North Slope Borough Power & Light | 7483 | NSB Kaktovik Utility | Electric Utility | AK | PG4A | 0.4 | Petroleum Liquids | DFO | IC | 9 | 2000 |  |  | (OP) Operating
26616 | North Slope Borough Power & Light | 7484 | NSB Nuiqsut Utility | Electric Utility | AK | PG1A | 0.9 | Petroleum Liquids | DFO | IC | 9 | 1999 |  |  | (OP) Operating
26616 | North Slope Borough Power & Light | 7484 | NSB Nuiqsut Utility | Electric Utility | AK | PG2A | 0.9 | Petroleum Liquids | DFO | IC | 9 | 1999 |  |  | (OP) Operating
26616 | North Slope Borough Power & Light | 7484 | NSB Nuiqsut Utility | Electric Utility | AK | PG3A | 0.4 | Petroleum Liquids | DFO | IC | 9 | 1999 |  |  | (OP) Operating
26616 | North Slope Borough Power & Light | 7484 | NSB Nuiqsut Utility | Electric Utility | AK | PG3B | 0.6 | Natural Gas Internal Combustion Engine | NG | IC | 4 | 2013 |  |  | (OP) Operating
26616 | North Slope Borough Power & Light | 7484 | NSB Nuiqsut Utility | Electric Utility | AK | PG5A | 0.8 | Natural Gas Internal Combustion Engine | NG | IC | 10 | 2008 |  |  | (OP) Operating
26616 | North Slope Borough Power & Light | 7484 | NSB Nuiqsut Utility | Electric Utility | AK | PG6A | 0.8 | Natural Gas Internal Combustion Engine | NG | IC | 10 | 2008 |  |  | (OP) Operating
26616 | North Slope Borough Power & Light | 7485 | NSB Point Hope Utility | Electric Utility | AK | PG1A | 1 | Petroleum Liquids | DFO | IC | 9 | 2014 |  |  | (OP) Operating
26616 | North Slope Borough Power & Light | 7485 | NSB Point Hope Utility | Electric Utility | AK | PG6 | 0.6 | Petroleum Liquids | DFO | IC | 9 | 1995 |  |  | (OP) Operating
26616 | North Slope Borough Power & Light | 7485 | NSB Point Hope Utility | Electric Utility | AK | PG7 | 0.6 | Petroleum Liquids | DFO | IC | 9 | 1995 |  |  | (OP) Operating
26616 | North Slope Borough Power & Light | 7485 | NSB Point Hope Utility | Electric Utility | AK | PG8 | 0.9 | Petroleum Liquids | DFO | IC | 8 | 2008 |  |  | (OP) Operating
26616 | North Slope Borough Power & Light | 7486 | NSB Point Lay Utility | Electric Utility | AK | PG10 | 0.6 | Petroleum Liquids | DFO | IC | 7 | 2013 |  |  | (OP) Operating
26616 | North Slope Borough Power & Light | 7486 | NSB Point Lay Utility | Electric Utility | AK | PG7 | 0.6 | Petroleum Liquids | DFO | IC | 7 | 2013 |  |  | (OP) Operating
26616 | North Slope Borough Power & Light | 7486 | NSB Point Lay Utility | Electric Utility | AK | PG8 | 0.6 | Petroleum Liquids | DFO | IC | 7 | 2013 |  |  | (OP) Operating
26616 | North Slope Borough Power & Light | 7486 | NSB Point Lay Utility | Electric Utility | AK | PG9 | 0.6 | Petroleum Liquids | DFO | IC | 7 | 2013 |  |  | (OP) Operating
26616 | North Slope Borough Power & Light | 7487 | NSB Anaktuvuk Pass | Electric Utility | AK | 1 | 0.3 | Petroleum Liquids | DFO | IC | 9 | 1994 |  |  | (OP) Operating
26616 | North Slope Borough Power & Light | 7487 | NSB Anaktuvuk Pass | Electric Utility | AK | 2 | 0.3 | Petroleum Liquids | DFO | IC | 9 | 1994 |  |  | (OP) Operating
26616 | North Slope Borough Power & Light | 7487 | NSB Anaktuvuk Pass | Electric Utility | AK | 3 | 0.3 | Petroleum Liquids | DFO | IC | 9 | 1994 |  |  | (OP) Operating
26616 | North Slope Borough Power & Light | 7487 | NSB Anaktuvuk Pass | Electric Utility | AK | 6 | 0.9 | Petroleum Liquids | DFO | IC | 12 | 2003 |  |  | (OP) Operating
26616 | North Slope Borough Power & Light | 7487 | NSB Anaktuvuk Pass | Electric Utility | AK | 7 | 0.9 | Petroleum Liquids | DFO | IC | 12 | 2003 |  |  | (OP) Operating
26616 | North Slope Borough Power & Light | 7488 | NSB Wainwright Utility | Electric Utility | AK | PG1 | 0.4 | Petroleum Liquids | DFO | IC | 8 | 1988 |  |  | (OP) Operating
26616 | North Slope Borough Power & Light | 7488 | NSB Wainwright Utility | Electric Utility | AK | PG2 | 0.4 | Petroleum Liquids | DFO | IC | 8 | 1988 |  |  | (OP) Operating
26616 | North Slope Borough Power & Light | 7488 | NSB Wainwright Utility | Electric Utility | AK | PG3 | 0.4 | Petroleum Liquids | DFO | IC | 8 | 1989 |  |  | (OP) Operating
26616 | North Slope Borough Power & Light | 7488 | NSB Wainwright Utility | Electric Utility | AK | PG4A | 0.9 | Petroleum Liquids | DFO | IC | 10 | 2001 |  |  | (OP) Operating
26616 | North Slope Borough Power & Light | 7488 | NSB Wainwright Utility | Electric Utility | AK | PG5 | 0.9 | Petroleum Liquids | DFO | IC | 10 | 2001 |  |  | (OP) Operating
19397 | City of Ukiah - (CA) | 7489 | Lake Mendocino | Electric Utility | CA | G1 | 1 | Conventional Hydroelectric | WAT | HY | 5 | 1987 |  |  | (OP) Operating
19397 | City of Ukiah - (CA) | 7489 | Lake Mendocino | Electric Utility | CA | G2 | 2.5 | Conventional Hydroelectric | WAT | HY | 5 | 1987 |  |  | (OP) Operating
9897 | City of King Cove | 7493 | King Cove | Electric Utility | AK | 1 | 0.3 | Petroleum Liquids | DFO | IC | 2 | 1980 |  |  | (OP) Operating
9897 | City of King Cove | 7493 | King Cove | Electric Utility | AK | 2 | 0.4 | Petroleum Liquids | DFO | IC | 1 | 1986 |  |  | (OP) Operating
9897 | City of King Cove | 7493 | King Cove | Electric Utility | AK | 3 | 0.6 | Petroleum Liquids | DFO | IC | 6 | 1992 |  |  | (OP) Operating
9897 | City of King Cove | 7493 | King Cove | Electric Utility | AK | 4 | 0.7 | Conventional Hydroelectric | WAT | HY | 2 | 1995 |  |  | (OP) Operating
9897 | City of King Cove | 7493 | King Cove | Electric Utility | AK | 5 | 0.3 | Petroleum Liquids | DFO | IC | 2 | 1980 |  |  | (OP) Operating
4562 | City of Croswell - (MI) | 7497 | Croswell | Electric Utility | MI | 1 | 0.6 | Petroleum Liquids | DFO | IC | 11 | 1982 |  |  | (SB) Standby/Backup: available for service but not normally used
4562 | City of Croswell - (MI) | 7497 | Croswell | Electric Utility | MI | 2 | 0.7 | Petroleum Liquids | DFO | IC | 11 | 1984 |  |  | (SB) Standby/Backup: available for service but not normally used
4562 | City of Croswell - (MI) | 7497 | Croswell | Electric Utility | MI | 3 | 1.2 | Petroleum Liquids | DFO | IC | 11 | 1988 |  |  | (SB) Standby/Backup: available for service but not normally used
4562 | City of Croswell - (MI) | 7497 | Croswell | Electric Utility | MI | 4 | 1.3 | Petroleum Liquids | DFO | IC | 11 | 1990 |  |  | (SB) Standby/Backup: available for service but not normally used
4562 | City of Croswell - (MI) | 7497 | Croswell | Electric Utility | MI | 5 | 1.3 | Petroleum Liquids | DFO | IC | 10 | 1996 |  |  | (SB) Standby/Backup: available for service but not normally used
15371 | Town of Princeton - (MA) | 7501 | Princeton Wind Farm | Electric Utility | MA | 2 | 3 | Onshore Wind Turbine | WND | WT | 1 | 2010 |  |  | (OP) Operating
19454 | City of Unalaska - (AK) | 7502 | Dutch Harbor | Electric Utility | AK | 10 | 4.4 | Petroleum Liquids | DFO | IC | 11 | 2010 |  |  | (OP) Operating
19454 | City of Unalaska - (AK) | 7502 | Dutch Harbor | Electric Utility | AK | 11 | 4.4 | Petroleum Liquids | DFO | IC | 11 | 2010 |  |  | (OP) Operating
19454 | City of Unalaska - (AK) | 7502 | Dutch Harbor | Electric Utility | AK | 12 | 3.7 | Petroleum Liquids | DFO | IC | 4 | 2015 |  |  | (OP) Operating
19454 | City of Unalaska - (AK) | 7502 | Dutch Harbor | Electric Utility | AK | 13 | 3.7 | Petroleum Liquids | DFO | IC | 12 | 2011 |  |  | (OP) Operating
19454 | City of Unalaska - (AK) | 7502 | Dutch Harbor | Electric Utility | AK | 15 | 0.2 | Petroleum Liquids | DFO | IC | 11 | 2010 |  |  | (SB) Standby/Backup: available for service but not normally used
19454 | City of Unalaska - (AK) | 7502 | Dutch Harbor | Electric Utility | AK | 8 | 1 | Petroleum Liquids | DFO | IC | 11 | 1989 |  |  | (OP) Operating
19454 | City of Unalaska - (AK) | 7502 | Dutch Harbor | Electric Utility | AK | 9 | 1 | Petroleum Liquids | DFO | IC | 5 | 1994 |  |  | (OP) Operating
19454 | City of Unalaska - (AK) | 7503 | Unalaska Power Module | Electric Utility | AK | 7 | 0.8 | Petroleum Liquids | DFO | IC | 11 | 1993 |  |  | (OP) Operating
19545 | Black Hills Power Inc | 7504 | Neil Simpson II | Electric Utility | WY | 2 | 80 | Conventional Steam Coal | SUB | ST | 9 | 1995 |  |  | (OP) Operating
19545 | Black Hills Power Inc | 7504 | Neil Simpson II | Electric Utility | WY | GT1 | 34 | Natural Gas Fired Combustion Turbine | NG | GT | 6 | 2000 |  |  | (OP) Operating
14232 | Otter Tail Power Co | 7505 | Fergus Control Ctr | Electric Utility | MN | 1 | 2 | Petroleum Liquids | DFO | IC | 10 | 1995 |  |  | (SB) Standby/Backup: available for service but not normally used
21140 | Yuba County Water Agency | 7507 | Deadwood Creek | Electric Utility | CA | 1 | 1.9 | Conventional Hydroelectric | WAT | HY | 12 | 1993 |  |  | (OP) Operating
6013 | Eugene Water & Electric Board | 7508 | Stone Creek | Electric Utility | OR | 1 | 7 | Conventional Hydroelectric | WAT | HY | 1 | 1994 |  |  | (OP) Operating
13788 | Northern Wasco County PUD | 7511 | McNary Dam Fish Attraction Project | Electric Utility | WA | 1 | 8.9 | Conventional Hydroelectric | WAT | HY | 11 | 1997 |  |  | (OP) Operating
16604 | City of San Antonio - (TX) | 7512 | Arthur Von Rosenberg | Electric Utility | TX | 1 | 170 | Natural Gas Fired Combined Cycle | NG | CT | 6 | 2000 |  |  | (OP) Operating
16604 | City of San Antonio - (TX) | 7512 | Arthur Von Rosenberg | Electric Utility | TX | 2 | 170 | Natural Gas Fired Combined Cycle | NG | CT | 6 | 2000 |  |  | (OP) Operating
16604 | City of San Antonio - (TX) | 7512 | Arthur Von Rosenberg | Electric Utility | TX | 3 | 190 | Natural Gas Fired Combined Cycle | NG | CA | 6 | 2000 |  |  | (OP) Operating
1984 | ReEnergy Fort Fairfield LLC | 7513 | ReEnergy Fort Fairfield | IPP Non-CHP | ME | GEN1 | 32 | Wood/Wood Waste Biomass | WDS | ST | 11 | 1987 |  |  | (OP) Operating
12208 | City of McPherson - (KS) | 7515 | McPherson 3 | Electric Utility | KS | NA1 | 79.3 | Natural Gas Fired Combustion Turbine | NG | GT | 10 | 1998 |  |  | (OP) Operating
16534 | Sacramento Municipal Util Dist | 7526 | Solano Wind | Electric Utility | CA | 1 | 13.1 | Onshore Wind Turbine | WND | WT | 6 | 1994 |  |  | (OP) Operating
16534 | Sacramento Municipal Util Dist | 7526 | Solano Wind | Electric Utility | CA | 2 | 24 | Onshore Wind Turbine | WND | WT | 6 | 2006 |  |  | (OP) Operating
16534 | Sacramento Municipal Util Dist | 7526 | Solano Wind | Electric Utility | CA | 2B | 63 | Onshore Wind Turbine | WND | WT | 12 | 2007 |  |  | (OP) Operating
16534 | Sacramento Municipal Util Dist | 7526 | Solano Wind | Electric Utility | CA | 3 | 128 | Onshore Wind Turbine | WND | WT | 4 | 2012 |  |  | (OP) Operating
16534 | Sacramento Municipal Util Dist | 7527 | Carson Ice-Gen Project | Electric Utility | CA | 1 | 41.2 | Natural Gas Fired Combined Cycle | NG | CT | 10 | 1995 |  |  | (OP) Operating
16534 | Sacramento Municipal Util Dist | 7527 | Carson Ice-Gen Project | Electric Utility | CA | 2 | 16.6 | Natural Gas Fired Combined Cycle | NG | CA | 10 | 1995 |  |  | (OP) Operating
16534 | Sacramento Municipal Util Dist | 7527 | Carson Ice-Gen Project | Electric Utility | CA | CCCT | 51.2 | Natural Gas Fired Combustion Turbine | NG | GT | 10 | 1995 |  |  | (OP) Operating
3046 | Duke Energy Progress - (NC) | 7538 | Wayne County Energy Complex | Electric Utility | NC | 1 | 177 | Natural Gas Fired Combustion Turbine | NG | GT | 5 | 2000 |  |  | (OP) Operating
3046 | Duke Energy Progress - (NC) | 7538 | Wayne County Energy Complex | Electric Utility | NC | 2 | 174 | Natural Gas Fired Combustion Turbine | NG | GT | 5 | 2000 |  |  | (OP) Operating
3046 | Duke Energy Progress - (NC) | 7538 | Wayne County Energy Complex | Electric Utility | NC | 3 | 173 | Natural Gas Fired Combustion Turbine | NG | GT | 6 | 2000 |  |  | (OP) Operating
3046 | Duke Energy Progress - (NC) | 7538 | Wayne County Energy Complex | Electric Utility | NC | 4 | 170 | Natural Gas Fired Combustion Turbine | NG | GT | 6 | 2000 |  |  | (OP) Operating
3046 | Duke Energy Progress - (NC) | 7538 | Wayne County Energy Complex | Electric Utility | NC | 5 | 169 | Natural Gas Fired Combustion Turbine | NG | GT | 6 | 2009 |  |  | (OP) Operating
2518 | U S Bureau of Reclamation | 7541 | Spirit Mountain | Electric Utility | WY | 1 | 4.5 | Conventional Hydroelectric | WAT | HY | 10 | 1994 |  |  | (OP) Operating
14077 | Oklahoma Municipal Power Authority | 7545 | Kaw Hydro | Electric Utility | OK | 1 | 29.6 | Conventional Hydroelectric | WAT | HY | 8 | 1989 |  |  | (OP) Operating
14077 | Oklahoma Municipal Power Authority | 7546 | Ponca City | Electric Utility | OK | 1 | 18.8 | Natural Gas Fired Combined Cycle | NG | CA | 10 | 1966 |  |  | (OP) Operating
14077 | Oklahoma Municipal Power Authority | 7546 | Ponca City | Electric Utility | OK | 3 | 44.1 | Natural Gas Fired Combined Cycle | NG | CT | 6 | 1995 |  |  | (OP) Operating
14077 | Oklahoma Municipal Power Authority | 7546 | Ponca City | Electric Utility | OK | 4 | 43.9 | Natural Gas Fired Combustion Turbine | NG | GT | 6 | 2003 |  |  | (OP) Operating
20255 | Weber Basin Water Conserv Dist | 7548 | Causey | Electric Utility | UT | 1 | 1.5 | Conventional Hydroelectric | WAT | HY | 1 | 1998 |  |  | (OP) Operating
20255 | Weber Basin Water Conserv Dist | 7548 | Causey | Electric Utility | UT | 2 | 0.6 | Conventional Hydroelectric | WAT | HY | 1 | 1998 |  |  | (OP) Operating
20847 | Wisconsin Electric Power Co | 7549 | Milwaukee County | Electric Utility | WI | 1 | 7 | Conventional Steam Coal | SUB | ST | 3 | 1996 |  |  | (OP) Operating
16534 | Sacramento Municipal Util Dist | 7551 | SCA Cogen 2 | Electric Utility | CA | CCST | 37.6 | Natural Gas Fired Combined Cycle | NG | CA | 3 | 1997 |  |  | (OP) Operating
16534 | Sacramento Municipal Util Dist | 7551 | SCA Cogen 2 | Electric Utility | CA | CT1A | 47.6 | Natural Gas Fired Combined Cycle | NG | CT | 5 | 1997 |  |  | (OP) Operating
16534 | Sacramento Municipal Util Dist | 7551 | SCA Cogen 2 | Electric Utility | CA | CT1B | 47.6 | Natural Gas Fired Combined Cycle | NG | CT | 3 | 1997 |  |  | (OP) Operating
16534 | Sacramento Municipal Util Dist | 7551 | SCA Cogen 2 | Electric Utility | CA | CT1C | 43.8 | Natural Gas Fired Combustion Turbine | NG | GT | 4 | 2001 |  |  | (OP) Operating
16534 | Sacramento Municipal Util Dist | 7552 | SPA Cogen 3 | Electric Utility | CA | CCCT | 111 | Natural Gas Fired Combined Cycle | NG | CT | 12 | 1997 |  |  | (OP) Operating
16534 | Sacramento Municipal Util Dist | 7552 | SPA Cogen 3 | Electric Utility | CA | CCST | 53 | Natural Gas Fired Combined Cycle | NG | CA | 12 | 1997 |  |  | (OP) Operating
13334 | City of Nebraska City | 7555 | Nebraska City # 2 | Electric Utility | NE | 11 | 3.8 | Natural Gas Internal Combustion Engine | NG | IC | 8 | 1998 |  |  | (OP) Operating
13334 | City of Nebraska City | 7555 | Nebraska City # 2 | Electric Utility | NE | 12 | 3.8 | Natural Gas Internal Combustion Engine | NG | IC | 8 | 1998 |  |  | (OP) Operating
13334 | City of Nebraska City | 7555 | Nebraska City # 2 | Electric Utility | NE | 13 | 4.2 | Petroleum Liquids | DFO | IC | 11 | 1998 |  |  | (OP) Operating
56076 | State Farm Insurance | 7556 | State Farm | Commercial Non-CHP | IL | 1 | 1.7 | Petroleum Liquids | DFO | IC | 10 | 1996 |  |  | (SB) Standby/Backup: available for service but not normally used
56076 | State Farm Insurance | 7556 | State Farm | Commercial Non-CHP | IL | 2 | 1.7 | Petroleum Liquids | DFO | IC | 10 | 1996 |  |  | (SB) Standby/Backup: available for service but not normally used
56076 | State Farm Insurance | 7556 | State Farm | Commercial Non-CHP | IL | 3 | 1.7 | Petroleum Liquids | DFO | IC | 10 | 1996 |  |  | (SB) Standby/Backup: available for service but not normally used
40577 | American Mun Power-Ohio, Inc | 7575 | Bowling Green | Electric Utility | OH | 1 | 1.6 | Petroleum Liquids | DFO | IC | 10 | 1993 |  |  | (OP) Operating
40577 | American Mun Power-Ohio, Inc | 7575 | Bowling Green | Electric Utility | OH | 2 | 7.2 | Petroleum Liquids | DFO | IC | 8 | 1995 |  |  | (OP) Operating
40577 | American Mun Power-Ohio, Inc | 7576 | Engle | Electric Utility | OH | 16 | 9 | Petroleum Liquids | DFO | IC | 8 | 1989 |  |  | (OP) Operating
40577 | American Mun Power-Ohio, Inc | 7577 | Jackson (OH) | Electric Utility | OH | 12 | 3.6 | Petroleum Liquids | DFO | IC | 12 | 1990 |  |  | (OP) Operating
40577 | American Mun Power-Ohio, Inc | 7578 | Napoleon | Electric Utility | OH | 1 | 1.8 | Petroleum Liquids | DFO | IC | 12 | 1990 |  |  | (OP) Operating
40577 | American Mun Power-Ohio, Inc | 7578 | Napoleon | Electric Utility | OH | 2 | 1.8 | Petroleum Liquids | DFO | IC | 12 | 1990 |  |  | (OP) Operating
40577 | American Mun Power-Ohio, Inc | 7578 | Napoleon | Electric Utility | OH | 3 | 1.8 | Petroleum Liquids | DFO | IC | 12 | 1990 |  |  | (OP) Operating
40577 | American Mun Power-Ohio, Inc | 7579 | Niles | Electric Utility | OH | 13 | 5.4 | Petroleum Liquids | DFO | IC | 12 | 1990 |  |  | (OP) Operating
40577 | American Mun Power-Ohio, Inc | 7580 | Wadsworth | Electric Utility | OH | 13 | 5.4 | Petroleum Liquids | DFO | IC | 12 | 1990 |  |  | (OP) Operating
5914 | Erie Boulevard Hydropower LP | 7583 | Talcville | IPP Non-CHP | NY | 1 | 0.7 | Conventional Hydroelectric | WAT | HY | 1 | 1986 |  |  | (OP) Operating
5914 | Erie Boulevard Hydropower LP | 7583 | Talcville | IPP Non-CHP | NY | 2 | 0.1 | Conventional Hydroelectric | WAT | HY | 1 | 1986 |  |  | (OP) Operating
14433 | City of Panora - (IA) | 7584 | Panora | Electric Utility | IA | 1 | 1.5 | Petroleum Liquids | DFO | IC | 1 | 1988 |  |  | (SB) Standby/Backup: available for service but not normally used
14433 | City of Panora - (IA) | 7584 | Panora | Electric Utility | IA | 2 | 1 | Petroleum Liquids | DFO | IC | 1 | 1988 |  |  | (SB) Standby/Backup: available for service but not normally used
14433 | City of Panora - (IA) | 7584 | Panora | Electric Utility | IA | 3 | 2 | Petroleum Liquids | DFO | IC | 1 | 1993 |  |  | (SB) Standby/Backup: available for service but not normally used
17470 | PUD 1 of Snohomish County | 7588 | H M Jackson | Electric Utility | WA | 1 | 41 | Conventional Hydroelectric | WAT | HY | 6 | 1984 |  |  | (OP) Operating
17470 | PUD 1 of Snohomish County | 7588 | H M Jackson | Electric Utility | WA | 2 | 41 | Conventional Hydroelectric | WAT | HY | 6 | 1984 |  |  | (OP) Operating
17470 | PUD 1 of Snohomish County | 7588 | H M Jackson | Electric Utility | WA | 3 | 7 | Conventional Hydroelectric | WAT | HY | 6 | 1984 |  |  | (OP) Operating
17470 | PUD 1 of Snohomish County | 7588 | H M Jackson | Electric Utility | WA | 4 | 7 | Conventional Hydroelectric | WAT | HY | 6 | 1984 |  |  | (OP) Operating
11204 | Los Alamos County | 7593 | El Vado Dam | Electric Utility | NM | 1 | 8 | Conventional Hydroelectric | WAT | HY | 5 | 1988 |  |  | (OP) Operating
40577 | American Mun Power-Ohio, Inc | 7594 | Belleville Dam | Electric Utility | WV | 1 | 21 | Conventional Hydroelectric | WAT | HY | 6 | 1999 |  |  | (OP) Operating
40577 | American Mun Power-Ohio, Inc | 7594 | Belleville Dam | Electric Utility | WV | 2 | 21 | Conventional Hydroelectric | WAT | HY | 6 | 1999 |  |  | (OP) Operating
9417 | Interstate Power and Light Co | 7595 | Red Cedar | Electric Utility | IA | 1 | 13.9 | Natural Gas Fired Combustion Turbine | NG | GT | 12 | 1996 |  |  | (OP) Operating
40577 | American Mun Power-Ohio, Inc | 7603 | Prospect Municipal | Electric Utility | OH | 1 | 1.8 | Petroleum Liquids | DFO | IC | 2 | 1998 |  |  | (OP) Operating
924 | Associated Electric Coop, Inc | 7604 | St Francis Energy Facility | Electric Utility | MO | 1 | 230 | Natural Gas Fired Combined Cycle | NG | CS | 7 | 1999 |  |  | (OP) Operating
924 | Associated Electric Coop, Inc | 7604 | St Francis Energy Facility | Electric Utility | MO | 2 | 234 | Natural Gas Fired Combined Cycle | NG | CS | 4 | 2001 |  |  | (OP) Operating
3660 | PUD No 1 of Clark County - (WA) | 7605 | River Road Gen Plant | Electric Utility | WA | 1 | 220 | Natural Gas Fired Combined Cycle | NG | CS | 12 | 1997 |  |  | (OP) Operating
22776 | Solano Irrigation District | 7646 | Monticello Dam | Electric Utility | CA | 1 | 5 | Conventional Hydroelectric | WAT | HY | 6 | 1983 |  |  | (OP) Operating
22776 | Solano Irrigation District | 7646 | Monticello Dam | Electric Utility | CA | 2 | 5 | Conventional Hydroelectric | WAT | HY | 6 | 1983 |  |  | (OP) Operating
22776 | Solano Irrigation District | 7646 | Monticello Dam | Electric Utility | CA | 3 | 1.5 | Conventional Hydroelectric | WAT | HY | 6 | 1983 |  |  | (OP) Operating
2439 | City of Bryan - (OH) | 7657 | Auglaize Hydro | Electric Utility | OH | 1 | 0.8 | Conventional Hydroelectric | WAT | HY | 12 | 1986 |  |  | (OP) Operating
2439 | City of Bryan - (OH) | 7657 | Auglaize Hydro | Electric Utility | OH | 2A | 1 | Conventional Hydroelectric | WAT | HY | 7 | 2004 |  |  | (OP) Operating
2439 | City of Bryan - (OH) | 7657 | Auglaize Hydro | Electric Utility | OH | 3A | 1 | Conventional Hydroelectric | WAT | HY | 6 | 2004 |  |  | (OP) Operating
2439 | City of Bryan - (OH) | 7657 | Auglaize Hydro | Electric Utility | OH | 4 | 0.8 | Conventional Hydroelectric | WAT | HY | 1 | 1987 |  |  | (OP) Operating
2439 | City of Bryan - (OH) | 7657 | Auglaize Hydro | Electric Utility | OH | 5 | 0.8 | Conventional Hydroelectric | WAT | HY | 6 | 1988 |  |  | (OP) Operating
2439 | City of Bryan - (OH) | 7657 | Auglaize Hydro | Electric Utility | OH | 6 | 0.1 | Conventional Hydroelectric | WAT | HY | 6 | 2004 |  |  | (OP) Operating
6035 | Exelon Power | 7690 | Pennsbury | IPP Non-CHP | PA | 1 | 2.7 | Landfill Gas | LFG | GT | 9 | 1996 |  |  | (OP) Operating
6035 | Exelon Power | 7690 | Pennsbury | IPP Non-CHP | PA | 2 | 2.7 | Landfill Gas | LFG | GT | 9 | 1996 |  |  | (OP) Operating
590 | City of Anaheim - (CA) | 7693 | Anaheim GT | Electric Utility | CA | 1 | 44.5 | Natural Gas Fired Combustion Turbine | NG | GT | 5 | 1991 |  |  | (OP) Operating
195 | Alabama Power Co | 7697 | Washington County Cogeneration Facility | Electric Utility | AL | 1 | 75 | Natural Gas Fired Combined Cycle | NG | CT | 2 | 1999 |  |  | (OP) Operating
195 | Alabama Power Co | 7697 | Washington County Cogeneration Facility | Electric Utility | AL | 2 | 25 | Natural Gas Fired Combined Cycle | NG | CA | 2 | 1999 |  |  | (OP) Operating
195 | Alabama Power Co | 7698 | General Electric Plastic | Electric Utility | AL | 1 | 85 | Natural Gas Fired Combined Cycle | NG | CT | 7 | 1999 |  |  | (OP) Operating
195 | Alabama Power Co | 7698 | General Electric Plastic | Electric Utility | AL | 2 | 12 | Natural Gas Fired Combined Cycle | NG | CA | 7 | 1999 |  |  | (OP) Operating
6455 | Duke Energy Florida, Inc | 7699 | Tiger Bay | Electric Utility | FL | CT1 | 134 | Natural Gas Fired Combined Cycle | NG | CT | 8 | 1997 |  |  | (OP) Operating
6455 | Duke Energy Florida, Inc | 7699 | Tiger Bay | Electric Utility | FL | CW1 | 71 | Natural Gas Fired Combined Cycle | NG | CA | 8 | 1997 |  |  | (OP) Operating
6035 | Exelon Power | 7701 | Fairless Hills | IPP Non-CHP | PA | A | 30 | Landfill Gas | LFG | ST | 12 | 1996 |  |  | (OP) Operating
6035 | Exelon Power | 7701 | Fairless Hills | IPP Non-CHP | PA | B | 30 | Landfill Gas | LFG | ST | 12 | 1996 |  |  | (OP) Operating
17650 | Southern Power Co | 7709 | Dahlberg | IPP Non-CHP | GA | 1 | 74.8 | Natural Gas Fired Combustion Turbine | NG | GT | 6 | 2000 |  |  | (OP) Operating
17650 | Southern Power Co | 7709 | Dahlberg | IPP Non-CHP | GA | 10 | 75.2 | Natural Gas Fired Combustion Turbine | NG | GT | 5 | 2001 |  |  | (OP) Operating
17650 | Southern Power Co | 7709 | Dahlberg | IPP Non-CHP | GA | 2 | 74 | Natural Gas Fired Combustion Turbine | NG | GT | 6 | 2000 |  |  | (OP) Operating
17650 | Southern Power Co | 7709 | Dahlberg | IPP Non-CHP | GA | 3 | 74.7 | Natural Gas Fired Combustion Turbine | NG | GT | 6 | 2000 |  |  | (OP) Operating
17650 | Southern Power Co | 7709 | Dahlberg | IPP Non-CHP | GA | 4 | 75 | Natural Gas Fired Combustion Turbine | NG | GT | 6 | 2000 |  |  | (OP) Operating
17650 | Southern Power Co | 7709 | Dahlberg | IPP Non-CHP | GA | 5 | 74.7 | Natural Gas Fired Combustion Turbine | NG | GT | 6 | 2000 |  |  | (OP) Operating
17650 | Southern Power Co | 7709 | Dahlberg | IPP Non-CHP | GA | 6 | 74.9 | Natural Gas Fired Combustion Turbine | NG | GT | 7 | 2000 |  |  | (OP) Operating
17650 | Southern Power Co | 7709 | Dahlberg | IPP Non-CHP | GA | 7 | 75 | Natural Gas Fired Combustion Turbine | NG | GT | 6 | 2000 |  |  | (OP) Operating
17650 | Southern Power Co | 7709 | Dahlberg | IPP Non-CHP | GA | 8 | 74 | Natural Gas Fired Combustion Turbine | NG | GT | 6 | 2000 |  |  | (OP) Operating
17650 | Southern Power Co | 7709 | Dahlberg | IPP Non-CHP | GA | 9 | 75 | Natural Gas Fired Combustion Turbine | NG | GT | 5 | 2001 |  |  | (OP) Operating
17650 | Southern Power Co | 7710 | H Allen Franklin Combined Cycle | IPP Non-CHP | AL | CT1A | 557.1 | Natural Gas Fired Combined Cycle | NG | CT | 6 | 2002 |  |  | (OP) Operating
17650 | Southern Power Co | 7710 | H Allen Franklin Combined Cycle | IPP Non-CHP | AL | CT1B |  | Natural Gas Fired Combined Cycle | NG | CT | 6 | 2002 |  |  | (OP) Operating
17650 | Southern Power Co | 7710 | H Allen Franklin Combined Cycle | IPP Non-CHP | AL | CT2A | 632.3 | Natural Gas Fired Combined Cycle | NG | CT | 6 | 2002 |  |  | (OP) Operating
17650 | Southern Power Co | 7710 | H Allen Franklin Combined Cycle | IPP Non-CHP | AL | CT2B |  | Natural Gas Fired Combined Cycle | NG | CT | 6 | 2002 |  |  | (OP) Operating
17650 | Southern Power Co | 7710 | H Allen Franklin Combined Cycle | IPP Non-CHP | AL | CT3A | 625.6 | Natural Gas Fired Combined Cycle | NG | CT | 5 | 2008 |  |  | (OP) Operating
17650 | Southern Power Co | 7710 | H Allen Franklin Combined Cycle | IPP Non-CHP | AL | CT3B |  | Natural Gas Fired Combined Cycle | NG | CT | 5 | 2008 |  |  | (OP) Operating
17650 | Southern Power Co | 7710 | H Allen Franklin Combined Cycle | IPP Non-CHP | AL | ST1 |  | Natural Gas Fired Combined Cycle | NG | CA | 6 | 2002 |  |  | (OP) Operating
17650 | Southern Power Co | 7710 | H Allen Franklin Combined Cycle | IPP Non-CHP | AL | ST2 |  | Natural Gas Fired Combined Cycle | NG | CA | 6 | 2002 |  |  | (OP) Operating
17650 | Southern Power Co | 7710 | H Allen Franklin Combined Cycle | IPP Non-CHP | AL | ST3 |  | Natural Gas Fired Combined Cycle | NG | CA | 5 | 2008 |  |  | (OP) Operating
7801 | Gulf Power Co | 7715 | Pea Ridge | Electric Utility | FL | 1 | 4 | Natural Gas Fired Combustion Turbine | NG | GT | 4 | 1998 |  |  | (OP) Operating
7801 | Gulf Power Co | 7715 | Pea Ridge | Electric Utility | FL | 2 | 4 | Natural Gas Fired Combustion Turbine | NG | GT | 4 | 1998 |  |  | (OP) Operating
7801 | Gulf Power Co | 7715 | Pea Ridge | Electric Utility | FL | 3 | 4 | Natural Gas Fired Combustion Turbine | NG | GT | 4 | 1998 |  |  | (OP) Operating
18642 | Tennessee Valley Authority | 7719 | Meridian | Electric Utility | MS | 1 | 1.8 | Petroleum Liquids | DFO | IC | 6 | 1998 |  |  | (OP) Operating
18642 | Tennessee Valley Authority | 7719 | Meridian | Electric Utility | MS | 2 | 1.8 | Petroleum Liquids | DFO | IC | 6 | 1998 |  |  | (OP) Operating
18642 | Tennessee Valley Authority | 7719 | Meridian | Electric Utility | MS | 3 | 1.8 | Petroleum Liquids | DFO | IC | 6 | 1998 |  |  | (OP) Operating
18642 | Tennessee Valley Authority | 7719 | Meridian | Electric Utility | MS | 4 | 1.8 | Petroleum Liquids | DFO | IC | 6 | 1998 |  |  | (OP) Operating
18642 | Tennessee Valley Authority | 7719 | Meridian | Electric Utility | MS | 5 | 1.8 | Petroleum Liquids | DFO | IC | 6 | 1998 |  |  | (OP) Operating
195 | Alabama Power Co | 7721 | Theodore Cogen Facility | Electric Utility | AL | 1 | 160 | Natural Gas Fired Combined Cycle | NG | CT | 12 | 2000 |  |  | (OP) Operating
195 | Alabama Power Co | 7721 | Theodore Cogen Facility | Electric Utility | AL | 2 | 64.7 | Natural Gas Fired Combined Cycle | NG | CA | 12 | 2000 |  |  | (OP) Operating
18642 | Tennessee Valley Authority | 7722 | Watts Bar Nuclear Plant | Electric Utility | TN | 1 | 1123 | Nuclear | NUC | ST | 5 | 1996 |  |  | (OP) Operating
10433 | Kodiak Electric Assn Inc | 7723 | Nymans Plant | Electric Utility | AK | 1 | 2.5 | Petroleum Liquids | DFO | IC | 1 | 1994 |  |  | (OP) Operating
10433 | Kodiak Electric Assn Inc | 7723 | Nymans Plant | Electric Utility | AK | 2 | 7.3 | Petroleum Liquids | DFO | IC | 1 | 2000 |  |  | (OP) Operating
40294 | Power Resources Cooperative | 7725 | Coffin Butte | Electric Utility | OR | 1 | 0.8 | Landfill Gas | LFG | IC | 10 | 1995 |  |  | (OP) Operating
40294 | Power Resources Cooperative | 7725 | Coffin Butte | Electric Utility | OR | 2 | 0.8 | Landfill Gas | LFG | IC | 10 | 1995 |  |  | (OP) Operating
40294 | Power Resources Cooperative | 7725 | Coffin Butte | Electric Utility | OR | 3 | 0.8 | Landfill Gas | LFG | IC | 10 | 1995 |  |  | (OP) Operating
40294 | Power Resources Cooperative | 7725 | Coffin Butte | Electric Utility | OR | 4 | 1.5 | Landfill Gas | LFG | IC | 10 | 2007 |  |  | (OP) Operating
40294 | Power Resources Cooperative | 7725 | Coffin Butte | Electric Utility | OR | 5 | 1.5 | Landfill Gas | LFG | IC | 10 | 2007 |  |  | (OP) Operating
17539 | South Carolina Electric&Gas Company | 7737 | Kapstone | Electric Utility | SC | 1 | 85 | Conventional Steam Coal | BIT | ST | 4 | 1999 |  |  | (OP) Operating
924 | Associated Electric Coop, Inc | 7749 | Essex | Electric Utility | MO | 1 | 89 | Natural Gas Fired Combustion Turbine | NG | GT | 6 | 1999 |  |  | (OP) Operating
219 | Alaska Power and Telephone Co | 7751 | Goat Lake Hydro | Electric Utility | AK | 1 | 4 | Conventional Hydroelectric | WAT | HY | 12 | 1997 |  |  | (OP) Operating
219 | Alaska Power and Telephone Co | 7752 | Black Bear Lake | Electric Utility | AK | 1 | 4.5 | Conventional Hydroelectric | WAT | HY | 3 | 1995 |  |  | (OP) Operating
924 | Associated Electric Coop, Inc | 7754 | Nodaway | Electric Utility | MO | 1 | 93 | Natural Gas Fired Combustion Turbine | NG | GT | 6 | 1999 |  |  | (OP) Operating
924 | Associated Electric Coop, Inc | 7754 | Nodaway | Electric Utility | MO | 2 | 93 | Natural Gas Fired Combustion Turbine | NG | GT | 6 | 1999 |  |  | (OP) Operating
924 | Associated Electric Coop, Inc | 7757 | Chouteau | Electric Utility | OK | 1 | 132 | Natural Gas Fired Combined Cycle | NG | CT | 1 | 2000 |  |  | (OP) Operating
924 | Associated Electric Coop, Inc | 7757 | Chouteau | Electric Utility | OK | 2 | 131 | Natural Gas Fired Combined Cycle | NG | CT | 1 | 2000 |  |  | (OP) Operating
924 | Associated Electric Coop, Inc | 7757 | Chouteau | Electric Utility | OK | 3 | 126 | Natural Gas Fired Combined Cycle | NG | CA | 1 | 2000 |  |  | (OP) Operating
924 | Associated Electric Coop, Inc | 7757 | Chouteau | Electric Utility | OK | 4 | 137 | Natural Gas Fired Combined Cycle | NG | CT | 6 | 2011 |  |  | (OP) Operating
924 | Associated Electric Coop, Inc | 7757 | Chouteau | Electric Utility | OK | 5 | 137 | Natural Gas Fired Combined Cycle | NG | CT | 6 | 2011 |  |  | (OP) Operating
924 | Associated Electric Coop, Inc | 7757 | Chouteau | Electric Utility | OK | 6 | 136 | Natural Gas Fired Combined Cycle | NG | CA | 6 | 2011 |  |  | (OP) Operating
20214 | Waverly Municipal Elec Utility | 7758 | South Plant | Electric Utility | IA | 1 | 1.9 | Petroleum Liquids | DFO | IC | 5 | 2000 |  |  | (OP) Operating
20214 | Waverly Municipal Elec Utility | 7758 | South Plant | Electric Utility | IA | 2 | 1.9 | Petroleum Liquids | DFO | IC | 5 | 2000 |  |  | (OP) Operating
20214 | Waverly Municipal Elec Utility | 7758 | South Plant | Electric Utility | IA | 3 | 1.9 | Petroleum Liquids | DFO | IC | 5 | 2000 |  |  | (OP) Operating
20214 | Waverly Municipal Elec Utility | 7758 | South Plant | Electric Utility | IA | 4 | 1.9 | Petroleum Liquids | DFO | IC | 5 | 2000 |  |  | (OP) Operating
20214 | Waverly Municipal Elec Utility | 7758 | South Plant | Electric Utility | IA | 5 | 1.9 | Petroleum Liquids | DFO | IC | 5 | 2000 |  |  | (OP) Operating
20214 | Waverly Municipal Elec Utility | 7758 | South Plant | Electric Utility | IA | 6 | 1.9 | Petroleum Liquids | DFO | IC | 5 | 2000 |  |  | (OP) Operating
9273 | Indianapolis Power & Light Co | 7759 | Georgetown | Electric Utility | IN | GT1 | 69 | Natural Gas Fired Combustion Turbine | NG | GT | 6 | 2000 |  |  | (OP) Operating
9273 | Indianapolis Power & Light Co | 7759 | Georgetown | Electric Utility | IN | GT2 | 69 | Natural Gas Fired Combustion Turbine | NG | GT | 6 | 2000 |  |  | (OP) Operating
9273 | Indianapolis Power & Light Co | 7759 | Georgetown | Electric Utility | IN | GT3 | 69 | Natural Gas Fired Combustion Turbine | NG | GT | 6 | 2000 |  |  | (OP) Operating
9273 | Indianapolis Power & Light Co | 7759 | Georgetown | Electric Utility | IN | GT4 | 69 | Natural Gas Fired Combustion Turbine | NG | GT | 5 | 2001 |  |  | (OP) Operating
56491 | Tilton Energy LLC | 7760 | Tilton | IPP Non-CHP | IL | 1 | 44 | Natural Gas Fired Combustion Turbine | NG | GT | 6 | 1999 |  |  | (OP) Operating
56491 | Tilton Energy LLC | 7760 | Tilton | IPP Non-CHP | IL | 2 | 44 | Natural Gas Fired Combustion Turbine | NG | GT | 6 | 1999 |  |  | (OP) Operating
56491 | Tilton Energy LLC | 7760 | Tilton | IPP Non-CHP | IL | 3 | 44 | Natural Gas Fired Combustion Turbine | NG | GT | 6 | 1999 |  |  | (OP) Operating
56491 | Tilton Energy LLC | 7760 | Tilton | IPP Non-CHP | IL | 4 | 44 | Natural Gas Fired Combustion Turbine | NG | GT | 6 | 1999 |  |  | (OP) Operating
15470 | Duke Energy Indiana Inc | 7763 | Henry County | Electric Utility | IN | 1 | 43 | Natural Gas Fired Combustion Turbine | NG | GT | 7 | 2001 |  |  | (OP) Operating
15470 | Duke Energy Indiana Inc | 7763 | Henry County | Electric Utility | IN | 2 | 43 | Natural Gas Fired Combustion Turbine | NG | GT | 7 | 2001 |  |  | (OP) Operating
15470 | Duke Energy Indiana Inc | 7763 | Henry County | Electric Utility | IN | 3 | 43 | Natural Gas Fired Combustion Turbine | NG | GT | 7 | 2001 |  |  | (OP) Operating
59421 | MPC Generating | 7764 | MPC Generating | IPP Non-CHP | GA | 1 | 147.5 | Natural Gas Fired Combustion Turbine | NG | GT | 1 | 2000 |  |  | (OP) Operating
59421 | MPC Generating | 7764 | MPC Generating | IPP Non-CHP | GA | 2 | 155 | Natural Gas Fired Combustion Turbine | NG | GT | 1 | 2001 |  |  | (OP) Operating
5957 | City of Erie - (KS) | 7766 | Erie Energy Center | Electric Utility | KS | 1 | 2.5 | Petroleum Liquids | DFO | IC | 10 | 1999 |  |  | (OP) Operating
5957 | City of Erie - (KS) | 7766 | Erie Energy Center | Electric Utility | KS | 2 | 2.5 | Petroleum Liquids | DFO | IC | 10 | 1999 |  |  | (OP) Operating
5957 | City of Erie - (KS) | 7766 | Erie Energy Center | Electric Utility | KS | 3 | 2.5 | Petroleum Liquids | DFO | IC | 10 | 1999 |  |  | (OP) Operating
5957 | City of Erie - (KS) | 7766 | Erie Energy Center | Electric Utility | KS | 4 | 2.5 | Petroleum Liquids | DFO | IC | 10 | 1999 |  |  | (OP) Operating
5957 | City of Erie - (KS) | 7766 | Erie Energy Center | Electric Utility | KS | 5 | 2.5 | Petroleum Liquids | DFO | IC | 7 | 1999 |  |  | (OP) Operating
5957 | City of Erie - (KS) | 7766 | Erie Energy Center | Electric Utility | KS | 6 | 2.5 | Petroleum Liquids | DFO | IC | 7 | 1999 |  |  | (OP) Operating
5957 | City of Erie - (KS) | 7766 | Erie Energy Center | Electric Utility | KS | 7 | 2.5 | Petroleum Liquids | DFO | IC | 7 | 1999 |  |  | (OP) Operating
5957 | City of Erie - (KS) | 7766 | Erie Energy Center | Electric Utility | KS | 8 | 2.5 | Petroleum Liquids | DFO | IC | 7 | 1999 |  |  | (OP) Operating
17874 | City of St George | 7767 | Bloomington Power Plant | Electric Utility | UT | 1 | 1.5 | Petroleum Liquids | DFO | IC | 3 | 1999 |  |  | (OP) Operating
17874 | City of St George | 7767 | Bloomington Power Plant | Electric Utility | UT | 2 | 1.5 | Petroleum Liquids | DFO | IC | 3 | 1999 |  |  | (OP) Operating
17874 | City of St George | 7767 | Bloomington Power Plant | Electric Utility | UT | 3 | 1.5 | Petroleum Liquids | DFO | IC | 3 | 1999 |  |  | (OP) Operating
17874 | City of St George | 7767 | Bloomington Power Plant | Electric Utility | UT | 4 | 1.5 | Petroleum Liquids | DFO | IC | 3 | 1999 |  |  | (OP) Operating
17874 | City of St George | 7767 | Bloomington Power Plant | Electric Utility | UT | 5 | 1.5 | Petroleum Liquids | DFO | IC | 3 | 1999 |  |  | (OP) Operating
17874 | City of St George | 7767 | Bloomington Power Plant | Electric Utility | UT | 6 | 1.5 | Petroleum Liquids | DFO | IC | 3 | 1999 |  |  | (OP) Operating
17690 | SOWEGA Power LLC | 7768 | Sowega Power | IPP Non-CHP | GA | CTG2 | 48.5 | Natural Gas Fired Combustion Turbine | NG | GT | 6 | 1999 |  |  | (OP) Operating
17690 | SOWEGA Power LLC | 7768 | Sowega Power | IPP Non-CHP | GA | CTG3 | 48.5 | Natural Gas Fired Combustion Turbine | NG | GT | 6 | 1999 |  |  | (OP) Operating
16179 | Rochelle Municipal Utilities | 7770 | 1515 S Caron Road | Electric Utility | IL | GT1 | 3 | Natural Gas Fired Combustion Turbine | NG | GT | 5 | 2000 |  |  | (OP) Operating
58190 | Bluestem LLC | 7771 | Springview | IPP Non-CHP | NE | 3 | 1.5 | Onshore Wind Turbine | WND | WT | 6 | 2011 |  |  | (OP) Operating
58190 | Bluestem LLC | 7771 | Springview | IPP Non-CHP | NE | 4 | 1.5 | Onshore Wind Turbine | WND | WT | 6 | 2011 |  |  | (OP) Operating
40577 | American Mun Power-Ohio, Inc | 7774 | Cleveland Peaking | Electric Utility | OH | 1 | 1.8 | Petroleum Liquids | DFO | IC | 7 | 2000 |  |  | (OP) Operating
40577 | American Mun Power-Ohio, Inc | 7774 | Cleveland Peaking | Electric Utility | OH | 2 | 1.8 | Petroleum Liquids | DFO | IC | 7 | 2000 |  |  | (OP) Operating
40577 | American Mun Power-Ohio, Inc | 7774 | Cleveland Peaking | Electric Utility | OH | 3 | 1.8 | Petroleum Liquids | DFO | IC | 7 | 2000 |  |  | (OP) Operating
40577 | American Mun Power-Ohio, Inc | 7774 | Cleveland Peaking | Electric Utility | OH | 4 | 1.8 | Petroleum Liquids | DFO | IC | 7 | 2000 |  |  | (OP) Operating
40577 | American Mun Power-Ohio, Inc | 7774 | Cleveland Peaking | Electric Utility | OH | 5 | 1.8 | Petroleum Liquids | DFO | IC | 7 | 2000 |  |  | (OP) Operating
40577 | American Mun Power-Ohio, Inc | 7774 | Cleveland Peaking | Electric Utility | OH | 6 | 1.8 | Petroleum Liquids | DFO | IC | 7 | 2000 |  |  | (OP) Operating
40577 | American Mun Power-Ohio, Inc | 7775 | Versailles Peaking | Electric Utility | OH | 1 | 1.8 | Petroleum Liquids | DFO | IC | 6 | 1999 |  |  | (OP) Operating
40577 | American Mun Power-Ohio, Inc | 7775 | Versailles Peaking | Electric Utility | OH | 2 | 1.8 | Petroleum Liquids | DFO | IC | 6 | 1999 |  |  | (OP) Operating
40577 | American Mun Power-Ohio, Inc | 7775 | Versailles Peaking | Electric Utility | OH | 3 | 1.8 | Petroleum Liquids | DFO | IC | 6 | 1999 |  |  | (OP) Operating
40577 | American Mun Power-Ohio, Inc | 7776 | Napoleon Peaking | Electric Utility | OH | 4 | 1.8 | Petroleum Liquids | DFO | IC | 7 | 1999 |  |  | (OP) Operating
40577 | American Mun Power-Ohio, Inc | 7776 | Napoleon Peaking | Electric Utility | OH | 5 | 1.8 | Petroleum Liquids | DFO | IC | 7 | 1999 |  |  | (OP) Operating
40577 | American Mun Power-Ohio, Inc | 7776 | Napoleon Peaking | Electric Utility | OH | 6 | 1.8 | Petroleum Liquids | DFO | IC | 7 | 1999 |  |  | (OP) Operating
40577 | American Mun Power-Ohio, Inc | 7777 | Dover Peaking | Electric Utility | OH | 1 | 1.8 | Petroleum Liquids | DFO | IC | 7 | 1999 |  |  | (OP) Operating
40577 | American Mun Power-Ohio, Inc | 7777 | Dover Peaking | Electric Utility | OH | 2 | 1.8 | Petroleum Liquids | DFO | IC | 7 | 1999 |  |  | (OP) Operating
40577 | American Mun Power-Ohio, Inc | 7777 | Dover Peaking | Electric Utility | OH | 3 | 1.8 | Petroleum Liquids | DFO | IC | 7 | 1999 |  |  | (OP) Operating
40577 | American Mun Power-Ohio, Inc | 7777 | Dover Peaking | Electric Utility | OH | 4 | 1.8 | Petroleum Liquids | DFO | IC | 7 | 1999 |  |  | (OP) Operating
40577 | American Mun Power-Ohio, Inc | 7777 | Dover Peaking | Electric Utility | OH | 5 | 1.8 | Petroleum Liquids | DFO | IC | 7 | 1999 |  |  | (OP) Operating
40577 | American Mun Power-Ohio, Inc | 7777 | Dover Peaking | Electric Utility | OH | 6 | 1.8 | Petroleum Liquids | DFO | IC | 7 | 1999 |  |  | (OP) Operating
40577 | American Mun Power-Ohio, Inc | 7778 | Orrville Peaking | Electric Utility | OH | 1 | 1.8 | Petroleum Liquids | DFO | IC | 7 | 1999 |  |  | (OP) Operating
40577 | American Mun Power-Ohio, Inc | 7778 | Orrville Peaking | Electric Utility | OH | 2 | 1.8 | Petroleum Liquids | DFO | IC | 7 | 1999 |  |  | (OP) Operating
40577 | American Mun Power-Ohio, Inc | 7778 | Orrville Peaking | Electric Utility | OH | 3 | 1.8 | Petroleum Liquids | DFO | IC | 7 | 1999 |  |  | (OP) Operating
40577 | American Mun Power-Ohio, Inc | 7779 | Bryan Peaking | Electric Utility | OH | 1 | 1.8 | Petroleum Liquids | DFO | IC | 7 | 1999 |  |  | (OP) Operating
40577 | American Mun Power-Ohio, Inc | 7779 | Bryan Peaking | Electric Utility | OH | 2 | 1.8 | Petroleum Liquids | DFO | IC | 7 | 1999 |  |  | (OP) Operating
40577 | American Mun Power-Ohio, Inc | 7779 | Bryan Peaking | Electric Utility | OH | 3 | 1.8 | Petroleum Liquids | DFO | IC | 7 | 1999 |  |  | (OP) Operating
40577 | American Mun Power-Ohio, Inc | 7779 | Bryan Peaking | Electric Utility | OH | 4 | 1.8 | Petroleum Liquids | DFO | IC | 7 | 1999 |  |  | (OP) Operating
40577 | American Mun Power-Ohio, Inc | 7779 | Bryan Peaking | Electric Utility | OH | 5 | 1.8 | Petroleum Liquids | DFO | IC | 7 | 1999 |  |  | (OP) Operating
40577 | American Mun Power-Ohio, Inc | 7779 | Bryan Peaking | Electric Utility | OH | 6 | 1.8 | Petroleum Liquids | DFO | IC | 7 | 1999 |  |  | (OP) Operating
40577 | American Mun Power-Ohio, Inc | 7780 | Jackson Cntr Peaking | Electric Utility | OH | 1 | 1.8 | Petroleum Liquids | DFO | IC | 6 | 1999 |  |  | (OP) Operating
40577 | American Mun Power-Ohio, Inc | 7781 | Arcanum Peaking | Electric Utility | OH | 1 | 1.8 | Petroleum Liquids | DFO | IC | 6 | 1999 |  |  | (OP) Operating
40577 | American Mun Power-Ohio, Inc | 7782 | Hamilton Peaking | Electric Utility | OH | 1 | 29 | Natural Gas Fired Combustion Turbine | NG | GT | 6 | 2000 |  |  | (OP) Operating
40577 | American Mun Power-Ohio, Inc | 7783 | Bowling Green Peaking | Electric Utility | OH | 1 | 29 | Natural Gas Fired Combustion Turbine | NG | GT | 6 | 2000 |  |  | (OP) Operating
58651 | Allegany Generating Station, LLC | 7784 | Allegany Cogen | IPP Non-CHP | NY | 1 | 40 | Natural Gas Fired Combined Cycle | NG | CT | 6 | 1994 |  |  | (OP) Operating
58651 | Allegany Generating Station, LLC | 7784 | Allegany Cogen | IPP Non-CHP | NY | 2 | 20 | Natural Gas Fired Combined Cycle | NG | CA | 6 | 1994 |  |  | (OP) Operating
11204 | Los Alamos County | 7789 | Abiquiu Dam | Electric Utility | NM | 1 | 6.9 | Conventional Hydroelectric | WAT | HY | 4 | 1989 |  |  | (OP) Operating
11204 | Los Alamos County | 7789 | Abiquiu Dam | Electric Utility | NM | 2 | 6.9 | Conventional Hydroelectric | WAT | HY | 4 | 1989 |  |  | (OP) Operating
11204 | Los Alamos County | 7789 | Abiquiu Dam | Electric Utility | NM | 3 | 3 | Conventional Hydroelectric | WAT | HY | 5 | 2011 |  |  | (OP) Operating
40230 | Deseret Generation & Tran Coop | 7790 | Bonanza | Electric Utility | UT | 1 | 458 | Conventional Steam Coal | BIT | ST | 5 | 1986 |  |  | (OP) Operating
40577 | American Mun Power-Ohio, Inc | 7791 | Montpelier | Electric Utility | OH | 1 | 1.8 | Petroleum Liquids | DFO | IC | 7 | 2000 |  |  | (OP) Operating
40577 | American Mun Power-Ohio, Inc | 7791 | Montpelier | Electric Utility | OH | 2 | 1.8 | Petroleum Liquids | DFO | IC | 7 | 2000 |  |  | (OP) Operating
40577 | American Mun Power-Ohio, Inc | 7791 | Montpelier | Electric Utility | OH | 3 | 1.8 | Petroleum Liquids | DFO | IC | 7 | 2000 |  |  | (OP) Operating
40577 | American Mun Power-Ohio, Inc | 7791 | Montpelier | Electric Utility | OH | 4 | 1.8 | Petroleum Liquids | DFO | IC | 7 | 2000 |  |  | (OP) Operating
40577 | American Mun Power-Ohio, Inc | 7791 | Montpelier | Electric Utility | OH | 5 | 1.8 | Petroleum Liquids | DFO | IC | 7 | 2000 |  |  | (OP) Operating
40577 | American Mun Power-Ohio, Inc | 7791 | Montpelier | Electric Utility | OH | 6 | 1.8 | Petroleum Liquids | DFO | IC | 7 | 2000 |  |  | (OP) Operating
11571 | Manitowoc Public Utilities | 7795 | Custer Energy Center | Electric Utility | WI | 1 | 22 | Natural Gas Fired Combustion Turbine | NG | GT | 6 | 1999 |  |  | (OP) Operating
11560 | City of Manassas - (VA) | 7797 | Dominion/Lo Mar | Electric Utility | VA | DOM1 | 11.1 | Petroleum Liquids | DFO | GT | 8 | 1997 |  |  | (OP) Operating
11560 | City of Manassas - (VA) | 7797 | Dominion/Lo Mar | Electric Utility | VA | DOM2 | 1.7 | Petroleum Liquids | DFO | IC | 8 | 1997 |  |  | (OP) Operating
11560 | City of Manassas - (VA) | 7797 | Dominion/Lo Mar | Electric Utility | VA | LOM1 | 1.7 | Petroleum Liquids | DFO | IC | 8 | 1997 |  |  | (OP) Operating
11560 | City of Manassas - (VA) | 7797 | Dominion/Lo Mar | Electric Utility | VA | LOM2 | 1.7 | Petroleum Liquids | DFO | IC | 8 | 1997 |  |  | (OP) Operating
11560 | City of Manassas - (VA) | 7797 | Dominion/Lo Mar | Electric Utility | VA | LOM3 | 1.7 | Petroleum Liquids | DFO | IC | 8 | 1997 |  |  | (OP) Operating
11560 | City of Manassas - (VA) | 7798 | Gateway Gen | Electric Utility | VA | 1 | 1.7 | Petroleum Liquids | DFO | IC | 3 | 1996 |  |  | (OP) Operating
11560 | City of Manassas - (VA) | 7798 | Gateway Gen | Electric Utility | VA | 2 | 1.7 | Petroleum Liquids | DFO | IC | 6 | 2009 |  |  | (OP) Operating
11479 | Madison Gas & Electric Co | 7799 | West Marinette 34 | Electric Utility | WI | 34 | 73.1 | Natural Gas Fired Combustion Turbine | NG | GT | 6 | 2000 |  |  | (OP) Operating
3046 | Duke Energy Progress - (NC) | 7805 | Sherwood H Smith Jr Energy Complex | Electric Utility | NC | 001 | 157 | Natural Gas Fired Combustion Turbine | NG | GT | 5 | 2001 |  |  | (OP) Operating
3046 | Duke Energy Progress - (NC) | 7805 | Sherwood H Smith Jr Energy Complex | Electric Utility | NC | 002 | 156 | Natural Gas Fired Combustion Turbine | NG | GT | 5 | 2001 |  |  | (OP) Operating
3046 | Duke Energy Progress - (NC) | 7805 | Sherwood H Smith Jr Energy Complex | Electric Utility | NC | 003 | 155 | Natural Gas Fired Combustion Turbine | NG | GT | 5 | 2001 |  |  | (OP) Operating
3046 | Duke Energy Progress - (NC) | 7805 | Sherwood H Smith Jr Energy Complex | Electric Utility | NC | 004 | 159 | Natural Gas Fired Combustion Turbine | NG | GT | 5 | 2001 |  |  | (OP) Operating
3046 | Duke Energy Progress - (NC) | 7805 | Sherwood H Smith Jr Energy Complex | Electric Utility | NC | 10 | 178 | Natural Gas Fired Combined Cycle | NG | CT | 6 | 2011 |  |  | (OP) Operating
3046 | Duke Energy Progress - (NC) | 7805 | Sherwood H Smith Jr Energy Complex | Electric Utility | NC | 6 | 153 | Natural Gas Fired Combustion Turbine | NG | GT | 6 | 2002 |  |  | (OP) Operating
3046 | Duke Energy Progress - (NC) | 7805 | Sherwood H Smith Jr Energy Complex | Electric Utility | NC | 7 | 160 | Natural Gas Fired Combined Cycle | NG | CT | 6 | 2002 |  |  | (OP) Operating
3046 | Duke Energy Progress - (NC) | 7805 | Sherwood H Smith Jr Energy Complex | Electric Utility | NC | 8 | 157 | Natural Gas Fired Combined Cycle | NG | CT | 6 | 2002 |  |  | (OP) Operating
3046 | Duke Energy Progress - (NC) | 7805 | Sherwood H Smith Jr Energy Complex | Electric Utility | NC | 9 | 178 | Natural Gas Fired Combined Cycle | NG | CT | 6 | 2011 |  |  | (OP) Operating
3046 | Duke Energy Progress - (NC) | 7805 | Sherwood H Smith Jr Energy Complex | Electric Utility | NC | ST4 | 165 | Natural Gas Fired Combined Cycle | NG | CA | 6 | 2002 |  |  | (OP) Operating
3046 | Duke Energy Progress - (NC) | 7805 | Sherwood H Smith Jr Energy Complex | Electric Utility | NC | ST5 | 250 | Natural Gas Fired Combined Cycle | NG | CA | 6 | 2011 |  |  | (OP) Operating
16873 | City of Sebewaing - (MI) | 7806 | Pine Street | Electric Utility | MI | 1 | 1 | Natural Gas Internal Combustion Engine | NG | IC | 6 | 1969 |  |  | (OP) Operating
16873 | City of Sebewaing - (MI) | 7806 | Pine Street | Electric Utility | MI | 2 | 1 | Natural Gas Internal Combustion Engine | NG | IC | 6 | 1969 |  |  | (OP) Operating
16873 | City of Sebewaing - (MI) | 7806 | Pine Street | Electric Utility | MI | 3 | 1 | Petroleum Liquids | DFO | IC | 1 | 1988 |  |  | (OP) Operating
16873 | City of Sebewaing - (MI) | 7806 | Pine Street | Electric Utility | MI | 4 | 1 | Petroleum Liquids | DFO | IC | 1 | 1988 |  |  | (OP) Operating
16873 | City of Sebewaing - (MI) | 7806 | Pine Street | Electric Utility | MI | 5 | 1.2 | Natural Gas Internal Combustion Engine | NG | IC | 5 | 1996 |  |  | (OP) Operating
16873 | City of Sebewaing - (MI) | 7806 | Pine Street | Electric Utility | MI | 6 | 1.2 | Natural Gas Internal Combustion Engine | NG | IC | 5 | 1996 |  |  | (OP) Operating
7977 | City of Hamilton - (OH) | 7807 | Hamilton Hydro | Electric Utility | OH | 3 | 1 | Conventional Hydroelectric | WAT | HY | 5 | 1994 |  |  | (OP) Operating
7977 | City of Hamilton - (OH) | 7807 | Hamilton Hydro | Electric Utility | OH | 4 | 1 | Conventional Hydroelectric | WAT | HY | 5 | 1994 |  |  | (OP) Operating
792 | City of Argyle - (WI) | 7810 | Argyle | Electric Utility | WI | 3 | 0.1 | Conventional Hydroelectric | WAT | HY | 1 | 1929 |  |  | (OP) Operating
792 | City of Argyle - (WI) | 7810 | Argyle | Electric Utility | WI | 5 | 2 | Petroleum Liquids | DFO | IC | 7 | 2004 |  |  | (SB) Standby/Backup: available for service but not normally used
13994 | Oglethorpe Power Corporation | 7813 | Sewell Creek Energy | Electric Utility | GA | 1 | 91.3 | Natural Gas Fired Combustion Turbine | NG | GT | 7 | 2000 |  |  | (OP) Operating
13994 | Oglethorpe Power Corporation | 7813 | Sewell Creek Energy | Electric Utility | GA | 2 | 91.3 | Natural Gas Fired Combustion Turbine | NG | GT | 7 | 2000 |  |  | (OP) Operating
13994 | Oglethorpe Power Corporation | 7813 | Sewell Creek Energy | Electric Utility | GA | 3 | 128.5 | Natural Gas Fired Combustion Turbine | NG | GT | 9 | 2000 |  |  | (OP) Operating
13994 | Oglethorpe Power Corporation | 7813 | Sewell Creek Energy | Electric Utility | GA | 4 | 126.8 | Natural Gas Fired Combustion Turbine | NG | GT | 6 | 2000 |  |  | (OP) Operating
59159 | Central Electric Power | 7814 | Webb Forging | Electric Utility | SC | 1 | 2.4 | Petroleum Liquids | DFO | IC | 7 | 2003 |  |  | (OP) Operating
59159 | Central Electric Power | 7814 | Webb Forging | Electric Utility | SC | 2 | 2.4 | Petroleum Liquids | DFO | IC | 7 | 2003 |  |  | (OP) Operating
40307 | Prairie Power, Inc | 7818 | Alsey | Electric Utility | IL | 1 | 30 | Natural Gas Fired Combustion Turbine | NG | GT | 6 | 1999 |  |  | (OP) Operating
40307 | Prairie Power, Inc | 7818 | Alsey | Electric Utility | IL | 2 | 30 | Natural Gas Fired Combustion Turbine | NG | GT | 8 | 1999 |  |  | (OP) Operating
40307 | Prairie Power, Inc | 7818 | Alsey | Electric Utility | IL | 3 | 18 | Natural Gas Fired Combustion Turbine | NG | GT | 7 | 1999 |  |  | (OP) Operating
40307 | Prairie Power, Inc | 7818 | Alsey | Electric Utility | IL | 4 | 18 | Natural Gas Fired Combustion Turbine | NG | GT | 8 | 1999 |  |  | (OP) Operating
40307 | Prairie Power, Inc | 7818 | Alsey | Electric Utility | IL | 5 | 25 | Natural Gas Fired Combustion Turbine | NG | GT | 6 | 1999 |  |  | (OP) Operating
20847 | Wisconsin Electric Power Co | 7820 | Big Quinnesec 92 | Electric Utility | MI | 1 | 8 | Conventional Hydroelectric | WAT | HY | 11 | 1949 |  |  | (OP) Operating
20847 | Wisconsin Electric Power Co | 7820 | Big Quinnesec 92 | Electric Utility | MI | 2 | 8 | Conventional Hydroelectric | WAT | HY | 12 | 1949 |  |  | (OP) Operating
20847 | Wisconsin Electric Power Co | 7821 | Big Quinnesec 61 | Electric Utility | MI | 4 | 2.2 | Conventional Hydroelectric | WAT | HY | 5 | 1914 |  |  | (OP) Operating
20847 | Wisconsin Electric Power Co | 7821 | Big Quinnesec 61 | Electric Utility | MI | 5 | 2.2 | Conventional Hydroelectric | WAT | HY | 5 | 1914 |  |  | (OP) Operating
10056 | City of Kaukauna | 7822 | Kaukauna City Hydro | Electric Utility | WI | 1 | 2.4 | Conventional Hydroelectric | WAT | HY | 12 | 1940 |  |  | (OP) Operating
10056 | City of Kaukauna | 7822 | Kaukauna City Hydro | Electric Utility | WI | 2 | 2.4 | Conventional Hydroelectric | WAT | HY | 10 | 1942 |  |  | (OP) Operating
9216 | Imperial Irrigation District | 7824 | Rockwood | Electric Utility | CA | 1 | 24.1 | Natural Gas Fired Combustion Turbine | NG | GT | 6 | 1979 |  |  | (OP) Operating
9216 | Imperial Irrigation District | 7824 | Rockwood | Electric Utility | CA | 2 | 23 | Petroleum Liquids | DFO | GT | 4 | 1980 |  |  | (OP) Operating
807 | Arkansas Electric Coop Corp | 7825 | Fulton (AR) | Electric Utility | AR | 1 | 153 | Natural Gas Fired Combustion Turbine | NG | GT | 5 | 2001 |  |  | (OP) Operating
17650 | Southern Power Co | 7826 | Rowan | IPP Non-CHP | NC | 001 | 154 | Natural Gas Fired Combustion Turbine | NG | GT | 4 | 2001 |  |  | (OP) Operating
17650 | Southern Power Co | 7826 | Rowan | IPP Non-CHP | NC | 002 | 154 | Natural Gas Fired Combustion Turbine | NG | GT | 4 | 2001 |  |  | (OP) Operating
17650 | Southern Power Co | 7826 | Rowan | IPP Non-CHP | NC | 003 | 154 | Natural Gas Fired Combustion Turbine | NG | GT | 5 | 2001 |  |  | (OP) Operating
17650 | Southern Power Co | 7826 | Rowan | IPP Non-CHP | NC | 4 | 462.6 | Natural Gas Fired Combined Cycle | NG | CT | 6 | 2003 |  |  | (OP) Operating
17650 | Southern Power Co | 7826 | Rowan | IPP Non-CHP | NC | 5 |  | Natural Gas Fired Combined Cycle | NG | CT | 6 | 2003 |  |  | (OP) Operating
17650 | Southern Power Co | 7826 | Rowan | IPP Non-CHP | NC | STG |  | Natural Gas Fired Combined Cycle | NG | CA | 6 | 2003 |  |  | (OP) Operating
40577 | American Mun Power-Ohio, Inc | 7827 | Shelby North | Electric Utility | OH | 1 | 1.8 | Petroleum Liquids | DFO | IC | 6 | 2000 |  |  | (OP) Operating
17043 | City of Shelby - (OH) | 7828 | Shelby South | Electric Utility | OH | 1 | 1.8 | Petroleum Liquids | DFO | IC | 6 | 2000 |  |  | (OP) Operating
13994 | Oglethorpe Power Corporation | 7829 | Smarr Energy Center | Electric Utility | GA | 1 | 93.6 | Natural Gas Fired Combustion Turbine | NG | GT | 6 | 1999 |  |  | (OP) Operating
13994 | Oglethorpe Power Corporation | 7829 | Smarr Energy Center | Electric Utility | GA | 2 | 93.8 | Natural Gas Fired Combustion Turbine | NG | GT | 6 | 1999 |  |  | (OP) Operating
38084 | Great Lakes Energy Coop | 7831 | Beaver Island | Electric Utility | MI | 1 | 1 | Petroleum Liquids | DFO | IC | 9 | 2000 |  |  | (SB) Standby/Backup: available for service but not normally used
38084 | Great Lakes Energy Coop | 7831 | Beaver Island | Electric Utility | MI | 2 | 1 | Petroleum Liquids | DFO | IC | 9 | 2000 |  |  | (SB) Standby/Backup: available for service but not normally used
38084 | Great Lakes Energy Coop | 7831 | Beaver Island | Electric Utility | MI | 3 | 0.8 | Petroleum Liquids | DFO | IC | 1 | 2001 |  |  | (SB) Standby/Backup: available for service but not normally used
10393 | PUD No 1 of Klickitat County | 7832 | Roosevelt Biogas 1 | Electric Utility | WA | 1 | 2.1 | Landfill Gas | LFG | IC | 6 | 1999 |  |  | (OP) Operating
10393 | PUD No 1 of Klickitat County | 7832 | Roosevelt Biogas 1 | Electric Utility | WA | 2 | 2.1 | Landfill Gas | LFG | IC | 6 | 1999 |  |  | (OP) Operating
10393 | PUD No 1 of Klickitat County | 7832 | Roosevelt Biogas 1 | Electric Utility | WA | 3 | 2.1 | Landfill Gas | LFG | IC | 6 | 1999 |  |  | (OP) Operating
10393 | PUD No 1 of Klickitat County | 7832 | Roosevelt Biogas 1 | Electric Utility | WA | 4 | 2.1 | Landfill Gas | LFG | IC | 6 | 1999 |  |  | (OP) Operating
10393 | PUD No 1 of Klickitat County | 7832 | Roosevelt Biogas 1 | Electric Utility | WA | 5 | 2.1 | Landfill Gas | LFG | IC | 8 | 2000 |  |  | (OP) Operating
10393 | PUD No 1 of Klickitat County | 7832 | Roosevelt Biogas 1 | Electric Utility | WA | 7 | 10 | Landfill Gas | LFG | CT | 10 | 2011 |  |  | (OP) Operating
10393 | PUD No 1 of Klickitat County | 7832 | Roosevelt Biogas 1 | Electric Utility | WA | 8 | 10 | Landfill Gas | LFG | CT | 10 | 2011 |  |  | (OP) Operating
10393 | PUD No 1 of Klickitat County | 7832 | Roosevelt Biogas 1 | Electric Utility | WA | 9 | 6 | All Other | WH | CA | 10 | 2011 |  |  | (OP) Operating
17543 | South Carolina Public Service Authority | 7834 | John S Rainey | Electric Utility | SC | CT1A | 150 | Natural Gas Fired Combined Cycle | NG | CT | 9 | 2001 |  |  | (OP) Operating
17543 | South Carolina Public Service Authority | 7834 | John S Rainey | Electric Utility | SC | CT1B | 150 | Natural Gas Fired Combined Cycle | NG | CT | 9 | 2001 |  |  | (OP) Operating
17543 | South Carolina Public Service Authority | 7834 | John S Rainey | Electric Utility | SC | CT2A | 146 | Natural Gas Fired Combustion Turbine | NG | GT | 3 | 2002 |  |  | (OP) Operating
17543 | South Carolina Public Service Authority | 7834 | John S Rainey | Electric Utility | SC | CT2B | 146 | Natural Gas Fired Combustion Turbine | NG | GT | 5 | 2002 |  |  | (OP) Operating
17543 | South Carolina Public Service Authority | 7834 | John S Rainey | Electric Utility | SC | CT3A | 75 | Natural Gas Fired Combustion Turbine | NG | GT | 1 | 2004 |  |  | (OP) Operating
17543 | South Carolina Public Service Authority | 7834 | John S Rainey | Electric Utility | SC | CT3B | 75 | Natural Gas Fired Combustion Turbine | NG | GT | 1 | 2004 |  |  | (OP) Operating
17543 | South Carolina Public Service Authority | 7834 | John S Rainey | Electric Utility | SC | CT4A | 75 | Natural Gas Fired Combustion Turbine | NG | GT | 1 | 2004 |  |  | (OP) Operating
17543 | South Carolina Public Service Authority | 7834 | John S Rainey | Electric Utility | SC | ST1S | 160 | Natural Gas Fired Combined Cycle | NG | CA | 9 | 2001 |  |  | (OP) Operating
56386 | NAEA Rock Springs LLC | 7835 | NAEA Rock Springs LLC | IPP Non-CHP | MD | 1 | 162.1 | Natural Gas Fired Combustion Turbine | NG | GT | 6 | 2003 |  |  | (OP) Operating
56386 | NAEA Rock Springs LLC | 7835 | NAEA Rock Springs LLC | IPP Non-CHP | MD | 2 | 161.4 | Natural Gas Fired Combustion Turbine | NG | GT | 6 | 2003 |  |  | (OP) Operating
56386 | NAEA Rock Springs LLC | 7835 | NAEA Rock Springs LLC | IPP Non-CHP | MD | 3 | 163.6 | Natural Gas Fired Combustion Turbine | NG | GT | 6 | 2003 |  |  | (OP) Operating
56386 | NAEA Rock Springs LLC | 7835 | NAEA Rock Springs LLC | IPP Non-CHP | MD | 4 | 166.4 | Natural Gas Fired Combustion Turbine | NG | GT | 6 | 2003 |  |  | (OP) Operating
40229 | Old Dominion Electric Coop | 7836 | Marsh Run Generation Facility | Electric Utility | VA | 1 | 160.8 | Natural Gas Fired Combustion Turbine | NG | GT | 9 | 2004 |  |  | (OP) Operating
40229 | Old Dominion Electric Coop | 7836 | Marsh Run Generation Facility | Electric Utility | VA | 2 | 159.3 | Natural Gas Fired Combustion Turbine | NG | GT | 9 | 2004 |  |  | (OP) Operating
40229 | Old Dominion Electric Coop | 7836 | Marsh Run Generation Facility | Electric Utility | VA | 3 | 161 | Natural Gas Fired Combustion Turbine | NG | GT | 9 | 2004 |  |  | (OP) Operating
40229 | Old Dominion Electric Coop | 7837 | Louisa Generation Facility | Electric Utility | VA | 1 | 76.5 | Natural Gas Fired Combustion Turbine | NG | GT | 8 | 2003 |  |  | (OP) Operating
40229 | Old Dominion Electric Coop | 7837 | Louisa Generation Facility | Electric Utility | VA | 2 | 77 | Natural Gas Fired Combustion Turbine | NG | GT | 8 | 2003 |  |  | (OP) Operating
40229 | Old Dominion Electric Coop | 7837 | Louisa Generation Facility | Electric Utility | VA | 3 | 77.3 | Natural Gas Fired Combustion Turbine | NG | GT | 8 | 2003 |  |  | (OP) Operating
40229 | Old Dominion Electric Coop | 7837 | Louisa Generation Facility | Electric Utility | VA | 4 | 77.2 | Natural Gas Fired Combustion Turbine | NG | GT | 8 | 2003 |  |  | (OP) Operating
40229 | Old Dominion Electric Coop | 7837 | Louisa Generation Facility | Electric Utility | VA | 5 | 158 | Natural Gas Fired Combustion Turbine | NG | GT | 8 | 2003 |  |  | (OP) Operating
19876 | Virginia Electric & Power Co | 7838 | Remington | Electric Utility | VA | 1 | 153 | Natural Gas Fired Combustion Turbine | NG | GT | 6 | 2000 |  |  | (OP) Operating
19876 | Virginia Electric & Power Co | 7838 | Remington | Electric Utility | VA | 2 | 151 | Natural Gas Fired Combustion Turbine | NG | GT | 6 | 2000 |  |  | (OP) Operating
19876 | Virginia Electric & Power Co | 7838 | Remington | Electric Utility | VA | 3 | 152 | Natural Gas Fired Combustion Turbine | NG | GT | 7 | 2000 |  |  | (OP) Operating
19876 | Virginia Electric & Power Co | 7838 | Remington | Electric Utility | VA | 4 | 152 | Natural Gas Fired Combustion Turbine | NG | GT | 7 | 2000 |  |  | (OP) Operating
19876 | Virginia Electric & Power Co | 7839 | Ladysmith | Electric Utility | VA | 1 | 151 | Natural Gas Fired Combustion Turbine | NG | GT | 5 | 2001 |  |  | (OP) Operating
19876 | Virginia Electric & Power Co | 7839 | Ladysmith | Electric Utility | VA | 2 | 151 | Natural Gas Fired Combustion Turbine | NG | GT | 5 | 2001 |  |  | (OP) Operating
19876 | Virginia Electric & Power Co | 7839 | Ladysmith | Electric Utility | VA | 3 | 161 | Natural Gas Fired Combustion Turbine | NG | GT | 6 | 2008 |  |  | (OP) Operating
19876 | Virginia Electric & Power Co | 7839 | Ladysmith | Electric Utility | VA | 4 | 160 | Natural Gas Fired Combustion Turbine | NG | GT | 6 | 2008 |  |  | (OP) Operating
19876 | Virginia Electric & Power Co | 7839 | Ladysmith | Electric Utility | VA | 5 | 160 | Natural Gas Fired Combustion Turbine | NG | GT | 4 | 2009 |  |  | (OP) Operating
4329 | Copper Valley Elec Assn, Inc | 7841 | Valdez Cogen | Electric Utility | AK | 1 | 5.1 | Petroleum Liquids | WO | GT | 4 | 2000 |  |  | (OP) Operating |  |  | 0 |  |  | 0
17697 | Southwestern Electric Coop Inc - (IL) | 7842 | Freedom Power Project | Electric Utility | IL | CT1 | 45 | Natural Gas Fired Combustion Turbine | NG | GT | 6 | 2000 |  |  | (OP) Operating
7570 | Great River Energy | 7843 | Pleasant Valley (MN) | Electric Utility | MN | 11 | 155.6 | Natural Gas Fired Combustion Turbine | NG | GT | 5 | 2001 |  |  | (OP) Operating
7570 | Great River Energy | 7843 | Pleasant Valley (MN) | Electric Utility | MN | 12 | 152.6 | Natural Gas Fired Combustion Turbine | NG | GT | 5 | 2001 |  |  | (OP) Operating
7570 | Great River Energy | 7843 | Pleasant Valley (MN) | Electric Utility | MN | 13 | 121.8 | Natural Gas Fired Combustion Turbine | NG | GT | 5 | 2002 |  |  | (OP) Operating
12667 | Minnesota Municipal Power Agny | 7844 | Minnesota River | Electric Utility | MN | UOO1 | 39 | Natural Gas Fired Combustion Turbine | NG | GT | 5 | 2001 |  |  | (OP) Operating
18642 | Tennessee Valley Authority | 7845 | Lagoon Creek | Electric Utility | TN | CTG1 | 160 | Natural Gas Fired Combined Cycle | NG | CT | 9 | 2010 |  |  | (OP) Operating
18642 | Tennessee Valley Authority | 7845 | Lagoon Creek | Electric Utility | TN | CTG2 | 160 | Natural Gas Fired Combined Cycle | NG | CT | 9 | 2010 |  |  | (OP) Operating
18642 | Tennessee Valley Authority | 7845 | Lagoon Creek | Electric Utility | TN | GT1 | 73.9 | Natural Gas Fired Combustion Turbine | NG | GT | 6 | 2001 |  |  | (OP) Operating
18642 | Tennessee Valley Authority | 7845 | Lagoon Creek | Electric Utility | TN | GT10 | 72.7 | Natural Gas Fired Combustion Turbine | NG | GT | 6 | 2002 |  |  | (OP) Operating
18642 | Tennessee Valley Authority | 7845 | Lagoon Creek | Electric Utility | TN | GT11 | 72.7 | Natural Gas Fired Combustion Turbine | NG | GT | 6 | 2002 |  |  | (OP) Operating
18642 | Tennessee Valley Authority | 7845 | Lagoon Creek | Electric Utility | TN | GT12 | 72.7 | Natural Gas Fired Combustion Turbine | NG | GT | 6 | 2002 |  |  | (OP) Operating
18642 | Tennessee Valley Authority | 7845 | Lagoon Creek | Electric Utility | TN | GT2 | 73.9 | Natural Gas Fired Combustion Turbine | NG | GT | 6 | 2001 |  |  | (OP) Operating
18642 | Tennessee Valley Authority | 7845 | Lagoon Creek | Electric Utility | TN | GT3 | 73.9 | Natural Gas Fired Combustion Turbine | NG | GT | 6 | 2001 |  |  | (OP) Operating
18642 | Tennessee Valley Authority | 7845 | Lagoon Creek | Electric Utility | TN | GT4 | 73.9 | Natural Gas Fired Combustion Turbine | NG | GT | 6 | 2001 |  |  | (OP) Operating
18642 | Tennessee Valley Authority | 7845 | Lagoon Creek | Electric Utility | TN | GT5 | 73.9 | Natural Gas Fired Combustion Turbine | NG | GT | 6 | 2001 |  |  | (OP) Operating
18642 | Tennessee Valley Authority | 7845 | Lagoon Creek | Electric Utility | TN | GT6 | 73.9 | Natural Gas Fired Combustion Turbine | NG | GT | 6 | 2001 |  |  | (OP) Operating
18642 | Tennessee Valley Authority | 7845 | Lagoon Creek | Electric Utility | TN | GT7 | 73.9 | Natural Gas Fired Combustion Turbine | NG | GT | 7 | 2001 |  |  | (OP) Operating
18642 | Tennessee Valley Authority | 7845 | Lagoon Creek | Electric Utility | TN | GT8 | 73.9 | Natural Gas Fired Combustion Turbine | NG | GT | 7 | 2001 |  |  | (OP) Operating
18642 | Tennessee Valley Authority | 7845 | Lagoon Creek | Electric Utility | TN | GT9 | 72.7 | Natural Gas Fired Combustion Turbine | NG | GT | 6 | 2002 |  |  | (OP) Operating
18642 | Tennessee Valley Authority | 7845 | Lagoon Creek | Electric Utility | TN | STG1 | 205 | Natural Gas Fired Combined Cycle | NG | CA | 9 | 2010 |  |  | (OP) Operating
9617 | JEA | 7846 | Brandy Branch | Electric Utility | FL | 001 | 158.6 | Natural Gas Fired Combustion Turbine | NG | GT | 5 | 2001 |  |  | (OP) Operating
9617 | JEA | 7846 | Brandy Branch | Electric Utility | FL | 002 | 158.6 | Natural Gas Fired Combined Cycle | NG | CT | 5 | 2001 |  |  | (OP) Operating
9617 | JEA | 7846 | Brandy Branch | Electric Utility | FL | 003 | 158.6 | Natural Gas Fired Combined Cycle | NG | CT | 10 | 2001 |  |  | (OP) Operating
9617 | JEA | 7846 | Brandy Branch | Electric Utility | FL | 004 | 185 | Natural Gas Fired Combined Cycle | NG | CA | 2 | 2005 |  |  | (OP) Operating
4305 | City of Coon Rapids | 7847 | Coon Rapids II | Electric Utility | IA | 1 | 1.7 | Petroleum Liquids | DFO | IC | 10 | 2001 |  |  | (SB) Standby/Backup: available for service but not normally used
4305 | City of Coon Rapids | 7847 | Coon Rapids II | Electric Utility | IA | 2 | 1.7 | Petroleum Liquids | DFO | IC | 10 | 2001 |  |  | (SB) Standby/Backup: available for service but not normally used
4305 | City of Coon Rapids | 7847 | Coon Rapids II | Electric Utility | IA | 3 | 1.7 | Petroleum Liquids | DFO | IC | 10 | 2001 |  |  | (SB) Standby/Backup: available for service but not normally used
924 | Associated Electric Coop, Inc | 7848 | Holden | Electric Utility | MO | 11 | 70 | Natural Gas Fired Combustion Turbine | NG | GT | 6 | 2002 |  |  | (OP) Operating
924 | Associated Electric Coop, Inc | 7848 | Holden | Electric Utility | MO | 12 | 70 | Natural Gas Fired Combustion Turbine | NG | GT | 6 | 2002 |  |  | (OP) Operating
924 | Associated Electric Coop, Inc | 7848 | Holden | Electric Utility | MO | 13 | 70 | Natural Gas Fired Combustion Turbine | NG | GT | 6 | 2002 |  |  | (OP) Operating
12341 | MidAmerican Energy Co | 7849 | Knoxville Industrial | Electric Utility | IA | 1 | 2 | Petroleum Liquids | DFO | IC | 4 | 2000 |  |  | (OP) Operating
12341 | MidAmerican Energy Co | 7849 | Knoxville Industrial | Electric Utility | IA | 2 | 2 | Petroleum Liquids | DFO | IC | 4 | 2000 |  |  | (OP) Operating
12341 | MidAmerican Energy Co | 7849 | Knoxville Industrial | Electric Utility | IA | 3 | 2 | Petroleum Liquids | DFO | IC | 4 | 2000 |  |  | (OP) Operating
12341 | MidAmerican Energy Co | 7849 | Knoxville Industrial | Electric Utility | IA | 4 | 2 | Petroleum Liquids | DFO | IC | 4 | 2000 |  |  | (OP) Operating
12341 | MidAmerican Energy Co | 7849 | Knoxville Industrial | Electric Utility | IA | 5 | 2 | Petroleum Liquids | DFO | IC | 4 | 2000 |  |  | (OP) Operating
12341 | MidAmerican Energy Co | 7849 | Knoxville Industrial | Electric Utility | IA | 6 | 2 | Petroleum Liquids | DFO | IC | 4 | 2000 |  |  | (OP) Operating
12341 | MidAmerican Energy Co | 7849 | Knoxville Industrial | Electric Utility | IA | 7 | 2 | Petroleum Liquids | DFO | IC | 4 | 2000 |  |  | (OP) Operating
12341 | MidAmerican Energy Co | 7849 | Knoxville Industrial | Electric Utility | IA | 8 | 2 | Petroleum Liquids | DFO | IC | 4 | 2000 |  |  | (OP) Operating
12341 | MidAmerican Energy Co | 7850 | Shenandoah | Electric Utility | IA | 1 | 2 | Petroleum Liquids | DFO | IC | 4 | 2000 |  |  | (OP) Operating
12341 | MidAmerican Energy Co | 7850 | Shenandoah | Electric Utility | IA | 10 | 2 | Petroleum Liquids | DFO | IC | 4 | 2000 |  |  | (OP) Operating
12341 | MidAmerican Energy Co | 7850 | Shenandoah | Electric Utility | IA | 2 | 2 | Petroleum Liquids | DFO | IC | 4 | 2000 |  |  | (OP) Operating
12341 | MidAmerican Energy Co | 7850 | Shenandoah | Electric Utility | IA | 3 | 2 | Petroleum Liquids | DFO | IC | 4 | 2000 |  |  | (OP) Operating
12341 | MidAmerican Energy Co | 7850 | Shenandoah | Electric Utility | IA | 4 | 2 | Petroleum Liquids | DFO | IC | 4 | 2000 |  |  | (OP) Operating
12341 | MidAmerican Energy Co | 7850 | Shenandoah | Electric Utility | IA | 5 | 2 | Petroleum Liquids | DFO | IC | 4 | 2000 |  |  | (OP) Operating
12341 | MidAmerican Energy Co | 7850 | Shenandoah | Electric Utility | IA | 6 | 2 | Petroleum Liquids | DFO | IC | 4 | 2000 |  |  | (OP) Operating
12341 | MidAmerican Energy Co | 7850 | Shenandoah | Electric Utility | IA | 7 | 2 | Petroleum Liquids | DFO | IC | 4 | 2000 |  |  | (OP) Operating
12341 | MidAmerican Energy Co | 7850 | Shenandoah | Electric Utility | IA | 8 | 2 | Petroleum Liquids | DFO | IC | 4 | 2000 |  |  | (OP) Operating
12341 | MidAmerican Energy Co | 7850 | Shenandoah | Electric Utility | IA | 9 | 2 | Petroleum Liquids | DFO | IC | 4 | 2000 |  |  | (OP) Operating
12341 | MidAmerican Energy Co | 7851 | Waterloo Lundquist | Electric Utility | IA | 1 | 2 | Petroleum Liquids | DFO | IC | 4 | 2000 |  |  | (OP) Operating
12341 | MidAmerican Energy Co | 7851 | Waterloo Lundquist | Electric Utility | IA | 2 | 2 | Petroleum Liquids | DFO | IC | 4 | 2000 |  |  | (OP) Operating
12341 | MidAmerican Energy Co | 7851 | Waterloo Lundquist | Electric Utility | IA | 3 | 2 | Petroleum Liquids | DFO | IC | 4 | 2000 |  |  | (OP) Operating
12341 | MidAmerican Energy Co | 7851 | Waterloo Lundquist | Electric Utility | IA | 4 | 2 | Petroleum Liquids | DFO | IC | 4 | 2000 |  |  | (OP) Operating
12341 | MidAmerican Energy Co | 7851 | Waterloo Lundquist | Electric Utility | IA | 5 | 2 | Petroleum Liquids | DFO | IC | 4 | 2000 |  |  | (OP) Operating
12341 | MidAmerican Energy Co | 7851 | Waterloo Lundquist | Electric Utility | IA | 6 | 2 | Petroleum Liquids | DFO | IC | 4 | 2000 |  |  | (OP) Operating
12341 | MidAmerican Energy Co | 7851 | Waterloo Lundquist | Electric Utility | IA | 7 | 2 | Petroleum Liquids | DFO | IC | 4 | 2000 |  |  | (OP) Operating
12341 | MidAmerican Energy Co | 7851 | Waterloo Lundquist | Electric Utility | IA | 8 | 2 | Petroleum Liquids | DFO | IC | 4 | 2000 |  |  | (OP) Operating
12341 | MidAmerican Energy Co | 7851 | Waterloo Lundquist | Electric Utility | IA | 9 | 2 | Petroleum Liquids | DFO | IC | 4 | 2000 |  |  | (OP) Operating
5056 | City of Denison - (IA) | 7853 | West Receiving | Electric Utility | IA | 1 | 1.8 | Petroleum Liquids | DFO | IC | 4 | 1998 |  |  | (OP) Operating
16198 | City of Rock Falls - (IL) | 7854 | Avenue A Generator Sets | Electric Utility | IL | 1 | 1.8 | Petroleum Liquids | DFO | IC | 9 | 2000 |  |  | (SB) Standby/Backup: available for service but not normally used
16198 | City of Rock Falls - (IL) | 7854 | Avenue A Generator Sets | Electric Utility | IL | 2 | 1.8 | Petroleum Liquids | DFO | IC | 9 | 2000 |  |  | (SB) Standby/Backup: available for service but not normally used
12894 | City of Moorhead - (MN) | 7855 | Moorhead Wind Turbine | Electric Utility | MN | 8 | 0.7 | Onshore Wind Turbine | WND | WT | 5 | 1999 |  |  | (OP) Operating
12894 | City of Moorhead - (MN) | 7855 | Moorhead Wind Turbine | Electric Utility | MN | 9 | 0.7 | Onshore Wind Turbine | WND | WT | 9 | 2001 |  |  | (OP) Operating
7626 | City of Greenfield - (IA) | 7856 | North | Electric Utility | IA | 1 | 1.8 | Petroleum Liquids | DFO | IC | 1 | 2002 |  |  | (OP) Operating
7626 | City of Greenfield - (IA) | 7856 | North | Electric Utility | IA | 2 | 1.8 | Petroleum Liquids | DFO | IC | 1 | 2002 |  |  | (OP) Operating
7626 | City of Greenfield - (IA) | 7856 | North | Electric Utility | IA | 3 | 2.2 | Petroleum Liquids | DFO | IC | 11 | 2011 |  |  | (OP) Operating
7626 | City of Greenfield - (IA) | 7856 | North | Electric Utility | IA | 4 | 2.2 | Petroleum Liquids | DFO | IC | 11 | 2011 |  |  | (OP) Operating
18231 | City of Stuart - (IA) | 7857 | Gilliam South | Electric Utility | IA | 1 | 1.7 | Petroleum Liquids | DFO | IC | 2 | 2001 |  |  | (OP) Operating
18231 | City of Stuart - (IA) | 7857 | Gilliam South | Electric Utility | IA | 7 | 2.3 | Petroleum Liquids | DFO | IC | 4 | 2012 |  |  | (OP) Operating
12159 | Midwest Electric Power Inc | 7858 | MEPI GT Facility | IPP Non-CHP | IL | 1 | 55 | Natural Gas Fired Combustion Turbine | NG | GT | 10 | 1974 |  |  | (OS) Out of service and NOT expected to return to service in next calendar year
12159 | Midwest Electric Power Inc | 7858 | MEPI GT Facility | IPP Non-CHP | IL | 2 | 55 | Natural Gas Fired Combustion Turbine | NG | GT | 10 | 1974 |  |  | (OS) Out of service and NOT expected to return to service in next calendar year
12159 | Midwest Electric Power Inc | 7858 | MEPI GT Facility | IPP Non-CHP | IL | 3 | 55 | Natural Gas Fired Combustion Turbine | NG | GT | 10 | 1974 |  |  | (OS) Out of service and NOT expected to return to service in next calendar year
12159 | Midwest Electric Power Inc | 7858 | MEPI GT Facility | IPP Non-CHP | IL | 4 | 37 | Natural Gas Fired Combustion Turbine | NG | GT | 7 | 2000 |  |  | (OS) Out of service and NOT expected to return to service in next calendar year
12159 | Midwest Electric Power Inc | 7858 | MEPI GT Facility | IPP Non-CHP | IL | 5 | 37 | Natural Gas Fired Combustion Turbine | NG | GT | 7 | 2000 |  |  | (OS) Out of service and NOT expected to return to service in next calendar year
17035 | City of Shelbina - (MO) | 7860 | Shelbina Power #3 | Electric Utility | MO | G7 | 1.8 | Petroleum Liquids | DFO | IC | 4 | 2002 |  |  | (OP) Operating
17035 | City of Shelbina - (MO) | 7860 | Shelbina Power #3 | Electric Utility | MO | G8 | 1.8 | Petroleum Liquids | DFO | IC | 4 | 2002 |  |  | (OP) Operating
40215 | Cordova Electric Coop, Inc | 7862 | Power Creek | Electric Utility | AK | 4 | 2.8 | Conventional Hydroelectric | WAT | HY | 11 | 2001 |  |  | (OP) Operating
40215 | Cordova Electric Coop, Inc | 7862 | Power Creek | Electric Utility | AK | 5 | 2.8 | Conventional Hydroelectric | WAT | HY | 11 | 2001 |  |  | (OP) Operating
4716 | Dairyland Power Coop | 7863 | Elk Mound | Electric Utility | WI | 1 | 34.6 | Natural Gas Fired Combustion Turbine | NG | GT | 6 | 2001 |  |  | (OP) Operating
4716 | Dairyland Power Coop | 7863 | Elk Mound | Electric Utility | WI | 2 | 34 | Natural Gas Fired Combustion Turbine | NG | GT | 6 | 2001 |  |  | (OP) Operating
5563 | City of Earlville - (IA) | 7865 | Earlville | Electric Utility | IA | 1 | 1.8 | Petroleum Liquids | DFO | IC | 7 | 2001 |  |  | (OP) Operating
15500 | Puget Sound Energy Inc | 7867 | Snoqualmie 2 | Electric Utility | WA | 6A | 10 | Conventional Hydroelectric | WAT | HY | 2 | 2013 |  |  | (OP) Operating
15500 | Puget Sound Energy Inc | 7867 | Snoqualmie 2 | Electric Utility | WA | 7 | 21 | Conventional Hydroelectric | WAT | HY | 1 | 1957 |  |  | (OS) Out of service and NOT expected to return to service in next calendar year
56505 | National Grid Generation LLC | 7869 | Glenwood Landing | Electric Utility | NY | GT1 | 12.6 | Petroleum Liquids | DFO | GT | 4 | 1967 |  |  | (OP) Operating
56505 | National Grid Generation LLC | 7869 | Glenwood Landing | Electric Utility | NY | GT4 | 39.7 | Natural Gas Fired Combustion Turbine | NG | GT | 6 | 2002 |  |  | (OP) Operating
56505 | National Grid Generation LLC | 7869 | Glenwood Landing | Electric Utility | NY | GT5 | 38.3 | Natural Gas Fired Combustion Turbine | NG | GT | 6 | 2002 |  |  | (OP) Operating
15500 | Puget Sound Energy Inc | 7870 | Encogen | Electric Utility | WA | CTG1 | 34.5 | Natural Gas Fired Combined Cycle | NG | CT | 3 | 1993 |  |  | (OP) Operating
15500 | Puget Sound Energy Inc | 7870 | Encogen | Electric Utility | WA | CTG2 | 34.5 | Natural Gas Fired Combined Cycle | NG | CT | 3 | 1993 |  |  | (OP) Operating
15500 | Puget Sound Energy Inc | 7870 | Encogen | Electric Utility | WA | CTG3 | 34.5 | Natural Gas Fired Combined Cycle | NG | CT | 3 | 1993 |  |  | (OP) Operating
15500 | Puget Sound Energy Inc | 7870 | Encogen | Electric Utility | WA | STG | 55.9 | All Other | WH | CA | 4 | 1993 |  |  | (OP) Operating
25422 | National Power Coop Inc | 7872 | Robert P Mone Plant | Electric Utility | OH | 1 | 145 | Natural Gas Fired Combustion Turbine | NG | GT | 7 | 2002 |  |  | (OP) Operating
25422 | National Power Coop Inc | 7872 | Robert P Mone Plant | Electric Utility | OH | 2 | 145 | Natural Gas Fired Combustion Turbine | NG | GT | 7 | 2002 |  |  | (OP) Operating
25422 | National Power Coop Inc | 7872 | Robert P Mone Plant | Electric Utility | OH | 3 | 145 | Natural Gas Fired Combustion Turbine | NG | GT | 7 | 2002 |  |  | (OP) Operating
18454 | Tampa Electric Co | 7873 | H L Culbreath Bayside Power Station | Electric Utility | FL | 1A | 156 | Natural Gas Fired Combined Cycle | NG | CT | 4 | 2003 |  |  | (OP) Operating
18454 | Tampa Electric Co | 7873 | H L Culbreath Bayside Power Station | Electric Utility | FL | 1B | 156 | Natural Gas Fired Combined Cycle | NG | CT | 4 | 2003 |  |  | (OP) Operating
18454 | Tampa Electric Co | 7873 | H L Culbreath Bayside Power Station | Electric Utility | FL | 1C | 156 | Natural Gas Fired Combined Cycle | NG | CT | 4 | 2003 |  |  | (OP) Operating
18454 | Tampa Electric Co | 7873 | H L Culbreath Bayside Power Station | Electric Utility | FL | 1ST | 233 | Natural Gas Fired Combined Cycle | NG | CA | 11 | 1965 |  |  | (OP) Operating
18454 | Tampa Electric Co | 7873 | H L Culbreath Bayside Power Station | Electric Utility | FL | 2A | 156 | Natural Gas Fired Combined Cycle | NG | CT | 1 | 2004 |  |  | (OP) Operating
18454 | Tampa Electric Co | 7873 | H L Culbreath Bayside Power Station | Electric Utility | FL | 2B | 156 | Natural Gas Fired Combined Cycle | NG | CT | 1 | 2004 |  |  | (OP) Operating
18454 | Tampa Electric Co | 7873 | H L Culbreath Bayside Power Station | Electric Utility | FL | 2C | 156 | Natural Gas Fired Combined Cycle | NG | CT | 1 | 2004 |  |  | (OP) Operating
18454 | Tampa Electric Co | 7873 | H L Culbreath Bayside Power Station | Electric Utility | FL | 2D | 156 | Natural Gas Fired Combined Cycle | NG | CT | 1 | 2004 |  |  | (OP) Operating
18454 | Tampa Electric Co | 7873 | H L Culbreath Bayside Power Station | Electric Utility | FL | 2ST | 305 | Natural Gas Fired Combined Cycle | NG | CA | 10 | 1967 |  |  | (OP) Operating
18454 | Tampa Electric Co | 7873 | H L Culbreath Bayside Power Station | Electric Utility | FL | 3 | 56 | Natural Gas Fired Combustion Turbine | NG | GT | 7 | 2009 |  |  | (OP) Operating
18454 | Tampa Electric Co | 7873 | H L Culbreath Bayside Power Station | Electric Utility | FL | 4 | 56 | Natural Gas Fired Combustion Turbine | NG | GT | 7 | 2009 |  |  | (OP) Operating
18454 | Tampa Electric Co | 7873 | H L Culbreath Bayside Power Station | Electric Utility | FL | 5 | 56 | Natural Gas Fired Combustion Turbine | NG | GT | 4 | 2009 |  |  | (OP) Operating
18454 | Tampa Electric Co | 7873 | H L Culbreath Bayside Power Station | Electric Utility | FL | 6 | 56 | Natural Gas Fired Combustion Turbine | NG | GT | 4 | 2009 |  |  | (OP) Operating
40577 | American Mun Power-Ohio, Inc | 7874 | Edgerton | Electric Utility | OH | 1 | 1.8 | Petroleum Liquids | DFO | IC | 8 | 2000 |  |  | (OP) Operating
40577 | American Mun Power-Ohio, Inc | 7874 | Edgerton | Electric Utility | OH | 2 | 1.8 | Petroleum Liquids | DFO | IC | 8 | 2000 |  |  | (OP) Operating
40577 | American Mun Power-Ohio, Inc | 7878 | Wellington | Electric Utility | OH | 1 | 1 | Petroleum Liquids | DFO | IC | 2 | 1998 |  |  | (OP) Operating
15293 | Powell Valley Electric Coop | 7883 | Powell Valley | Electric Utility | TN | 1 | 1.8 | Petroleum Liquids | DFO | IC | 7 | 2000 |  |  | (OP) Operating
15293 | Powell Valley Electric Coop | 7883 | Powell Valley | Electric Utility | TN | 10 | 1.8 | Petroleum Liquids | DFO | IC | 7 | 2000 |  |  | (OP) Operating
15293 | Powell Valley Electric Coop | 7883 | Powell Valley | Electric Utility | TN | 11 | 1.8 | Petroleum Liquids | DFO | IC | 7 | 2000 |  |  | (OP) Operating
15293 | Powell Valley Electric Coop | 7883 | Powell Valley | Electric Utility | TN | 2 | 1.8 | Petroleum Liquids | DFO | IC | 7 | 2000 |  |  | (OP) Operating
15293 | Powell Valley Electric Coop | 7883 | Powell Valley | Electric Utility | TN | 3 | 1.8 | Petroleum Liquids | DFO | IC | 7 | 2000 |  |  | (OP) Operating
15293 | Powell Valley Electric Coop | 7883 | Powell Valley | Electric Utility | TN | 4 | 1.8 | Petroleum Liquids | DFO | IC | 7 | 2000 |  |  | (OP) Operating
15293 | Powell Valley Electric Coop | 7883 | Powell Valley | Electric Utility | TN | 5 | 1.8 | Petroleum Liquids | DFO | IC | 7 | 2000 |  |  | (OP) Operating
15293 | Powell Valley Electric Coop | 7883 | Powell Valley | Electric Utility | TN | 6 | 1.8 | Petroleum Liquids | DFO | IC | 7 | 2000 |  |  | (OP) Operating
15293 | Powell Valley Electric Coop | 7883 | Powell Valley | Electric Utility | TN | 7 | 1.8 | Petroleum Liquids | DFO | IC | 7 | 2000 |  |  | (OP) Operating
15293 | Powell Valley Electric Coop | 7883 | Powell Valley | Electric Utility | TN | 8 | 1.8 | Petroleum Liquids | DFO | IC | 7 | 2000 |  |  | (OP) Operating
15293 | Powell Valley Electric Coop | 7883 | Powell Valley | Electric Utility | TN | 9 | 1.8 | Petroleum Liquids | DFO | IC | 7 | 2000 |  |  | (OP) Operating
4775 | Dakota Magic Casino | 7884 | Dakota Magic | Commercial Non-CHP | ND | 1 | 1.5 | Petroleum Liquids | DFO | IC | 2 | 2000 |  |  | (SB) Standby/Backup: available for service but not normally used
11479 | Madison Gas & Electric Co | 7886 | Wind Turbine | Electric Utility | WI | 1 | 0.8 | Onshore Wind Turbine | WND | WT | 6 | 1999 |  |  | (OP) Operating
11018 | Lincoln Electric System | 7887 | Terry Bundy Generating Station | Electric Utility | NE | 1 | 28.6 | Natural Gas Fired Combined Cycle | NG | CA | 8 | 2004 |  |  | (OP) Operating
11018 | Lincoln Electric System | 7887 | Terry Bundy Generating Station | Electric Utility | NE | 2 | 47 | Natural Gas Fired Combined Cycle | NG | CT | 10 | 2003 |  |  | (OP) Operating
11018 | Lincoln Electric System | 7887 | Terry Bundy Generating Station | Electric Utility | NE | 3 | 47 | Natural Gas Fired Combined Cycle | NG | CT | 4 | 2004 |  |  | (OP) Operating
11018 | Lincoln Electric System | 7887 | Terry Bundy Generating Station | Electric Utility | NE | 4 | 47 | Natural Gas Fired Combustion Turbine | NG | GT | 8 | 2003 |  |  | (OP) Operating
11018 | Lincoln Electric System | 7887 | Terry Bundy Generating Station | Electric Utility | NE | BSU | 1.8 | Petroleum Liquids | DFO | IC | 7 | 2004 |  |  | (OP) Operating
11018 | Lincoln Electric System | 7887 | Terry Bundy Generating Station | Electric Utility | NE | LFG1 | 1.6 | Landfill Gas | LFG | IC | 1 | 2014 |  |  | (OP) Operating
11018 | Lincoln Electric System | 7887 | Terry Bundy Generating Station | Electric Utility | NE | LFG2 | 1.6 | Landfill Gas | LFG | IC | 1 | 2014 |  |  | (OP) Operating
11018 | Lincoln Electric System | 7887 | Terry Bundy Generating Station | Electric Utility | NE | LFG3 | 1.6 | Landfill Gas | LFG | IC | 1 | 2014 |  |  | (OP) Operating
17650 | Southern Power Co | 7897 | E B Harris Electric Generating Plant | IPP Non-CHP | AL | CT1A | 638.2 | Natural Gas Fired Combined Cycle | NG | CT | 6 | 2003 |  |  | (OP) Operating
17650 | Southern Power Co | 7897 | E B Harris Electric Generating Plant | IPP Non-CHP | AL | CT1B |  | Natural Gas Fired Combined Cycle | NG | CT | 6 | 2003 |  |  | (OP) Operating
17650 | Southern Power Co | 7897 | E B Harris Electric Generating Plant | IPP Non-CHP | AL | CT2A | 630.5 | Natural Gas Fired Combined Cycle | NG | CT | 6 | 2003 |  |  | (OP) Operating
17650 | Southern Power Co | 7897 | E B Harris Electric Generating Plant | IPP Non-CHP | AL | CT2B |  | Natural Gas Fired Combined Cycle | NG | CT | 6 | 2003 |  |  | (OP) Operating
17650 | Southern Power Co | 7897 | E B Harris Electric Generating Plant | IPP Non-CHP | AL | ST1 |  | Natural Gas Fired Combined Cycle | NG | CA | 6 | 2003 |  |  | (OP) Operating
17650 | Southern Power Co | 7897 | E B Harris Electric Generating Plant | IPP Non-CHP | AL | ST2 |  | Natural Gas Fired Combined Cycle | NG | CA | 6 | 2003 |  |  | (OP) Operating
13464 | Village of New Knoxville - (OH) | 7898 | New Knoxville | Electric Utility | OH | 1 | 1 | Petroleum Liquids | DFO | IC | 9 | 2000 |  |  | (OP) Operating
1015 | Austin Energy | 7900 | Sand Hill | Electric Utility | TX | 5A | 161 | Natural Gas Fired Combined Cycle | NG | CT | 9 | 2004 |  |  | (OP) Operating
1015 | Austin Energy | 7900 | Sand Hill | Electric Utility | TX | 5C | 151 | Natural Gas Fired Combined Cycle | NG | CA | 9 | 2004 |  |  | (OP) Operating
1015 | Austin Energy | 7900 | Sand Hill | Electric Utility | TX | SH1 | 47.3 | Natural Gas Fired Combustion Turbine | NG | GT | 6 | 2001 |  |  | (OP) Operating
1015 | Austin Energy | 7900 | Sand Hill | Electric Utility | TX | SH2 | 47.3 | Natural Gas Fired Combustion Turbine | NG | GT | 6 | 2001 |  |  | (OP) Operating
1015 | Austin Energy | 7900 | Sand Hill | Electric Utility | TX | SH3 | 47.3 | Natural Gas Fired Combustion Turbine | NG | GT | 6 | 2001 |  |  | (OP) Operating
1015 | Austin Energy | 7900 | Sand Hill | Electric Utility | TX | SH4 | 47.3 | Natural Gas Fired Combustion Turbine | NG | GT | 6 | 2001 |  |  | (OP) Operating
1015 | Austin Energy | 7900 | Sand Hill | Electric Utility | TX | SH6 | 47.3 | Natural Gas Fired Combustion Turbine | NG | GT | 6 | 2010 |  |  | (OP) Operating
1015 | Austin Energy | 7900 | Sand Hill | Electric Utility | TX | SH7 | 47.3 | Natural Gas Fired Combustion Turbine | NG | GT | 6 | 2010 |  |  | (OP) Operating
20847 | Wisconsin Electric Power Co | 7901 | Byron | Electric Utility | WI | 1 | 0.1 | Onshore Wind Turbine | WND | WT | 6 | 1999 |  |  | (OP) Operating
20847 | Wisconsin Electric Power Co | 7901 | Byron | Electric Utility | WI | 2 | 0.1 | Onshore Wind Turbine | WND | WT | 6 | 1999 |  |  | (OP) Operating
17698 | Southwestern Electric Power Co | 7902 | Pirkey | Electric Utility | TX | 1 | 721 | Conventional Steam Coal | LIG | ST | 1 | 1985 |  |  | (OP) Operating
17833 | City Utilities of Springfield - (MO) | 7903 | McCartney | Electric Utility | MO | MGS1 | 50 | Natural Gas Fired Combustion Turbine | NG | GT | 7 | 2002 |  |  | (OP) Operating
17833 | City Utilities of Springfield - (MO) | 7903 | McCartney | Electric Utility | MO | MSG2 | 50 | Natural Gas Fired Combustion Turbine | NG | GT | 7 | 2002 |  |  | (OP) Operating
10325 | Kings River Conservation Dist | 7907 | Pine Flat | Electric Utility | CA | 1 | 55 | Conventional Hydroelectric | WAT | HY | 1 | 1984 |  |  | (OP) Operating
10325 | Kings River Conservation Dist | 7907 | Pine Flat | Electric Utility | CA | 2 | 55 | Conventional Hydroelectric | WAT | HY | 1 | 1984 |  |  | (OP) Operating
10325 | Kings River Conservation Dist | 7907 | Pine Flat | Electric Utility | CA | 3 | 55 | Conventional Hydroelectric | WAT | HY | 4 | 1984 |  |  | (OP) Operating
15296 | New York Power Authority | 7909 | Vernon Boulevard | Electric Utility | NY | VG02 | 40 | Natural Gas Fired Combustion Turbine | NG | GT | 8 | 2001 |  |  | (OP) Operating
15296 | New York Power Authority | 7909 | Vernon Boulevard | Electric Utility | NY | VG03 | 39.9 | Natural Gas Fired Combustion Turbine | NG | GT | 8 | 2001 |  |  | (OP) Operating
15296 | New York Power Authority | 7910 | Joseph J Seymour Power Project | Electric Utility | NY | 1 | 40 | Natural Gas Fired Combustion Turbine | NG | GT | 7 | 2001 |  |  | (OP) Operating
15296 | New York Power Authority | 7910 | Joseph J Seymour Power Project | Electric Utility | NY | 2 | 39.9 | Natural Gas Fired Combustion Turbine | NG | GT | 7 | 2001 |  |  | (OP) Operating
14328 | Pacific Gas & Electric Co | 7911 | Kern Canyon | Electric Utility | CA | 1 | 11.5 | Conventional Hydroelectric | WAT | HY | 8 | 1921 |  |  | (OP) Operating
15296 | New York Power Authority | 7912 | Brentwood | Electric Utility | NY | 1 | 47 | Natural Gas Fired Combustion Turbine | NG | GT | 7 | 2001 |  |  | (OP) Operating
15296 | New York Power Authority | 7913 | Hell Gate | Electric Utility | NY | HG01 | 40 | Natural Gas Fired Combustion Turbine | NG | GT | 7 | 2001 |  |  | (OP) Operating
15296 | New York Power Authority | 7913 | Hell Gate | Electric Utility | NY | HG02 | 39.9 | Natural Gas Fired Combustion Turbine | NG | GT | 7 | 2001 |  |  | (OP) Operating
15296 | New York Power Authority | 7914 | Harlem River Yard | Electric Utility | NY | HR01 | 39.9 | Natural Gas Fired Combustion Turbine | NG | GT | 7 | 2001 |  |  | (OP) Operating
15296 | New York Power Authority | 7914 | Harlem River Yard | Electric Utility | NY | HR02 | 40 | Natural Gas Fired Combustion Turbine | NG | GT | 7 | 2001 |  |  | (OP) Operating
15296 | New York Power Authority | 7915 | North 1st | Electric Utility | NY | N01 | 45.1 | Natural Gas Fired Combustion Turbine | NG | GT | 8 | 2001 |  |  | (OP) Operating
13994 | Oglethorpe Power Corporation | 7916 | Talbot County Energy | Electric Utility | GA | 1 | 97 | Natural Gas Fired Combustion Turbine | NG | GT | 5 | 2002 |  |  | (OP) Operating
13994 | Oglethorpe Power Corporation | 7916 | Talbot County Energy | Electric Utility | GA | 2 | 95.8 | Natural Gas Fired Combustion Turbine | NG | GT | 4 | 2002 |  |  | (OP) Operating
13994 | Oglethorpe Power Corporation | 7916 | Talbot County Energy | Electric Utility | GA | 3 | 94.7 | Natural Gas Fired Combustion Turbine | NG | GT | 6 | 2002 |  |  | (OP) Operating
13994 | Oglethorpe Power Corporation | 7916 | Talbot County Energy | Electric Utility | GA | 4 | 97.3 | Natural Gas Fired Combustion Turbine | NG | GT | 6 | 2002 |  |  | (OP) Operating
13994 | Oglethorpe Power Corporation | 7916 | Talbot County Energy | Electric Utility | GA | 5 | 96.5 | Natural Gas Fired Combustion Turbine | NG | GT | 5 | 2003 |  |  | (OP) Operating
13994 | Oglethorpe Power Corporation | 7916 | Talbot County Energy | Electric Utility | GA | 6 | 95.3 | Natural Gas Fired Combustion Turbine | NG | GT | 5 | 2003 |  |  | (OP) Operating
13994 | Oglethorpe Power Corporation | 7917 | Chattahoochee Energy Facility | Electric Utility | GA | 1 | 142.8 | Natural Gas Fired Combined Cycle | NG | CT | 2 | 2003 |  |  | (OP) Operating
13994 | Oglethorpe Power Corporation | 7917 | Chattahoochee Energy Facility | Electric Utility | GA | 2 | 149.1 | Natural Gas Fired Combined Cycle | NG | CT | 2 | 2003 |  |  | (OP) Operating
13994 | Oglethorpe Power Corporation | 7917 | Chattahoochee Energy Facility | Electric Utility | GA | 3 | 158 | Natural Gas Fired Combined Cycle | NG | CA | 2 | 2003 |  |  | (OP) Operating
40577 | American Mun Power-Ohio, Inc | 7918 | Galion | Electric Utility | OH | 1 | 1.8 | Petroleum Liquids | DFO | IC | 7 | 2001 |  |  | (OP) Operating
40577 | American Mun Power-Ohio, Inc | 7918 | Galion | Electric Utility | OH | 2 | 1.8 | Petroleum Liquids | DFO | IC | 7 | 2001 |  |  | (OP) Operating
40577 | American Mun Power-Ohio, Inc | 7918 | Galion | Electric Utility | OH | 3 | 1.8 | Petroleum Liquids | DFO | IC | 7 | 2001 |  |  | (OP) Operating
40577 | American Mun Power-Ohio, Inc | 7919 | Seville | Electric Utility | OH | 1 | 1.8 | Petroleum Liquids | DFO | IC | 6 | 2001 |  |  | (OP) Operating
40577 | American Mun Power-Ohio, Inc | 7919 | Seville | Electric Utility | OH | 2 | 1.8 | Petroleum Liquids | DFO | IC | 6 | 2001 |  |  | (OP) Operating
40577 | American Mun Power-Ohio, Inc | 7919 | Seville | Electric Utility | OH | 3 | 1.8 | Petroleum Liquids | DFO | IC | 6 | 2001 |  |  | (OP) Operating
19062 | City of Traer - (IA) | 7920 | Traer South | Electric Utility | IA | 5 | 1.8 | Petroleum Liquids | DFO | IC | 4 | 2001 |  |  | (SB) Standby/Backup: available for service but not normally used
11611 | City of Maquoketa - (IA) | 7921 | Maquoketa 2 | Electric Utility | IA | 11 | 1.2 | Petroleum Liquids | DFO | IC | 7 | 2001 |  |  | (SB) Standby/Backup: available for service but not normally used
11611 | City of Maquoketa - (IA) | 7921 | Maquoketa 2 | Electric Utility | IA | 12 | 1.3 | Petroleum Liquids | DFO | IC | 7 | 2001 |  |  | (SB) Standby/Backup: available for service but not normally used
11611 | City of Maquoketa - (IA) | 7921 | Maquoketa 2 | Electric Utility | IA | 13 | 1.3 | Petroleum Liquids | DFO | IC | 6 | 2002 |  |  | (SB) Standby/Backup: available for service but not normally used
11611 | City of Maquoketa - (IA) | 7921 | Maquoketa 2 | Electric Utility | IA | 14 | 1.3 | Petroleum Liquids | DFO | IC | 6 | 2002 |  |  | (SB) Standby/Backup: available for service but not normally used
2287 | City of Brooklyn - (IA) | 7922 | Brooklyn City North Plant | Electric Utility | IA | 6 | 1.8 | Petroleum Liquids | DFO | IC | 5 | 2002 |  |  | (OP) Operating
241 | Albertville Municipal Utilities Board | 7924 | Albertville | Electric Utility | AL | DG1 | 0.9 | Petroleum Liquids | DFO | IC | 2 | 2000 |  |  | (OP) Operating
241 | Albertville Municipal Utilities Board | 7924 | Albertville | Electric Utility | AL | DG2 | 0.9 | Petroleum Liquids | DFO | IC | 2 | 2000 |  |  | (OP) Operating
241 | Albertville Municipal Utilities Board | 7924 | Albertville | Electric Utility | AL | DG3 | 0.9 | Petroleum Liquids | DFO | IC | 2 | 2000 |  |  | (OP) Operating
241 | Albertville Municipal Utilities Board | 7924 | Albertville | Electric Utility | AL | DG4 | 0.9 | Petroleum Liquids | DFO | IC | 2 | 2000 |  |  | (OP) Operating
7570 | Great River Energy | 7925 | Lakefield Junction | Electric Utility | MN | 1 | 86.1 | Natural Gas Fired Combustion Turbine | NG | GT | 6 | 2001 |  |  | (OP) Operating
7570 | Great River Energy | 7925 | Lakefield Junction | Electric Utility | MN | 2 | 86 | Natural Gas Fired Combustion Turbine | NG | GT | 6 | 2001 |  |  | (OP) Operating
7570 | Great River Energy | 7925 | Lakefield Junction | Electric Utility | MN | 3 | 85.7 | Natural Gas Fired Combustion Turbine | NG | GT | 6 | 2001 |  |  | (OP) Operating
7570 | Great River Energy | 7925 | Lakefield Junction | Electric Utility | MN | 4 | 85.7 | Natural Gas Fired Combustion Turbine | NG | GT | 6 | 2001 |  |  | (OP) Operating
7570 | Great River Energy | 7925 | Lakefield Junction | Electric Utility | MN | 5 | 86.7 | Natural Gas Fired Combustion Turbine | NG | GT | 6 | 2001 |  |  | (OP) Operating
7570 | Great River Energy | 7925 | Lakefield Junction | Electric Utility | MN | 6 | 85.4 | Natural Gas Fired Combustion Turbine | NG | GT | 6 | 2001 |  |  | (OP) Operating
7570 | Great River Energy | 7925 | Lakefield Junction | Electric Utility | MN | 7 | 2 | Petroleum Liquids | DFO | IC | 4 | 2002 |  |  | (SB) Standby/Backup: available for service but not normally used
18204 | City of Strawberry Point | 7926 | South Strawberry | Electric Utility | IA | 1A | 1.8 | Petroleum Liquids | DFO | IC | 1 | 2002 |  |  | (OP) Operating
18204 | City of Strawberry Point | 7926 | South Strawberry | Electric Utility | IA | 2A | 1.8 | Petroleum Liquids | DFO | IC | 1 | 2002 |  |  | (OP) Operating
18642 | Tennessee Valley Authority | 7927 | Buffalo Mountain | Electric Utility | TN | 1 | 0.7 | Onshore Wind Turbine | WND | WT | 10 | 2000 |  |  | (OP) Operating
18642 | Tennessee Valley Authority | 7927 | Buffalo Mountain | Electric Utility | TN | 2 | 0.7 | Onshore Wind Turbine | WND | WT | 10 | 2000 |  |  | (OP) Operating
18642 | Tennessee Valley Authority | 7927 | Buffalo Mountain | Electric Utility | TN | 3 | 0.7 | Onshore Wind Turbine | WND | WT | 10 | 2000 |  |  | (OP) Operating
10000 | Kansas City Power & Light Co | 7928 | Osawatomie | Electric Utility | KS | 1 | 77.3 | Natural Gas Fired Combustion Turbine | NG | GT | 6 | 2003 |  |  | (OP) Operating
10000 | Kansas City Power & Light Co | 7929 | West Gardner | Electric Utility | KS | 1 | 75.3 | Natural Gas Fired Combustion Turbine | NG | GT | 6 | 2003 |  |  | (OP) Operating
10000 | Kansas City Power & Light Co | 7929 | West Gardner | Electric Utility | KS | 2 | 78.1 | Natural Gas Fired Combustion Turbine | NG | GT | 6 | 2003 |  |  | (OP) Operating
10000 | Kansas City Power & Light Co | 7929 | West Gardner | Electric Utility | KS | 3 | 78.6 | Natural Gas Fired Combustion Turbine | NG | GT | 6 | 2003 |  |  | (OP) Operating
10000 | Kansas City Power & Light Co | 7929 | West Gardner | Electric Utility | KS | 4 | 79.1 | Natural Gas Fired Combustion Turbine | NG | GT | 6 | 2003 |  |  | (OP) Operating
16440 | City of Russell - (KS) | 7930 | Russell Energy Center | Electric Utility | KS | T-1 | 6 | Natural Gas Fired Combustion Turbine | NG | GT | 2 | 2002 |  |  | (OP) Operating
16440 | City of Russell - (KS) | 7930 | Russell Energy Center | Electric Utility | KS | T-2 | 6 | Natural Gas Fired Combustion Turbine | NG | GT | 2 | 2002 |  |  | (OP) Operating
20169 | Avista Corp | 7931 | Coyote Springs II | Electric Utility | OR | 1 | 149 | Natural Gas Fired Combined Cycle | NG | CT | 7 | 2003 |  |  | (OP) Operating
20169 | Avista Corp | 7931 | Coyote Springs II | Electric Utility | OR | 2 | 93.7 | Natural Gas Fired Combined Cycle | NG | CA | 7 | 2003 |  |  | (OP) Operating
20910 | Wolverine Power Supply Coop | 7932 | Gaylord - Wolverine | Electric Utility | MI | 1 | 20.2 | Natural Gas Fired Combustion Turbine | NG | GT | 6 | 2001 |  |  | (OP) Operating
20910 | Wolverine Power Supply Coop | 7932 | Gaylord - Wolverine | Electric Utility | MI | 2 | 20.2 | Natural Gas Fired Combustion Turbine | NG | GT | 6 | 2001 |  |  | (OP) Operating
20910 | Wolverine Power Supply Coop | 7932 | Gaylord - Wolverine | Electric Utility | MI | 3 | 20.2 | Natural Gas Fired Combustion Turbine | NG | GT | 6 | 2001 |  |  | (OP) Operating
16198 | City of Rock Falls - (IL) | 7934 | Industrial Park | Electric Utility | IL | 3 | 1.8 | Petroleum Liquids | DFO | IC | 7 | 2001 |  |  | (OP) Operating
16198 | City of Rock Falls - (IL) | 7934 | Industrial Park | Electric Utility | IL | 4 | 1.8 | Petroleum Liquids | DFO | IC | 7 | 2001 |  |  | (OP) Operating
16198 | City of Rock Falls - (IL) | 7934 | Industrial Park | Electric Utility | IL | 5 | 1.8 | Petroleum Liquids | DFO | IC | 7 | 2001 |  |  | (OP) Operating
16198 | City of Rock Falls - (IL) | 7934 | Industrial Park | Electric Utility | IL | 6 | 1.8 | Petroleum Liquids | DFO | IC | 6 | 2002 |  |  | (OP) Operating
16198 | City of Rock Falls - (IL) | 7934 | Industrial Park | Electric Utility | IL | 7 | 1.8 | Petroleum Liquids | DFO | IC | 6 | 2002 |  |  | (OP) Operating
16198 | City of Rock Falls - (IL) | 7934 | Industrial Park | Electric Utility | IL | 8 | 2.2 | Petroleum Liquids | DFO | IC | 7 | 2011 |  |  | (OP) Operating
16198 | City of Rock Falls - (IL) | 7934 | Industrial Park | Electric Utility | IL | 9 | 2.2 | Petroleum Liquids | DFO | IC | 7 | 2011 |  |  | (OP) Operating
19150 | Trenton Municipal Utilities - (MO) | 7935 | Trenton South | Electric Utility | MO | 1 | 1.8 | Petroleum Liquids | DFO | IC | 7 | 2000 |  |  | (OP) Operating
19150 | Trenton Municipal Utilities - (MO) | 7935 | Trenton South | Electric Utility | MO | 2 | 1.8 | Petroleum Liquids | DFO | IC | 7 | 2000 |  |  | (OP) Operating
19150 | Trenton Municipal Utilities - (MO) | 7935 | Trenton South | Electric Utility | MO | 3 | 1.8 | Petroleum Liquids | DFO | IC | 7 | 2000 |  |  | (OP) Operating
19150 | Trenton Municipal Utilities - (MO) | 7935 | Trenton South | Electric Utility | MO | 4 | 1.8 | Petroleum Liquids | DFO | IC | 7 | 2000 |  |  | (OP) Operating
19150 | Trenton Municipal Utilities - (MO) | 7935 | Trenton South | Electric Utility | MO | 5 | 2 | Petroleum Liquids | DFO | IC | 4 | 2004 |  |  | (OP) Operating
19150 | Trenton Municipal Utilities - (MO) | 7935 | Trenton South | Electric Utility | MO | 6 | 2 | Petroleum Liquids | DFO | IC | 4 | 2004 |  |  | (OP) Operating
19150 | Trenton Municipal Utilities - (MO) | 7935 | Trenton South | Electric Utility | MO | 7 | 2 | Petroleum Liquids | DFO | IC | 4 | 2004 |  |  | (OP) Operating
20160 | Energy Northwest | 7936 | Nine Canyon | Electric Utility | WA | 1 | 95 | Onshore Wind Turbine | WND | WT | 9 | 2002 |  |  | (OP) Operating
15466 | Public Service Co of Colorado | 7937 | Ponnequin | Electric Utility | CO | 30 | 9.9 | Onshore Wind Turbine | WND | WT | 8 | 2001 | 12 | 2015 | (OP) Operating
15466 | Public Service Co of Colorado | 7937 | Ponnequin | Electric Utility | CO | 8 | 15.4 | Onshore Wind Turbine | WND | WT | 2 | 1999 | 12 | 2015 | (OP) Operating
40229 | Old Dominion Electric Coop | 7939 | Diesel Group 1 | Electric Utility | VA | 1 | 12 | Petroleum Liquids | DFO | IC | 7 | 2002 |  |  | (SB) Standby/Backup: available for service but not normally used
40229 | Old Dominion Electric Coop | 7940 | Diesel Group 2 | Electric Utility | VA | 1 | 4 | Petroleum Liquids | DFO | IC | 12 | 2002 |  |  | (SB) Standby/Backup: available for service but not normally used
40229 | Old Dominion Electric Coop | 7941 | Diesel Group 3 | Electric Utility | VA | 1 | 4 | Petroleum Liquids | DFO | IC | 11 | 2002 |  |  | (SB) Standby/Backup: available for service but not normally used
12397 | Metropolitan Water District of S CA | 7942 | Diamond Valley Lake | Electric Utility | CA | 10 | 3.3 | Conventional Hydroelectric | WAT | HY | 12 | 2001 |  |  | (OP) Operating
12397 | Metropolitan Water District of S CA | 7942 | Diamond Valley Lake | Electric Utility | CA | 11 | 3.3 | Conventional Hydroelectric | WAT | HY | 12 | 2001 |  |  | (OP) Operating
12397 | Metropolitan Water District of S CA | 7942 | Diamond Valley Lake | Electric Utility | CA | 12 | 3.3 | Conventional Hydroelectric | WAT | HY | 12 | 2001 |  |  | (OP) Operating
12397 | Metropolitan Water District of S CA | 7942 | Diamond Valley Lake | Electric Utility | CA | 2 | 3.3 | Conventional Hydroelectric | WAT | HY | 5 | 2001 |  |  | (OP) Operating
12397 | Metropolitan Water District of S CA | 7942 | Diamond Valley Lake | Electric Utility | CA | 3 | 3.3 | Conventional Hydroelectric | WAT | HY | 5 | 2001 |  |  | (OP) Operating
12397 | Metropolitan Water District of S CA | 7942 | Diamond Valley Lake | Electric Utility | CA | 4 | 3.3 | Conventional Hydroelectric | WAT | HY | 5 | 2001 |  |  | (OP) Operating
12397 | Metropolitan Water District of S CA | 7942 | Diamond Valley Lake | Electric Utility | CA | 6 | 3.3 | Conventional Hydroelectric | WAT | HY | 12 | 2001 |  |  | (OP) Operating
12397 | Metropolitan Water District of S CA | 7942 | Diamond Valley Lake | Electric Utility | CA | 7 | 3.3 | Conventional Hydroelectric | WAT | HY | 12 | 2001 |  |  | (OP) Operating
12397 | Metropolitan Water District of S CA | 7942 | Diamond Valley Lake | Electric Utility | CA | 8 | 3.3 | Conventional Hydroelectric | WAT | HY | 12 | 2001 |  |  | (OP) Operating
13100 | Municipal Electric Authority | 7946 | Wansley Unit 9 | Electric Utility | GA | CT1 | 145.3 | Natural Gas Fired Combined Cycle | NG | CT | 6 | 2004 |  |  | (OP) Operating
13100 | Municipal Electric Authority | 7946 | Wansley Unit 9 | Electric Utility | GA | CT2 | 144.9 | Natural Gas Fired Combined Cycle | NG | CT | 6 | 2004 |  |  | (OP) Operating
13100 | Municipal Electric Authority | 7946 | Wansley Unit 9 | Electric Utility | GA | ST1 | 205.8 | Natural Gas Fired Combined Cycle | NG | CA | 6 | 2004 |  |  | (OP) Operating
14232 | Otter Tail Power Co | 7947 | Solway CT | Electric Utility | MN | 1 | 41.9 | Natural Gas Fired Combustion Turbine | NG | GT | 5 | 2003 |  |  | (SB) Standby/Backup: available for service but not normally used
14232 | Otter Tail Power Co | 7947 | Solway CT | Electric Utility | MN | D1 | 1.3 | Petroleum Liquids | DFO | IC | 8 | 2005 |  |  | (SB) Standby/Backup: available for service but not normally used
9267 | Hoosier Energy R E C, Inc | 7948 | Lawrence County Station | Electric Utility | IN | 1 | 43.5 | Natural Gas Fired Combustion Turbine | NG | GT | 5 | 2005 |  |  | (OP) Operating
9267 | Hoosier Energy R E C, Inc | 7948 | Lawrence County Station | Electric Utility | IN | 2 | 45.5 | Natural Gas Fired Combustion Turbine | NG | GT | 5 | 2005 |  |  | (OP) Operating
9267 | Hoosier Energy R E C, Inc | 7948 | Lawrence County Station | Electric Utility | IN | 3 | 44 | Natural Gas Fired Combustion Turbine | NG | GT | 5 | 2005 |  |  | (OP) Operating
9267 | Hoosier Energy R E C, Inc | 7948 | Lawrence County Station | Electric Utility | IN | 4 | 43.9 | Natural Gas Fired Combustion Turbine | NG | GT | 5 | 2005 |  |  | (OP) Operating
9267 | Hoosier Energy R E C, Inc | 7948 | Lawrence County Station | Electric Utility | IN | 5 | 44.8 | Natural Gas Fired Combustion Turbine | NG | GT | 5 | 2005 |  |  | (OP) Operating
9267 | Hoosier Energy R E C, Inc | 7948 | Lawrence County Station | Electric Utility | IN | 6 | 42.4 | Natural Gas Fired Combustion Turbine | NG | GT | 5 | 2005 |  |  | (OP) Operating
9191 | Idaho Power Co | 7953 | Evander Andrews Power Complex | Electric Utility | ID | 1 | 171 | Natural Gas Fired Combustion Turbine | NG | GT | 2 | 2008 |  |  | (OP) Operating
9191 | Idaho Power Co | 7953 | Evander Andrews Power Complex | Electric Utility | ID | 2 | 45.4 | Natural Gas Fired Combustion Turbine | NG | GT | 9 | 2001 |  |  | (OP) Operating
9191 | Idaho Power Co | 7953 | Evander Andrews Power Complex | Electric Utility | ID | 3 | 45.1 | Natural Gas Fired Combustion Turbine | NG | GT | 9 | 2001 |  |  | (OP) Operating
56152 | New Smyrna Beach Utilities Commission | 7954 | Field Street | Electric Utility | FL | 1 | 22 | Petroleum Liquids | DFO | GT | 5 | 2001 |  |  | (OP) Operating
56152 | New Smyrna Beach Utilities Commission | 7954 | Field Street | Electric Utility | FL | 2 | 22 | Petroleum Liquids | DFO | GT | 5 | 2001 |  |  | (OP) Operating
14127 | Omaha Public Power District | 7955 | Elk City Station | Electric Utility | NE | 1 | 0.8 | Landfill Gas | LFG | IC | 4 | 2002 |  |  | (OP) Operating
14127 | Omaha Public Power District | 7955 | Elk City Station | Electric Utility | NE | 2 | 0.8 | Landfill Gas | LFG | IC | 4 | 2002 |  |  | (OP) Operating
14127 | Omaha Public Power District | 7955 | Elk City Station | Electric Utility | NE | 3 | 0.8 | Landfill Gas | LFG | IC | 4 | 2002 |  |  | (OP) Operating
14127 | Omaha Public Power District | 7955 | Elk City Station | Electric Utility | NE | 4 | 0.8 | Landfill Gas | LFG | IC | 4 | 2002 |  |  | (OP) Operating
14127 | Omaha Public Power District | 7955 | Elk City Station | Electric Utility | NE | 5 | 0.8 | Landfill Gas | LFG | IC | 6 | 2006 |  |  | (OP) Operating
14127 | Omaha Public Power District | 7955 | Elk City Station | Electric Utility | NE | 6 | 0.8 | Landfill Gas | LFG | IC | 6 | 2006 |  |  | (OP) Operating
14127 | Omaha Public Power District | 7955 | Elk City Station | Electric Utility | NE | 7 | 0.8 | Landfill Gas | LFG | IC | 8 | 2006 |  |  | (OP) Operating
14127 | Omaha Public Power District | 7955 | Elk City Station | Electric Utility | NE | 8 | 0.8 | Landfill Gas | LFG | IC | 8 | 2009 |  |  | (OP) Operating
59159 | Central Electric Power | 7957 | Sediver | Electric Utility | SC | 1 | 2.4 | Petroleum Liquids | DFO | IC | 7 | 2003 |  |  | (OP) Operating
17543 | South Carolina Public Service Authority | 7958 | Horry Land Fill Gas Site | Electric Utility | SC | HG1 | 1.1 | Landfill Gas | LFG | IC | 8 | 2001 |  |  | (OP) Operating
17543 | South Carolina Public Service Authority | 7958 | Horry Land Fill Gas Site | Electric Utility | SC | HG2 | 1.1 | Landfill Gas | LFG | IC | 8 | 2001 |  |  | (OP) Operating
17543 | South Carolina Public Service Authority | 7958 | Horry Land Fill Gas Site | Electric Utility | SC | HG3 | 1.1 | Landfill Gas | LFG | IC | 3 | 2003 |  |  | (OP) Operating
18642 | Tennessee Valley Authority | 7960 | Kemper County | Electric Utility | MS | GT1 | 73.3 | Natural Gas Fired Combustion Turbine | NG | GT | 7 | 2002 |  |  | (OP) Operating
18642 | Tennessee Valley Authority | 7960 | Kemper County | Electric Utility | MS | GT2 | 73.3 | Natural Gas Fired Combustion Turbine | NG | GT | 7 | 2002 |  |  | (OP) Operating
18642 | Tennessee Valley Authority | 7960 | Kemper County | Electric Utility | MS | GT3 | 73.3 | Natural Gas Fired Combustion Turbine | NG | GT | 7 | 2002 |  |  | (OP) Operating
18642 | Tennessee Valley Authority | 7960 | Kemper County | Electric Utility | MS | GT4 | 73.3 | Natural Gas Fired Combustion Turbine | NG | GT | 7 | 2002 |  |  | (OP) Operating
5084 | Delaware Municipal Electric Corp | 7962 | Warren F Sam Beasley Generation Station | Electric Utility | DE | 001 | 48 | Natural Gas Fired Combustion Turbine | NG | GT | 4 | 2002 |  |  | (OP) Operating
5084 | Delaware Municipal Electric Corp | 7962 | Warren F Sam Beasley Generation Station | Electric Utility | DE | 002 | 50 | Natural Gas Fired Combustion Turbine | NG | GT | 11 | 2012 |  |  | (OP) Operating
19436 | Union Electric Co - (MO) | 7964 | Peno Creek | Electric Utility | MO | GT1 | 47 | Natural Gas Fired Combustion Turbine | NG | GT | 5 | 2002 |  |  | (OP) Operating
19436 | Union Electric Co - (MO) | 7964 | Peno Creek | Electric Utility | MO | GT2 | 47 | Natural Gas Fired Combustion Turbine | NG | GT | 5 | 2002 |  |  | (OP) Operating
19436 | Union Electric Co - (MO) | 7964 | Peno Creek | Electric Utility | MO | GT3 | 47 | Natural Gas Fired Combustion Turbine | NG | GT | 5 | 2002 |  |  | (OP) Operating
19436 | Union Electric Co - (MO) | 7964 | Peno Creek | Electric Utility | MO | GT4 | 47 | Natural Gas Fired Combustion Turbine | NG | GT | 5 | 2002 |  |  | (OP) Operating
11018 | Lincoln Electric System | 7965 | Salt Valley Wind Plant | Electric Utility | NE | G1 | 0.7 | Onshore Wind Turbine | WND | WT | 12 | 1998 |  |  | (OP) Operating
11018 | Lincoln Electric System | 7965 | Salt Valley Wind Plant | Electric Utility | NE | G2 | 0.7 | Onshore Wind Turbine | WND | WT | 10 | 1999 |  |  | (OP) Operating
309 | City of Algona - (IA) | 7966 | Iowa Distributed Wind Generation Project | Electric Utility | IA | IDWG | 2.3 | Onshore Wind Turbine | WND | WT | 6 | 2000 |  |  | (OP) Operating
15473 | Public Service Co of NM | 7967 | Lordsburg Generating | Electric Utility | NM | GT1 | 37 | Natural Gas Fired Combustion Turbine | NG | GT | 6 | 2002 |  |  | (OP) Operating
15473 | Public Service Co of NM | 7967 | Lordsburg Generating | Electric Utility | NM | GT2 | 37 | Natural Gas Fired Combustion Turbine | NG | GT | 6 | 2002 |  |  | (OP) Operating
14645 | City of Pella - (IA) | 7971 | Pella Peaking | Electric Utility | IA | 10 | 1.8 | Petroleum Liquids | DFO | IC | 6 | 2003 |  |  | (OP) Operating
14645 | City of Pella - (IA) | 7971 | Pella Peaking | Electric Utility | IA | 11 | 1.8 | Petroleum Liquids | DFO | IC | 6 | 2003 |  |  | (OP) Operating
14645 | City of Pella - (IA) | 7971 | Pella Peaking | Electric Utility | IA | 12 | 1.8 | Petroleum Liquids | DFO | IC | 6 | 2003 |  |  | (OP) Operating
14645 | City of Pella - (IA) | 7971 | Pella Peaking | Electric Utility | IA | 13 | 1.8 | Petroleum Liquids | DFO | IC | 6 | 2003 |  |  | (OP) Operating
14645 | City of Pella - (IA) | 7971 | Pella Peaking | Electric Utility | IA | 14 | 1.8 | Petroleum Liquids | DFO | IC | 6 | 2003 |  |  | (OP) Operating
14645 | City of Pella - (IA) | 7971 | Pella Peaking | Electric Utility | IA | 15 | 1.8 | Petroleum Liquids | DFO | IC | 6 | 2003 |  |  | (OP) Operating
14645 | City of Pella - (IA) | 7971 | Pella Peaking | Electric Utility | IA | 16 | 1.8 | Petroleum Liquids | DFO | IC | 6 | 2003 |  |  | (OP) Operating
14645 | City of Pella - (IA) | 7971 | Pella Peaking | Electric Utility | IA | 3 | 1.8 | Petroleum Liquids | DFO | IC | 6 | 2003 |  |  | (OP) Operating
14645 | City of Pella - (IA) | 7971 | Pella Peaking | Electric Utility | IA | 4 | 1.8 | Petroleum Liquids | DFO | IC | 6 | 2003 |  |  | (OP) Operating
14645 | City of Pella - (IA) | 7971 | Pella Peaking | Electric Utility | IA | 5 | 1.8 | Petroleum Liquids | DFO | IC | 6 | 2003 |  |  | (OP) Operating
14645 | City of Pella - (IA) | 7971 | Pella Peaking | Electric Utility | IA | 6 | 1.8 | Petroleum Liquids | DFO | IC | 6 | 2003 |  |  | (OP) Operating
14645 | City of Pella - (IA) | 7971 | Pella Peaking | Electric Utility | IA | 7 | 1.8 | Petroleum Liquids | DFO | IC | 6 | 2003 |  |  | (OP) Operating
14645 | City of Pella - (IA) | 7971 | Pella Peaking | Electric Utility | IA | 8 | 1.8 | Petroleum Liquids | DFO | IC | 6 | 2003 |  |  | (OP) Operating
14645 | City of Pella - (IA) | 7971 | Pella Peaking | Electric Utility | IA | 9 | 1.8 | Petroleum Liquids | DFO | IC | 6 | 2003 |  |  | (OP) Operating
20910 | Wolverine Power Supply Coop | 7972 | Sumpter | Electric Utility | MI | 1 | 77 | Natural Gas Fired Combustion Turbine | NG | GT | 7 | 2002 |  |  | (OP) Operating
20910 | Wolverine Power Supply Coop | 7972 | Sumpter | Electric Utility | MI | 2 | 77.5 | Natural Gas Fired Combustion Turbine | NG | GT | 7 | 2002 |  |  | (OP) Operating
20910 | Wolverine Power Supply Coop | 7972 | Sumpter | Electric Utility | MI | 3 | 76.6 | Natural Gas Fired Combustion Turbine | NG | GT | 7 | 2002 |  |  | (OP) Operating
20910 | Wolverine Power Supply Coop | 7972 | Sumpter | Electric Utility | MI | 4 | 77.3 | Natural Gas Fired Combustion Turbine | NG | GT | 7 | 2002 |  |  | (OP) Operating
9961 | Kansas Electric Power Coop Inc | 7973 | Sharpe | Electric Utility | KS | 1 | 2 | Petroleum Liquids | DFO | IC | 7 | 2002 |  |  | (SB) Standby/Backup: available for service but not normally used
9961 | Kansas Electric Power Coop Inc | 7973 | Sharpe | Electric Utility | KS | 10 | 2 | Petroleum Liquids | DFO | IC | 7 | 2002 |  |  | (SB) Standby/Backup: available for service but not normally used
9961 | Kansas Electric Power Coop Inc | 7973 | Sharpe | Electric Utility | KS | 2 | 2 | Petroleum Liquids | DFO | IC | 7 | 2002 |  |  | (SB) Standby/Backup: available for service but not normally used
9961 | Kansas Electric Power Coop Inc | 7973 | Sharpe | Electric Utility | KS | 3 | 2 | Petroleum Liquids | DFO | IC | 7 | 2002 |  |  | (SB) Standby/Backup: available for service but not normally used
9961 | Kansas Electric Power Coop Inc | 7973 | Sharpe | Electric Utility | KS | 4 | 2 | Petroleum Liquids | DFO | IC | 7 | 2002 |  |  | (SB) Standby/Backup: available for service but not normally used
9961 | Kansas Electric Power Coop Inc | 7973 | Sharpe | Electric Utility | KS | 5 | 2 | Petroleum Liquids | DFO | IC | 7 | 2002 |  |  | (SB) Standby/Backup: available for service but not normally used
9961 | Kansas Electric Power Coop Inc | 7973 | Sharpe | Electric Utility | KS | 6 | 2 | Petroleum Liquids | DFO | IC | 7 | 2002 |  |  | (SB) Standby/Backup: available for service but not normally used
9961 | Kansas Electric Power Coop Inc | 7973 | Sharpe | Electric Utility | KS | 7 | 2 | Petroleum Liquids | DFO | IC | 7 | 2002 |  |  | (SB) Standby/Backup: available for service but not normally used
9961 | Kansas Electric Power Coop Inc | 7973 | Sharpe | Electric Utility | KS | 8 | 2 | Petroleum Liquids | DFO | IC | 7 | 2002 |  |  | (SB) Standby/Backup: available for service but not normally used
9961 | Kansas Electric Power Coop Inc | 7973 | Sharpe | Electric Utility | KS | 9 | 2 | Petroleum Liquids | DFO | IC | 7 | 2002 |  |  | (SB) Standby/Backup: available for service but not normally used
1307 | Basin Electric Power Coop | 7974 | Chamberlain Wind Project | Electric Utility | SD | WTC1 | 1.3 | Onshore Wind Turbine | WND | WT | 11 | 2001 |  |  | (OP) Operating
1307 | Basin Electric Power Coop | 7974 | Chamberlain Wind Project | Electric Utility | SD | WTC2 | 1.3 | Onshore Wind Turbine | WND | WT | 11 | 2001 |  |  | (OP) Operating
30151 | Tri-State G & T Assn, Inc | 7975 | Pyramid | Electric Utility | NM | 1 | 39.5 | Natural Gas Fired Combustion Turbine | NG | GT | 3 | 2003 |  |  | (OP) Operating
30151 | Tri-State G & T Assn, Inc | 7975 | Pyramid | Electric Utility | NM | 2 | 39.5 | Natural Gas Fired Combustion Turbine | NG | GT | 3 | 2003 |  |  | (OP) Operating
30151 | Tri-State G & T Assn, Inc | 7975 | Pyramid | Electric Utility | NM | 3 | 39.5 | Natural Gas Fired Combustion Turbine | NG | GT | 5 | 2003 |  |  | (OP) Operating
30151 | Tri-State G & T Assn, Inc | 7975 | Pyramid | Electric Utility | NM | 4 | 39.5 | Natural Gas Fired Combustion Turbine | NG | GT | 4 | 2003 |  |  | (OP) Operating
13095 | City of Mulvane - (KS) | 7976 | Mulvane 2 | Electric Utility | KS | 10 | 3.8 | Petroleum Liquids | DFO | IC | 9 | 2003 |  |  | (OP) Operating
13095 | City of Mulvane - (KS) | 7976 | Mulvane 2 | Electric Utility | KS | 11 | 3.8 | Petroleum Liquids | DFO | IC | 9 | 2003 |  |  | (OP) Operating
13095 | City of Mulvane - (KS) | 7976 | Mulvane 2 | Electric Utility | KS | 9 | 1 | Petroleum Liquids | DFO | IC | 9 | 2003 |  |  | (OP) Operating
7494 | City of Granite Falls - (MN) | 7977 | Granite Falls 2 | Electric Utility | MN | 1 | 2 | Petroleum Liquids | DFO | IC | 5 | 2003 |  |  | (SB) Standby/Backup: available for service but not normally used
7494 | City of Granite Falls - (MN) | 7977 | Granite Falls 2 | Electric Utility | MN | 2 | 2 | Petroleum Liquids | DFO | IC | 5 | 2003 |  |  | (SB) Standby/Backup: available for service but not normally used
7494 | City of Granite Falls - (MN) | 7977 | Granite Falls 2 | Electric Utility | MN | 3 | 2 | Petroleum Liquids | DFO | IC | 5 | 2003 |  |  | (SB) Standby/Backup: available for service but not normally used
5416 | Duke Energy Carolinas, LLC | 7981 | Mill Creek (SC) | Electric Utility | SC | 1 | 74.4 | Natural Gas Fired Combustion Turbine | NG | GT | 12 | 2002 |  |  | (OP) Operating
5416 | Duke Energy Carolinas, LLC | 7981 | Mill Creek (SC) | Electric Utility | SC | 2 | 74.4 | Natural Gas Fired Combustion Turbine | NG | GT | 12 | 2002 |  |  | (OP) Operating
5416 | Duke Energy Carolinas, LLC | 7981 | Mill Creek (SC) | Electric Utility | SC | 3 | 74.4 | Natural Gas Fired Combustion Turbine | NG | GT | 12 | 2002 |  |  | (OP) Operating
5416 | Duke Energy Carolinas, LLC | 7981 | Mill Creek (SC) | Electric Utility | SC | 4 | 74.4 | Natural Gas Fired Combustion Turbine | NG | GT | 12 | 2002 |  |  | (OP) Operating
5416 | Duke Energy Carolinas, LLC | 7981 | Mill Creek (SC) | Electric Utility | SC | 5 | 74.4 | Natural Gas Fired Combustion Turbine | NG | GT | 5 | 2003 |  |  | (OP) Operating
5416 | Duke Energy Carolinas, LLC | 7981 | Mill Creek (SC) | Electric Utility | SC | 6 | 74.4 | Natural Gas Fired Combustion Turbine | NG | GT | 5 | 2003 |  |  | (OP) Operating
5416 | Duke Energy Carolinas, LLC | 7981 | Mill Creek (SC) | Electric Utility | SC | 7 | 74.4 | Natural Gas Fired Combustion Turbine | NG | GT | 5 | 2003 |  |  | (OP) Operating
5416 | Duke Energy Carolinas, LLC | 7981 | Mill Creek (SC) | Electric Utility | SC | 8 | 74.4 | Natural Gas Fired Combustion Turbine | NG | GT | 5 | 2003 |  |  | (OP) Operating
15793 | Redwood Falls Public Util Comm | 7982 | South Generation | Electric Utility | MN | 3 | 2 | Petroleum Liquids | DFO | IC | 3 | 2003 |  |  | (OP) Operating
15793 | Redwood Falls Public Util Comm | 7982 | South Generation | Electric Utility | MN | 4 | 2 | Petroleum Liquids | DFO | IC | 3 | 2003 |  |  | (OP) Operating
15793 | Redwood Falls Public Util Comm | 7982 | South Generation | Electric Utility | MN | 5 | 2.2 | Petroleum Liquids | DFO | IC | 3 | 2003 |  |  | (OP) Operating
40582 | Michigan Public Power Agency | 7984 | Kalkaska CT #1 | Electric Utility | MI | 001 | 46.8 | Natural Gas Fired Combustion Turbine | NG | GT | 12 | 2002 |  |  | (OP) Operating
12341 | MidAmerican Energy Co | 7985 | Greater Des Moines | Electric Utility | IA | GT1 | 159.1 | Natural Gas Fired Combined Cycle | NG | CT | 5 | 2003 |  |  | (OP) Operating
12341 | MidAmerican Energy Co | 7985 | Greater Des Moines | Electric Utility | IA | GT2 | 156.9 | Natural Gas Fired Combined Cycle | NG | CT | 5 | 2003 |  |  | (OP) Operating
12341 | MidAmerican Energy Co | 7985 | Greater Des Moines | Electric Utility | IA | ST1 | 176.6 | Natural Gas Fired Combined Cycle | NG | CA | 12 | 2004 |  |  | (OP) Operating
2507 | City of Burbank Water and Power | 7987 | Lake One | Electric Utility | CA | L1 | 48 | Natural Gas Fired Combustion Turbine | NG | GT | 6 | 2002 |  |  | (OP) Operating
17568 | South Mississippi El Pwr Assn | 7988 | Silver Creek | Electric Utility | MS | 1 | 75 | Natural Gas Fired Combustion Turbine | NG | GT | 6 | 2003 |  |  | (OP) Operating
17568 | South Mississippi El Pwr Assn | 7988 | Silver Creek | Electric Utility | MS | 2 | 75 | Natural Gas Fired Combustion Turbine | NG | GT | 6 | 2004 |  |  | (OP) Operating
17568 | South Mississippi El Pwr Assn | 7988 | Silver Creek | Electric Utility | MS | 3 | 75 | Natural Gas Fired Combustion Turbine | NG | GT | 6 | 2005 |  |  | (OP) Operating
17568 | South Mississippi El Pwr Assn | 7989 | Sylvarena | Electric Utility | MS | 1 | 43 | Natural Gas Fired Combustion Turbine | NG | GT | 7 | 2003 |  |  | (OP) Operating
17568 | South Mississippi El Pwr Assn | 7989 | Sylvarena | Electric Utility | MS | 2 | 43 | Natural Gas Fired Combustion Turbine | NG | GT | 7 | 2003 |  |  | (OP) Operating
17568 | South Mississippi El Pwr Assn | 7989 | Sylvarena | Electric Utility | MS | 3 | 43 | Natural Gas Fired Combustion Turbine | NG | GT | 7 | 2003 |  |  | (OP) Operating
406 | City of Altamont - (IL) | 7990 | Altamont | Electric Utility | IL | 1 | 1.8 | Petroleum Liquids | DFO | IC | 1 | 2002 |  |  | (SB) Standby/Backup: available for service but not normally used
406 | City of Altamont - (IL) | 7990 | Altamont | Electric Utility | IL | 2 | 1.8 | Petroleum Liquids | DFO | IC | 1 | 2002 |  |  | (SB) Standby/Backup: available for service but not normally used
406 | City of Altamont - (IL) | 7990 | Altamont | Electric Utility | IL | 3 | 1.8 | Petroleum Liquids | DFO | IC | 1 | 2002 |  |  | (SB) Standby/Backup: available for service but not normally used
406 | City of Altamont - (IL) | 7990 | Altamont | Electric Utility | IL | 4 | 1.8 | Petroleum Liquids | DFO | IC | 11 | 2006 |  |  | (SB) Standby/Backup: available for service but not normally used
11479 | Madison Gas & Electric Co | 7991 | West Campus Cogeneration Facility | Electric Utility | WI | 1 | 31.1 | Natural Gas Fired Combined Cycle | NG | CT | 4 | 2005 |  |  | (OP) Operating
11479 | Madison Gas & Electric Co | 7991 | West Campus Cogeneration Facility | Electric Utility | WI | CT2 | 32.2 | Natural Gas Fired Combined Cycle | NG | CT | 4 | 2005 |  |  | (OP) Operating
11479 | Madison Gas & Electric Co | 7991 | West Campus Cogeneration Facility | Electric Utility | WI | STG1 | 63.8 | Natural Gas Fired Combined Cycle | NG | CA | 4 | 2005 |  |  | (OP) Operating
56146 | Black Hills/Colorado Elec.Util | 7995 | Airport Industrial | Electric Utility | CO | IC1 | 2.5 | Petroleum Liquids | DFO | IC | 1 | 2002 |  |  | (OP) Operating
56146 | Black Hills/Colorado Elec.Util | 7995 | Airport Industrial | Electric Utility | CO | IC2 | 2.5 | Petroleum Liquids | DFO | IC | 1 | 2002 |  |  | (OP) Operating
56146 | Black Hills/Colorado Elec.Util | 7995 | Airport Industrial | Electric Utility | CO | IC3 | 2.5 | Petroleum Liquids | DFO | IC | 1 | 2002 |  |  | (OP) Operating
56146 | Black Hills/Colorado Elec.Util | 7995 | Airport Industrial | Electric Utility | CO | IC4 | 2.5 | Petroleum Liquids | DFO | IC | 1 | 2002 |  |  | (OP) Operating
10623 | City of Lakeland - (FL) | 7997 | Winston | Electric Utility | FL | WD01 | 2.5 | Petroleum Liquids | DFO | IC | 12 | 2001 |  |  | (OP) Operating
10623 | City of Lakeland - (FL) | 7997 | Winston | Electric Utility | FL | WD02 | 2.5 | Petroleum Liquids | DFO | IC | 12 | 2001 |  |  | (OP) Operating
10623 | City of Lakeland - (FL) | 7997 | Winston | Electric Utility | FL | WD03 | 2.5 | Petroleum Liquids | DFO | IC | 12 | 2001 |  |  | (OP) Operating
10623 | City of Lakeland - (FL) | 7997 | Winston | Electric Utility | FL | WD04 | 2.5 | Petroleum Liquids | DFO | IC | 12 | 2001 |  |  | (OP) Operating
10623 | City of Lakeland - (FL) | 7997 | Winston | Electric Utility | FL | WD05 | 2.5 | Petroleum Liquids | DFO | IC | 12 | 2001 |  |  | (OP) Operating
10623 | City of Lakeland - (FL) | 7997 | Winston | Electric Utility | FL | WD06 | 2.5 | Petroleum Liquids | DFO | IC | 12 | 2001 |  |  | (OP) Operating
10623 | City of Lakeland - (FL) | 7997 | Winston | Electric Utility | FL | WD07 | 2.5 | Petroleum Liquids | DFO | IC | 12 | 2001 |  |  | (OP) Operating
10623 | City of Lakeland - (FL) | 7997 | Winston | Electric Utility | FL | WD08 | 2.5 | Petroleum Liquids | DFO | IC | 12 | 2001 |  |  | (OP) Operating
10623 | City of Lakeland - (FL) | 7997 | Winston | Electric Utility | FL | WD09 | 2.5 | Petroleum Liquids | DFO | IC | 12 | 2001 |  |  | (OP) Operating
10623 | City of Lakeland - (FL) | 7997 | Winston | Electric Utility | FL | WD10 | 2.5 | Petroleum Liquids | DFO | IC | 12 | 2001 |  |  | (OP) Operating
10623 | City of Lakeland - (FL) | 7997 | Winston | Electric Utility | FL | WD11 | 2.5 | Petroleum Liquids | DFO | IC | 12 | 2001 |  |  | (OP) Operating
10623 | City of Lakeland - (FL) | 7997 | Winston | Electric Utility | FL | WD12 | 2.5 | Petroleum Liquids | DFO | IC | 12 | 2001 |  |  | (OP) Operating
10623 | City of Lakeland - (FL) | 7997 | Winston | Electric Utility | FL | WD13 | 2.5 | Petroleum Liquids | DFO | IC | 12 | 2001 |  |  | (OP) Operating
10623 | City of Lakeland - (FL) | 7997 | Winston | Electric Utility | FL | WD14 | 2.5 | Petroleum Liquids | DFO | IC | 12 | 2001 |  |  | (OP) Operating
10623 | City of Lakeland - (FL) | 7997 | Winston | Electric Utility | FL | WD15 | 2.5 | Petroleum Liquids | DFO | IC | 12 | 2001 |  |  | (OP) Operating
10623 | City of Lakeland - (FL) | 7997 | Winston | Electric Utility | FL | WD16 | 2.5 | Petroleum Liquids | DFO | IC | 12 | 2001 |  |  | (OP) Operating
10623 | City of Lakeland - (FL) | 7997 | Winston | Electric Utility | FL | WD17 | 2.5 | Petroleum Liquids | DFO | IC | 12 | 2001 |  |  | (OP) Operating
10623 | City of Lakeland - (FL) | 7997 | Winston | Electric Utility | FL | WD18 | 2.5 | Petroleum Liquids | DFO | IC | 12 | 2001 |  |  | (OP) Operating
10623 | City of Lakeland - (FL) | 7997 | Winston | Electric Utility | FL | WD19 | 2.5 | Petroleum Liquids | DFO | IC | 12 | 2001 |  |  | (OP) Operating
10623 | City of Lakeland - (FL) | 7997 | Winston | Electric Utility | FL | WD20 | 2.5 | Petroleum Liquids | DFO | IC | 12 | 2001 |  |  | (OP) Operating
16572 | Salt River Project | 7998 | Tri Cities | Electric Utility | AZ | TC1 | 0.8 | Landfill Gas | LFG | IC | 9 | 2001 |  |  | (OP) Operating
16572 | Salt River Project | 7998 | Tri Cities | Electric Utility | AZ | TC2 | 0.8 | Landfill Gas | LFG | IC | 9 | 2001 |  |  | (OP) Operating
16572 | Salt River Project | 7998 | Tri Cities | Electric Utility | AZ | TC3 | 0.8 | Landfill Gas | LFG | IC | 9 | 2001 |  |  | (OP) Operating
16572 | Salt River Project | 7998 | Tri Cities | Electric Utility | AZ | TC4 | 0.8 | Landfill Gas | LFG | IC | 9 | 2001 |  |  | (OP) Operating
16572 | Salt River Project | 7998 | Tri Cities | Electric Utility | AZ | TC5 | 0.8 | Landfill Gas | LFG | IC | 9 | 2001 |  |  | (OP) Operating
49893 | Invenergy Services LLC | 7999 | Grays Harbor Energy Facility | Electric Utility | WA | CT1 | 165 | Natural Gas Fired Combined Cycle | NG | CT | 5 | 2008 |  |  | (OP) Operating
49893 | Invenergy Services LLC | 7999 | Grays Harbor Energy Facility | Electric Utility | WA | CT2 | 172 | Natural Gas Fired Combined Cycle | NG | CT | 5 | 2008 |  |  | (OP) Operating
49893 | Invenergy Services LLC | 7999 | Grays Harbor Energy Facility | Electric Utility | WA | ST1 | 300 | Natural Gas Fired Combined Cycle | NG | CA | 5 | 2008 |  |  | (OP) Operating
13337 | Nebraska Public Power District | 8000 | Beatrice | Electric Utility | NE | CT1 | 69 | Natural Gas Fired Combined Cycle | NG | CT | 1 | 2005 |  |  | (OP) Operating
13337 | Nebraska Public Power District | 8000 | Beatrice | Electric Utility | NE | CT2 | 68 | Natural Gas Fired Combined Cycle | NG | CT | 1 | 2005 |  |  | (OP) Operating
13337 | Nebraska Public Power District | 8000 | Beatrice | Electric Utility | NE | ST1 | 83 | Natural Gas Fired Combined Cycle | NG | CA | 1 | 2005 |  |  | (OP) Operating
15472 | Public Service Co of NH | 8002 | Newington | Electric Utility | NH | 1 | 400.2 | Petroleum Liquids | RFO | ST | 6 | 1974 |  |  | (OP) Operating
54765 | Bear Swamp Power Company LLC | 8004 | Fife Brook | IPP Non-CHP | MA | GEN1 | 11.2 | Conventional Hydroelectric | WAT | HY | 10 | 1974 |  |  | (OP) Operating
54765 | Bear Swamp Power Company LLC | 8005 | Bear Swamp | IPP Non-CHP | MA | GEN1 | 300 | Hydroelectric Pumped Storage | WAT | PS | 9 | 1974 |  |  | (OP) Operating
54765 | Bear Swamp Power Company LLC | 8005 | Bear Swamp | IPP Non-CHP | MA | GEN2 | 300 | Hydroelectric Pumped Storage | WAT | PS | 10 | 1974 |  |  | (OP) Operating
5511 | CCI Roseton LLC | 8006 | Roseton Generating Facility | IPP Non-CHP | NY | 1 | 610.5 | Natural Gas Steam Turbine | NG | ST | 12 | 1974 |  |  | (OP) Operating
5511 | CCI Roseton LLC | 8006 | Roseton Generating Facility | IPP Non-CHP | NY | 2 | 597.5 | Natural Gas Steam Turbine | NG | ST | 9 | 1974 |  |  | (OP) Operating
56505 | National Grid Generation LLC | 8007 | Holtsville | Electric Utility | NY | 1 | 53.2 | Petroleum Liquids | KER | GT | 7 | 1974 |  |  | (OP) Operating
56505 | National Grid Generation LLC | 8007 | Holtsville | Electric Utility | NY | 10 | 52.9 | Petroleum Liquids | KER | GT | 7 | 1975 |  |  | (OP) Operating
56505 | National Grid Generation LLC | 8007 | Holtsville | Electric Utility | NY | 2 | 47.6 | Petroleum Liquids | KER | GT | 7 | 1974 |  |  | (OP) Operating
56505 | National Grid Generation LLC | 8007 | Holtsville | Electric Utility | NY | 3 | 47.4 | Petroleum Liquids | KER | GT | 7 | 1974 |  |  | (OP) Operating
56505 | National Grid Generation LLC | 8007 | Holtsville | Electric Utility | NY | 4 | 51.9 | Petroleum Liquids | KER | GT | 7 | 1974 |  |  | (OP) Operating
56505 | National Grid Generation LLC | 8007 | Holtsville | Electric Utility | NY | 5 | 53.8 | Petroleum Liquids | KER | GT | 7 | 1974 |  |  | (OP) Operating
56505 | National Grid Generation LLC | 8007 | Holtsville | Electric Utility | NY | 6 | 51.2 | Petroleum Liquids | KER | GT | 7 | 1975 |  |  | (OP) Operating
56505 | National Grid Generation LLC | 8007 | Holtsville | Electric Utility | NY | 7 | 52.2 | Petroleum Liquids | KER | GT | 7 | 1975 |  |  | (OP) Operating
56505 | National Grid Generation LLC | 8007 | Holtsville | Electric Utility | NY | 8 | 52.3 | Petroleum Liquids | KER | GT | 7 | 1975 |  |  | (OP) Operating
56505 | National Grid Generation LLC | 8007 | Holtsville | Electric Utility | NY | 9 | 53.2 | Petroleum Liquids | KER | GT | 7 | 1975 |  |  | (OP) Operating
56606 | Calpine New Jersey Generation LLC | 8008 | Mickleton Station | IPP Non-CHP | NJ | MICK | 64.9 | Natural Gas Fired Combustion Turbine | NG | GT | 6 | 1974 |  |  | (SB) Standby/Backup: available for service but not normally used
13511 | New York State Elec & Gas Corp | 8009 | Auburn State Street | Electric Utility | NY | 1 | 5.3 | Natural Gas Fired Combustion Turbine | NG | GT | 8 | 2000 |  |  | (SB) Standby/Backup: available for service but not normally used
13137 | City of Murray - (UT) | 8010 | Murray Turbine | Electric Utility | UT | 1 | 12 | Natural Gas Fired Combustion Turbine | NG | GT | 6 | 2001 |  |  | (OP) Operating
13137 | City of Murray - (UT) | 8010 | Murray Turbine | Electric Utility | UT | 2 | 12 | Natural Gas Fired Combustion Turbine | NG | GT | 10 | 2001 |  |  | (OP) Operating
13137 | City of Murray - (UT) | 8010 | Murray Turbine | Electric Utility | UT | 3 | 12 | Natural Gas Fired Combustion Turbine | NG | GT | 1 | 2002 |  |  | (OP) Operating
55951 | Exelon Nuclear | 8011 | Three Mile Island | IPP Non-CHP | PA | 1 | 802.8 | Nuclear | NUC | ST | 8 | 1974 |  |  | (OP) Operating
6035 | Exelon Power | 8012 | Croydon CT Generating Station | IPP Non-CHP | PA | 11 | 49 | Petroleum Liquids | DFO | GT | 6 | 1974 |  |  | (OP) Operating
6035 | Exelon Power | 8012 | Croydon CT Generating Station | IPP Non-CHP | PA | 12 | 49 | Petroleum Liquids | DFO | GT | 6 | 1974 |  |  | (OP) Operating
6035 | Exelon Power | 8012 | Croydon CT Generating Station | IPP Non-CHP | PA | 21 | 49 | Petroleum Liquids | DFO | GT | 6 | 1974 |  |  | (OP) Operating
6035 | Exelon Power | 8012 | Croydon CT Generating Station | IPP Non-CHP | PA | 22 | 49 | Petroleum Liquids | DFO | GT | 6 | 1974 |  |  | (OP) Operating
6035 | Exelon Power | 8012 | Croydon CT Generating Station | IPP Non-CHP | PA | 31 | 49 | Petroleum Liquids | DFO | GT | 8 | 1974 |  |  | (OP) Operating
6035 | Exelon Power | 8012 | Croydon CT Generating Station | IPP Non-CHP | PA | 32 | 49 | Petroleum Liquids | DFO | GT | 8 | 1974 |  |  | (OP) Operating
6035 | Exelon Power | 8012 | Croydon CT Generating Station | IPP Non-CHP | PA | 41 | 49 | Petroleum Liquids | DFO | GT | 7 | 1974 |  |  | (OP) Operating
6035 | Exelon Power | 8012 | Croydon CT Generating Station | IPP Non-CHP | PA | 42 | 49 | Petroleum Liquids | DFO | GT | 7 | 1974 |  |  | (OP) Operating
13697 | North Central Power Co Inc | 8013 | Winter | Electric Utility | WI | IC 1 | 2.8 | Petroleum Liquids | DFO | IC | 8 | 2002 |  |  | (OP) Operating
13697 | North Central Power Co Inc | 8013 | Winter | Electric Utility | WI | IC 2 | 2.8 | Petroleum Liquids | DFO | IC | 8 | 2002 |  |  | (OP) Operating
14446 | Paragould Light & Water Comm | 8015 | Paragould Reciprocating | Electric Utility | AR | 011 | 6 | Natural Gas Internal Combustion Engine | NG | IC | 7 | 2001 |  |  | (OP) Operating
14446 | Paragould Light & Water Comm | 8015 | Paragould Reciprocating | Electric Utility | AR | 021 | 6 | Natural Gas Internal Combustion Engine | NG | IC | 7 | 2001 |  |  | (OP) Operating
14446 | Paragould Light & Water Comm | 8015 | Paragould Reciprocating | Electric Utility | AR | 031 | 6 | Natural Gas Internal Combustion Engine | NG | IC | 7 | 2001 |  |  | (OP) Operating
17828 | City of Springfield - (IL) | 8016 | Factory | Electric Utility | IL | 1 | 18 | Petroleum Liquids | DFO | GT | 8 | 1973 |  |  | (OP) Operating
19578 | Upper Peninsula Power Co | 8019 | Portage | Electric Utility | MI | 1 | 17.4 | Petroleum Liquids | DFO | GT | 11 | 1973 |  |  | (OP) Operating
1148 | City of Baldwin City- (KS) | 8020 | Baldwin City Plant No 2 | Electric Utility | KS | 7 | 3 | Petroleum Liquids | DFO | IC | 8 | 2004 |  |  | (OP) Operating
1148 | City of Baldwin City- (KS) | 8020 | Baldwin City Plant No 2 | Electric Utility | KS | 8 | 3 | Petroleum Liquids | DFO | IC | 8 | 2004 |  |  | (OP) Operating
20169 | Avista Corp | 8022 | Boulder Park | Electric Utility | WA | 1 | 4.1 | Natural Gas Internal Combustion Engine | NG | IC | 5 | 2002 |  |  | (OP) Operating
20169 | Avista Corp | 8022 | Boulder Park | Electric Utility | WA | 2 | 4.1 | Natural Gas Internal Combustion Engine | NG | IC | 5 | 2002 |  |  | (OP) Operating
20169 | Avista Corp | 8022 | Boulder Park | Electric Utility | WA | 3 | 4.1 | Natural Gas Internal Combustion Engine | NG | IC | 5 | 2002 |  |  | (OP) Operating
20169 | Avista Corp | 8022 | Boulder Park | Electric Utility | WA | 4 | 4.1 | Natural Gas Internal Combustion Engine | NG | IC | 5 | 2002 |  |  | (OP) Operating
20169 | Avista Corp | 8022 | Boulder Park | Electric Utility | WA | 5 | 4.1 | Natural Gas Internal Combustion Engine | NG | IC | 5 | 2002 |  |  | (OP) Operating
20169 | Avista Corp | 8022 | Boulder Park | Electric Utility | WA | 6 | 4.1 | Natural Gas Internal Combustion Engine | NG | IC | 5 | 2002 |  |  | (OP) Operating
20856 | Wisconsin Power & Light Co | 8023 | Columbia (WI) | Electric Utility | WI | 1 | 563 | Conventional Steam Coal | SUB | ST | 5 | 1975 |  |  | (OP) Operating
20856 | Wisconsin Power & Light Co | 8023 | Columbia (WI) | Electric Utility | WI | 2 | 547 | Conventional Steam Coal | SUB | ST | 5 | 1978 |  |  | (OP) Operating
1307 | Basin Electric Power Coop | 8026 | Hartzog | Electric Utility | WY | 1 | 5 | Natural Gas Fired Combustion Turbine | NG | GT | 8 | 2002 |  |  | (OP) Operating
1307 | Basin Electric Power Coop | 8026 | Hartzog | Electric Utility | WY | 2 | 5 | Natural Gas Fired Combustion Turbine | NG | GT | 8 | 2002 |  |  | (OP) Operating
1307 | Basin Electric Power Coop | 8026 | Hartzog | Electric Utility | WY | 3 | 5 | Natural Gas Fired Combustion Turbine | NG | GT | 8 | 2002 |  |  | (OP) Operating
13781 | Northern States Power Co - Minnesota | 8027 | Blue Lake | Electric Utility | MN | 1 | 39 | Petroleum Liquids | DFO | GT | 3 | 1974 |  |  | (OP) Operating
13781 | Northern States Power Co - Minnesota | 8027 | Blue Lake | Electric Utility | MN | 2 | 39 | Petroleum Liquids | DFO | GT | 3 | 1974 |  |  | (OP) Operating
13781 | Northern States Power Co - Minnesota | 8027 | Blue Lake | Electric Utility | MN | 3 | 36 | Petroleum Liquids | DFO | GT | 3 | 1974 |  |  | (OP) Operating
13781 | Northern States Power Co - Minnesota | 8027 | Blue Lake | Electric Utility | MN | 4 | 39 | Petroleum Liquids | DFO | GT | 4 | 1974 |  |  | (OP) Operating
13781 | Northern States Power Co - Minnesota | 8027 | Blue Lake | Electric Utility | MN | 7 | 150 | Natural Gas Fired Combustion Turbine | NG | GT | 6 | 2005 |  |  | (OP) Operating
13781 | Northern States Power Co - Minnesota | 8027 | Blue Lake | Electric Utility | MN | 8 | 150 | Natural Gas Fired Combustion Turbine | NG | GT | 6 | 2005 |  |  | (OP) Operating
1307 | Basin Electric Power Coop | 8028 | Arvada | Electric Utility | WY | 1 | 5 | Natural Gas Fired Combustion Turbine | NG | GT | 9 | 2002 |  |  | (OP) Operating
1307 | Basin Electric Power Coop | 8028 | Arvada | Electric Utility | WY | 2 | 5 | Natural Gas Fired Combustion Turbine | NG | GT | 9 | 2002 |  |  | (OP) Operating
1307 | Basin Electric Power Coop | 8028 | Arvada | Electric Utility | WY | 3 | 5 | Natural Gas Fired Combustion Turbine | NG | GT | 9 | 2002 |  |  | (OP) Operating
12341 | MidAmerican Energy Co | 8029 | Sycamore (IA) | Electric Utility | IA | 1 | 75.5 | Natural Gas Fired Combustion Turbine | NG | GT | 8 | 1974 |  |  | (OP) Operating
12341 | MidAmerican Energy Co | 8029 | Sycamore (IA) | Electric Utility | IA | 2 | 73 | Natural Gas Fired Combustion Turbine | NG | GT | 11 | 1974 |  |  | (OP) Operating
1307 | Basin Electric Power Coop | 8030 | Barber Creek | Electric Utility | WY | 1 | 5 | Natural Gas Fired Combustion Turbine | NG | GT | 9 | 2002 |  |  | (OP) Operating
1307 | Basin Electric Power Coop | 8030 | Barber Creek | Electric Utility | WY | 2 | 5 | Natural Gas Fired Combustion Turbine | NG | GT | 9 | 2002 |  |  | (OP) Operating
1307 | Basin Electric Power Coop | 8030 | Barber Creek | Electric Utility | WY | 3 | 5 | Natural Gas Fired Combustion Turbine | NG | GT | 9 | 2002 |  |  | (OP) Operating
9417 | Interstate Power and Light Co | 8031 | Emery Station | Electric Utility | IA | 11 | 136.9 | Natural Gas Fired Combined Cycle | NG | CT | 5 | 2004 |  |  | (OP) Operating
9417 | Interstate Power and Light Co | 8031 | Emery Station | Electric Utility | IA | 12 | 139.6 | Natural Gas Fired Combined Cycle | NG | CT | 5 | 2004 |  |  | (OP) Operating
9417 | Interstate Power and Light Co | 8031 | Emery Station | Electric Utility | IA | ST1 | 238.5 | Natural Gas Fired Combined Cycle | NG | CA | 5 | 2004 |  |  | (OP) Operating
13809 | NorthWestern Energy - (SD) | 8034 | Yankton | Electric Utility | SD | 1 | 2.2 | Natural Gas Internal Combustion Engine | NG | IC | 8 | 1974 |  |  | (SB) Standby/Backup: available for service but not normally used
13809 | NorthWestern Energy - (SD) | 8034 | Yankton | Electric Utility | SD | 2 | 2.8 | Petroleum Liquids | DFO | IC | 8 | 1974 |  |  | (SB) Standby/Backup: available for service but not normally used
13809 | NorthWestern Energy - (SD) | 8034 | Yankton | Electric Utility | SD | 3 | 6.5 | Natural Gas Internal Combustion Engine | NG | IC | 3 | 1975 |  |  | (SB) Standby/Backup: available for service but not normally used
13809 | NorthWestern Energy - (SD) | 8034 | Yankton | Electric Utility | SD | 4 | 2 | Petroleum Liquids | DFO | IC | 2 | 1963 |  |  | (SB) Standby/Backup: available for service but not normally used
13337 | Nebraska Public Power District | 8036 | Cooper Nuclear Station | Electric Utility | NE | 1 | 764 | Nuclear | NUC | ST | 3 | 1974 |  |  | (OP) Operating
18315 | Sunflower Electric Power Corp | 8037 | Clifton | Electric Utility | KS | 1 | 73.4 | Natural Gas Fired Combustion Turbine | NG | GT | 12 | 1974 |  |  | (OP) Operating
18315 | Sunflower Electric Power Corp | 8037 | Clifton | Electric Utility | KS | 2 | 2.5 | Petroleum Liquids | DFO | IC | 8 | 1974 |  |  | (SB) Standby/Backup: available for service but not normally used
5416 | Duke Energy Carolinas, LLC | 8042 | Belews Creek | Electric Utility | NC | 1 | 1110 | Conventional Steam Coal | BIT | ST | 8 | 1974 |  |  | (OP) Operating
5416 | Duke Energy Carolinas, LLC | 8042 | Belews Creek | Electric Utility | NC | 2 | 1110 | Conventional Steam Coal | BIT | ST | 12 | 1975 |  |  | (OP) Operating
6455 | Duke Energy Florida, Inc | 8048 | Anclote | Electric Utility | FL | 1 | 521 | Natural Gas Steam Turbine | NG | ST | 10 | 1974 |  |  | (OP) Operating
6455 | Duke Energy Florida, Inc | 8048 | Anclote | Electric Utility | FL | 2 | 520 | Natural Gas Steam Turbine | NG | ST | 10 | 1978 |  |  | (OP) Operating
6455 | Duke Energy Florida, Inc | 8049 | Intercession City | Electric Utility | FL | P1 | 48 | Petroleum Liquids | DFO | GT | 5 | 1974 |  |  | (OP) Operating
6455 | Duke Energy Florida, Inc | 8049 | Intercession City | Electric Utility | FL | P10 | 82 | Natural Gas Fired Combustion Turbine | NG | GT | 10 | 1993 |  |  | (OP) Operating
6455 | Duke Energy Florida, Inc | 8049 | Intercession City | Electric Utility | FL | P11 | 143 | Petroleum Liquids | DFO | GT | 1 | 1997 |  |  | (OP) Operating
6455 | Duke Energy Florida, Inc | 8049 | Intercession City | Electric Utility | FL | P12 | 76 | Natural Gas Fired Combustion Turbine | NG | GT | 12 | 2000 |  |  | (OP) Operating
6455 | Duke Energy Florida, Inc | 8049 | Intercession City | Electric Utility | FL | P13 | 76 | Natural Gas Fired Combustion Turbine | NG | GT | 12 | 2000 |  |  | (OP) Operating
6455 | Duke Energy Florida, Inc | 8049 | Intercession City | Electric Utility | FL | P14 | 73 | Natural Gas Fired Combustion Turbine | NG | GT | 12 | 2000 |  |  | (OP) Operating
6455 | Duke Energy Florida, Inc | 8049 | Intercession City | Electric Utility | FL | P2 | 48 | Petroleum Liquids | DFO | GT | 5 | 1974 |  |  | (OP) Operating
6455 | Duke Energy Florida, Inc | 8049 | Intercession City | Electric Utility | FL | P3 | 47 | Petroleum Liquids | DFO | GT | 5 | 1974 |  |  | (OP) Operating
6455 | Duke Energy Florida, Inc | 8049 | Intercession City | Electric Utility | FL | P4 | 47 | Petroleum Liquids | DFO | GT | 5 | 1974 |  |  | (OP) Operating
6455 | Duke Energy Florida, Inc | 8049 | Intercession City | Electric Utility | FL | P5 | 47 | Petroleum Liquids | DFO | GT | 5 | 1974 |  |  | (OP) Operating
6455 | Duke Energy Florida, Inc | 8049 | Intercession City | Electric Utility | FL | P6 | 49 | Petroleum Liquids | DFO | GT | 5 | 1974 |  |  | (OP) Operating
6455 | Duke Energy Florida, Inc | 8049 | Intercession City | Electric Utility | FL | P7 | 83 | Natural Gas Fired Combustion Turbine | NG | GT | 10 | 1993 |  |  | (OP) Operating
6455 | Duke Energy Florida, Inc | 8049 | Intercession City | Electric Utility | FL | P8 | 83 | Natural Gas Fired Combustion Turbine | NG | GT | 10 | 1993 |  |  | (OP) Operating
6455 | Duke Energy Florida, Inc | 8049 | Intercession City | Electric Utility | FL | P9 | 82 | Natural Gas Fired Combustion Turbine | NG | GT | 10 | 1993 |  |  | (OP) Operating
20863 | Wisconsin River Power Company | 8050 | Juneau | Electric Utility | WI | 31 | 12.6 | Petroleum Liquids | DFO | GT | 7 | 2003 |  |  | (OP) Operating
15296 | New York Power Authority | 8053 | Pouch | Electric Utility | NY | N01 | 45.5 | Natural Gas Fired Combustion Turbine | NG | GT | 8 | 2001 |  |  | (OP) Operating
12685 | Entergy Mississippi Inc | 8054 | Gerald Andrus | Electric Utility | MS | 1 | 672.6 | Natural Gas Steam Turbine | NG | ST | 1 | 1975 |  |  | (OP) Operating
814 | Entergy Arkansas Inc | 8055 | Arkansas Nuclear One | Electric Utility | AR | 1 | 833.8 | Nuclear | NUC | ST | 12 | 1974 |  |  | (OP) Operating
814 | Entergy Arkansas Inc | 8055 | Arkansas Nuclear One | Electric Utility | AR | 2 | 985.8 | Nuclear | NUC | ST | 3 | 1980 |  |  | (OP) Operating
11241 | Entergy Louisiana LLC | 8056 | Waterford 1 & 2 | Electric Utility | LA | 1 | 384.5 | Natural Gas Steam Turbine | NG | ST | 7 | 1975 |  |  | (OA) Out of service but expected to return to service in next calendar year
11241 | Entergy Louisiana LLC | 8056 | Waterford 1 & 2 | Electric Utility | LA | 2 | 411.3 | Natural Gas Steam Turbine | NG | ST | 10 | 1975 |  |  | (OP) Operating
11241 | Entergy Louisiana LLC | 8056 | Waterford 1 & 2 | Electric Utility | LA | 4 | 33.2 | Petroleum Liquids | DFO | GT | 9 | 2009 |  |  | (SB) Standby/Backup: available for service but not normally used
15474 | Public Service Co of Oklahoma | 8059 | Comanche (OK) | Electric Utility | OK | 1G1 | 78 | Natural Gas Fired Combined Cycle | NG | CT | 12 | 1973 |  |  | (OP) Operating
15474 | Public Service Co of Oklahoma | 8059 | Comanche (OK) | Electric Utility | OK | 1G2 | 78 | Natural Gas Fired Combined Cycle | NG | CT | 8 | 1973 |  |  | (OP) Operating
15474 | Public Service Co of Oklahoma | 8059 | Comanche (OK) | Electric Utility | OK | 1S | 104 | Natural Gas Fired Combined Cycle | NG | CA | 2 | 1974 |  |  | (OP) Operating
15474 | Public Service Co of Oklahoma | 8059 | Comanche (OK) | Electric Utility | OK | IC1 | 4 | Petroleum Liquids | DFO | IC | 5 | 1962 |  |  | (OS) Out of service and NOT expected to return to service in next calendar year
55983 | Luminant Generation Company LLC | 8063 | DeCordova Steam Electric Station | IPP Non-CHP | TX | CT1 | 71 | Natural Gas Fired Combustion Turbine | NG | GT | 3 | 1990 |  |  | (OP) Operating
55983 | Luminant Generation Company LLC | 8063 | DeCordova Steam Electric Station | IPP Non-CHP | TX | CT2 | 70 | Natural Gas Fired Combustion Turbine | NG | GT | 3 | 1990 |  |  | (OP) Operating
55983 | Luminant Generation Company LLC | 8063 | DeCordova Steam Electric Station | IPP Non-CHP | TX | CT3 | 69 | Natural Gas Fired Combustion Turbine | NG | GT | 3 | 1990 |  |  | (OP) Operating
55983 | Luminant Generation Company LLC | 8063 | DeCordova Steam Electric Station | IPP Non-CHP | TX | CT4 | 68 | Natural Gas Fired Combustion Turbine | NG | GT | 3 | 1990 |  |  | (OP) Operating
14354 | PacifiCorp | 8066 | Jim Bridger | Electric Utility | WY | 1 | 531 | Conventional Steam Coal | SUB | ST | 11 | 1974 |  |  | (OP) Operating
14354 | PacifiCorp | 8066 | Jim Bridger | Electric Utility | WY | 2 | 527 | Conventional Steam Coal | SUB | ST | 12 | 1975 |  |  | (OP) Operating
14354 | PacifiCorp | 8066 | Jim Bridger | Electric Utility | WY | 3 | 523 | Conventional Steam Coal | SUB | ST | 9 | 1976 |  |  | (OP) Operating
14354 | PacifiCorp | 8066 | Jim Bridger | Electric Utility | WY | 4 | 530 | Conventional Steam Coal | SUB | ST | 11 | 1979 |  |  | (OP) Operating
15466 | Public Service Co of Colorado | 8067 | Fort Lupton | Electric Utility | CO | 1 | 45 | Natural Gas Fired Combustion Turbine | NG | GT | 4 | 1972 |  |  | (OP) Operating
15466 | Public Service Co of Colorado | 8067 | Fort Lupton | Electric Utility | CO | 2 | 45 | Natural Gas Fired Combustion Turbine | NG | GT | 4 | 1972 |  |  | (OP) Operating
16572 | Salt River Project | 8068 | Santan | Electric Utility | AZ | ST1 | 92 | Natural Gas Fired Combined Cycle | NG | CS | 10 | 1974 |  |  | (OP) Operating
16572 | Salt River Project | 8068 | Santan | Electric Utility | AZ | ST2 | 92 | Natural Gas Fired Combined Cycle | NG | CS | 12 | 1974 |  |  | (OP) Operating
16572 | Salt River Project | 8068 | Santan | Electric Utility | AZ | ST3 | 92 | Natural Gas Fired Combined Cycle | NG | CS | 10 | 1974 |  |  | (OP) Operating
16572 | Salt River Project | 8068 | Santan | Electric Utility | AZ | ST4 | 92 | Natural Gas Fired Combined Cycle | NG | CS | 5 | 1975 |  |  | (OP) Operating
16572 | Salt River Project | 8068 | Santan | Electric Utility | AZ | ST5A | 151 | Natural Gas Fired Combined Cycle | NG | CT | 4 | 2005 |  |  | (OP) Operating
16572 | Salt River Project | 8068 | Santan | Electric Utility | AZ | ST5B | 151 | Natural Gas Fired Combined Cycle | NG | CT | 4 | 2005 |  |  | (OP) Operating
16572 | Salt River Project | 8068 | Santan | Electric Utility | AZ | ST5S | 280 | Natural Gas Fired Combined Cycle | NG | CA | 4 | 2005 |  |  | (OP) Operating
16572 | Salt River Project | 8068 | Santan | Electric Utility | AZ | ST6A | 151 | Natural Gas Fired Combined Cycle | NG | CT | 3 | 2006 |  |  | (OP) Operating
16572 | Salt River Project | 8068 | Santan | Electric Utility | AZ | ST6S | 126 | Natural Gas Fired Combined Cycle | NG | CA | 3 | 2006 |  |  | (OP) Operating
14354 | PacifiCorp | 8069 | Huntington | Electric Utility | UT | 1 | 459 | Conventional Steam Coal | BIT | ST | 6 | 1977 |  |  | (OP) Operating
14354 | PacifiCorp | 8069 | Huntington | Electric Utility | UT | 2 | 450 | Conventional Steam Coal | BIT | ST | 7 | 1974 |  |  | (OP) Operating
15248 | Portland General Electric Co | 8073 | Beaver | Electric Utility | OR | 1 | 54 | Natural Gas Fired Combined Cycle | NG | CT | 8 | 1974 |  |  | (OP) Operating
15248 | Portland General Electric Co | 8073 | Beaver | Electric Utility | OR | 2 | 54 | Natural Gas Fired Combined Cycle | NG | CT | 8 | 1974 |  |  | (OP) Operating
15248 | Portland General Electric Co | 8073 | Beaver | Electric Utility | OR | 3 | 54 | Natural Gas Fired Combined Cycle | NG | CT | 8 | 1974 |  |  | (OP) Operating
15248 | Portland General Electric Co | 8073 | Beaver | Electric Utility | OR | 4 | 54 | Natural Gas Fired Combined Cycle | NG | CT | 8 | 1974 |  |  | (OP) Operating
15248 | Portland General Electric Co | 8073 | Beaver | Electric Utility | OR | 5 | 54 | Natural Gas Fired Combined Cycle | NG | CT | 8 | 1974 |  |  | (OP) Operating
15248 | Portland General Electric Co | 8073 | Beaver | Electric Utility | OR | 6 | 54 | Natural Gas Fired Combined Cycle | NG | CT | 8 | 1974 |  |  | (OP) Operating
15248 | Portland General Electric Co | 8073 | Beaver | Electric Utility | OR | 7 | 139 | Natural Gas Fired Combined Cycle | NG | CA | 11 | 1977 |  |  | (OP) Operating
15248 | Portland General Electric Co | 8073 | Beaver | Electric Utility | OR | 8 | 24 | Natural Gas Fired Combustion Turbine | NG | GT | 8 | 2001 |  |  | (OP) Operating
15908 | NRG California South LP | 8076 | Ellwood | IPP Non-CHP | CA | 01 | 54 | Natural Gas Fired Combustion Turbine | NG | GT | 8 | 1974 |  |  | (OP) Operating
8287 | Hawaii Electric Light Co Inc | 8083 | Keahole | Electric Utility | HI | 2 | 15.9 | Petroleum Liquids | DFO | GT | 11 | 1989 |  |  | (OP) Operating
8287 | Hawaii Electric Light Co Inc | 8083 | Keahole | Electric Utility | HI | 21 | 2.5 | Petroleum Liquids | DFO | IC | 11 | 1984 |  |  | (OP) Operating
8287 | Hawaii Electric Light Co Inc | 8083 | Keahole | Electric Utility | HI | 22 | 2.5 | Petroleum Liquids | DFO | IC | 11 | 1984 |  |  | (OP) Operating
8287 | Hawaii Electric Light Co Inc | 8083 | Keahole | Electric Utility | HI | 23 | 2.5 | Petroleum Liquids | DFO | IC | 3 | 1988 |  |  | (OP) Operating
8287 | Hawaii Electric Light Co Inc | 8083 | Keahole | Electric Utility | HI | 7 | 16 | Petroleum Liquids | DFO | CA | 6 | 2009 |  |  | (OP) Operating
8287 | Hawaii Electric Light Co Inc | 8083 | Keahole | Electric Utility | HI | CT4 | 19.8 | Petroleum Liquids | DFO | CT | 5 | 2004 |  |  | (OP) Operating
8287 | Hawaii Electric Light Co Inc | 8083 | Keahole | Electric Utility | HI | CT5 | 19.8 | Petroleum Liquids | DFO | CT | 6 | 2004 |  |  | (OP) Operating
17834 | City of Springfield - (CO) | 8100 | Springfield (CO) | Electric Utility | CO | 1 | 1.2 | Petroleum Liquids | DFO | IC | 8 | 1965 |  |  | (SB) Standby/Backup: available for service but not normally used
17834 | City of Springfield - (CO) | 8100 | Springfield (CO) | Electric Utility | CO | 2 | 0.2 | Petroleum Liquids | DFO | IC | 8 | 1950 |  |  | (SB) Standby/Backup: available for service but not normally used
17834 | City of Springfield - (CO) | 8100 | Springfield (CO) | Electric Utility | CO | IC4 | 0.5 | Petroleum Liquids | DFO | IC | 9 | 1950 |  |  | (SB) Standby/Backup: available for service but not normally used
17834 | City of Springfield - (CO) | 8100 | Springfield (CO) | Electric Utility | CO | IC5 | 0.8 | Petroleum Liquids | DFO | IC | 9 | 1960 |  |  | (SB) Standby/Backup: available for service but not normally used
58620 | AEP Generation Resources Inc | 8102 | General James M Gavin | IPP Non-CHP | OH | 1 | 1299 | Conventional Steam Coal | BIT | ST | 10 | 1974 |  |  | (OP) Operating
58620 | AEP Generation Resources Inc | 8102 | General James M Gavin | IPP Non-CHP | OH | 2 | 1299 | Conventional Steam Coal | BIT | ST | 7 | 1975 |  |  | (OP) Operating
7969 | City of Halstad - (MN) | 8105 | Halstad | Electric Utility | MN | 4 | 1.9 | Petroleum Liquids | DFO | IC | 9 | 2007 |  |  | (SB) Standby/Backup: available for service but not normally used
7969 | City of Halstad - (MN) | 8105 | Halstad | Electric Utility | MN | 5 | 1.9 | Petroleum Liquids | DFO | IC | 9 | 2007 |  |  | (SB) Standby/Backup: available for service but not normally used
18947 | City of Tipton - (IA) | 8106 | Tipton | Electric Utility | IA | 1A | 2 | Natural Gas Internal Combustion Engine | NG | IC | 2 | 2001 |  |  | (OP) Operating
18947 | City of Tipton - (IA) | 8106 | Tipton | Electric Utility | IA | 2 | 1.2 | Natural Gas Internal Combustion Engine | NG | IC | 4 | 1971 |  |  | (OP) Operating
18947 | City of Tipton - (IA) | 8106 | Tipton | Electric Utility | IA | 3 | 1.2 | Natural Gas Internal Combustion Engine | NG | IC | 4 | 1971 |  |  | (OP) Operating
18947 | City of Tipton - (IA) | 8106 | Tipton | Electric Utility | IA | 4 | 0.3 | Petroleum Liquids | DFO | IC | 11 | 1955 |  |  | (SB) Standby/Backup: available for service but not normally used
18947 | City of Tipton - (IA) | 8106 | Tipton | Electric Utility | IA | 5 | 2 | Petroleum Liquids | DFO | IC | 1 | 2011 |  |  | (OP) Operating
18947 | City of Tipton - (IA) | 8106 | Tipton | Electric Utility | IA | 6 | 2 | Petroleum Liquids | DFO | IC | 1 | 2011 |  |  | (OP) Operating
8847 | City of Hopkinton - (IA) | 8108 | Hopkinton | Electric Utility | IA | 1 | 1.6 | Petroleum Liquids | DFO | IC | 9 | 1973 |  |  | (OP) Operating
8847 | City of Hopkinton - (IA) | 8108 | Hopkinton | Electric Utility | IA | CAT | 2.2 | Petroleum Liquids | DFO | IC | 9 | 2011 |  |  | (OP) Operating
17946 | City of Stanberry - (MO) | 8110 | Stanberry | Electric Utility | MO | 1 | 1.1 | Natural Gas Internal Combustion Engine | NG | IC | 7 | 1963 |  |  | (SB) Standby/Backup: available for service but not normally used
17946 | City of Stanberry - (MO) | 8110 | Stanberry | Electric Utility | MO | 2 | 1.1 | Natural Gas Internal Combustion Engine | NG | IC | 10 | 1967 |  |  | (SB) Standby/Backup: available for service but not normally used
17946 | City of Stanberry - (MO) | 8110 | Stanberry | Electric Utility | MO | IC5 | 0.3 | Petroleum Liquids | DFO | IC | 99 | 1958 |  |  | (SB) Standby/Backup: available for service but not normally used
17946 | City of Stanberry - (MO) | 8110 | Stanberry | Electric Utility | MO | IC6 | 1.8 | Natural Gas Internal Combustion Engine | NG | IC | 1 | 1979 |  |  | (SB) Standby/Backup: available for service but not normally used
3989 | City of Colorado Springs - (CO) | 8219 | Ray D Nixon | Electric Utility | CO | 1 | 208 | Conventional Steam Coal | SUB | ST | 4 | 1980 |  |  | (OP) Operating
3989 | City of Colorado Springs - (CO) | 8219 | Ray D Nixon | Electric Utility | CO | GT1 | 30 | Natural Gas Fired Combustion Turbine | NG | GT | 7 | 1999 |  |  | (OP) Operating
3989 | City of Colorado Springs - (CO) | 8219 | Ray D Nixon | Electric Utility | CO | GT2 | 30 | Natural Gas Fired Combustion Turbine | NG | GT | 7 | 1999 |  |  | (OP) Operating
14232 | Otter Tail Power Co | 8222 | Coyote | Electric Utility | ND | 1 | 427 | Conventional Steam Coal | LIG | ST | 5 | 1981 |  |  | (OP) Operating
24211 | Tucson Electric Power Co | 8223 | Springerville | Electric Utility | AZ | 1 | 387 | Conventional Steam Coal | SUB | ST | 6 | 1985 |  |  | (OP) Operating
24211 | Tucson Electric Power Co | 8223 | Springerville | Electric Utility | AZ | 2 | 406 | Conventional Steam Coal | SUB | ST | 6 | 1990 |  |  | (OP) Operating
24211 | Tucson Electric Power Co | 8223 | Springerville | Electric Utility | AZ | 3 | 417 | Conventional Steam Coal | SUB | ST | 7 | 2006 |  |  | (OP) Operating
24211 | Tucson Electric Power Co | 8223 | Springerville | Electric Utility | AZ | 4 | 415 | Conventional Steam Coal | SUB | ST | 12 | 2009 |  |  | (OP) Operating
24211 | Tucson Electric Power Co | 8223 | Springerville | Electric Utility | AZ | SGSS | 3.7 | Solar Photovoltaic | SUN | PV | 5 | 2001 |  |  | (OP) Operating
24211 | Tucson Electric Power Co | 8223 | Springerville | Electric Utility | AZ | SGSS1 | 1.4 | Solar Photovoltaic | SUN | PV | 12 | 2010 |  |  | (OP) Operating
24211 | Tucson Electric Power Co | 8223 | Springerville | Electric Utility | AZ | WMS | 8.3 | Solar Photovoltaic | SUN | PV | 12 | 2014 |  |  | (OP) Operating
17166 | Sierra Pacific Power Co | 8224 | North Valmy | Electric Utility | NV | 1 | 254 | Conventional Steam Coal | BIT | ST | 12 | 1981 | 12 | 2021 | (OP) Operating
17166 | Sierra Pacific Power Co | 8224 | North Valmy | Electric Utility | NV | 2 | 268 | Conventional Steam Coal | BIT | ST | 5 | 1985 |  |  | (OP) Operating
59524 | Seneca Generation LLC | 8225 | FirstEnergy Seneca | IPP Non-CHP | PA | 1 | 237 | Hydroelectric Pumped Storage | WAT | PS | 1 | 1970 |  |  | (OP) Operating
59524 | Seneca Generation LLC | 8225 | FirstEnergy Seneca | IPP Non-CHP | PA | 2 | 245 | Hydroelectric Pumped Storage | WAT | PS | 1 | 1970 |  |  | (OP) Operating
59524 | Seneca Generation LLC | 8225 | FirstEnergy Seneca | IPP Non-CHP | PA | 3 | 31 | Hydroelectric Pumped Storage | WAT | PS | 1 | 1970 |  |  | (OP) Operating
14165 | NRG Power Midwest LP | 8226 | Cheswick Power Plant | IPP Non-CHP | PA | 1 | 563 | Conventional Steam Coal | BIT | ST | 6 | 1970 |  |  | (OP) Operating
17235 | NRG REMA LLC | 8227 | Glen Gardner | IPP Non-CHP | NJ | 1 | 18 | Natural Gas Fired Combustion Turbine | NG | GT | 6 | 1971 |  |  | (OS) Out of service and NOT expected to return to service in next calendar year
17235 | NRG REMA LLC | 8227 | Glen Gardner | IPP Non-CHP | NJ | 2 | 18 | Natural Gas Fired Combustion Turbine | NG | GT | 6 | 1971 |  |  | (OS) Out of service and NOT expected to return to service in next calendar year
17235 | NRG REMA LLC | 8227 | Glen Gardner | IPP Non-CHP | NJ | 3 | 18 | Natural Gas Fired Combustion Turbine | NG | GT | 6 | 1971 |  |  | (OS) Out of service and NOT expected to return to service in next calendar year
17235 | NRG REMA LLC | 8227 | Glen Gardner | IPP Non-CHP | NJ | 4 | 18 | Natural Gas Fired Combustion Turbine | NG | GT | 6 | 1971 |  |  | (OS) Out of service and NOT expected to return to service in next calendar year
17235 | NRG REMA LLC | 8227 | Glen Gardner | IPP Non-CHP | NJ | 5 | 18 | Natural Gas Fired Combustion Turbine | NG | GT | 7 | 1971 |  |  | (OS) Out of service and NOT expected to return to service in next calendar year
17235 | NRG REMA LLC | 8227 | Glen Gardner | IPP Non-CHP | NJ | 6 | 18 | Natural Gas Fired Combustion Turbine | NG | GT | 7 | 1971 |  |  | (OS) Out of service and NOT expected to return to service in next calendar year
17235 | NRG REMA LLC | 8227 | Glen Gardner | IPP Non-CHP | NJ | 7 | 18 | Natural Gas Fired Combustion Turbine | NG | GT | 7 | 1971 |  |  | (OS) Out of service and NOT expected to return to service in next calendar year
17235 | NRG REMA LLC | 8227 | Glen Gardner | IPP Non-CHP | NJ | 8 | 18 | Natural Gas Fired Combustion Turbine | NG | GT | 7 | 1971 |  |  | (OS) Out of service and NOT expected to return to service in next calendar year
2518 | U S Bureau of Reclamation | 8902 | Hoover Dam (AZ) | Electric Utility | AZ | A0 | 2.7 | Conventional Hydroelectric | WAT | HY | 9 | 1936 |  |  | (OP) Operating
2518 | U S Bureau of Reclamation | 8902 | Hoover Dam (AZ) | Electric Utility | AZ | A1 | 130 | Conventional Hydroelectric | WAT | HY | 10 | 1941 |  |  | (OP) Operating
2518 | U S Bureau of Reclamation | 8902 | Hoover Dam (AZ) | Electric Utility | AZ | A2 | 130 | Conventional Hydroelectric | WAT | HY | 7 | 1942 |  |  | (OP) Operating
2518 | U S Bureau of Reclamation | 8902 | Hoover Dam (AZ) | Electric Utility | AZ | A3 | 130 | Conventional Hydroelectric | WAT | HY | 9 | 1952 |  |  | (OP) Operating
2518 | U S Bureau of Reclamation | 8902 | Hoover Dam (AZ) | Electric Utility | AZ | A4 | 130 | Conventional Hydroelectric | WAT | HY | 5 | 1952 |  |  | (OP) Operating
2518 | U S Bureau of Reclamation | 8902 | Hoover Dam (AZ) | Electric Utility | AZ | A5 | 127 | Conventional Hydroelectric | WAT | HY | 1 | 1943 |  |  | (OP) Operating
2518 | U S Bureau of Reclamation | 8902 | Hoover Dam (AZ) | Electric Utility | AZ | A6 | 130 | Conventional Hydroelectric | WAT | HY | 9 | 1939 |  |  | (OP) Operating
2518 | U S Bureau of Reclamation | 8902 | Hoover Dam (AZ) | Electric Utility | AZ | A7 | 130 | Conventional Hydroelectric | WAT | HY | 6 | 1939 |  |  | (OP) Operating
2518 | U S Bureau of Reclamation | 8902 | Hoover Dam (AZ) | Electric Utility | AZ | A8 | 61.5 | Conventional Hydroelectric | WAT | HY | 8 | 1937 |  |  | (OP) Operating
2518 | U S Bureau of Reclamation | 8902 | Hoover Dam (AZ) | Electric Utility | AZ | A9 | 68.5 | Conventional Hydroelectric | WAT | HY | 4 | 1952 |  |  | (OP) Operating
54863 | U S Power Generating Company LLC | 8906 | Astoria Generating Station | IPP Non-CHP | NY | 1 | 14.8 | Natural Gas Fired Combustion Turbine | NG | GT | 7 | 1967 |  |  | (OP) Operating
54863 | U S Power Generating Company LLC | 8906 | Astoria Generating Station | IPP Non-CHP | NY | 2 | 184.6 | Natural Gas Steam Turbine | NG | ST | 3 | 1954 |  |  | (OP) Operating
54863 | U S Power Generating Company LLC | 8906 | Astoria Generating Station | IPP Non-CHP | NY | 3 | 374 | Natural Gas Steam Turbine | NG | ST | 9 | 1958 |  |  | (OP) Operating
54863 | U S Power Generating Company LLC | 8906 | Astoria Generating Station | IPP Non-CHP | NY | 4 | 380 | Natural Gas Steam Turbine | NG | ST | 12 | 1961 |  |  | (OS) Out of service and NOT expected to return to service in next calendar year
54863 | U S Power Generating Company LLC | 8906 | Astoria Generating Station | IPP Non-CHP | NY | ST5 | 380 | Natural Gas Steam Turbine | NG | ST | 5 | 1962 |  |  | (OP) Operating
6028 | Entergy Nuclear Indian Point 3 | 8907 | Indian Point 3 | IPP Non-CHP | NY | 3 | 1040.6 | Nuclear | NUC | ST | 8 | 1976 |  |  | (OP) Operating
8973 | Town of Hudson - (MA) | 9038 | Cherry Street | Electric Utility | MA | 10 | 2.1 | Petroleum Liquids | DFO | IC | 12 | 1962 |  |  | (OP) Operating
8973 | Town of Hudson - (MA) | 9038 | Cherry Street | Electric Utility | MA | 11 | 2.1 | Petroleum Liquids | DFO | IC | 12 | 1962 |  |  | (OP) Operating
8973 | Town of Hudson - (MA) | 9038 | Cherry Street | Electric Utility | MA | 12 | 4.9 | Petroleum Liquids | DFO | IC | 10 | 1972 |  |  | (OP) Operating
8973 | Town of Hudson - (MA) | 9038 | Cherry Street | Electric Utility | MA | 7 | 2.8 | Petroleum Liquids | DFO | IC | 5 | 1951 |  |  | (OP) Operating
8973 | Town of Hudson - (MA) | 9038 | Cherry Street | Electric Utility | MA | 8 | 3.4 | Petroleum Liquids | DFO | IC | 3 | 1956 |  |  | (OP) Operating
20169 | Avista Corp | 9095 | Monroe Street | Electric Utility | WA | 6 | 15 | Conventional Hydroelectric | WAT | HY | 12 | 1992 |  |  | (OP) Operating
20169 | Avista Corp | 9096 | Upper Falls | Electric Utility | WA | 1 | 10.2 | Conventional Hydroelectric | WAT | HY | 4 | 1922 |  |  | (OP) Operating
11479 | Madison Gas & Electric Co | 9674 | Nine Springs | Electric Utility | WI | GT1 | 13.5 | Natural Gas Fired Combustion Turbine | NG | GT | 12 | 1964 |  |  | (OP) Operating
16868 | City of Seattle - (WA) | 9842 | Newhalem | Electric Utility | WA | 20 | 2.3 | Conventional Hydroelectric | WAT | HY | 2 | 1970 |  |  | (OP) Operating
8776 | City of Holyoke Gas and Electric Dept. | 9864 | Cabot Holyoke | Electric Utility | MA | 1 | 0.6 | Conventional Hydroelectric | WAT | HY | 1 | 1893 |  |  | (OP) Operating
8776 | City of Holyoke Gas and Electric Dept. | 9864 | Cabot Holyoke | Electric Utility | MA | 2 | 0.6 | Conventional Hydroelectric | WAT | HY | 1 | 1938 |  |  | (OP) Operating
8776 | City of Holyoke Gas and Electric Dept. | 9864 | Cabot Holyoke | Electric Utility | MA | 3 | 0.3 | Conventional Hydroelectric | WAT | HY | 1 | 1939 |  |  | (OP) Operating |  |  |  | 2015 | 12 | 0.1
8776 | City of Holyoke Gas and Electric Dept. | 9864 | Cabot Holyoke | Electric Utility | MA | 4 | 0.5 | Conventional Hydroelectric | WAT | HY | 1 | 1907 |  |  | (OP) Operating
19173 | Colorado Energy Nations Company LLLP | 10003 | Colorado Energy Nations Company | IPP CHP | CO | GEN1 | 10 | Conventional Steam Coal | BIT | ST | 9 | 1976 |  |  | (OP) Operating
19173 | Colorado Energy Nations Company LLLP | 10003 | Colorado Energy Nations Company | IPP CHP | CO | GEN2 | 10 | Conventional Steam Coal | BIT | ST | 5 | 1977 |  |  | (OP) Operating
19173 | Colorado Energy Nations Company LLLP | 10003 | Colorado Energy Nations Company | IPP CHP | CO | GEN3 | 20 | Conventional Steam Coal | BIT | ST | 6 | 1983 |  |  | (OP) Operating
9383 | Mosaic Fertilizer LLC | 10004 | Mosaic South Pierce Operations | Industrial CHP | FL | TG1 | 4 | All Other | WH | ST | 1 | 1978 |  |  | (OP) Operating
9383 | Mosaic Fertilizer LLC | 10004 | Mosaic South Pierce Operations | Industrial CHP | FL | TG2 | 33 | All Other | WH | ST | 1 | 1992 |  |  | (OP) Operating
9397 | International Turbine Res Inc | 10005 | Dinosaur Point | IPP Non-CHP | CA | WTGS | 17 | Onshore Wind Turbine | WND | WT | 5 | 1988 | 6 | 2018 | (OP) Operating | 2018 | 6
1194 | Baptist Memorial Hospital | 10008 | Baptist Medical Center | Commercial CHP | FL | TG-2 | 2.2 | Natural Gas Fired Combustion Turbine | NG | GT | 12 | 1983 |  |  | (OP) Operating
1194 | Baptist Memorial Hospital | 10008 | Baptist Medical Center | Commercial CHP | FL | TG-3 | 2.7 | Natural Gas Fired Combustion Turbine | NG | GT | 3 | 1986 |  |  | (OP) Operating
1194 | Baptist Memorial Hospital | 10008 | Baptist Medical Center | Commercial CHP | FL | TG-4 | 3.2 | Natural Gas Fired Combustion Turbine | NG | GT | 3 | 1993 |  |  | (OP) Operating
4458 | Covanta Warren Energy Resource Co LP | 10012 | Covanta Warren Energy | IPP Non-CHP | NJ | 1 | 10 | Municipal Solid Waste | MSW | ST | 9 | 1988 |  |  | (OP) Operating
4435 | Covanta Energy Co | 10013 | Covanta Hennepin Energy | IPP Non-CHP | MN | GEN1 | 33.7 | Municipal Solid Waste | MSW | ST | 10 | 1989 |  |  | (OP) Operating
1932 | Boise-Kuna Irrigation District | 10014 | Lucky Peak Power Plant Project | IPP Non-CHP | ID | U131 | 36.2 | Conventional Hydroelectric | WAT | HY | 10 | 1988 |  |  | (OP) Operating
1932 | Boise-Kuna Irrigation District | 10014 | Lucky Peak Power Plant Project | IPP Non-CHP | ID | U132 | 36.2 | Conventional Hydroelectric | WAT | HY | 10 | 1988 |  |  | (OP) Operating
1932 | Boise-Kuna Irrigation District | 10014 | Lucky Peak Power Plant Project | IPP Non-CHP | ID | U133 | 10.6 | Conventional Hydroelectric | WAT | HY | 10 | 1988 |  |  | (OP) Operating
17465 | RockTenn-West Point Mill | 10017 | West Point Mill | Industrial CHP | VA | GEN8 | 5 | Wood/Wood Waste Biomass | BLQ | ST | 1 | 1954 |  |  | (SB) Standby/Backup: available for service but not normally used
17465 | RockTenn-West Point Mill | 10017 | West Point Mill | Industrial CHP | VA | GEN9 | 10 | Wood/Wood Waste Biomass | BLQ | ST | 10 | 1960 |  |  | (OP) Operating
17465 | RockTenn-West Point Mill | 10017 | West Point Mill | Industrial CHP | VA | GN10 | 25 | Wood/Wood Waste Biomass | BLQ | ST | 12 | 1968 |  |  | (OP) Operating
17465 | RockTenn-West Point Mill | 10017 | West Point Mill | Industrial CHP | VA | GN11 | 15 | Wood/Wood Waste Biomass | BLQ | ST | 8 | 1977 |  |  | (OP) Operating
17465 | RockTenn-West Point Mill | 10017 | West Point Mill | Industrial CHP | VA | GN12 | 46 | Wood/Wood Waste Biomass | BLQ | ST | 10 | 1985 |  |  | (OP) Operating
34691 | Ormat Nevada Inc | 10018 | Desert Peak Power Plant | IPP Non-CHP | NV | GEN2 | 10 | Geothermal | GEO | BT | 6 | 2006 |  |  | (OP) Operating
34691 | Ormat Nevada Inc | 10018 | Desert Peak Power Plant | IPP Non-CHP | NV | OEC2 | 7.5 | Geothermal | GEO | BT | 6 | 2006 |  |  | (OP) Operating
4558 | Cutrale Citrus Juices USA Inc | 10020 | Cutrale Citrus Juices USA I | Industrial CHP | FL | GEN2 | 4.3 | Natural Gas Fired Combustion Turbine | NG | GT | 12 | 2010 |  |  | (OP) Operating
5624 | RED-Rochester, LLC | 10025 | RED-Rochester, LLC | Industrial CHP | NY | 17TG | 15 | Conventional Steam Coal | BIT | ST | 12 | 1968 |  |  | (OP) Operating
5624 | RED-Rochester, LLC | 10025 | RED-Rochester, LLC | Industrial CHP | NY | 22TG | 12.5 | Conventional Steam Coal | BIT | ST | 8 | 1954 |  |  | (OP) Operating
5624 | RED-Rochester, LLC | 10025 | RED-Rochester, LLC | Industrial CHP | NY | 41TG | 25.6 | Conventional Steam Coal | BIT | ST | 5 | 1964 |  |  | (OP) Operating
5624 | RED-Rochester, LLC | 10025 | RED-Rochester, LLC | Industrial CHP | NY | 42TG | 25.6 | Conventional Steam Coal | BIT | ST | 8 | 1967 |  |  | (OP) Operating
5624 | RED-Rochester, LLC | 10025 | RED-Rochester, LLC | Industrial CHP | NY | 43TG | 25.6 | Conventional Steam Coal | BIT | ST | 4 | 1969 |  |  | (OP) Operating
5624 | RED-Rochester, LLC | 10025 | RED-Rochester, LLC | Industrial CHP | NY | 44TG | 25.6 | Conventional Steam Coal | BIT | ST | 8 | 1987 |  |  | (OP) Operating
5624 | RED-Rochester, LLC | 10025 | RED-Rochester, LLC | Industrial CHP | NY | 75TG | 2.2 | Conventional Steam Coal | BIT | ST | 4 | 2015 |  |  | (OP) Operating
5624 | RED-Rochester, LLC | 10025 | RED-Rochester, LLC | Industrial CHP | NY | KPR1 | 0.4 | Conventional Hydroelectric | WAT | HY | 6 | 1957 |  |  | (OP) Operating
5901 | Encina Joint Powers Authority | 10026 | Encina Water Pollution Control | Commercial Non-CHP | CA | EG10 | 0.8 | Other Waste Biomass | OBG | IC | 11 | 2008 |  |  | (OP) Operating
5901 | Encina Joint Powers Authority | 10026 | Encina Water Pollution Control | Commercial Non-CHP | CA | EG20 | 0.8 | Other Waste Biomass | OBG | IC | 11 | 2008 |  |  | (OP) Operating
5901 | Encina Joint Powers Authority | 10026 | Encina Water Pollution Control | Commercial Non-CHP | CA | EG30 | 0.8 | Other Waste Biomass | OBG | IC | 1 | 2009 |  |  | (OP) Operating
5901 | Encina Joint Powers Authority | 10026 | Encina Water Pollution Control | Commercial Non-CHP | CA | EG40 | 0.8 | Other Waste Biomass | OBG | IC | 4 | 2009 |  |  | (OP) Operating
6042 | EUI Management PH Inc | 10027 | EUIPH Wind Farm | IPP Non-CHP | CA | EXIS | 25.4 | Onshore Wind Turbine | WND | WT | 12 | 1985 |  |  | (OP) Operating
3123 | CDM Hydroelectric Co | 10028 | Felt Hydroelectric Plant | IPP Non-CHP | ID | GEN1 | 2.3 | Conventional Hydroelectric | WAT | HY | 12 | 1985 |  |  | (OP) Operating
3123 | CDM Hydroelectric Co | 10028 | Felt Hydroelectric Plant | IPP Non-CHP | ID | GEN2 | 2.3 | Conventional Hydroelectric | WAT | HY | 12 | 1985 |  |  | (OP) Operating
3123 | CDM Hydroelectric Co | 10028 | Felt Hydroelectric Plant | IPP Non-CHP | ID | GEN3 | 0.8 | Conventional Hydroelectric | WAT | HY | 4 | 1986 |  |  | (SB) Standby/Backup: available for service but not normally used
3123 | CDM Hydroelectric Co | 10028 | Felt Hydroelectric Plant | IPP Non-CHP | ID | GEN4 | 0.5 | Conventional Hydroelectric | WAT | HY | 4 | 1986 |  |  | (SB) Standby/Backup: available for service but not normally used
7049 | General Electric Aircraft Engines | 10029 | General Electric Aircraft Engines | Industrial CHP | MA | GEN5 | 8.5 | Natural Gas Steam Turbine | NG | ST | 1 | 1948 |  |  | (OP) Operating
7049 | General Electric Aircraft Engines | 10029 | General Electric Aircraft Engines | Industrial CHP | MA | GEN6 | 8.5 | Natural Gas Steam Turbine | NG | ST | 1 | 1956 |  |  | (OP) Operating
7049 | General Electric Aircraft Engines | 10029 | General Electric Aircraft Engines | Industrial CHP | MA | GEN7 | 6.8 | Natural Gas Steam Turbine | NG | ST | 1 | 1968 |  |  | (OA) Out of service but expected to return to service in next calendar year
7049 | General Electric Aircraft Engines | 10029 | General Electric Aircraft Engines | Industrial CHP | MA | GEN8 | 19.1 | Natural Gas Fired Combustion Turbine | NG | GT | 1 | 1972 |  |  | (OS) Out of service and NOT expected to return to service in next calendar year
7860 | NRG Energy Center Dover LLC | 10030 | NRG Energy Center Dover | IPP CHP | DE | COG1 | 16 | Natural Gas Fired Combined Cycle | NG | CA | 5 | 1985 |  |  | (OP) Operating
7860 | NRG Energy Center Dover LLC | 10030 | NRG Energy Center Dover | IPP CHP | DE | KD-1 | 44 | Natural Gas Fired Combined Cycle | NG | CT | 6 | 2001 |  |  | (OP) Operating
7860 | NRG Energy Center Dover LLC | 10030 | NRG Energy Center Dover | IPP CHP | DE | KD-2 | 44 | Natural Gas Fired Combustion Turbine | NG | GT | 6 | 2001 |  |  | (OP) Operating
7175 | General Mills Operations Inc | 10031 | General Mills Operations Lodi | Industrial CHP | CA | 1 | 3.2 | Natural Gas Fired Combustion Turbine | NG | GT | 5 | 1984 | 12 | 2015 | (OP) Operating
7239 | General Motors Corp-Warren | 10032 | Powertrain Warren General Motors | Industrial CHP | MI | GT1 | 2.7 | Natural Gas Fired Combustion Turbine | NG | GT | 5 | 1988 |  |  | (OP) Operating
15430 | Detroit Renewable Power | 10033 | Greater Detroit Resource Recovery | Commercial CHP | MI | GEN1 | 63.6 | Municipal Solid Waste | MSW | ST | 12 | 1988 |  |  | (OP) Operating
3028 | Calpine Gilroy Cogen LP | 10034 | Gilroy Power Plant | IPP CHP | CA | GEN1 | 85 | Natural Gas Fired Combined Cycle | NG | CT | 10 | 1987 |  |  | (OP) Operating
3028 | Calpine Gilroy Cogen LP | 10034 | Gilroy Power Plant | IPP CHP | CA | GEN2 | 30 | Natural Gas Fired Combined Cycle | NG | CA | 10 | 1987 |  |  | (OP) Operating
56590 | Silverstreet Hydro | 10036 | Hillsborough Hosiery | IPP Non-CHP | NH | GEN1 | 0.6 | Conventional Hydroelectric | WAT | HY | 12 | 1989 |  |  | (OA) Out of service but expected to return to service in next calendar year
56590 | Silverstreet Hydro | 10036 | Hillsborough Hosiery | IPP Non-CHP | NH | GEN2 | 0.6 | Conventional Hydroelectric | WAT | HY | 12 | 1989 |  |  | (OA) Out of service but expected to return to service in next calendar year
9788 | John Deere Harvester Works Co | 10039 | John Deere Harvester Works | Industrial CHP | IL | GEN6 | 2.5 | Conventional Steam Coal | BIT | ST | 11 | 1960 | 10 | 2015 | (OS) Out of service and NOT expected to return to service in next calendar year
10077 | Kaweah Delta Hospital | 10042 | Kaweah Delta District Hospital | Commercial Non-CHP | CA | KDHT1 | 3.5 | Natural Gas Fired Combustion Turbine | NG | GT | 10 | 2008 |  |  | (OP) Operating | [5 empty] | 0
14932 | US Operating Services Company | 10043 | Logan Generating Company LP | IPP CHP | NJ | GEN1 | 219 | Conventional Steam Coal | BIT | ST | 9 | 1994 |  |  | (OP) Operating
10277 | Kinsley's Landfill Inc | 10045 | Kinsleys Landfill | IPP Non-CHP | NJ | 0011 | 0.5 | Landfill Gas | LFG | IC | 7 | 1985 |  |  | (OP) Operating
10277 | Kinsley's Landfill Inc | 10045 | Kinsleys Landfill | IPP Non-CHP | NJ | 0012 | 0.5 | Landfill Gas | LFG | IC | 7 | 1985 |  |  | (OP) Operating
10277 | Kinsley's Landfill Inc | 10045 | Kinsleys Landfill | IPP Non-CHP | NJ | 0013 | 0.5 | Landfill Gas | LFG | IC | 7 | 1985 |  |  | (OP) Operating
10277 | Kinsley's Landfill Inc | 10045 | Kinsleys Landfill | IPP Non-CHP | NJ | 0014 | 0.5 | Landfill Gas | LFG | IC | 7 | 1985 |  |  | (OP) Operating
54696 | Little Mac Power Company | 10049 | Little Mac Project | IPP Non-CHP | ID | 1 | 0.3 | Conventional Hydroelectric | WAT | HY | 5 | 1984 |  |  | (OP) Operating
54696 | Little Mac Power Company | 10049 | Little Mac Project | IPP Non-CHP | ID | 2 | 0.4 | Conventional Hydroelectric | WAT | HY | 5 | 1984 |  |  | (OP) Operating
54696 | Little Mac Power Company | 10049 | Little Mac Project | IPP Non-CHP | ID | 3 | 0.4 | Conventional Hydroelectric | WAT | HY | 5 | 1984 |  |  | (OP) Operating
54696 | Little Mac Power Company | 10049 | Little Mac Project | IPP Non-CHP | ID | 4 | 0.4 | Conventional Hydroelectric | WAT | HY | 5 | 1984 |  |  | (OP) Operating
11079 | Little Rock Wastewater Utility | 10050 | Fourche Creek Wastewater | Commercial CHP | AR | 4 | 1.3 | Other Waste Biomass | OBG | IC | 12 | 2009 |  |  | (OP) Operating
49753 | Brooks Energy, LLC | 10051 | Lockville Hydropower | IPP Non-CHP | NC | GEN1 | 0.6 | Conventional Hydroelectric | WAT | HY | 1 | 1985 |  |  | (OP) Operating
49753 | Brooks Energy, LLC | 10051 | Lockville Hydropower | IPP Non-CHP | NC | GEN2 | 0.6 | Conventional Hydroelectric | WAT | HY | 1 | 1985 |  |  | (OP) Operating
54788 | DG Fairhaven Power LLC | 10052 | Fairhaven Power | IPP Non-CHP | CA | GEN1 | 16 | Wood/Wood Waste Biomass | WDS | ST | 9 | 1986 |  |  | (OP) Operating
7075 | General Electric Co | 10058 | General Electric Diesel Engine Plant | Industrial Non-CHP | PA | REGN | 4.3 | Petroleum Liquids | DFO | IC | 6 | 1984 |  |  | (OP) Operating
7080 | General Electric Co | 10059 | General Electric Great Falls Upper Hydro | Industrial Non-CHP | NH | 1575 | 1.6 | Conventional Hydroelectric | WAT | HY | 12 | 1984 |  |  | (OS) Out of service and NOT expected to return to service in next calendar year
7080 | General Electric Co | 10059 | General Electric Great Falls Upper Hydro | Industrial Non-CHP | NH | 500 | 0.5 | Conventional Hydroelectric | WAT | HY | 8 | 1988 |  |  | (OS) Out of service and NOT expected to return to service in next calendar year
11401 | Mars Chocolate North America LLC | 10061 | MARS Chocolate North American LLC | Industrial CHP | NJ | GEN1 | 10 | Natural Gas Fired Combined Cycle | NG | CT | 5 | 1989 |  |  | (OP) Operating
11401 | Mars Chocolate North America LLC | 10061 | MARS Chocolate North American LLC | Industrial CHP | NJ | GEN2 | 0.7 | Natural Gas Fired Combined Cycle | NG | CA | 10 | 1984 |  |  | (SB) Standby/Backup: available for service but not normally used
50085 | Covanta Southeast Florida Renewable Ltd | 10062 | Miami Dade County Resource Recovery Fac | IPP Non-CHP | FL | GEN1 | 35.8 | Municipal Solid Waste | MSW | ST | 12 | 1981 |  |  | (OP) Operating
50085 | Covanta Southeast Florida Renewable Ltd | 10062 | Miami Dade County Resource Recovery Fac | IPP Non-CHP | FL | GEN2 | 35.8 | Municipal Solid Waste | MSW | ST | 12 | 1981 |  |  | (OP) Operating
11943 | McCallum Enterprises I LP | 10063 | Derby Hydro | IPP Non-CHP | CT | GEN1 | 4 | Conventional Hydroelectric | WAT | HY | 1 | 1989 |  |  | (OP) Operating
11943 | McCallum Enterprises I LP | 10063 | Derby Hydro | IPP Non-CHP | CT | GEN2 | 4 | Conventional Hydroelectric | WAT | HY | 1 | 1989 |  |  | (OP) Operating
11943 | McCallum Enterprises I LP | 10063 | Derby Hydro | IPP Non-CHP | CT | GEN3 | 0.3 | Conventional Hydroelectric | WAT | HY | 1 | 1989 |  |  | (SB) Standby/Backup: available for service but not normally used
11943 | McCallum Enterprises I LP | 10063 | Derby Hydro | IPP Non-CHP | CT | GEN4 | 0.3 | Conventional Hydroelectric | WAT | HY | 1 | 1989 |  |  | (SB) Standby/Backup: available for service but not normally used
12401 | Merimil Ltd Partnership | 10066 | Lockwood Hydroelectric Facility | IPP Non-CHP | ME | GEN1 | 0.7 | Conventional Hydroelectric | WAT | HY | 10 | 1985 |  |  | (OP) Operating
12401 | Merimil Ltd Partnership | 10066 | Lockwood Hydroelectric Facility | IPP Non-CHP | ME | GEN2 | 0.7 | Conventional Hydroelectric | WAT | HY | 10 | 1985 |  |  | (OP) Operating
12401 | Merimil Ltd Partnership | 10066 | Lockwood Hydroelectric Facility | IPP Non-CHP | ME | GEN3 | 0.7 | Conventional Hydroelectric | WAT | HY | 10 | 1985 |  |  | (OP) Operating
12401 | Merimil Ltd Partnership | 10066 | Lockwood Hydroelectric Facility | IPP Non-CHP | ME | GEN4 | 0.7 | Conventional Hydroelectric | WAT | HY | 10 | 1985 |  |  | (OP) Operating
12401 | Merimil Ltd Partnership | 10066 | Lockwood Hydroelectric Facility | IPP Non-CHP | ME | GEN5 | 0.7 | Conventional Hydroelectric | WAT | HY | 10 | 1985 |  |  | (OP) Operating
12401 | Merimil Ltd Partnership | 10066 | Lockwood Hydroelectric Facility | IPP Non-CHP | ME | GEN6 | 0.7 | Conventional Hydroelectric | WAT | HY | 10 | 1985 |  |  | (OP) Operating
12401 | Merimil Ltd Partnership | 10066 | Lockwood Hydroelectric Facility | IPP Non-CHP | ME | GEN7 | 2.2 | Conventional Hydroelectric | WAT | HY | 10 | 1988 |  |  | (OP) Operating
5164 | Denver City & County-Foothills | 10070 | Foothills Hydro Plant | IPP Non-CHP | CO | GEN1 | 3.1 | Conventional Hydroelectric | WAT | HY | 5 | 1985 |  |  | (OP) Operating
56217 | Portsmouth Operating Services LLC | 10071 | Portsmouth Genco LLC | IPP Non-CHP | VA | GEN1 | 57.5 | Conventional Steam Coal | BIT | ST | 6 | 1988 | 5 | 2016 | (OP) Operating
56217 | Portsmouth Operating Services LLC | 10071 | Portsmouth Genco LLC | IPP Non-CHP | VA | GEN2 | 57.5 | Conventional Steam Coal | BIT | ST | 6 | 1988 | 5 | 2016 | (OP) Operating
55727 | Orion Engineered Carbons | 10072 | Engineered Carbons Borger Cogen | Industrial Non-CHP | TX | GEN1 | 18.8 | Other Gases | OG | ST | 10 | 1982 |  |  | (OP) Operating
59191 | Humboldt Bay Harbor Rec & Con Dist | 10074 | Pulp Mill Power House | Industrial CHP | CA | GEN1 | 20 | Wood/Wood Waste Biomass | BLQ | ST | 8 | 1965 |  |  | (OS) Out of service and NOT expected to return to service in next calendar year
12647 | ALLETE, Inc. | 10075 | Taconite Harbor Energy Center | Electric Utility | MN | GEN1 | 79 | Conventional Steam Coal | SUB | ST | 1 | 1957 |  |  | (OP) Operating
12647 | ALLETE, Inc. | 10075 | Taconite Harbor Energy Center | Electric Utility | MN | GEN2 | 75.9 | Conventional Steam Coal | SUB | ST | 1 | 1957 |  |  | (OP) Operating
5068 | Denver City & County of | 10081 | Strontia Springs Hydro Plant | IPP Non-CHP | CO | GEN1 | 1 | Conventional Hydroelectric | WAT | HY | 7 | 1986 |  |  | (OP) Operating
11217 | Los Angeles County Sanitation | 10090 | Commerce Refuse To Energy | IPP Non-CHP | CA | GEN1 | 9 | Municipal Solid Waste | MSW | ST | 11 | 1986 |  |  | (OP) Operating
11217 | Los Angeles County Sanitation | 10091 | Total Energy Facilities | Commercial CHP | CA | G2 | 8 | Other Waste Biomass | OBG | CT | 2 | 2003 |  |  | (OP) Operating
11217 | Los Angeles County Sanitation | 10091 | Total Energy Facilities | Commercial CHP | CA | G3 | 8 | Other Waste Biomass | OBG | CT | 12 | 2001 |  |  | (OP) Operating
11217 | Los Angeles County Sanitation | 10091 | Total Energy Facilities | Commercial CHP | CA | GEN1 | 8 | Other Waste Biomass | OBG | CT | 1 | 1986 |  |  | (OP) Operating
11217 | Los Angeles County Sanitation | 10091 | Total Energy Facilities | Commercial CHP | CA | GEN4 | 7.4 | Other Waste Biomass | OBG | CA | 11 | 1986 |  |  | (OP) Operating
58553 | PAR Petroleum | 10093 | Tesoro Hawaii | Industrial CHP | HI | GEN1 | 20 | Petroleum Liquids | WO | GT | 12 | 1982 |  |  | (OP) Operating
50160 | Pedricktown Cogeneration Company LP | 10099 | Pedricktown Cogeneration Company LP | IPP Non-CHP | NJ | GEN1 | 79 | Natural Gas Fired Combined Cycle | NG | CT | 3 | 1992 |  |  | (OP) Operating
50160 | Pedricktown Cogeneration Company LP | 10099 | Pedricktown Cogeneration Company LP | IPP Non-CHP | NJ | GEN2 | 38.9 | Natural Gas Fired Combined Cycle | NG | CA | 3 | 1992 |  |  | (OP) Operating
6636 | Foss Manufacturing Company LLC | 10108 | Hampton Facility | Industrial CHP | NH | GEN1 | 0.5 | Petroleum Liquids | DFO | IC | 10 | 1978 |  |  | (SB) Standby/Backup: available for service but not normally used
6636 | Foss Manufacturing Company LLC | 10108 | Hampton Facility | Industrial CHP | NH | GEN2 | 0.5 | Petroleum Liquids | DFO | IC | 10 | 1978 |  |  | (SB) Standby/Backup: available for service but not normally used
6636 | Foss Manufacturing Company LLC | 10108 | Hampton Facility | Industrial CHP | NH | GEN3 | 0.7 | Petroleum Liquids | DFO | IC | 7 | 1980 |  |  | (SB) Standby/Backup: available for service but not normally used
6636 | Foss Manufacturing Company LLC | 10108 | Hampton Facility | Industrial CHP | NH | GEN4 | 0.7 | Petroleum Liquids | DFO | IC | 10 | 1981 |  |  | (SB) Standby/Backup: available for service but not normally used
6636 | Foss Manufacturing Company LLC | 10108 | Hampton Facility | Industrial CHP | NH | GEN5 | 0.7 | Petroleum Liquids | DFO | IC | 6 | 1984 |  |  | (SB) Standby/Backup: available for service but not normally used
6636 | Foss Manufacturing Company LLC | 10108 | Hampton Facility | Industrial CHP | NH | GEN6 | 0.7 | Petroleum Liquids | DFO | IC | 4 | 1990 |  |  | (SB) Standby/Backup: available for service but not normally used
6636 | Foss Manufacturing Company LLC | 10108 | Hampton Facility | Industrial CHP | NH | GEN8 | 3.8 | Natural Gas Fired Combustion Turbine | NG | GT | 1 | 2000 |  |  | (OP) Operating
57280 | Eagle Creek RE LLC | 10109 | Franklin Industrial Complex | IPP Non-CHP | NH | 1 | 0.6 | Conventional Hydroelectric | WAT | HY | 12 | 1985 |  |  | (OP) Operating
57280 | Eagle Creek RE LLC | 10109 | Franklin Industrial Complex | IPP Non-CHP | NH | 2 | 0.2 | Conventional Hydroelectric | WAT | HY | 6 | 1982 |  |  | (OP) Operating
15743 | Frito-Lay Inc | 10110 | Frito-Lay Cogen Plant | Industrial CHP | CA | GEN1 | 5.5 | Natural Gas Fired Combustion Turbine | NG | GT | 3 | 1986 |  |  | (OP) Operating
7199 | Gilberton Power Co | 10113 | John B Rich Memorial Power Station | IPP Non-CHP | PA | GEN1 | 80 | Conventional Steam Coal | WC | ST | 2 | 1988 |  |  | (OP) Operating
7726 | Sharp Grossmont Hospital | 10115 | Grossmont Hospital | Commercial CHP | CA | GEN1 | 0.8 | Natural Gas Fired Combustion Turbine | NG | GT | 8 | 1983 |  |  | (OP) Operating
7726 | Sharp Grossmont Hospital | 10115 | Grossmont Hospital | Commercial CHP | CA | GEN2 | 0.8 | Natural Gas Fired Combustion Turbine | NG | GT | 8 | 1983 |  |  | (OP) Operating
9357 | Hampshire Paper Co Inc | 10116 | Hampshire Paper | IPP Non-CHP | NY | 05 | 1.8 | Conventional Hydroelectric | WAT | HY | 5 | 1987 |  |  | (OP) Operating
8181 | Harrisburg Authority | 10118 | Harrisburg Facility | IPP CHP | PA | GEN3 | 20.8 | Municipal Solid Waste | MSW | ST | 4 | 2006 |  |  | (OP) Operating
8486 | PInova Inc | 10120 | PInova Inc | Industrial CHP | GA | GEN5 | 7.1 | Wood/Wood Waste Biomass | WDS | ST | 1 | 1980 |  |  | (OP) Operating |  |  |  | 2015 | 12 | 1.1
8596 | High Shoals Hydro | 10121 | High Shoals Hydro (GA) | IPP Non-CHP | GA | GEN1 | 1.4 | Conventional Hydroelectric | WAT | HY | 11 | 1988 |  |  | (OP) Operating
59069 | CIP II/AR Bridgewater Holdings LLC | 10122 | CIP II/AR Bridgewater Holdings - NJCOE | Commercial CHP | NJ | 02 | 4.1 | Natural Gas Fired Combustion Turbine | NG | GT | 11 | 2002 |  |  | (OP) Operating
8701 | Hoffman LaRoche Inc | 10123 | Hoffmann LaRoche | Industrial CHP | NJ | TG01 | 4.1 | Natural Gas Fired Combustion Turbine | NG | GT | 5 | 2004 |  |  | (OP) Operating
8701 | Hoffman LaRoche Inc | 10123 | Hoffmann LaRoche | Industrial CHP | NJ | TG03 | 4.1 | Natural Gas Fired Combustion Turbine | NG | GT | 5 | 2004 |  |  | (OP) Operating
59136 | Ampersand Hollow Dam Hydro LLC | 10124 | Hollow Dam Power Partnership | IPP Non-CHP | NY | HY1 | 0.3 | Conventional Hydroelectric | WAT | HY | 12 | 1987 |  |  | (OP) Operating
59136 | Ampersand Hollow Dam Hydro LLC | 10124 | Hollow Dam Power Partnership | IPP Non-CHP | NY | HY2 | 0.3 | Conventional Hydroelectric | WAT | HY | 12 | 1987 |  |  | (OP) Operating
8758 | Honeywell Farm Inc | 10125 | Honeywell Farms | Industrial CHP | NY | 1 | 0.8 | Natural Gas Internal Combustion Engine | NG | IC | 10 | 1992 |  |  | (OP) Operating
8758 | Honeywell Farm Inc | 10125 | Honeywell Farms | Industrial CHP | NY | 2 | 0.8 | Natural Gas Internal Combustion Engine | NG | IC | 12 | 1992 |  |  | (OP) Operating
8758 | Honeywell Farm Inc | 10125 | Honeywell Farms | Industrial CHP | NY | 3 | 0.8 | Petroleum Liquids | DFO | IC | 6 | 1974 |  |  | (SB) Standby/Backup: available for service but not normally used
8758 | Honeywell Farm Inc | 10125 | Honeywell Farms | Industrial CHP | NY | 4 | 0.8 | Petroleum Liquids | DFO | IC | 6 | 1974 |  |  | (SB) Standby/Backup: available for service but not normally used
8758 | Honeywell Farm Inc | 10125 | Honeywell Farms | Industrial CHP | NY | 5 | 0.8 | Natural Gas Internal Combustion Engine | NG | IC | 5 | 1990 |  |  | (OP) Operating
8758 | Honeywell Farm Inc | 10125 | Honeywell Farms | Industrial CHP | NY | 6 | 0.4 | Natural Gas Internal Combustion Engine | NG | IC | 5 | 1990 |  |  | (SB) Standby/Backup: available for service but not normally used
8787 | Humboldt Bay Mun Water Dist | 10128 | Gosselin Hydro Plant | IPP Non-CHP | CA | GEN1 | 0.2 | Conventional Hydroelectric | WAT | HY | 6 | 1983 |  |  | (OP) Operating
8787 | Humboldt Bay Mun Water Dist | 10128 | Gosselin Hydro Plant | IPP Non-CHP | CA | GEN2 | 0.2 | Conventional Hydroelectric | WAT | HY | 6 | 1983 |  |  | (OP) Operating
9335 | Indiana University of Penn | 10129 | Indiana University of Pennsylvania | Commercial CHP | PA | GEN1 | 6 | Natural Gas Internal Combustion Engine | NG | IC | 3 | 1988 |  |  | (OP) Operating
9335 | Indiana University of Penn | 10129 | Indiana University of Pennsylvania | Commercial CHP | PA | GEN2 | 6 | Natural Gas Internal Combustion Engine | NG | IC | 3 | 1988 |  |  | (OP) Operating
9335 | Indiana University of Penn | 10129 | Indiana University of Pennsylvania | Commercial CHP | PA | GEN3 | 6 | Natural Gas Internal Combustion Engine | NG | IC | 3 | 1988 |  |  | (OP) Operating
9335 | Indiana University of Penn | 10129 | Indiana University of Pennsylvania | Commercial CHP | PA | GEN4 | 6 | Natural Gas Internal Combustion Engine | NG | IC | 3 | 1988 |  |  | (OP) Operating
9093 | Hydro Energies Inc | 10137 | Deweys Mill | IPP Non-CHP | VT | GEN1 | 2.4 | Conventional Hydroelectric | WAT | HY | 6 | 1989 |  |  | (OP) Operating
9093 | Hydro Energies Inc | 10137 | Deweys Mill | IPP Non-CHP | VT | GEN2 | 0.5 | Conventional Hydroelectric | WAT | HY | 6 | 1989 |  |  | (OP) Operating
9370 | Hydrodynamics Inc | 10138 | South Dry Creek Hydro | IPP Non-CHP | MT | 1 | 2 | Conventional Hydroelectric | WAT | HY | 9 | 1985 |  |  | (OP) Operating
9439 | Isabella Partners | 10139 | Isabella Hydro Project | IPP Non-CHP | CA | GEN1 | 5.9 | Conventional Hydroelectric | WAT | HY | 12 | 1990 |  |  | (OP) Operating
9439 | Isabella Partners | 10139 | Isabella Hydro Project | IPP Non-CHP | CA | GEN2 | 5.9 | Conventional Hydroelectric | WAT | HY | 12 | 1990 |  |  | (OP) Operating
1751 | Birch Power Co | 10140 | Birch Creek Power | IPP Non-CHP | ID | GEN1 | 2.6 | Conventional Hydroelectric | WAT | HY | 4 | 1986 |  |  | (OP) Operating
9379 | Inter-Power/AhlCon Partners, L.P. | 10143 | Colver Power Project | IPP Non-CHP | PA | COLV | 110 | Conventional Steam Coal | WC | ST | 2 | 1995 |  |  | (OP) Operating
17164 | Sierra Pacific Industries Inc | 10144 | Sierra Pacific Lincoln Facility | Industrial CHP | CA | GEN4 | 17.5 | Wood/Wood Waste Biomass | WDS | ST | 3 | 2004 |  |  | (OP) Operating
1951 | White Pine Electric Power LLC | 10148 | White Pine Electric Power | IPP Non-CHP | MI | GEN1 | 18 | Natural Gas Steam Turbine | NG | ST | 12 | 1954 | 7 | 2024 | (OP) Operating
1951 | White Pine Electric Power LLC | 10148 | White Pine Electric Power | IPP Non-CHP | MI | GEN3 | 18 | Natural Gas Steam Turbine | NG | ST | 12 | 1954 | 7 | 2024 | (OS) Out of service and NOT expected to return to service in next calendar year
49967 | Decorative Panels International, Inc. | 10149 | Decorative Panels Intl | Industrial CHP | MI | GEN1 | 6.8 | Conventional Steam Coal | BIT | ST | 11 | 1957 |  |  | (OP) Operating
563 | American Bituminous Power LP | 10151 | Grant Town Power Plant | IPP Non-CHP | WV | GEN1 | 80 | Conventional Steam Coal | WC | ST | 7 | 1992 |  |  | (OP) Operating
503 | American Hydro Power Company | 10152 | Warrior Ridge Hydro | IPP Non-CHP | PA | L-1 | 0.7 | Conventional Hydroelectric | WAT | HY | 12 | 1985 |  |  | (OP) Operating
503 | American Hydro Power Company | 10152 | Warrior Ridge Hydro | IPP Non-CHP | PA | L-2 | 0.7 | Conventional Hydroelectric | WAT | HY | 12 | 1985 |  |  | (OP) Operating
503 | American Hydro Power Company | 10152 | Warrior Ridge Hydro | IPP Non-CHP | PA | L-4 | 0.7 | Conventional Hydroelectric | WAT | HY | 12 | 1985 |  |  | (OP) Operating
503 | American Hydro Power Company | 10152 | Warrior Ridge Hydro | IPP Non-CHP | PA | L-5 | 0.7 | Conventional Hydroelectric | WAT | HY | 12 | 1985 |  |  | (OP) Operating
54769 | INEOS USA LLC | 10154 | Chocolate Bayou Works | Industrial CHP | TX | GEN1 | 30 | Natural Gas Fired Combustion Turbine | NG | GT | 11 | 1985 |  |  | (OP) Operating
756 | Appomattox River Associates LP | 10155 | Brasfield | IPP Non-CHP | VA | 1 | 2.9 | Conventional Hydroelectric | WAT | HY | 9 | 1993 |  |  | (OP) Operating
20323 | Wellhead Services Inc | 10156 | Fresno Cogen Partners | IPP CHP | CA | GEN2 | 6 | Natural Gas Fired Combined Cycle | NG | CA | 1 | 1990 |  |  | (OP) Operating
20323 | Wellhead Services Inc | 10156 | Fresno Cogen Partners | IPP CHP | CA | GEN3 | 21.9 | Natural Gas Fired Combined Cycle | NG | CT | 8 | 2001 |  |  | (OP) Operating
20323 | Wellhead Services Inc | 10156 | Fresno Cogen Partners | IPP CHP | CA | GEN4 | 45 | Natural Gas Fired Combined Cycle | NG | CT | 1 | 2004 |  |  | (OP) Operating
5093 | Desert Water Agency | 10162 | Whitewater Hydro Plant | IPP Non-CHP | CA | WWHI | 1.3 | Conventional Hydroelectric | WAT | HY | 4 | 1986 |  |  | (SB) Standby/Backup: available for service but not normally used
54705 | Seadrift Coke L P | 10167 | Seadrift Coke LP | Industrial CHP | TX | GEN1 | 7.6 | Petroleum Coke | PC | ST | 11 | 1983 |  |  | (OP) Operating
3084 | Carson Cogeneration Co | 10169 | Carson Cogeneration | IPP CHP | CA | GEN1 | 41.3 | Natural Gas Fired Combined Cycle | NG | CT | 12 | 1989 |  |  | (OP) Operating
3084 | Carson Cogeneration Co | 10169 | Carson Cogeneration | IPP CHP | CA | GEN2 | 8 | Natural Gas Fired Combined Cycle | NG | CA | 1 | 1990 |  |  | (OP) Operating
782 | Aquenergy Systems Inc | 10173 | Cherokee Falls | Electric Utility | SC | T-1 | 1 | Conventional Hydroelectric | WAT | HY | 12 | 1985 |  |  | (OP) Operating
3476 | DTE San Diego COGEN Inc. | 10175 | Childrens Hospital | Commercial CHP | CA | 0799 | 2 | Petroleum Liquids | DFO | IC | 4 | 2000 |  |  | (SB) Standby/Backup: available for service but not normally used
3476 | DTE San Diego COGEN Inc. | 10175 | Childrens Hospital | Commercial CHP | CA | 1711 | 3.5 | Natural Gas Fired Combustion Turbine | NG | GT | 12 | 2004 |  |  | (OP) Operating
3476 | DTE San Diego COGEN Inc. | 10175 | Childrens Hospital | Commercial CHP | CA | 5083 | 1.5 | Petroleum Liquids | DFO | IC | 10 | 2010 |  |  | (OP) Operating
3476 | DTE San Diego COGEN Inc. | 10175 | Childrens Hospital | Commercial CHP | CA | 5084 | 1.5 | Petroleum Liquids | DFO | IC | 10 | 2010 |  |  | (OP) Operating
3476 | DTE San Diego COGEN Inc. | 10175 | Childrens Hospital | Commercial CHP | CA | 5085 | 1.5 | Petroleum Liquids | DFO | IC | 10 | 2010 |  |  | (OP) Operating
11724 | Massachusetts Bay Trans Auth | 10176 | M Street Jet | IPP Non-CHP | MA | NO.6 | 50 | Petroleum Liquids | KER | GT | 5 | 1979 |  |  | (OP) Operating
19068 | Colorado Golden Energy Corp. | 10180 | Metro Wastewater Reclamation District | IPP CHP | CO | 1 | 1.2 | Other Waste Biomass | OBG | IC | 4 | 1985 |  |  | (OA) Out of service but expected to return to service in next calendar year
19068 | Colorado Golden Energy Corp. | 10180 | Metro Wastewater Reclamation District | IPP CHP | CO | 2 | 1.2 | Other Waste Biomass | OBG | IC | 4 | 1985 |  |  | (OA) Out of service but expected to return to service in next calendar year
19068 | Colorado Golden Energy Corp. | 10180 | Metro Wastewater Reclamation District | IPP CHP | CO | 3 | 1.2 | Other Waste Biomass | OBG | IC | 4 | 1985 |  |  | (SB) Standby/Backup: available for service but not normally used
19068 | Colorado Golden Energy Corp. | 10180 | Metro Wastewater Reclamation District | IPP CHP | CO | 4 | 1.2 | Other Waste Biomass | OBG | IC | 4 | 1985 |  |  | (SB) Standby/Backup: available for service but not normally used
19068 | Colorado Golden Energy Corp. | 10180 | Metro Wastewater Reclamation District | IPP CHP | CO | 5 | 2.5 | Other Waste Biomass | OBG | GT | 8 | 2000 |  |  | (OP) Operating
19068 | Colorado Golden Energy Corp. | 10180 | Metro Wastewater Reclamation District | IPP CHP | CO | 6 | 2.5 | Other Waste Biomass | OBG | GT | 9 | 2000 |  |  | (OP) Operating
12374 | Metropolitan Sewerage District | 10181 | Metropolitan Sewerage District | Commercial Non-CHP | NC | GEN1 | 0.8 | Conventional Hydroelectric | WAT | HY | 9 | 1988 |  |  | (SB) Standby/Backup: available for service but not normally used
12374 | Metropolitan Sewerage District | 10181 | Metropolitan Sewerage District | Commercial Non-CHP | NC | GEN2 | 0.8 | Conventional Hydroelectric | WAT | HY | 9 | 1988 |  |  | (OP) Operating
12374 | Metropolitan Sewerage District | 10181 | Metropolitan Sewerage District | Commercial Non-CHP | NC | GEN3 | 0.8 | Conventional Hydroelectric | WAT | HY | 9 | 1988 |  |  | (OP) Operating
57280 | Eagle Creek RE LLC | 10183 | Mine Falls Generating Station | IPP Non-CHP | NH | GEN1 | 1.5 | Conventional Hydroelectric | WAT | HY | 12 | 1985 |  |  | (OP) Operating
57280 | Eagle Creek RE LLC | 10183 | Mine Falls Generating Station | IPP Non-CHP | NH | GEN2 | 1.7 | Conventional Hydroelectric | WAT | HY | 12 | 1985 |  |  | (OP) Operating
12632 | Minnesota Mining & Mfg Co | 10184 | Central Utility Plant | Commercial CHP | TX | EG1 | 2.6 | Natural Gas Internal Combustion Engine | NG | IC | 7 | 1988 |  |  | (OP) Operating
12632 | Minnesota Mining & Mfg Co | 10184 | Central Utility Plant | Commercial CHP | TX | EG2 | 1.9 | Natural Gas Internal Combustion Engine | NG | IC | 7 | 1988 |  |  | (OP) Operating
12632 | Minnesota Mining & Mfg Co | 10184 | Central Utility Plant | Commercial CHP | TX | TG1 | 2.1 | Natural Gas Steam Turbine | NG | ST | 7 | 1988 |  |  | (OP) Operating
11451 | Madison Paper Industries Inc | 10186 | Anson Abenaki Hydros | Industrial CHP | ME | AB1 | 2.2 | Conventional Hydroelectric | WAT | HY | 5 | 1983 |  |  | (OP) Operating
11451 | Madison Paper Industries Inc | 10186 | Anson Abenaki Hydros | Industrial CHP | ME | AB2 | 2.2 | Conventional Hydroelectric | WAT | HY | 9 | 1980 |  |  | (OP) Operating
11451 | Madison Paper Industries Inc | 10186 | Anson Abenaki Hydros | Industrial CHP | ME | AB3 | 2.2 | Conventional Hydroelectric | WAT | HY | 4 | 1983 |  |  | (OP) Operating
11451 | Madison Paper Industries Inc | 10186 | Anson Abenaki Hydros | Industrial CHP | ME | AB4 | 2.2 | Conventional Hydroelectric | WAT | HY | 4 | 1983 |  |  | (OP) Operating
11451 | Madison Paper Industries Inc | 10186 | Anson Abenaki Hydros | Industrial CHP | ME | AB5 | 2.2 | Conventional Hydroelectric | WAT | HY | 7 | 1961 |  |  | (OP) Operating
11451 | Madison Paper Industries Inc | 10186 | Anson Abenaki Hydros | Industrial CHP | ME | AB6 | 2.6 | Conventional Hydroelectric | WAT | HY | 4 | 2008 |  |  | (OP) Operating
11451 | Madison Paper Industries Inc | 10186 | Anson Abenaki Hydros | Industrial CHP | ME | AB7 | 2.2 | Conventional Hydroelectric | WAT | HY | 1 | 1950 |  |  | (OP) Operating
11451 | Madison Paper Industries Inc | 10186 | Anson Abenaki Hydros | Industrial CHP | ME | AB8 | 0.3 | Conventional Hydroelectric | WAT | HY | 8 | 1989 |  |  | (OP) Operating
11451 | Madison Paper Industries Inc | 10186 | Anson Abenaki Hydros | Industrial CHP | ME | AN1 | 1.8 | Conventional Hydroelectric | WAT | HY | 9 | 1984 |  |  | (OP) Operating
11451 | Madison Paper Industries Inc | 10186 | Anson Abenaki Hydros | Industrial CHP | ME | AN2 | 1.8 | Conventional Hydroelectric | WAT | HY | 9 | 1984 |  |  | (OP) Operating
11451 | Madison Paper Industries Inc | 10186 | Anson Abenaki Hydros | Industrial CHP | ME | AN3 | 1.8 | Conventional Hydroelectric | WAT | HY | 9 | 1984 |  |  | (OP) Operating
11451 | Madison Paper Industries Inc | 10186 | Anson Abenaki Hydros | Industrial CHP | ME | AN4 | 1.8 | Conventional Hydroelectric | WAT | HY | 9 | 1984 |  |  | (OP) Operating
11451 | Madison Paper Industries Inc | 10186 | Anson Abenaki Hydros | Industrial CHP | ME | AN5 | 1.8 | Conventional Hydroelectric | WAT | HY | 9 | 1984 |  |  | (OP) Operating
11451 | Madison Paper Industries Inc | 10186 | Anson Abenaki Hydros | Industrial CHP | ME | STG1 | 2 | Natural Gas Steam Turbine | NG | ST | 8 | 1994 |  |  | (OP) Operating
55727 | Orion Engineered Carbons | 10187 | Engineered Carbons Echo Cogeneration | Industrial Non-CHP | TX | GEN1 | 8.9 | Other Gases | OG | ST | 5 | 1985 |  |  | (OP) Operating
4558 | Cutrale Citrus Juices USA Inc | 10188 | Cutrale Citrus Juices USA II | Industrial CHP | FL | GEN4 | 4.3 | Natural Gas Fired Combustion Turbine | NG | GT | 12 | 2010 |  |  | (OP) Operating
4558 | Cutrale Citrus Juices USA Inc | 10188 | Cutrale Citrus Juices USA II | Industrial CHP | FL | GEN5 | 4.3 | Natural Gas Fired Combustion Turbine | NG | GT | 12 | 2010 |  |  | (OP) Operating
56479 | PIC Group Inc | 10190 | Castleton Energy Center | IPP Non-CHP | NY | GEN1 | 43 | Natural Gas Fired Combined Cycle | NG | CT | 2 | 1992 |  |  | (OP) Operating
56479 | PIC Group Inc | 10190 | Castleton Energy Center | IPP Non-CHP | NY | GEN2 | 25 | Natural Gas Fired Combined Cycle | NG | CA | 2 | 1992 |  |  | (OP) Operating
2719 | CalWind Resources Inc | 10191 | Tehachapi Wind Resource I | IPP Non-CHP | CA | EXIS | 8.7 | Onshore Wind Turbine | WND | WT | 12 | 1984 |  |  | (OP) Operating
3453 | Chevron Refinery-Hawaii | 10194 | Hawaii Cogen | Industrial CHP | HI | GEN1 | 3.2 | Other Gases | OG | GT | 8 | 1990 |  |  | (OP) Operating
3453 | Chevron Refinery-Hawaii | 10194 | Hawaii Cogen | Industrial CHP | HI | GEN2 | 3.2 | Other Gases | OG | GT | 8 | 1990 |  |  | (OP) Operating
3453 | Chevron Refinery-Hawaii | 10194 | Hawaii Cogen | Industrial CHP | HI | GEN3 | 3.2 | Petroleum Liquids | WO | GT | 8 | 1990 |  |  | (OP) Operating
3453 | Chevron Refinery-Hawaii | 10194 | Hawaii Cogen | Industrial CHP | HI | GEN4 | 3.2 | Petroleum Liquids | WO | GT | 6 | 2011 |  |  | (OP) Operating
50122 | CF Industries Nitrogen LLC | 10195 | CF Industries Yazoo City Complex | Industrial CHP | MS | EXIS | 21.3 | Natural Gas Fired Combustion Turbine | NG | GT | 7 | 1984 |  |  | (OP) Operating
6554 | FortisUS Energy Corp | 10196 | Moose River | IPP Non-CHP | NY | GEN1 | 12.5 | Conventional Hydroelectric | WAT | HY | 11 | 1987 |  |  | (OP) Operating
6554 | FortisUS Energy Corp | 10197 | Philadlephia | IPP Non-CHP | NY | GEN1 | 3.3 | Conventional Hydroelectric | WAT | HY | 10 | 1986 |  |  | (OP) Operating
9436 | Mosaic Phosphates Co. | 10198 | Mosaic Phosphates Uncle Sam | Industrial CHP | LA | GEN2 | 11 | All Other | WH | ST | 1 | 1968 |  |  | (OP) Operating
7160 | Geysers Power Co LLC | 10199 | West Ford Flat Power Plant | IPP Non-CHP | CA | WFF1 | 15 | Geothermal | GEO | ST | 12 | 1988 |  |  | (OP) Operating
7160 | Geysers Power Co LLC | 10199 | West Ford Flat Power Plant | IPP Non-CHP | CA | WFF2 | 15 | Geothermal | GEO | ST | 12 | 1988 |  |  | (OP) Operating
9686 | RockTenn-Jackson Fenandina | 10202 | Fernandina Beach Mill | Industrial CHP | FL | GEN5 | 30 | Conventional Steam Coal | BIT | ST | 1 | 1988 |  |  | (OP) Operating
9686 | RockTenn-Jackson Fenandina | 10202 | Fernandina Beach Mill | Industrial CHP | FL | GEN6 | 50 | Conventional Steam Coal | BIT | ST | 9 | 1982 |  |  | (OP) Operating
3102 | Mosaic Company | 10204 | Mosaic Co Tampa Facility | Industrial CHP | FL | GEN1 | 34.4 | All Other | WH | ST | 8 | 1988 |  |  | (OP) Operating
3102 | Mosaic Company | 10204 | Mosaic Co Tampa Facility | Industrial CHP | FL | GEN3 | 41.5 | All Other | WH | ST | 11 | 1999 |  |  | (OP) Operating
11161 | Loma Linda University | 10206 | Loma Linda University Cogen | Commercial CHP | CA | GEN1 | 4.8 | Natural Gas Fired Combustion Turbine | NG | GT | 11 | 1989 |  |  | (OP) Operating
11161 | Loma Linda University | 10206 | Loma Linda University Cogen | Commercial CHP | CA | GEN2 | 4.8 | Natural Gas Fired Combustion Turbine | NG | GT | 11 | 1989 |  |  | (OP) Operating
11161 | Loma Linda University | 10206 | Loma Linda University Cogen | Commercial CHP | CA | GEN4 | 1.7 | Petroleum Liquids | DFO | IC | 6 | 1986 |  |  | (SB) Standby/Backup: available for service but not normally used
55867 | Verso Corporation ? Escanaba Paper Company | 10208 | Escanaba Mill | Industrial CHP | MI | NO.7 | 32 | Natural Gas Steam Turbine | NG | ST | 1 | 1969 |  |  | (OP) Operating
55867 | Verso Corporation ? Escanaba Paper Company | 10208 | Escanaba Mill | Industrial CHP | MI | NO.8 | 23 | Natural Gas Steam Turbine | NG | ST | 1 | 1972 |  |  | (OP) Operating
55867 | Verso Corporation ? Escanaba Paper Company | 10208 | Escanaba Mill | Industrial CHP | MI | NO9 | 45 | Natural Gas Steam Turbine | NG | ST | 1 | 1982 |  |  | (OP) Operating
3452 | Chevron USA Inc-El Sequndo | 10213 | El Segundo Cogen | Industrial CHP | CA | GEN1 | 38.7 | Natural Gas Fired Combined Cycle | NG | CT | 12 | 1987 |  |  | (OP) Operating
3452 | Chevron USA Inc-El Sequndo | 10213 | El Segundo Cogen | Industrial CHP | CA | GEN2 | 38.7 | Natural Gas Fired Combined Cycle | NG | CT | 12 | 1987 |  |  | (OP) Operating
3452 | Chevron USA Inc-El Sequndo | 10213 | El Segundo Cogen | Industrial CHP | CA | GEN5 | 39.2 | Natural Gas Fired Combined Cycle | NG | CT | 3 | 1996 |  |  | (OP) Operating
3452 | Chevron USA Inc-El Sequndo | 10213 | El Segundo Cogen | Industrial CHP | CA | GEN6 | 9.1 | Natural Gas Fired Combined Cycle | NG | CA | 3 | 1996 |  |  | (OP) Operating
3452 | Chevron USA Inc-El Sequndo | 10213 | El Segundo Cogen | Industrial CHP | CA | GEN7 | 40.7 | Natural Gas Fired Combined Cycle | NG | CT | 6 | 2013 |  |  | (OP) Operating
3452 | Chevron USA Inc-El Sequndo | 10213 | El Segundo Cogen | Industrial CHP | CA | GEN8 | 5.2 | Natural Gas Fired Combined Cycle | NG | CA | 6 | 2013 |  |  | (OP) Operating
11270 | Lower Saranac Hydro Partner LP | 10214 | Lower Saranac Hydroelectric Facility | IPP Non-CHP | NY | GEN1 | 3 | Conventional Hydroelectric | WAT | HY | 10 | 1990 |  |  | (OP) Operating
11270 | Lower Saranac Hydro Partner LP | 10214 | Lower Saranac Hydroelectric Facility | IPP Non-CHP | NY | GEN2 | 3 | Conventional Hydroelectric | WAT | HY | 10 | 1990 |  |  | (OP) Operating
11270 | Lower Saranac Hydro Partner LP | 10214 | Lower Saranac Hydroelectric Facility | IPP Non-CHP | NY | GEN3 | 0.3 | Conventional Hydroelectric | WAT | HY | 11 | 1990 |  |  | (OP) Operating
20712 | Snowbird Corporation | 10215 | Snowbird Power Plant | Commercial CHP | UT | 1367 | 0.6 | Natural Gas Internal Combustion Engine | NG | IC | 12 | 1986 |  |  | (OP) Operating
20712 | Snowbird Corporation | 10215 | Snowbird Power Plant | Commercial CHP | UT | 1391 | 0.6 | Natural Gas Internal Combustion Engine | NG | IC | 12 | 1986 |  |  | (OP) Operating
20712 | Snowbird Corporation | 10215 | Snowbird Power Plant | Commercial CHP | UT | 1392 | 0.6 | Natural Gas Internal Combustion Engine | NG | IC | 12 | 1986 |  |  | (OP) Operating
57356 | Alabama River Cellulose LLC | 10216 | Alabama River Pulp | Industrial CHP | AL | GEN1 | 44.6 | Wood/Wood Waste Biomass | BLQ | ST | 11 | 1978 |  |  | (OP) Operating
55754 | Boralex Hydro Operations Inc | 10218 | Warrensburg Hydroelectric | IPP Non-CHP | NY | HY1 | 2.9 | Conventional Hydroelectric | WAT | HY | 12 | 1988 |  |  | (OP) Operating
55754 | Boralex Hydro Operations Inc | 10219 | Middle Falls Hydro | IPP Non-CHP | NY | HY1 | 1.1 | Conventional Hydroelectric | WAT | HY | 9 | 1989 |  |  | (OP) Operating
55754 | Boralex Hydro Operations Inc | 10219 | Middle Falls Hydro | IPP Non-CHP | NY | HY2 | 1.1 | Conventional Hydroelectric | WAT | HY | 9 | 1989 |  |  | (OP) Operating
55754 | Boralex Hydro Operations Inc | 10220 | Sissonville Hydro | IPP Non-CHP | NY | HY1 | 3 | Conventional Hydroelectric | WAT | HY | 7 | 1990 |  |  | (OP) Operating
55754 | Boralex Hydro Operations Inc | 10221 | New York State Dam Hydro | IPP Non-CHP | NY | GEN1 | 5.7 | Conventional Hydroelectric | WAT | HY | 11 | 1990 |  |  | (OP) Operating
55754 | Boralex Hydro Operations Inc | 10221 | New York State Dam Hydro | IPP Non-CHP | NY | GEN2 | 5.7 | Conventional Hydroelectric | WAT | HY | 11 | 1990 |  |  | (OP) Operating
11278 | Lower Tule River Irrgtn Dist | 10222 | Tulare Success Power Project | IPP Non-CHP | CA | SPP1 | 1.4 | Conventional Hydroelectric | WAT | HY | 12 | 1989 |  |  | (SB) Standby/Backup: available for service but not normally used
109 | Ag Processing Inc | 10223 | AG Processing Inc | Industrial CHP | IA | E.C. | 8.5 | Conventional Steam Coal | SUB | ST | 1 | 1982 |  |  | (SB) Standby/Backup: available for service but not normally used
12311 | Merck & Co Inc | 10224 | Merck Rahway Power Plant | Industrial CHP | NJ | GEN8 | 4.8 | Natural Gas Steam Turbine | NG | ST | 1 | 1977 |  |  | (OP) Operating
12311 | Merck & Co Inc | 10224 | Merck Rahway Power Plant | Industrial CHP | NJ | GEN9 | 10 | Natural Gas Steam Turbine | NG | ST | 1 | 2004 |  |  | (OP) Operating
50133 | Leaf River Cellulose LLC | 10233 | Leaf River Cellulose LLC | Industrial CHP | MS | GEN1 | 26.1 | Wood/Wood Waste Biomass | BLQ | ST | 7 | 1984 |  |  | (OP) Operating
50133 | Leaf River Cellulose LLC | 10233 | Leaf River Cellulose LLC | Industrial CHP | MS | GEN2 | 26.1 | Wood/Wood Waste Biomass | BLQ | ST | 7 | 1984 |  |  | (OP) Operating
55965 | NewPage Corporation | 10234 | Biron Mill | Industrial CHP | WI | GEN1 | 15.3 | Conventional Steam Coal | SUB | ST | 9 | 1964 |  |  | (OP) Operating
55965 | NewPage Corporation | 10234 | Biron Mill | Industrial CHP | WI | GEN3 | 7.5 | Conventional Steam Coal | SUB | ST | 9 | 1947 |  |  | (OP) Operating
55965 | NewPage Corporation | 10234 | Biron Mill | Industrial CHP | WI | GEN4 | 12.5 | Conventional Steam Coal | BIT | ST | 10 | 1957 |  |  | (OP) Operating
55965 | NewPage Corporation | 10234 | Biron Mill | Industrial CHP | WI | GEN5 | 20 | Conventional Steam Coal | SUB | ST | 2 | 1987 |  |  | (OP) Operating
6554 | FortisUS Energy Corp | 10237 | Diana Hydroelectric | IPP Non-CHP | NY | GEN1 | 1.7 | Conventional Hydroelectric | WAT | HY | 7 | 1985 |  |  | (OP) Operating
6554 | FortisUS Energy Corp | 10238 | Dolgeville Hydro | IPP Non-CHP | NY | GEN1 | 5 | Conventional Hydroelectric | WAT | HY | 7 | 1985 |  |  | (OP) Operating
3432 | Ticona Polymers Inc | 10243 | Ticona Polymers Inc | Industrial CHP | TX | GEN5 | 32.5 | Natural Gas Fired Combustion Turbine | NG | GT | 4 | 1989 |  |  | (OP) Operating
54880 | P H Glatfelter Company | 10244 | P H Glatfelter Co -Chillicothe Facility | Industrial CHP | OH | T-10 | 6.2 | Wood/Wood Waste Biomass | BLQ | ST | 2 | 1952 |  |  | (OP) Operating
54880 | P H Glatfelter Company | 10244 | P H Glatfelter Co -Chillicothe Facility | Industrial CHP | OH | T-11 | 2.3 | Wood/Wood Waste Biomass | BLQ | ST | 2 | 1958 |  |  | (OP) Operating
54880 | P H Glatfelter Company | 10244 | P H Glatfelter Co -Chillicothe Facility | Industrial CHP | OH | T-12 | 23.3 | Wood/Wood Waste Biomass | BLQ | ST | 2 | 1967 |  |  | (OP) Operating
54880 | P H Glatfelter Company | 10244 | P H Glatfelter Co -Chillicothe Facility | Industrial CHP | OH | T-13 | 18.3 | Conventional Steam Coal | BIT | ST | 7 | 1978 |  |  | (OP) Operating
56147 | ArcelorMittal Burns Harbor Inc | 10245 | ArcelorMittal Burns Harbor | Industrial CHP | IN | GEN5 | 60.5 | Other Gases | BFG | ST | 1 | 1970 |  |  | (OP) Operating
56147 | ArcelorMittal Burns Harbor Inc | 10245 | ArcelorMittal Burns Harbor | Industrial CHP | IN | GEN6 | 51 | Other Gases | BFG | ST | 1 | 1969 |  |  | (OP) Operating
56147 | ArcelorMittal Burns Harbor Inc | 10245 | ArcelorMittal Burns Harbor | Industrial CHP | IN | GEN7 | 63.2 | Other Gases | BFG | ST | 1 | 1969 |  |  | (OP) Operating
23330 | Bay County Board-County Comm | 10250 | Bay County Waste to Energy | IPP Non-CHP | FL | GEN1 | 10 | Municipal Solid Waste | MSW | ST | 3 | 1987 |  |  | (OP) Operating
55849 | Domtar Paper Co LLC Kingsport Mill | 10252 | Domtar Kingsport Mill | Industrial CHP | TN | NO.1 | 46.5 | Wood/Wood Waste Biomass | BLQ | ST | 10 | 2006 |  |  | (OP) Operating
56531 | EIF Haypress LLC | 10253 | Haypress | IPP Non-CHP | CA | LGEN | 5 | Conventional Hydroelectric | WAT | HY | 1 | 1989 |  |  | (SB) Standby/Backup: available for service but not normally used
56531 | EIF Haypress LLC | 10253 | Haypress | IPP Non-CHP | CA | UGEN | 5 | Conventional Hydroelectric | WAT | HY | 12 | 1988 |  |  | (SB) Standby/Backup: available for service but not normally used
59178 | Brookfield Black Bear Hydro, LLC | 10255 | Bangor Pacific Hydro | IPP Non-CHP | ME | GEN1 | 4.4 | Conventional Hydroelectric | WAT | HY | 4 | 1988 |  |  | (OP) Operating
59178 | Brookfield Black Bear Hydro, LLC | 10255 | Bangor Pacific Hydro | IPP Non-CHP | ME | GEN2 | 5.1 | Conventional Hydroelectric | WAT | HY | 4 | 1988 |  |  | (OP) Operating
4980 | Haw River Hydro Co | 10258 | Haw River Hydro | IPP Non-CHP | NC | 1 | 1 | Conventional Hydroelectric | WAT | HY | 9 | 1981 |  |  | (OP) Operating
4980 | Haw River Hydro Co | 10258 | Haw River Hydro | IPP Non-CHP | NC | 2 | 0.5 | Conventional Hydroelectric | WAT | HY | 6 | 1982 |  |  | (OP) Operating
29925 | Enterprise Products Optg LP | 10261 | Enterprise Products Operating | Industrial CHP | TX | GEN1 | 2.3 | Natural Gas Fired Combustion Turbine | NG | GT | 9 | 1984 |  |  | (OP) Operating
29925 | Enterprise Products Optg LP | 10261 | Enterprise Products Operating | Industrial CHP | TX | GEN2 | 2.3 | Natural Gas Fired Combustion Turbine | NG | GT | 9 | 1984 |  |  | (OP) Operating
29925 | Enterprise Products Optg LP | 10261 | Enterprise Products Operating | Industrial CHP | TX | GEN3 | 3 | Natural Gas Fired Combustion Turbine | NG | GT | 11 | 1991 |  |  | (OP) Operating
29925 | Enterprise Products Optg LP | 10261 | Enterprise Products Operating | Industrial CHP | TX | GEN4 | 3 | Natural Gas Fired Combustion Turbine | NG | GT | 11 | 1991 |  |  | (OP) Operating
29925 | Enterprise Products Optg LP | 10261 | Enterprise Products Operating | Industrial CHP | TX | GEN5 | 3 | Natural Gas Fired Combustion Turbine | NG | GT | 11 | 1991 |  |  | (OP) Operating
29925 | Enterprise Products Optg LP | 10261 | Enterprise Products Operating | Industrial CHP | TX | GEN6 | 3 | Natural Gas Fired Combustion Turbine | NG | GT | 12 | 1996 |  |  | (OP) Operating
29925 | Enterprise Products Optg LP | 10261 | Enterprise Products Operating | Industrial CHP | TX | GEN7 | 3 | Natural Gas Fired Combustion Turbine | NG | GT | 12 | 1996 |  |  | (OP) Operating
29925 | Enterprise Products Optg LP | 10261 | Enterprise Products Operating | Industrial CHP | TX | GEN8 | 3 | Natural Gas Fired Combustion Turbine | NG | GT | 12 | 1996 |  |  | (OP) Operating
2848 | California Institute-Technolgy | 10262 | California Institute of Technology | Commercial CHP | CA | GEN6 | 9 | Natural Gas Fired Combined Cycle | NG | CT | 8 | 2003 |  |  | (OP) Operating
2848 | California Institute-Technolgy | 10262 | California Institute of Technology | Commercial CHP | CA | GEN7 | 2.1 | Natural Gas Fired Combined Cycle | NG | CA | 10 | 2003 |  |  | (OP) Operating
3662 | Citrus World Inc | 10275 | Florida's Natural Growers | Industrial CHP | FL | CE50 | 3 | Natural Gas Fired Combustion Turbine | NG | GT | 12 | 1989 |  |  | (OP) Operating
3662 | Citrus World Inc | 10275 | Florida's Natural Growers | Industrial CHP | FL | TA70 | 4.9 | Natural Gas Fired Combustion Turbine | NG | GT | 11 | 2000 |  |  | (OP) Operating
57280 | Eagle Creek RE LLC | 10276 | Clement Dam Hydro LLC | IPP Non-CHP | NH | 0049 | 2.3 | Conventional Hydroelectric | WAT | HY | 12 | 1984 |  |  | (OA) Out of service but expected to return to service in next calendar year
2048 | Bowersock Mills & Power Co | 10279 | Kansas River Project | IPP Non-CHP | KS | 1 | 0.3 | Conventional Hydroelectric | WAT | HY | 1 | 1920 |  |  | (OP) Operating
2048 | Bowersock Mills & Power Co | 10279 | Kansas River Project | IPP Non-CHP | KS | 10 | 1.3 | Conventional Hydroelectric | WAT | HY | 12 | 2012 |  |  | (OP) Operating
2048 | Bowersock Mills & Power Co | 10279 | Kansas River Project | IPP Non-CHP | KS | 11 | 1 | Conventional Hydroelectric | WAT | HY | 12 | 2012 |  |  | (OP) Operating
2048 | Bowersock Mills & Power Co | 10279 | Kansas River Project | IPP Non-CHP | KS | 2 | 0.3 | Conventional Hydroelectric | WAT | HY | 7 | 1922 |  |  | (OP) Operating
2048 | Bowersock Mills & Power Co | 10279 | Kansas River Project | IPP Non-CHP | KS | 3 | 0.3 | Conventional Hydroelectric | WAT | HY | 7 | 1922 |  |  | (OP) Operating
2048 | Bowersock Mills & Power Co | 10279 | Kansas River Project | IPP Non-CHP | KS | 4 | 0.3 | Conventional Hydroelectric | WAT | HY | 7 | 1922 |  |  | (OP) Operating
2048 | Bowersock Mills & Power Co | 10279 | Kansas River Project | IPP Non-CHP | KS | 5 | 0.4 | Conventional Hydroelectric | WAT | HY | 7 | 1922 |  |  | (OP) Operating
2048 | Bowersock Mills & Power Co | 10279 | Kansas River Project | IPP Non-CHP | KS | 6 | 0.4 | Conventional Hydroelectric | WAT | HY | 5 | 1925 |  |  | (OP) Operating
2048 | Bowersock Mills & Power Co | 10279 | Kansas River Project | IPP Non-CHP | KS | 7 | 0.4 | Conventional Hydroelectric | WAT | HY | 5 | 1925 |  |  | (OP) Operating
2048 | Bowersock Mills & Power Co | 10279 | Kansas River Project | IPP Non-CHP | KS | 8 | 1 | Conventional Hydroelectric | WAT | HY | 12 | 2012 |  |  | (OP) Operating
2048 | Bowersock Mills & Power Co | 10279 | Kansas River Project | IPP Non-CHP | KS | 9 | 1.3 | Conventional Hydroelectric | WAT | HY | 12 | 2012 |  |  | (OP) Operating
1947 | Bob Jones University | 10280 | Bob Jones University Cogen Plant | Commercial CHP | SC | ENG1 | 1.1 | Petroleum Liquids | DFO | IC | 1 | 1978 |  |  | (SB) Standby/Backup: available for service but not normally used
1947 | Bob Jones University | 10280 | Bob Jones University Cogen Plant | Commercial CHP | SC | ENG2 | 1.1 | Natural Gas Internal Combustion Engine | NG | IC | 1 | 1987 |  |  | (SB) Standby/Backup: available for service but not normally used
1947 | Bob Jones University | 10280 | Bob Jones University Cogen Plant | Commercial CHP | SC | ENG3 | 1.1 | Natural Gas Internal Combustion Engine | NG | IC | 1 | 1987 |  |  | (SB) Standby/Backup: available for service but not normally used
1947 | Bob Jones University | 10280 | Bob Jones University Cogen Plant | Commercial CHP | SC | ENG4 | 1.1 | Natural Gas Internal Combustion Engine | NG | IC | 1 | 1987 |  |  | (SB) Standby/Backup: available for service but not normally used
1947 | Bob Jones University | 10280 | Bob Jones University Cogen Plant | Commercial CHP | SC | ENG5 | 1 | Petroleum Liquids | DFO | IC | 10 | 2008 |  |  | (SB) Standby/Backup: available for service but not normally used
1947 | Bob Jones University | 10280 | Bob Jones University Cogen Plant | Commercial CHP | SC | ENG6 | 1 | Petroleum Liquids | DFO | IC | 10 | 2008 |  |  | (SB) Standby/Backup: available for service but not normally used
1947 | Bob Jones University | 10280 | Bob Jones University Cogen Plant | Commercial CHP | SC | ENG7 | 1 | Petroleum Liquids | DFO | IC | 10 | 2008 |  |  | (SB) Standby/Backup: available for service but not normally used
1678 | Big Creek Water Works Ltd | 10282 | Big Creek Water Works | Commercial Non-CHP | CA | BCHY | 4.8 | Conventional Hydroelectric | WAT | HY | 1 | 1987 |  |  | (OP) Operating
1528 | Beaver Falls Municipal Auth | 10285 | Townsend Hydro | IPP Non-CHP | PA | GEN1 | 2.1 | Conventional Hydroelectric | WAT | HY | 10 | 1987 |  |  | (OP) Operating
1528 | Beaver Falls Municipal Auth | 10285 | Townsend Hydro | IPP Non-CHP | PA | GEN2 | 2.1 | Conventional Hydroelectric | WAT | HY | 10 | 1987 |  |  | (OP) Operating
4386 | Cornell Hydro | 10286 | Cornell Hydro | Commercial Non-CHP | NY | 1 | 0.5 | Conventional Hydroelectric | WAT | HY | 12 | 1981 |  |  | (OP) Operating
4386 | Cornell Hydro | 10286 | Cornell Hydro | Commercial Non-CHP | NY | 2 | 1.1 | Conventional Hydroelectric | WAT | HY | 12 | 1981 |  |  | (SB) Standby/Backup: available for service but not normally used
2782 | Terra-Gen Operating Company | 10287 | Beowawe Power | IPP Non-CHP | NV | GEN1 | 12.8 | Geothermal | GEO | ST | 12 | 1985 |  |  | (OP) Operating
2782 | Terra-Gen Operating Company | 10287 | Beowawe Power | IPP Non-CHP | NV | GEN2 | 1.3 | Geothermal | GEO | BT | 2 | 2011 |  |  | (OP) Operating
56497 | Big Valley Power (BVP) LLC | 10288 | Big Valley Power LLC | Industrial Non-CHP | CA | IS27 | 8.7 | Wood/Wood Waste Biomass | WDS | ST | 8 | 1983 |  |  | (OS) Out of service and NOT expected to return to service in next calendar year
2226 | Bridgewater Power Co LP | 10290 | Bridgewater Power LP | IPP Non-CHP | NH | GEN1 | 16 | Wood/Wood Waste Biomass | WDS | ST | 8 | 1987 |  |  | (OP) Operating
2938 | Calpine King City Cogen LLC | 10294 | King City Power Plant | IPP CHP | CA | GTG | 73 | Natural Gas Fired Combined Cycle | NG | CT | 2 | 1989 |  |  | (OP) Operating
2938 | Calpine King City Cogen LLC | 10294 | King City Power Plant | IPP CHP | CA | STG | 38 | Natural Gas Fired Combined Cycle | NG | CA | 3 | 1989 |  |  | (OP) Operating
17627 | South Forks Joint Venture | 10296 | South Forks Hydro | IPP Non-CHP | ID | GEN1 | 4 | Conventional Hydroelectric | WAT | HY | 12 | 1984 |  |  | (OP) Operating
17627 | South Forks Joint Venture | 10296 | South Forks Hydro | IPP Non-CHP | ID | GEN2 | 4 | Conventional Hydroelectric | WAT | HY | 12 | 1984 |  |  | (OP) Operating
327 | Air Liquide Large Industries U S LP | 10298 | Bayou Cogen Plant | Industrial CHP | TX | GEN2 | 65 | Natural Gas Fired Combustion Turbine | NG | GT | 12 | 1984 |  |  | (OP) Operating
327 | Air Liquide Large Industries U S LP | 10298 | Bayou Cogen Plant | Industrial CHP | TX | GEN3 | 65 | Natural Gas Fired Combustion Turbine | NG | GT | 3 | 1985 |  |  | (OP) Operating
327 | Air Liquide Large Industries U S LP | 10298 | Bayou Cogen Plant | Industrial CHP | TX | GEN4 | 65 | Natural Gas Fired Combustion Turbine | NG | GT | 3 | 1985 |  |  | (OP) Operating
327 | Air Liquide Large Industries U S LP | 10298 | Bayou Cogen Plant | Industrial CHP | TX | GT1 | 75 | Natural Gas Fired Combustion Turbine | NG | GT | 5 | 2014 |  |  | (OP) Operating
3998 | Desert View Power Inc | 10300 | Desert View Power | IPP Non-CHP | CA | GEN1 | 47 | Wood/Wood Waste Biomass | WDS | ST | 11 | 1991 |  |  | (OP) Operating
57145 | Louisiana Sugar Refining LLC | 10301 | Louisiana Sugar Refining | Industrial CHP | LA | GEN2 | 1.7 | Natural Gas Steam Turbine | NG | ST | 3 | 1977 |  |  | (OP) Operating
57145 | Louisiana Sugar Refining LLC | 10301 | Louisiana Sugar Refining | Industrial CHP | LA | GEN3 | 1.5 | Natural Gas Steam Turbine | NG | ST | 2 | 1957 |  |  | (SB) Standby/Backup: available for service but not normally used
57145 | Louisiana Sugar Refining LLC | 10301 | Louisiana Sugar Refining | Industrial CHP | LA | GEN4 | 2.1 | Natural Gas Steam Turbine | NG | ST | 9 | 1969 |  |  | (OP) Operating
13657 | Norfork Southern Corp | 10302 | Juniata Locomotive Shop | Commercial CHP | PA | GEN1 | 0.4 | Conventional Steam Coal | BIT | ST | 8 | 1955 |  |  | (OP) Operating
13657 | Norfork Southern Corp | 10302 | Juniata Locomotive Shop | Commercial CHP | PA | GEN2 | 0.3 | Conventional Steam Coal | BIT | ST | 8 | 1955 |  |  | (OP) Operating
12834 | Dutchess County RRA | 10305 | Dutchess Cnty Resource Recovery Facility | Commercial CHP | NY | GEN1 | 7.2 | Municipal Solid Waste | MSW | ST | 11 | 1987 |  |  | (OP) Operating
21970 | Northeast Energy Associates LP | 10307 | Bellingham Cogeneration Facility | IPP Non-CHP | MA | CT1 | 102 | Natural Gas Fired Combined Cycle | NG | CT | 9 | 1991 |  |  | (OP) Operating
21970 | Northeast Energy Associates LP | 10307 | Bellingham Cogeneration Facility | IPP Non-CHP | MA | CT2 | 102 | Natural Gas Fired Combined Cycle | NG | CT | 9 | 1991 |  |  | (OP) Operating
21970 | Northeast Energy Associates LP | 10307 | Bellingham Cogeneration Facility | IPP Non-CHP | MA | ST1 | 60 | Natural Gas Fired Combined Cycle | NG | CA | 9 | 1991 |  |  | (OP) Operating
22290 | North Jersey Energy Assoc LP | 10308 | Sayreville Cogeneration Facility | IPP Non-CHP | NJ | CT1 | 117.6 | Natural Gas Fired Combined Cycle | NG | CT | 8 | 1991 |  |  | (OP) Operating
22290 | North Jersey Energy Assoc LP | 10308 | Sayreville Cogeneration Facility | IPP Non-CHP | NJ | CT2 | 108 | Natural Gas Fired Combined Cycle | NG | CT | 8 | 1991 |  |  | (OP) Operating
22290 | North Jersey Energy Assoc LP | 10308 | Sayreville Cogeneration Facility | IPP Non-CHP | NJ | ST1 | 68.1 | Natural Gas Fired Combined Cycle | NG | CA | 8 | 1991 |  |  | (OP) Operating
1182 | BASF Corporation | 10319 | Geismar | Industrial CHP | LA | GEN1 | 33.7 | Natural Gas Fired Combustion Turbine | NG | GT | 7 | 1985 |  |  | (OP) Operating
1182 | BASF Corporation | 10319 | Geismar | Industrial CHP | LA | GEN2 | 39.2 | Natural Gas Fired Combustion Turbine | NG | GT | 11 | 1998 |  |  | (OP) Operating
1182 | BASF Corporation | 10319 | Geismar | Industrial CHP | LA | GEN3 | 7.2 | Natural Gas Steam Turbine | NG | ST | 10 | 2005 |  |  | (OP) Operating
6201 | Farmer's Irrigation District | 10323 | Copper Dam Plant | IPP Non-CHP | OR | GEN1 | 1 | Conventional Hydroelectric | WAT | HY | 1 | 1986 |  |  | (OP) Operating
6201 | Farmer's Irrigation District | 10323 | Copper Dam Plant | IPP Non-CHP | OR | GEN2 | 0.5 | Conventional Hydroelectric | WAT | HY | 1 | 1986 |  |  | (OP) Operating
6201 | Farmer's Irrigation District | 10324 | Peters Drive Plant | IPP Non-CHP | OR | GEN3 | 0.3 | Conventional Hydroelectric | WAT | HY | 11 | 1987 |  |  | (OP) Operating
6288 | Mink Creek Hydro Entity | 10325 | Mink Creek Hydro | IPP Non-CHP | ID | GEN1 | 2 | Conventional Hydroelectric | WAT | HY | 12 | 1986 |  |  | (OP) Operating
12436 | Michigan State University | 10328 | T B Simon Power Plant | Commercial CHP | MI | GEN1 | 12.5 | Natural Gas Steam Turbine | NG | ST | 12 | 1965 |  |  | (OP) Operating
12436 | Michigan State University | 10328 | T B Simon Power Plant | Commercial CHP | MI | GEN2 | 12.5 | Natural Gas Steam Turbine | NG | ST | 9 | 1966 |  |  | (OP) Operating
12436 | Michigan State University | 10328 | T B Simon Power Plant | Commercial CHP | MI | GEN3 | 15 | Natural Gas Steam Turbine | NG | ST | 12 | 1974 |  |  | (OP) Operating
12436 | Michigan State University | 10328 | T B Simon Power Plant | Commercial CHP | MI | GEN4 | 21 | Conventional Steam Coal | BIT | ST | 8 | 1993 |  |  | (OP) Operating
12436 | Michigan State University | 10328 | T B Simon Power Plant | Commercial CHP | MI | GEN5 | 23.8 | Natural Gas Steam Turbine | NG | ST | 5 | 2006 |  |  | (OP) Operating
12436 | Michigan State University | 10328 | T B Simon Power Plant | Commercial CHP | MI | GEN6 | 12.6 | Natural Gas Fired Combustion Turbine | NG | GT | 4 | 2006 |  |  | (OP) Operating
3303 | Florida Power Development | 10333 | Florida Power Development | IPP Non-CHP | FL | GEN1 | 66 | Other Waste Biomass | OBS | ST | 6 | 1988 |  |  | (OA) Out of service but expected to return to service in next calendar year
49846 | Covanta Honolulu Resource Recovery | 10334 | H Power | Commercial Non-CHP | HI | GEN1 | 60 | Municipal Solid Waste | MSW | ST | 11 | 1989 |  |  | (OP) Operating
49846 | Covanta Honolulu Resource Recovery | 10334 | H Power | Commercial Non-CHP | HI | GEN2 | 28 | Municipal Solid Waste | MSW | ST | 2 | 2013 |  |  | (OP) Operating
194 | Albuquerque City of | 10339 | Southside Water Reclamation Plant | IPP CHP | NM | GEN1 | 2.1 | Natural Gas Internal Combustion Engine | NG | IC | 11 | 2002 |  |  | (OP) Operating
194 | Albuquerque City of | 10339 | Southside Water Reclamation Plant | IPP CHP | NM | GEN2 | 2.1 | Natural Gas Internal Combustion Engine | NG | IC | 11 | 2002 |  |  | (OP) Operating
194 | Albuquerque City of | 10339 | Southside Water Reclamation Plant | IPP CHP | NM | GEN3 | 1.1 | Other Waste Biomass | OBG | IC | 2 | 1987 |  |  | (OP) Operating
194 | Albuquerque City of | 10339 | Southside Water Reclamation Plant | IPP CHP | NM | GEN4 | 1.1 | Other Waste Biomass | OBG | IC | 2 | 1987 |  |  | (OP) Operating
6659 | Foster Wheeler Power Sys Inc | 10342 | Foster Wheeler Martinez | IPP CHP | CA | TG1 | 35 | Natural Gas Fired Combined Cycle | NG | CT | 2 | 1987 |  |  | (OP) Operating
6659 | Foster Wheeler Power Sys Inc | 10342 | Foster Wheeler Martinez | IPP CHP | CA | TG2 | 35 | Natural Gas Fired Combined Cycle | NG | CT | 2 | 1987 |  |  | (OP) Operating
6659 | Foster Wheeler Power Sys Inc | 10342 | Foster Wheeler Martinez | IPP CHP | CA | TG3 | 33.5 | Natural Gas Fired Combined Cycle | NG | CA | 2 | 1987 |  |  | (OP) Operating
49889 | Mount Carmel Cogen Inc | 10343 | Foster Wheeler Mt Carmel Cogen | IPP CHP | PA | TG1 | 43 | Conventional Steam Coal | WC | ST | 1 | 1990 |  |  | (OP) Operating
8641 | Hillman Power Co | 10346 | Hillman Power LLC | IPP Non-CHP | MI | GEN1 | 17.7 | Wood/Wood Waste Biomass | WDS | ST | 12 | 1987 |  |  | (OP) Operating
2867 | Calpine Corp-Yuba City | 10349 | Greenleaf 2 Power Plant | IPP CHP | CA | GEN1 | 49.5 | Natural Gas Fired Combustion Turbine | NG | GT | 10 | 1989 |  |  | (OP) Operating
2867 | Calpine Corp-Yuba City | 10350 | Greenleaf 1 Power Plant | IPP CHP | CA | GEN1 | 42 | Natural Gas Fired Combined Cycle | NG | CT | 2 | 1989 |  |  | (OP) Operating
2867 | Calpine Corp-Yuba City | 10350 | Greenleaf 1 Power Plant | IPP CHP | CA | GEN2 | 8 | Natural Gas Fired Combined Cycle | NG | CA | 2 | 1989 |  |  | (OP) Operating
57432 | ReEnergy Livermore Falls | 10354 | ReEnergy Livermore Falls | IPP Non-CHP | ME | GEN1 | 36 | Wood/Wood Waste Biomass | WDS | ST | 8 | 1992 |  |  | (OP) Operating
1981 | ReEnergy Ashland LLC | 10356 | ReEnergy Ashland | IPP Non-CHP | ME | GEN1 | 34 | Wood/Wood Waste Biomass | WDS | ST | 8 | 1993 |  |  | (OP) Operating
55919 | Georgia-Pacific Consr Prods LP-Green Bay | 10360 | Green Bay West Mill | Industrial CHP | WI | GEN6 | 18 | Conventional Steam Coal | BIT | ST | 1 | 1963 |  |  | (OP) Operating
55919 | Georgia-Pacific Consr Prods LP-Green Bay | 10360 | Green Bay West Mill | Industrial CHP | WI | GEN7 | 23 | Conventional Steam Coal | BIT | ST | 1 | 1969 |  |  | (OP) Operating
55919 | Georgia-Pacific Consr Prods LP-Green Bay | 10360 | Green Bay West Mill | Industrial CHP | WI | GEN9 | 38 | Conventional Steam Coal | BIT | ST | 12 | 1985 |  |  | (OP) Operating
7127 | Georgia-Pacific Consr Prods LP-Savannah | 10361 | Savannah River Mill | Industrial CHP | GA | GEN1 | 21.4 | Natural Gas Fired Combustion Turbine | NG | GT | 12 | 1986 |  |  | (SB) Standby/Backup: available for service but not normally used
7127 | Georgia-Pacific Consr Prods LP-Savannah | 10361 | Savannah River Mill | Industrial CHP | GA | GEN2 | 21.4 | Natural Gas Fired Combustion Turbine | NG | GT | 12 | 1986 |  |  | (SB) Standby/Backup: available for service but not normally used
7127 | Georgia-Pacific Consr Prods LP-Savannah | 10361 | Savannah River Mill | Industrial CHP | GA | GEN3 | 41.9 | Petroleum Coke | PC | ST | 2 | 1988 |  |  | (OP) Operating
7127 | Georgia-Pacific Consr Prods LP-Savannah | 10361 | Savannah River Mill | Industrial CHP | GA | GEN4 | 41.9 | Petroleum Coke | PC | ST | 9 | 1989 |  |  | (OP) Operating
6589 | Georgia-Pacific Consr Prods LP-Muskogee | 10362 | Muskogee Mill | Industrial CHP | OK | GEN1 | 11.7 | Conventional Steam Coal | SUB | ST | 3 | 1978 |  |  | (OP) Operating
6589 | Georgia-Pacific Consr Prods LP-Muskogee | 10362 | Muskogee Mill | Industrial CHP | OK | GEN2 | 23.7 | Conventional Steam Coal | SUB | ST | 3 | 1979 |  |  | (OP) Operating
6589 | Georgia-Pacific Consr Prods LP-Muskogee | 10362 | Muskogee Mill | Industrial CHP | OK | GEN3 | 36.4 | Conventional Steam Coal | SUB | ST | 11 | 1982 |  |  | (OP) Operating
9628 | Hopewell Operating Services LLC | 10377 | James River Genco LLC | IPP CHP | VA | GEN1 | 46.3 | Conventional Steam Coal | BIT | ST | 1 | 1988 |  |  | (OP) Operating
9628 | Hopewell Operating Services LLC | 10377 | James River Genco LLC | IPP CHP | VA | GEN2 | 46.3 | Conventional Steam Coal | BIT | ST | 1 | 1988 |  |  | (OP) Operating
58209 | CPI USA NC Southport LLC | 10378 | CPI USA NC Southport | IPP CHP | NC | GEN1 | 53.5 | Wood/Wood Waste Biomass | WDS | ST | 8 | 1987 |  |  | (OP) Operating
58209 | CPI USA NC Southport LLC | 10378 | CPI USA NC Southport | IPP CHP | NC | GEN2 | 53.5 | Wood/Wood Waste Biomass | WDS | ST | 9 | 1987 |  |  | (OP) Operating
58210 | CPI USA NC Roxboro LLC | 10379 | CPI USA NC Roxboro | IPP Non-CHP | NC | GEN1 | 47 | Wood/Wood Waste Biomass | WDS | ST | 8 | 1987 |  |  | (OP) Operating
59621 | North Carolina Renewable Power | 10380 | Elizabethtown Power LLC | IPP CHP | NC | GEN1 | 32 | Conventional Steam Coal | BIT | ST | 12 | 1985 |  |  | (OS) Out of service and NOT expected to return to service in next calendar year
54889 | Carlyle/Riverstone Renewable Energy | 10381 | Coastal Carolina Clean Power | IPP CHP | NC | GEN1 | 27 | Wood/Wood Waste Biomass | WDS | ST | 4 | 1986 |  |  | (OP) Operating
59593 | NC Renewable Power - Lumberton LLC | 10382 | Lumberton | IPP CHP | NC | GEN1 | 22 | Wood/Wood Waste Biomass | WDS | ST | 12 | 1985 |  |  | (OA) Out of service but expected to return to service in next calendar year
55739 | Edgecombe Operating Services LLC | 10384 | Edgecombe Genco LLC | IPP CHP | NC | GEN1 | 57.8 | Conventional Steam Coal | BIT | ST | 10 | 1990 |  |  | (OP) Operating
55739 | Edgecombe Operating Services LLC | 10384 | Edgecombe Genco LLC | IPP CHP | NC | GEN2 | 57.8 | Conventional Steam Coal | BIT | ST | 10 | 1990 |  |  | (OP) Operating
57223 | Sycamore Energy 1 LLC | 10387 | Sycamore Energy 1 | IPP Non-CHP | CA | 1A | 1.2 | Landfill Gas | LFG | GT | 5 | 2011 |  |  | (OP) Operating
57223 | Sycamore Energy 1 LLC | 10387 | Sycamore Energy 1 | IPP Non-CHP | CA | 2A | 1.2 | Landfill Gas | LFG | GT | 5 | 2011 |  |  | (OP) Operating
57223 | Sycamore Energy 1 LLC | 10387 | Sycamore Energy 1 | IPP Non-CHP | CA | 3 | 2.8 | Landfill Gas | LFG | GT | 4 | 2004 |  |  | (OP) Operating
57242 | Coyote Canyon Energy LLC | 10395 | GRS Coyote Canyon | IPP Non-CHP | CA | GEN1 | 17 | Landfill Gas | LFG | ST | 1 | 1989 |  |  | (OP) Operating
56165 | ArcelorMittal Indiana Harbor West | 10397 | ArcelorMittal Indiana Harbor West | Industrial CHP | IN | GEN5 | 5.9 | Other Gases | BFG | ST | 10 | 1939 |  |  | (OP) Operating
56165 | ArcelorMittal Indiana Harbor West | 10397 | ArcelorMittal Indiana Harbor West | Industrial CHP | IN | GEN6 | 5.9 | Other Gases | BFG | ST | 5 | 1953 |  |  | (SB) Standby/Backup: available for service but not normally used
56165 | ArcelorMittal Indiana Harbor West | 10397 | ArcelorMittal Indiana Harbor West | Industrial CHP | IN | GEN7 | 10.8 | Other Gases | BFG | ST | 5 | 1959 |  |  | (OP) Operating
56165 | ArcelorMittal Indiana Harbor West | 10397 | ArcelorMittal Indiana Harbor West | Industrial CHP | IN | GEN8 | 12 | Other Gases | BFG | ST | 6 | 1961 |  |  | (OP) Operating
56165 | ArcelorMittal Indiana Harbor West | 10397 | ArcelorMittal Indiana Harbor West | Industrial CHP | IN | GEN9 | 20.2 | Other Gases | BFG | ST | 11 | 2002 |  |  | (OP) Operating
9454 | ArcelorMittal Cleveland Inc | 10398 | Arcelormittal Cleveland Inc | Industrial CHP | OH | GEN3 | 10 | Other Gases | BFG | ST | 1 | 1965 |  |  | (OP) Operating
9454 | ArcelorMittal Cleveland Inc | 10398 | Arcelormittal Cleveland Inc | Industrial CHP | OH | GEN5 | 10 | Other Gases | BFG | ST | 1 | 1965 |  |  | (OP) Operating
9454 | ArcelorMittal Cleveland Inc | 10398 | Arcelormittal Cleveland Inc | Industrial CHP | OH | GENA | 15 | Other Gases | BFG | ST | 1 | 1950 |  |  | (OS) Out of service and NOT expected to return to service in next calendar year
9454 | ArcelorMittal Cleveland Inc | 10398 | Arcelormittal Cleveland Inc | Industrial CHP | OH | GENB | 10 | Other Gases | BFG | ST | 1 | 1965 |  |  | (OP) Operating
9454 | ArcelorMittal Cleveland Inc | 10398 | Arcelormittal Cleveland Inc | Industrial CHP | OH | GENC | 23 | Other Gases | BFG | ST | 2 | 2010 |  |  | (OP) Operating
10337 | KES Kingsburg LP | 10405 | Kingsburg Cogen | IPP CHP | CA | GEN1 | 22 | Natural Gas Fired Combined Cycle | NG | CT | 12 | 1990 |  |  | (OP) Operating
10337 | KES Kingsburg LP | 10405 | Kingsburg Cogen | IPP CHP | CA | GEN2 | 11.8 | Natural Gas Fired Combined Cycle | NG | CA | 12 | 1990 |  |  | (OP) Operating
3692 | Clark University | 10408 | Clark University | Commercial CHP | MA | GEN2 | 2 | Natural Gas Internal Combustion Engine | NG | IC | 1 | 2013 |  |  | (OP) Operating
11936 | McBryde Sugar Co Ltd | 10412 | Kalaheo Hydro | Industrial Non-CHP | HI | KAL | 1.1 | Conventional Hydroelectric | WAT | HY | 1 | 1928 |  |  | (OP) Operating
11936 | McBryde Sugar Co Ltd | 10413 | Wainiha Hydro | Industrial Non-CHP | HI | WAIA | 1.7 | Conventional Hydroelectric | WAT | HY | 1 | 1906 |  |  | (OP) Operating
11936 | McBryde Sugar Co Ltd | 10413 | Wainiha Hydro | Industrial Non-CHP | HI | WAIB | 1.7 | Conventional Hydroelectric | WAT | HY | 1 | 1910 |  |  | (OP) Operating
56600 | Ascend Performance Materials LLC | 10416 | Pensacola Florida Plant | Industrial CHP | FL | GEN1 | 5 | Natural Gas Steam Turbine | NG | ST | 9 | 1953 |  |  | (OP) Operating
56600 | Ascend Performance Materials LLC | 10416 | Pensacola Florida Plant | Industrial CHP | FL | GEN2 | 5 | Natural Gas Steam Turbine | NG | ST | 1 | 1957 |  |  | (OP) Operating
56600 | Ascend Performance Materials LLC | 10416 | Pensacola Florida Plant | Industrial CHP | FL | GEN3 | 6 | Natural Gas Steam Turbine | NG | ST | 3 | 1958 |  |  | (OP) Operating
56600 | Ascend Performance Materials LLC | 10416 | Pensacola Florida Plant | Industrial CHP | FL | GEN4 | 82 | Natural Gas Fired Combustion Turbine | NG | GT | 8 | 1993 |  |  | (OP) Operating
39878 | Solutia Inc-Indian | 10417 | Indian Orchard Plant 1 | Industrial CHP | MA | TG | 3.5 | Conventional Steam Coal | BIT | ST | 5 | 1985 |  |  | (OP) Operating
56488 | Ascend Performance Materials | 10418 | Ascend Performance Materials Texas Inc. | Industrial CHP | TX | GEN1 | 5.2 | Other Gases | OG | ST | 6 | 1993 |  |  | (OP) Operating
56488 | Ascend Performance Materials | 10418 | Ascend Performance Materials Texas Inc. | Industrial CHP | TX | GEN4 | 42.5 | Other Gases | OG | ST | 10 | 2000 |  |  | (OP) Operating
5068 | Denver City & County of | 10421 | Dillon Hydro Plant | IPP Non-CHP | CO | GEN1 | 1.8 | Conventional Hydroelectric | WAT | HY | 10 | 1987 |  |  | (OP) Operating
5068 | Denver City & County of | 10422 | Williams Fork Hydro Plant | IPP Non-CHP | CO | GEN1 | 3 | Conventional Hydroelectric | WAT | HY | 7 | 1959 |  |  | (OP) Operating
5068 | Denver City & County of | 10422 | Williams Fork Hydro Plant | IPP Non-CHP | CO | GEN2 | 0.5 | Conventional Hydroelectric | WAT | HY | 9 | 2012 |  |  | (OP) Operating
5068 | Denver City & County of | 10423 | North Fork Hydro Plant | IPP Non-CHP | CO | GEN1 | 5.5 | Conventional Hydroelectric | WAT | HY | 1 | 1988 |  |  | (OP) Operating
5068 | Denver City & County of | 10424 | Gross Hydro Plant | IPP Non-CHP | CO | GEN1 | 7.8 | Conventional Hydroelectric | WAT | HY | 8 | 2007 |  |  | (OP) Operating
54745 | International Paper - Orange | 10425 | International Paper - Orange | Industrial CHP | TX | TG | 36.8 | Wood/Wood Waste Biomass | BLQ | ST | 11 | 1967 |  |  | (OP) Operating
23632 | Inland Paperboard - Rome Mill | 10426 | Inland Paperboard Packaging Rome | Industrial CHP | GA | GEN2 | 5 | Wood/Wood Waste Biomass | BLQ | ST | 10 | 1954 |  |  | (OP) Operating
23632 | Inland Paperboard - Rome Mill | 10426 | Inland Paperboard Packaging Rome | Industrial CHP | GA | GEN3 | 5 | Wood/Wood Waste Biomass | BLQ | ST | 10 | 1954 |  |  | (OP) Operating
23632 | Inland Paperboard - Rome Mill | 10426 | Inland Paperboard Packaging Rome | Industrial CHP | GA | GEN4 | 20 | Wood/Wood Waste Biomass | BLQ | ST | 4 | 1961 |  |  | (OP) Operating
23632 | Inland Paperboard - Rome Mill | 10426 | Inland Paperboard Packaging Rome | Industrial CHP | GA | GEN5 | 31 | Wood/Wood Waste Biomass | BLQ | ST | 4 | 1989 |  |  | (OP) Operating
22091 | New-Indy Ontario LLC | 10427 | New-Indy Ontario Mill | Industrial CHP | CA | GEN1 | 34 | Natural Gas Fired Combustion Turbine | NG | GT | 6 | 1985 |  |  | (OP) Operating
623 | Anheuser-Busch Inc | 10430 | Anheuser-Busch St Louis | Industrial CHP | MO | GEN1 | 11 | Conventional Steam Coal | BIT | ST | 1 | 1947 |  |  | (OP) Operating
623 | Anheuser-Busch Inc | 10430 | Anheuser-Busch St Louis | Industrial CHP | MO | GEN3 | 11 | Conventional Steam Coal | BIT | ST | 1 | 1948 |  |  | (OP) Operating
623 | Anheuser-Busch Inc | 10430 | Anheuser-Busch St Louis | Industrial CHP | MO | GEN4 | 4.1 | Conventional Steam Coal | BIT | ST | 1 | 1939 |  |  | (OP) Operating
623 | Anheuser-Busch Inc | 10431 | Anheuser-Busch Jacksonville | Industrial CHP | FL | GEN1 | 8.6 | Natural Gas Fired Combustion Turbine | NG | GT | 11 | 1987 |  |  | (OP) Operating
9383 | Mosaic Fertilizer LLC | 10434 | Mosaic New Wales Operations | Industrial CHP | FL | TG1 | 8 | All Other | WH | ST | 8 | 1981 |  |  | (OS) Out of service and NOT expected to return to service in next calendar year
9383 | Mosaic Fertilizer LLC | 10434 | Mosaic New Wales Operations | Industrial CHP | FL | TG2 | 48 | All Other | WH | ST | 12 | 1984 |  |  | (OP) Operating
9383 | Mosaic Fertilizer LLC | 10434 | Mosaic New Wales Operations | Industrial CHP | FL | TG3 | 32 | All Other | WH | ST | 12 | 1982 |  |  | (OP) Operating
9383 | Mosaic Fertilizer LLC | 10434 | Mosaic New Wales Operations | Industrial CHP | FL | TG4 | 24 | All Other | WH | ST | 5 | 2014 |  |  | (OP) Operating
49966 | Camden County Energy Recovery Corp | 10435 | Camden Resource Recovery Facility | IPP Non-CHP | NJ | TGA | 16.5 | Municipal Solid Waste | MSW | ST | 3 | 1991 |  |  | (OP) Operating
49966 | Camden County Energy Recovery Corp | 10435 | Camden Resource Recovery Facility | IPP Non-CHP | NJ | TGB | 16.5 | Municipal Solid Waste | MSW | ST | 3 | 1991 |  |  | (OP) Operating
6091 | Exxon Mobil Refining and Supply Co. | 10436 | ExxonMobil Baytown Refinery | Industrial CHP | TX | GT38 | 31 | Natural Gas Fired Combustion Turbine | NG | GT | 8 | 1989 |  |  | (OP) Operating
6091 | Exxon Mobil Refining and Supply Co. | 10436 | ExxonMobil Baytown Refinery | Industrial CHP | TX | GT41 | 18 | Natural Gas Fired Combustion Turbine | NG | GT | 1 | 1977 |  |  | (OP) Operating
6091 | Exxon Mobil Refining and Supply Co. | 10436 | ExxonMobil Baytown Refinery | Industrial CHP | TX | GT42 | 18 | Natural Gas Fired Combustion Turbine | NG | GT | 1 | 1977 |  |  | (OP) Operating
6091 | Exxon Mobil Refining and Supply Co. | 10436 | ExxonMobil Baytown Refinery | Industrial CHP | TX | GT43 | 18 | Natural Gas Fired Combustion Turbine | NG | GT | 1 | 1977 |  |  | (OP) Operating
6091 | Exxon Mobil Refining and Supply Co. | 10436 | ExxonMobil Baytown Refinery | Industrial CHP | TX | GT44 | 18 | Natural Gas Fired Combustion Turbine | NG | GT | 1 | 1977 |  |  | (OP) Operating
6091 | Exxon Mobil Refining and Supply Co. | 10436 | ExxonMobil Baytown Refinery | Industrial CHP | TX | GT45 | 31 | Natural Gas Fired Combustion Turbine | NG | GT | 6 | 1988 |  |  | (OP) Operating
6091 | Exxon Mobil Refining and Supply Co. | 10436 | ExxonMobil Baytown Refinery | Industrial CHP | TX | ST34 | 7.5 | All Other | WH | ST | 1 | 1952 |  |  | (OP) Operating
56575 | Sunray Operating Services LLC | 10437 | SEGS I | IPP Non-CHP | CA | GEN1 | 13.8 | Solar Thermal without Energy Storage | SUN | ST | 12 | 1984 |  |  | (OP) Operating
56575 | Sunray Operating Services LLC | 10438 | SEGS II | IPP Non-CHP | CA | GEN1 | 30 | Solar Thermal without Energy Storage | SUN | ST | 12 | 1985 |  |  | (OS) Out of service and NOT expected to return to service in next calendar year
55711 | FPL Energy Operating Services Inc - SEGS | 10439 | SEGS III | IPP Non-CHP | CA | GEN1 | 36 | Solar Thermal without Energy Storage | SUN | ST | 12 | 1986 |  |  | (OP) Operating
55711 | FPL Energy Operating Services Inc - SEGS | 10440 | SEGS IV | IPP Non-CHP | CA | GEN1 | 36 | Solar Thermal without Energy Storage | SUN | ST | 12 | 1986 |  |  | (OP) Operating
55711 | FPL Energy Operating Services Inc - SEGS | 10441 | SEGS V | IPP Non-CHP | CA | GEN1 | 36 | Solar Thermal without Energy Storage | SUN | ST | 10 | 1987 |  |  | (OP) Operating
55711 | FPL Energy Operating Services Inc - SEGS | 10442 | SEGS VI | IPP Non-CHP | CA | GEN1 | 36 | Solar Thermal without Energy Storage | SUN | ST | 12 | 1988 |  |  | (OP) Operating
55711 | FPL Energy Operating Services Inc - SEGS | 10443 | SEGS VII | IPP Non-CHP | CA | GEN1 | 36 | Solar Thermal without Energy Storage | SUN | ST | 12 | 1988 |  |  | (OP) Operating
55711 | FPL Energy Operating Services Inc - SEGS | 10444 | SEGS VIII | IPP Non-CHP | CA | GEN1 | 88 | Solar Thermal without Energy Storage | SUN | ST | 12 | 1989 |  |  | (OP) Operating
55711 | FPL Energy Operating Services Inc - SEGS | 10446 | SEGS IX | IPP Non-CHP | CA | GEN1 | 88 | Solar Thermal without Energy Storage | SUN | ST | 9 | 1990 |  |  | (OP) Operating
58149 | Renewable World Energies LLC | 10453 | LAC Courte Oreilles Hydroelect | IPP Non-CHP | WI | U1 | 0.2 | Conventional Hydroelectric | WAT | HY | 12 | 1986 |  |  | (OA) Out of service but expected to return to service in next calendar year
58149 | Renewable World Energies LLC | 10453 | LAC Courte Oreilles Hydroelect | IPP Non-CHP | WI | U2 | 1.5 | Conventional Hydroelectric | WAT | HY | 12 | 1986 |  |  | (OA) Out of service but expected to return to service in next calendar year
58149 | Renewable World Energies LLC | 10453 | LAC Courte Oreilles Hydroelect | IPP Non-CHP | WI | U3 | 1.5 | Conventional Hydroelectric | WAT | HY | 12 | 1986 |  |  | (OA) Out of service but expected to return to service in next calendar year
11556 | Brookfield Energy Marketing LP | 10458 | Muck Valley Hydroelectric | IPP Non-CHP | CA | GEN1 | 29.9 | Conventional Hydroelectric | WAT | HY | 12 | 1988 |  |  | (OP) Operating
1746 | Black River Generation LLC | 10464 | Black River Generation | Electric Utility | NY | GEN1 | 55 | Wood/Wood Waste Biomass | WDS | ST | 6 | 1989 |  |  | (OP) Operating
55965 | NewPage Corporation | 10466 | Wisconsin Rapids Paper Mill | Industrial CHP | WI | GEN1 | 7.5 | All Other | PUR | ST | 8 | 1928 |  |  | (SB) Standby/Backup: available for service but not normally used
55965 | NewPage Corporation | 10466 | Wisconsin Rapids Paper Mill | Industrial CHP | WI | GEN2 | 8.6 | All Other | PUR | ST | 8 | 1995 |  |  | (OP) Operating
55965 | NewPage Corporation | 10466 | Wisconsin Rapids Paper Mill | Industrial CHP | WI | GEN3 | 5 | All Other | PUR | ST | 10 | 1976 |  |  | (SB) Standby/Backup: available for service but not normally used
55754 | Boralex Hydro Operations Inc | 10467 | Fourth Branch Hydroelectric Facility | IPP Non-CHP | NY | 1 | 3.3 | Conventional Hydroelectric | WAT | HY | 12 | 1987 |  |  | (OP) Operating
7160 | Geysers Power Co LLC | 10469 | Bear Canyon Power Plant | IPP Non-CHP | CA | BVC1 | 8 | Geothermal | GEO | ST | 1 | 1988 |  |  | (OP) Operating
7160 | Geysers Power Co LLC | 10469 | Bear Canyon Power Plant | IPP Non-CHP | CA | BVC2 | 8 | Geothermal | GEO | ST | 1 | 1988 |  |  | (OP) Operating
11217 | Los Angeles County Sanitation | 10471 | Spadra Landfill Gas to Energy | Commercial Non-CHP | CA | GEN1 | 5 | Landfill Gas | LFG | ST | 2 | 1990 |  |  | (OP) Operating
11217 | Los Angeles County Sanitation | 10472 | Puente Hills Energy Recovery | Commercial Non-CHP | CA | GEN1 | 45 | Landfill Gas | LFG | ST | 10 | 1986 |  |  | (OP) Operating
11217 | Los Angeles County Sanitation | 10472 | Puente Hills Energy Recovery | Commercial Non-CHP | CA | GEN3 | 2.7 | Landfill Gas | LFG | IC | 1 | 2006 |  |  | (OP) Operating
11217 | Los Angeles County Sanitation | 10472 | Puente Hills Energy Recovery | Commercial Non-CHP | CA | GEN4 | 2.7 | Landfill Gas | LFG | IC | 1 | 2006 |  |  | (OP) Operating
11217 | Los Angeles County Sanitation | 10472 | Puente Hills Energy Recovery | Commercial Non-CHP | CA | GEN5 | 2.7 | Landfill Gas | LFG | IC | 1 | 2006 |  |  | (OP) Operating
56150 | ArcelorMittal USA Inc | 10475 | Expander Turbine | Industrial Non-CHP | IN | 16TG | 18.8 | Other Gases | BFG | OT | 5 | 1981 |  |  | (OP) Operating
55965 | NewPage Corporation | 10477 | Wisconsin Rapids Pulp Mill | Industrial CHP | WI | GEN1 | 27.2 | Wood/Wood Waste Biomass | BLQ | ST | 9 | 1968 |  |  | (OP) Operating
55965 | NewPage Corporation | 10477 | Wisconsin Rapids Pulp Mill | Industrial CHP | WI | GEN2 | 37.5 | Wood/Wood Waste Biomass | BLQ | ST | 9 | 1991 |  |  | (OP) Operating
11216 | Los Angeles County | 10478 | Pitchess Cogen Station | Commercial CHP | CA | GEN1 | 21.5 | Natural Gas Fired Combined Cycle | NG | CT | 9 | 1988 |  |  | (OP) Operating
11216 | Los Angeles County | 10478 | Pitchess Cogen Station | Commercial CHP | CA | GEN2 | 5.7 | Natural Gas Fired Combined Cycle | NG | CA | 9 | 1988 |  |  | (OP) Operating
34691 | Ormat Nevada Inc | 10479 | Ples I | IPP Non-CHP | CA | T101 | 4 | Geothermal | GEO | BT | 12 | 1990 |  |  | (OP) Operating
34691 | Ormat Nevada Inc | 10479 | Ples I | IPP Non-CHP | CA | T102 | 4 | Geothermal | GEO | BT | 12 | 1990 |  |  | (OP) Operating
34691 | Ormat Nevada Inc | 10479 | Ples I | IPP Non-CHP | CA | T103 | 4 | Geothermal | GEO | BT | 12 | 1990 |  |  | (OP) Operating
34691 | Ormat Nevada Inc | 10480 | Mammoth Pacific I | IPP Non-CHP | CA | GEN1 | 3.2 | Geothermal | GEO | BT | 12 | 1984 |  |  | (OP) Operating
34691 | Ormat Nevada Inc | 10480 | Mammoth Pacific I | IPP Non-CHP | CA | GEN2 | 3.2 | Geothermal | GEO | BT | 12 | 1984 |  |  | (OP) Operating
34691 | Ormat Nevada Inc | 10481 | Mammoth Pacific II | IPP Non-CHP | CA | 1 | 3 | Geothermal | GEO | BT | 12 | 1990 |  |  | (OP) Operating
34691 | Ormat Nevada Inc | 10481 | Mammoth Pacific II | IPP Non-CHP | CA | 2 | 3 | Geothermal | GEO | BT | 12 | 1990 |  |  | (OP) Operating
34691 | Ormat Nevada Inc | 10481 | Mammoth Pacific II | IPP Non-CHP | CA | 3 | 3 | Geothermal | GEO | BT | 12 | 1990 |  |  | (OP) Operating
34691 | Ormat Nevada Inc | 10481 | Mammoth Pacific II | IPP Non-CHP | CA | T101 | 3.8 | Geothermal | GEO | BT | 12 | 1990 |  |  | (OP) Operating
34691 | Ormat Nevada Inc | 10481 | Mammoth Pacific II | IPP Non-CHP | CA | T102 | 4.6 | Geothermal | GEO | BT | 12 | 1990 |  |  | (OP) Operating
34691 | Ormat Nevada Inc | 10481 | Mammoth Pacific II | IPP Non-CHP | CA | T103 | 4.2 | Geothermal | GEO | BT | 12 | 1990 |  |  | (OP) Operating
1991 | Boise White Paper LLC | 10486 | Boise Cascade International Falls | Industrial CHP | MN | GEN1 | 4 | Wood/Wood Waste Biomass | BLQ | ST | 1 | 1927 | 10 | 2015 | (OP) Operating
1991 | Boise White Paper LLC | 10486 | Boise Cascade International Falls | Industrial CHP | MN | GEN2 | 4 | Wood/Wood Waste Biomass | BLQ | ST | 1 | 1927 | 10 | 2015 | (OP) Operating
1991 | Boise White Paper LLC | 10486 | Boise Cascade International Falls | Industrial CHP | MN | GEN3 | 7.5 | Wood/Wood Waste Biomass | BLQ | ST | 1 | 1948 | 10 | 2015 | (OP) Operating
1991 | Boise White Paper LLC | 10486 | Boise Cascade International Falls | Industrial CHP | MN | GEN4 | 7.5 | Wood/Wood Waste Biomass | BLQ | ST | 1 | 1947 | 10 | 2015 | (OP) Operating
1991 | Boise White Paper LLC | 10486 | Boise Cascade International Falls | Industrial CHP | MN | GEN5 | 6.2 | Wood/Wood Waste Biomass | WDS | ST | 1 | 1957 |  |  | (OP) Operating
1991 | Boise White Paper LLC | 10487 | International Falls Power | Industrial Non-CHP | MN | GEN1 | 2.2 | Conventional Hydroelectric | WAT | HY | 1 | 1946 |  |  | (OP) Operating
1991 | Boise White Paper LLC | 10487 | International Falls Power | Industrial Non-CHP | MN | GEN2 | 2.2 | Conventional Hydroelectric | WAT | HY | 1 | 1946 |  |  | (OP) Operating
1991 | Boise White Paper LLC | 10487 | International Falls Power | Industrial Non-CHP | MN | GEN3 | 2.2 | Conventional Hydroelectric | WAT | HY | 1 | 1946 |  |  | (OP) Operating
1991 | Boise White Paper LLC | 10487 | International Falls Power | Industrial Non-CHP | MN | GEN4 | 2.2 | Conventional Hydroelectric | WAT | HY | 1 | 1946 |  |  | (OP) Operating
1991 | Boise White Paper LLC | 10487 | International Falls Power | Industrial Non-CHP | MN | GEN5 | 2.2 | Conventional Hydroelectric | WAT | HY | 1 | 1946 |  |  | (OP) Operating
1991 | Boise White Paper LLC | 10487 | International Falls Power | Industrial Non-CHP | MN | GEN6 | 1.6 | Conventional Hydroelectric | WAT | HY | 1 | 1924 |  |  | (OP) Operating
1991 | Boise White Paper LLC | 10487 | International Falls Power | Industrial Non-CHP | MN | GEN7 | 1.6 | Conventional Hydroelectric | WAT | HY | 1 | 1924 |  |  | (OP) Operating
1924 | Boise Packaging & Newsprint LLC | 10488 | DeRidder Mill | Industrial CHP | LA | TG | 61.5 | Wood/Wood Waste Biomass | BLQ | ST | 10 | 1969 |  |  | (OP) Operating
57280 | Eagle Creek RE LLC | 10490 | Upper Beaver Falls Project | IPP Non-CHP | NY | 1G | 1.5 | Conventional Hydroelectric | WAT | HY | 1 | 1985 |  |  | (OP) Operating
54784 | NewPage Corporation | 10491 | Mead Rumford Cogen | Industrial CHP | ME | 3STG | 12.5 | Petroleum Liquids | RFO | ST | 10 | 1954 |  |  | (SB) Standby/Backup: available for service but not normally used
50083 | Brookfield Power New England | 10493 | Rumford Falls Hydro Facility | IPP Non-CHP | ME | GEN1 | 8.1 | Conventional Hydroelectric | WAT | HY | 1 | 1918 |  |  | (OP) Operating
50083 | Brookfield Power New England | 10493 | Rumford Falls Hydro Facility | IPP Non-CHP | ME | GEN2 | 8.1 | Conventional Hydroelectric | WAT | HY | 1 | 1918 |  |  | (OP) Operating
50083 | Brookfield Power New England | 10493 | Rumford Falls Hydro Facility | IPP Non-CHP | ME | GEN3 | 8.8 | Conventional Hydroelectric | WAT | HY | 1 | 1926 |  |  | (OP) Operating
50083 | Brookfield Power New England | 10493 | Rumford Falls Hydro Facility | IPP Non-CHP | ME | GEN4 | 4.3 | Conventional Hydroelectric | WAT | HY | 1 | 1950 |  |  | (SB) Standby/Backup: available for service but not normally used
50083 | Brookfield Power New England | 10493 | Rumford Falls Hydro Facility | IPP Non-CHP | ME | GEN5 | 7.6 | Conventional Hydroelectric | WAT | HY | 10 | 1954 |  |  | (OP) Operating
50083 | Brookfield Power New England | 10493 | Rumford Falls Hydro Facility | IPP Non-CHP | ME | GEN6 | 7.6 | Conventional Hydroelectric | WAT | HY | 10 | 1954 |  |  | (OP) Operating
34612 | Sheldon Vermont Hydro Co., Inc. | 10494 | Sheldon Springs Hydroelectric | IPP Non-CHP | VT | IG-1 | 1.7 | Conventional Hydroelectric | WAT | HY | 7 | 1988 |  |  | (OP) Operating
34612 | Sheldon Vermont Hydro Co., Inc. | 10494 | Sheldon Springs Hydroelectric | IPP Non-CHP | VT | IG-2 | 1.7 | Conventional Hydroelectric | WAT | HY | 7 | 1988 |  |  | (OP) Operating
34612 | Sheldon Vermont Hydro Co., Inc. | 10494 | Sheldon Springs Hydroelectric | IPP Non-CHP | VT | IG-3 | 0.2 | Conventional Hydroelectric | WAT | HY | 7 | 1988 |  |  | (OP) Operating
34612 | Sheldon Vermont Hydro Co., Inc. | 10494 | Sheldon Springs Hydroelectric | IPP Non-CHP | VT | SG-1 | 9.7 | Conventional Hydroelectric | WAT | HY | 7 | 1988 |  |  | (OP) Operating
34612 | Sheldon Vermont Hydro Co., Inc. | 10494 | Sheldon Springs Hydroelectric | IPP Non-CHP | VT | SG-2 | 9.7 | Conventional Hydroelectric | WAT | HY | 7 | 1988 |  |  | (OP) Operating
34612 | Sheldon Vermont Hydro Co., Inc. | 10494 | Sheldon Springs Hydroelectric | IPP Non-CHP | VT | SG-3 | 1 | Conventional Hydroelectric | WAT | HY | 7 | 1988 |  |  | (OP) Operating
54784 | NewPage Corporation | 10495 | Rumford Cogeneration | IPP CHP | ME | GEN1 | 85 | Conventional Steam Coal | BIT | ST | 1 | 1990 |  |  | (OP) Operating
10203 | Kern River Cogeneration Co | 10496 | Kern River Cogeneration | IPP CHP | CA | GTAG | 72 | Natural Gas Fired Combustion Turbine | NG | GT | 7 | 1985 |  |  | (OP) Operating
10203 | Kern River Cogeneration Co | 10496 | Kern River Cogeneration | IPP CHP | CA | GTBG | 72 | Natural Gas Fired Combustion Turbine | NG | GT | 7 | 1985 |  |  | (OP) Operating
10203 | Kern River Cogeneration Co | 10496 | Kern River Cogeneration | IPP CHP | CA | GTCG | 72 | Natural Gas Fired Combustion Turbine | NG | GT | 7 | 1985 |  |  | (OP) Operating
10203 | Kern River Cogeneration Co | 10496 | Kern River Cogeneration | IPP CHP | CA | GTDG | 72 | Natural Gas Fired Combustion Turbine | NG | GT | 7 | 1985 |  |  | (OP) Operating
12449 | Mid Set Cogeneration Co | 10501 | Mid-Set Cogeneration | IPP CHP | CA | K100 | 36 | Natural Gas Fired Combustion Turbine | NG | GT | 4 | 1989 |  |  | (OP) Operating
55850 | Thermal Energy Development Part LP | 10502 | Thermal Energy Development Part LP | IPP Non-CHP | CA | GEN1 | 18.5 | Wood/Wood Waste Biomass | WDS | ST | 5 | 1990 |  |  | (OA) Out of service but expected to return to service in next calendar year
20541 | Wheelabrator Environmental Systems | 10503 | Wheelabrator Hudson Falls | IPP Non-CHP | NY | GEN1 | 11.5 | Municipal Solid Waste | MSW | ST | 11 | 1991 |  |  | (OP) Operating
450 | The Amalgamated Sugar Co | 10504 | Amalgamated Sugar Twin Falls | Industrial CHP | ID | 1500 | 1.2 | Conventional Steam Coal | BIT | ST | 12 | 1948 |  |  | (OP) Operating
450 | The Amalgamated Sugar Co | 10504 | Amalgamated Sugar Twin Falls | Industrial CHP | ID | 2500 | 2.3 | Conventional Steam Coal | BIT | ST | 12 | 1948 |  |  | (OP) Operating
450 | The Amalgamated Sugar Co | 10504 | Amalgamated Sugar Twin Falls | Industrial CHP | ID | 4000 | 5 | Conventional Steam Coal | BIT | ST | 9 | 1994 |  |  | (OP) Operating
56174 | Finch Paper LLC | 10511 | Finch Paper | Industrial CHP | NY | GEN6 | 23 | Wood/Wood Waste Biomass | WDL | ST | 6 | 1987 |  |  | (OP) Operating
16498 | SFR Hydro Cor | 10519 | Milton Hydro | IPP Non-CHP | NH | 1 | 0.1 | Conventional Hydroelectric | WAT | HY | 1 | 1914 |  |  | (OS) Out of service and NOT expected to return to service in next calendar year
16498 | SFR Hydro Cor | 10519 | Milton Hydro | IPP Non-CHP | NH | 2 | 0.1 | Conventional Hydroelectric | WAT | HY | 1 | 1914 |  |  | (OS) Out of service and NOT expected to return to service in next calendar year
16498 | SFR Hydro Cor | 10519 | Milton Hydro | IPP Non-CHP | NH | 3 | 0.1 | Conventional Hydroelectric | WAT | HY | 6 | 1984 |  |  | (OS) Out of service and NOT expected to return to service in next calendar year
16498 | SFR Hydro Cor | 10519 | Milton Hydro | IPP Non-CHP | NH | 4 | 0.1 | Conventional Hydroelectric | WAT | HY | 12 | 1987 |  |  | (OS) Out of service and NOT expected to return to service in next calendar year
21581 | Midwest Hydro LLC | 10520 | Dayton Hydro | IPP Non-CHP | IL | 1 | 1.6 | Conventional Hydroelectric | WAT | HY | 1 | 1925 |  |  | (OP) Operating
21581 | Midwest Hydro LLC | 10520 | Dayton Hydro | IPP Non-CHP | IL | 2 | 1 | Conventional Hydroelectric | WAT | HY | 1 | 1925 |  |  | (OP) Operating
21581 | Midwest Hydro LLC | 10520 | Dayton Hydro | IPP Non-CHP | IL | 3 | 1 | Conventional Hydroelectric | WAT | HY | 1 | 1925 |  |  | (OP) Operating
10849 | Wyeth-Averst Lederle | 10521 | Lederle Laboratories | Industrial CHP | NY | 3A | 1.5 | Natural Gas Fired Combined Cycle | NG | CA | 12 | 1998 |  |  | (OP) Operating
10849 | Wyeth-Averst Lederle | 10521 | Lederle Laboratories | Industrial CHP | NY | GEN1 | 8.3 | Natural Gas Fired Combined Cycle | NG | CT | 1 | 1991 |  |  | (OP) Operating
10849 | Wyeth-Averst Lederle | 10521 | Lederle Laboratories | Industrial CHP | NY | GEN2 | 8.3 | Natural Gas Fired Combined Cycle | NG | CT | 1 | 1991 |  |  | (OP) Operating
10849 | Wyeth-Averst Lederle | 10521 | Lederle Laboratories | Industrial CHP | NY | GEN3 | 2.2 | Natural Gas Fired Combined Cycle | NG | CA | 7 | 1990 |  |  | (OP) Operating
10849 | Wyeth-Averst Lederle | 10521 | Lederle Laboratories | Industrial CHP | NY | TG4 | 2 | Natural Gas Fired Combined Cycle | NG | CA | 7 | 1997 |  |  | (OS) Out of service and NOT expected to return to service in next calendar year
55753 | Essex Hydro Associates LLC | 10523 | Benton Falls Associates | IPP Non-CHP | ME | GEN1 | 3.3 | Conventional Hydroelectric | WAT | HY | 12 | 1987 |  |  | (OP) Operating
55753 | Essex Hydro Associates LLC | 10523 | Benton Falls Associates | IPP Non-CHP | ME | GEN2 | 0.7 | Conventional Hydroelectric | WAT | HY | 12 | 1987 |  |  | (OP) Operating
3837 | CMS Generation Operating Co II | 10525 | Craven County Wood Energy LP | IPP Non-CHP | NC | 1UNI | 48 | Wood/Wood Waste Biomass | WDS | ST | 11 | 1990 |  |  | (OP) Operating
5226 | Dodge Falls Associates LP | 10526 | Dodge Falls Associates | IPP Non-CHP | NH | 1UNI | 5 | Conventional Hydroelectric | WAT | HY | 12 | 1990 |  |  | (OP) Operating
5914 | Erie Boulevard Hydropower LP | 10530 | Feeder Dam Hydro Plant | IPP Non-CHP | NY | 1 | 0.9 | Conventional Hydroelectric | WAT | HY | 1 | 1924 |  |  | (OP) Operating
5914 | Erie Boulevard Hydropower LP | 10530 | Feeder Dam Hydro Plant | IPP Non-CHP | NY | 2 | 0.9 | Conventional Hydroelectric | WAT | HY | 1 | 1924 |  |  | (OP) Operating
5914 | Erie Boulevard Hydropower LP | 10530 | Feeder Dam Hydro Plant | IPP Non-CHP | NY | 3 | 1 | Conventional Hydroelectric | WAT | HY | 1 | 1924 |  |  | (OP) Operating
5914 | Erie Boulevard Hydropower LP | 10530 | Feeder Dam Hydro Plant | IPP Non-CHP | NY | 4 | 0.9 | Conventional Hydroelectric | WAT | HY | 1 | 1924 |  |  | (OP) Operating
5914 | Erie Boulevard Hydropower LP | 10530 | Feeder Dam Hydro Plant | IPP Non-CHP | NY | 5 | 1 | Conventional Hydroelectric | WAT | HY | 1 | 1924 |  |  | (OP) Operating
5914 | Erie Boulevard Hydropower LP | 10531 | Beebee Island Hydro Plant | IPP Non-CHP | NY | 1 | 4.3 | Conventional Hydroelectric | WAT | HY | 1 | 1931 |  |  | (OP) Operating
5914 | Erie Boulevard Hydropower LP | 10531 | Beebee Island Hydro Plant | IPP Non-CHP | NY | 2 | 4.3 | Conventional Hydroelectric | WAT | HY | 1 | 1931 |  |  | (OP) Operating
7477 | Granger Electric Co | 10532 | Granger Electric Generating Station #2 | IPP Non-CHP | MI | 2-1 | 0.8 | Landfill Gas | LFG | IC | 4 | 1991 |  |  | (OP) Operating
7477 | Granger Electric Co | 10532 | Granger Electric Generating Station #2 | IPP Non-CHP | MI | 2-3 | 0.8 | Landfill Gas | LFG | IC | 4 | 1991 |  |  | (OP) Operating
7477 | Granger Electric Co | 10532 | Granger Electric Generating Station #2 | IPP Non-CHP | MI | 2-4 | 0.8 | Landfill Gas | LFG | IC | 1 | 1996 |  |  | (OP) Operating
7477 | Granger Electric Co | 10532 | Granger Electric Generating Station #2 | IPP Non-CHP | MI | 2-5 | 0.8 | Landfill Gas | LFG | IC | 8 | 1997 |  |  | (OP) Operating
34688 | CHI Energy Inc | 10538 | Dexter Plant | IPP Non-CHP | NY | GEN1 | 0.5 | Conventional Hydroelectric | WAT | HY | 1 | 1931 |  |  | (OP) Operating
34688 | CHI Energy Inc | 10538 | Dexter Plant | IPP Non-CHP | NY | GEN2 | 0.5 | Conventional Hydroelectric | WAT | HY | 1 | 1931 |  |  | (OP) Operating
34688 | CHI Energy Inc | 10538 | Dexter Plant | IPP Non-CHP | NY | GEN3 | 0.2 | Conventional Hydroelectric | WAT | HY | 1 | 1958 |  |  | (OP) Operating
34688 | CHI Energy Inc | 10538 | Dexter Plant | IPP Non-CHP | NY | GEN4 | 0.2 | Conventional Hydroelectric | WAT | HY | 7 | 1986 |  |  | (OP) Operating
34688 | CHI Energy Inc | 10538 | Dexter Plant | IPP Non-CHP | NY | GEN5 | 0.2 | Conventional Hydroelectric | WAT | HY | 7 | 1986 |  |  | (OP) Operating
34688 | CHI Energy Inc | 10538 | Dexter Plant | IPP Non-CHP | NY | GEN6 | 1.2 | Conventional Hydroelectric | WAT | HY | 7 | 1988 |  |  | (OP) Operating
34688 | CHI Energy Inc | 10538 | Dexter Plant | IPP Non-CHP | NY | GEN7 | 1.2 | Conventional Hydroelectric | WAT | HY | 5 | 1988 |  |  | (OP) Operating
34688 | CHI Energy Inc | 10539 | Theresa Plant | IPP Non-CHP | NY | GEN1 | 1 | Conventional Hydroelectric | WAT | HY | 1 | 1929 |  |  | (OP) Operating
34688 | CHI Energy Inc | 10539 | Theresa Plant | IPP Non-CHP | NY | GEN2 | 0.3 | Conventional Hydroelectric | WAT | HY | 1 | 1927 |  |  | (OP) Operating
34688 | CHI Energy Inc | 10540 | Diamond Island Plant | IPP Non-CHP | NY | GEN1 | 0.4 | Conventional Hydroelectric | WAT | HY | 1 | 1914 |  |  | (OP) Operating
34688 | CHI Energy Inc | 10540 | Diamond Island Plant | IPP Non-CHP | NY | GEN2 | 0.4 | Conventional Hydroelectric | WAT | HY | 1 | 1914 |  |  | (OP) Operating
34688 | CHI Energy Inc | 10540 | Diamond Island Plant | IPP Non-CHP | NY | GEN3 | 0.4 | Conventional Hydroelectric | WAT | HY | 1 | 1914 |  |  | (OP) Operating
34688 | CHI Energy Inc | 10544 | Hailesboro 4 Plant | IPP Non-CHP | NY | GEN1 | 0.8 | Conventional Hydroelectric | WAT | HY | 1 | 1922 |  |  | (OP) Operating
34688 | CHI Energy Inc | 10544 | Hailesboro 4 Plant | IPP Non-CHP | NY | GEN2 | 0.6 | Conventional Hydroelectric | WAT | HY | 1 | 1922 |  |  | (OP) Operating
34688 | CHI Energy Inc | 10545 | Copenhagen Plant | IPP Non-CHP | NY | GEN1 | 1.4 | Conventional Hydroelectric | WAT | HY | 6 | 1984 |  |  | (OP) Operating
34688 | CHI Energy Inc | 10545 | Copenhagen Plant | IPP Non-CHP | NY | GEN2 | 1.4 | Conventional Hydroelectric | WAT | HY | 6 | 1984 |  |  | (OP) Operating
34688 | CHI Energy Inc | 10545 | Copenhagen Plant | IPP Non-CHP | NY | GEN3 | 0.3 | Conventional Hydroelectric | WAT | HY | 8 | 1984 |  |  | (OP) Operating
34688 | CHI Energy Inc | 10546 | Beaver Valley Patterson Dam | IPP Non-CHP | PA | GEN1 | 0.4 | Conventional Hydroelectric | WAT | HY | 9 | 1982 |  |  | (OP) Operating
34688 | CHI Energy Inc | 10546 | Beaver Valley Patterson Dam | IPP Non-CHP | PA | GEN2 | 0.4 | Conventional Hydroelectric | WAT | HY | 9 | 1982 |  |  | (OP) Operating
34688 | CHI Energy Inc | 10546 | Beaver Valley Patterson Dam | IPP Non-CHP | PA | GEN3 | 0.4 | Conventional Hydroelectric | WAT | HY | 9 | 1982 |  |  | (OP) Operating
34688 | CHI Energy Inc | 10547 | Pyrites Plant | IPP Non-CHP | NY | GEN1 | 1.1 | Conventional Hydroelectric | WAT | HY | 1 | 1949 |  |  | (OP) Operating
34688 | CHI Energy Inc | 10547 | Pyrites Plant | IPP Non-CHP | NY | GEN2 | 3.3 | Conventional Hydroelectric | WAT | HY | 12 | 1985 |  |  | (OP) Operating
34688 | CHI Energy Inc | 10547 | Pyrites Plant | IPP Non-CHP | NY | GEN3 | 3.3 | Conventional Hydroelectric | WAT | HY | 12 | 1985 |  |  | (OP) Operating
16732 | San Jose State University Fclts Dev &Ops | 10548 | San Jose Cogeneration | Commercial CHP | CA | GEN1 | 5.6 | Natural Gas Fired Combustion Turbine | NG | GT | 12 | 1984 |  |  | (OP) Operating
463 | Ameresco LFG I Inc | 10549 | Al Turi | IPP Non-CHP | NY | 2 | 0.8 | Landfill Gas | LFG | IC | 7 | 2011 |  |  | (OP) Operating
463 | Ameresco LFG I Inc | 10549 | Al Turi | IPP Non-CHP | NY | 3 | 0.8 | Landfill Gas | LFG | IC | 7 | 2011 |  |  | (OP) Operating
463 | Ameresco LFG I Inc | 10549 | Al Turi | IPP Non-CHP | NY | 3010 | 0.8 | Landfill Gas | LFG | IC | 11 | 1998 | 12 | 2017 | (OS) Out of service and NOT expected to return to service in next calendar year
12594 | Mills Shoals Hydro Co Inc | 10550 | High Shoals Hydro (NC) | IPP Non-CHP | NC | GEN1 | 1.8 | Conventional Hydroelectric | WAT | HY | 7 | 1934 |  |  | (OP) Operating
4385 | Anderson Power Products | 10553 | Anderson Power Products Division | Industrial Non-CHP | MA | 3622 | 0.1 | Petroleum Liquids | DFO | IC | 8 | 1987 |  |  | (OS) Out of service and NOT expected to return to service in next calendar year
4385 | Anderson Power Products | 10553 | Anderson Power Products Division | Industrial Non-CHP | MA | 6033 | 0.3 | Petroleum Liquids | DFO | IC | 8 | 1987 |  |  | (SB) Standby/Backup: available for service but not normally used
4385 | Anderson Power Products | 10553 | Anderson Power Products Division | Industrial Non-CHP | MA | 6035 | 0.3 | Petroleum Liquids | DFO | IC | 8 | 1987 |  |  | (SB) Standby/Backup: available for service but not normally used
4385 | Anderson Power Products | 10553 | Anderson Power Products Division | Industrial Non-CHP | MA | 6046 | 0.3 | Petroleum Liquids | DFO | IC | 8 | 1987 |  |  | (SB) Standby/Backup: available for service but not normally used
6541 | Formosa Plastics Corp | 10554 | Formosa Utility Venture Ltd | Industrial CHP | TX | BO3 | 32 | Natural Gas Fired Combined Cycle | NG | CT | 3 | 1987 |  |  | (OP) Operating
6541 | Formosa Plastics Corp | 10554 | Formosa Utility Venture Ltd | Industrial CHP | TX | ST1 | 28.5 | Natural Gas Fired Combined Cycle | NG | CA | 3 | 1994 |  |  | (OP) Operating
6541 | Formosa Plastics Corp | 10554 | Formosa Utility Venture Ltd | Industrial CHP | TX | ST2 | 57.5 | Natural Gas Fired Combined Cycle | NG | CA | 3 | 1994 |  |  | (OP) Operating
6541 | Formosa Plastics Corp | 10554 | Formosa Utility Venture Ltd | Industrial CHP | TX | ST3 | 47.3 | Natural Gas Fired Combined Cycle | NG | CA | 8 | 2002 |  |  | (OP) Operating
6541 | Formosa Plastics Corp | 10554 | Formosa Utility Venture Ltd | Industrial CHP | TX | TBG1 | 72 | Natural Gas Fired Combined Cycle | NG | CT | 4 | 1993 |  |  | (OP) Operating
6541 | Formosa Plastics Corp | 10554 | Formosa Utility Venture Ltd | Industrial CHP | TX | TBG2 | 72 | Natural Gas Fired Combined Cycle | NG | CT | 7 | 1993 |  |  | (OP) Operating
6541 | Formosa Plastics Corp | 10554 | Formosa Utility Venture Ltd | Industrial CHP | TX | TBG3 | 72 | Natural Gas Fired Combined Cycle | NG | CT | 9 | 1993 |  |  | (OP) Operating
6541 | Formosa Plastics Corp | 10554 | Formosa Utility Venture Ltd | Industrial CHP | TX | TBG4 | 72 | Natural Gas Fired Combined Cycle | NG | CT | 5 | 1994 |  |  | (OP) Operating
6541 | Formosa Plastics Corp | 10554 | Formosa Utility Venture Ltd | Industrial CHP | TX | TBG5 | 72 | Natural Gas Fired Combined Cycle | NG | CT | 10 | 1994 |  |  | (OP) Operating
6541 | Formosa Plastics Corp | 10554 | Formosa Utility Venture Ltd | Industrial CHP | TX | TBG6 | 72 | Natural Gas Fired Combined Cycle | NG | CT | 6 | 2003 |  |  | (OP) Operating
2179 | Brassua Hydroelectric LP | 10555 | Brassua Hydroelectric Project | IPP Non-CHP | ME | 1 | 3.6 | Conventional Hydroelectric | WAT | HY | 9 | 1989 |  |  | (OP) Operating
2016 | Boott Hydropower Inc | 10556 | Boott Hydropower | IPP Non-CHP | MA | GEN1 | 7.1 | Conventional Hydroelectric | WAT | HY | 10 | 1985 |  |  | (OP) Operating
2016 | Boott Hydropower Inc | 10556 | Boott Hydropower | IPP Non-CHP | MA | GEN2 | 7.1 | Conventional Hydroelectric | WAT | HY | 10 | 1985 |  |  | (OP) Operating
2016 | Boott Hydropower Inc | 10556 | Boott Hydropower | IPP Non-CHP | MA | GEN3 | 7.5 | Conventional Hydroelectric | WAT | HY | 10 | 1985 |  |  | (OP) Operating
15726 | Rayonier Performance Fibers, LLC | 10560 | Rayonier Advanced Materials - Jesup Plant | Industrial Non-CHP | GA | GEN2 | 4.7 | Wood/Wood Waste Biomass | WDS | ST | 6 | 1954 |  |  | (OP) Operating
15726 | Rayonier Performance Fibers, LLC | 10560 | Rayonier Advanced Materials - Jesup Plant | Industrial Non-CHP | GA | GEN3 | 7 | Wood/Wood Waste Biomass | WDS | ST | 6 | 1957 |  |  | (OP) Operating
15726 | Rayonier Performance Fibers, LLC | 10560 | Rayonier Advanced Materials - Jesup Plant | Industrial Non-CHP | GA | GEN4 | 7 | Wood/Wood Waste Biomass | WDS | ST | 6 | 1957 |  |  | (OP) Operating
15726 | Rayonier Performance Fibers, LLC | 10560 | Rayonier Advanced Materials - Jesup Plant | Industrial Non-CHP | GA | GEN5 | 27.9 | Wood/Wood Waste Biomass | BLQ | ST | 6 | 1971 |  |  | (OP) Operating
15726 | Rayonier Performance Fibers, LLC | 10560 | Rayonier Advanced Materials - Jesup Plant | Industrial Non-CHP | GA | GEN6 | 25.1 | Wood/Wood Waste Biomass | BLQ | ST | 6 | 1982 |  |  | (OP) Operating
15726 | Rayonier Performance Fibers, LLC | 10562 | Rayonier Fernandina Mill | Industrial CHP | FL | GEN3 | 6.5 | Wood/Wood Waste Biomass | WDS | ST | 12 | 1939 |  |  | (OS) Out of service and NOT expected to return to service in next calendar year
15726 | Rayonier Performance Fibers, LLC | 10562 | Rayonier Fernandina Mill | Industrial CHP | FL | GEN4 | 21 | Wood/Wood Waste Biomass | WDS | ST | 9 | 1950 |  |  | (OP) Operating
15726 | Rayonier Performance Fibers, LLC | 10562 | Rayonier Fernandina Mill | Industrial CHP | FL | GEN5 | 21 | Wood/Wood Waste Biomass | WDS | ST | 10 | 2012 |  |  | (OP) Operating
14932 | US Operating Services Company | 10566 | Chambers Cogeneration LP | IPP CHP | NJ | GEN1 | 244 | Conventional Steam Coal | BIT | ST | 3 | 1994 |  |  | (OP) Operating
291 | Algonquin Windsor Locks LLC | 10567 | Algonquin Windsor Locks | IPP CHP | CT | GTG | 35 | Natural Gas Fired Combined Cycle | NG | CT | 1 | 1990 |  |  | (OP) Operating
291 | Algonquin Windsor Locks LLC | 10567 | Algonquin Windsor Locks | IPP CHP | CT | GTG2 | 13 | Natural Gas Fired Combined Cycle | NG | CT | 7 | 2012 |  |  | (OP) Operating
291 | Algonquin Windsor Locks LLC | 10567 | Algonquin Windsor Locks | IPP CHP | CT | STG | 16 | Natural Gas Fired Combined Cycle | NG | CA | 1 | 1990 |  |  | (OP) Operating
914 | Total Petrochemicals USA Inc | 10568 | Port Arthur Texas Refinery | Industrial CHP | TX | GEN1 | 25 | Natural Gas Fired Combustion Turbine | NG | GT | 8 | 1988 |  |  | (OP) Operating
379 | Alon USA LP | 10569 | Big Spring Texas Refinery | Industrial Non-CHP | TX | GENA | 1 | All Other | PUR | ST | 1 | 1986 |  |  | (OP) Operating |  |  | 0 |  |  | 0
23037 | Errol Hydroelectric Co LLC | 10570 | Errol Hydroelectric Project | IPP Non-CHP | NH | 1 | 3 | Conventional Hydroelectric | WAT | HY | 11 | 1986 |  |  | (OP) Operating
2770 | Terra-Gen Operating Co LLC | 10586 | Cameron Ridge LLC | IPP Non-CHP | CA | EXIS | 59.6 | Onshore Wind Turbine | WND | WT | 12 | 1984 |  |  | (OP) Operating
135 | Agrilectric Power Partners Ltd | 10593 | Agrilectric Power Partners Ltd | IPP Non-CHP | LA | GEN1 | 10.9 | Other Waste Biomass | AB | ST | 7 | 1984 |  |  | (OP) Operating
2770 | Terra-Gen Operating Co LLC | 10597 | Ridgetop Energy LLC | IPP Non-CHP | CA | WGN1 | 29 | Onshore Wind Turbine | WND | WT | 1 | 1984 |  |  | (OP) Operating
56596 | Union Tribune LLC | 10600 | Union Tribune Publishing | Industrial CHP | CA | GEN1 | 3.1 | Natural Gas Fired Combustion Turbine | NG | GT | 3 | 1982 |  |  | (SB) Standby/Backup: available for service but not normally used
2674 | Tesoro Refining & Marketing Company LLC | 10601 | Tesoro Wilmington Calciner | Industrial CHP | CA | GEN1 | 30.7 | All Other | WH | ST | 12 | 1982 |  |  | (OP) Operating
5670 | Ebensburg Power Co | 10603 | Ebensburg Power | IPP CHP | PA | GEN1 | 50 | Conventional Steam Coal | WC | ST | 11 | 1990 |  |  | (OP) Operating
8286 | Hawaiian Commercial and Sugar Company | 10604 | Hawaiian Comm & Sugar Puunene Mill | Industrial CHP | HI | PUU3 | 10 | Other Waste Biomass | AB | ST | 6 | 1972 |  |  | (OP) Operating
8286 | Hawaiian Commercial and Sugar Company | 10604 | Hawaiian Comm & Sugar Puunene Mill | Industrial CHP | HI | PUU4 | 20 | Other Waste Biomass | AB | ST | 11 | 1982 |  |  | (OP) Operating
8286 | Hawaiian Commercial and Sugar Company | 10604 | Hawaiian Comm & Sugar Puunene Mill | Industrial CHP | HI | PUU5 | 16.1 | Other Waste Biomass | AB | ST | 7 | 2000 |  |  | (OP) Operating
50003 | Brunswick Cellulose LLC | 10605 | Brunswick Cellulose | Industrial CHP | GA | GEN3 | 9.2 | Wood/Wood Waste Biomass | BLQ | ST | 6 | 1954 |  |  | (OP) Operating
50003 | Brunswick Cellulose LLC | 10605 | Brunswick Cellulose | Industrial CHP | GA | GEN4 | 50 | Wood/Wood Waste Biomass | BLQ | ST | 8 | 1960 |  |  | (OP) Operating
50003 | Brunswick Cellulose LLC | 10605 | Brunswick Cellulose | Industrial CHP | GA | GEN5 | 13 | Wood/Wood Waste Biomass | BLQ | ST | 10 | 1996 |  |  | (OP) Operating
4580 | Georgia-Pacific LLC | 10606 | Georgia-Pacific Crossett | Industrial CHP | AR | GEN4 | 28 | Wood/Wood Waste Biomass | BLQ | ST | 5 | 1962 |  |  | (OP) Operating
4580 | Georgia-Pacific LLC | 10606 | Georgia-Pacific Crossett | Industrial CHP | AR | GEN5 | 30.6 | Wood/Wood Waste Biomass | BLQ | ST | 1 | 1969 |  |  | (OP) Operating
4580 | Georgia-Pacific LLC | 10606 | Georgia-Pacific Crossett | Industrial CHP | AR | GEN6 | 36 | Wood/Wood Waste Biomass | BLQ | ST | 6 | 1982 |  |  | (OP) Operating
56467 | Ampersand Gilman Hydro LP | 10608 | Gilman Mill | IPP Non-CHP | VT | GEN1 | 2.1 | Conventional Hydroelectric | WAT | HY | 3 | 1986 |  |  | (OP) Operating
56467 | Ampersand Gilman Hydro LP | 10608 | Gilman Mill | IPP Non-CHP | VT | GEN2 | 0.9 | Conventional Hydroelectric | WAT | HY | 1 | 1966 |  |  | (OP) Operating
56467 | Ampersand Gilman Hydro LP | 10608 | Gilman Mill | IPP Non-CHP | VT | GEN3 | 0.7 | Conventional Hydroelectric | WAT | HY | 1 | 1941 |  |  | (OP) Operating
56467 | Ampersand Gilman Hydro LP | 10608 | Gilman Mill | IPP Non-CHP | VT | GEN4 | 0.6 | Conventional Hydroelectric | WAT | HY | 1 | 1941 |  |  | (OP) Operating
7166 | Georgia-Pacific Monticello LLC | 10610 | Georgia-Pacific Monticello Paper | Industrial CHP | MS | GEN1 | 22.6 | Wood/Wood Waste Biomass | BLQ | ST | 6 | 1968 |  |  | (OP) Operating
7166 | Georgia-Pacific Monticello LLC | 10610 | Georgia-Pacific Monticello Paper | Industrial CHP | MS | GEN2 | 31.2 | Wood/Wood Waste Biomass | BLQ | ST | 6 | 1968 |  |  | (OP) Operating
50128 | Georgia-Pacific Consr Ops LLC-Palatka | 10611 | Georgia-Pacific Palatka Operations | Industrial CHP | FL | GEN2 | 7 | Natural Gas Steam Turbine | NG | ST | 6 | 1956 | 6 | 2016 | (OS) Out of service and NOT expected to return to service in next calendar year
50128 | Georgia-Pacific Consr Ops LLC-Palatka | 10611 | Georgia-Pacific Palatka Operations | Industrial CHP | FL | GEN4 | 44.6 | Wood/Wood Waste Biomass | BLQ | ST | 6 | 1965 |  |  | (OP) Operating
50128 | Georgia-Pacific Consr Ops LLC-Palatka | 10611 | Georgia-Pacific Palatka Operations | Industrial CHP | FL | GEN8 | 25.1 | Wood/Wood Waste Biomass | BLQ | ST | 5 | 1993 |  |  | (OP) Operating
50129 | Georgia-Pacific Cons Op LLC Port Hudson | 10612 | Georgia-Pacific Port Hudson | Industrial CHP | LA | GEN1 | 67.7 | Wood/Wood Waste Biomass | BLQ | ST | 6 | 1986 |  |  | (OP) Operating
50129 | Georgia-Pacific Cons Op LLC Port Hudson | 10612 | Georgia-Pacific Port Hudson | Industrial CHP | LA | GEN2 | 60 | Petroleum Coke | PC | ST | 5 | 2007 |  |  | (OP) Operating
5232 | Woodland Pulp LLC | 10613 | Domtar - Woodland Mill | Industrial CHP | ME | HG1 | 2.9 | Conventional Hydroelectric | WAT | HY | 6 | 1912 |  |  | (OP) Operating
5232 | Woodland Pulp LLC | 10613 | Domtar - Woodland Mill | Industrial CHP | ME | HG10 | 1.1 | Conventional Hydroelectric | WAT | HY | 6 | 1970 |  |  | (SB) Standby/Backup: available for service but not normally used
5232 | Woodland Pulp LLC | 10613 | Domtar - Woodland Mill | Industrial CHP | ME | HG2 | 2.9 | Conventional Hydroelectric | WAT | HY | 6 | 1912 |  |  | (SB) Standby/Backup: available for service but not normally used
5232 | Woodland Pulp LLC | 10613 | Domtar - Woodland Mill | Industrial CHP | ME | HG3 | 3.1 | Conventional Hydroelectric | WAT | HY | 6 | 1929 |  |  | (OP) Operating
5232 | Woodland Pulp LLC | 10613 | Domtar - Woodland Mill | Industrial CHP | ME | HG4 | 0.8 | Conventional Hydroelectric | WAT | HY | 6 | 1906 |  |  | (SB) Standby/Backup: available for service but not normally used
5232 | Woodland Pulp LLC | 10613 | Domtar - Woodland Mill | Industrial CHP | ME | HG5 | 0.8 | Conventional Hydroelectric | WAT | HY | 6 | 1906 |  |  | (SB) Standby/Backup: available for service but not normally used
5232 | Woodland Pulp LLC | 10613 | Domtar - Woodland Mill | Industrial CHP | ME | HG6 | 0.8 | Conventional Hydroelectric | WAT | HY | 6 | 1906 |  |  | (SB) Standby/Backup: available for service but not normally used
5232 | Woodland Pulp LLC | 10613 | Domtar - Woodland Mill | Industrial CHP | ME | HG7 | 1.5 | Conventional Hydroelectric | WAT | HY | 6 | 1970 |  |  | (OP) Operating
5232 | Woodland Pulp LLC | 10613 | Domtar - Woodland Mill | Industrial CHP | ME | HG8 | 1.9 | Conventional Hydroelectric | WAT | HY | 6 | 1970 |  |  | (OP) Operating
5232 | Woodland Pulp LLC | 10613 | Domtar - Woodland Mill | Industrial CHP | ME | HG9 | 1.9 | Conventional Hydroelectric | WAT | HY | 6 | 1970 |  |  | (OP) Operating
5232 | Woodland Pulp LLC | 10613 | Domtar - Woodland Mill | Industrial CHP | ME | TG10 | 26 | Wood/Wood Waste Biomass | BLQ | ST | 3 | 1966 |  |  | (OP) Operating
5232 | Woodland Pulp LLC | 10613 | Domtar - Woodland Mill | Industrial CHP | ME | TG11 | 20 | Wood/Wood Waste Biomass | BLQ | ST | 3 | 1970 |  |  | (OP) Operating
58338 | Lakeside Beaver Falls LLC | 10617 | CH Resources Beaver Falls | IPP CHP | NY | GEN1 | 50.8 | Natural Gas Fired Combined Cycle | NG | CT | 4 | 1995 |  |  | (OP) Operating
58338 | Lakeside Beaver Falls LLC | 10617 | CH Resources Beaver Falls | IPP CHP | NY | GEN2 | 29.8 | Natural Gas Fired Combined Cycle | NG | CA | 4 | 1995 |  |  | (OP) Operating
3085 | Carthage Energy LLC | 10620 | Carthage Energy LLC | IPP Non-CHP | NY | GEN1 | 38.2 | Natural Gas Fired Combined Cycle | NG | CT | 11 | 1991 |  |  | (OP) Operating
3085 | Carthage Energy LLC | 10620 | Carthage Energy LLC | IPP Non-CHP | NY | GEN2 | 21 | Natural Gas Fired Combined Cycle | NG | CA | 11 | 1991 |  |  | (OP) Operating
58337 | Lakeside Syracuse LLC | 10621 | CH Resources Syracuse | IPP Non-CHP | NY | GEN1 | 54.1 | Natural Gas Fired Combined Cycle | NG | CT | 1 | 1994 |  |  | (SB) Standby/Backup: available for service but not normally used
58337 | Lakeside Syracuse LLC | 10621 | CH Resources Syracuse | IPP Non-CHP | NY | GEN2 | 31.8 | Natural Gas Fired Combined Cycle | NG | CA | 1 | 1994 |  |  | (SB) Standby/Backup: available for service but not normally used
11216 | Los Angeles County | 10623 | Civic Center | Commercial CHP | CA | GEN1 | 22.1 | Natural Gas Fired Combined Cycle | NG | CT | 8 | 1989 |  |  | (OP) Operating
11216 | Los Angeles County | 10623 | Civic Center | Commercial CHP | CA | GEN2 | 1.5 | All Other | WH | CA | 8 | 1989 |  |  | (OP) Operating
55863 | Evergreen Packaging Inc | 10627 | Pine Bluff Mill | Industrial CHP | AR | 1TG1 | 32 | Wood/Wood Waste Biomass | BLQ | ST | 5 | 1958 |  |  | (OP) Operating
55863 | Evergreen Packaging Inc | 10627 | Pine Bluff Mill | Industrial CHP | AR | 2TG1 | 15 | Wood/Wood Waste Biomass | BLQ | ST | 5 | 1958 |  |  | (OP) Operating |  |  |  | 2018 | 6 | 0.9
55863 | Evergreen Packaging Inc | 10627 | Pine Bluff Mill | Industrial CHP | AR | 3TG1 | 13 | Wood/Wood Waste Biomass | BLQ | ST | 11 | 1962 |  |  | (OP) Operating
20541 | Wheelabrator Environmental Systems | 10629 | Wheelabrator Baltimore Refuse | IPP CHP | MD | GEN1 | 57 | Municipal Solid Waste | MSW | ST | 11 | 1984 |  |  | (OP) Operating | 2017 | 1 | 2
20541 | Wheelabrator Environmental Systems | 10629 | Wheelabrator Baltimore Refuse | IPP CHP | MD | GEN2 | 4.3 | Municipal Solid Waste | MSW | ST | 1 | 2001 |  |  | (OP) Operating
49899 | CalEnergy Operating Corporation | 10631 | CE Leathers | IPP Non-CHP | CA | GEN1 | 42 | Geothermal | GEO | ST | 11 | 1989 |  |  | (OP) Operating
49899 | CalEnergy Operating Corporation | 10632 | Del Ranch Company | IPP Non-CHP | CA | GEN1 | 42 | Geothermal | GEO | ST | 10 | 1988 |  |  | (OP) Operating
19091 | Suez Energy Generation NA, Inc. | 10633 | Hopewell Cogeneration | IPP CHP | VA | GT1 | 84.1 | Natural Gas Fired Combined Cycle | NG | CT | 1 | 1990 |  |  | (OP) Operating |  |  |  | 2016 | 6 | 10
19091 | Suez Energy Generation NA, Inc. | 10633 | Hopewell Cogeneration | IPP CHP | VA | GT2 | 84.1 | Natural Gas Fired Combined Cycle | NG | CT | 2 | 1990 |  |  | (OP) Operating |  |  |  | 2016 | 6 | 10
19091 | Suez Energy Generation NA, Inc. | 10633 | Hopewell Cogeneration | IPP CHP | VA | GT3 | 84.1 | Natural Gas Fired Combined Cycle | NG | CT | 3 | 1990 |  |  | (OP) Operating |  |  |  | 2016 | 6 | 10
19091 | Suez Energy Generation NA, Inc. | 10633 | Hopewell Cogeneration | IPP CHP | VA | ST1 | 96 | All Other | OTH | CA | 3 | 1990 |  |  | (OP) Operating
49899 | CalEnergy Operating Corporation | 10634 | Elmore Company | IPP Non-CHP | CA | GEN1 | 42 | Geothermal | GEO | ST | 11 | 1988 |  |  | (OP) Operating
56466 | Juniper Generation LLC | 10635 | Corona Cogen | IPP CHP | CA | GEN1 | 40 | Natural Gas Fired Combustion Turbine | NG | GT | 6 | 1988 |  |  | (OP) Operating
2884 | Cambria CoGen Co | 10641 | Cambria Cogen | IPP CHP | PA | GEN1 | 87.5 | Conventional Steam Coal | WC | ST | 3 | 1991 |  |  | (OP) Operating
473 | Covanta Hempstead Company | 10642 | Covanta Hempstead | IPP Non-CHP | NY | GEN1 | 71.8 | Municipal Solid Waste | MSW | ST | 4 | 1989 |  |  | (OP) Operating
542 | Covanta Essex Company | 10643 | Covanta Essex Company | IPP Non-CHP | NJ | GEN1 | 30 | Municipal Solid Waste | MSW | ST | 11 | 1990 |  |  | (OP) Operating
542 | Covanta Essex Company | 10643 | Covanta Essex Company | IPP Non-CHP | NJ | GEN2 | 30 | Municipal Solid Waste | MSW | ST | 11 | 1990 |  |  | (OP) Operating
528 | Covanta Southeastern Connecticut Company | 10646 | Covanta Southeastern Connecticut Company | IPP Non-CHP | CT | GEN1 | 12 | Municipal Solid Waste | MSW | ST | 12 | 1991 |  |  | (OP) Operating
56888 | Brea Generation LLC | 10648 | Olinda Landfill Gas Recovery Plant | IPP Non-CHP | CA | GEN1 | 1.7 | Landfill Gas | LFG | IC | 12 | 1985 |  |  | (OP) Operating
56888 | Brea Generation LLC | 10648 | Olinda Landfill Gas Recovery Plant | IPP Non-CHP | CA | GEN2 | 1.7 | Landfill Gas | LFG | IC | 12 | 1985 |  |  | (OP) Operating
56888 | Brea Generation LLC | 10648 | Olinda Landfill Gas Recovery Plant | IPP Non-CHP | CA | GEN3 | 1.7 | Landfill Gas | LFG | IC | 12 | 1985 |  |  | (OP) Operating
56466 | Juniper Generation LLC | 10649 | Bear Mountain Cogen | IPP CHP | CA | GEN1 | 46 | Natural Gas Fired Combustion Turbine | NG | GT | 4 | 1995 |  |  | (OP) Operating
56466 | Juniper Generation LLC | 10650 | Badger Creek Cogen | IPP CHP | CA | GEN1 | 46 | Natural Gas Fired Combustion Turbine | NG | GT | 4 | 1991 |  |  | (OP) Operating
2565 | North American Energy Services | 10652 | Burney Forest Products | IPP CHP | CA | GEN1 | 31 | Wood/Wood Waste Biomass | WDS | ST | 10 | 1989 |  |  | (OP) Operating
6789 | French Paper Co | 10656 | French Paper Hydro | Industrial Non-CHP | MI | 1 | 0.3 | Conventional Hydroelectric | WAT | HY | 1 | 1922 |  |  | (OP) Operating
6789 | French Paper Co | 10656 | French Paper Hydro | Industrial Non-CHP | MI | 2 | 0.4 | Conventional Hydroelectric | WAT | HY | 1 | 1927 |  |  | (OP) Operating
6789 | French Paper Co | 10656 | French Paper Hydro | Industrial Non-CHP | MI | 3 | 0.3 | Conventional Hydroelectric | WAT | HY | 1 | 1930 |  |  | (OP) Operating
6789 | French Paper Co | 10656 | French Paper Hydro | Industrial Non-CHP | MI | 4 | 0.2 | Conventional Hydroelectric | WAT | HY | 1 | 1921 |  |  | (OP) Operating
3953 | Collins Pine Co | 10661 | Collins Pine Project | Industrial CHP | CA | GEN4 | 12 | Wood/Wood Waste Biomass | WDS | ST | 12 | 1985 |  |  | (OP) Operating
21 | AES Shady Point LLC | 10671 | AES Shady Point LLC | IPP CHP | OK | GEN1 | 160 | Conventional Steam Coal | BIT | ST | 9 | 1990 |  |  | (OP) Operating
21 | AES Shady Point LLC | 10671 | AES Shady Point LLC | IPP CHP | OK | GEN2 | 160 | Conventional Steam Coal | BIT | ST | 11 | 1990 |  |  | (OP) Operating
56730 | Cedar Bay Operating Services LLC | 10672 | Cedar Bay Generating Company LP | IPP CHP | FL | GEN1 | 250 | Conventional Steam Coal | BIT | ST | 1 | 1994 | 12 | 2017 | (OP) Operating
177 | AES Hawaii Inc | 10673 | AES Hawaii | IPP CHP | HI | GEN1 | 180 | Conventional Steam Coal | BIT | ST | 5 | 1992 | 9 | 2022 | (OP) Operating
178 | CES Placerita Inc | 10677 | CES Placerita Power Plant | IPP Non-CHP | CA | UNT2 | 46 | Natural Gas Fired Combined Cycle | NG | CT | 6 | 1988 |  |  | (OS) Out of service and NOT expected to return to service in next calendar year
178 | CES Placerita Inc | 10677 | CES Placerita Power Plant | IPP Non-CHP | CA | UNT3 | 23 | Natural Gas Fired Combined Cycle | NG | CA | 6 | 1988 |  |  | (OS) Out of service and NOT expected to return to service in next calendar year
35 | AES WR Ltd Partnership | 10678 | AES Warrior Run Cogeneration Facility | IPP CHP | MD | GEN1 | 180 | Conventional Steam Coal | BIT | ST | 8 | 1999 |  |  | (OP) Operating
55307 | Colorado Energy Management | 10682 | Brush Generation Facility | IPP Non-CHP | CO | GT1 | 25 | Natural Gas Fired Combined Cycle | NG | CT | 10 | 1990 |  |  | (OP) Operating
55307 | Colorado Energy Management | 10682 | Brush Generation Facility | IPP Non-CHP | CO | GT2 | 25 | Natural Gas Fired Combustion Turbine | NG | GT | 10 | 1990 |  |  | (OP) Operating
55307 | Colorado Energy Management | 10682 | Brush Generation Facility | IPP Non-CHP | CO | GT3 | 32 | Natural Gas Fired Combined Cycle | NG | CT | 1 | 1994 |  |  | (OP) Operating
55307 | Colorado Energy Management | 10682 | Brush Generation Facility | IPP Non-CHP | CO | GT4 | 25 | Natural Gas Fired Combined Cycle | NG | CT | 6 | 1999 |  |  | (OP) Operating
55307 | Colorado Energy Management | 10682 | Brush Generation Facility | IPP Non-CHP | CO | GT5 | 25 | Natural Gas Fired Combined Cycle | NG | CT | 6 | 1999 |  |  | (OP) Operating
55307 | Colorado Energy Management | 10682 | Brush Generation Facility | IPP Non-CHP | CO | ST1 | 30 | Natural Gas Fired Combined Cycle | NG | CA | 10 | 1990 |  |  | (OP) Operating
55307 | Colorado Energy Management | 10682 | Brush Generation Facility | IPP Non-CHP | CO | ST2 | 40 | Natural Gas Fired Combined Cycle | NG | CA | 1 | 1994 |  |  | (OP) Operating
55307 | Colorado Energy Management | 10682 | Brush Generation Facility | IPP Non-CHP | CO | ST4 | 90 | Natural Gas Fired Combined Cycle | NG | CA | 9 | 2002 |  |  | (OP) Operating
49968 | Searles Valley Minerals Operations Inc. | 10684 | Argus Cogen Plant | Industrial CHP | CA | TG5 | 7 | Conventional Steam Coal | RC | ST | 12 | 1947 |  |  | (OA) Out of service but expected to return to service in next calendar year
49968 | Searles Valley Minerals Operations Inc. | 10684 | Argus Cogen Plant | Industrial CHP | CA | TG8 | 25 | Conventional Steam Coal | RC | ST | 7 | 1978 |  |  | (OP) Operating
49968 | Searles Valley Minerals Operations Inc. | 10684 | Argus Cogen Plant | Industrial CHP | CA | TG9 | 25 | Conventional Steam Coal | RC | ST | 7 | 1978 |  |  | (OP) Operating
49968 | Searles Valley Minerals Operations Inc. | 10685 | Westend Facility | Industrial CHP | CA | PINA | 15 | Natural Gas Fired Combustion Turbine | NG | GT | 1 | 1969 |  |  | (OS) Out of service and NOT expected to return to service in next calendar year
12647 | ALLETE, Inc. | 10686 | Rapids Energy Center | Electric Utility | MN | 6 | 13.1 | Wood/Wood Waste Biomass | WDS | ST | 1 | 1969 |  |  | (OP) Operating
12647 | ALLETE, Inc. | 10686 | Rapids Energy Center | Electric Utility | MN | 7 | 15.1 | Wood/Wood Waste Biomass | WDS | ST | 1 | 1980 |  |  | (OP) Operating
12647 | ALLETE, Inc. | 10686 | Rapids Energy Center | Electric Utility | MN | HYD | 0.8 | Conventional Hydroelectric | WAT | HY | 1 | 1943 |  |  | (OP) Operating
34688 | CHI Energy Inc | 10687 | Black River Hydro Associates | IPP Non-CHP | NY | DE1 | 1.5 | Conventional Hydroelectric | WAT | HY | 1 | 1984 |  |  | (OP) Operating
34688 | CHI Energy Inc | 10687 | Black River Hydro Associates | IPP Non-CHP | NY | PL1 | 2.1 | Conventional Hydroelectric | WAT | HY | 1 | 1984 |  |  | (OP) Operating
34688 | CHI Energy Inc | 10687 | Black River Hydro Associates | IPP Non-CHP | NY | RI1 | 1.8 | Conventional Hydroelectric | WAT | HY | 1 | 1984 |  |  | (OP) Operating
6088 | Exxon Mobil Corp | 10690 | ExxonMobil Baton Rouge Turbine Generator | Industrial CHP | LA | CTG1 | 76.7 | Natural Gas Fired Combustion Turbine | NG | GT | 5 | 1990 |  |  | (OP) Operating
6091 | Exxon Mobil Refining and Supply Co. | 10692 | ExxonMobil Baytown Turbine | Industrial CHP | TX | GEN1 | 27 | Natural Gas Fired Combustion Turbine | NG | GT | 2 | 1989 |  |  | (OP) Operating
6091 | Exxon Mobil Refining and Supply Co. | 10692 | ExxonMobil Baytown Turbine | Industrial CHP | TX | GEN2 | 27 | Natural Gas Fired Combustion Turbine | NG | GT | 4 | 1989 |  |  | (OP) Operating
6091 | Exxon Mobil Refining and Supply Co. | 10692 | ExxonMobil Baytown Turbine | Industrial CHP | TX | GEN3 | 27 | Natural Gas Fired Combustion Turbine | NG | GT | 3 | 1989 |  |  | (OP) Operating
6091 | Exxon Mobil Refining and Supply Co. | 10692 | ExxonMobil Baytown Turbine | Industrial CHP | TX | GEN4 | 76 | Natural Gas Fired Combustion Turbine | NG | GT | 1 | 1997 |  |  | (OP) Operating
6091 | Exxon Mobil Refining and Supply Co. | 10692 | ExxonMobil Baytown Turbine | Industrial CHP | TX | GEN5 | 140 | Natural Gas Fired Combustion Turbine | NG | GT | 12 | 2004 |  |  | (OP) Operating
11704 | Maryland Environmental Service | 10693 | Eastern Correctional Institute | Commercial CHP | MD | 1147 | 1.3 | Wood/Wood Waste Biomass | WDS | ST | 8 | 1987 |  |  | (OP) Operating
11704 | Maryland Environmental Service | 10693 | Eastern Correctional Institute | Commercial CHP | MD | 1148 | 1.3 | Wood/Wood Waste Biomass | WDS | ST | 8 | 1987 |  |  | (OP) Operating
11704 | Maryland Environmental Service | 10693 | Eastern Correctional Institute | Commercial CHP | MD | DG1 | 1 | Petroleum Liquids | DFO | IC | 11 | 1988 |  |  | (SB) Standby/Backup: available for service but not normally used
11704 | Maryland Environmental Service | 10693 | Eastern Correctional Institute | Commercial CHP | MD | DG2 | 1 | Petroleum Liquids | DFO | IC | 11 | 1988 |  |  | (SB) Standby/Backup: available for service but not normally used
49911 | Swift River Hydro Operations Co., Inc | 10694 | Pepperell Hydro Power Plant | Industrial Non-CHP | MA | 2121 | 0.8 | Conventional Hydroelectric | WAT | HY | 1 | 1920 |  |  | (OA) Out of service but expected to return to service in next calendar year
49911 | Swift River Hydro Operations Co., Inc | 10694 | Pepperell Hydro Power Plant | Industrial Non-CHP | MA | 8281 | 0.8 | Conventional Hydroelectric | WAT | HY | 1 | 1920 |  |  | (OP) Operating
49911 | Swift River Hydro Operations Co., Inc | 10694 | Pepperell Hydro Power Plant | Industrial Non-CHP | MA | G3 | 0.6 | Conventional Hydroelectric | WAT | HY | 12 | 2006 |  |  | (OP) Operating
56500 | KPAQ Industries LLC | 10697 | St Francisville Mill | Industrial CHP | LA | GEN2 | 16.5 | Wood/Wood Waste Biomass | BLQ | ST | 3 | 1966 |  |  | (OP) Operating
7475 | Graphic Packaging Corp | 10698 | Graphic Packaging | Industrial CHP | MI | GEN1 | 5 | Natural Gas Steam Turbine | NG | ST | 2 | 1959 |  |  | (OS) Out of service and NOT expected to return to service in next calendar year
7475 | Graphic Packaging Corp | 10698 | Graphic Packaging | Industrial CHP | MI | GEN2 | 1.5 | Natural Gas Steam Turbine | NG | ST | 1 | 1992 |  |  | (OP) Operating
7136 | Georgia-Pacific Consr Prods LP-Naheola | 10699 | Georgia-Pacific Consr Prods LP-Naheola | Industrial CHP | AL | GEN1 | 14.5 | Wood/Wood Waste Biomass | BLQ | ST | 8 | 1959 |  |  | (OP) Operating
7136 | Georgia-Pacific Consr Prods LP-Naheola | 10699 | Georgia-Pacific Consr Prods LP-Naheola | Industrial CHP | AL | GEN2 | 14.5 | Wood/Wood Waste Biomass | BLQ | ST | 5 | 1962 |  |  | (OP) Operating
7136 | Georgia-Pacific Consr Prods LP-Naheola | 10699 | Georgia-Pacific Consr Prods LP-Naheola | Industrial CHP | AL | GT3 | 43.8 | Wood/Wood Waste Biomass | BLQ | ST | 4 | 1993 |  |  | (OP) Operating
56448 | Red Shield Acquisition LLC | 10700 | Red Shield Envir Old Town Facility | Industrial CHP | ME | TG4 | 7.5 | Wood/Wood Waste Biomass | BLQ | ST | 7 | 1965 |  |  | (OP) Operating
56448 | Red Shield Acquisition LLC | 10700 | Red Shield Envir Old Town Facility | Industrial CHP | ME | TG6 | 14 | Wood/Wood Waste Biomass | WDS | ST | 12 | 1987 |  |  | (OP) Operating
17725 | Snow Mountain Hydro LLC | 10706 | Burney Creek | IPP Non-CHP | CA | GEN1 | 3 | Conventional Hydroelectric | WAT | HY | 3 | 1990 |  |  | (OP) Operating
17725 | Snow Mountain Hydro LLC | 10707 | Cove Hydroelectric | IPP Non-CHP | CA | GEN1 | 5 | Conventional Hydroelectric | WAT | HY | 2 | 1990 |  |  | (OP) Operating
17725 | Snow Mountain Hydro LLC | 10708 | Lost Creek I | IPP Non-CHP | CA | GEN1 | 1.1 | Conventional Hydroelectric | WAT | HY | 12 | 1989 |  |  | (OP) Operating
17725 | Snow Mountain Hydro LLC | 10709 | Ponderosa Bailey Creek | IPP Non-CHP | CA | GEN1 | 1.1 | Conventional Hydroelectric | WAT | HY | 3 | 1990 |  |  | (OP) Operating
16630 | San Gorgonio Farms Inc | 10718 | Karen Avenue Wind Farm | IPP Non-CHP | CA | WND | 11.7 | Onshore Wind Turbine | WND | WT | 1 | 1985 |  |  | (OP) Operating
54760 | Hawthorne Power Systems | 10720 | Kyocera America Project | Industrial CHP | CA | 0287 | 1.7 | Natural Gas Internal Combustion Engine | NG | IC | 9 | 2012 |  |  | (OP) Operating
54760 | Hawthorne Power Systems | 10720 | Kyocera America Project | Industrial CHP | CA | 0333 | 2.1 | Natural Gas Internal Combustion Engine | NG | IC | 9 | 2012 |  |  | (OP) Operating
16909 | Selkirk Cogen Partners LP | 10725 | Selkirk Cogen | IPP CHP | NY | GEN1 | 76.2 | Natural Gas Fired Combined Cycle | NG | CT | 4 | 1992 |  |  | (OP) Operating
16909 | Selkirk Cogen Partners LP | 10725 | Selkirk Cogen | IPP CHP | NY | GEN2 |  | Natural Gas Fired Combined Cycle | NG | CA | 4 | 1992 |  |  | (SB) Standby/Backup: available for service but not normally used
16909 | Selkirk Cogen Partners LP | 10725 | Selkirk Cogen | IPP CHP | NY | GEN3 | 270.4 | Natural Gas Fired Combined Cycle | NG | CT | 4 | 1994 |  |  | (OP) Operating
16909 | Selkirk Cogen Partners LP | 10725 | Selkirk Cogen | IPP CHP | NY | GEN4 |  | Natural Gas Fired Combined Cycle | NG | CT | 4 | 1994 |  |  | (OP) Operating
16909 | Selkirk Cogen Partners LP | 10725 | Selkirk Cogen | IPP CHP | NY | GEN5 |  | Natural Gas Fired Combined Cycle | NG | CA | 4 | 1994 |  |  | (OP) Operating
11741 | Masspower | 10726 | Masspower | IPP CHP | MA | GEN1 | 83 | Natural Gas Fired Combined Cycle | NG | CT | 7 | 1993 |  |  | (OP) Operating
11741 | Masspower | 10726 | Masspower | IPP CHP | MA | GEN2 | 83 | Natural Gas Fired Combined Cycle | NG | CT | 7 | 1993 |  |  | (OP) Operating
11741 | Masspower | 10726 | Masspower | IPP CHP | MA | GEN3 | 79 | Natural Gas Fired Combined Cycle | NG | CA | 7 | 1993 |  |  | (OP) Operating
56838 | KEI (Maine) Power Management (III) LLC | 10728 | Barker Lower | IPP Non-CHP | ME | GEN1 | 1.5 | Conventional Hydroelectric | WAT | HY | 4 | 1986 |  |  | (OP) Operating
3103 | Cargill Inc | 10729 | Cargill Corn Wet Milling Plant | Industrial CHP | TN | GEN1 | 10.3 | Conventional Steam Coal | BIT | ST | 5 | 1985 |  |  | (OP) Operating | [5 empty] | 0
6830 | Fulcrum Inc | 10735 | Barber Dam | IPP Non-CHP | ID | GEN1 | 4 | Conventional Hydroelectric | WAT | HY | 8 | 1990 |  |  | (OP) Operating
8353 | Sprague Hydro LLC | 10737 | Sprague Hydro | IPP Non-CHP | OR | GEN1 | 1 | Conventional Hydroelectric | WAT | HY | 10 | 1989 |  |  | (OP) Operating
8696 | Hoge Lumber Co | 10739 | Hoge Lumber | Industrial Non-CHP | OH | AC3M | 1.2 | Wood/Wood Waste Biomass | WDS | ST | 12 | 1985 |  |  | (OP) Operating
8696 | Hoge Lumber Co | 10739 | Hoge Lumber | Industrial Non-CHP | OH | W750 | 0.3 | Wood/Wood Waste Biomass | WDS | ST | 1 | 1972 |  |  | (OS) Out of service and NOT expected to return to service in next calendar year
11495 | Magic Reservoir Hydroelec Inc | 10740 | Magic Dam Hydroelectric Project | IPP Non-CHP | ID | GEN1 | 2.9 | Conventional Hydroelectric | WAT | HY | 5 | 1989 |  |  | (OP) Operating
11495 | Magic Reservoir Hydroelec Inc | 10740 | Magic Dam Hydroelectric Project | IPP Non-CHP | ID | GEN2 | 2.9 | Conventional Hydroelectric | WAT | HY | 5 | 1989 |  |  | (OP) Operating
11495 | Magic Reservoir Hydroelec Inc | 10740 | Magic Dam Hydroelectric Project | IPP Non-CHP | ID | GEN3 | 2.9 | Conventional Hydroelectric | WAT | HY | 5 | 1989 |  |  | (OP) Operating
3775 | Clear Lake Cogeneration LP | 10741 | Clear Lake Cogeneration Ltd | IPP CHP | TX | G102 | 100 | Natural Gas Fired Combined Cycle | NG | CT | 1 | 1985 |  |  | (OP) Operating
3775 | Clear Lake Cogeneration LP | 10741 | Clear Lake Cogeneration Ltd | IPP CHP | TX | G103 | 100 | Natural Gas Fired Combined Cycle | NG | CT | 1 | 1985 |  |  | (OP) Operating
3775 | Clear Lake Cogeneration LP | 10741 | Clear Lake Cogeneration Ltd | IPP CHP | TX | G104 | 100 | Natural Gas Fired Combined Cycle | NG | CT | 1 | 1985 |  |  | (OP) Operating
3775 | Clear Lake Cogeneration LP | 10741 | Clear Lake Cogeneration Ltd | IPP CHP | TX | S101 | 50.3 | Natural Gas Fired Combined Cycle | NG | CA | 1 | 1985 |  |  | (OP) Operating
3775 | Clear Lake Cogeneration LP | 10741 | Clear Lake Cogeneration Ltd | IPP CHP | TX | S102 | 12.1 | Natural Gas Fired Combined Cycle | NG | CA | 1 | 1985 |  |  | (OP) Operating
12949 | Morgantown Energy Associates | 10743 | Morgantown Energy Facility | IPP CHP | WV | GEN1 | 50 | Conventional Steam Coal | WC | ST | 11 | 1991 |  |  | (OP) Operating
12492 | Midland Cogeneration Venture | 10745 | Midland Cogeneration Venture | IPP CHP | MI | 1G12 | 5.2 | Petroleum Liquids | DFO | IC | 2 | 1990 |  |  | (SB) Standby/Backup: available for service but not normally used
12492 | Midland Cogeneration Venture | 10745 | Midland Cogeneration Venture | IPP CHP | MI | BP15 | 13.4 | Natural Gas Fired Combined Cycle | NG | CA | 7 | 1998 |  |  | (OP) Operating
12492 | Midland Cogeneration Venture | 10745 | Midland Cogeneration Venture | IPP CHP | MI | GT10 | 88 | Natural Gas Fired Combined Cycle | NG | CT | 1 | 1990 |  |  | (OP) Operating
12492 | Midland Cogeneration Venture | 10745 | Midland Cogeneration Venture | IPP CHP | MI | GT11 | 88 | Natural Gas Fired Combined Cycle | NG | CT | 2 | 1990 |  |  | (OP) Operating
12492 | Midland Cogeneration Venture | 10745 | Midland Cogeneration Venture | IPP CHP | MI | GT12 | 88 | Natural Gas Fired Combined Cycle | NG | CT | 3 | 1990 |  |  | (OP) Operating
12492 | Midland Cogeneration Venture | 10745 | Midland Cogeneration Venture | IPP CHP | MI | GT13 | 88 | Natural Gas Fired Combined Cycle | NG | CT | 4 | 1990 |  |  | (OP) Operating
12492 | Midland Cogeneration Venture | 10745 | Midland Cogeneration Venture | IPP CHP | MI | GT14 | 88 | Natural Gas Fired Combined Cycle | NG | CT | 5 | 1990 |  |  | (OP) Operating
12492 | Midland Cogeneration Venture | 10745 | Midland Cogeneration Venture | IPP CHP | MI | GT3 | 88 | Natural Gas Fired Combined Cycle | NG | CT | 6 | 1989 |  |  | (OP) Operating
12492 | Midland Cogeneration Venture | 10745 | Midland Cogeneration Venture | IPP CHP | MI | GT4 | 88 | Natural Gas Fired Combined Cycle | NG | CT | 8 | 1989 |  |  | (OP) Operating
12492 | Midland Cogeneration Venture | 10745 | Midland Cogeneration Venture | IPP CHP | MI | GT5 | 88 | Natural Gas Fired Combined Cycle | NG | CT | 9 | 1989 |  |  | (OP) Operating
12492 | Midland Cogeneration Venture | 10745 | Midland Cogeneration Venture | IPP CHP | MI | GT6 | 88 | Natural Gas Fired Combined Cycle | NG | CT | 10 | 1989 |  |  | (OP) Operating
12492 | Midland Cogeneration Venture | 10745 | Midland Cogeneration Venture | IPP CHP | MI | GT7 | 88 | Natural Gas Fired Combined Cycle | NG | CT | 9 | 1989 |  |  | (OP) Operating
12492 | Midland Cogeneration Venture | 10745 | Midland Cogeneration Venture | IPP CHP | MI | GT8 | 88 | Natural Gas Fired Combined Cycle | NG | CT | 12 | 1989 |  |  | (OP) Operating
12492 | Midland Cogeneration Venture | 10745 | Midland Cogeneration Venture | IPP CHP | MI | GT9 | 88 | Natural Gas Fired Combined Cycle | NG | CT | 1 | 1990 |  |  | (OP) Operating
12492 | Midland Cogeneration Venture | 10745 | Midland Cogeneration Venture | IPP CHP | MI | ST1 | 410 | Natural Gas Fired Combined Cycle | NG | CA | 2 | 1990 |  |  | (OP) Operating
12492 | Midland Cogeneration Venture | 10745 | Midland Cogeneration Venture | IPP CHP | MI | ST2 | 380 | Natural Gas Fired Combined Cycle | NG | CA | 9 | 1990 |  |  | (SB) Standby/Backup: available for service but not normally used
570 | Covanta Delaware Valley LP | 10746 | Covanta Delaware Valley | IPP Non-CHP | PA | GEN1 | 80 | Municipal Solid Waste | MSW | ST | 4 | 1991 |  |  | (OP) Operating
12869 | Monterey Regional Waste Mgmt | 10748 | Marina Landfill Gas | Commercial Non-CHP | CA | U1C06 | 1.6 | Landfill Gas | LFG | IC | 5 | 2006 |  |  | (OP) Operating
12869 | Monterey Regional Waste Mgmt | 10748 | Marina Landfill Gas | Commercial Non-CHP | CA | U2J02 | 1 | Landfill Gas | LFG | IC | 9 | 2002 |  |  | (OP) Operating
12869 | Monterey Regional Waste Mgmt | 10748 | Marina Landfill Gas | Commercial Non-CHP | CA | U3J98 | 1 | Landfill Gas | LFG | IC | 4 | 1998 | 4 | 2016 | (OP) Operating
12869 | Monterey Regional Waste Mgmt | 10748 | Marina Landfill Gas | Commercial Non-CHP | CA | U4J08 | 1.4 | Landfill Gas | LFG | IC | 7 | 2009 |  |  | (OP) Operating
56516 | Morris Energy Operations Company, LLC | 10751 | Camden Plant Holding LLC | IPP Non-CHP | NJ | GEN1 | 94.9 | Natural Gas Fired Combined Cycle | NG | CT | 2 | 1993 |  |  | (OP) Operating
56516 | Morris Energy Operations Company, LLC | 10751 | Camden Plant Holding LLC | IPP Non-CHP | NJ | GEN2 | 50.1 | Natural Gas Fired Combined Cycle | NG | CA | 2 | 1993 |  |  | (OP) Operating
10575 | Lachute Hydro Co Inc | 10752 | Lachute Hydro Lower | IPP Non-CHP | NY | GEN1 | 3.6 | Conventional Hydroelectric | WAT | HY | 12 | 1987 |  |  | (OP) Operating
10575 | Lachute Hydro Co Inc | 10753 | Lachute Hydro Upper | IPP Non-CHP | NY | GEN1 | 4.9 | Conventional Hydroelectric | WAT | HY | 12 | 1987 |  |  | (OP) Operating
30151 | Tri-State G & T Assn, Inc | 10755 | Rifle Generating Station | Electric Utility | CO | GT2 | 13 | Natural Gas Fired Combined Cycle | NG | CT | 8 | 1987 |  |  | (OP) Operating
30151 | Tri-State G & T Assn, Inc | 10755 | Rifle Generating Station | Electric Utility | CO | GT3 | 13 | Natural Gas Fired Combined Cycle | NG | CT | 8 | 1987 |  |  | (OP) Operating
30151 | Tri-State G & T Assn, Inc | 10755 | Rifle Generating Station | Electric Utility | CO | GT4 | 13 | Natural Gas Fired Combined Cycle | NG | CT | 8 | 1987 |  |  | (OP) Operating
30151 | Tri-State G & T Assn, Inc | 10755 | Rifle Generating Station | Electric Utility | CO | ST1 | 21.2 | Natural Gas Fired Combined Cycle | NG | CA | 8 | 1987 |  |  | (OP) Operating
49899 | CalEnergy Operating Corporation | 10759 | Salton Sea Power Gen Co - Unit 3 | IPP Non-CHP | CA | GEN1 | 47.5 | Geothermal | GEO | ST | 2 | 1989 |  |  | (OP) Operating
13407 | Nevada Power Co | 10761 | Las Vegas Generating Station | Electric Utility | NV | GEN1 | 41 | Natural Gas Fired Combined Cycle | NG | CT | 3 | 1994 |  |  | (OP) Operating
13407 | Nevada Power Co | 10761 | Las Vegas Generating Station | Electric Utility | NV | GEN2 | 9 | Natural Gas Fired Combined Cycle | NG | CA | 4 | 1994 |  |  | (OP) Operating
13407 | Nevada Power Co | 10761 | Las Vegas Generating Station | Electric Utility | NV | GEN3 | 45 | Natural Gas Fired Combined Cycle | NG | CT | 1 | 2003 |  |  | (OP) Operating
13407 | Nevada Power Co | 10761 | Las Vegas Generating Station | Electric Utility | NV | GEN4 | 45 | Natural Gas Fired Combined Cycle | NG | CT | 1 | 2003 |  |  | (OP) Operating
13407 | Nevada Power Co | 10761 | Las Vegas Generating Station | Electric Utility | NV | GEN5 | 45 | Natural Gas Fired Combined Cycle | NG | CT | 1 | 2003 |  |  | (OP) Operating
13407 | Nevada Power Co | 10761 | Las Vegas Generating Station | Electric Utility | NV | GEN6 | 45 | Natural Gas Fired Combined Cycle | NG | CT | 1 | 2003 |  |  | (OP) Operating
13407 | Nevada Power Co | 10761 | Las Vegas Generating Station | Electric Utility | NV | GEN7 | 26 | Natural Gas Fired Combined Cycle | NG | CA | 1 | 2003 |  |  | (OP) Operating
13407 | Nevada Power Co | 10761 | Las Vegas Generating Station | Electric Utility | NV | GEN8 | 26 | Natural Gas Fired Combined Cycle | NG | CA | 1 | 2003 |  |  | (OP) Operating
34691 | Ormat Nevada Inc | 10763 | Geo East Mesa III | IPP Non-CHP | CA | GBU | 3.2 | Geothermal | GEO | BT | 4 | 2007 |  |  | (OP) Operating
34691 | Ormat Nevada Inc | 10763 | Geo East Mesa III | IPP Non-CHP | CA | GEN1 | 13.5 | Geothermal | GEO | ST | 5 | 1989 |  |  | (OP) Operating
56120 | Blue Lake Power LLC | 10764 | Blue Lake Power LLC | IPP Non-CHP | CA | GEN1 | 11.5 | Wood/Wood Waste Biomass | WDS | ST | 7 | 1985 |  |  | (OP) Operating
56402 | Covanta Maine LLC | 10765 | Indeck Jonesboro Energy Center | IPP Non-CHP | ME | GEN1 | 20.2 | Wood/Wood Waste Biomass | WDS | ST | 12 | 1987 |  |  | (SB) Standby/Backup: available for service but not normally used
56402 | Covanta Maine LLC | 10766 | Indeck West Enfield Energy Center | IPP Non-CHP | ME | GEN1 | 20.4 | Wood/Wood Waste Biomass | WDS | ST | 12 | 1987 |  |  | (OP) Operating
15986 | Rio Bravo Fresno | 10767 | Rio Bravo Fresno | IPP Non-CHP | CA | GEN1 | 24.3 | Wood/Wood Waste Biomass | WDS | ST | 7 | 1988 |  |  | (OP) Operating
16061 | Rio Bravo Jasmin | 10768 | Rio Bravo Jasmin | IPP CHP | CA | UP9 | 33 | Conventional Steam Coal | BIT | ST | 9 | 1989 |  |  | (OP) Operating
19876 | Virginia Electric & Power Co | 10771 | Hopewell Power Station | Electric Utility | VA | 1 | 51 | Wood/Wood Waste Biomass | WDS | ST | 7 | 1992 |  |  | (OP) Operating
16077 | Rio Bravo Rocklin | 10772 | Rio Bravo Rocklin | IPP Non-CHP | CA | GEN1 | 24.4 | Wood/Wood Waste Biomass | WDS | ST | 6 | 1989 |  |  | (OP) Operating
19876 | Virginia Electric & Power Co | 10773 | Altavista Power Station | Electric Utility | VA | 1 | 51 | Wood/Wood Waste Biomass | WDS | ST | 2 | 1992 |  |  | (OP) Operating
19876 | Virginia Electric & Power Co | 10774 | Southampton Power Station | Electric Utility | VA | 1 | 51 | Wood/Wood Waste Biomass | WDS | ST | 3 | 1992 |  |  | (OP) Operating
5533 | EF Oxnard, LLC | 10776 | E F Oxnard Energy Facility | IPP CHP | CA | GTG | 48.5 | Natural Gas Fired Combustion Turbine | NG | GT | 6 | 1990 |  |  | (OP) Operating
56866 | HL Power Company | 10777 | HL Power | IPP Non-CHP | CA | GEN1 | 30 | Wood/Wood Waste Biomass | WDS | ST | 7 | 1989 |  |  | (OP) Operating
10363 | Koyle Hydro Inc | 10781 | Koyle Ranch Hydroelectric Project | IPP Non-CHP | ID | GEN1 | 0.2 | Conventional Hydroelectric | WAT | HY | 12 | 1983 |  |  | (OP) Operating
10363 | Koyle Hydro Inc | 10781 | Koyle Ranch Hydroelectric Project | IPP Non-CHP | ID | GEN2 | 0.3 | Conventional Hydroelectric | WAT | HY | 12 | 1983 |  |  | (OP) Operating
10363 | Koyle Hydro Inc | 10781 | Koyle Ranch Hydroelectric Project | IPP Non-CHP | ID | GEN3 | 0.8 | Conventional Hydroelectric | WAT | HY | 12 | 1983 |  |  | (OP) Operating
4217 | Colstrip Energy LP | 10784 | Colstrip Energy LP | IPP Non-CHP | MT | GEN1 | 35 | Conventional Steam Coal | WC | ST | 2 | 1990 |  |  | (OP) Operating
782 | Aquenergy Systems Inc | 10787 | Piedmont Hydro Power Project | IPP Non-CHP | SC | GEN1 | 1 | Conventional Hydroelectric | WAT | HY | 5 | 1989 |  |  | (OP) Operating
5543 | E I DuPont De Nemours & Co | 10789 | Sabine River Works | Industrial CHP | TX | GEN1 | 82 | Natural Gas Fired Combined Cycle | NG | CT | 3 | 1987 |  |  | (OP) Operating
5543 | E I DuPont De Nemours & Co | 10789 | Sabine River Works | Industrial CHP | TX | GEN3 | 5 | Natural Gas Fired Combined Cycle | NG | CA | 1 | 1948 |  |  | (OP) Operating
50006 | Invista | 10790 | Victoria Texas Plant | Industrial CHP | TX | GEN1 | 75 | Natural Gas Fired Combustion Turbine | NG | GT | 4 | 1987 |  |  | (OP) Operating
50006 | Invista | 10795 | Camden South Carolina | Industrial CHP | SC | GEN1 | 5.5 | Conventional Steam Coal | BIT | ST | 1 | 1952 |  |  | (OP) Operating
50006 | Invista | 10795 | Camden South Carolina | Industrial CHP | SC | GEN2 | 5.5 | Conventional Steam Coal | BIT | ST | 1 | 1952 |  |  | (OS) Out of service and NOT expected to return to service in next calendar year
50006 | Invista | 10795 | Camden South Carolina | Industrial CHP | SC | GEN3 | 17.5 | Conventional Steam Coal | BIT | ST | 7 | 1993 |  |  | (OP) Operating
782 | Aquenergy Systems Inc | 10798 | Fries Hydroelectric Project | IPP Non-CHP | VA | GEN1 | 2 | Conventional Hydroelectric | WAT | HY | 1 | 1933 |  |  | (OP) Operating
782 | Aquenergy Systems Inc | 10798 | Fries Hydroelectric Project | IPP Non-CHP | VA | GEN2 | 0.8 | Conventional Hydroelectric | WAT | HY | 1 | 1933 |  |  | (OP) Operating
782 | Aquenergy Systems Inc | 10798 | Fries Hydroelectric Project | IPP Non-CHP | VA | GEN3 | 0.2 | Conventional Hydroelectric | WAT | HY | 1 | 1933 |  |  | (OP) Operating
782 | Aquenergy Systems Inc | 10798 | Fries Hydroelectric Project | IPP Non-CHP | VA | GEN4 | 2 | Conventional Hydroelectric | WAT | HY | 1 | 1981 |  |  | (OP) Operating
14685 | Pelzer Hydro Co Inc | 10799 | Pelzer Upper | IPP Non-CHP | SC | GEN1 | 1.9 | Conventional Hydroelectric | WAT | HY | 12 | 1989 |  |  | (OP) Operating
14685 | Pelzer Hydro Co Inc | 10800 | Pelzer Lower | IPP Non-CHP | SC | GEN1 | 3.1 | Conventional Hydroelectric | WAT | HY | 12 | 1989 |  |  | (OP) Operating
782 | Aquenergy Systems Inc | 10801 | Ware Shoals Hydro Project | IPP Non-CHP | SC | GEN1 | 3 | Conventional Hydroelectric | WAT | HY | 1 | 1939 |  |  | (OP) Operating
782 | Aquenergy Systems Inc | 10801 | Ware Shoals Hydro Project | IPP Non-CHP | SC | GEN2 | 3 | Conventional Hydroelectric | WAT | HY | 1 | 1986 |  |  | (OP) Operating
40052 | AG Energy LP | 10803 | Ogdensburg Power | IPP CHP | NY | GEN3 | 23 | Natural Gas Steam Turbine | NG | ST | 10 | 1993 |  |  | (OS) Out of service and NOT expected to return to service in next calendar year
5530 | E F Kenilworth LLC | 10805 | Kenilworth Energy Facility | IPP CHP | NJ | GEN1 | 20 | Natural Gas Fired Combined Cycle | NG | CT | 3 | 1989 |  |  | (OP) Operating
5530 | E F Kenilworth LLC | 10805 | Kenilworth Energy Facility | IPP CHP | NJ | GEN2 | 4.5 | Natural Gas Fired Combined Cycle | NG | CA | 4 | 1989 |  |  | (OP) Operating
3490 | Crystal Springs Hydro Elec LP | 10806 | Crystal Springs | IPP Non-CHP | ID | GEN1 | 2 | Conventional Hydroelectric | WAT | HY | 1 | 1988 |  |  | (OP) Operating
42806 | BP Hydro Associates | 10807 | Dietrich Drop | IPP Non-CHP | ID | GEN1 | 4.8 | Conventional Hydroelectric | WAT | HY | 8 | 1990 |  |  | (OP) Operating
42806 | BP Hydro Associates | 10808 | Low Line Rapids | IPP Non-CHP | ID | GEN1 | 2.7 | Conventional Hydroelectric | WAT | HY | 8 | 1990 |  |  | (OP) Operating
42806 | BP Hydro Associates | 10809 | Rock Creek II | IPP Non-CHP | ID | GEN1 | 1.8 | Conventional Hydroelectric | WAT | HY | 8 | 1990 |  |  | (OP) Operating
745 | Applied Energy Inc | 10810 | NTC/MCRD Energy Facility | IPP CHP | CA | GEN1 | 21.6 | Natural Gas Fired Combined Cycle | NG | CT | 5 | 1989 |  |  | (OP) Operating
745 | Applied Energy Inc | 10810 | NTC/MCRD Energy Facility | IPP CHP | CA | GEN2 | 2.2 | Natural Gas Fired Combined Cycle | NG | CA | 5 | 1989 |  |  | (OP) Operating
745 | Applied Energy Inc | 10811 | Naval Station Energy Facility | IPP CHP | CA | GEN1 | 36.7 | Natural Gas Fired Combined Cycle | NG | CT | 7 | 1989 |  |  | (OP) Operating
745 | Applied Energy Inc | 10811 | Naval Station Energy Facility | IPP CHP | CA | GEN2 | 9.8 | Natural Gas Fired Combined Cycle | NG | CA | 7 | 1989 |  |  | (OP) Operating
745 | Applied Energy Inc | 10811 | Naval Station Energy Facility | IPP CHP | CA | GEN3 | 4.8 | Natural Gas Fired Combined Cycle | NG | CA | 7 | 2005 |  |  | (OP) Operating
745 | Applied Energy Inc | 10812 | North Island Energy Facility | IPP CHP | CA | GEN1 | 38 | Natural Gas Fired Combined Cycle | NG | CT | 6 | 1989 |  |  | (OP) Operating
745 | Applied Energy Inc | 10812 | North Island Energy Facility | IPP CHP | CA | GEN2 | 3.5 | Natural Gas Fired Combined Cycle | NG | CA | 6 | 1989 |  |  | (OP) Operating
57170 | EDF Renewable Asset Holdings, Inc. | 10815 | Difwind Farms Ltd VII | IPP Non-CHP | CA | GEN1 | 21 | Onshore Wind Turbine | WND | WT | 1 | 1987 |  |  | (OP) Operating
5811 | Empire Hydro Partners | 10817 | Port Leyden Hydroelectric Project | IPP Non-CHP | NY | GEN1 | 0.5 | Conventional Hydroelectric | WAT | HY | 12 | 1985 |  |  | (OP) Operating
5811 | Empire Hydro Partners | 10817 | Port Leyden Hydroelectric Project | IPP Non-CHP | NY | GEN2 | 0.5 | Conventional Hydroelectric | WAT | HY | 12 | 1985 |  |  | (OP) Operating
82 | Ada Cogeneration Ltd Partnership | 10819 | Ada Cogeneration LP | IPP CHP | MI | GEN1 | 22 | Natural Gas Fired Combined Cycle | NG | CT | 10 | 1990 |  |  | (OP) Operating
82 | Ada Cogeneration Ltd Partnership | 10819 | Ada Cogeneration LP | IPP CHP | MI | GEN2 | 8 | Natural Gas Fired Combined Cycle | NG | CA | 10 | 1990 |  |  | (OP) Operating
17578 | South Orange Co Wastewtr Auth | 10820 | Aliso Water Management Agency | Commercial CHP | CA | GEN1 | 0.4 | Other Waste Biomass | OBG | IC | 3 | 1997 | 7 | 2016 | (OP) Operating
17578 | South Orange Co Wastewtr Auth | 10820 | Aliso Water Management Agency | Commercial CHP | CA | GEN2 | 0.4 | Other Waste Biomass | OBG | IC | 3 | 1997 | 7 | 2016 | (OP) Operating
17578 | South Orange Co Wastewtr Auth | 10820 | Aliso Water Management Agency | Commercial CHP | CA | GEN3 | 0.4 | Other Waste Biomass | OBG | IC | 12 | 1997 | 7 | 2016 | (OP) Operating
3836 | CMS Generation Operating LLC | 10822 | Grayling Generating Station | IPP Non-CHP | MI | GEN1 | 38 | Wood/Wood Waste Biomass | WDS | ST | 5 | 1992 |  |  | (OP) Operating
11427 | Massachusetts Wtr RAuth-Deer I | 10823 | Deer Island Treatment Plant | Commercial CHP | MA | G101 | 22 | Petroleum Liquids | DFO | GT | 8 | 1995 |  |  | (SB) Standby/Backup: available for service but not normally used
11427 | Massachusetts Wtr RAuth-Deer I | 10823 | Deer Island Treatment Plant | Commercial CHP | MA | G201 | 22 | Petroleum Liquids | DFO | GT | 8 | 1995 |  |  | (SB) Standby/Backup: available for service but not normally used
11427 | Massachusetts Wtr RAuth-Deer I | 10823 | Deer Island Treatment Plant | Commercial CHP | MA | H101 | 1 | Conventional Hydroelectric | WAT | HY | 7 | 2001 |  |  | (OP) Operating
11427 | Massachusetts Wtr RAuth-Deer I | 10823 | Deer Island Treatment Plant | Commercial CHP | MA | H201 | 1 | Conventional Hydroelectric | WAT | HY | 7 | 2001 |  |  | (OP) Operating
11427 | Massachusetts Wtr RAuth-Deer I | 10823 | Deer Island Treatment Plant | Commercial CHP | MA | PV101 | 0.1 | Solar Photovoltaic | SUN | PV | 5 | 2008 |  |  | (OP) Operating
11427 | Massachusetts Wtr RAuth-Deer I | 10823 | Deer Island Treatment Plant | Commercial CHP | MA | S101 | 9 | Other Waste Biomass | OBG | ST | 7 | 1998 |  |  | (OP) Operating
11427 | Massachusetts Wtr RAuth-Deer I | 10823 | Deer Island Treatment Plant | Commercial CHP | MA | WT101 | 0.6 | Onshore Wind Turbine | WND | WT | 11 | 2009 |  |  | (OP) Operating
11427 | Massachusetts Wtr RAuth-Deer I | 10823 | Deer Island Treatment Plant | Commercial CHP | MA | WT102 | 0.6 | Onshore Wind Turbine | WND | WT | 11 | 2009 |  |  | (OP) Operating
11426 | Massachusetts Water Res Auth | 10824 | Oakdale Power Station | IPP Non-CHP | MA | OAKD | 3 | Conventional Hydroelectric | WAT | HY | 5 | 1951 |  |  | (OP) Operating
11426 | Massachusetts Water Res Auth | 10825 | Cosgrove Intake and Power Station | IPP Non-CHP | MA | UNI1 | 1 | Conventional Hydroelectric | WAT | HY | 1 | 1969 |  |  | (OP) Operating
11426 | Massachusetts Water Res Auth | 10825 | Cosgrove Intake and Power Station | IPP Non-CHP | MA | UNI2 | 1 | Conventional Hydroelectric | WAT | HY | 1 | 1969 |  |  | (OP) Operating
54806 | DTE Energy Services-Woodland | 10836 | Woodland Biomass Power Ltd | IPP Non-CHP | CA | GEN1 | 25 | Wood/Wood Waste Biomass | WDS | ST | 9 | 1989 |  |  | (OP) Operating
55989 | Covanta Mendota LP | 10837 | Covanta Mendota | IPP Non-CHP | CA | GEN1 | 25 | Wood/Wood Waste Biomass | WDS | ST | 7 | 1989 |  |  | (OP) Operating
56084 | Springfield Power LLC | 10838 | Springfield Power LLC | IPP Non-CHP | NH | GEN1 | 16.1 | Wood/Wood Waste Biomass | WDS | ST | 12 | 1987 |  |  | (OP) Operating
55840 | EWP RENEWABLE CORP. | 10839 | DG Whitefield LLC | IPP Non-CHP | NH | GEN1 | 17 | Wood/Wood Waste Biomass | WDS | ST | 3 | 1988 |  |  | (OP) Operating
56099 | Covanta Delano Inc | 10840 | Covanta Delano Energy | IPP Non-CHP | CA | GEN1 | 27 | Wood/Wood Waste Biomass | WDS | ST | 6 | 1990 |  |  | (OP) Operating
56099 | Covanta Delano Inc | 10840 | Covanta Delano Energy | IPP Non-CHP | CA | GEN2 | 22 | Wood/Wood Waste Biomass | WDS | ST | 7 | 1993 |  |  | (OP) Operating
49997 | Consolidated Hydro New York, Inc. | 10848 | Walden | IPP Non-CHP | NY | GEN1 | 1.1 | Conventional Hydroelectric | WAT | HY | 4 | 1986 |  |  | (OP) Operating
49997 | Consolidated Hydro New York, Inc. | 10848 | Walden | IPP Non-CHP | NY | GEN2 | 0.8 | Conventional Hydroelectric | WAT | HY | 4 | 1986 |  |  | (OP) Operating
49997 | Consolidated Hydro New York, Inc. | 10848 | Walden | IPP Non-CHP | NY | GEN3 | 0.4 | Conventional Hydroelectric | WAT | HY | 4 | 1986 |  |  | (OP) Operating
3807 | Cleveland Cliffs Inc | 10849 | Silver Bay Power | Industrial CHP | MN | GEN1 | 36 | Conventional Steam Coal | SUB | ST | 10 | 1955 |  |  | (OP) Operating
3807 | Cleveland Cliffs Inc | 10849 | Silver Bay Power | Industrial CHP | MN | GEN2 | 69 | Conventional Steam Coal | SUB | ST | 1 | 1962 |  |  | (OP) Operating
8736 | Hollingworth & Vose Co | 10853 | Center Falls | Industrial Non-CHP | NY | 1 | 0.3 | Conventional Hydroelectric | WAT | HY | 1 | 1984 |  |  | (OP) Operating |  |  | 0 |  |  | 0
8736 | Hollingworth & Vose Co | 10853 | Center Falls | Industrial Non-CHP | NY | 2 | 0.3 | Conventional Hydroelectric | WAT | HY | 1 | 1984 |  |  | (OP) Operating |  |  | 0 |  |  | 0
8736 | Hollingworth & Vose Co | 10853 | Center Falls | Industrial Non-CHP | NY | 3 | 0.2 | Conventional Hydroelectric | WAT | HY | 1 | 1984 |  |  | (OP) Operating
3106 | Cargill Inc North America Sweetners | 10855 | Cargill Corn Milling Division | Industrial CHP | IA | GEN1 | 18.7 | Conventional Steam Coal | SUB | ST | 12 | 1952 |  |  | (SB) Standby/Backup: available for service but not normally used
3106 | Cargill Inc North America Sweetners | 10855 | Cargill Corn Milling Division | Industrial CHP | IA | GEN2 | 18 | Conventional Steam Coal | SUB | ST | 12 | 1952 |  |  | (OP) Operating
772 | Archer Daniels Midland Co | 10860 | Archer Daniels Midland Clinton | Industrial CHP | IA | 1A | 75 | Conventional Steam Coal | SUB | ST | 2 | 2009 |  |  | (OP) Operating
772 | Archer Daniels Midland Co | 10860 | Archer Daniels Midland Clinton | Industrial CHP | IA | 2A | 105 | Conventional Steam Coal | SUB | ST | 4 | 2009 |  |  | (OP) Operating
772 | Archer Daniels Midland Co | 10861 | Archer Daniels Midland Des Moines | Industrial CHP | IA | GEN1 | 7.9 | Conventional Steam Coal | SUB | ST | 5 | 1988 |  |  | (OP) Operating
772 | Archer Daniels Midland Co | 10862 | Archer Daniels Midland Lincoln | Industrial CHP | NE | GEN1 | 7.9 | Conventional Steam Coal | SUB | ST | 7 | 1988 |  |  | (OP) Operating
772 | Archer Daniels Midland Co | 10863 | Archer Daniels Midland Mankato | Industrial CHP | MN | GEN1 | 6.2 | Conventional Steam Coal | SUB | ST | 10 | 1987 |  |  | (OP) Operating
772 | Archer Daniels Midland Co | 10864 | Archer Daniels Midland Cedar Rapids | Industrial CHP | IA | GEN1 | 31 | Conventional Steam Coal | SUB | ST | 11 | 1988 |  |  | (OP) Operating
772 | Archer Daniels Midland Co | 10864 | Archer Daniels Midland Cedar Rapids | Industrial CHP | IA | GEN2 | 31 | Conventional Steam Coal | SUB | ST | 11 | 1988 |  |  | (OP) Operating
772 | Archer Daniels Midland Co | 10864 | Archer Daniels Midland Cedar Rapids | Industrial CHP | IA | GEN3 | 31 | Conventional Steam Coal | SUB | ST | 11 | 1988 |  |  | (OP) Operating
772 | Archer Daniels Midland Co | 10864 | Archer Daniels Midland Cedar Rapids | Industrial CHP | IA | GEN4 | 31 | Conventional Steam Coal | SUB | ST | 11 | 1988 |  |  | (OP) Operating
772 | Archer Daniels Midland Co | 10864 | Archer Daniels Midland Cedar Rapids | Industrial CHP | IA | GEN5 | 31 | Conventional Steam Coal | SUB | ST | 2 | 1995 |  |  | (OP) Operating
772 | Archer Daniels Midland Co | 10864 | Archer Daniels Midland Cedar Rapids | Industrial CHP | IA | GEN6 | 105 | Conventional Steam Coal | SUB | ST | 11 | 2000 |  |  | (OP) Operating
772 | Archer Daniels Midland Co | 10865 | Archer Daniels Midland Decatur | Industrial CHP | IL | GEN2 | 31 | Conventional Steam Coal | BIT | ST | 4 | 1987 |  |  | (OP) Operating
772 | Archer Daniels Midland Co | 10865 | Archer Daniels Midland Decatur | Industrial CHP | IL | GEN3 | 31 | Conventional Steam Coal | BIT | ST | 4 | 1987 |  |  | (OP) Operating
772 | Archer Daniels Midland Co | 10865 | Archer Daniels Midland Decatur | Industrial CHP | IL | GEN4 | 31 | Conventional Steam Coal | BIT | ST | 5 | 1987 |  |  | (OP) Operating
772 | Archer Daniels Midland Co | 10865 | Archer Daniels Midland Decatur | Industrial CHP | IL | GEN5 | 31 | Conventional Steam Coal | BIT | ST | 12 | 1987 |  |  | (OP) Operating
772 | Archer Daniels Midland Co | 10865 | Archer Daniels Midland Decatur | Industrial CHP | IL | GEN6 | 31 | Conventional Steam Coal | BIT | ST | 9 | 1994 |  |  | (OP) Operating
772 | Archer Daniels Midland Co | 10865 | Archer Daniels Midland Decatur | Industrial CHP | IL | GEN7 | 75 | Conventional Steam Coal | BIT | ST | 4 | 1997 |  |  | (OP) Operating
772 | Archer Daniels Midland Co | 10865 | Archer Daniels Midland Decatur | Industrial CHP | IL | GEN8 | 105 | Conventional Steam Coal | BIT | ST | 4 | 2005 |  |  | (OP) Operating
772 | Archer Daniels Midland Co | 10866 | Archer Daniels Midland Peoria | Industrial CHP | IL | GEN6 | 15 | Natural Gas Fired Combustion Turbine | NG | GT | 1 | 1988 |  |  | (OP) Operating
772 | Archer Daniels Midland Co | 10866 | Archer Daniels Midland Peoria | Industrial CHP | IL | GEN7 | 15 | Natural Gas Fired Combustion Turbine | NG | GT | 1 | 1988 |  |  | (OP) Operating
7 | Tate & Lyle Ingredients Americas Inc | 10867 | Tate & Lyle Decatur Plant Cogen | Industrial CHP | IL | GEN1 | 58.1 | Conventional Steam Coal | BIT | ST | 1 | 1989 |  |  | (OP) Operating
1745 | Biomass One LP | 10869 | Biomass One LP | IPP Non-CHP | OR | BBC | 8.5 | Wood/Wood Waste Biomass | WDS | ST | 12 | 1985 |  |  | (SB) Standby/Backup: available for service but not normally used
1745 | Biomass One LP | 10869 | Biomass One LP | IPP Non-CHP | OR | GE | 14 | Wood/Wood Waste Biomass | WDS | ST | 12 | 1985 |  |  | (OP) Operating
1745 | Biomass One LP | 10869 | Biomass One LP | IPP Non-CHP | OR | GE-2 | 14 | Wood/Wood Waste Biomass | WDS | ST | 1 | 2009 |  |  | (OP) Operating
56214 | Hazleton Generation LLC | 10870 | Hazelton | IPP Non-CHP | PA | GEN1 | 62 | Natural Gas Fired Combustion Turbine | NG | GT | 1 | 1989 |  |  | (SB) Standby/Backup: available for service but not normally used
56214 | Hazleton Generation LLC | 10870 | Hazelton | IPP Non-CHP | PA | GEN2 | 27.8 | Natural Gas Fired Combustion Turbine | NG | GT | 6 | 2002 |  |  | (SB) Standby/Backup: available for service but not normally used
56214 | Hazleton Generation LLC | 10870 | Hazelton | IPP Non-CHP | PA | GEN3 | 28.4 | Natural Gas Fired Combustion Turbine | NG | GT | 6 | 2002 |  |  | (SB) Standby/Backup: available for service but not normally used
56214 | Hazleton Generation LLC | 10870 | Hazelton | IPP Non-CHP | PA | GEN4 | 29 | Natural Gas Fired Combustion Turbine | NG | GT | 6 | 2002 |  |  | (SB) Standby/Backup: available for service but not normally used
56590 | Silverstreet Hydro | 10872 | Kings Falls Hydroelectric | IPP Non-CHP | NY | 1 | 0.2 | Conventional Hydroelectric | WAT | HY | 10 | 1988 |  |  | (OS) Out of service and NOT expected to return to service in next calendar year
4397 | Coso Operating Co LLC | 10873 | Coso Finance Partners | IPP Non-CHP | CA | GEN1 | 27.5 | Geothermal | GEO | ST | 7 | 1987 |  |  | (OP) Operating
4397 | Coso Operating Co LLC | 10873 | Coso Finance Partners | IPP Non-CHP | CA | GEN2 | 27 | Geothermal | GEO | ST | 11 | 1988 |  |  | (OP) Operating
4397 | Coso Operating Co LLC | 10873 | Coso Finance Partners | IPP Non-CHP | CA | GEN3 | 26.7 | Geothermal | GEO | ST | 11 | 1988 |  |  | (OP) Operating
4397 | Coso Operating Co LLC | 10874 | Coso Power Developers | IPP Non-CHP | CA | GEN4 | 30 | Geothermal | GEO | ST | 11 | 1989 |  |  | (OP) Operating
4397 | Coso Operating Co LLC | 10874 | Coso Power Developers | IPP Non-CHP | CA | GEN5 | 23.4 | Geothermal | GEO | ST | 12 | 1989 |  |  | (OP) Operating
4397 | Coso Operating Co LLC | 10874 | Coso Power Developers | IPP Non-CHP | CA | GEN6 | 26.9 | Geothermal | GEO | ST | 12 | 1989 |  |  | (OP) Operating
4397 | Coso Operating Co LLC | 10875 | Coso Energy Developers | IPP Non-CHP | CA | GEN7 | 21.8 | Geothermal | GEO | ST | 12 | 1988 |  |  | (OP) Operating
4397 | Coso Operating Co LLC | 10875 | Coso Energy Developers | IPP Non-CHP | CA | GEN8 | 22.5 | Geothermal | GEO | ST | 12 | 1988 |  |  | (OP) Operating
4397 | Coso Operating Co LLC | 10875 | Coso Energy Developers | IPP Non-CHP | CA | GEN9 | 23.5 | Geothermal | GEO | ST | 8 | 1989 |  |  | (OP) Operating
49899 | CalEnergy Operating Corporation | 10878 | Salton Sea Power Gen Co - Unit 1 | IPP Non-CHP | CA | EE11 | 10 | Geothermal | GEO | ST | 7 | 1982 |  |  | (OP) Operating
49899 | CalEnergy Operating Corporation | 10879 | Salton Sea Power Gen Co - Unit 2 | IPP Non-CHP | CA | GEN1 | 10 | Geothermal | GEO | ST | 3 | 1990 |  |  | (OP) Operating
49899 | CalEnergy Operating Corporation | 10879 | Salton Sea Power Gen Co - Unit 2 | IPP Non-CHP | CA | GEN2 | 4 | Geothermal | GEO | ST | 3 | 1990 |  |  | (OP) Operating
49899 | CalEnergy Operating Corporation | 10879 | Salton Sea Power Gen Co - Unit 2 | IPP Non-CHP | CA | GEN3 | 2.1 | Geothermal | GEO | ST | 3 | 1990 |  |  | (OP) Operating
12239 | Mega Renewables | 10880 | Bidwell Ditch Project | IPP Non-CHP | CA | GEN1 | 1.8 | Conventional Hydroelectric | WAT | HY | 3 | 1987 |  |  | (OP) Operating
16997 | Shasta Hydroelectric Inc | 10881 | Roaring Creek Water Power | IPP Non-CHP | CA | GEN1 | 2 | Conventional Hydroelectric | WAT | HY | 12 | 1986 |  |  | (OP) Operating
12239 | Mega Renewables | 10882 | Hatchet Creek Project | IPP Non-CHP | CA | GEN1 | 6.8 | Conventional Hydroelectric | WAT | HY | 12 | 1986 |  |  | (OP) Operating
12258 | Medical Area Total Egy Plt Inc | 10883 | Medical Area Total Energy Plant | Commercial CHP | MA | CT1 | 12.5 | Natural Gas Fired Combustion Turbine | NG | GT | 12 | 2003 |  |  | (OP) Operating
12258 | Medical Area Total Egy Plt Inc | 10883 | Medical Area Total Energy Plant | Commercial CHP | MA | CT2 | 12.5 | Natural Gas Fired Combustion Turbine | NG | GT | 12 | 2003 |  |  | (OP) Operating
12258 | Medical Area Total Egy Plt Inc | 10883 | Medical Area Total Energy Plant | Commercial CHP | MA | DEG1 | 6 | Petroleum Liquids | DFO | IC | 6 | 1985 |  |  | (SB) Standby/Backup: available for service but not normally used
12258 | Medical Area Total Egy Plt Inc | 10883 | Medical Area Total Energy Plant | Commercial CHP | MA | DEG2 | 6 | Petroleum Liquids | DFO | IC | 7 | 1985 |  |  | (SB) Standby/Backup: available for service but not normally used
12258 | Medical Area Total Egy Plt Inc | 10883 | Medical Area Total Energy Plant | Commercial CHP | MA | DEG3 | 6 | Petroleum Liquids | DFO | IC | 10 | 1985 |  |  | (SB) Standby/Backup: available for service but not normally used
12258 | Medical Area Total Egy Plt Inc | 10883 | Medical Area Total Energy Plant | Commercial CHP | MA | DEG4 | 6 | Petroleum Liquids | DFO | IC | 10 | 1985 |  |  | (SB) Standby/Backup: available for service but not normally used
12258 | Medical Area Total Egy Plt Inc | 10883 | Medical Area Total Energy Plant | Commercial CHP | MA | DEG5 | 6 | Petroleum Liquids | DFO | IC | 11 | 1985 |  |  | (SB) Standby/Backup: available for service but not normally used
12258 | Medical Area Total Egy Plt Inc | 10883 | Medical Area Total Energy Plant | Commercial CHP | MA | DEG6 | 6 | Petroleum Liquids | DFO | IC | 2 | 1986 |  |  | (SB) Standby/Backup: available for service but not normally used
12258 | Medical Area Total Egy Plt Inc | 10883 | Medical Area Total Energy Plant | Commercial CHP | MA | STG2 | 11 | Natural Gas Steam Turbine | NG | ST | 1 | 1980 |  |  | (OP) Operating
12258 | Medical Area Total Egy Plt Inc | 10883 | Medical Area Total Energy Plant | Commercial CHP | MA | STG3 | 11 | Natural Gas Steam Turbine | NG | ST | 1 | 1980 |  |  | (OP) Operating
11216 | Los Angeles County | 10884 | Olive View Medical Center | Commercial CHP | CA | CTC1 | 2.7 | Natural Gas Fired Combustion Turbine | NG | GT | 2 | 1987 |  |  | (OP) Operating
11216 | Los Angeles County | 10884 | Olive View Medical Center | Commercial CHP | CA | CTC2 | 2.7 | Natural Gas Fired Combustion Turbine | NG | GT | 2 | 1987 |  |  | (OP) Operating
49997 | Consolidated Hydro New York, Inc. | 10902 | Victory Mills | IPP Non-CHP | NY | GEN1 | 1.6 | Conventional Hydroelectric | WAT | HY | 12 | 1986 |  |  | (OP) Operating
3473 | Metro Wtr Recl Dist Grtr Chi | 10903 | Lockport Powerhouse | IPP Non-CHP | IL | 1GEN | 6 | Conventional Hydroelectric | WAT | HY | 2 | 1999 |  |  | (OP) Operating
3473 | Metro Wtr Recl Dist Grtr Chi | 10903 | Lockport Powerhouse | IPP Non-CHP | IL | 2GEN | 6 | Conventional Hydroelectric | WAT | HY | 12 | 2001 |  |  | (OP) Operating
59099 | New Dimension Energy Company, LLC | 50001 | Altamont Midway Ltd | IPP Non-CHP | CA | WTGS | 10.9 | Onshore Wind Turbine | WND | WT | 12 | 1984 | 12 | 2017 | (OP) Operating |  |  |  | 2017 | 12 | 50
15114 | Pittsfield Generating Company, LP | 50002 | Pittsfield Generating LP | IPP CHP | MA | GEN1 | 35.2 | Natural Gas Fired Combined Cycle | NG | CT | 7 | 1990 |  |  | (OP) Operating
15114 | Pittsfield Generating Company, LP | 50002 | Pittsfield Generating LP | IPP CHP | MA | GEN2 | 35.2 | Natural Gas Fired Combined Cycle | NG | CT | 7 | 1990 |  |  | (OP) Operating
15114 | Pittsfield Generating Company, LP | 50002 | Pittsfield Generating LP | IPP CHP | MA | GEN3 | 35.2 | Natural Gas Fired Combined Cycle | NG | CT | 7 | 1990 |  |  | (OP) Operating
15114 | Pittsfield Generating Company, LP | 50002 | Pittsfield Generating LP | IPP CHP | MA | GEN4 | 45.8 | Natural Gas Fired Combined Cycle | NG | CA | 7 | 1990 |  |  | (OP) Operating
56466 | Juniper Generation LLC | 50003 | Chalk Cliff Cogen | IPP CHP | CA | GEN1 | 46 | Natural Gas Fired Combustion Turbine | NG | GT | 3 | 1990 |  |  | (OP) Operating
3890 | EFS Cogen Holdings I LLC | 50006 | Linden Cogen Plant | IPP CHP | NJ | GTG1 | 94.7 | Natural Gas Fired Combined Cycle | NG | CT | 3 | 1992 |  |  | (OP) Operating
3890 | EFS Cogen Holdings I LLC | 50006 | Linden Cogen Plant | IPP CHP | NJ | GTG2 | 94.7 | Natural Gas Fired Combined Cycle | NG | CT | 3 | 1992 |  |  | (OP) Operating
3890 | EFS Cogen Holdings I LLC | 50006 | Linden Cogen Plant | IPP CHP | NJ | GTG3 | 94.7 | Natural Gas Fired Combined Cycle | NG | CT | 4 | 1992 |  |  | (OP) Operating
3890 | EFS Cogen Holdings I LLC | 50006 | Linden Cogen Plant | IPP CHP | NJ | GTG4 | 94.7 | Natural Gas Fired Combined Cycle | NG | CT | 3 | 1992 |  |  | (OP) Operating
3890 | EFS Cogen Holdings I LLC | 50006 | Linden Cogen Plant | IPP CHP | NJ | GTG5 | 94.7 | Natural Gas Fired Combined Cycle | NG | CT | 4 | 1992 |  |  | (OP) Operating
3890 | EFS Cogen Holdings I LLC | 50006 | Linden Cogen Plant | IPP CHP | NJ | GTG6 | 154.4 | Natural Gas Fired Combined Cycle | NG | CT | 1 | 2002 |  |  | (OP) Operating
3890 | EFS Cogen Holdings I LLC | 50006 | Linden Cogen Plant | IPP CHP | NJ | STG1 | 94.7 | Natural Gas Fired Combined Cycle | NG | CA | 3 | 1992 |  |  | (OP) Operating
3890 | EFS Cogen Holdings I LLC | 50006 | Linden Cogen Plant | IPP CHP | NJ | STG2 | 94.7 | Natural Gas Fired Combined Cycle | NG | CA | 3 | 1992 |  |  | (OP) Operating
3890 | EFS Cogen Holdings I LLC | 50006 | Linden Cogen Plant | IPP CHP | NJ | STG3 | 94.9 | Natural Gas Fired Combined Cycle | NG | CA | 4 | 1992 |  |  | (OP) Operating
55698 | Hawks Nest Hydro LLC | 50010 | Glen Ferris Hydro | Industrial Non-CHP | WV | GEN1 | 0.4 | Conventional Hydroelectric | WAT | HY | 1 | 1912 |  |  | (OA) Out of service but expected to return to service in next calendar year
55698 | Hawks Nest Hydro LLC | 50010 | Glen Ferris Hydro | Industrial Non-CHP | WV | GEN2 | 0.4 | Conventional Hydroelectric | WAT | HY | 1 | 1912 |  |  | (OA) Out of service but expected to return to service in next calendar year
55698 | Hawks Nest Hydro LLC | 50010 | Glen Ferris Hydro | Industrial Non-CHP | WV | GEN3 | 0.4 | Conventional Hydroelectric | WAT | HY | 1 | 1912 |  |  | (OA) Out of service but expected to return to service in next calendar year
55698 | Hawks Nest Hydro LLC | 50010 | Glen Ferris Hydro | Industrial Non-CHP | WV | GEN4 | 0.4 | Conventional Hydroelectric | WAT | HY | 1 | 1912 |  |  | (OA) Out of service but expected to return to service in next calendar year
55698 | Hawks Nest Hydro LLC | 50010 | Glen Ferris Hydro | Industrial Non-CHP | WV | GEN5 | 0.4 | Conventional Hydroelectric | WAT | HY | 1 | 1912 |  |  | (OA) Out of service but expected to return to service in next calendar year
55698 | Hawks Nest Hydro LLC | 50010 | Glen Ferris Hydro | Industrial Non-CHP | WV | GEN6 | 0.4 | Conventional Hydroelectric | WAT | HY | 1 | 1912 |  |  | (OA) Out of service but expected to return to service in next calendar year
55698 | Hawks Nest Hydro LLC | 50010 | Glen Ferris Hydro | Industrial Non-CHP | WV | GEN7 | 1.9 | Conventional Hydroelectric | WAT | HY | 1 | 1917 |  |  | (OP) Operating
55698 | Hawks Nest Hydro LLC | 50010 | Glen Ferris Hydro | Industrial Non-CHP | WV | GEN8 | 1.9 | Conventional Hydroelectric | WAT | HY | 1 | 1917 |  |  | (OP) Operating
55698 | Hawks Nest Hydro LLC | 50011 | Hawks Nest Hydro | Industrial Non-CHP | WV | GEN1 | 24.2 | Conventional Hydroelectric | WAT | HY | 6 | 1936 |  |  | (OP) Operating
55698 | Hawks Nest Hydro LLC | 50011 | Hawks Nest Hydro | Industrial Non-CHP | WV | GEN2 | 24.2 | Conventional Hydroelectric | WAT | HY | 6 | 1936 |  |  | (OP) Operating
55698 | Hawks Nest Hydro LLC | 50011 | Hawks Nest Hydro | Industrial Non-CHP | WV | GEN3 | 24.2 | Conventional Hydroelectric | WAT | HY | 6 | 1936 |  |  | (OP) Operating
55698 | Hawks Nest Hydro LLC | 50011 | Hawks Nest Hydro | Industrial Non-CHP | WV | GEN4 | 24.2 | Conventional Hydroelectric | WAT | HY | 6 | 1936 |  |  | (OP) Operating
49735 | HGST a Western Digital Company | 50024 | HGST San Jose Standby Generator | Industrial Non-CHP | CA | 50MW | 42 | Petroleum Liquids | DFO | GT | 4 | 1984 |  |  | (SB) Standby/Backup: available for service but not normally used
6426 | Flint Hills Resources Corpus Christi LLC | 50026 | Corpus Refinery | Industrial CHP | TX | FR6 | 32 | Natural Gas Fired Combustion Turbine | NG | GT | 5 | 1988 |  |  | (OP) Operating
16064 | Graphic Packaging International | 50028 | Plant 31 Paper Mill | Industrial CHP | LA | GEN5 | 25 | Natural Gas Steam Turbine | NG | ST | 1 | 1964 |  |  | (OP) Operating
16064 | Graphic Packaging International | 50028 | Plant 31 Paper Mill | Industrial CHP | LA | GEN6 | 20 | Natural Gas Steam Turbine | NG | ST | 1 | 1977 |  |  | (OP) Operating
57184 | Ampersand Mount Ida Hydro LLC | 50031 | Mt Ida Hydroelectric | IPP Non-CHP | NY | 3983 | 1.5 | Conventional Hydroelectric | WAT | HY | 1 | 1992 |  |  | (OP) Operating
57184 | Ampersand Mount Ida Hydro LLC | 50031 | Mt Ida Hydroelectric | IPP Non-CHP | NY | 3986 | 1.5 | Conventional Hydroelectric | WAT | HY | 1 | 1992 |  |  | (OP) Operating
19774 | Valley Falls Associates | 50034 | Valley Falls Hydroelectric Facility | IPP Non-CHP | NY | GEN1 | 2.5 | Conventional Hydroelectric | WAT | HY | 8 | 1985 |  |  | (OP) Operating
22219 | Mid-Maine Waste Action Corp | 50035 | MMWAC Resource Recovery Facility | Commercial Non-CHP | ME | ST1 | 2.7 | Municipal Solid Waste | MSW | ST | 6 | 1992 |  |  | (OP) Operating
4434 | New Martinsville Hannibal Hydro | 50036 | New Martinsville Hannibal Hydro | IPP Non-CHP | WV | UNT1 | 6.8 | Conventional Hydroelectric | WAT | HY | 8 | 1988 |  |  | (OP) Operating
4434 | New Martinsville Hannibal Hydro | 50036 | New Martinsville Hannibal Hydro | IPP Non-CHP | WV | UNT2 | 7.2 | Conventional Hydroelectric | WAT | HY | 7 | 1988 |  |  | (OP) Operating
30347 | Olcese Water District | 50037 | Rio Bravo Hydro Project | IPP Non-CHP | CA | UNT1 | 6.7 | Conventional Hydroelectric | WAT | HY | 5 | 1989 |  |  | (SB) Standby/Backup: available for service but not normally used
30347 | Olcese Water District | 50037 | Rio Bravo Hydro Project | IPP Non-CHP | CA | UNT2 | 6.7 | Conventional Hydroelectric | WAT | HY | 6 | 1989 |  |  | (OP) Operating
13833 | Northeastern Power Co | 50039 | Kline Township Cogen Facility | IPP CHP | PA | GEN1 | 52 | Conventional Steam Coal | WC | ST | 7 | 1989 |  |  | (OP) Operating
16544 | Saint - Gobain Abrasives Inc | 50041 | Norton Powerhouse | Industrial CHP | MA | GEN1 | 2.5 | Natural Gas Steam Turbine | NG | ST | 1 | 1939 |  |  | (OP) Operating
16544 | Saint - Gobain Abrasives Inc | 50041 | Norton Powerhouse | Industrial CHP | MA | GEN2 | 3.1 | Natural Gas Steam Turbine | NG | ST | 1 | 1954 |  |  | (OP) Operating
14254 | Oxy Vinyls LP | 50043 | Houston Chemical Complex Battleground | Industrial CHP | TX | GT1 | 66 | Natural Gas Fired Combined Cycle | NG | CT | 5 | 1982 |  |  | (OP) Operating
14254 | Oxy Vinyls LP | 50043 | Houston Chemical Complex Battleground | Industrial CHP | TX | GT2 | 66 | Natural Gas Fired Combined Cycle | NG | CT | 6 | 1982 |  |  | (OP) Operating
14254 | Oxy Vinyls LP | 50043 | Houston Chemical Complex Battleground | Industrial CHP | TX | GT3 | 69 | Natural Gas Fired Combined Cycle | NG | CT | 6 | 2005 |  |  | (OP) Operating
14254 | Oxy Vinyls LP | 50043 | Houston Chemical Complex Battleground | Industrial CHP | TX | ST | 62 | Natural Gas Fired Combined Cycle | NG | CA | 8 | 1982 |  |  | (OP) Operating
55738 | Verso Paper Androscoggin LLC | 50047 | International Paper Jay Hydro | Industrial Non-CHP | ME | GEN1 | 0.5 | Conventional Hydroelectric | WAT | HY | 1 | 1912 |  |  | (OP) Operating
55738 | Verso Paper Androscoggin LLC | 50047 | International Paper Jay Hydro | Industrial Non-CHP | ME | GEN2 | 0.5 | Conventional Hydroelectric | WAT | HY | 1 | 1912 |  |  | (OP) Operating
55738 | Verso Paper Androscoggin LLC | 50047 | International Paper Jay Hydro | Industrial Non-CHP | ME | GEN3 | 0.5 | Conventional Hydroelectric | WAT | HY | 1 | 1912 |  |  | (OP) Operating
55738 | Verso Paper Androscoggin LLC | 50047 | International Paper Jay Hydro | Industrial Non-CHP | ME | GEN4 | 0.5 | Conventional Hydroelectric | WAT | HY | 1 | 1912 |  |  | (OP) Operating
55738 | Verso Paper Androscoggin LLC | 50047 | International Paper Jay Hydro | Industrial Non-CHP | ME | GEN5 | 0.5 | Conventional Hydroelectric | WAT | HY | 1 | 1912 |  |  | (OP) Operating
55738 | Verso Paper Androscoggin LLC | 50047 | International Paper Jay Hydro | Industrial Non-CHP | ME | GEN6 | 0.6 | Conventional Hydroelectric | WAT | HY | 1 | 1912 |  |  | (OS) Out of service and NOT expected to return to service in next calendar year
56305 | Eel River Power LLC | 50049 | Eel River Power | Industrial CHP | CA | GEN1 | 13 | Wood/Wood Waste Biomass | WDS | ST | 3 | 1988 |  |  | (OP) Operating
56305 | Eel River Power LLC | 50049 | Eel River Power | Industrial CHP | CA | GEN2 | 13 | Wood/Wood Waste Biomass | WDS | ST | 3 | 1988 |  |  | (OP) Operating
56305 | Eel River Power LLC | 50049 | Eel River Power | Industrial CHP | CA | GEN3 | 7.5 | Wood/Wood Waste Biomass | WDS | ST | 1 | 1938 |  |  | (OP) Operating
6036 | ESOCO Orrington LLC | 50051 | Penobscot Energy Recovery | Commercial Non-CHP | ME | GEN1 | 21.2 | Municipal Solid Waste | MSW | ST | 11 | 1987 |  |  | (OP) Operating
15941 | Rice University | 50054 | Rice University | Commercial CHP | TX | GEN1 | 3.1 | Natural Gas Fired Combustion Turbine | NG | GT | 1 | 1986 |  |  | (SB) Standby/Backup: available for service but not normally used
15941 | Rice University | 50054 | Rice University | Commercial CHP | TX | GEN2 | 3.8 | Natural Gas Fired Combustion Turbine | NG | GT | 2 | 1989 |  |  | (OP) Operating
15380 | Prince George's County | 50060 | Brown Station Road Plant I | Commercial Non-CHP | MD | 3972 | 0.8 | Landfill Gas | LFG | IC | 10 | 1987 |  |  | (OS) Out of service and NOT expected to return to service in next calendar year
15380 | Prince George's County | 50060 | Brown Station Road Plant I | Commercial Non-CHP | MD | 9314 | 0.8 | Landfill Gas | LFG | IC | 10 | 1987 |  |  | (OP) Operating
15380 | Prince George's County | 50060 | Brown Station Road Plant I | Commercial Non-CHP | MD | 9340 | 0.8 | Landfill Gas | LFG | IC | 10 | 1987 |  |  | (OS) Out of service and NOT expected to return to service in next calendar year
16625 | San Diego State University | 50061 | San Diego State University | Commercial CHP | CA | GEN2 | 4.6 | Natural Gas Fired Combined Cycle | NG | CT | 9 | 2002 |  |  | (OP) Operating
16625 | San Diego State University | 50061 | San Diego State University | Commercial CHP | CA | GEN3 | 4.6 | Natural Gas Fired Combined Cycle | NG | CT | 9 | 2002 |  |  | (OP) Operating
16625 | San Diego State University | 50061 | San Diego State University | Commercial CHP | CA | GEN4 | 4.1 | All Other | WH | CA | 12 | 2002 |  |  | (OP) Operating
54680 | San Joaquin LLC | 50062 | San Joaquin Cogen | IPP Non-CHP | CA | GEN1 | 48 | Natural Gas Fired Combustion Turbine | NG | GT | 1 | 1990 |  |  | (OP) Operating
22142 | Santa Cruz Cogeneration Assoc | 50064 | Univ of Calif Santa Cruz Cogeneration | Commercial CHP | CA | 003 | 4.4 | Natural Gas Fired Combustion Turbine | NG | GT | 7 | 2015 |  |  | (OP) Operating
7160 | Geysers Power Co LLC | 50066 | Calistoga Power Plant | IPP Non-CHP | CA | UNT1 | 50 | Geothermal | GEO | ST | 3 | 1984 |  |  | (OP) Operating
7160 | Geysers Power Co LLC | 50066 | Calistoga Power Plant | IPP Non-CHP | CA | UNT2 | 50 | Geothermal | GEO | ST | 3 | 1984 |  |  | (OP) Operating
17145 | Sid Richardson Carbon Ltd | 50067 | Borger Plant | Industrial CHP | TX | GEN1 | 32 | Other Gases | BFG | ST | 2 | 1985 |  |  | (OP) Operating
17445 | Solid Waste Auth of Palm Beach | 50071 | Palm Beach Renewable Energy Facility#1 | IPP Non-CHP | FL | GEN1 | 50 | Municipal Solid Waste | MSW | ST | 5 | 1989 |  |  | (OP) Operating
34012 | FPL Energy MH50 LP | 50074 | Marcus Hook Refinery Cogen | IPP CHP | PA | GEN1 | 48 | Natural Gas Fired Combustion Turbine | NG | GT | 11 | 1987 |  |  | (SB) Standby/Backup: available for service but not normally used
19532 | United Water Conservation Dist | 50076 | Santa Felicia Dam | IPP Non-CHP | CA | UNT1 | 0.2 | Conventional Hydroelectric | WAT | HY | 6 | 1987 |  |  | (OS) Out of service and NOT expected to return to service in next calendar year
19532 | United Water Conservation Dist | 50076 | Santa Felicia Dam | IPP Non-CHP | CA | UNT2 | 1.1 | Conventional Hydroelectric | WAT | HY | 6 | 1987 |  |  | (OS) Out of service and NOT expected to return to service in next calendar year
5677 | Waste Energy Services Inc | 50077 | Waste Energy Services | IPP CHP | MI | CAT1 | 0.5 | Landfill Gas | LFG | IC | 6 | 1986 | 10 | 2017 | (OP) Operating | 2017 | 10 | 0.5 |  |  | 0
5677 | Waste Energy Services Inc | 50077 | Waste Energy Services | IPP CHP | MI | CAT2 | 0.3 | Landfill Gas | LFG | IC | 6 | 1986 | 10 | 2017 | (OP) Operating | 2017 | 10 | 0.3 |  |  | 0
5677 | Waste Energy Services Inc | 50077 | Waste Energy Services | IPP CHP | MI | CAT3 | 0.3 | Landfill Gas | LFG | IC | 6 | 1986 | 10 | 2017 | (OP) Operating | 2017 | 10 | 0.3 |  |  | 0
5677 | Waste Energy Services Inc | 50077 | Waste Energy Services | IPP CHP | MI | CAT4 | 0.3 | Landfill Gas | LFG | IC | 6 | 1986 | 10 | 2017 | (OS) Out of service and NOT expected to return to service in next calendar year | 2017 | 10 | 0.3 |  |  | 0
34688 | CHI Energy Inc | 50079 | Goodyear Lake Plant | IPP Non-CHP | NY | GEN1 | 0.8 | Conventional Hydroelectric | WAT | HY | 8 | 1980 |  |  | (OP) Operating
34688 | CHI Energy Inc | 50079 | Goodyear Lake Plant | IPP Non-CHP | NY | GEN2 | 0.6 | Conventional Hydroelectric | WAT | HY | 8 | 1980 |  |  | (OP) Operating
55738 | Verso Paper Androscoggin LLC | 50080 | Otis Hydro | Industrial Non-CHP | ME | GEN1 | 5.1 | Conventional Hydroelectric | WAT | HY | 1 | 1985 |  |  | (OP) Operating
55738 | Verso Paper Androscoggin LLC | 50080 | Otis Hydro | Industrial Non-CHP | ME | GEN2 | 5.1 | Conventional Hydroelectric | WAT | HY | 1 | 1985 |  |  | (OP) Operating
55738 | Verso Paper Androscoggin LLC | 50081 | International Paper Riley Hydro | Industrial Non-CHP | ME | GEN1 | 1.1 | Conventional Hydroelectric | WAT | HY | 12 | 1981 |  |  | (OP) Operating
55738 | Verso Paper Androscoggin LLC | 50081 | International Paper Riley Hydro | Industrial Non-CHP | ME | GEN2 | 1.1 | Conventional Hydroelectric | WAT | HY | 12 | 1981 |  |  | (OP) Operating
55738 | Verso Paper Androscoggin LLC | 50081 | International Paper Riley Hydro | Industrial Non-CHP | ME | GEN3 | 1.1 | Conventional Hydroelectric | WAT | HY | 12 | 1981 |  |  | (OP) Operating
55738 | Verso Paper Androscoggin LLC | 50081 | International Paper Riley Hydro | Industrial Non-CHP | ME | GEN4 | 1.1 | Conventional Hydroelectric | WAT | HY | 12 | 1981 |  |  | (OP) Operating
55738 | Verso Paper Androscoggin LLC | 50081 | International Paper Riley Hydro | Industrial Non-CHP | ME | GEN5 | 1.1 | Conventional Hydroelectric | WAT | HY | 12 | 1981 |  |  | (OP) Operating
55738 | Verso Paper Androscoggin LLC | 50081 | International Paper Riley Hydro | Industrial Non-CHP | ME | GEN6 | 1.1 | Conventional Hydroelectric | WAT | HY | 12 | 1981 |  |  | (OP) Operating
55738 | Verso Paper Androscoggin LLC | 50082 | International Paper Livermore Hydro | Industrial Non-CHP | ME | GEN1 | 1.1 | Conventional Hydroelectric | WAT | HY | 1 | 1910 |  |  | (OS) Out of service and NOT expected to return to service in next calendar year
55738 | Verso Paper Androscoggin LLC | 50082 | International Paper Livermore Hydro | Industrial Non-CHP | ME | GEN2 | 1.1 | Conventional Hydroelectric | WAT | HY | 1 | 1910 |  |  | (OP) Operating
55738 | Verso Paper Androscoggin LLC | 50082 | International Paper Livermore Hydro | Industrial Non-CHP | ME | GEN3 | 1.1 | Conventional Hydroelectric | WAT | HY | 1 | 1910 |  |  | (OP) Operating
55738 | Verso Paper Androscoggin LLC | 50082 | International Paper Livermore Hydro | Industrial Non-CHP | ME | GEN4 | 1.2 | Conventional Hydroelectric | WAT | HY | 1 | 1910 |  |  | (OP) Operating
55738 | Verso Paper Androscoggin LLC | 50082 | International Paper Livermore Hydro | Industrial Non-CHP | ME | GEN5 | 1.1 | Conventional Hydroelectric | WAT | HY | 1 | 1910 |  |  | (OP) Operating
55738 | Verso Paper Androscoggin LLC | 50082 | International Paper Livermore Hydro | Industrial Non-CHP | ME | GEN6 | 0.7 | Conventional Hydroelectric | WAT | HY | 1 | 1910 |  |  | (OP) Operating
55738 | Verso Paper Androscoggin LLC | 50082 | International Paper Livermore Hydro | Industrial Non-CHP | ME | GEN7 | 0.9 | Conventional Hydroelectric | WAT | HY | 1 | 1910 |  |  | (OA) Out of service but expected to return to service in next calendar year
55738 | Verso Paper Androscoggin LLC | 50082 | International Paper Livermore Hydro | Industrial Non-CHP | ME | GEN8 | 1 | Conventional Hydroelectric | WAT | HY | 1 | 1910 |  |  | (OS) Out of service and NOT expected to return to service in next calendar year
55738 | Verso Paper Androscoggin LLC | 50082 | International Paper Livermore Hydro | Industrial Non-CHP | ME | GEN9 | 1 | Conventional Hydroelectric | WAT | HY | 9 | 2004 |  |  | (OP) Operating
23955 | University of Massachusetts Medical | 50087 | Univ of Massachusetts Medical Center | Commercial CHP | MA | GEN1 | 1.5 | Natural Gas Steam Turbine | NG | ST | 4 | 1974 |  |  | (OP) Operating
23955 | University of Massachusetts Medical | 50087 | Univ of Massachusetts Medical Center | Commercial CHP | MA | GEN2 | 1.5 | Natural Gas Steam Turbine | NG | ST | 4 | 1974 |  |  | (OP) Operating
23955 | University of Massachusetts Medical | 50087 | Univ of Massachusetts Medical Center | Commercial CHP | MA | GEN3 | 3 | Natural Gas Steam Turbine | NG | ST | 6 | 2002 |  |  | (OP) Operating
23955 | University of Massachusetts Medical | 50087 | Univ of Massachusetts Medical Center | Commercial CHP | MA | GEN4 | 6 | Natural Gas Fired Combustion Turbine | NG | GT | 2 | 2013 |  |  | (OP) Operating
21223 | University of Northern Iowa | 50088 | University of Northern Iowa | Commercial CHP | IA | GEN1 | 7.5 | Conventional Steam Coal | BIT | ST | 11 | 1982 |  |  | (OP) Operating
24010 | University of San Francisco | 50089 | Univ of San Francisco Cogen | Commercial CHP | CA | S-17 | 1.4 | Natural Gas Internal Combustion Engine | NG | IC | 9 | 1987 |  |  | (OP) Operating
16990 | Sheep Creek Hydro Inc | 50091 | Sheep Creek Hydro | IPP Non-CHP | WA | TB1 | 1.3 | Conventional Hydroelectric | WAT | HY | 6 | 1986 |  |  | (OP) Operating
16990 | Sheep Creek Hydro Inc | 50091 | Sheep Creek Hydro | IPP Non-CHP | WA | TB2 | 0.3 | Conventional Hydroelectric | WAT | HY | 6 | 1986 |  |  | (SB) Standby/Backup: available for service but not normally used
34689 | Triton Power Co | 50093 | Chateaugay High Falls Hydro | IPP Non-CHP | NY | WT | 1.6 | Conventional Hydroelectric | WAT | HY | 12 | 1988 |  |  | (OP) Operating
19148 | Veolia Energy Trenton L.P | 50094 | Veolia Energy Trenton L.P. | Commercial CHP | NJ | 7214 | 5.8 | Natural Gas Internal Combustion Engine | NG | IC | 12 | 1983 | 12 | 2020 | (OP) Operating
18461 | Tamarack Energy Partners | 50099 | Tamarack Energy Partnership | IPP CHP | ID | GEN1 | 5.8 | Wood/Wood Waste Biomass | WDS | ST | 6 | 1983 |  |  | (OP) Operating
12307 | MeadWestvaco Corp | 50101 | MeadWestvaco Evadale | Industrial CHP | TX | GEN1 | 9.5 | Wood/Wood Waste Biomass | BLQ | ST | 6 | 1954 |  |  | (OP) Operating
12307 | MeadWestvaco Corp | 50101 | MeadWestvaco Evadale | Industrial CHP | TX | GEN2 | 36 | Wood/Wood Waste Biomass | BLQ | ST | 5 | 1965 |  |  | (OP) Operating
12307 | MeadWestvaco Corp | 50101 | MeadWestvaco Evadale | Industrial CHP | TX | GEN3 | 18 | Wood/Wood Waste Biomass | BLQ | ST | 1 | 1986 |  |  | (OP) Operating
13442 | New Hampshire Hydro Associates | 50103 | China Mill Hydro | IPP Non-CHP | NH | GEN 1 | 1.7 | Conventional Hydroelectric | WAT | HY | 7 | 1981 |  |  | (OP) Operating
25835 | Portland City of | 50105 | Ground Water Pumping Station | IPP Non-CHP | OR | GPS1 | 0.9 | Conventional Hydroelectric | WAT | HY | 4 | 1985 | 12 | 2015 | (OS) Out of service and NOT expected to return to service in next calendar year
25835 | Portland City of | 50105 | Ground Water Pumping Station | IPP Non-CHP | OR | GPS2 | 0.9 | Conventional Hydroelectric | WAT | HY | 4 | 1985 | 12 | 2015 | (OS) Out of service and NOT expected to return to service in next calendar year
25835 | Portland City of | 50105 | Ground Water Pumping Station | IPP Non-CHP | OR | GPS3 | 0.9 | Conventional Hydroelectric | WAT | HY | 4 | 1985 | 12 | 2015 | (OS) Out of service and NOT expected to return to service in next calendar year
25835 | Portland City of | 50105 | Ground Water Pumping Station | IPP Non-CHP | OR | GPS4 | 0.9 | Conventional Hydroelectric | WAT | HY | 4 | 1985 | 12 | 2015 | (OS) Out of service and NOT expected to return to service in next calendar year
25835 | Portland City of | 50105 | Ground Water Pumping Station | IPP Non-CHP | OR | GPS5 | 0.9 | Conventional Hydroelectric | WAT | HY | 4 | 1985 | 12 | 2015 | (OS) Out of service and NOT expected to return to service in next calendar year
25835 | Portland City of | 50105 | Ground Water Pumping Station | IPP Non-CHP | OR | GPS6 | 0.9 | Conventional Hydroelectric | WAT | HY | 4 | 1985 | 12 | 2015 | (OS) Out of service and NOT expected to return to service in next calendar year
54700 | Paris Generation LP | 50109 | Paris Energy Center | IPP Non-CHP | TX | GEN1 | 78 | Natural Gas Fired Combined Cycle | NG | CT | 7 | 1989 |  |  | (OP) Operating
54700 | Paris Generation LP | 50109 | Paris Energy Center | IPP Non-CHP | TX | GEN2 | 80 | Natural Gas Fired Combined Cycle | NG | CT | 7 | 1989 |  |  | (OP) Operating
54700 | Paris Generation LP | 50109 | Paris Energy Center | IPP Non-CHP | TX | GEN3 | 78 | Natural Gas Fired Combined Cycle | NG | CA | 12 | 1989 |  |  | (OP) Operating
17164 | Sierra Pacific Industries Inc | 50110 | Sierra Pacific Burney Facility | Industrial CHP | CA | GEN1 | 18.9 | Wood/Wood Waste Biomass | WDS | ST | 10 | 1986 |  |  | (OP) Operating
17164 | Sierra Pacific Industries Inc | 50112 | Sierra Pacific Quincy Facility | Industrial CHP | CA | GEN1 | 23.3 | Wood/Wood Waste Biomass | WDS | ST | 12 | 1986 |  |  | (OP) Operating
17164 | Sierra Pacific Industries Inc | 50112 | Sierra Pacific Quincy Facility | Industrial CHP | CA | GEN2 | 3.2 | Wood/Wood Waste Biomass | WDS | ST | 4 | 1999 |  |  | (OP) Operating
22669 | U S Borax Inc | 50115 | US Borax | Industrial CHP | CA | GEN1 | 39 | Natural Gas Fired Combustion Turbine | NG | GT | 7 | 1984 |  |  | (OP) Operating
19537 | University of Texas at Austin | 50118 | Hal C Weaver Power Plant | Commercial CHP | TX | GEN10 | 33 | Natural Gas Fired Combined Cycle | NG | CT | 3 | 2010 |  |  | (OP) Operating
19537 | University of Texas at Austin | 50118 | Hal C Weaver Power Plant | Commercial CHP | TX | GEN4 | 7.6 | Natural Gas Fired Combined Cycle | NG | CA | 10 | 1951 |  |  | (OP) Operating
19537 | University of Texas at Austin | 50118 | Hal C Weaver Power Plant | Commercial CHP | TX | GEN5 | 6 | Natural Gas Fired Combined Cycle | NG | CA | 9 | 1959 |  |  | (OP) Operating
19537 | University of Texas at Austin | 50118 | Hal C Weaver Power Plant | Commercial CHP | TX | GEN7 | 27.6 | Natural Gas Fired Combined Cycle | NG | CA | 1 | 1979 |  |  | (OP) Operating
19537 | University of Texas at Austin | 50118 | Hal C Weaver Power Plant | Commercial CHP | TX | GEN8 | 46.5 | Natural Gas Fired Combined Cycle | NG | CT | 11 | 1987 |  |  | (OP) Operating
19537 | University of Texas at Austin | 50118 | Hal C Weaver Power Plant | Commercial CHP | TX | GEN9 | 26.1 | Natural Gas Fired Combined Cycle | NG | CA | 11 | 2004 |  |  | (OP) Operating
4208 | Phillips 66 Company | 50119 | Phillips 66 Rodeo Refinery | Industrial CHP | CA | GENA | 15.4 | Other Gases | OG | GT | 5 | 1987 |  |  | (OP) Operating
4208 | Phillips 66 Company | 50119 | Phillips 66 Rodeo Refinery | Industrial CHP | CA | GENB | 16.4 | Other Gases | OG | GT | 5 | 1987 |  |  | (OP) Operating
4208 | Phillips 66 Company | 50119 | Phillips 66 Rodeo Refinery | Industrial CHP | CA | GENC | 16.2 | Other Gases | OG | GT | 5 | 1987 |  |  | (OP) Operating
19685 | Valero Refining Co | 50121 | Valero Refinery Corpus Christi West | Industrial Non-CHP | TX | PRU | 12 | All Other | WH | ST | 9 | 1983 |  |  | (OP) Operating
19685 | Valero Refining Co | 50121 | Valero Refinery Corpus Christi West | Industrial Non-CHP | TX | TG1 | 26.6 | Other Gases | OG | ST | 11 | 1983 |  |  | (OP) Operating
19685 | Valero Refining Co | 50121 | Valero Refinery Corpus Christi West | Industrial Non-CHP | TX | TG2 | 26.6 | Other Gases | OG | ST | 11 | 1983 |  |  | (OP) Operating
20148 | Watervliet City of | 50123 | Normanskill Hydro Project | IPP Non-CHP | NY | GEN1 | 1.2 | Conventional Hydroelectric | WAT | HY | 4 | 1983 |  |  | (OP) Operating
38001 | Ottauquechee Hydro Company, Inc. | 50126 | Ottauquechee Hydro | IPP Non-CHP | VT | 1 | 1.1 | Conventional Hydroelectric | WAT | HY | 7 | 1987 |  |  | (OP) Operating
38001 | Ottauquechee Hydro Company, Inc. | 50126 | Ottauquechee Hydro | IPP Non-CHP | VT | 2 | 0.6 | Conventional Hydroelectric | WAT | HY | 4 | 1983 |  |  | (OP) Operating
54777 | CCI Signal Hill LLC | 50127 | CCI Signal Hill LLC | IPP Non-CHP | TX | GTA | 20 | Natural Gas Fired Combined Cycle | NG | CT | 6 | 1987 |  |  | (OP) Operating
54777 | CCI Signal Hill LLC | 50127 | CCI Signal Hill LLC | IPP Non-CHP | TX | GTB | 20 | Natural Gas Fired Combined Cycle | NG | CT | 6 | 1987 |  |  | (OP) Operating
54777 | CCI Signal Hill LLC | 50127 | CCI Signal Hill LLC | IPP Non-CHP | TX | GTC | 20 | Natural Gas Fired Combined Cycle | NG | CT | 6 | 1987 |  |  | (OP) Operating
54777 | CCI Signal Hill LLC | 50127 | CCI Signal Hill LLC | IPP Non-CHP | TX | STD | 17 | Natural Gas Fired Combined Cycle | NG | CA | 6 | 1987 |  |  | (OP) Operating
22079 | Yolo County Flood Control WCD | 50128 | Clear Lake Hydro Project | IPP Non-CHP | CA | 3381 | 2.4 | Conventional Hydroelectric | WAT | HY | 9 | 1985 |  |  | (OS) Out of service and NOT expected to return to service in next calendar year
22079 | Yolo County Flood Control WCD | 50129 | Indian Valley Dam Hydro Project | IPP Non-CHP | CA | 1641 | 1.3 | Conventional Hydroelectric | WAT | HY | 10 | 1983 |  |  | (SB) Standby/Backup: available for service but not normally used
22079 | Yolo County Flood Control WCD | 50129 | Indian Valley Dam Hydro Project | IPP Non-CHP | CA | 1642 | 1.3 | Conventional Hydroelectric | WAT | HY | 10 | 1983 |  |  | (SB) Standby/Backup: available for service but not normally used
22079 | Yolo County Flood Control WCD | 50129 | Indian Valley Dam Hydro Project | IPP Non-CHP | CA | 8332 | 0.1 | Conventional Hydroelectric | WAT | HY | 10 | 1983 |  |  | (SB) Standby/Backup: available for service but not normally used
3852 | Coalinga Cogeneration Co | 50131 | Coalinga Cogeneration | IPP CHP | CA | K100 | 36 | Natural Gas Fired Combustion Turbine | NG | GT | 10 | 1991 |  |  | (OP) Operating
18390 | Sycamore Cogeneration Co | 50134 | Sycamore Cogeneration | IPP CHP | CA | GTAG | 75 | Natural Gas Fired Combustion Turbine | NG | GT | 12 | 1987 |  |  | (OP) Operating
18390 | Sycamore Cogeneration Co | 50134 | Sycamore Cogeneration | IPP CHP | CA | GTBG | 75 | Natural Gas Fired Combustion Turbine | NG | GT | 12 | 1987 |  |  | (OP) Operating
18390 | Sycamore Cogeneration Co | 50134 | Sycamore Cogeneration | IPP CHP | CA | GTCG | 75 | Natural Gas Fired Combustion Turbine | NG | GT | 12 | 1987 |  |  | (OP) Operating
18390 | Sycamore Cogeneration Co | 50134 | Sycamore Cogeneration | IPP CHP | CA | GTDG | 75 | Natural Gas Fired Combustion Turbine | NG | GT | 12 | 1987 |  |  | (OP) Operating
17460 | South Oak Hospital | 50136 | South Oaks Hospital | Commercial CHP | NY | CG1 | 0.1 | Natural Gas Internal Combustion Engine | NG | IC | 4 | 2008 |  |  | (OP) Operating
17460 | South Oak Hospital | 50136 | South Oaks Hospital | Commercial CHP | NY | CG2 | 0.1 | Natural Gas Internal Combustion Engine | NG | IC | 4 | 2008 |  |  | (OP) Operating
17460 | South Oak Hospital | 50136 | South Oaks Hospital | Commercial CHP | NY | CG3 | 0.1 | Natural Gas Internal Combustion Engine | NG | IC | 4 | 2008 |  |  | (OP) Operating
17460 | South Oak Hospital | 50136 | South Oaks Hospital | Commercial CHP | NY | CG4 | 0.1 | Natural Gas Internal Combustion Engine | NG | IC | 4 | 2008 |  |  | (OP) Operating
17460 | South Oak Hospital | 50136 | South Oaks Hospital | Commercial CHP | NY | CG5 | 0.1 | Natural Gas Internal Combustion Engine | NG | IC | 4 | 2008 |  |  | (OP) Operating
56201 | GDF Suez North America | 50137 | Newgulf Cogen | IPP Non-CHP | TX | GEN1 | 72 | Natural Gas Fired Combustion Turbine | NG | GT | 4 | 1984 |  |  | (OP) Operating
27211 | Snider Industries Inc | 50141 | Snider Industries | Industrial CHP | TX | WGN1 | 5 | Wood/Wood Waste Biomass | WDS | ST | 8 | 1983 |  |  | (OP) Operating
27131 | Imperial Savannah LP | 50146 | Imperial Savannah LP | Industrial CHP | GA | GENA | 2.7 | Conventional Steam Coal | BIT | ST | 3 | 1948 |  |  | (OP) Operating
27131 | Imperial Savannah LP | 50146 | Imperial Savannah LP | Industrial CHP | GA | GENB | 3 | Conventional Steam Coal | BIT | ST | 2 | 1959 |  |  | (OP) Operating
27131 | Imperial Savannah LP | 50146 | Imperial Savannah LP | Industrial CHP | GA | GENC | 1 | Conventional Steam Coal | BIT | ST | 8 | 1946 |  |  | (OP) Operating
27131 | Imperial Savannah LP | 50146 | Imperial Savannah LP | Industrial CHP | GA | GEND | 4.5 | Conventional Steam Coal | BIT | ST | 3 | 1985 |  |  | (OA) Out of service but expected to return to service in next calendar year
16713 | Santa Fe Irrigation District | 50147 | R E Badger Filtration Plant | IPP Non-CHP | CA | 1 | 1 | Conventional Hydroelectric | WAT | HY | 7 | 1987 |  |  | (OP) Operating
15320 | Praxair Inc | 50148 | Linde Wilmington | Industrial CHP | CA | GEN1 | 21 | Natural Gas Fired Combined Cycle | NG | CT | 12 | 1988 |  |  | (SB) Standby/Backup: available for service but not normally used
15320 | Praxair Inc | 50148 | Linde Wilmington | Industrial CHP | CA | GEN2 | 6 | Natural Gas Fired Combined Cycle | NG | CA | 12 | 1988 |  |  | (SB) Standby/Backup: available for service but not normally used
19450 | Union Carbide Corp-Seadrift | 50150 | Union Carbide Seadrift Cogen | Industrial CHP | TX | GE10 | 15 | Natural Gas Fired Combined Cycle | NG | CA | 1 | 1964 |  |  | (OP) Operating
19450 | Union Carbide Corp-Seadrift | 50150 | Union Carbide Seadrift Cogen | Industrial CHP | TX | GE11 | 35 | Natural Gas Fired Combined Cycle | NG | CT | 11 | 2000 |  |  | (OP) Operating
19450 | Union Carbide Corp-Seadrift | 50150 | Union Carbide Seadrift Cogen | Industrial CHP | TX | GEN5 | 15 | Natural Gas Fired Combined Cycle | NG | CA | 11 | 1987 |  |  | (OP) Operating
19450 | Union Carbide Corp-Seadrift | 50150 | Union Carbide Seadrift Cogen | Industrial CHP | TX | GEN6 | 35 | Natural Gas Fired Combined Cycle | NG | CT | 11 | 1987 |  |  | (OP) Operating
19450 | Union Carbide Corp-Seadrift | 50150 | Union Carbide Seadrift Cogen | Industrial CHP | TX | GEN7 | 6 | Natural Gas Fired Combined Cycle | NG | CA | 11 | 1987 |  |  | (OP) Operating
19450 | Union Carbide Corp-Seadrift | 50150 | Union Carbide Seadrift Cogen | Industrial CHP | TX | GEN8 | 35 | Natural Gas Fired Combined Cycle | NG | CT | 11 | 1987 |  |  | (OP) Operating
19450 | Union Carbide Corp-Seadrift | 50150 | Union Carbide Seadrift Cogen | Industrial CHP | TX | GEN9 | 15 | Natural Gas Fired Combined Cycle | NG | CA | 11 | 1987 |  |  | (OP) Operating
19450 | Union Carbide Corp-Seadrift | 50150 | Union Carbide Seadrift Cogen | Industrial CHP | TX | IGT | 12 | Natural Gas Fired Combined Cycle | NG | CT | 1 | 1969 |  |  | (OS) Out of service and NOT expected to return to service in next calendar year
5352 | Dow Chemical Co - St Charles | 50152 | Dow St Charles Operations | Industrial CHP | LA | CGN1 | 100 | Natural Gas Fired Combined Cycle | NG | CT | 12 | 1996 |  |  | (OP) Operating
5352 | Dow Chemical Co - St Charles | 50152 | Dow St Charles Operations | Industrial CHP | LA | CGN2 | 100 | Natural Gas Fired Combined Cycle | NG | CT | 1 | 1997 |  |  | (OP) Operating
5352 | Dow Chemical Co - St Charles | 50152 | Dow St Charles Operations | Industrial CHP | LA | CSTG | 50 | Natural Gas Fired Combined Cycle | NG | CA | 12 | 2002 |  |  | (OP) Operating
5352 | Dow Chemical Co - St Charles | 50152 | Dow St Charles Operations | Industrial CHP | LA | STG | 20 | Natural Gas Fired Combined Cycle | NG | CA | 2 | 1997 |  |  | (OP) Operating
39066 | Union Carbide Corp-Texas City | 50153 | Texas City Plant Union Carbide | Industrial CHP | TX | STG | 38 | All Other | PUR | ST | 3 | 1996 |  |  | (OP) Operating
3663 | CHI-West Inc | 50156 | Bear Creek | IPP Non-CHP | CA | GEN1 | 3 | Conventional Hydroelectric | WAT | HY | 1 | 1990 |  |  | (OP) Operating
20919 | Boyce Hydro Power LLC | 50157 | Sanford Dam | IPP Non-CHP | MI | 1 | 1.2 | Conventional Hydroelectric | WAT | HY | 1 | 1923 |  |  | (OP) Operating
20919 | Boyce Hydro Power LLC | 50157 | Sanford Dam | IPP Non-CHP | MI | 2 | 1.2 | Conventional Hydroelectric | WAT | HY | 1 | 1923 |  |  | (SB) Standby/Backup: available for service but not normally used
20919 | Boyce Hydro Power LLC | 50157 | Sanford Dam | IPP Non-CHP | MI | 3 | 1.2 | Conventional Hydroelectric | WAT | HY | 1 | 1923 |  |  | (SB) Standby/Backup: available for service but not normally used
20919 | Boyce Hydro Power LLC | 50158 | Edenville | IPP Non-CHP | MI | 1 | 2.4 | Conventional Hydroelectric | WAT | HY | 1 | 1923 |  |  | (OP) Operating
20919 | Boyce Hydro Power LLC | 50158 | Edenville | IPP Non-CHP | MI | 2 | 2.4 | Conventional Hydroelectric | WAT | HY | 1 | 1923 |  |  | (SB) Standby/Backup: available for service but not normally used
20919 | Boyce Hydro Power LLC | 50159 | Secord | IPP Non-CHP | MI | 1 | 1.2 | Conventional Hydroelectric | WAT | HY | 1 | 1923 |  |  | (OP) Operating
20919 | Boyce Hydro Power LLC | 50160 | Smallwood | IPP Non-CHP | MI | 1 | 1.2 | Conventional Hydroelectric | WAT | HY | 1 | 1923 |  |  | (OP) Operating
49911 | Swift River Hydro Operations Co., Inc | 50166 | International Paper Woronoco Mill | Industrial Non-CHP | MA | GEN2 | 1.7 | Conventional Hydroelectric | WAT | HY | 1 | 1913 |  |  | (OS) Out of service and NOT expected to return to service in next calendar year
13914 | Occidental Chemical Corporation | 50169 | Wichita Plant | Industrial CHP | KS | GEN1 | 27 | Natural Gas Fired Combustion Turbine | NG | GT | 8 | 1982 |  |  | (SB) Standby/Backup: available for service but not normally used
1569 | Berry Petroleum Co | 50170 | Berry Cogen | Industrial CHP | CA | GEN1 | 35 | Natural Gas Fired Combustion Turbine | NG | GT | 12 | 1986 |  |  | (OP) Operating
56840 | Emporia Hydro Power LP | 50175 | Emporia | IPP Non-CHP | VA | GEN1 | 2 | Conventional Hydroelectric | WAT | HY | 1 | 1986 |  |  | (OP) Operating
56840 | Emporia Hydro Power LP | 50175 | Emporia | IPP Non-CHP | VA | GEN2 | 0.5 | Conventional Hydroelectric | WAT | HY | 1 | 1986 |  |  | (OP) Operating
56842 | Union Falls Hydro Power LP | 50176 | Union Falls | IPP Non-CHP | NY | GEN1 | 1.3 | Conventional Hydroelectric | WAT | HY | 1 | 1987 |  |  | (OP) Operating
56842 | Union Falls Hydro Power LP | 50176 | Union Falls | IPP Non-CHP | NY | GEN2 | 1.3 | Conventional Hydroelectric | WAT | HY | 1 | 1987 |  |  | (OP) Operating
56844 | Blackstone Hydro Inc. | 50177 | Blackstone/Tupperware | IPP Non-CHP | RI | GEN1 | 0.4 | Conventional Hydroelectric | WAT | HY | 1 | 1981 |  |  | (OP) Operating
56844 | Blackstone Hydro Inc. | 50177 | Blackstone/Tupperware | IPP Non-CHP | RI | GEN2 | 0.4 | Conventional Hydroelectric | WAT | HY | 1 | 1981 |  |  | (OP) Operating
56844 | Blackstone Hydro Inc. | 50177 | Blackstone/Tupperware | IPP Non-CHP | RI | GEN3 | 0.4 | Conventional Hydroelectric | WAT | HY | 1 | 1981 |  |  | (OP) Operating
56844 | Blackstone Hydro Inc. | 50177 | Blackstone/Tupperware | IPP Non-CHP | RI | GEN4 | 0.4 | Conventional Hydroelectric | WAT | HY | 1 | 1981 |  |  | (OP) Operating
56843 | Banister Hydro LP | 50178 | Halifax | IPP Non-CHP | VA | GEN1 | 0.8 | Conventional Hydroelectric | WAT | HY | 1 | 1915 |  |  | (OP) Operating
56843 | Banister Hydro LP | 50178 | Halifax | IPP Non-CHP | VA | GEN2 | 0.4 | Conventional Hydroelectric | WAT | HY | 1 | 1915 |  |  | (OP) Operating
56843 | Banister Hydro LP | 50178 | Halifax | IPP Non-CHP | VA | GEN3 | 0.4 | Conventional Hydroelectric | WAT | HY | 1 | 1915 |  |  | (OP) Operating
58896 | Siskiyou Power Authority | 50179 | Box Canyon Dam | IPP Non-CHP | CA | GEN1 | 2.5 | Conventional Hydroelectric | WAT | HY | 6 | 1986 |  |  | (OP) Operating
58896 | Siskiyou Power Authority | 50179 | Box Canyon Dam | IPP Non-CHP | CA | GEN2 | 2.5 | Conventional Hydroelectric | WAT | HY | 6 | 1986 |  |  | (OP) Operating
18410 | Synergics Inc | 50180 | Olsen | IPP Non-CHP | CA | GEN1 | 4.8 | Conventional Hydroelectric | WAT | HY | 1 | 1990 |  |  | (OP) Operating
20492 | Weyerhaeuser Co | 50184 | Weyerhaeuser Columbus MS | Industrial CHP | MS | TG1 | 64 | Wood/Wood Waste Biomass | BLQ | ST | 4 | 1990 |  |  | (OP) Operating
20492 | Weyerhaeuser Co | 50184 | Weyerhaeuser Columbus MS | Industrial CHP | MS | TG2 | 46 | Wood/Wood Waste Biomass | BLQ | ST | 6 | 1982 |  |  | (OP) Operating
20492 | Weyerhaeuser Co | 50184 | Weyerhaeuser Columbus MS | Industrial CHP | MS | TG3 | 14.6 | Wood/Wood Waste Biomass | BLQ | ST | 6 | 1982 |  |  | (OP) Operating
20492 | Weyerhaeuser Co | 50184 | Weyerhaeuser Columbus MS | Industrial CHP | MS | TG4 | 4 | Wood/Wood Waste Biomass | BLQ | ST | 8 | 1987 |  |  | (SB) Standby/Backup: available for service but not normally used
20547 | Cosmo Specialty Fibers | 50185 | Cosmo Specialty Fibers Plant | Industrial CHP | WA | TG1 | 8.5 | Wood/Wood Waste Biomass | WDL | ST | 1 | 1957 |  |  | (OP) Operating
20547 | Cosmo Specialty Fibers | 50185 | Cosmo Specialty Fibers Plant | Industrial CHP | WA | TG2 | 8.5 | Wood/Wood Waste Biomass | WDL | ST | 1 | 1957 |  |  | (OP) Operating
20548 | Weyerhaeuser Co | 50187 | Weyerhaeuser Longview WA | Industrial CHP | WA | TG1 | 4.7 | Wood/Wood Waste Biomass | BLQ | ST | 1 | 1948 |  |  | (OP) Operating
20548 | Weyerhaeuser Co | 50187 | Weyerhaeuser Longview WA | Industrial CHP | WA | TG2 | 4.7 | Wood/Wood Waste Biomass | BLQ | ST | 1 | 1948 |  |  | (OP) Operating
20548 | Weyerhaeuser Co | 50187 | Weyerhaeuser Longview WA | Industrial CHP | WA | TG4 | 18 | Wood/Wood Waste Biomass | BLQ | ST | 1 | 1954 |  |  | (OP) Operating
20548 | Weyerhaeuser Co | 50187 | Weyerhaeuser Longview WA | Industrial CHP | WA | TG5 | 29.2 | Wood/Wood Waste Biomass | WDS | ST | 1 | 1976 |  |  | (OP) Operating
20511 | Weyerhaeuser Co NR, New Bern CF | 50188 | Weyerhaeuser New Bern NC | Industrial CHP | NC | TG2 | 29 | Wood/Wood Waste Biomass | BLQ | ST | 4 | 2014 |  |  | (OP) Operating
55903 | Domtar Paper Company LLC | 50189 | Domtar Paper Co LLC Plymouth NC | Industrial CHP | NC | TG10 | 74 | Wood/Wood Waste Biomass | WDS | ST | 6 | 1978 |  |  | (OP) Operating
55903 | Domtar Paper Company LLC | 50189 | Domtar Paper Co LLC Plymouth NC | Industrial CHP | NC | TG7 | 7.5 | Wood/Wood Waste Biomass | BLQ | ST | 9 | 1952 |  |  | (SB) Standby/Backup: available for service but not normally used
55903 | Domtar Paper Company LLC | 50189 | Domtar Paper Co LLC Plymouth NC | Industrial CHP | NC | TG8 | 23.8 | Wood/Wood Waste Biomass | BLQ | ST | 6 | 1964 |  |  | (SB) Standby/Backup: available for service but not normally used
55903 | Domtar Paper Company LLC | 50189 | Domtar Paper Co LLC Plymouth NC | Industrial CHP | NC | TG9 | 40.8 | Wood/Wood Waste Biomass | BLQ | ST | 9 | 1976 |  |  | (OP) Operating
55997 | Domtar Paper Company Rothschild | 50190 | Domtar Paper Company Rothschild | Industrial Non-CHP | WI | HG1 | 0.6 | Conventional Hydroelectric | WAT | HY | 1 | 1910 |  |  | (OP) Operating
55997 | Domtar Paper Company Rothschild | 50190 | Domtar Paper Company Rothschild | Industrial Non-CHP | WI | HG2 | 0.5 | Conventional Hydroelectric | WAT | HY | 1 | 1910 |  |  | (OP) Operating
55997 | Domtar Paper Company Rothschild | 50190 | Domtar Paper Company Rothschild | Industrial Non-CHP | WI | HG3 | 0.6 | Conventional Hydroelectric | WAT | HY | 1 | 1910 |  |  | (OP) Operating
55997 | Domtar Paper Company Rothschild | 50190 | Domtar Paper Company Rothschild | Industrial Non-CHP | WI | HG4 | 0.5 | Conventional Hydroelectric | WAT | HY | 1 | 1910 |  |  | (OP) Operating
55997 | Domtar Paper Company Rothschild | 50190 | Domtar Paper Company Rothschild | Industrial Non-CHP | WI | HG5 | 1 | Conventional Hydroelectric | WAT | HY | 1 | 1910 |  |  | (OP) Operating
55997 | Domtar Paper Company Rothschild | 50190 | Domtar Paper Company Rothschild | Industrial Non-CHP | WI | HG6 | 0.7 | Conventional Hydroelectric | WAT | HY | 1 | 1910 |  |  | (OP) Operating
55997 | Domtar Paper Company Rothschild | 50190 | Domtar Paper Company Rothschild | Industrial Non-CHP | WI | HG7 | 0.5 | Conventional Hydroelectric | WAT | HY | 1 | 1910 |  |  | (OP) Operating
56289 | International Paper Corporation | 50191 | IP Springfield Oregon | Industrial CHP | OR | TG1 | 7.5 | Wood/Wood Waste Biomass | BLQ | ST | 1 | 1949 |  |  | (OS) Out of service and NOT expected to return to service in next calendar year
56289 | International Paper Corporation | 50191 | IP Springfield Oregon | Industrial CHP | OR | TG2 | 5 | Wood/Wood Waste Biomass | BLQ | ST | 1 | 1949 |  |  | (OS) Out of service and NOT expected to return to service in next calendar year
56289 | International Paper Corporation | 50191 | IP Springfield Oregon | Industrial CHP | OR | TG3 | 12.5 | Wood/Wood Waste Biomass | BLQ | ST | 1 | 1953 |  |  | (OS) Out of service and NOT expected to return to service in next calendar year
56289 | International Paper Corporation | 50191 | IP Springfield Oregon | Industrial CHP | OR | TG4 | 33 | Wood/Wood Waste Biomass | BLQ | ST | 10 | 1976 |  |  | (OP) Operating
56164 | International Paper - Valliant | 50192 | International Paper Valliant OK | Industrial CHP | OK | TG1 | 57.8 | Wood/Wood Waste Biomass | BLQ | ST | 10 | 1971 |  |  | (OP) Operating
1058 | B Braun Medical Inc | 50200 | B Braun Medical | Industrial CHP | CA | GEN1 | 2.7 | Natural Gas Fired Combustion Turbine | NG | GT | 11 | 1982 |  |  | (OP) Operating
1058 | B Braun Medical Inc | 50200 | B Braun Medical | Industrial CHP | CA | GEN2 | 3 | Natural Gas Fired Combustion Turbine | NG | GT | 1 | 1995 |  |  | (OP) Operating
56216 | Multitrade Rabun Gap LLC | 50201 | Rabun Gap Cogen Facility | IPP Non-CHP | GA | ST2 | 17 | Wood/Wood Waste Biomass | WDS | ST | 1 | 2010 |  |  | (OP) Operating
55807 | Niagara Generation LLC | 50202 | WPS Power Niagara | IPP Non-CHP | NY | GEN1 | 41.1 | Wood/Wood Waste Biomass | WDS | ST | 8 | 1991 |  |  | (OA) Out of service but expected to return to service in next calendar year
19351 | U S Gypsum Co | 50203 | US Gypsum Oakfield | Industrial CHP | NY | GEN1 | 4.9 | Natural Gas Fired Combustion Turbine | NG | GT | 4 | 1986 |  |  | (OP) Operating
28473 | Williams Field Services Co | 50205 | Williams Ignacio Natural Gas Plant | Industrial Non-CHP | CO | 7101 | 6.1 | All Other | WH | ST | 12 | 1984 |  |  | (OP) Operating
27762 | Ptarmigan Res & Engy Inc | 50206 | Vallecito Hydroelectric | IPP Non-CHP | CO | GEN1 | 0.8 | Conventional Hydroelectric | WAT | HY | 5 | 1989 |  |  | (OP) Operating
27762 | Ptarmigan Res & Engy Inc | 50206 | Vallecito Hydroelectric | IPP Non-CHP | CO | GEN2 | 2.5 | Conventional Hydroelectric | WAT | HY | 5 | 1989 |  |  | (OP) Operating
27762 | Ptarmigan Res & Engy Inc | 50206 | Vallecito Hydroelectric | IPP Non-CHP | CO | GEN3 | 2.5 | Conventional Hydroelectric | WAT | HY | 5 | 1989 |  |  | (OP) Operating
15064 | Pinetree Power Inc | 50208 | Pinetree Power | IPP Non-CHP | NH | GEN1 | 15 | Wood/Wood Waste Biomass | WDS | ST | 12 | 1986 |  |  | (OP) Operating
49899 | CalEnergy Operating Corporation | 50210 | Vulcan-BN Geothermal Power Company | IPP Non-CHP | CA | GEN1 | 23.5 | Geothermal | GEO | ST | 12 | 1985 |  |  | (OP) Operating
49899 | CalEnergy Operating Corporation | 50210 | Vulcan-BN Geothermal Power Company | IPP Non-CHP | CA | GEN2 | 6 | Geothermal | GEO | ST | 12 | 1985 |  |  | (OP) Operating
21128 | York County Solid W & R Auth | 50215 | York County Resource Recovery | IPP Non-CHP | PA | GEN1 | 28.9 | Municipal Solid Waste | MSW | ST | 11 | 1989 |  |  | (OP) Operating
867 | ARCO Products Co-Watson | 50216 | Watson Cogeneration | Industrial CHP | CA | GN91 | 82 | Natural Gas Fired Combined Cycle | NG | CT | 3 | 1988 |  |  | (OP) Operating
867 | ARCO Products Co-Watson | 50216 | Watson Cogeneration | Industrial CHP | CA | GN92 | 82 | Natural Gas Fired Combined Cycle | NG | CT | 2 | 1988 |  |  | (OP) Operating
867 | ARCO Products Co-Watson | 50216 | Watson Cogeneration | Industrial CHP | CA | GN93 | 82 | Natural Gas Fired Combined Cycle | NG | CT | 1 | 1988 |  |  | (OP) Operating
867 | ARCO Products Co-Watson | 50216 | Watson Cogeneration | Industrial CHP | CA | GN94 | 82 | Natural Gas Fired Combined Cycle | NG | CT | 12 | 1987 |  |  | (OP) Operating
867 | ARCO Products Co-Watson | 50216 | Watson Cogeneration | Industrial CHP | CA | GN95 | 35 | Natural Gas Fired Combined Cycle | NG | CA | 2 | 1988 |  |  | (OP) Operating
867 | ARCO Products Co-Watson | 50216 | Watson Cogeneration | Industrial CHP | CA | GN96 | 35 | Natural Gas Fired Combined Cycle | NG | CA | 12 | 1987 |  |  | (OP) Operating
19281 | Turlock Irrigation District | 50218 | Woodward Power Plant | IPP Non-CHP | CA | U1 | 2.7 | Conventional Hydroelectric | WAT | HY | 4 | 1982 |  |  | (SB) Standby/Backup: available for service but not normally used
19281 | Turlock Irrigation District | 50219 | Frankenheimer Power Plant | IPP Non-CHP | CA | U1 | 4 | Conventional Hydroelectric | WAT | HY | 3 | 1983 |  |  | (OP) Operating
13353 | Nelson Creek Power Inc | 50223 | Nelson Creek | IPP Non-CHP | CA | 1296 | 0.5 | Conventional Hydroelectric | WAT | HY | 10 | 1989 |  |  | (OP) Operating
22045 | Oxnard City of | 50224 | Oxnard Wastewater Treatment Plant | Commercial CHP | CA | 7610 | 0.4 | Other Waste Biomass | OBG | IC | 8 | 1981 |  |  | (OP) Operating
22045 | Oxnard City of | 50224 | Oxnard Wastewater Treatment Plant | Commercial CHP | CA | 7710 | 0.4 | Other Waste Biomass | OBG | IC | 8 | 1981 |  |  | (OP) Operating
22045 | Oxnard City of | 50224 | Oxnard Wastewater Treatment Plant | Commercial CHP | CA | 7810 | 0.4 | Other Waste Biomass | OBG | IC | 8 | 1981 |  |  | (OP) Operating
15824 | Ecomaine | 50225 | Regional Waste Systems | IPP Non-CHP | ME | TG1 | 11.5 | Municipal Solid Waste | MSW | ST | 6 | 1988 |  |  | (OP) Operating
22614 | Rocky Brook Electric Inc | 50228 | Rocky Brook Hydroelectric | IPP Non-CHP | WA | GEN1 | 0.1 | Conventional Hydroelectric | WAT | HY | 12 | 1985 |  |  | (SB) Standby/Backup: available for service but not normally used
18760 | TPC Group, LLC | 50229 | Texas Petrochemicals | Industrial CHP | TX | TG2 | 35 | Natural Gas Steam Turbine | NG | ST | 6 | 1972 |  |  | (OP) Operating
16191 | Robbins Lumber Inc | 50230 | Robbins Lumber | Industrial CHP | ME | CAT | 1.8 | Petroleum Liquids | DFO | IC | 1 | 1987 |  |  | (SB) Standby/Backup: available for service but not normally used
16191 | Robbins Lumber Inc | 50230 | Robbins Lumber | Industrial CHP | ME | WEST | 1.1 | Wood/Wood Waste Biomass | WDS | ST | 1 | 1981 |  |  | (OS) Out of service and NOT expected to return to service in next calendar year
22803 | SDS Lumber Co | 50231 | SDS Lumber Gorge Energy Division | Industrial CHP | WA | TG2 | 5 | Wood/Wood Waste Biomass | WDS | ST | 7 | 1985 |  |  | (SB) Standby/Backup: available for service but not normally used
22803 | SDS Lumber Co | 50231 | SDS Lumber Gorge Energy Division | Industrial CHP | WA | TG3 | 4.7 | Wood/Wood Waste Biomass | WDS | ST | 7 | 2002 |  |  | (OP) Operating
22635 | San Gabriel Valley Mun Wtr Dt | 50233 | San Dimas Wash Generating Station | IPP Non-CHP | CA | 4011 | 1 | Conventional Hydroelectric | WAT | HY | 3 | 1986 |  |  | (SB) Standby/Backup: available for service but not normally used
16583 | San Antonio Regional Hospital | 50234 | San Antonio Regional Hospital | Commercial CHP | CA | 2074 | 0.9 | Natural Gas Internal Combustion Engine | NG | IC | 1 | 1985 |  |  | (OP) Operating
16583 | San Antonio Regional Hospital | 50234 | San Antonio Regional Hospital | Commercial CHP | CA | 2075 | 0.9 | Natural Gas Internal Combustion Engine | NG | IC | 1 | 1985 |  |  | (OP) Operating
16583 | San Antonio Regional Hospital | 50234 | San Antonio Regional Hospital | Commercial CHP | CA | 2076 | 0.9 | Natural Gas Internal Combustion Engine | NG | IC | 3 | 2001 |  |  | (OP) Operating
15526 | Purdue University | 50240 | Purdue University | Commercial CHP | IN | GEN1 | 30.8 | Natural Gas Steam Turbine | NG | ST | 7 | 1995 |  |  | (OP) Operating
15526 | Purdue University | 50240 | Purdue University | Commercial CHP | IN | GEN2 | 7 | Natural Gas Steam Turbine | NG | ST | 1 | 1969 |  |  | (OP) Operating
15526 | Purdue University | 50240 | Purdue University | Commercial CHP | IN | GEN3 | 1.8 | Petroleum Liquids | DFO | IC | 1 | 2000 |  |  | (SB) Standby/Backup: available for service but not normally used
27378 | Tenet Hospital Ltd | 50241 | Providence Memorial Hospital | Commercial CHP | TX | 9541 | 2.1 | Natural Gas Internal Combustion Engine | NG | IC | 3 | 1987 |  |  | (SB) Standby/Backup: available for service but not normally used
27378 | Tenet Hospital Ltd | 50241 | Providence Memorial Hospital | Commercial CHP | TX | 9542 | 2.1 | Natural Gas Internal Combustion Engine | NG | IC | 3 | 1987 |  |  | (SB) Standby/Backup: available for service but not normally used
22354 | VC Porterdale Hydroelectric, LLC | 50242 | VC Porterdale Hydroelectric | IPP Non-CHP | GA | TB-1 | 1.2 | Conventional Hydroelectric | WAT | HY | 12 | 1982 |  |  | (OP) Operating
22354 | VC Porterdale Hydroelectric, LLC | 50242 | VC Porterdale Hydroelectric | IPP Non-CHP | GA | TB-2 | 1.2 | Conventional Hydroelectric | WAT | HY | 12 | 1982 |  |  | (OS) Out of service and NOT expected to return to service in next calendar year
9303 | Verso Bucksport LLC | 50243 | Bucksport Generation LLC | Industrial CHP | ME | GEN2 | 21 | Natural Gas Steam Turbine | NG | ST | 7 | 1965 |  |  | (OP) Operating
9303 | Verso Bucksport LLC | 50243 | Bucksport Generation LLC | Industrial CHP | ME | GEN3 | 72 | Natural Gas Steam Turbine | NG | ST | 7 | 1988 |  |  | (OP) Operating
9303 | Verso Bucksport LLC | 50243 | Bucksport Generation LLC | Industrial CHP | ME | GEN4 | 156.8 | Natural Gas Fired Combustion Turbine | NG | GT | 1 | 2001 |  |  | (OP) Operating
9303 | Verso Bucksport LLC | 50243 | Bucksport Generation LLC | Industrial CHP | ME | GEN5 | 24 | Natural Gas Steam Turbine | NG | ST | 11 | 2012 |  |  | (OP) Operating
23815 | Blue Ridge Paper Products Inc | 50244 | Canton North Carolina | Industrial CHP | NC | GEN8 | 7.5 | Conventional Steam Coal | BIT | ST | 1 | 1937 |  |  | (OP) Operating
23815 | Blue Ridge Paper Products Inc | 50244 | Canton North Carolina | Industrial CHP | NC | GEN9 | 7.5 | Conventional Steam Coal | BIT | ST | 1 | 1941 |  |  | (OP) Operating
23815 | Blue Ridge Paper Products Inc | 50244 | Canton North Carolina | Industrial CHP | NC | GN10 | 7.5 | Conventional Steam Coal | BIT | ST | 1 | 1946 |  |  | (OP) Operating
23815 | Blue Ridge Paper Products Inc | 50244 | Canton North Carolina | Industrial CHP | NC | GN11 | 7.5 | Conventional Steam Coal | BIT | ST | 1 | 1949 |  |  | (OP) Operating
23815 | Blue Ridge Paper Products Inc | 50244 | Canton North Carolina | Industrial CHP | NC | GN12 | 10 | Conventional Steam Coal | BIT | ST | 1 | 1952 |  |  | (OP) Operating
23815 | Blue Ridge Paper Products Inc | 50244 | Canton North Carolina | Industrial CHP | NC | GN13 | 12.5 | Conventional Steam Coal | BIT | ST | 6 | 1979 |  |  | (OP) Operating
9401 | International Paper Co-Pensacola | 50250 | International Paper Pensacola | Industrial CHP | FL | GEN1 | 36 | Wood/Wood Waste Biomass | BLQ | ST | 1 | 1981 |  |  | (OP) Operating
9401 | International Paper Co-Pensacola | 50250 | International Paper Pensacola | Industrial CHP | FL | GEN2 | 40 | Wood/Wood Waste Biomass | BLQ | ST | 1 | 1981 |  |  | (OP) Operating
56187 | Verso Paper - Quinnesec | 50251 | Verso Paper Quinnesec Mich Mill | Industrial CHP | MI | GEN1 | 28 | Wood/Wood Waste Biomass | BLQ | ST | 10 | 1985 |  |  | (OP) Operating
56187 | Verso Paper - Quinnesec | 50251 | Verso Paper Quinnesec Mich Mill | Industrial CHP | MI | GEN2 | 31 | Wood/Wood Waste Biomass | WDS | ST | 11 | 2011 |  |  | (OP) Operating
57280 | Eagle Creek RE LLC | 50252 | Sartell Dam | Industrial Non-CHP | MN | HG10 | 0.9 | Conventional Hydroelectric | WAT | HY | 3 | 1985 |  |  | (OP) Operating
57280 | Eagle Creek RE LLC | 50252 | Sartell Dam | Industrial Non-CHP | MN | HG11 | 0.9 | Conventional Hydroelectric | WAT | HY | 3 | 1985 |  |  | (OP) Operating
57280 | Eagle Creek RE LLC | 50252 | Sartell Dam | Industrial Non-CHP | MN | HG12 | 0.9 | Conventional Hydroelectric | WAT | HY | 3 | 1985 |  |  | (OP) Operating
57280 | Eagle Creek RE LLC | 50252 | Sartell Dam | Industrial Non-CHP | MN | HG2 | 0.9 | Conventional Hydroelectric | WAT | HY | 3 | 1985 |  |  | (OP) Operating
57280 | Eagle Creek RE LLC | 50252 | Sartell Dam | Industrial Non-CHP | MN | HG3 | 0.9 | Conventional Hydroelectric | WAT | HY | 3 | 1985 |  |  | (OP) Operating
57280 | Eagle Creek RE LLC | 50252 | Sartell Dam | Industrial Non-CHP | MN | HG4 | 0.9 | Conventional Hydroelectric | WAT | HY | 3 | 1985 |  |  | (OP) Operating
57280 | Eagle Creek RE LLC | 50252 | Sartell Dam | Industrial Non-CHP | MN | HG5 | 0.9 | Conventional Hydroelectric | WAT | HY | 3 | 1985 |  |  | (OP) Operating
57280 | Eagle Creek RE LLC | 50252 | Sartell Dam | Industrial Non-CHP | MN | HG6 | 0.8 | Conventional Hydroelectric | WAT | HY | 3 | 1985 |  |  | (OP) Operating
57280 | Eagle Creek RE LLC | 50252 | Sartell Dam | Industrial Non-CHP | MN | HG7 | 0.8 | Conventional Hydroelectric | WAT | HY | 3 | 1985 |  |  | (OP) Operating
57280 | Eagle Creek RE LLC | 50252 | Sartell Dam | Industrial Non-CHP | MN | HG8 | 0.7 | Conventional Hydroelectric | WAT | HY | 3 | 1985 |  |  | (OP) Operating
57280 | Eagle Creek RE LLC | 50252 | Sartell Dam | Industrial Non-CHP | MN | HG9 | 0.7 | Conventional Hydroelectric | WAT | HY | 3 | 1985 |  |  | (OP) Operating
55771 | KapStone Kraft Paper Corp | 50254 | KapStone Kraft Paper Corp | Industrial CHP | NC | GEN1 | 30 | Wood/Wood Waste Biomass | BLQ | ST | 1 | 1966 |  |  | (OP) Operating
13945 | Oakwood Hospital Med Center | 50260 | Oakwood Hospital & Medical Center | Commercial Non-CHP | MI | 1 2M | 2 | Petroleum Liquids | DFO | IC | 1 | 2006 |  |  | (SB) Standby/Backup: available for service but not normally used
13945 | Oakwood Hospital Med Center | 50260 | Oakwood Hospital & Medical Center | Commercial Non-CHP | MI | 2 2M | 2 | Petroleum Liquids | DFO | IC | 1 | 2006 |  |  | (SB) Standby/Backup: available for service but not normally used
13945 | Oakwood Hospital Med Center | 50260 | Oakwood Hospital & Medical Center | Commercial Non-CHP | MI | 500A | 0.5 | Petroleum Liquids | DFO | IC | 2 | 2006 |  |  | (SB) Standby/Backup: available for service but not normally used
13945 | Oakwood Hospital Med Center | 50260 | Oakwood Hospital & Medical Center | Commercial Non-CHP | MI | 500KW | 0.5 | Petroleum Liquids | DFO | IC | 1 | 1979 |  |  | (SB) Standby/Backup: available for service but not normally used
40444 | Truckee-Carson Irrigation District | 50261 | New Lahontan | IPP Non-CHP | NV | GEN1 | 3.8 | Conventional Hydroelectric | WAT | HY | 4 | 1989 |  |  | (OP) Operating
15787 | Redlands Water & Power Company | 50267 | Redlands Water & Power | IPP Non-CHP | CO | RED1 | 1.4 | Conventional Hydroelectric | WAT | HY | 8 | 1931 |  |  | (OP) Operating
5914 | Erie Boulevard Hydropower LP | 50268 | Hewittville Hydroelectric | IPP Non-CHP | NY | HY1 | 2.2 | Conventional Hydroelectric | WAT | HY | 9 | 1984 |  |  | (OP) Operating
5914 | Erie Boulevard Hydropower LP | 50269 | Unionville Hydro Project 2499 NY | IPP Non-CHP | NY | HY1 | 2.2 | Conventional Hydroelectric | WAT | HY | 7 | 1984 |  |  | (OP) Operating
6529 | Exxon Mobil Production Co | 50270 | ExxonMobil Santa Ynez Facility | Industrial CHP | CA | GTG1 | 40.2 | Natural Gas Fired Combined Cycle | NG | CT | 9 | 1993 |  |  | (OP) Operating
6529 | Exxon Mobil Production Co | 50270 | ExxonMobil Santa Ynez Facility | Industrial CHP | CA | STG1 | 8.9 | Natural Gas Fired Combined Cycle | NG | CA | 10 | 1993 |  |  | (OP) Operating
56125 | Covanta Springfield LLC | 50273 | Pioneer Valley Resource Recovery | IPP Non-CHP | MA | DLV1 | 7.5 | Municipal Solid Waste | MSW | ST | 5 | 1988 |  |  | (OP) Operating
17191 | Simplot Leasing Corp | 50274 | Simplot Leasing Don Plant | Industrial CHP | ID | GEN1 | 14.8 | All Other | OTH | ST | 2 | 1986 |  |  | (OP) Operating
14465 | Park 500 Philip Morris USA | 50275 | Park 500 Philip Morris USA | Industrial CHP | VA | TG3 | 10.5 | Natural Gas Steam Turbine | NG | ST | 9 | 1983 |  |  | (OP) Operating
20707 | Wintec Energy Ltd | 50276 | Wintec Energy Ltd | IPP Non-CHP | CA | EXIS | 5.9 | Onshore Wind Turbine | WND | WT | 12 | 1986 |  |  | (OP) Operating
57433 | ReEnergy Chateaugay LLC | 50277 | ReEnergy Chateaugay Power Station | IPP Non-CHP | NY | GEN1 | 18 | Wood/Wood Waste Biomass | WDS | ST | 2 | 1993 |  |  | (OA) Out of service but expected to return to service in next calendar year
21737 | Brown Bear II Hydro Inc | 50278 | Worumbo Hydro Station | IPP Non-CHP | ME | GEN1 | 4.6 | Conventional Hydroelectric | WAT | HY | 2 | 1989 |  |  | (OP) Operating
21737 | Brown Bear II Hydro Inc | 50278 | Worumbo Hydro Station | IPP Non-CHP | ME | GEN2 | 4.6 | Conventional Hydroelectric | WAT | HY | 3 | 1989 |  |  | (OP) Operating
22174 | PEI Power Corp | 50279 | Archbald Power Station | IPP Non-CHP | PA | GEN1 | 20 | Landfill Gas | LFG | ST | 9 | 1988 |  |  | (OP) Operating
22174 | PEI Power Corp | 50279 | Archbald Power Station | IPP Non-CHP | PA | GEN5 | 4 | Landfill Gas | LFG | GT | 2 | 2010 |  |  | (OP) Operating
22174 | PEI Power Corp | 50279 | Archbald Power Station | IPP Non-CHP | PA | GEN6 | 4 | Landfill Gas | LFG | GT | 2 | 2010 |  |  | (OP) Operating
22174 | PEI Power Corp | 50279 | Archbald Power Station | IPP Non-CHP | PA | Gen2 | 43.7 | Natural Gas Fired Combustion Turbine | NG | GT | 5 | 2001 |  |  | (OP) Operating
4735 | Dahowa Hydro | 50280 | Dahowa Hydro | IPP Non-CHP | NY | GEN1 | 1.5 | Conventional Hydroelectric | WAT | HY | 12 | 1987 |  |  | (OP) Operating
16630 | San Gorgonio Farms Inc | 50281 | San Gorgonio Farms Wind Farm | IPP Non-CHP | CA | WGEN | 31 | Onshore Wind Turbine | WND | WT | 3 | 1983 |  |  | (OP) Operating
50097 | NewPage Corp-Luke | 50282 | Luke Mill | Industrial CHP | MD | GEN1 | 32 | Conventional Steam Coal | BIT | ST | 1 | 1958 |  |  | (OP) Operating
50097 | NewPage Corp-Luke | 50282 | Luke Mill | Industrial CHP | MD | GEN2 | 28 | Conventional Steam Coal | BIT | ST | 1 | 1979 |  |  | (OP) Operating
49923 | American Eagle Paper Mills | 50284 | American Eagle Paper Mills | Industrial CHP | PA | TG3 | 2.5 | Conventional Steam Coal | BIT | ST | 1 | 1929 |  |  | (SB) Standby/Backup: available for service but not normally used
49923 | American Eagle Paper Mills | 50284 | American Eagle Paper Mills | Industrial CHP | PA | TG4 | 4.5 | Conventional Steam Coal | BIT | ST | 1 | 1930 |  |  | (SB) Standby/Backup: available for service but not normally used
49923 | American Eagle Paper Mills | 50284 | American Eagle Paper Mills | Industrial CHP | PA | TG5 | 3 | Conventional Steam Coal | BIT | ST | 1 | 1936 |  |  | (SB) Standby/Backup: available for service but not normally used
49923 | American Eagle Paper Mills | 50284 | American Eagle Paper Mills | Industrial CHP | PA | TG6 | 7 | Conventional Steam Coal | BIT | ST | 1 | 1958 |  |  | (OP) Operating
11601 | Marlborough Hydro Corp | 50285 | Lower Village Water Power Project | IPP Non-CHP | NH | 0001 | 0.6 | Conventional Hydroelectric | WAT | HY | 5 | 1995 |  |  | (OP) Operating
11601 | Marlborough Hydro Corp | 50285 | Lower Village Water Power Project | IPP Non-CHP | NH | 0002 | 0.6 | Conventional Hydroelectric | WAT | HY | 5 | 1995 |  |  | (OP) Operating
16929 | SEMASS Partnership | 50290 | SEMASS Resource Recovery | IPP Non-CHP | MA | GEN1 | 53.3 | Municipal Solid Waste | MSW | ST | 7 | 1988 |  |  | (OP) Operating
16929 | SEMASS Partnership | 50290 | SEMASS Resource Recovery | IPP Non-CHP | MA | GEN2 | 26.7 | Municipal Solid Waste | MSW | ST | 4 | 1993 |  |  | (OP) Operating
24457 | Calpine Eastern Corp | 50292 | Bethpage Power Plant | IPP Non-CHP | NY | GEN1 | 22.2 | Natural Gas Fired Combined Cycle | NG | CT | 8 | 1989 |  |  | (OP) Operating
24457 | Calpine Eastern Corp | 50292 | Bethpage Power Plant | IPP Non-CHP | NY | GEN2 | 22.2 | Natural Gas Fired Combined Cycle | NG | CT | 8 | 1989 |  |  | (OP) Operating
24457 | Calpine Eastern Corp | 50292 | Bethpage Power Plant | IPP Non-CHP | NY | GEN3 | 10.6 | Natural Gas Fired Combined Cycle | NG | CA | 8 | 1989 |  |  | (OP) Operating
24457 | Calpine Eastern Corp | 50292 | Bethpage Power Plant | IPP Non-CHP | NY | GEN4 | 0.4 | Petroleum Liquids | DFO | IC | 8 | 1989 |  |  | (SB) Standby/Backup: available for service but not normally used
24457 | Calpine Eastern Corp | 50292 | Bethpage Power Plant | IPP Non-CHP | NY | GEN5 | 47 | Natural Gas Fired Combustion Turbine | NG | GT | 7 | 2002 |  |  | (OP) Operating
24457 | Calpine Eastern Corp | 50292 | Bethpage Power Plant | IPP Non-CHP | NY | GEN6 | 49 | Natural Gas Fired Combined Cycle | NG | CT | 7 | 2005 |  |  | (OP) Operating
24457 | Calpine Eastern Corp | 50292 | Bethpage Power Plant | IPP Non-CHP | NY | GEN7 | 33 | Natural Gas Fired Combined Cycle | NG | CA | 7 | 2005 |  |  | (OP) Operating
19946 | Wadham Energy Ltd Partners | 50293 | Wadham Energy LP | IPP Non-CHP | CA | GEN1 | 25.5 | Other Waste Biomass | AB | ST | 3 | 1989 |  |  | (OP) Operating
14362 | Packaging Corp of America | 50296 | Packaging Corp of America | Industrial CHP | TN | GEN1 | 50 | Wood/Wood Waste Biomass | BLQ | ST | 2 | 1985 |  |  | (OP) Operating
14362 | Packaging Corp of America | 50296 | Packaging Corp of America | Industrial CHP | TN | GEN2 | 22.5 | Wood/Wood Waste Biomass | BLQ | ST | 10 | 2010 |  |  | (OP) Operating
54736 | Ripon Cogeneration LLC | 50299 | Ripon Mill | IPP CHP | CA | GEN1 | 46.5 | Natural Gas Fired Combustion Turbine | NG | GT | 4 | 1988 |  |  | (OP) Operating
54736 | Ripon Cogeneration LLC | 50300 | San Gabriel Facility | IPP CHP | CA | GEN1 | 40 | Natural Gas Fired Combustion Turbine | NG | GT | 12 | 1985 |  |  | (OP) Operating
17139 | Shell Oil Co-Deer Park | 50304 | Shell Deer Park | Industrial CHP | TX | GEN1 | 45 | All Other | PUR | ST | 10 | 1979 |  |  | (OP) Operating
17139 | Shell Oil Co-Deer Park | 50304 | Shell Deer Park | Industrial CHP | TX | GEN2 | 45 | All Other | PUR | ST | 10 | 1979 |  |  | (OP) Operating
17139 | Shell Oil Co-Deer Park | 50304 | Shell Deer Park | Industrial CHP | TX | GEN4 | 70 | Other Gases | OG | GT | 4 | 1995 |  |  | (OP) Operating
17139 | Shell Oil Co-Deer Park | 50304 | Shell Deer Park | Industrial CHP | TX | GEN5 | 70 | Other Gases | OG | GT | 4 | 1995 |  |  | (OP) Operating
40430 | Lafarge Corp | 50305 | LaFarge Alpena | Industrial CHP | MI | GE10 | 3.2 | Petroleum Coke | PC | ST | 2 | 1999 |  |  | (OP) Operating
40430 | Lafarge Corp | 50305 | LaFarge Alpena | Industrial CHP | MI | GEN6 | 12 | Petroleum Coke | PC | ST | 1 | 1952 |  |  | (OP) Operating
40430 | Lafarge Corp | 50305 | LaFarge Alpena | Industrial CHP | MI | GEN7 | 10 | Petroleum Coke | PC | ST | 1 | 1955 |  |  | (OP) Operating
40430 | Lafarge Corp | 50305 | LaFarge Alpena | Industrial CHP | MI | GEN8 | 11 | Petroleum Coke | PC | ST | 4 | 1991 |  |  | (OP) Operating
40430 | Lafarge Corp | 50305 | LaFarge Alpena | Industrial CHP | MI | GEN9 | 11 | Petroleum Coke | PC | ST | 4 | 1994 |  |  | (OP) Operating
19533 | University of Oklahoma | 50307 | University of Oklahoma | Commercial CHP | OK | GEN1 | 7.5 | Natural Gas Steam Turbine | NG | ST | 9 | 1964 |  |  | (OP) Operating
19533 | University of Oklahoma | 50307 | University of Oklahoma | Commercial CHP | OK | GEN2 | 2.5 | Natural Gas Steam Turbine | NG | ST | 1 | 2001 |  |  | (OP) Operating
19533 | University of Oklahoma | 50307 | University of Oklahoma | Commercial CHP | OK | GEN3 | 2.5 | Natural Gas Steam Turbine | NG | ST | 8 | 1949 |  |  | (OP) Operating
19533 | University of Oklahoma | 50307 | University of Oklahoma | Commercial CHP | OK | GEN4 | 4.3 | Natural Gas Steam Turbine | NG | ST | 1 | 1985 |  |  | (OP) Operating
19533 | University of Oklahoma | 50307 | University of Oklahoma | Commercial CHP | OK | GEN5 | 1.8 | Petroleum Liquids | DFO | IC | 1 | 2001 |  |  | (OP) Operating
56389 | Doyon Utilities - Ft. Wainwright | 50308 | Utility Plants Section | Electric Utility | AK | GEN1 | 24 | Conventional Steam Coal | SUB | ST | 1 | 1955 |  |  | (OP) Operating
56389 | Doyon Utilities - Ft. Wainwright | 50308 | Utility Plants Section | Electric Utility | AK | GEN3 |  | Conventional Steam Coal | SUB | ST | 1 | 1955 |  |  | (OP) Operating
56389 | Doyon Utilities - Ft. Wainwright | 50308 | Utility Plants Section | Electric Utility | AK | GEN4 |  | Conventional Steam Coal | SUB | ST | 1 | 1955 |  |  | (OP) Operating
56389 | Doyon Utilities - Ft. Wainwright | 50308 | Utility Plants Section | Electric Utility | AK | GEN5 |  | Conventional Steam Coal | SUB | ST | 1 | 1989 |  |  | (OP) Operating
14762 | Pensacola Christian College | 50310 | Standby Generation Plant | Commercial Non-CHP | FL | 1 | 1.1 | Natural Gas Internal Combustion Engine | NG | IC | 4 | 1988 |  |  | (SB) Standby/Backup: available for service but not normally used
14762 | Pensacola Christian College | 50310 | Standby Generation Plant | Commercial Non-CHP | FL | 1SB | 1.3 | Natural Gas Internal Combustion Engine | NG | IC | 1 | 2006 |  |  | (SB) Standby/Backup: available for service but not normally used
14762 | Pensacola Christian College | 50310 | Standby Generation Plant | Commercial Non-CHP | FL | 2 | 1.1 | Natural Gas Internal Combustion Engine | NG | IC | 4 | 1988 |  |  | (SB) Standby/Backup: available for service but not normally used
14762 | Pensacola Christian College | 50310 | Standby Generation Plant | Commercial Non-CHP | FL | 2SB | 1.3 | Natural Gas Internal Combustion Engine | NG | IC | 1 | 2006 |  |  | (SB) Standby/Backup: available for service but not normally used
14762 | Pensacola Christian College | 50310 | Standby Generation Plant | Commercial Non-CHP | FL | 3 | 1.1 | Natural Gas Internal Combustion Engine | NG | IC | 10 | 1988 |  |  | (SB) Standby/Backup: available for service but not normally used
14762 | Pensacola Christian College | 50310 | Standby Generation Plant | Commercial Non-CHP | FL | 3SB | 1.3 | Natural Gas Internal Combustion Engine | NG | IC | 1 | 2006 |  |  | (SB) Standby/Backup: available for service but not normally used
14762 | Pensacola Christian College | 50310 | Standby Generation Plant | Commercial Non-CHP | FL | 4SB | 1.3 | Natural Gas Internal Combustion Engine | NG | IC | 1 | 2006 |  |  | (SB) Standby/Backup: available for service but not normally used
14762 | Pensacola Christian College | 50310 | Standby Generation Plant | Commercial Non-CHP | FL | 5SB | 1.3 | Natural Gas Internal Combustion Engine | NG | IC | 1 | 2006 |  |  | (SB) Standby/Backup: available for service but not normally used
14762 | Pensacola Christian College | 50310 | Standby Generation Plant | Commercial Non-CHP | FL | 6SB | 1.3 | Natural Gas Internal Combustion Engine | NG | IC | 1 | 2006 |  |  | (SB) Standby/Backup: available for service but not normally used
14762 | Pensacola Christian College | 50310 | Standby Generation Plant | Commercial Non-CHP | FL | 7SB | 1.3 | Natural Gas Internal Combustion Engine | NG | IC | 1 | 2006 |  |  | (SB) Standby/Backup: available for service but not normally used
14762 | Pensacola Christian College | 50310 | Standby Generation Plant | Commercial Non-CHP | FL | 8SB | 1.3 | Natural Gas Internal Combustion Engine | NG | IC | 1 | 2006 |  |  | (SB) Standby/Backup: available for service but not normally used
14539 | Passaic Valley Water Comm | 50311 | Passaic Valley Water Commission | IPP Non-CHP | NJ | GEN1 | 0.6 | Conventional Hydroelectric | WAT | HY | 1 | 1935 |  |  | (OA) Out of service but expected to return to service in next calendar year
14539 | Passaic Valley Water Comm | 50311 | Passaic Valley Water Commission | IPP Non-CHP | NJ | GEN2 | 0.6 | Conventional Hydroelectric | WAT | HY | 1 | 1935 |  |  | (OA) Out of service but expected to return to service in next calendar year
14539 | Passaic Valley Water Comm | 50311 | Passaic Valley Water Commission | IPP Non-CHP | NJ | GEN3 | 0.6 | Conventional Hydroelectric | WAT | HY | 1 | 1935 |  |  | (OA) Out of service but expected to return to service in next calendar year
14539 | Passaic Valley Water Comm | 50311 | Passaic Valley Water Commission | IPP Non-CHP | NJ | GEN4 | 0.6 | Conventional Hydroelectric | WAT | HY | 1 | 1935 |  |  | (OA) Out of service but expected to return to service in next calendar year
57280 | Eagle Creek RE LLC | 50312 | Pembroke Hydro | IPP Non-CHP | NH | 1 | 0.6 | Conventional Hydroelectric | WAT | HY | 12 | 1985 |  |  | (OP) Operating
24979 | Chasm Hydro Partnership | 50315 | Chasm Hydro Partnership | IPP Non-CHP | NY | 1100 | 0.5 | Conventional Hydroelectric | WAT | HY | 3 | 1982 |  |  | (OP) Operating
24979 | Chasm Hydro Partnership | 50315 | Chasm Hydro Partnership | IPP Non-CHP | NY | 2600 | 0.5 | Conventional Hydroelectric | WAT | HY | 10 | 1984 |  |  | (OP) Operating
3283 | Bunge North America East LLC | 50316 | Bunge North America East LLC | Industrial CHP | IN | 3516 | 2.2 | Natural Gas Steam Turbine | NG | ST | 12 | 1950 |  |  | (OP) Operating
55970 | JHP Pharmaceuticals LLC | 50318 | Par Sterile Products | Industrial CHP | MI | 38-1 | 2.8 | Natural Gas Fired Combustion Turbine | NG | GT | 11 | 1986 |  |  | (OP) Operating
26287 | Madera-Chowchilla Power Auth | 50322 | Site 980 65 | IPP Non-CHP | CA | GEN1 | 2.1 | Conventional Hydroelectric | WAT | HY | 2 | 1985 |  |  | (OP) Operating
15286 | Marco Power Inc | 50323 | Marco Ranch | IPP Non-CHP | ID | 1 | 0.3 | Conventional Hydroelectric | WAT | HY | 8 | 1985 |  |  | (OP) Operating
15286 | Marco Power Inc | 50323 | Marco Ranch | IPP Non-CHP | ID | 2 | 0.3 | Conventional Hydroelectric | WAT | HY | 8 | 1985 |  |  | (OP) Operating
15286 | Marco Power Inc | 50323 | Marco Ranch | IPP Non-CHP | ID | 3 | 0.3 | Conventional Hydroelectric | WAT | HY | 8 | 1985 |  |  | (OP) Operating
15286 | Marco Power Inc | 50323 | Marco Ranch | IPP Non-CHP | ID | 4 | 0.3 | Conventional Hydroelectric | WAT | HY | 8 | 1985 |  |  | (OP) Operating
36055 | KTZ Hydro LLC | 50324 | Newfound Hydroelectric | IPP Non-CHP | NH | 1 | 0.7 | Conventional Hydroelectric | WAT | HY | 12 | 1983 |  |  | (OP) Operating
36055 | KTZ Hydro LLC | 50324 | Newfound Hydroelectric | IPP Non-CHP | NH | 2 | 0.7 | Conventional Hydroelectric | WAT | HY | 12 | 1983 |  |  | (OP) Operating
14293 | Nalco Co | 50326 | Nalco | Commercial CHP | IL | AT1 | 3 | Natural Gas Fired Combined Cycle | NG | CT | 11 | 1985 |  |  | (OP) Operating
14293 | Nalco Co | 50326 | Nalco | Commercial CHP | IL | DPOX | 0.7 | Natural Gas Fired Combined Cycle | NG | CA | 11 | 1985 |  |  | (OP) Operating
13389 | Neshkoro Power Assc LLC | 50328 | Byllesby | IPP Non-CHP | MN | 1 | 0.8 | Conventional Hydroelectric | WAT | HY | 3 | 1988 |  |  | (OP) Operating
13389 | Neshkoro Power Assc LLC | 50328 | Byllesby | IPP Non-CHP | MN | 2 | 0.8 | Conventional Hydroelectric | WAT | HY | 3 | 1988 |  |  | (OP) Operating
13389 | Neshkoro Power Assc LLC | 50328 | Byllesby | IPP Non-CHP | MN | 3 | 0.9 | Conventional Hydroelectric | WAT | HY | 3 | 1988 |  |  | (OP) Operating
10004 | King County Dept-Natural Res | 50329 | West Point Treatment Plant | Commercial CHP | WA | 4 | 2.3 | Other Waste Biomass | OBG | IC | 6 | 2012 |  |  | (OP) Operating
10004 | King County Dept-Natural Res | 50329 | West Point Treatment Plant | Commercial CHP | WA | 5 | 2.3 | Other Waste Biomass | OBG | IC | 6 | 2012 |  |  | (OP) Operating
7019 | Gay & Robinson Inc | 50333 | Gay Robinson | Industrial Non-CHP | HI | DSL5 | 0.5 | Petroleum Liquids | DFO | IC | 4 | 2010 |  |  | (SB) Standby/Backup: available for service but not normally used
7019 | Gay & Robinson Inc | 50333 | Gay Robinson | Industrial Non-CHP | HI | DSL6 | 0.5 | Petroleum Liquids | DFO | IC | 4 | 2010 |  |  | (SB) Standby/Backup: available for service but not normally used
7019 | Gay & Robinson Inc | 50333 | Gay Robinson | Industrial Non-CHP | HI | HYD2 | 0.8 | Conventional Hydroelectric | WAT | HY | 3 | 1982 |  |  | (OP) Operating
21690 | Moose International | 50337 | Mooseheart Power House | Commercial CHP | IL | GEN1 | 0.5 | Natural Gas Internal Combustion Engine | NG | IC | 8 | 1986 |  |  | (SB) Standby/Backup: available for service but not normally used
21690 | Moose International | 50337 | Mooseheart Power House | Commercial CHP | IL | GEN2 | 0.5 | Natural Gas Internal Combustion Engine | NG | IC | 8 | 1986 |  |  | (SB) Standby/Backup: available for service but not normally used
21690 | Moose International | 50337 | Mooseheart Power House | Commercial CHP | IL | GEN3 | 0.3 | Natural Gas Internal Combustion Engine | NG | IC | 8 | 1986 |  |  | (SB) Standby/Backup: available for service but not normally used
21690 | Moose International | 50337 | Mooseheart Power House | Commercial CHP | IL | GEN4 | 0.5 | Natural Gas Internal Combustion Engine | NG | IC | 8 | 1986 |  |  | (SB) Standby/Backup: available for service but not normally used
15237 | PCS Nitrogen LP | 50341 | PCS Nitrogen Fertilizer LP | Industrial Non-CHP | LA | GEN2 | 8 | All Other | WH | ST | 3 | 2006 |  |  | (OS) Out of service and NOT expected to return to service in next calendar year
8530 | HYPOWER INC | 50350 | Forks of Butte Hydro Project | IPP Non-CHP | CA | GEN1 | 14.5 | Conventional Hydroelectric | WAT | HY | 3 | 1992 |  |  | (OP) Operating
24793 | Briar-Hydro Associates | 50351 | Rolfe Canal Hydro | IPP Non-CHP | NH | 1 | 4.3 | Conventional Hydroelectric | WAT | HY | 12 | 1987 |  |  | (OP) Operating
12850 | Monterey Cnty Water Res Agency | 50352 | Nacimiento Hydro Project | IPP Non-CHP | CA | 1 | 3.7 | Conventional Hydroelectric | WAT | HY | 7 | 1987 |  |  | (OA) Out of service but expected to return to service in next calendar year
12850 | Monterey Cnty Water Res Agency | 50352 | Nacimiento Hydro Project | IPP Non-CHP | CA | 2 | 0.3 | Conventional Hydroelectric | WAT | HY | 7 | 1987 |  |  | (OP) Operating
24793 | Briar-Hydro Associates | 50353 | Penacook Lower Falls | IPP Non-CHP | NH | 1 | 4.6 | Conventional Hydroelectric | WAT | HY | 8 | 1983 |  |  | (OP) Operating
57280 | Eagle Creek RE LLC | 50354 | Newport Hydro | IPP Non-CHP | NY | 1 | 0.8 | Conventional Hydroelectric | WAT | HY | 12 | 1987 |  |  | (OP) Operating
57280 | Eagle Creek RE LLC | 50354 | Newport Hydro | IPP Non-CHP | NY | 2 | 0.8 | Conventional Hydroelectric | WAT | HY | 12 | 1987 |  |  | (OP) Operating
57280 | Eagle Creek RE LLC | 50354 | Newport Hydro | IPP Non-CHP | NY | 3 | 0.1 | Conventional Hydroelectric | WAT | HY | 12 | 1987 |  |  | (OP) Operating
17330 | Walter Coke | 50359 | Sloss Industries Corp | Industrial CHP | AL | 10 | 8.5 | Other Gases | OG | ST | 5 | 1958 |  |  | (OP) Operating | [5 empty] | 0
17330 | Walter Coke | 50359 | Sloss Industries Corp | Industrial CHP | AL | 9 | 7.5 | Other Gases | OG | ST | 5 | 1958 |  |  | (SB) Standby/Backup: available for service but not normally used | [5 empty] | 0
14243 | Owyhee Irrigation District | 50360 | Michell Butte Power Project | IPP Non-CHP | OR | GEN1 | 1.8 | Conventional Hydroelectric | WAT | HY | 5 | 1989 |  |  | (OP) Operating
14243 | Owyhee Irrigation District | 50361 | Owyhee Dam Power Project | IPP Non-CHP | OR | GEN1 | 2.9 | Conventional Hydroelectric | WAT | HY | 8 | 1985 |  |  | (OP) Operating
14243 | Owyhee Irrigation District | 50362 | Tunnel 1 Power Project | IPP Non-CHP | OR | GEN1 | 6.7 | Conventional Hydroelectric | WAT | HY | 6 | 1993 |  |  | (SB) Standby/Backup: available for service but not normally used
55960 | Mesquite Lake Energy Park | 50363 | Mesquite Lake Energy Park Plant 2 | IPP Non-CHP | CA | L313 | 15.5 | Wood/Wood Waste Biomass | WDS | ST | 11 | 1987 |  |  | (OS) Out of service and NOT expected to return to service in next calendar year
56889 | Rhode Island LFG Genco | 50365 | Ridgewood Providence Power | IPP Non-CHP | RI | PH21 | 1.5 | Landfill Gas | LFG | IC | 8 | 2005 |  |  | (OP) Operating
56889 | Rhode Island LFG Genco | 50365 | Ridgewood Providence Power | IPP Non-CHP | RI | PH22 | 1.5 | Landfill Gas | LFG | IC | 8 | 2005 |  |  | (OP) Operating
56889 | Rhode Island LFG Genco | 50365 | Ridgewood Providence Power | IPP Non-CHP | RI | PH23 | 1.5 | Landfill Gas | LFG | IC | 8 | 2005 |  |  | (OP) Operating
56889 | Rhode Island LFG Genco | 50365 | Ridgewood Providence Power | IPP Non-CHP | RI | PH24 | 1.5 | Landfill Gas | LFG | IC | 8 | 2005 |  |  | (OP) Operating
19564 | University of Notre Dame | 50366 | University of Notre Dame | Commercial CHP | IN | GEN1 | 3 | Conventional Steam Coal | BIT | ST | 6 | 1962 |  |  | (OP) Operating
19564 | University of Notre Dame | 50366 | University of Notre Dame | Commercial CHP | IN | GEN2 | 1.7 | Conventional Steam Coal | BIT | ST | 7 | 1952 |  |  | (OP) Operating
19564 | University of Notre Dame | 50366 | University of Notre Dame | Commercial CHP | IN | GEN3 | 1 | Petroleum Liquids | DFO | IC | 7 | 1952 |  |  | (SB) Standby/Backup: available for service but not normally used
19564 | University of Notre Dame | 50366 | University of Notre Dame | Commercial CHP | IN | GEN4 | 1 | Petroleum Liquids | DFO | IC | 7 | 1952 |  |  | (SB) Standby/Backup: available for service but not normally used
19564 | University of Notre Dame | 50366 | University of Notre Dame | Commercial CHP | IN | GEN5 | 2 | Conventional Steam Coal | BIT | ST | 9 | 1956 |  |  | (OP) Operating
19564 | University of Notre Dame | 50366 | University of Notre Dame | Commercial CHP | IN | GEN6 | 5 | Conventional Steam Coal | BIT | ST | 2 | 1967 |  |  | (OP) Operating
19564 | University of Notre Dame | 50366 | University of Notre Dame | Commercial CHP | IN | GEN7 | 9.4 | Conventional Steam Coal | BIT | ST | 3 | 2000 |  |  | (OP) Operating
19564 | University of Notre Dame | 50366 | University of Notre Dame | Commercial CHP | IN | GEN8 | 1.7 | Petroleum Liquids | DFO | IC | 10 | 2006 |  |  | (OP) Operating
19564 | University of Notre Dame | 50366 | University of Notre Dame | Commercial CHP | IN | GEN9 | 1.7 | Petroleum Liquids | DFO | IC | 10 | 2006 |  |  | (OP) Operating
19564 | University of Notre Dame | 50366 | University of Notre Dame | Commercial CHP | IN | GN10 | 1.7 | Petroleum Liquids | DFO | IC | 10 | 2006 |  |  | (OP) Operating
21508 | Cornell University | 50368 | Cornell University Central Heat | Commercial CHP | NY | CT1 | 12.3 | Natural Gas Fired Combined Cycle | NG | CT | 12 | 2009 |  |  | (OP) Operating
21508 | Cornell University | 50368 | Cornell University Central Heat | Commercial CHP | NY | CT2 | 12.3 | Natural Gas Fired Combined Cycle | NG | CT | 12 | 2009 |  |  | (OP) Operating
21508 | Cornell University | 50368 | Cornell University Central Heat | Commercial CHP | NY | TG1 | 1 | Natural Gas Fired Combined Cycle | NG | CA | 7 | 1988 |  |  | (OP) Operating
21508 | Cornell University | 50368 | Cornell University Central Heat | Commercial CHP | NY | TG2 | 5.3 | Natural Gas Fired Combined Cycle | NG | CA | 10 | 1988 |  |  | (OP) Operating
24900 | The Mosaic Company, Plant City Facility | 50371 | The Mosaic Company, Plant City Facility | Industrial CHP | FL | MI34 | 27.9 | All Other | WH | ST | 11 | 1988 |  |  | (OP) Operating
13875 | NRG Energy Center Paxton LLC | 50373 | Paxton Creek Cogeneration | IPP CHP | PA | GEN1 | 6 | Natural Gas Internal Combustion Engine | NG | IC | 8 | 1986 |  |  | (SB) Standby/Backup: available for service but not normally used
13875 | NRG Energy Center Paxton LLC | 50373 | Paxton Creek Cogeneration | IPP CHP | PA | GEN2 | 6 | Natural Gas Internal Combustion Engine | NG | IC | 8 | 1986 |  |  | (SB) Standby/Backup: available for service but not normally used
30076 | Calleguas Mun Water District | 50375 | East Portal Generator | IPP Non-CHP | CA | GEN1 | 1.2 | Conventional Hydroelectric | WAT | HY | 1 | 1987 |  |  | (OP) Operating
42892 | Spokane City of | 50380 | Upriver Dam Hydro Plant | IPP Non-CHP | WA | GEN1 | 0.5 | Conventional Hydroelectric | WAT | HY | 1 | 1936 |  |  | (OP) Operating
42892 | Spokane City of | 50380 | Upriver Dam Hydro Plant | IPP Non-CHP | WA | GEN2 | 0.5 | Conventional Hydroelectric | WAT | HY | 1 | 1936 |  |  | (OP) Operating
42892 | Spokane City of | 50380 | Upriver Dam Hydro Plant | IPP Non-CHP | WA | GEN3 | 0.5 | Conventional Hydroelectric | WAT | HY | 1 | 1936 |  |  | (OP) Operating
42892 | Spokane City of | 50380 | Upriver Dam Hydro Plant | IPP Non-CHP | WA | GEN4 | 1.5 | Conventional Hydroelectric | WAT | HY | 6 | 1984 |  |  | (OP) Operating
42892 | Spokane City of | 50380 | Upriver Dam Hydro Plant | IPP Non-CHP | WA | GEN5 | 1.5 | Conventional Hydroelectric | WAT | HY | 6 | 1984 |  |  | (OP) Operating
20032 | Walla Walla City of | 50382 | Twin Reservoirs | IPP Non-CHP | WA | GEN1 | 1.8 | Conventional Hydroelectric | WAT | HY | 4 | 1988 |  |  | (OP) Operating
57280 | Eagle Creek RE LLC | 50384 | Gregg Falls | IPP Non-CHP | NH | 1 | 2.1 | Conventional Hydroelectric | WAT | HY | 12 | 1985 |  |  | (OP) Operating
57280 | Eagle Creek RE LLC | 50384 | Gregg Falls | IPP Non-CHP | NH | 2 | 1.3 | Conventional Hydroelectric | WAT | HY | 12 | 1985 |  |  | (OP) Operating
55846 | Newark Bay Cogeneration Partnership LP | 50385 | Newark Bay Cogeneration Partnership LP | IPP Non-CHP | NJ | GEN1 | 42 | Natural Gas Fired Combined Cycle | NG | CT | 5 | 1993 |  |  | (OP) Operating
55846 | Newark Bay Cogeneration Partnership LP | 50385 | Newark Bay Cogeneration Partnership LP | IPP Non-CHP | NJ | GEN2 | 42 | Natural Gas Fired Combined Cycle | NG | CT | 4 | 1993 |  |  | (OP) Operating
55846 | Newark Bay Cogeneration Partnership LP | 50385 | Newark Bay Cogeneration Partnership LP | IPP Non-CHP | NJ | GEN3 | 36.2 | Natural Gas Fired Combined Cycle | NG | CA | 6 | 1993 |  |  | (OP) Operating
20791 | Windland Inc | 50386 | Windland | IPP Non-CHP | CA | WING | 15.5 | Onshore Wind Turbine | WND | WT | 12 | 1982 |  |  | (OP) Operating |  |  | 0 |  |  | 0
14952 | ConocoPhillips | 50388 | Phillips 66 Carbon Plant | Industrial CHP | CA | GEN1 | 16.4 | All Other | WH | ST | 12 | 1983 |  |  | (OP) Operating
15173 | Placid Refining Co LLC | 50389 | Port Allen (LA) | Industrial CHP | LA | GEN1 | 3.5 | Natural Gas Fired Combustion Turbine | NG | GT | 5 | 1990 |  |  | (OP) Operating
15173 | Placid Refining Co LLC | 50389 | Port Allen (LA) | Industrial CHP | LA | GEN2 | 3.5 | Natural Gas Fired Combustion Turbine | NG | GT | 5 | 1990 |  |  | (OP) Operating
22199 | U S Air Force-Eielson AFB | 50392 | Eielson AFB Central Heat & Power Plant | Commercial CHP | AK | DG01 | 1.4 | Petroleum Liquids | DFO | IC | 11 | 1998 |  |  | (SB) Standby/Backup: available for service but not normally used
22199 | U S Air Force-Eielson AFB | 50392 | Eielson AFB Central Heat & Power Plant | Commercial CHP | AK | DG02 | 1.4 | Petroleum Liquids | DFO | IC | 11 | 1998 |  |  | (SB) Standby/Backup: available for service but not normally used
22199 | U S Air Force-Eielson AFB | 50392 | Eielson AFB Central Heat & Power Plant | Commercial CHP | AK | DG03 | 1.4 | Petroleum Liquids | DFO | IC | 11 | 1998 |  |  | (SB) Standby/Backup: available for service but not normally used
22199 | U S Air Force-Eielson AFB | 50392 | Eielson AFB Central Heat & Power Plant | Commercial CHP | AK | DG04 | 1.4 | Petroleum Liquids | DFO | IC | 11 | 1998 |  |  | (SB) Standby/Backup: available for service but not normally used
22199 | U S Air Force-Eielson AFB | 50392 | Eielson AFB Central Heat & Power Plant | Commercial CHP | AK | DG1 | 1.8 | Petroleum Liquids | DFO | IC | 6 | 1987 |  |  | (SB) Standby/Backup: available for service but not normally used
22199 | U S Air Force-Eielson AFB | 50392 | Eielson AFB Central Heat & Power Plant | Commercial CHP | AK | TG1 | 0.5 | Conventional Steam Coal | SUB | ST | 10 | 1952 |  |  | (OP) Operating
22199 | U S Air Force-Eielson AFB | 50392 | Eielson AFB Central Heat & Power Plant | Commercial CHP | AK | TG2 | 0.5 | Conventional Steam Coal | SUB | ST | 10 | 1952 |  |  | (OP) Operating
22199 | U S Air Force-Eielson AFB | 50392 | Eielson AFB Central Heat & Power Plant | Commercial CHP | AK | TG3 | 5 | Conventional Steam Coal | SUB | ST | 8 | 1955 |  |  | (OP) Operating
22199 | U S Air Force-Eielson AFB | 50392 | Eielson AFB Central Heat & Power Plant | Commercial CHP | AK | TG4 | 5 | Conventional Steam Coal | SUB | ST | 6 | 1969 |  |  | (OP) Operating
22199 | U S Air Force-Eielson AFB | 50392 | Eielson AFB Central Heat & Power Plant | Commercial CHP | AK | TG5 | 9 | Conventional Steam Coal | SUB | ST | 10 | 1987 |  |  | (OP) Operating
25438 | Friant Power Authority | 50393 | Friant Hydro Facility | IPP Non-CHP | CA | FR1 | 20 | Conventional Hydroelectric | WAT | HY | 1 | 1986 |  |  | (OP) Operating
25438 | Friant Power Authority | 50393 | Friant Hydro Facility | IPP Non-CHP | CA | M1 | 8 | Conventional Hydroelectric | WAT | HY | 7 | 1985 |  |  | (OP) Operating
25438 | Friant Power Authority | 50393 | Friant Hydro Facility | IPP Non-CHP | CA | RO1 | 2.3 | Conventional Hydroelectric | WAT | HY | 4 | 1985 |  |  | (OP) Operating
5033 | Domtar Industries Inc | 50395 | Georgia-Pacific Corp - Nekoosa Mill | Industrial CHP | WI | HY1 | 0.8 | Conventional Hydroelectric | WAT | HY | 1 | 1917 |  |  | (OP) Operating
5033 | Domtar Industries Inc | 50395 | Georgia-Pacific Corp - Nekoosa Mill | Industrial CHP | WI | HY2 | 0.8 | Conventional Hydroelectric | WAT | HY | 1 | 1917 |  |  | (OP) Operating
5033 | Domtar Industries Inc | 50395 | Georgia-Pacific Corp - Nekoosa Mill | Industrial CHP | WI | HY3 | 0.8 | Conventional Hydroelectric | WAT | HY | 1 | 1923 |  |  | (OP) Operating
5033 | Domtar Industries Inc | 50395 | Georgia-Pacific Corp - Nekoosa Mill | Industrial CHP | WI | HY4 | 0.6 | Conventional Hydroelectric | WAT | HY | 1 | 1912 |  |  | (SB) Standby/Backup: available for service but not normally used
5033 | Domtar Industries Inc | 50395 | Georgia-Pacific Corp - Nekoosa Mill | Industrial CHP | WI | HY5 | 0.7 | Conventional Hydroelectric | WAT | HY | 1 | 1950 |  |  | (OS) Out of service and NOT expected to return to service in next calendar year
5033 | Domtar Industries Inc | 50395 | Georgia-Pacific Corp - Nekoosa Mill | Industrial CHP | WI | NHG1 | 0.2 | Conventional Hydroelectric | WAT | HY | 1 | 1926 |  |  | (SB) Standby/Backup: available for service but not normally used
5033 | Domtar Industries Inc | 50395 | Georgia-Pacific Corp - Nekoosa Mill | Industrial CHP | WI | TG14 | 12.5 | Wood/Wood Waste Biomass | BLQ | ST | 2 | 1991 |  |  | (OP) Operating
5033 | Domtar Industries Inc | 50395 | Georgia-Pacific Corp - Nekoosa Mill | Industrial CHP | WI | TG6 | 5.7 | Conventional Steam Coal | BIT | ST | 1 | 1951 |  |  | (OP) Operating
5033 | Domtar Industries Inc | 50395 | Georgia-Pacific Corp - Nekoosa Mill | Industrial CHP | WI | TG8 | 13 | Conventional Steam Coal | BIT | ST | 1 | 1966 |  |  | (OP) Operating
16294 | Roseburg Forest Products Co | 50396 | Dillard Complex | Industrial CHP | OR | GEN1 | 5 | Wood/Wood Waste Biomass | WDS | ST | 1 | 1955 |  |  | (OP) Operating
16294 | Roseburg Forest Products Co | 50396 | Dillard Complex | Industrial CHP | OR | GEN2 | 5 | Wood/Wood Waste Biomass | WDS | ST | 1 | 1955 |  |  | (OP) Operating
16294 | Roseburg Forest Products Co | 50396 | Dillard Complex | Industrial CHP | OR | GEN3 | 7 | Wood/Wood Waste Biomass | WDS | ST | 1 | 1955 |  |  | (OP) Operating
16294 | Roseburg Forest Products Co | 50396 | Dillard Complex | Industrial CHP | OR | GEN4 | 11.5 | Wood/Wood Waste Biomass | WDS | ST | 1 | 1955 |  |  | (OP) Operating
16294 | Roseburg Forest Products Co | 50396 | Dillard Complex | Industrial CHP | OR | GEN5 | 11.5 | Wood/Wood Waste Biomass | WDS | ST | 1 | 1955 |  |  | (OP) Operating
16294 | Roseburg Forest Products Co | 50396 | Dillard Complex | Industrial CHP | OR | GEN6 | 11.5 | Wood/Wood Waste Biomass | WDS | ST | 1 | 1955 |  |  | (OS) Out of service and NOT expected to return to service in next calendar year
14310 | P H Glatfelter Co | 50397 | P H Glatfelter | Industrial CHP | PA | GEN1 | 5 | Conventional Steam Coal | BIT | ST | 7 | 1948 |  |  | (OP) Operating
14310 | P H Glatfelter Co | 50397 | P H Glatfelter | Industrial CHP | PA | GEN2 | 4 | Conventional Steam Coal | BIT | ST | 4 | 1975 |  |  | (SB) Standby/Backup: available for service but not normally used
14310 | P H Glatfelter Co | 50397 | P H Glatfelter | Industrial CHP | PA | GEN3 | 4 | Conventional Steam Coal | BIT | ST | 5 | 1948 |  |  | (OP) Operating
14310 | P H Glatfelter Co | 50397 | P H Glatfelter | Industrial CHP | PA | GEN4 | 8.7 | Conventional Steam Coal | BIT | ST | 8 | 1962 |  |  | (OP) Operating
14310 | P H Glatfelter Co | 50397 | P H Glatfelter | Industrial CHP | PA | GEN5 | 36.1 | Conventional Steam Coal | BIT | ST | 5 | 1989 |  |  | (OP) Operating
14310 | P H Glatfelter Co | 50397 | P H Glatfelter | Industrial CHP | PA | GEN6 | 31.2 | Wood/Wood Waste Biomass | BLQ | ST | 1 | 1994 |  |  | (OP) Operating
30002 | International Paper Co | 50398 | International Paper Savanna Mill | Industrial CHP | GA | GE10 | 82.7 | Wood/Wood Waste Biomass | BLQ | ST | 4 | 1998 |  |  | (OP) Operating
30002 | International Paper Co | 50398 | International Paper Savanna Mill | Industrial CHP | GA | GEN9 | 71.2 | Conventional Steam Coal | BIT | ST | 6 | 1981 |  |  | (OP) Operating
19560 | Tri-Dam Power Authority | 50400 | Sand Bar Power Plant | IPP Non-CHP | CA | GEN1 | 15 | Conventional Hydroelectric | WAT | HY | 5 | 1986 |  |  | (OP) Operating
54837 | INEOS Nitriles Greenlake | 50404 | BP Chemicals Green Lake Plant | Industrial CHP | TX | TG2 | 15 | All Other | WH | ST | 3 | 1989 |  |  | (OP) Operating
54837 | INEOS Nitriles Greenlake | 50404 | BP Chemicals Green Lake Plant | Industrial CHP | TX | TG3 | 23.8 | All Other | WH | ST | 1 | 1997 |  |  | (OP) Operating
16190 | Sappi Fine Paper North America-Somerset | 50406 | Somerset Plant | Industrial CHP | ME | GEN1 | 50 | Wood/Wood Waste Biomass | BLQ | ST | 1 | 1976 |  |  | (OP) Operating
16190 | Sappi Fine Paper North America-Somerset | 50406 | Somerset Plant | Industrial CHP | ME | GEN2 | 65 | Wood/Wood Waste Biomass | BLQ | ST | 10 | 1990 |  |  | (OP) Operating
34672 | DTE Energy Services | 50407 | Mobile Energy Services LLC | IPP CHP | AL | GEN5 | 56.1 | Wood/Wood Waste Biomass | WDS | ST | 8 | 1985 |  |  | (OP) Operating
34672 | DTE Energy Services | 50407 | Mobile Energy Services LLC | IPP CHP | AL | GEN6 | 33.2 | Wood/Wood Waste Biomass | WDS | ST | 7 | 1985 |  |  | (OS) Out of service and NOT expected to return to service in next calendar year
42662 | N E W Hydro LLC | 50408 | Park Mill | Industrial Non-CHP | WI | 1 | 0.4 | Conventional Hydroelectric | WAT | HY | 1 | 1920 |  |  | (OP) Operating
42662 | N E W Hydro LLC | 50408 | Park Mill | Industrial Non-CHP | WI | 10 | 0.3 | Conventional Hydroelectric | WAT | HY | 4 | 1988 |  |  | (OP) Operating
42662 | N E W Hydro LLC | 50408 | Park Mill | Industrial Non-CHP | WI | 2 | 0.2 | Conventional Hydroelectric | WAT | HY | 1 | 1922 |  |  | (OP) Operating
42662 | N E W Hydro LLC | 50408 | Park Mill | Industrial Non-CHP | WI | 3 | 0.4 | Conventional Hydroelectric | WAT | HY | 1 | 1946 |  |  | (OP) Operating
42662 | N E W Hydro LLC | 50408 | Park Mill | Industrial Non-CHP | WI | 6 | 0.4 | Conventional Hydroelectric | WAT | HY | 10 | 1966 |  |  | (OP) Operating
42662 | N E W Hydro LLC | 50408 | Park Mill | Industrial Non-CHP | WI | 7 | 0.4 | Conventional Hydroelectric | WAT | HY | 7 | 1968 |  |  | (OP) Operating
42662 | N E W Hydro LLC | 50409 | Menominee Mill Marinette | Industrial Non-CHP | MI | 4 | 0.4 | Conventional Hydroelectric | WAT | HY | 1 | 1924 |  |  | (OP) Operating
42662 | N E W Hydro LLC | 50409 | Menominee Mill Marinette | Industrial Non-CHP | MI | 5 | 0.4 | Conventional Hydroelectric | WAT | HY | 1 | 1924 |  |  | (OP) Operating
42662 | N E W Hydro LLC | 50409 | Menominee Mill Marinette | Industrial Non-CHP | MI | 8 | 0.5 | Conventional Hydroelectric | WAT | HY | 10 | 1978 |  |  | (OP) Operating
42662 | N E W Hydro LLC | 50409 | Menominee Mill Marinette | Industrial Non-CHP | MI | 9 | 0.5 | Conventional Hydroelectric | WAT | HY | 10 | 1978 |  |  | (OP) Operating
10273 | Kimberly-Clark Corp | 50410 | Chester Operations | Industrial CHP | PA | 5 | 67 | Conventional Steam Coal | WC | ST | 5 | 1986 |  |  | (OP) Operating
19363 | University of M&D-New Jersey | 50411 | University of Medicine Dentistry NJ | Commercial CHP | NJ | GEN1 | 3.4 | Natural Gas Fired Combustion Turbine | NG | GT | 7 | 1989 |  |  | (OP) Operating |  |  | 0 |  |  | 0
19363 | University of M&D-New Jersey | 50411 | University of Medicine Dentistry NJ | Commercial CHP | NJ | GEN2 | 3.4 | Natural Gas Fired Combustion Turbine | NG | GT | 7 | 1989 |  |  | (OP) Operating
19363 | University of M&D-New Jersey | 50411 | University of Medicine Dentistry NJ | Commercial CHP | NJ | GEN3 | 3.4 | Natural Gas Fired Combustion Turbine | NG | GT | 7 | 1989 |  |  | (OP) Operating
21995 | Olmsted County Public Works | 50413 | Olmsted Waste Energy | Commercial CHP | MN | DGCAT | 1.3 | Petroleum Liquids | DFO | IC | 10 | 2009 |  |  | (SB) Standby/Backup: available for service but not normally used
21995 | Olmsted County Public Works | 50413 | Olmsted Waste Energy | Commercial CHP | MN | TG2 | 1.3 | Municipal Solid Waste | MSW | ST | 4 | 1987 |  |  | (OP) Operating
21995 | Olmsted County Public Works | 50413 | Olmsted Waste Energy | Commercial CHP | MN | TG3 | 4.5 | Municipal Solid Waste | MSW | ST | 5 | 2010 |  |  | (OP) Operating
21995 | Olmsted County Public Works | 50413 | Olmsted Waste Energy | Commercial CHP | MN | TGI | 1.4 | Municipal Solid Waste | MSW | ST | 4 | 1987 |  |  | (OP) Operating
24793 | Briar-Hydro Associates | 50414 | Penacook Upper Falls Hydro | IPP Non-CHP | NH | 1 | 3.4 | Conventional Hydroelectric | WAT | HY | 12 | 1986 |  |  | (OP) Operating
18436 | Tannery Island Power Corp | 50416 | Tannery Island Power | IPP Non-CHP | NY | GEN1 | 0.2 | Conventional Hydroelectric | WAT | HY | 6 | 1986 |  |  | (OP) Operating
18436 | Tannery Island Power Corp | 50416 | Tannery Island Power | IPP Non-CHP | NY | GEN2 | 0.2 | Conventional Hydroelectric | WAT | HY | 6 | 1986 |  |  | (OP) Operating
18436 | Tannery Island Power Corp | 50416 | Tannery Island Power | IPP Non-CHP | NY | GEN3 | 0.2 | Conventional Hydroelectric | WAT | HY | 6 | 1986 |  |  | (OP) Operating
18436 | Tannery Island Power Corp | 50416 | Tannery Island Power | IPP Non-CHP | NY | GEN4 | 0.2 | Conventional Hydroelectric | WAT | HY | 6 | 1986 |  |  | (OP) Operating
18436 | Tannery Island Power Corp | 50416 | Tannery Island Power | IPP Non-CHP | NY | GEN5 | 0.2 | Conventional Hydroelectric | WAT | HY | 6 | 1986 |  |  | (OP) Operating
21086 | Yakima-Tieton Irrigation Dist | 50421 | Orchard Avenue 1 | IPP Non-CHP | WA | 201 | 0.8 | Conventional Hydroelectric | WAT | HY | 3 | 1987 |  |  | (OP) Operating
21086 | Yakima-Tieton Irrigation Dist | 50421 | Orchard Avenue 1 | IPP Non-CHP | WA | 301 | 0.8 | Conventional Hydroelectric | WAT | HY | 3 | 1987 |  |  | (OP) Operating
21086 | Yakima-Tieton Irrigation Dist | 50423 | Cowiche | IPP Non-CHP | WA | 983 | 1.6 | Conventional Hydroelectric | WAT | HY | 3 | 1987 |  |  | (OP) Operating
55965 | NewPage Corporation | 50424 | Duluth Paper Mill | Industrial CHP | MN | GEN1 | 10.6 | All Other | PUR | ST | 11 | 1986 |  |  | (OP) Operating
19984 | Warm Springs Forest Prod Indst | 50426 | Warm Springs Forest Products | Industrial CHP | OR | GEN1 | 2.6 | Wood/Wood Waste Biomass | WDS | ST | 1 | 1977 |  |  | (SB) Standby/Backup: available for service but not normally used
19984 | Warm Springs Forest Prod Indst | 50426 | Warm Springs Forest Products | Industrial CHP | OR | GEN2 | 2.6 | Wood/Wood Waste Biomass | WDS | ST | 1 | 1977 |  |  | (OP) Operating
19984 | Warm Springs Forest Prod Indst | 50426 | Warm Springs Forest Products | Industrial CHP | OR | GEN3 | 2.6 | Wood/Wood Waste Biomass | WDS | ST | 1 | 1977 |  |  | (OP) Operating
13487 | New York Zoological Society | 50427 | Bronx Zoo | Commercial CHP | NY | GEN1 | 0.5 | Natural Gas Internal Combustion Engine | NG | IC | 1 | 1991 |  |  | (SB) Standby/Backup: available for service but not normally used
13487 | New York Zoological Society | 50427 | Bronx Zoo | Commercial CHP | NY | GEN2 | 0.5 | Natural Gas Internal Combustion Engine | NG | IC | 1 | 1991 |  |  | (SB) Standby/Backup: available for service but not normally used
13487 | New York Zoological Society | 50427 | Bronx Zoo | Commercial CHP | NY | GEN3 | 1.1 | Natural Gas Internal Combustion Engine | NG | IC | 1 | 1991 |  |  | (OP) Operating
13487 | New York Zoological Society | 50427 | Bronx Zoo | Commercial CHP | NY | GEN4 | 1.5 | Natural Gas Internal Combustion Engine | NG | IC | 4 | 1995 |  |  | (OP) Operating
19588 | University of Michigan | 50431 | University of Michigan | Commercial CHP | MI | TG1 | 11.5 | Natural Gas Fired Combined Cycle | NG | CA | 1 | 1986 |  |  | (OP) Operating
19588 | University of Michigan | 50431 | University of Michigan | Commercial CHP | MI | TG10 | 3 | Natural Gas Fired Combined Cycle | NG | CT | 6 | 1992 |  |  | (OP) Operating
19588 | University of Michigan | 50431 | University of Michigan | Commercial CHP | MI | TG7 | 11.5 | Natural Gas Fired Combined Cycle | NG | CA | 1 | 1975 |  |  | (OP) Operating
19588 | University of Michigan | 50431 | University of Michigan | Commercial CHP | MI | TG8 | 11.5 | Natural Gas Fired Combined Cycle | NG | CA | 1 | 1975 |  |  | (OP) Operating
19588 | University of Michigan | 50431 | University of Michigan | Commercial CHP | MI | TG9 | 3 | Natural Gas Fired Combined Cycle | NG | CT | 8 | 1990 |  |  | (OP) Operating
17976 | STS HydroPower Ltd-Ada Dam | 50433 | Ada Dam | IPP Non-CHP | MI | ADA1 | 1.4 | Conventional Hydroelectric | WAT | HY | 3 | 1984 |  |  | (OP) Operating
18194 | STS Hydropower Ltd | 50435 | Sugarloaf Hydro Plant | IPP Non-CHP | CO | SUG1 | 2.5 | Conventional Hydroelectric | WAT | HY | 11 | 1985 |  |  | (OP) Operating
18415 | STS HydroPower Ltd-Cascade Dam | 50436 | Cascade Dam | IPP Non-CHP | MI | CAS1 | 1.6 | Conventional Hydroelectric | WAT | HY | 12 | 1986 |  |  | (OP) Operating
18419 | STS HydroPower Ltd-French LDam | 50437 | French Landing Dam | IPP Non-CHP | MI | FRL1 | 1.6 | Conventional Hydroelectric | WAT | HY | 12 | 1988 |  |  | (OP) Operating
42662 | N E W Hydro LLC | 50439 | Oconto Falls Lower | Industrial Non-CHP | WI | GEN1 | 0.3 | Conventional Hydroelectric | WAT | HY | 1 | 1971 |  |  | (OP) Operating
42662 | N E W Hydro LLC | 50439 | Oconto Falls Lower | Industrial Non-CHP | WI | GEN2 | 1.7 | Conventional Hydroelectric | WAT | HY | 1 | 1971 |  |  | (OP) Operating
16721 | S D Warren Co.- Westbrook | 50447 | S D Warren Westbrook | Industrial CHP | ME | GEN1 | 0.6 | Conventional Hydroelectric | WAT | HY | 1 | 1903 |  |  | (OP) Operating
16721 | S D Warren Co.- Westbrook | 50447 | S D Warren Westbrook | Industrial CHP | ME | GEN2 | 0.6 | Conventional Hydroelectric | WAT | HY | 1 | 1903 |  |  | (OP) Operating
16721 | S D Warren Co.- Westbrook | 50447 | S D Warren Westbrook | Industrial CHP | ME | GEN3 | 0.6 | Conventional Hydroelectric | WAT | HY | 1 | 1903 |  |  | (OP) Operating
16721 | S D Warren Co.- Westbrook | 50447 | S D Warren Westbrook | Industrial CHP | ME | GEN4 | 0.8 | Conventional Hydroelectric | WAT | HY | 1 | 1913 |  |  | (OP) Operating
16721 | S D Warren Co.- Westbrook | 50447 | S D Warren Westbrook | Industrial CHP | ME | GEN5 | 0.8 | Conventional Hydroelectric | WAT | HY | 1 | 1913 |  |  | (OP) Operating
16721 | S D Warren Co.- Westbrook | 50447 | S D Warren Westbrook | Industrial CHP | ME | GEN6 | 0.8 | Conventional Hydroelectric | WAT | HY | 1 | 1913 |  |  | (OP) Operating
16721 | S D Warren Co.- Westbrook | 50447 | S D Warren Westbrook | Industrial CHP | ME | GEN7 | 0.6 | Conventional Hydroelectric | WAT | HY | 1 | 1940 |  |  | (OP) Operating
16721 | S D Warren Co.- Westbrook | 50447 | S D Warren Westbrook | Industrial CHP | ME | GEN9 | 40.5 | Wood/Wood Waste Biomass | WDS | ST | 1 | 1982 |  |  | (OP) Operating
16721 | S D Warren Co.- Westbrook | 50447 | S D Warren Westbrook | Industrial CHP | ME | GN10 | 15.8 | Wood/Wood Waste Biomass | WDS | ST | 10 | 1985 |  |  | (OP) Operating
16721 | S D Warren Co.- Westbrook | 50447 | S D Warren Westbrook | Industrial CHP | ME | GN11 | 0.6 | Conventional Hydroelectric | WAT | HY | 1 | 1940 |  |  | (OP) Operating
16721 | S D Warren Co.- Westbrook | 50447 | S D Warren Westbrook | Industrial CHP | ME | GN12 | 0.2 | Conventional Hydroelectric | WAT | HY | 1 | 1940 |  |  | (OP) Operating
16721 | S D Warren Co.- Westbrook | 50447 | S D Warren Westbrook | Industrial CHP | ME | GN13 | 0.2 | Conventional Hydroelectric | WAT | HY | 1 | 1940 |  |  | (OP) Operating
16721 | S D Warren Co.- Westbrook | 50447 | S D Warren Westbrook | Industrial CHP | ME | GN14 | 0.2 | Conventional Hydroelectric | WAT | HY | 1 | 1940 |  |  | (OP) Operating
16721 | S D Warren Co.- Westbrook | 50447 | S D Warren Westbrook | Industrial CHP | ME | GN15 | 0.2 | Conventional Hydroelectric | WAT | HY | 1 | 1940 |  |  | (OP) Operating
16721 | S D Warren Co.- Westbrook | 50447 | S D Warren Westbrook | Industrial CHP | ME | GN16 | 0.5 | Conventional Hydroelectric | WAT | HY | 1 | 1940 |  |  | (OP) Operating
16721 | S D Warren Co.- Westbrook | 50447 | S D Warren Westbrook | Industrial CHP | ME | GN17 | 0.5 | Conventional Hydroelectric | WAT | HY | 1 | 1940 |  |  | (OP) Operating
16721 | S D Warren Co.- Westbrook | 50447 | S D Warren Westbrook | Industrial CHP | ME | GN18 | 0.4 | Conventional Hydroelectric | WAT | HY | 1 | 1987 |  |  | (OP) Operating | 2017 | 5 | 0.4
16721 | S D Warren Co.- Westbrook | 50447 | S D Warren Westbrook | Industrial CHP | ME | GN19 | 0.4 | Conventional Hydroelectric | WAT | HY | 1 | 1987 |  |  | (OP) Operating | 2017 | 5 | 0.4
16721 | S D Warren Co.- Westbrook | 50447 | S D Warren Westbrook | Industrial CHP | ME | GN20 | 0.4 | Conventional Hydroelectric | WAT | HY | 1 | 1987 |  |  | (OP) Operating | 2017 | 5 | 0.4
9245 | Indeck-Energy Serv Silver Spg | 50449 | Indeck Silver Springs Energy Center | IPP CHP | NY | GEN1 | 50.3 | Natural Gas Fired Combined Cycle | NG | CT | 5 | 1991 |  |  | (OP) Operating
9245 | Indeck-Energy Serv Silver Spg | 50449 | Indeck Silver Springs Energy Center | IPP CHP | NY | GEN2 |  | Natural Gas Fired Combined Cycle | NG | CA | 5 | 1991 |  |  | (OP) Operating
9244 | Indeck-Oswego Ltd Partnership | 50450 | Indeck Oswego Energy Center | IPP CHP | NY | GEN1 | 48.8 | Natural Gas Fired Combined Cycle | NG | CT | 6 | 1990 |  |  | (OP) Operating
9244 | Indeck-Oswego Ltd Partnership | 50450 | Indeck Oswego Energy Center | IPP CHP | NY | GEN2 |  | Natural Gas Fired Combined Cycle | NG | CA | 6 | 1990 |  |  | (OP) Operating
9243 | Indeck-Yerkes Ltd Partnership | 50451 | Indeck Yerkes Energy Center | IPP CHP | NY | GEN1 | 47.9 | Natural Gas Fired Combined Cycle | NG | CT | 12 | 1989 |  |  | (OP) Operating
9243 | Indeck-Yerkes Ltd Partnership | 50451 | Indeck Yerkes Energy Center | IPP CHP | NY | GEN2 |  | Natural Gas Fired Combined Cycle | NG | CA | 12 | 1989 |  |  | (OP) Operating
15400 | Procter & Gamble Co | 50456 | Procter & Gamble Cincinnati Plant | Industrial CHP | OH | GEN1 | 11.7 | Conventional Steam Coal | BIT | ST | 11 | 1965 |  |  | (OP) Operating
9263 | Indeck-Corinth Ltd Partnership | 50458 | Indeck Corinth Energy Center | IPP CHP | NY | GEN1 | 76.8 | Natural Gas Fired Combined Cycle | NG | CT | 2 | 1995 |  |  | (OP) Operating
9263 | Indeck-Corinth Ltd Partnership | 50458 | Indeck Corinth Energy Center | IPP CHP | NY | GEN2 | 55 | Natural Gas Fired Combined Cycle | NG | CA | 3 | 1995 |  |  | (OP) Operating
7857 | Great Lakes Tissue Co | 50461 | Cheboygan | Industrial Non-CHP | MI | GEN1 | 0.7 | Conventional Hydroelectric | WAT | HY | 11 | 1984 |  |  | (OP) Operating
15394 | Procter & Gamble Ppr Prdts Co | 50463 | Procter & Gamble Mehoopany Mill | Industrial CHP | PA | GEN1 | 40 | Natural Gas Fired Combustion Turbine | NG | GT | 6 | 1985 |  |  | (OP) Operating
15394 | Procter & Gamble Ppr Prdts Co | 50463 | Procter & Gamble Mehoopany Mill | Industrial CHP | PA | GEN2 | 0.9 | Natural Gas Steam Turbine | NG | ST | 10 | 1984 |  |  | (OP) Operating
15394 | Procter & Gamble Ppr Prdts Co | 50463 | Procter & Gamble Mehoopany Mill | Industrial CHP | PA | GEN3 | 64 | Natural Gas Fired Combustion Turbine | NG | GT | 4 | 2013 |  |  | (OP) Operating
15375 | Procter&Gamble Paper Products Co-Oxnard | 50464 | Oxnard | Industrial CHP | CA | GEN1 | 22.4 | Natural Gas Fired Combustion Turbine | NG | GT | 7 | 1982 |  |  | (OP) Operating
15375 | Procter&Gamble Paper Products Co-Oxnard | 50464 | Oxnard | Industrial CHP | CA | GEN2 | 48.5 | Natural Gas Fired Combustion Turbine | NG | GT | 11 | 1989 |  |  | (OP) Operating
20542 | Weyerhaeuser Co | 50465 | Flint River Operations | Industrial CHP | GA | GEN1 | 42 | Wood/Wood Waste Biomass | BLQ | ST | 12 | 1980 |  |  | (OP) Operating
20542 | Weyerhaeuser Co | 50465 | Flint River Operations | Industrial CHP | GA | GEN2 | 25 | Wood/Wood Waste Biomass | WDS | ST | 4 | 2015 |  |  | (OP) Operating
2522 | Buckeye Florida Ltd Partners | 50466 | Buckeye Florida LP | Industrial CHP | FL | GEN2 | 7.7 | Wood/Wood Waste Biomass | BLQ | ST | 7 | 1953 |  |  | (OP) Operating
2522 | Buckeye Florida Ltd Partners | 50466 | Buckeye Florida LP | Industrial CHP | FL | GEN3 | 9.4 | Wood/Wood Waste Biomass | BLQ | ST | 7 | 1965 |  |  | (OP) Operating
2522 | Buckeye Florida Ltd Partners | 50466 | Buckeye Florida LP | Industrial CHP | FL | GEN4 | 10.5 | Wood/Wood Waste Biomass | BLQ | ST | 7 | 1956 |  |  | (OP) Operating
2522 | Buckeye Florida Ltd Partners | 50466 | Buckeye Florida LP | Industrial CHP | FL | GEN5 | 9.2 | Wood/Wood Waste Biomass | BLQ | ST | 7 | 1964 |  |  | (OP) Operating
2522 | Buckeye Florida Ltd Partners | 50466 | Buckeye Florida LP | Industrial CHP | FL | GEN6 | 7.1 | Wood/Wood Waste Biomass | BLQ | ST | 1 | 2011 |  |  | (OP) Operating
55876 | Capitol Broadcasting Company Inc | 50468 | Rocky Mount Mill | Industrial Non-CHP | NC | 1 | 0.5 | Conventional Hydroelectric | WAT | HY | 1 | 1949 |  |  | (OP) Operating
55876 | Capitol Broadcasting Company Inc | 50468 | Rocky Mount Mill | Industrial Non-CHP | NC | 2 | 0.4 | Conventional Hydroelectric | WAT | HY | 1 | 1941 |  |  | (OP) Operating
55876 | Capitol Broadcasting Company Inc | 50468 | Rocky Mount Mill | Industrial Non-CHP | NC | 3 | 0.2 | Conventional Hydroelectric | WAT | HY | 1 | 1949 |  |  | (OP) Operating
470 | Covanta Energy of Niagara LP | 50472 | Covanta Niagara LP | IPP CHP | NY | GEN1 | 18 | Municipal Solid Waste | MSW | ST | 8 | 1980 |  |  | (OP) Operating
470 | Covanta Energy of Niagara LP | 50472 | Covanta Niagara LP | IPP CHP | NY | GEN2 | 18 | Municipal Solid Waste | MSW | ST | 8 | 1980 |  |  | (OP) Operating
20558 | White Springs Agrici Chem Inc | 50474 | Swift Creek Chemical Complex | Industrial CHP | FL | SCC | 15.9 | All Other | OTH | ST | 1 | 1980 |  |  | (OP) Operating
5065 | Equistar Chemicals LP | 50475 | Corpus Christi | Industrial CHP | TX | GEN1 | 33 | Natural Gas Fired Combustion Turbine | NG | GT | 5 | 1989 |  |  | (OP) Operating
14369 | Packaging Corp of America | 50476 | Packaging of America Tomahawk Mill | Industrial CHP | WI | GEN1 | 5.4 | Conventional Steam Coal | BIT | ST | 6 | 1948 |  |  | (OP) Operating
14369 | Packaging Corp of America | 50476 | Packaging of America Tomahawk Mill | Industrial CHP | WI | GEN2 | 8.2 | Conventional Steam Coal | BIT | ST | 8 | 1978 |  |  | (OP) Operating
14369 | Packaging Corp of America | 50476 | Packaging of America Tomahawk Mill | Industrial CHP | WI | GEN3 | 0.5 | Conventional Hydroelectric | WAT | HY | 1 | 1920 |  |  | (OP) Operating
14369 | Packaging Corp of America | 50476 | Packaging of America Tomahawk Mill | Industrial CHP | WI | GEN4 | 0.3 | Conventional Hydroelectric | WAT | HY | 1 | 1920 |  |  | (OP) Operating
14369 | Packaging Corp of America | 50476 | Packaging of America Tomahawk Mill | Industrial CHP | WI | GEN5 | 0.3 | Conventional Hydroelectric | WAT | HY | 1 | 1920 |  |  | (OP) Operating
7167 | GP Big Island LLC | 50479 | Georgia-Pacific Big Island | Industrial CHP | VA | BHG1 | 0.2 | Conventional Hydroelectric | WAT | HY | 6 | 1920 |  |  | (OP) Operating
7167 | GP Big Island LLC | 50479 | Georgia-Pacific Big Island | Industrial CHP | VA | BHG2 | 0.2 | Conventional Hydroelectric | WAT | HY | 6 | 1920 |  |  | (OP) Operating
7167 | GP Big Island LLC | 50479 | Georgia-Pacific Big Island | Industrial CHP | VA | GEN1 | 6.5 | Wood/Wood Waste Biomass | WDS | ST | 6 | 1965 |  |  | (OP) Operating
5610 | Eastman Chemical Co-TN Ops | 50481 | Tennessee Eastman Operations | Industrial CHP | TN | TG10 | 6 | Conventional Steam Coal | BIT | ST | 2 | 1946 |  |  | (OP) Operating
5610 | Eastman Chemical Co-TN Ops | 50481 | Tennessee Eastman Operations | Industrial CHP | TN | TG11 | 6 | Conventional Steam Coal | BIT | ST | 5 | 1949 |  |  | (OP) Operating
5610 | Eastman Chemical Co-TN Ops | 50481 | Tennessee Eastman Operations | Industrial CHP | TN | TG12 | 6 | Conventional Steam Coal | BIT | ST | 2 | 1953 |  |  | (OP) Operating
5610 | Eastman Chemical Co-TN Ops | 50481 | Tennessee Eastman Operations | Industrial CHP | TN | TG13 | 7 | Conventional Steam Coal | BIT | ST | 1 | 1960 |  |  | (OP) Operating
5610 | Eastman Chemical Co-TN Ops | 50481 | Tennessee Eastman Operations | Industrial CHP | TN | TG14 | 10 | Conventional Steam Coal | BIT | ST | 4 | 1962 |  |  | (OP) Operating
5610 | Eastman Chemical Co-TN Ops | 50481 | Tennessee Eastman Operations | Industrial CHP | TN | TG15 | 7.5 | Conventional Steam Coal | BIT | ST | 10 | 1963 |  |  | (OP) Operating
5610 | Eastman Chemical Co-TN Ops | 50481 | Tennessee Eastman Operations | Industrial CHP | TN | TG16 | 10.4 | Conventional Steam Coal | BIT | ST | 7 | 1966 |  |  | (OP) Operating
5610 | Eastman Chemical Co-TN Ops | 50481 | Tennessee Eastman Operations | Industrial CHP | TN | TG17 | 10.4 | Conventional Steam Coal | BIT | ST | 10 | 1966 |  |  | (OP) Operating
5610 | Eastman Chemical Co-TN Ops | 50481 | Tennessee Eastman Operations | Industrial CHP | TN | TG18 | 10.4 | Conventional Steam Coal | BIT | ST | 7 | 1967 |  |  | (OP) Operating
5610 | Eastman Chemical Co-TN Ops | 50481 | Tennessee Eastman Operations | Industrial CHP | TN | TG19 | 10.4 | Conventional Steam Coal | BIT | ST | 3 | 1970 |  |  | (OP) Operating
5610 | Eastman Chemical Co-TN Ops | 50481 | Tennessee Eastman Operations | Industrial CHP | TN | TG20 | 10.4 | Conventional Steam Coal | BIT | ST | 4 | 1972 |  |  | (OP) Operating
5610 | Eastman Chemical Co-TN Ops | 50481 | Tennessee Eastman Operations | Industrial CHP | TN | TG21 | 15 | Conventional Steam Coal | BIT | ST | 7 | 1969 |  |  | (OP) Operating
5610 | Eastman Chemical Co-TN Ops | 50481 | Tennessee Eastman Operations | Industrial CHP | TN | TG22 | 15.4 | Conventional Steam Coal | BIT | ST | 9 | 1982 |  |  | (OP) Operating
5610 | Eastman Chemical Co-TN Ops | 50481 | Tennessee Eastman Operations | Industrial CHP | TN | TG24 | 16.8 | Conventional Steam Coal | BIT | ST | 7 | 1983 |  |  | (OP) Operating
5610 | Eastman Chemical Co-TN Ops | 50481 | Tennessee Eastman Operations | Industrial CHP | TN | TG25 | 18 | Natural Gas Steam Turbine | NG | ST | 12 | 1994 |  |  | (OP) Operating
5610 | Eastman Chemical Co-TN Ops | 50481 | Tennessee Eastman Operations | Industrial CHP | TN | TG26 | 16.6 | Conventional Steam Coal | BIT | ST | 10 | 1994 |  |  | (OP) Operating
5610 | Eastman Chemical Co-TN Ops | 50481 | Tennessee Eastman Operations | Industrial CHP | TN | TGO7 | 6 | Conventional Steam Coal | BIT | ST | 9 | 1936 |  |  | (OP) Operating
5610 | Eastman Chemical Co-TN Ops | 50481 | Tennessee Eastman Operations | Industrial CHP | TN | TGO8 | 6 | Conventional Steam Coal | BIT | ST | 9 | 1939 |  |  | (OP) Operating
5610 | Eastman Chemical Co-TN Ops | 50481 | Tennessee Eastman Operations | Industrial CHP | TN | TGO9 | 6 | Conventional Steam Coal | BIT | ST | 7 | 1941 |  |  | (OP) Operating
19365 | United States Sugar Corp | 50482 | Clewiston Sugar House | Industrial CHP | FL | TG5 | 11 | Other Waste Biomass | AB | ST | 11 | 1997 |  |  | (OS) Out of service and NOT expected to return to service in next calendar year
19365 | United States Sugar Corp | 50482 | Clewiston Sugar House | Industrial CHP | FL | TG6 | 14 | Other Waste Biomass | AB | ST | 3 | 2004 |  |  | (OP) Operating
19365 | United States Sugar Corp | 50482 | Clewiston Sugar House | Industrial CHP | FL | TG7 | 18.6 | Other Waste Biomass | AB | ST | 10 | 2006 |  |  | (OP) Operating
19365 | United States Sugar Corp | 50482 | Clewiston Sugar House | Industrial CHP | FL | TG8 | 12 | Other Waste Biomass | AB | ST | 12 | 2007 |  |  | (OP) Operating
19740 | AES Wind Generation Inc | 50485 | Altech III | IPP Non-CHP | CA | GEN1 | 21.7 | Onshore Wind Turbine | WND | WT | 12 | 1985 |  |  | (OP) Operating
19740 | AES Wind Generation Inc | 50485 | Altech III | IPP Non-CHP | CA | GEN2 | 3.4 | Onshore Wind Turbine | WND | WT | 12 | 1984 |  |  | (OP) Operating
14306 | Eagle 2 US LLC | 50487 | PPG Powerhouse A | Industrial Non-CHP | LA | A1 | 7.5 | All Other | PUR | ST | 6 | 1943 |  |  | (OS) Out of service and NOT expected to return to service in next calendar year
14306 | Eagle 2 US LLC | 50487 | PPG Powerhouse A | Industrial Non-CHP | LA | A2 | 7.5 | All Other | PUR | ST | 6 | 1943 |  |  | (OS) Out of service and NOT expected to return to service in next calendar year
14306 | Eagle 2 US LLC | 50487 | PPG Powerhouse A | Industrial Non-CHP | LA | A4 | 7.5 | All Other | PUR | ST | 5 | 1943 |  |  | (OS) Out of service and NOT expected to return to service in next calendar year
14306 | Eagle 2 US LLC | 50487 | PPG Powerhouse A | Industrial Non-CHP | LA | A7 | 10 | All Other | PUR | ST | 10 | 1950 |  |  | (OP) Operating
14306 | Eagle 2 US LLC | 50487 | PPG Powerhouse A | Industrial Non-CHP | LA | A9 | 20 | All Other | PUR | ST | 8 | 1957 |  |  | (OS) Out of service and NOT expected to return to service in next calendar year
14306 | Eagle 2 US LLC | 50488 | PPG Riverside | Industrial Non-CHP | LA | GEN1 | 35 | All Other | PUR | ST | 9 | 1947 |  |  | (OS) Out of service and NOT expected to return to service in next calendar year
14306 | Eagle 2 US LLC | 50488 | PPG Riverside | Industrial Non-CHP | LA | GEN2 | 30 | All Other | PUR | ST | 6 | 1950 |  |  | (OP) Operating
14306 | Eagle 2 US LLC | 50488 | PPG Riverside | Industrial Non-CHP | LA | GEN3 | 40 | All Other | PUR | ST | 2 | 1969 |  |  | (OP) Operating
14306 | Eagle 2 US LLC | 50489 | PPG Powerhouse C | Industrial CHP | LA | C1 | 55 | Natural Gas Fired Combustion Turbine | NG | GT | 8 | 1977 |  |  | (OP) Operating
14306 | Eagle 2 US LLC | 50489 | PPG Powerhouse C | Industrial CHP | LA | C2 | 55 | Natural Gas Fired Combustion Turbine | NG | GT | 6 | 1978 |  |  | (OP) Operating
14306 | Eagle 2 US LLC | 50489 | PPG Powerhouse C | Industrial CHP | LA | C3 | 52 | Natural Gas Steam Turbine | NG | ST | 9 | 1977 |  |  | (OP) Operating
14306 | Eagle 2 US LLC | 50489 | PPG Powerhouse C | Industrial CHP | LA | C4 | 70.6 | Natural Gas Fired Combustion Turbine | NG | GT | 8 | 1986 |  |  | (OP) Operating
14306 | Eagle 2 US LLC | 50489 | PPG Powerhouse C | Industrial CHP | LA | C5 | 70.6 | Natural Gas Fired Combustion Turbine | NG | GT | 8 | 1986 |  |  | (OP) Operating
14306 | Eagle 2 US LLC | 50490 | PPG Plant C Caustic | Industrial CHP | LA | TE | 2.7 | Natural Gas Steam Turbine | NG | ST | 10 | 1986 |  |  | (OP) Operating
50033 | PPG Industries Inc Natrium | 50491 | PPG Natrium Plant | Industrial CHP | WV | GEN3 | 7.5 | Conventional Steam Coal | BIT | ST | 1 | 1943 |  |  | (SB) Standby/Backup: available for service but not normally used
50033 | PPG Industries Inc Natrium | 50491 | PPG Natrium Plant | Industrial CHP | WV | GEN4 | 7.5 | Conventional Steam Coal | BIT | ST | 1 | 1943 |  |  | (OP) Operating
50033 | PPG Industries Inc Natrium | 50491 | PPG Natrium Plant | Industrial CHP | WV | GEN6 | 26 | Conventional Steam Coal | BIT | ST | 1 | 1954 |  |  | (OP) Operating
50033 | PPG Industries Inc Natrium | 50491 | PPG Natrium Plant | Industrial CHP | WV | GEN7 | 82 | Conventional Steam Coal | BIT | ST | 1 | 1966 |  |  | (OP) Operating
16764 | City of San Diego | 50492 | Gas Utilization Facility | Commercial CHP | CA | 1 | 2.3 | Other Waste Biomass | OBG | IC | 6 | 1985 |  |  | (OP) Operating
16764 | City of San Diego | 50492 | Gas Utilization Facility | Commercial CHP | CA | 2 | 2.3 | Other Waste Biomass | OBG | IC | 6 | 1985 |  |  | (OP) Operating
16764 | City of San Diego | 50492 | Gas Utilization Facility | Commercial CHP | CA | 3 | 1 | Conventional Hydroelectric | WAT | HY | 5 | 2002 |  |  | (OP) Operating
56466 | Juniper Generation LLC | 50493 | Double C | IPP Non-CHP | CA | DC1 | 23 | Natural Gas Fired Combustion Turbine | NG | GT | 3 | 1989 |  |  | (OP) Operating
56466 | Juniper Generation LLC | 50493 | Double C | IPP Non-CHP | CA | DC2 | 23 | Natural Gas Fired Combustion Turbine | NG | GT | 3 | 1989 |  |  | (OP) Operating
56466 | Juniper Generation LLC | 50494 | Kern Front | IPP Non-CHP | CA | KF1 | 23 | Natural Gas Fired Combustion Turbine | NG | GT | 2 | 1989 |  |  | (OP) Operating
56466 | Juniper Generation LLC | 50494 | Kern Front | IPP Non-CHP | CA | KF2 | 23 | Natural Gas Fired Combustion Turbine | NG | GT | 2 | 1989 |  |  | (OP) Operating
56466 | Juniper Generation LLC | 50495 | High Sierra | IPP CHP | CA | HS1 | 23 | Natural Gas Fired Combustion Turbine | NG | GT | 3 | 1989 |  |  | (OP) Operating
56466 | Juniper Generation LLC | 50495 | High Sierra | IPP CHP | CA | HS2 | 23 | Natural Gas Fired Combustion Turbine | NG | GT | 3 | 1989 |  |  | (OP) Operating
56516 | Morris Energy Operations Company, LLC | 50497 | Bayonne Plant Holding LLC | IPP CHP | NJ | GTG1 | 39.5 | Natural Gas Fired Combined Cycle | NG | CT | 7 | 1988 |  |  | (OP) Operating
56516 | Morris Energy Operations Company, LLC | 50497 | Bayonne Plant Holding LLC | IPP CHP | NJ | GTG2 | 39.5 | Natural Gas Fired Combined Cycle | NG | CT | 7 | 1988 |  |  | (OP) Operating
56516 | Morris Energy Operations Company, LLC | 50497 | Bayonne Plant Holding LLC | IPP CHP | NJ | GTG3 | 39.5 | Natural Gas Fired Combined Cycle | NG | CT | 7 | 1988 |  |  | (OP) Operating
56516 | Morris Energy Operations Company, LLC | 50497 | Bayonne Plant Holding LLC | IPP CHP | NJ | STG1 | 51.7 | Natural Gas Fired Combined Cycle | NG | CA | 7 | 1988 |  |  | (OP) Operating
50168 | Maxim Power (USA) Inc | 50498 | Capital District Energy Center | IPP CHP | CT | GTG | 31.9 | Natural Gas Fired Combined Cycle | NG | CT | 10 | 1988 |  |  | (SB) Standby/Backup: available for service but not normally used
50168 | Maxim Power (USA) Inc | 50498 | Capital District Energy Center | IPP CHP | CT | STG | 23.3 | Natural Gas Fired Combined Cycle | NG | CA | 10 | 1988 |  |  | (SB) Standby/Backup: available for service but not normally used
22175 | PCS Phosphate | 50509 | PCS Phosphate | Industrial CHP | NC | GEN1 | 54 | All Other | OTH | ST | 12 | 1984 |  |  | (OP) Operating
13727 | Northbrook New York LLC | 50512 | Glen Park Hydroelectric Project | IPP Non-CHP | NY | GEN1 | 14.5 | Conventional Hydroelectric | WAT | HY | 10 | 1999 |  |  | (OP) Operating
13727 | Northbrook New York LLC | 50512 | Glen Park Hydroelectric Project | IPP Non-CHP | NY | GEN2 | 14.5 | Conventional Hydroelectric | WAT | HY | 10 | 1999 |  |  | (OP) Operating
13727 | Northbrook New York LLC | 50512 | Glen Park Hydroelectric Project | IPP Non-CHP | NY | GEN3 | 3.6 | Conventional Hydroelectric | WAT | HY | 10 | 1999 |  |  | (OP) Operating
18121 | Stillwater Associates | 50513 | Stillwater Reservoir Hydro | IPP Non-CHP | NY | GEN1 | 2.5 | Conventional Hydroelectric | WAT | HY | 1 | 1987 |  |  | (OP) Operating
6495 | Fort Miller Associates | 50514 | Fort Miller Hydroelectric Facility | IPP Non-CHP | NY | GEN1 | 2.5 | Conventional Hydroelectric | WAT | HY | 12 | 1984 |  |  | (OP) Operating
6495 | Fort Miller Associates | 50514 | Fort Miller Hydroelectric Facility | IPP Non-CHP | NY | GEN2 | 2.5 | Conventional Hydroelectric | WAT | HY | 12 | 1984 |  |  | (OP) Operating
55985 | Tesoro Refining and Marketing Company | 50530 | Equilon Los Angeles Refining | Industrial CHP | CA | GEN1 | 25 | Other Gases | OG | GT | 12 | 1982 |  |  | (OP) Operating
55985 | Tesoro Refining and Marketing Company | 50530 | Equilon Los Angeles Refining | Industrial CHP | CA | GEN2 | 25 | Other Gases | OG | GT | 12 | 1982 |  |  | (OP) Operating
55985 | Tesoro Refining and Marketing Company | 50530 | Equilon Los Angeles Refining | Industrial CHP | CA | GEN3 | 15 | Other Gases | OG | ST | 4 | 1991 |  |  | (OP) Operating
56899 | Wind Stream Operations LLC | 50532 | Victory Garden (Tehachapi) | IPP Non-CHP | CA | 15SLE | 1.5 | Onshore Wind Turbine | WND | WT | 5 | 2000 |  |  | (OP) Operating
56899 | Wind Stream Operations LLC | 50532 | Victory Garden (Tehachapi) | IPP Non-CHP | CA | WGNS | 21.2 | Onshore Wind Turbine | WND | WT | 12 | 1981 |  |  | (OP) Operating
55759 | H H Management LLC | 50533 | Painted Hills | IPP Non-CHP | CA | WGNS | 19 | Onshore Wind Turbine | WND | WT | 11 | 1985 |  |  | (OP) Operating
59099 | New Dimension Energy Company, LLC | 50534 | Santa Clara (85C) | IPP Non-CHP | CA | WGNS | 18 | Onshore Wind Turbine | WND | WT | 1 | 1986 | 12 | 2017 | (OP) Operating |  |  |  | 2017 | 12 | 24.5
11556 | Brookfield Energy Marketing LP | 50535 | Mesa Wind Power Corp | IPP Non-CHP | CA | WGNS | 29.9 | Onshore Wind Turbine | WND | WT | 11 | 1984 |  |  | (OP) Operating |  |  |  | 2018 | 12 | 20
17288 | Sky River LLC | 50536 | Sky River LLC | IPP Non-CHP | CA | WGNS | 76.9 | Onshore Wind Turbine | WND | WT | 2 | 1991 |  |  | (OP) Operating
9297 | IPT SRI Cogeneration Inc | 50537 | SRI International Cogen Project | Commercial CHP | CA | GEN1 | 5.6 | Natural Gas Fired Combustion Turbine | NG | GT | 4 | 1987 |  |  | (OP) Operating
1966 | Boltonville Hydro Associates | 50539 | Boltonville Hydro Associates | IPP Non-CHP | VT | 1 | 0.5 | Conventional Hydroelectric | WAT | HY | 7 | 1984 |  |  | (OP) Operating
1966 | Boltonville Hydro Associates | 50539 | Boltonville Hydro Associates | IPP Non-CHP | VT | 2 | 0.3 | Conventional Hydroelectric | WAT | HY | 7 | 1984 |  |  | (OP) Operating
1966 | Boltonville Hydro Associates | 50539 | Boltonville Hydro Associates | IPP Non-CHP | VT | 3 | 0.3 | Conventional Hydroelectric | WAT | HY | 12 | 1989 |  |  | (OP) Operating
2696 | Tesoro Carson Refinery | 50540 | BP Carson Refinery | Industrial Non-CHP | CA | GEN1 | 6.5 | Other Gases | OG | OT | 6 | 1984 |  |  | (SB) Standby/Backup: available for service but not normally used
2696 | Tesoro Carson Refinery | 50540 | BP Carson Refinery | Industrial Non-CHP | CA | GEN2 | 1.5 | Natural Gas Steam Turbine | NG | ST | 4 | 1982 |  |  | (OS) Out of service and NOT expected to return to service in next calendar year
8303 | Harbor Cogeneration Co. | 50541 | Harbor Cogen | IPP Non-CHP | CA | GEN1 | 80.8 | Natural Gas Fired Combined Cycle | NG | CT | 12 | 1988 |  |  | (OP) Operating
8303 | Harbor Cogeneration Co. | 50541 | Harbor Cogen | IPP Non-CHP | CA | ST1 | 9.9 | Natural Gas Fired Combined Cycle | NG | CA | 6 | 2001 |  |  | (OP) Operating
8303 | Harbor Cogeneration Co. | 50541 | Harbor Cogen | IPP Non-CHP | CA | ST2 | 11 | Natural Gas Fired Combined Cycle | NG | CA | 6 | 2001 |  |  | (OP) Operating
26840 | Port Townsend Paper Co | 50544 | Port Townsend Paper | Industrial CHP | WA | GEN4 | 3 | Wood/Wood Waste Biomass | BLQ | ST | 1 | 1929 | 4 | 2016 | (OS) Out of service and NOT expected to return to service in next calendar year
26840 | Port Townsend Paper Co | 50544 | Port Townsend Paper | Industrial CHP | WA | GEN6 | 7.5 | Wood/Wood Waste Biomass | BLQ | ST | 1 | 1986 |  |  | (OP) Operating
26840 | Port Townsend Paper Co | 50544 | Port Townsend Paper | Industrial CHP | WA | HDRO | 0.3 | Conventional Hydroelectric | WAT | HY | 8 | 1982 |  |  | (OS) Out of service and NOT expected to return to service in next calendar year
23576 | Lawrence Hydroelectric Assoc | 50545 | Lawrence Hydroelectric Associates | IPP Non-CHP | MA | GEN1 | 7 | Conventional Hydroelectric | WAT | HY | 7 | 1981 |  |  | (OP) Operating
23576 | Lawrence Hydroelectric Assoc | 50545 | Lawrence Hydroelectric Associates | IPP Non-CHP | MA | GEN2 | 7 | Conventional Hydroelectric | WAT | HY | 7 | 1981 |  |  | (OP) Operating
13402 | Nevada Irrigation District | 50546 | Bowman | IPP Non-CHP | CA | GEN1 | 3.6 | Conventional Hydroelectric | WAT | HY | 9 | 1986 |  |  | (OP) Operating
49751 | FPL Energy Cabazon Wind | 50552 | Cabazon Wind Farm | IPP Non-CHP | CA | WGNS | 39.7 | Onshore Wind Turbine | WND | WT | 1 | 1999 |  |  | (OP) Operating
55963 | AE Power Services LLC | 50553 | Edom Hills Project 1 LLC | IPP Non-CHP | CA | 1 | 20 | Onshore Wind Turbine | WND | WT | 9 | 2008 |  |  | (OP) Operating
19876 | Virginia Electric & Power Co | 50555 | Rosemary Power Station | Electric Utility | NC | GEN1 | 75 | Natural Gas Fired Combined Cycle | NG | CT | 11 | 1990 |  |  | (OP) Operating
19876 | Virginia Electric & Power Co | 50555 | Rosemary Power Station | Electric Utility | NC | GEN2 | 36 | Natural Gas Fired Combined Cycle | NG | CT | 11 | 1990 |  |  | (OP) Operating
19876 | Virginia Electric & Power Co | 50555 | Rosemary Power Station | Electric Utility | NC | GEN3 | 54 | Natural Gas Fired Combined Cycle | NG | CA | 11 | 1990 |  |  | (OP) Operating | [5 empty] | 4
17355 | Oklahoma Cogeneration LLC | 50558 | Oklahoma Cogeneration Project | IPP CHP | OK | GT01 | 67.3 | Natural Gas Fired Combined Cycle | NG | CT | 9 | 1989 |  |  | (OP) Operating
17355 | Oklahoma Cogeneration LLC | 50558 | Oklahoma Cogeneration Project | IPP CHP | OK | ST01 | 44.1 | Natural Gas Fired Combined Cycle | NG | CA | 9 | 1989 |  |  | (OP) Operating
58650 | IHI Power Services Corp | 50560 | Pacific-Ultrapower Chinese Station | IPP Non-CHP | CA | GEN1 | 19.8 | Wood/Wood Waste Biomass | WDS | ST | 10 | 1986 |  |  | (OP) Operating
49942 | Eagle Point Power Generation LLC | 50561 | Eagle Point Power Generation | IPP Non-CHP | NJ | GTG1 | 85 | Natural Gas Fired Combined Cycle | NG | CT | 11 | 1990 |  |  | (OP) Operating
49942 | Eagle Point Power Generation LLC | 50561 | Eagle Point Power Generation | IPP Non-CHP | NJ | GTG2 | 75 | Natural Gas Fired Combined Cycle | NG | CT | 11 | 1990 |  |  | (OP) Operating
49942 | Eagle Point Power Generation LLC | 50561 | Eagle Point Power Generation | IPP Non-CHP | NJ | STG1 | 45 | Natural Gas Fired Combined Cycle | NG | CA | 4 | 1991 |  |  | (OP) Operating
54843 | WM Illinois Renewable Energy LLC | 50563 | Settlers Hill Gas Recovery | IPP Non-CHP | IL | GEN1 | 2.9 | Landfill Gas | LFG | GT | 10 | 1988 |  |  | (OP) Operating
54843 | WM Illinois Renewable Energy LLC | 50563 | Settlers Hill Gas Recovery | IPP Non-CHP | IL | GEN2 | 2.9 | Landfill Gas | LFG | GT | 5 | 1998 |  |  | (OP) Operating
54842 | WM Renewable Energy LLC | 50564 | New Milford Gas Recovery | IPP Non-CHP | CT | GEN2 | 0.8 | Landfill Gas | LFG | IC | 5 | 2008 |  |  | (OP) Operating
54842 | WM Renewable Energy LLC | 50564 | New Milford Gas Recovery | IPP Non-CHP | CT | GEN3 | 0.8 | Landfill Gas | LFG | IC | 5 | 2008 |  |  | (OP) Operating
54842 | WM Renewable Energy LLC | 50564 | New Milford Gas Recovery | IPP Non-CHP | CT | GEN4 | 0.8 | Landfill Gas | LFG | IC | 5 | 2008 | 6 | 2016 | (OP) Operating
54842 | WM Renewable Energy LLC | 50565 | Monroe Livingston Gas Recovery | IPP Non-CHP | NY | GEN1 | 0.8 | Landfill Gas | LFG | IC | 12 | 1988 |  |  | (OP) Operating
54842 | WM Renewable Energy LLC | 50565 | Monroe Livingston Gas Recovery | IPP Non-CHP | NY | GEN2 | 0.8 | Landfill Gas | LFG | IC | 12 | 1988 | 3 | 2016 | (OP) Operating
54843 | WM Illinois Renewable Energy LLC | 50566 | Milam Gas Recovery | IPP Non-CHP | IL | GEN1 | 0.8 | Landfill Gas | LFG | IC | 4 | 1991 |  |  | (OP) Operating
54843 | WM Illinois Renewable Energy LLC | 50566 | Milam Gas Recovery | IPP Non-CHP | IL | GEN2 | 0.8 | Landfill Gas | LFG | IC | 4 | 1991 |  |  | (OP) Operating
54843 | WM Illinois Renewable Energy LLC | 50566 | Milam Gas Recovery | IPP Non-CHP | IL | GEN3 | 0.8 | Landfill Gas | LFG | IC | 3 | 1993 |  |  | (OP) Operating
54842 | WM Renewable Energy LLC | 50568 | High Acres Gas Recovery | IPP Non-CHP | NY | GEN1 | 0.8 | Landfill Gas | LFG | IC | 5 | 1991 |  |  | (OP) Operating
54842 | WM Renewable Energy LLC | 50568 | High Acres Gas Recovery | IPP Non-CHP | NY | GEN2 | 0.8 | Landfill Gas | LFG | IC | 5 | 1991 |  |  | (OP) Operating
54842 | WM Renewable Energy LLC | 50568 | High Acres Gas Recovery | IPP Non-CHP | NY | GEN3 | 0.8 | Landfill Gas | LFG | IC | 5 | 1991 |  |  | (OP) Operating
54842 | WM Renewable Energy LLC | 50568 | High Acres Gas Recovery | IPP Non-CHP | NY | GEN4 | 0.8 | Landfill Gas | LFG | IC | 5 | 1991 |  |  | (OP) Operating
54842 | WM Renewable Energy LLC | 50568 | High Acres Gas Recovery | IPP Non-CHP | NY | GEN5 | 1.6 | Landfill Gas | LFG | IC | 3 | 2008 |  |  | (OP) Operating
54842 | WM Renewable Energy LLC | 50568 | High Acres Gas Recovery | IPP Non-CHP | NY | GEN6 | 1.6 | Landfill Gas | LFG | IC | 3 | 2008 |  |  | (OP) Operating
54842 | WM Renewable Energy LLC | 50568 | High Acres Gas Recovery | IPP Non-CHP | NY | GEN7 | 1.6 | Landfill Gas | LFG | IC | 3 | 2008 |  |  | (OP) Operating
54842 | WM Renewable Energy LLC | 50568 | High Acres Gas Recovery | IPP Non-CHP | NY | GEN8 | 1.6 | Landfill Gas | LFG | IC | 3 | 2008 |  |  | (OP) Operating
54842 | WM Renewable Energy LLC | 50569 | DFW Gas Recovery | IPP Non-CHP | TX | GEN1 | 2.9 | Landfill Gas | LFG | GT | 5 | 1988 |  |  | (OP) Operating
54842 | WM Renewable Energy LLC | 50569 | DFW Gas Recovery | IPP Non-CHP | TX | GEN2 | 2.9 | Landfill Gas | LFG | GT | 5 | 1988 |  |  | (OP) Operating
54842 | WM Renewable Energy LLC | 50569 | DFW Gas Recovery | IPP Non-CHP | TX | GEN3 | 1.6 | Landfill Gas | LFG | IC | 8 | 2009 |  |  | (OP) Operating
54842 | WM Renewable Energy LLC | 50569 | DFW Gas Recovery | IPP Non-CHP | TX | GEN4 | 1.6 | Landfill Gas | LFG | IC | 8 | 2009 |  |  | (OP) Operating
54842 | WM Renewable Energy LLC | 50569 | DFW Gas Recovery | IPP Non-CHP | TX | GEN5 | 1.6 | Landfill Gas | LFG | IC | 8 | 2009 |  |  | (OP) Operating
54842 | WM Renewable Energy LLC | 50569 | DFW Gas Recovery | IPP Non-CHP | TX | GEN6 | 1.6 | Landfill Gas | LFG | IC | 8 | 2009 |  |  | (OP) Operating
54842 | WM Renewable Energy LLC | 50570 | Chestnut Ridge Gas Recovery | IPP Non-CHP | TN | GEN1 | 0.8 | Landfill Gas | LFG | IC | 1 | 1992 |  |  | (OP) Operating
54842 | WM Renewable Energy LLC | 50570 | Chestnut Ridge Gas Recovery | IPP Non-CHP | TN | GEN2 | 0.8 | Landfill Gas | LFG | IC | 1 | 1992 |  |  | (OP) Operating
54842 | WM Renewable Energy LLC | 50570 | Chestnut Ridge Gas Recovery | IPP Non-CHP | TN | GEN3 | 0.8 | Landfill Gas | LFG | IC | 1 | 1992 |  |  | (OP) Operating
54842 | WM Renewable Energy LLC | 50570 | Chestnut Ridge Gas Recovery | IPP Non-CHP | TN | GEN4 | 0.8 | Landfill Gas | LFG | IC | 1 | 1992 |  |  | (OP) Operating
54842 | WM Renewable Energy LLC | 50570 | Chestnut Ridge Gas Recovery | IPP Non-CHP | TN | GEN5 | 1.6 | Landfill Gas | LFG | IC | 11 | 2011 |  |  | (OP) Operating
54842 | WM Renewable Energy LLC | 50571 | Altamont Gas Recovery | IPP Non-CHP | CA | GEN1 | 2.9 | Landfill Gas | LFG | GT | 3 | 1969 |  |  | (OP) Operating
54842 | WM Renewable Energy LLC | 50571 | Altamont Gas Recovery | IPP Non-CHP | CA | GEN2 | 2.9 | Landfill Gas | LFG | GT | 3 | 1989 |  |  | (OP) Operating
54842 | WM Renewable Energy LLC | 50571 | Altamont Gas Recovery | IPP Non-CHP | CA | GEN3 | 1.3 | Landfill Gas | LFG | IC | 10 | 2002 |  |  | (OP) Operating
54842 | WM Renewable Energy LLC | 50571 | Altamont Gas Recovery | IPP Non-CHP | CA | GEN4 | 1.3 | Landfill Gas | LFG | IC | 10 | 2002 |  |  | (OP) Operating
54842 | WM Renewable Energy LLC | 50572 | CSL Gas Recovery | IPP Non-CHP | FL | GEN1 | 2.9 | Landfill Gas | LFG | CT | 3 | 1989 |  |  | (OP) Operating
54842 | WM Renewable Energy LLC | 50572 | CSL Gas Recovery | IPP Non-CHP | FL | GEN2 | 2.9 | Landfill Gas | LFG | CT | 3 | 1989 |  |  | (OP) Operating
54842 | WM Renewable Energy LLC | 50572 | CSL Gas Recovery | IPP Non-CHP | FL | GEN3 | 2.9 | Landfill Gas | LFG | CT | 3 | 1989 |  |  | (OP) Operating
54842 | WM Renewable Energy LLC | 50572 | CSL Gas Recovery | IPP Non-CHP | FL | GEN4 | 2.2 | Landfill Gas | LFG | CA | 2 | 2000 |  |  | (OP) Operating
54843 | WM Illinois Renewable Energy LLC | 50573 | CID Gas Recovery | IPP Non-CHP | IL | GEN2 | 2.9 | Landfill Gas | LFG | GT | 3 | 1989 |  |  | (OP) Operating
54843 | WM Illinois Renewable Energy LLC | 50575 | Lake Gas Recovery | IPP Non-CHP | IL | GEN2 | 2.9 | Landfill Gas | LFG | GT | 8 | 1993 | 3 | 2016 | (OP) Operating
54843 | WM Illinois Renewable Energy LLC | 50575 | Lake Gas Recovery | IPP Non-CHP | IL | GEN3 | 2.9 | Landfill Gas | LFG | GT | 8 | 1993 | 3 | 2016 | (OP) Operating
54842 | WM Renewable Energy LLC | 50576 | Metro Gas Recovery | IPP Non-CHP | WI | GEN1 | 2.9 | Landfill Gas | LFG | GT | 12 | 1985 |  |  | (OP) Operating
54842 | WM Renewable Energy LLC | 50576 | Metro Gas Recovery | IPP Non-CHP | WI | GEN2 | 2.9 | Landfill Gas | LFG | GT | 12 | 1985 |  |  | (OP) Operating
54842 | WM Renewable Energy LLC | 50576 | Metro Gas Recovery | IPP Non-CHP | WI | GEN3 | 0.8 | Landfill Gas | LFG | IC | 2 | 2000 |  |  | (OP) Operating
54842 | WM Renewable Energy LLC | 50576 | Metro Gas Recovery | IPP Non-CHP | WI | GEN4 | 0.8 | Landfill Gas | LFG | IC | 2 | 2000 |  |  | (OP) Operating
54842 | WM Renewable Energy LLC | 50576 | Metro Gas Recovery | IPP Non-CHP | WI | GEN5 | 0.8 | Landfill Gas | LFG | IC | 2 | 2000 |  |  | (OP) Operating
54842 | WM Renewable Energy LLC | 50576 | Metro Gas Recovery | IPP Non-CHP | WI | GEN6 | 0.8 | Landfill Gas | LFG | IC | 2 | 2000 |  |  | (OP) Operating
54842 | WM Renewable Energy LLC | 50577 | Omega Hills Gas Recovery | IPP Non-CHP | WI | GEN1 | 2.9 | Landfill Gas | LFG | GT | 12 | 1985 |  |  | (OP) Operating
54842 | WM Renewable Energy LLC | 50577 | Omega Hills Gas Recovery | IPP Non-CHP | WI | GEN2 | 2.9 | Landfill Gas | LFG | GT | 12 | 1985 |  |  | (OP) Operating
54842 | WM Renewable Energy LLC | 50577 | Omega Hills Gas Recovery | IPP Non-CHP | WI | GEN3 | 3 | Landfill Gas | LFG | GT | 9 | 2001 |  |  | (OP) Operating
54842 | WM Renewable Energy LLC | 50577 | Omega Hills Gas Recovery | IPP Non-CHP | WI | GEN5 | 2.9 | Landfill Gas | LFG | GT | 9 | 2010 |  |  | (OP) Operating
54842 | WM Renewable Energy LLC | 50578 | Stowe Power Production Plant | IPP Non-CHP | PA | GEN2 | 2.9 | Landfill Gas | LFG | GT | 5 | 1991 |  |  | (OP) Operating
39245 | Saint John's Health Center | 50610 | Saint Johns Health Center | Commercial CHP | CA | 01 | 1 | Natural Gas Fired Combustion Turbine | NG | GT | 2 | 1992 |  |  | (OP) Operating
58224 | Westwood Generation LLC | 50611 | Westwood Generation LLC | IPP Non-CHP | PA | GEN1 | 30 | Conventional Steam Coal | WC | ST | 6 | 1987 |  |  | (OP) Operating
56466 | Juniper Generation LLC | 50612 | McKittrick Cogen Facility | IPP CHP | CA | GEN1 | 46 | Natural Gas Fired Combustion Turbine | NG | GT | 10 | 1991 |  |  | (OP) Operating
13008 | Expera Mosinee LLC | 50614 | Expera Specialty Solutions - Mosinee Mill | Industrial CHP | WI | GEN1 | 13 | Wood/Wood Waste Biomass | BLQ | ST | 12 | 1976 |  |  | (OP) Operating
13008 | Expera Mosinee LLC | 50614 | Expera Specialty Solutions - Mosinee Mill | Industrial CHP | WI | HYD1 | 2 | Conventional Hydroelectric | WAT | HY | 8 | 1924 |  |  | (OP) Operating
13008 | Expera Mosinee LLC | 50614 | Expera Specialty Solutions - Mosinee Mill | Industrial CHP | WI | HYD2 | 0.7 | Conventional Hydroelectric | WAT | HY | 7 | 1916 |  |  | (OP) Operating
13008 | Expera Mosinee LLC | 50614 | Expera Specialty Solutions - Mosinee Mill | Industrial CHP | WI | HYD3 | 0.7 | Conventional Hydroelectric | WAT | HY | 7 | 1916 |  |  | (OP) Operating
13008 | Expera Mosinee LLC | 50614 | Expera Specialty Solutions - Mosinee Mill | Industrial CHP | WI | WEST | 5 | Wood/Wood Waste Biomass | BLQ | ST | 8 | 1951 |  |  | (OP) Operating
54876 | Flambeau River Papers | 50620 | Flambeau River Papers | Industrial CHP | WI | GEN1 | 4.7 | Wood/Wood Waste Biomass | WDS | ST | 9 | 1982 |  |  | (OP) Operating
18000 | State of Rhode Island | 50621 | Central Power Plant | Commercial CHP | RI | GEN3 | 2 | Petroleum Liquids | RFO | ST | 8 | 1958 |  |  | (OP) Operating
18000 | State of Rhode Island | 50621 | Central Power Plant | Commercial CHP | RI | GEN4 | 2 | Petroleum Liquids | RFO | ST | 8 | 1958 |  |  | (OP) Operating
18000 | State of Rhode Island | 50621 | Central Power Plant | Commercial CHP | RI | GEN5 | 2.8 | Petroleum Liquids | DFO | GT | 1 | 2004 |  |  | (OP) Operating
18000 | State of Rhode Island | 50621 | Central Power Plant | Commercial CHP | RI | GEN6 | 2.8 | Petroleum Liquids | DFO | GT | 1 | 2004 |  |  | (OP) Operating
18000 | State of Rhode Island | 50621 | Central Power Plant | Commercial CHP | RI | GEN7 | 2 | Natural Gas Internal Combustion Engine | NG | IC | 4 | 2015 |  |  | (OP) Operating
1569 | Berry Petroleum Co | 50622 | Berry Cogen Tanne Hills 18 | Industrial CHP | CA | GEN1 | 7 | Natural Gas Fired Combustion Turbine | NG | GT | 12 | 1986 |  |  | (OP) Operating
1569 | Berry Petroleum Co | 50622 | Berry Cogen Tanne Hills 18 | Industrial CHP | CA | GEN2 | 7 | Natural Gas Fired Combustion Turbine | NG | GT | 12 | 1986 |  |  | (OP) Operating
15174 | Freeport McMoRan Oil & Gas | 50623 | Gaviota Oil Plant | Industrial CHP | CA | GENA | 3 | Natural Gas Fired Combustion Turbine | NG | GT | 12 | 1987 |  |  | (OS) Out of service and NOT expected to return to service in next calendar year
15174 | Freeport McMoRan Oil & Gas | 50623 | Gaviota Oil Plant | Industrial CHP | CA | GENB | 3 | Natural Gas Fired Combustion Turbine | NG | GT | 12 | 1987 |  |  | (OP) Operating
15174 | Freeport McMoRan Oil & Gas | 50623 | Gaviota Oil Plant | Industrial CHP | CA | GENC | 3 | Natural Gas Fired Combustion Turbine | NG | GT | 12 | 1987 |  |  | (OP) Operating
15174 | Freeport McMoRan Oil & Gas | 50623 | Gaviota Oil Plant | Industrial CHP | CA | GEND | 3 | Natural Gas Fired Combustion Turbine | NG | GT | 12 | 1987 |  |  | (OP) Operating
12736 | Exxon Mobil Oil Corporation | 50624 | ExxonMobil Oil Torrance Refinery | Industrial CHP | CA | EXP1 | 7.5 | All Other | WH | ST | 9 | 1983 |  |  | (OP) Operating
12736 | Exxon Mobil Oil Corporation | 50624 | ExxonMobil Oil Torrance Refinery | Industrial CHP | CA | GTG1 | 22.5 | Natural Gas Fired Combustion Turbine | NG | GT | 11 | 1988 |  |  | (OP) Operating
12736 | Exxon Mobil Oil Corporation | 50624 | ExxonMobil Oil Torrance Refinery | Industrial CHP | CA | STG1 | 19.3 | All Other | WH | ST | 11 | 1988 |  |  | (OP) Operating
6090 | ExxonMobil Oil Corp | 50625 | ExxonMobil Beaumont Refinery | Industrial CHP | TX | ETG | 5 | Other Gases | OG | OT | 1 | 1978 |  |  | (OP) Operating
6090 | ExxonMobil Oil Corp | 50625 | ExxonMobil Beaumont Refinery | Industrial CHP | TX | TG22 | 25 | Natural Gas Steam Turbine | NG | ST | 2 | 1978 |  |  | (OP) Operating
6090 | ExxonMobil Oil Corp | 50625 | ExxonMobil Beaumont Refinery | Industrial CHP | TX | TG23 | 38.6 | Natural Gas Steam Turbine | NG | ST | 6 | 1993 |  |  | (OP) Operating
6090 | ExxonMobil Oil Corp | 50625 | ExxonMobil Beaumont Refinery | Industrial CHP | TX | TG24 | 32 | Natural Gas Fired Combustion Turbine | NG | GT | 6 | 1993 |  |  | (OP) Operating
6090 | ExxonMobil Oil Corp | 50625 | ExxonMobil Beaumont Refinery | Industrial CHP | TX | TG32 | 25 | Natural Gas Steam Turbine | NG | ST | 1 | 1970 |  |  | (OP) Operating
6090 | ExxonMobil Oil Corp | 50625 | ExxonMobil Beaumont Refinery | Industrial CHP | TX | TG33 | 20 | Natural Gas Steam Turbine | NG | ST | 1 | 1966 |  |  | (OP) Operating
6090 | ExxonMobil Oil Corp | 50625 | ExxonMobil Beaumont Refinery | Industrial CHP | TX | TG34 | 30 | Natural Gas Steam Turbine | NG | ST | 1 | 1967 |  |  | (OP) Operating
6090 | ExxonMobil Oil Corp | 50625 | ExxonMobil Beaumont Refinery | Industrial CHP | TX | TG41 | 145 | Natural Gas Fired Combustion Turbine | NG | GT | 6 | 2005 |  |  | (OP) Operating
6090 | ExxonMobil Oil Corp | 50625 | ExxonMobil Beaumont Refinery | Industrial CHP | TX | TG42 | 145 | Natural Gas Fired Combustion Turbine | NG | GT | 4 | 2005 |  |  | (OP) Operating
6090 | ExxonMobil Oil Corp | 50625 | ExxonMobil Beaumont Refinery | Industrial CHP | TX | TG43 | 145 | Natural Gas Fired Combustion Turbine | NG | GT | 12 | 2004 |  |  | (OP) Operating
56392 | Chalmette Refining LLC | 50626 | Chalmette Refining LLC | Industrial Non-CHP | LA | GEN1 | 1.7 | All Other | OTH | OT | 3 | 1990 |  |  | (OP) Operating
5519 | ExxonMobil Oil Corp | 50627 | ExxonMobil Oil Joliet Refinery | Industrial CHP | IL | GTG1 | 22 | Other Gases | OG | GT | 11 | 1987 |  |  | (OP) Operating
5519 | ExxonMobil Oil Corp | 50627 | ExxonMobil Oil Joliet Refinery | Industrial CHP | IL | MG | 11.2 | Other Gases | OG | ST | 5 | 1986 |  |  | (OP) Operating
5519 | ExxonMobil Oil Corp | 50627 | ExxonMobil Oil Joliet Refinery | Industrial CHP | IL | STG1 | 6.5 | Other Gases | OG | ST | 11 | 1987 |  |  | (OS) Out of service and NOT expected to return to service in next calendar year | 2015 | 11 | 3.2
19691 | Paulsboro Refining Company - LLC | 50628 | Paulsboro Refinery | Industrial CHP | NJ | GEN1 | 25 | Natural Gas Fired Combustion Turbine | NG | GT | 9 | 1991 |  |  | (OP) Operating
19691 | Paulsboro Refining Company - LLC | 50628 | Paulsboro Refinery | Industrial CHP | NJ | GEN2 | 11.7 | Natural Gas Steam Turbine | NG | ST | 8 | 1982 |  |  | (OP) Operating
19691 | Paulsboro Refining Company - LLC | 50628 | Paulsboro Refinery | Industrial CHP | NJ | GEN3 | 11.7 | Natural Gas Steam Turbine | NG | ST | 9 | 1991 |  |  | (OP) Operating
19691 | Paulsboro Refining Company - LLC | 50628 | Paulsboro Refinery | Industrial CHP | NJ | GEN4 | 11.6 | Petroleum Coke | PC | OT | 11 | 2006 |  |  | (OP) Operating
4482 | Covanta Lake Inc | 50629 | Covanta Lake County Energy | IPP Non-CHP | FL | GEN1 | 12.5 | Municipal Solid Waste | MSW | ST | 9 | 1990 |  |  | (OP) Operating
4476 | Covanta Marion Inc | 50630 | Covanta Marion Inc | IPP Non-CHP | OR | GEN1 | 11.5 | Municipal Solid Waste | MSW | ST | 8 | 1986 |  |  | (OP) Operating
4498 | Covanta Stanislaus Inc | 50632 | Covanta Stanislaus Energy | IPP Non-CHP | CA | GEN1 | 19.9 | Municipal Solid Waste | MSW | ST | 9 | 1988 |  |  | (OP) Operating
3102 | Mosaic Company | 50633 | Mosaic Co Bartow Facility | Industrial CHP | FL | GEN1 | 36 | All Other | OTH | ST | 12 | 1985 |  |  | (OP) Operating
3102 | Mosaic Company | 50633 | Mosaic Co Bartow Facility | Industrial CHP | FL | GEN2 | 44 | All Other | OTH | ST | 8 | 1992 |  |  | (OP) Operating
2138 | Brainerd Public Utilities | 50636 | Brainerd Public Utilities | Electric Utility | MN | 1 | 0.6 | Conventional Hydroelectric | WAT | HY | 1 | 1917 |  |  | (OP) Operating
2138 | Brainerd Public Utilities | 50636 | Brainerd Public Utilities | Electric Utility | MN | 2 | 0.6 | Conventional Hydroelectric | WAT | HY | 1 | 1917 |  |  | (OP) Operating
2138 | Brainerd Public Utilities | 50636 | Brainerd Public Utilities | Electric Utility | MN | 3 | 0.5 | Conventional Hydroelectric | WAT | HY | 7 | 1936 |  |  | (OP) Operating
2138 | Brainerd Public Utilities | 50636 | Brainerd Public Utilities | Electric Utility | MN | 4 | 0.6 | Conventional Hydroelectric | WAT | HY | 1 | 1936 |  |  | (OP) Operating
2138 | Brainerd Public Utilities | 50636 | Brainerd Public Utilities | Electric Utility | MN | 5 | 0.6 | Conventional Hydroelectric | WAT | HY | 1 | 1940 |  |  | (OP) Operating
56225 | Clearwater Paper Corporation | 50637 | Clearwater Paper IPP Lewiston | Industrial CHP | ID | GEN1 | 1 | Natural Gas Steam Turbine | NG | ST | 1 | 1950 |  |  | (OS) Out of service and NOT expected to return to service in next calendar year
56225 | Clearwater Paper Corporation | 50637 | Clearwater Paper IPP Lewiston | Industrial CHP | ID | GEN2 | 3.3 | Natural Gas Steam Turbine | NG | ST | 11 | 1977 |  |  | (OS) Out of service and NOT expected to return to service in next calendar year
56225 | Clearwater Paper Corporation | 50637 | Clearwater Paper IPP Lewiston | Industrial CHP | ID | GEN3 | 25.2 | Wood/Wood Waste Biomass | BLQ | ST | 7 | 1981 |  |  | (OP) Operating
56225 | Clearwater Paper Corporation | 50637 | Clearwater Paper IPP Lewiston | Industrial CHP | ID | GEN4 | 24 | Wood/Wood Waste Biomass | BLQ | ST | 2 | 1991 |  |  | (OP) Operating
56225 | Clearwater Paper Corporation | 50638 | Clearwater Paper APP CB | Industrial CHP | AR | GEN1 | 20 | Natural Gas Steam Turbine | NG | ST | 11 | 1977 |  |  | (OP) Operating
16653 | Sappi Cloquet LLC | 50639 | Sappi Cloquet Mill | Industrial CHP | MN | GEN3 | 14.8 | Wood/Wood Waste Biomass | WDS | ST | 1 | 1976 |  |  | (OP) Operating
16653 | Sappi Cloquet LLC | 50639 | Sappi Cloquet Mill | Industrial CHP | MN | GEN4 | 41.5 | Wood/Wood Waste Biomass | WDS | ST | 12 | 1997 |  |  | (OP) Operating
16653 | Sappi Cloquet LLC | 50639 | Sappi Cloquet Mill | Industrial CHP | MN | GEN5 | 14 | Wood/Wood Waste Biomass | BLQ | ST | 5 | 2001 |  |  | (OP) Operating
16653 | Sappi Cloquet LLC | 50639 | Sappi Cloquet Mill | Industrial CHP | MN | HGN1 | 1.6 | Conventional Hydroelectric | WAT | HY | 1 | 1950 |  |  | (OP) Operating
16653 | Sappi Cloquet LLC | 50639 | Sappi Cloquet Mill | Industrial CHP | MN | HGN5 | 0.5 | Conventional Hydroelectric | WAT | HY | 1 | 1929 |  |  | (OP) Operating
16653 | Sappi Cloquet LLC | 50639 | Sappi Cloquet Mill | Industrial CHP | MN | HGN6 | 0.5 | Conventional Hydroelectric | WAT | HY | 1 | 1929 |  |  | (OP) Operating
16653 | Sappi Cloquet LLC | 50639 | Sappi Cloquet Mill | Industrial CHP | MN | HGN7 | 1 | Conventional Hydroelectric | WAT | HY | 1 | 1980 |  |  | (OP) Operating
15262 | Potlatch Land and Lumber LLC | 50640 | Warren Lumber Mill | Industrial CHP | AR | GEN6 | 10 | Wood/Wood Waste Biomass | WDS | ST | 8 | 1991 |  |  | (OP) Operating
4497 | Covanta Indianapolis Inc | 50647 | Covanta Indianapolis Energy | Commercial CHP | IN | GEN1 | 5 | Municipal Solid Waste | MSW | ST | 11 | 1988 |  |  | (OP) Operating
4474 | Covanta Bristol Inc | 50648 | Covanta Bristol Energy | IPP Non-CHP | CT | GEN1 | 13.2 | Municipal Solid Waste | MSW | ST | 12 | 1987 |  |  | (OP) Operating
4484 | Covanta Babylon Inc | 50649 | Covanta Babylon Inc | Commercial Non-CHP | NY | GEN1 | 14.4 | Municipal Solid Waste | MSW | ST | 1 | 1989 |  |  | (OP) Operating
1950 | ReEnergy Stratton LLC | 50650 | ReEnergy Stratton LLC | IPP Non-CHP | ME | UNI1 | 45 | Wood/Wood Waste Biomass | WDS | ST | 11 | 1989 |  |  | (OP) Operating
2598 | Burrows Paper Corp | 50652 | Lyonsdale Associates | IPP Non-CHP | NY | GEN1 | 1.5 | Conventional Hydroelectric | WAT | HY | 7 | 1984 |  |  | (OP) Operating
2598 | Burrows Paper Corp | 50652 | Lyonsdale Associates | IPP Non-CHP | NY | GEN2 | 1.5 | Conventional Hydroelectric | WAT | HY | 7 | 1984 |  |  | (OP) Operating
34691 | Ormat Nevada Inc | 50654 | Steamboat Hills LP | IPP Non-CHP | NV | GEN1 | 5.5 | Geothermal | GEO | ST | 2 | 1988 |  |  | (OP) Operating
34691 | Ormat Nevada Inc | 50654 | Steamboat Hills LP | IPP Non-CHP | NV | OEC41 | 2.1 | Geothermal | GEO | BT | 4 | 2007 |  |  | (OP) Operating
9097 | Huntington Resource Recovery | 50656 | Huntington Resource Recovery Facility | IPP Non-CHP | NY | GEN1 | 24.5 | Municipal Solid Waste | MSW | ST | 12 | 1991 |  |  | (OP) Operating
49760 | Covanta Montgomery, Inc. | 50657 | Montgomery County Resource Recovery | IPP Non-CHP | MD | GEN1 | 54 | Municipal Solid Waste | MSW | ST | 5 | 1995 |  |  | (OP) Operating
4425 | Covanta Fairfax Inc | 50658 | Covanta Fairfax Energy | IPP Non-CHP | VA | GEN1 | 49 | Municipal Solid Waste | MSW | ST | 3 | 1990 |  |  | (OP) Operating
4425 | Covanta Fairfax Inc | 50658 | Covanta Fairfax Energy | IPP Non-CHP | VA | GEN2 | 49 | Municipal Solid Waste | MSW | ST | 3 | 1990 |  |  | (OP) Operating
56316 | Covanta WBH LLC | 50660 | Covanta WBH LLC | Industrial CHP | OK | GEN1 | 15.6 | Municipal Solid Waste | MSW | ST | 1 | 1989 |  |  | (OP) Operating
13982 | Ogden Projects Inc-Haverhill | 50661 | Covanta Haverhill | IPP Non-CHP | MA | GEN1 | 42.8 | Municipal Solid Waste | MSW | ST | 5 | 1989 |  |  | (OP) Operating
4487 | Covanta Onondega LP | 50662 | Onondaga County Resource Recovery | Commercial Non-CHP | NY | GEN1 | 30 | Municipal Solid Waste | MSW | ST | 11 | 1994 |  |  | (OP) Operating
4496 | Covanta Alexandria/Arlington | 50663 | Covanta Alexandria/Arlington Energy | Commercial Non-CHP | VA | GEN1 | 14.5 | Municipal Solid Waste | MSW | ST | 10 | 1987 |  |  | (OP) Operating
4496 | Covanta Alexandria/Arlington | 50663 | Covanta Alexandria/Arlington Energy | Commercial Non-CHP | VA | GEN2 | 14.5 | Municipal Solid Waste | MSW | ST | 10 | 1987 |  |  | (OP) Operating
14519 | Pasco County | 50666 | Pasco Cnty Solid Waste Resource Recovery | IPP Non-CHP | FL | GEN1 | 26 | Municipal Solid Waste | MSW | ST | 5 | 1991 |  |  | (OP) Operating
56838 | KEI (Maine) Power Management (III) LLC | 50688 | Gardiner | IPP Non-CHP | ME | GEN1 | 1 | Conventional Hydroelectric | WAT | HY | 7 | 1985 |  |  | (OP) Operating
2770 | Terra-Gen Operating Co LLC | 50690 | San Gorgonio Westwinds II LLC | IPP Non-CHP | CA | GEN1 | 43.4 | Onshore Wind Turbine | WND | WT | 6 | 1999 |  |  | (OP) Operating
14155 | Orange County Sanitation Dist | 50696 | Plant No 1 Orange County | Commercial CHP | CA | GEN1 | 2.4 | Other Waste Biomass | OBG | IC | 6 | 1993 |  |  | (OP) Operating
14155 | Orange County Sanitation Dist | 50696 | Plant No 1 Orange County | Commercial CHP | CA | GEN2 | 2.4 | Other Waste Biomass | OBG | IC | 6 | 1993 |  |  | (OP) Operating
14155 | Orange County Sanitation Dist | 50696 | Plant No 1 Orange County | Commercial CHP | CA | GEN3 | 2.4 | Other Waste Biomass | OBG | IC | 6 | 1993 |  |  | (OP) Operating
56837 | KEI (Maine) Power Management (II) LLC | 50699 | Pumpkin Hill | IPP Non-CHP | ME | GEN1 | 1 | Conventional Hydroelectric | WAT | HY | 3 | 1987 |  |  | (OP) Operating
15795 | William G. Reed Jr | 50700 | Lilliwaup Falls Generating | IPP Non-CHP | WA | 4735 | 0.2 | Conventional Hydroelectric | WAT | HY | 5 | 1986 |  |  | (OP) Operating
15795 | William G. Reed Jr | 50700 | Lilliwaup Falls Generating | IPP Non-CHP | WA | 4736 | 0.2 | Conventional Hydroelectric | WAT | HY | 5 | 1986 |  |  | (OS) Out of service and NOT expected to return to service in next calendar year
15795 | William G. Reed Jr | 50700 | Lilliwaup Falls Generating | IPP Non-CHP | WA | 4737 | 0.2 | Conventional Hydroelectric | WAT | HY | 5 | 1986 |  |  | (OS) Out of service and NOT expected to return to service in next calendar year
15795 | William G. Reed Jr | 50700 | Lilliwaup Falls Generating | IPP Non-CHP | WA | 4738 | 0.2 | Conventional Hydroelectric | WAT | HY | 5 | 1986 |  |  | (OS) Out of service and NOT expected to return to service in next calendar year
15795 | William G. Reed Jr | 50700 | Lilliwaup Falls Generating | IPP Non-CHP | WA | 4739 | 0.2 | Conventional Hydroelectric | WAT | HY | 5 | 1986 |  |  | (OS) Out of service and NOT expected to return to service in next calendar year
15795 | William G. Reed Jr | 50700 | Lilliwaup Falls Generating | IPP Non-CHP | WA | 4740 | 0.2 | Conventional Hydroelectric | WAT | HY | 5 | 1986 |  |  | (OS) Out of service and NOT expected to return to service in next calendar year
15795 | William G. Reed Jr | 50700 | Lilliwaup Falls Generating | IPP Non-CHP | WA | 4741 | 0.2 | Conventional Hydroelectric | WAT | HY | 5 | 1986 |  |  | (OS) Out of service and NOT expected to return to service in next calendar year
4211 | Consolidated Hydro NH, Inc | 50702 | Salmon Falls | IPP Non-CHP | ME | GEN1 | 0.4 | Conventional Hydroelectric | WAT | HY | 7 | 1986 |  |  | (OP) Operating
4211 | Consolidated Hydro NH, Inc | 50702 | Salmon Falls | IPP Non-CHP | ME | GEN2 | 0.4 | Conventional Hydroelectric | WAT | HY | 7 | 1986 |  |  | (OP) Operating
4211 | Consolidated Hydro NH, Inc | 50702 | Salmon Falls | IPP Non-CHP | ME | GEN3 | 0.4 | Conventional Hydroelectric | WAT | HY | 7 | 1986 |  |  | (OP) Operating
17902 | Somersworth Hydro Company, Inc. | 50704 | Somersworth Lower Great Dam | IPP Non-CHP | NH | GEN1 | 1.2 | Conventional Hydroelectric | WAT | HY | 7 | 1985 |  |  | (OP) Operating
30151 | Tri-State G & T Assn, Inc | 50707 | JM Shafer Generating Station | Electric Utility | CO | LMA | 31.8 | Natural Gas Fired Combined Cycle | NG | CT | 6 | 1994 |  |  | (OP) Operating
30151 | Tri-State G & T Assn, Inc | 50707 | JM Shafer Generating Station | Electric Utility | CO | LMB | 31.8 | Natural Gas Fired Combined Cycle | NG | CT | 6 | 1994 |  |  | (OP) Operating
30151 | Tri-State G & T Assn, Inc | 50707 | JM Shafer Generating Station | Electric Utility | CO | LMC | 31.8 | Natural Gas Fired Combined Cycle | NG | CT | 7 | 1994 |  |  | (OP) Operating
30151 | Tri-State G & T Assn, Inc | 50707 | JM Shafer Generating Station | Electric Utility | CO | LMD | 31.8 | Natural Gas Fired Combined Cycle | NG | CT | 7 | 1994 |  |  | (OP) Operating
30151 | Tri-State G & T Assn, Inc | 50707 | JM Shafer Generating Station | Electric Utility | CO | LME | 31.8 | Natural Gas Fired Combined Cycle | NG | CT | 7 | 1994 |  |  | (OP) Operating
30151 | Tri-State G & T Assn, Inc | 50707 | JM Shafer Generating Station | Electric Utility | CO | STA | 52 | Natural Gas Fired Combined Cycle | NG | CA | 6 | 1994 |  |  | (OP) Operating
30151 | Tri-State G & T Assn, Inc | 50707 | JM Shafer Generating Station | Electric Utility | CO | STB | 52 | Natural Gas Fired Combined Cycle | NG | CA | 6 | 1994 |  |  | (OP) Operating
18814 | Thermo Greeley LLC | 50709 | Thermo Greeley | IPP CHP | CO | GEN1 | 30.1 | Natural Gas Fired Combustion Turbine | NG | GT | 6 | 1996 |  |  | (OS) Out of service and NOT expected to return to service in next calendar year
19511 | University of Alaska | 50711 | University of Alaska Fairbanks | Commercial CHP | AK | GEN1 | 0.5 | Conventional Steam Coal | SUB | ST | 1 | 1964 |  |  | (OP) Operating
19511 | University of Alaska | 50711 | University of Alaska Fairbanks | Commercial CHP | AK | GEN2 | 0.5 | Conventional Steam Coal | SUB | ST | 1 | 1964 |  |  | (OP) Operating
19511 | University of Alaska | 50711 | University of Alaska Fairbanks | Commercial CHP | AK | GEN3 | 8.1 | Conventional Steam Coal | SUB | ST | 4 | 1981 |  |  | (OP) Operating
19511 | University of Alaska | 50711 | University of Alaska Fairbanks | Commercial CHP | AK | GEN4 | 9.6 | Petroleum Liquids | DFO | IC | 8 | 2000 |  |  | (OP) Operating
10127 | Kenetech Windpower Inc | 50712 | Altamont Pass Windplant | IPP Non-CHP | CA | GEN1 | 332.5 | Onshore Wind Turbine | WND | WT | 1 | 1983 |  |  | (OP) Operating
7601 | Green Mountain Power Corp | 50713 | Huntington Falls | Electric Utility | VT | GEN1 | 0.8 | Conventional Hydroelectric | WAT | HY | 10 | 1988 |  |  | (OP) Operating
7601 | Green Mountain Power Corp | 50713 | Huntington Falls | Electric Utility | VT | GEN2 | 0.8 | Conventional Hydroelectric | WAT | HY | 10 | 1988 |  |  | (OP) Operating
7601 | Green Mountain Power Corp | 50713 | Huntington Falls | Electric Utility | VT | GEN3 | 3.9 | Conventional Hydroelectric | WAT | HY | 10 | 1988 |  |  | (OP) Operating
22696 | Notch Butte Hydro Co Inc | 50718 | Notch Butte Hydro | IPP Non-CHP | ID | HYD1 | 1 | Conventional Hydroelectric | WAT | HY | 9 | 1986 |  |  | (OP) Operating
54843 | WM Illinois Renewable Energy LLC | 50721 | Tazewell Gas Recovery | IPP Non-CHP | IL | GEN1 | 0.8 | Landfill Gas | LFG | IC | 7 | 1989 |  |  | (OP) Operating
54843 | WM Illinois Renewable Energy LLC | 50721 | Tazewell Gas Recovery | IPP Non-CHP | IL | GEN2 | 0.8 | Landfill Gas | LFG | IC | 7 | 1989 |  |  | (OP) Operating
54843 | WM Illinois Renewable Energy LLC | 50721 | Tazewell Gas Recovery | IPP Non-CHP | IL | GEN3 | 0.8 | Landfill Gas | LFG | IC | 5 | 1999 |  |  | (OP) Operating
2836 | BP America Inc | 50722 | BP Naperville Cogeneration Facility | Industrial CHP | IL | GEN1 | 7 | Natural Gas Fired Combustion Turbine | NG | GT | 12 | 1990 |  |  | (OP) Operating
19517 | United States Steel- Clairton | 50729 | Clairton Works | Industrial CHP | PA | GEN1 | 16 | Other Gases | OG | ST | 1 | 1955 |  |  | (OP) Operating
19517 | United States Steel- Clairton | 50729 | Clairton Works | Industrial CHP | PA | GEN3 | 6 | Other Gases | OG | ST | 1 | 1955 |  |  | (OP) Operating
19370 | United States Steel Corporation | 50730 | Fairfield Works | Industrial Non-CHP | AL | GEN1 | 20 | Other Gases | BFG | ST | 1 | 1928 |  |  | (OP) Operating
19370 | United States Steel Corporation | 50730 | Fairfield Works | Industrial Non-CHP | AL | GEN2 | 20 | Other Gases | BFG | ST | 1 | 1928 |  |  | (OP) Operating
19370 | United States Steel Corporation | 50730 | Fairfield Works | Industrial Non-CHP | AL | GEN3 | 20 | Other Gases | BFG | ST | 1 | 1941 |  |  | (OP) Operating
19370 | United States Steel Corporation | 50730 | Fairfield Works | Industrial Non-CHP | AL | GEN4 | 20 | Other Gases | BFG | ST | 6 | 1995 |  |  | (OP) Operating
19519 | United States Steel-Mon Valley | 50732 | Mon Valley Works | Industrial CHP | PA | GEN1 | 28 | Other Gases | BFG | ST | 6 | 1943 |  |  | (OA) Out of service but expected to return to service in next calendar year
19519 | United States Steel-Mon Valley | 50732 | Mon Valley Works | Industrial CHP | PA | GEN2 | 28 | Other Gases | BFG | ST | 6 | 1943 |  |  | (OP) Operating
19519 | United States Steel-Mon Valley | 50732 | Mon Valley Works | Industrial CHP | PA | GEN3 | 1.9 | Other Gases | BFG | ST | 2 | 2002 |  |  | (OP) Operating
19526 | United States Steel-Gary | 50733 | Gary Works | Industrial CHP | IN | STG1 | 161 | Other Gases | BFG | ST | 4 | 1997 |  |  | (OP) Operating
57182 | ReEnergy Sterling CT LP | 50736 | Exeter Energy LP | IPP Non-CHP | CT | GEN1 | 26 | All Other | TDF | ST | 6 | 1991 |  |  | (OS) Out of service and NOT expected to return to service in next calendar year
15085 | Pinetree Power Tamworth Inc | 50739 | Pinetree Power Tamworth | IPP Non-CHP | NH | GEN1 | 20 | Wood/Wood Waste Biomass | WDS | ST | 12 | 1987 |  |  | (OP) Operating
15213 | Pontook Operating LP | 50741 | Pontook Hydro Facility | IPP Non-CHP | NH | GEN1 | 3.5 | Conventional Hydroelectric | WAT | HY | 12 | 1986 |  |  | (OP) Operating
15213 | Pontook Operating LP | 50741 | Pontook Hydro Facility | IPP Non-CHP | NH | GEN2 | 3.5 | Conventional Hydroelectric | WAT | HY | 12 | 1986 |  |  | (OP) Operating
15213 | Pontook Operating LP | 50741 | Pontook Hydro Facility | IPP Non-CHP | NH | GEN3 | 3.5 | Conventional Hydroelectric | WAT | HY | 12 | 1986 |  |  | (OP) Operating
18020 | Starrett City Inc | 50743 | Starrett City Cogen Facility | Commercial CHP | NY | GEN1 | 5.5 | Natural Gas Steam Turbine | NG | ST | 10 | 1974 |  |  | (OP) Operating |  |  | 0 |  |  | 0
18020 | Starrett City Inc | 50743 | Starrett City Cogen Facility | Commercial CHP | NY | GEN2 | 5.5 | Natural Gas Steam Turbine | NG | ST | 10 | 1974 |  |  | (OP) Operating
18020 | Starrett City Inc | 50743 | Starrett City Cogen Facility | Commercial CHP | NY | GEN3 | 2 | Petroleum Liquids | DFO | IC | 10 | 1974 |  |  | (SB) Standby/Backup: available for service but not normally used | [5 empty] | 0
18020 | Starrett City Inc | 50743 | Starrett City Cogen Facility | Commercial CHP | NY | GEN4 | 2 | Petroleum Liquids | DFO | IC | 10 | 1974 |  |  | (SB) Standby/Backup: available for service but not normally used | [5 empty] | 0
18020 | Starrett City Inc | 50743 | Starrett City Cogen Facility | Commercial CHP | NY | GEN5 | 2 | Petroleum Liquids | DFO | IC | 10 | 1974 |  |  | (SB) Standby/Backup: available for service but not normally used | [5 empty] | 0
14182 | Sterling Power Partners LP | 50744 | Sterling Power Plant | IPP Non-CHP | NY | GEN1 | 38.8 | Natural Gas Fired Combined Cycle | NG | CT | 6 | 1991 |  |  | (OP) Operating
14182 | Sterling Power Partners LP | 50744 | Sterling Power Plant | IPP Non-CHP | NY | GEN2 | 16 | Natural Gas Fired Combined Cycle | NG | CA | 7 | 1991 |  |  | (OP) Operating
14182 | Sterling Power Partners LP | 50744 | Sterling Power Plant | IPP Non-CHP | NY | GEN3 | 1.1 | Petroleum Liquids | DFO | IC | 6 | 1991 |  |  | (OP) Operating
2871 | OLS Energy-Agnews Inc. | 50748 | Agnews Power Plant | IPP Non-CHP | CA | GEN1 | 24.4 | Natural Gas Fired Combined Cycle | NG | CT | 11 | 1990 |  |  | (OP) Operating
2871 | OLS Energy-Agnews Inc. | 50748 | Agnews Power Plant | IPP Non-CHP | CA | GEN2 | 7.3 | Natural Gas Fired Combined Cycle | NG | CA | 11 | 1990 |  |  | (OP) Operating
23005 | Aera Energy LLC-Coalinga | 50750 | Coalinga Cogeneration Facility | Industrial CHP | CA | GEN1 | 3.2 | Natural Gas Fired Combustion Turbine | NG | GT | 6 | 1988 |  |  | (OP) Operating
23005 | Aera Energy LLC-Coalinga | 50750 | Coalinga Cogeneration Facility | Industrial CHP | CA | GEN2 | 3.2 | Natural Gas Fired Combustion Turbine | NG | GT | 6 | 1988 |  |  | (OP) Operating
54713 | Chevron USA Inc | 50751 | Southeast Kern River Cogen | Industrial CHP | CA | GTG1 | 20.8 | Natural Gas Fired Combustion Turbine | NG | GT | 2 | 1989 |  |  | (OP) Operating
54713 | Chevron USA Inc | 50751 | Southeast Kern River Cogen | Industrial CHP | CA | GTG2 | 3 | Natural Gas Fired Combustion Turbine | NG | GT | 2 | 1989 |  |  | (OS) Out of service and NOT expected to return to service in next calendar year
54713 | Chevron USA Inc | 50751 | Southeast Kern River Cogen | Industrial CHP | CA | GTG3 | 3 | Natural Gas Fired Combustion Turbine | NG | GT | 2 | 1989 |  |  | (OS) Out of service and NOT expected to return to service in next calendar year
164 | AERA Energy LLC | 50752 | South Belridge Cogeneration Facility | Industrial CHP | CA | GEN1 | 19 | Natural Gas Fired Combustion Turbine | NG | GT | 12 | 1985 |  |  | (OP) Operating
164 | AERA Energy LLC | 50752 | South Belridge Cogeneration Facility | Industrial CHP | CA | GEN2 | 19 | Natural Gas Fired Combustion Turbine | NG | GT | 12 | 1985 |  |  | (OP) Operating
164 | AERA Energy LLC | 50752 | South Belridge Cogeneration Facility | Industrial CHP | CA | GEN3 | 19 | Natural Gas Fired Combustion Turbine | NG | GT | 12 | 1986 |  |  | (OP) Operating
13938 | Oak Creek Energy System Inc II | 50754 | Oak Creek Energy Systems I | IPP Non-CHP | CA | GEN1 | 3.5 | Onshore Wind Turbine | WND | WT | 6 | 1982 |  |  | (OP) Operating
13938 | Oak Creek Energy System Inc II | 50754 | Oak Creek Energy Systems I | IPP Non-CHP | CA | GEN2 | 4.2 | Onshore Wind Turbine | WND | WT | 12 | 1993 |  |  | (OP) Operating
13938 | Oak Creek Energy System Inc II | 50754 | Oak Creek Energy Systems I | IPP Non-CHP | CA | GEN3 | 23.1 | Onshore Wind Turbine | WND | WT | 6 | 1999 |  |  | (OP) Operating
13938 | Oak Creek Energy System Inc II | 50754 | Oak Creek Energy Systems I | IPP Non-CHP | CA | GEN4 | 3.7 | Onshore Wind Turbine | WND | WT | 6 | 1999 |  |  | (OP) Operating
12745 | Modesto Irrigation District | 50755 | New Hogan Power Plant | Electric Utility | CA | GEN1 | 1.9 | Conventional Hydroelectric | WAT | HY | 4 | 1989 |  |  | (OP) Operating
12745 | Modesto Irrigation District | 50755 | New Hogan Power Plant | Electric Utility | CA | GEN2 | 0.9 | Conventional Hydroelectric | WAT | HY | 4 | 1989 |  |  | (OP) Operating
19013 | Topsham Hydro Partners | 50758 | Pejepscot Hydroelectric Project | IPP Non-CHP | ME | GEN1 | 11.7 | Conventional Hydroelectric | WAT | HY | 11 | 1987 |  |  | (OP) Operating
19013 | Topsham Hydro Partners | 50758 | Pejepscot Hydroelectric Project | IPP Non-CHP | ME | GEN2 | 0.4 | Conventional Hydroelectric | WAT | HY | 11 | 1987 |  |  | (OP) Operating
19013 | Topsham Hydro Partners | 50758 | Pejepscot Hydroelectric Project | IPP Non-CHP | ME | GEN3 | 0.5 | Conventional Hydroelectric | WAT | HY | 11 | 1987 |  |  | (OP) Operating
19013 | Topsham Hydro Partners | 50758 | Pejepscot Hydroelectric Project | IPP Non-CHP | ME | GEN4 | 0.5 | Conventional Hydroelectric | WAT | HY | 11 | 1987 |  |  | (OP) Operating
57144 | Northbrook Carthage LLC | 50759 | West End Dam Hydroelectric Project | IPP Non-CHP | NY | GEN1 | 2.1 | Conventional Hydroelectric | WAT | HY | 10 | 1985 |  |  | (OP) Operating
57144 | Northbrook Carthage LLC | 50759 | West End Dam Hydroelectric Project | IPP Non-CHP | NY | GEN2 | 2.1 | Conventional Hydroelectric | WAT | HY | 10 | 1985 |  |  | (OP) Operating
34691 | Ormat Nevada Inc | 50762 | Ormesa IH | IPP Non-CHP | CA | OE11 | 0.6 | Geothermal | GEO | ST | 12 | 1989 |  |  | (OP) Operating
34691 | Ormat Nevada Inc | 50762 | Ormesa IH | IPP Non-CHP | CA | OE12 | 0.6 | Geothermal | GEO | ST | 12 | 1989 |  |  | (OP) Operating
34691 | Ormat Nevada Inc | 50762 | Ormesa IH | IPP Non-CHP | CA | OE14 | 0.6 | Geothermal | GEO | ST | 12 | 1989 |  |  | (OP) Operating
34691 | Ormat Nevada Inc | 50762 | Ormesa IH | IPP Non-CHP | CA | OE15 | 0.6 | Geothermal | GEO | ST | 12 | 1989 |  |  | (OP) Operating
34691 | Ormat Nevada Inc | 50762 | Ormesa IH | IPP Non-CHP | CA | OE21 | 0.6 | Geothermal | GEO | ST | 12 | 1989 |  |  | (OP) Operating
34691 | Ormat Nevada Inc | 50762 | Ormesa IH | IPP Non-CHP | CA | OE22 | 0.6 | Geothermal | GEO | ST | 12 | 1989 |  |  | (OP) Operating
34691 | Ormat Nevada Inc | 50762 | Ormesa IH | IPP Non-CHP | CA | OE24 | 0.6 | Geothermal | GEO | ST | 12 | 1989 |  |  | (OP) Operating
34691 | Ormat Nevada Inc | 50762 | Ormesa IH | IPP Non-CHP | CA | OE25 | 0.6 | Geothermal | GEO | ST | 12 | 1989 |  |  | (OP) Operating
34691 | Ormat Nevada Inc | 50763 | Steamboat 1 | IPP Non-CHP | NV | OE11 | 0.9 | Geothermal | GEO | BT | 11 | 1986 |  |  | (OS) Out of service and NOT expected to return to service in next calendar year
34691 | Ormat Nevada Inc | 50763 | Steamboat 1 | IPP Non-CHP | NV | OE12 | 0.9 | Geothermal | GEO | BT | 11 | 1986 |  |  | (OS) Out of service and NOT expected to return to service in next calendar year
34691 | Ormat Nevada Inc | 50763 | Steamboat 1 | IPP Non-CHP | NV | OE13 | 0.9 | Geothermal | GEO | BT | 11 | 1986 |  |  | (OS) Out of service and NOT expected to return to service in next calendar year
34691 | Ormat Nevada Inc | 50763 | Steamboat 1 | IPP Non-CHP | NV | OE14 | 0.9 | Geothermal | GEO | BT | 11 | 1986 |  |  | (OS) Out of service and NOT expected to return to service in next calendar year
34691 | Ormat Nevada Inc | 50763 | Steamboat 1 | IPP Non-CHP | NV | OE21 | 0.9 | Geothermal | GEO | BT | 11 | 1986 |  |  | (OS) Out of service and NOT expected to return to service in next calendar year
34691 | Ormat Nevada Inc | 50763 | Steamboat 1 | IPP Non-CHP | NV | OE22 | 0.9 | Geothermal | GEO | BT | 11 | 1986 |  |  | (OS) Out of service and NOT expected to return to service in next calendar year
34691 | Ormat Nevada Inc | 50763 | Steamboat 1 | IPP Non-CHP | NV | OE23 | 0.9 | Geothermal | GEO | BT | 11 | 1986 |  |  | (OS) Out of service and NOT expected to return to service in next calendar year
50131 | Enel Stillwater LLC | 50765 | Stillwater Facility | IPP Non-CHP | NV | 1 | 21.8 | Solar Photovoltaic | SUN | PV | 4 | 2012 |  |  | (OP) Operating
50131 | Enel Stillwater LLC | 50765 | Stillwater Facility | IPP Non-CHP | NV | 1-1 | 10.1 | Geothermal | GEO | BT | 3 | 2009 |  |  | (OP) Operating
50131 | Enel Stillwater LLC | 50765 | Stillwater Facility | IPP Non-CHP | NV | 1-2 | 10.1 | Geothermal | GEO | BT | 3 | 2009 |  |  | (OP) Operating
50131 | Enel Stillwater LLC | 50765 | Stillwater Facility | IPP Non-CHP | NV | 2-1 | 10.1 | Geothermal | GEO | BT | 3 | 2009 |  |  | (OP) Operating
50131 | Enel Stillwater LLC | 50765 | Stillwater Facility | IPP Non-CHP | NV | 2-2 | 10.1 | Geothermal | GEO | BT | 3 | 2009 |  |  | (OP) Operating
34691 | Ormat Nevada Inc | 50766 | Ormesa I | IPP CHP | CA | ITLU1 | 11.5 | Geothermal | GEO | ST | 6 | 2003 |  |  | (OP) Operating
34691 | Ormat Nevada Inc | 50766 | Ormesa I | IPP CHP | CA | ITLU2 | 8.5 | Geothermal | GEO | ST | 7 | 2003 |  |  | (OP) Operating
34691 | Ormat Nevada Inc | 50766 | Ormesa I | IPP CHP | CA | OE31 | 0.7 | Geothermal | GEO | ST | 12 | 1986 |  |  | (OP) Operating
34691 | Ormat Nevada Inc | 50766 | Ormesa I | IPP CHP | CA | OE32 | 0.7 | Geothermal | GEO | ST | 12 | 1986 |  |  | (OP) Operating
19121 | Trafalgar Power Inc | 50768 | Forestport | IPP Non-CHP | NY | 1 | 3.4 | Conventional Hydroelectric | WAT | HY | 12 | 1987 |  |  | (OP) Operating
19781 | Viking Energy Corp | 50770 | Viking Energy of McBain | IPP Non-CHP | MI | GEN1 | 16.3 | Wood/Wood Waste Biomass | WDS | ST | 12 | 1988 |  |  | (OP) Operating
19900 | Viking Energy Corp | 50771 | Viking Energy of Northumberland | IPP CHP | PA | GEN1 | 16.2 | Wood/Wood Waste Biomass | WDS | ST | 11 | 1988 |  |  | (OA) Out of service but expected to return to service in next calendar year
19781 | Viking Energy Corp | 50772 | Viking Energy of Lincoln | IPP Non-CHP | MI | GEN1 | 16.3 | Wood/Wood Waste Biomass | WDS | ST | 1 | 1989 |  |  | (OP) Operating
54827 | Telogia Power LLC | 50774 | Telogia Power | IPP Non-CHP | FL | GEN1 | 13.7 | Wood/Wood Waste Biomass | WDS | ST | 7 | 1986 |  |  | (OP) Operating
14432 | Panther Creek Power Operating, LLC | 50776 | Panther Creek Energy Facility | IPP Non-CHP | PA | GEN1 | 83 | Conventional Steam Coal | WC | ST | 7 | 1992 |  |  | (OP) Operating
55914 | GE Energy Financial Services | 50799 | Parlin Power Plant | IPP CHP | NJ | GEN1 | 35.9 | Natural Gas Fired Combined Cycle | NG | CT | 6 | 1991 |  |  | (OP) Operating
55914 | GE Energy Financial Services | 50799 | Parlin Power Plant | IPP CHP | NJ | GEN2 | 37.5 | Natural Gas Fired Combined Cycle | NG | CT | 6 | 1991 |  |  | (OP) Operating
55914 | GE Energy Financial Services | 50799 | Parlin Power Plant | IPP CHP | NJ | GEN3 | 20.6 | Natural Gas Fired Combined Cycle | NG | CA | 6 | 1991 |  |  | (OP) Operating
55914 | GE Energy Financial Services | 50799 | Parlin Power Plant | IPP CHP | NJ | GEN4 | 20.6 | Natural Gas Fired Combined Cycle | NG | CA | 6 | 1991 |  |  | (OP) Operating
18153 | RockTenn-Uncasville | 50801 | Uncasville Mill | Industrial CHP | CT | GEN1 | 1.3 | Natural Gas Steam Turbine | NG | ST | 6 | 1990 |  |  | (OP) Operating
27718 | RockTenn-Seminole | 50803 | Seminole Mill | Industrial CHP | FL | GEN3 | 13 | Natural Gas Steam Turbine | NG | ST | 2 | 1957 |  |  | (OP) Operating
20505 | Weyerhaeuser NR Port Wentworth | 50804 | Port Wentworth Mill | Industrial CHP | GA | GEN4 | 17 | Wood/Wood Waste Biomass | BLQ | ST | 8 | 1991 |  |  | (OP) Operating
20505 | Weyerhaeuser NR Port Wentworth | 50804 | Port Wentworth Mill | Industrial CHP | GA | GEN5 | 22 | Wood/Wood Waste Biomass | BLQ | ST | 1 | 2004 |  |  | (OP) Operating |  |  |  | 2016 | 3 | 1
18162 | RockTenn-Florence | 50806 | Florence Mill | Industrial CHP | SC | GEN1 | 12.5 | Wood/Wood Waste Biomass | BLQ | ST | 11 | 1963 |  |  | (OP) Operating
18162 | RockTenn-Florence | 50806 | Florence Mill | Industrial CHP | SC | GEN2 | 16 | Wood/Wood Waste Biomass | BLQ | ST | 11 | 1974 |  |  | (OP) Operating
18162 | RockTenn-Florence | 50806 | Florence Mill | Industrial CHP | SC | GEN3 | 74.8 | Wood/Wood Waste Biomass | WDS | ST | 3 | 1987 |  |  | (OP) Operating
18157 | Stone Container Corp-Panama Ci | 50807 | Stone Container Panama City Mill | Industrial CHP | FL | GEN3 | 4 | Wood/Wood Waste Biomass | BLQ | ST | 5 | 1930 |  |  | (OP) Operating
18157 | Stone Container Corp-Panama Ci | 50807 | Stone Container Panama City Mill | Industrial CHP | FL | GEN4 | 10 | Wood/Wood Waste Biomass | BLQ | ST | 3 | 1949 |  |  | (OP) Operating
18157 | Stone Container Corp-Panama Ci | 50807 | Stone Container Panama City Mill | Industrial CHP | FL | GEN6 | 21.8 | Wood/Wood Waste Biomass | WDS | ST | 3 | 1956 |  |  | (OP) Operating
18155 | RockTenn | 50810 | Stone Container Hodge | Industrial CHP | LA | NO 6 | 5 | Wood/Wood Waste Biomass | BLQ | ST | 12 | 1952 |  |  | (OS) Out of service and NOT expected to return to service in next calendar year
18155 | RockTenn | 50810 | Stone Container Hodge | Industrial CHP | LA | NO 7 | 15.6 | Wood/Wood Waste Biomass | BLQ | ST | 8 | 1957 |  |  | (OP) Operating
18155 | RockTenn | 50810 | Stone Container Hodge | Industrial CHP | LA | NO 8 | 27.5 | Wood/Wood Waste Biomass | BLQ | ST | 8 | 1972 |  |  | (OP) Operating
18155 | RockTenn | 50810 | Stone Container Hodge | Industrial CHP | LA | NO 9 | 23.3 | Wood/Wood Waste Biomass | BLQ | ST | 10 | 1972 |  |  | (OP) Operating
18158 | RockTenn CP LLC Coshocton | 50811 | RockTenn Coshocton Mill | Industrial CHP | OH | GEN1 | 12 | Wood/Wood Waste Biomass | WDS | ST | 11 | 1981 |  |  | (OP) Operating
18147 | RockTenn-Hopewell | 50813 | Hopewell Mill | Industrial CHP | VA | GEN1 | 40.7 | Wood/Wood Waste Biomass | BLQ | ST | 12 | 1980 |  |  | (OP) Operating
55879 | Optim Energy LLC | 50815 | Optim Energy Altura Cogen LLC | IPP CHP | TX | GEN1 | 66.3 | Natural Gas Fired Combined Cycle | NG | CT | 11 | 1985 |  |  | (OP) Operating
55879 | Optim Energy LLC | 50815 | Optim Energy Altura Cogen LLC | IPP CHP | TX | GEN2 | 70.6 | Natural Gas Fired Combined Cycle | NG | CT | 12 | 1985 |  |  | (OP) Operating
55879 | Optim Energy LLC | 50815 | Optim Energy Altura Cogen LLC | IPP CHP | TX | GEN3 | 69.5 | Natural Gas Fired Combined Cycle | NG | CT | 12 | 1985 |  |  | (OP) Operating
55879 | Optim Energy LLC | 50815 | Optim Energy Altura Cogen LLC | IPP CHP | TX | GEN4 | 71.4 | Natural Gas Fired Combined Cycle | NG | CT | 3 | 1986 |  |  | (OP) Operating
55879 | Optim Energy LLC | 50815 | Optim Energy Altura Cogen LLC | IPP CHP | TX | GEN5 | 68.7 | Natural Gas Fired Combined Cycle | NG | CT | 4 | 1986 |  |  | (OP) Operating
55879 | Optim Energy LLC | 50815 | Optim Energy Altura Cogen LLC | IPP CHP | TX | GEN6 | 122.3 | Natural Gas Fired Combined Cycle | NG | CA | 4 | 1986 |  |  | (OP) Operating
55879 | Optim Energy LLC | 50815 | Optim Energy Altura Cogen LLC | IPP CHP | TX | GEN7 | 69.2 | Natural Gas Fired Combined Cycle | NG | CT | 6 | 1995 |  |  | (OP) Operating
59099 | New Dimension Energy Company, LLC | 50818 | Dyer Road | IPP Non-CHP | CA | GEN1 | 10.5 | Onshore Wind Turbine | WND | WT | 12 | 1983 | 12 | 2017 | (OP) Operating
19740 | AES Wind Generation Inc | 50820 | East Winds Project | IPP Non-CHP | CA | GEN1 | 4.2 | Onshore Wind Turbine | WND | WT | 12 | 1983 |  |  | (OP) Operating
2770 | Terra-Gen Operating Co LLC | 50821 | Mojave 16 | IPP Non-CHP | CA | GEN1 | 30 | Onshore Wind Turbine | WND | WT | 12 | 1989 |  |  | (OP) Operating
2770 | Terra-Gen Operating Co LLC | 50822 | Mojave 17 | IPP Non-CHP | CA | GEN1 | 25 | Onshore Wind Turbine | WND | WT | 11 | 1989 |  |  | (OP) Operating
2770 | Terra-Gen Operating Co LLC | 50823 | Mojave 18 | IPP Non-CHP | CA | GEN1 | 30 | Onshore Wind Turbine | WND | WT | 12 | 1989 |  |  | (OP) Operating
19314 | Twin Falls Hydro Associates LP | 50827 | Twin Falls Hydro | IPP Non-CHP | WA | UNI1 | 11.4 | Conventional Hydroelectric | WAT | HY | 12 | 1989 |  |  | (OP) Operating
19314 | Twin Falls Hydro Associates LP | 50827 | Twin Falls Hydro | IPP Non-CHP | WA | UNI2 | 11.4 | Conventional Hydroelectric | WAT | HY | 12 | 1989 |  |  | (OP) Operating
13876 | Nove Investments I LLC | 50831 | Nove Power Plant | IPP Non-CHP | CA | GEN1 | 1 | Landfill Gas | LFG | IC | 12 | 1985 |  |  | (OP) Operating
13876 | Nove Investments I LLC | 50831 | Nove Power Plant | IPP Non-CHP | CA | GEN2 | 1 | Landfill Gas | LFG | IC | 5 | 1987 |  |  | (OP) Operating
13876 | Nove Investments I LLC | 50831 | Nove Power Plant | IPP Non-CHP | CA | GEN3 | 1 | Landfill Gas | LFG | IC | 12 | 1985 |  |  | (OP) Operating
3477 | City of Chicopee - (MA) | 50832 | Chicopee Hydroelectric Station | IPP Non-CHP | MA | 1 | 1.2 | Conventional Hydroelectric | WAT | HY | 5 | 1985 |  |  | (OP) Operating
3477 | City of Chicopee - (MA) | 50832 | Chicopee Hydroelectric Station | IPP Non-CHP | MA | 2 | 1.2 | Conventional Hydroelectric | WAT | HY | 5 | 1985 |  |  | (OP) Operating
18414 | TES Filer City Station LP | 50835 | TES Filer City Station | IPP CHP | MI | GEN1 | 60 | Conventional Steam Coal | BIT | ST | 5 | 1990 |  |  | (OP) Operating
16899 | SERRF Joint Powers Authority | 50837 | Southeast Resource Recovery | IPP CHP | CA | GEN1 | 28 | Municipal Solid Waste | MSW | ST | 7 | 1988 |  |  | (OP) Operating
56097 | Noranda Alumina LLC | 50846 | Noranda Alumina LLC | Industrial CHP | LA | GT1 | 15 | Natural Gas Fired Combustion Turbine | NG | GT | 3 | 1969 |  |  | (OS) Out of service and NOT expected to return to service in next calendar year
56097 | Noranda Alumina LLC | 50846 | Noranda Alumina LLC | Industrial CHP | LA | GT2 | 15 | Natural Gas Fired Combustion Turbine | NG | GT | 4 | 1969 |  |  | (OS) Out of service and NOT expected to return to service in next calendar year
56097 | Noranda Alumina LLC | 50846 | Noranda Alumina LLC | Industrial CHP | LA | GT3 | 15 | Natural Gas Fired Combustion Turbine | NG | GT | 4 | 1969 |  |  | (OP) Operating
56097 | Noranda Alumina LLC | 50846 | Noranda Alumina LLC | Industrial CHP | LA | GT4 | 21 | Natural Gas Fired Combustion Turbine | NG | GT | 4 | 1974 |  |  | (OP) Operating
56097 | Noranda Alumina LLC | 50846 | Noranda Alumina LLC | Industrial CHP | LA | ST1 | 17 | Natural Gas Steam Turbine | NG | ST | 2 | 1958 |  |  | (OP) Operating
56097 | Noranda Alumina LLC | 50846 | Noranda Alumina LLC | Industrial CHP | LA | ST2 | 17 | Natural Gas Steam Turbine | NG | ST | 2 | 1958 |  |  | (OP) Operating
56097 | Noranda Alumina LLC | 50846 | Noranda Alumina LLC | Industrial CHP | LA | ST3 | 6 | Natural Gas Steam Turbine | NG | ST | 2 | 1969 |  |  | (OP) Operating
49905 | Delta Power Services | 50849 | PE Berkeley | Commercial CHP | CA | GEN1 | 21 | Natural Gas Fired Combined Cycle | NG | CT | 6 | 1987 |  |  | (OP) Operating
49905 | Delta Power Services | 50849 | PE Berkeley | Commercial CHP | CA | GEN2 | 2 | Natural Gas Fired Combined Cycle | NG | CA | 6 | 1987 |  |  | (OP) Operating
14265 | OLS Energy-Chino | 50850 | OLS Energy Chino | IPP CHP | CA | GEN1 | 22.5 | Natural Gas Fired Combined Cycle | NG | CT | 12 | 1987 |  |  | (OP) Operating
14265 | OLS Energy-Chino | 50850 | OLS Energy Chino | IPP CHP | CA | GEN2 | 6.5 | All Other | WH | CA | 12 | 1987 |  |  | (OP) Operating
56835 | CSUCI Site Authority | 50851 | OLS Energy Camarillo | IPP CHP | CA | GEN1 | 21.5 | Natural Gas Fired Combined Cycle | NG | CT | 3 | 1988 |  |  | (OP) Operating
56835 | CSUCI Site Authority | 50851 | OLS Energy Camarillo | IPP CHP | CA | GEN2 | 6.8 | Natural Gas Fired Combined Cycle | NG | CA | 3 | 1988 |  |  | (OP) Operating
56516 | Morris Energy Operations Company, LLC | 50852 | Elmwood Energy Holdings LLC | IPP Non-CHP | NJ | GEN1 | 51 | Natural Gas Fired Combined Cycle | NG | CT | 4 | 1989 |  |  | (OP) Operating
56516 | Morris Energy Operations Company, LLC | 50852 | Elmwood Energy Holdings LLC | IPP Non-CHP | NJ | GEN2 | 20.7 | Natural Gas Fired Combined Cycle | NG | CA | 5 | 1989 |  |  | (OP) Operating
8633 | Hillsborough County | 50858 | Hillsborough County Resource Recovery | IPP Non-CHP | FL | GEN1 | 26 | Municipal Solid Waste | MSW | ST | 4 | 1987 |  |  | (OP) Operating
8633 | Hillsborough County | 50858 | Hillsborough County Resource Recovery | IPP Non-CHP | FL | GEN2 | 16 | Municipal Solid Waste | MSW | ST | 6 | 2009 |  |  | (OP) Operating
4447 | Covanta Lancaster Inc | 50859 | Lancaster County Resource Recovery | IPP Non-CHP | PA | GEN1 | 32.4 | Municipal Solid Waste | MSW | ST | 12 | 1990 |  |  | (OP) Operating
10162 | Kent County | 50860 | Kent County Waste to Energy Facility | Commercial Non-CHP | MI | GEN1 | 15.7 | Municipal Solid Waste | MSW | ST | 10 | 1989 |  |  | (OP) Operating
16636 | Sargent Canyon Cogeneration Co | 50864 | Sargent Canyon Cogeneration | IPP CHP | CA | K100 | 30 | Natural Gas Fired Combustion Turbine | NG | GT | 11 | 1991 |  |  | (OP) Operating
16506 | Salinas River Cogeneration Co | 50865 | Salinas River Cogeneration | IPP CHP | CA | K100 | 33 | Natural Gas Fired Combustion Turbine | NG | GT | 11 | 1991 |  |  | (OP) Operating
20541 | Wheelabrator Environmental Systems | 50872 | Wheelabrator Claremont Facility | IPP Non-CHP | NH | GEN1 | 4.5 | Municipal Solid Waste | MSW | ST | 3 | 1987 |  |  | (OP) Operating
20541 | Wheelabrator Environmental Systems | 50873 | Wheelabrator Concord Facility | IPP Non-CHP | NH | GEN1 | 12 | Municipal Solid Waste | MSW | ST | 4 | 1989 |  |  | (OP) Operating
20541 | Wheelabrator Environmental Systems | 50875 | McKay Bay Facility | IPP Non-CHP | FL | GEN1 | 18 | Municipal Solid Waste | MSW | ST | 6 | 1985 |  |  | (OP) Operating
20541 | Wheelabrator Environmental Systems | 50876 | Wheelabrator Norwalk Energy | IPP CHP | CA | GEN1 | 23.6 | Natural Gas Fired Combined Cycle | NG | CT | 2 | 1988 |  |  | (OP) Operating
20541 | Wheelabrator Environmental Systems | 50876 | Wheelabrator Norwalk Energy | IPP CHP | CA | GEN2 | 3.7 | Natural Gas Fired Combined Cycle | NG | CA | 2 | 1988 |  |  | (OP) Operating
20541 | Wheelabrator Environmental Systems | 50877 | Wheelabrator North Andover | IPP Non-CHP | MA | GEN1 | 30 | Municipal Solid Waste | MSW | ST | 5 | 1985 |  |  | (OP) Operating
20541 | Wheelabrator Environmental Systems | 50878 | Wheelabrator Millbury Facility | IPP Non-CHP | MA | GEN1 | 40 | Municipal Solid Waste | MSW | ST | 9 | 1987 |  |  | (OP) Operating
20541 | Wheelabrator Environmental Systems | 50879 | Wheelabrator Frackville Energy | IPP CHP | PA | GEN1 | 42.5 | Conventional Steam Coal | WC | ST | 9 | 1988 |  |  | (OP) Operating
20541 | Wheelabrator Environmental Systems | 50880 | Wheelabrator Saugus | IPP Non-CHP | MA | GEN1 | 32 | Municipal Solid Waste | MSW | ST | 8 | 1985 |  |  | (OP) Operating
20541 | Wheelabrator Environmental Systems | 50881 | Wheelabrator Shasta | IPP Non-CHP | CA | GEN1 | 18.8 | Wood/Wood Waste Biomass | WDS | ST | 10 | 1987 |  |  | (OP) Operating |  |  | 0 |  |  | 0
20541 | Wheelabrator Environmental Systems | 50881 | Wheelabrator Shasta | IPP Non-CHP | CA | GEN2 | 18.8 | Wood/Wood Waste Biomass | WDS | ST | 11 | 1987 |  |  | (OP) Operating |  |  | 0 |  |  | 0
20541 | Wheelabrator Environmental Systems | 50881 | Wheelabrator Shasta | IPP Non-CHP | CA | GEN3 | 18.8 | Wood/Wood Waste Biomass | WDS | ST | 11 | 1987 |  |  | (OP) Operating |  |  | 0 |  |  | 0
20541 | Wheelabrator Environmental Systems | 50882 | Wheelabrator Westchester | IPP Non-CHP | NY | GEN1 | 51 | Municipal Solid Waste | MSW | ST | 10 | 1984 |  |  | (OP) Operating
20541 | Wheelabrator Environmental Systems | 50883 | Wheelabrator Bridgeport | IPP Non-CHP | CT | GEN1 | 58 | Municipal Solid Waste | MSW | ST | 7 | 1988 |  |  | (OP) Operating
55871 | Covanta Projects, LLC | 50884 | Pinellas County Resource Recovery | IPP Non-CHP | FL | GEN1 | 41.1 | Municipal Solid Waste | MSW | ST | 1 | 1983 |  |  | (OP) Operating
55871 | Covanta Projects, LLC | 50884 | Pinellas County Resource Recovery | IPP Non-CHP | FL | GEN2 | 17 | Municipal Solid Waste | MSW | ST | 4 | 1986 |  |  | (OP) Operating
20541 | Wheelabrator Environmental Systems | 50885 | Wheelabrator Gloucester LP | IPP Non-CHP | NJ | GEN1 | 12 | Municipal Solid Waste | MSW | ST | 1 | 1990 |  |  | (OP) Operating
42892 | Spokane City of | 50886 | Wheelabrator Spokane | IPP Non-CHP | WA | GEN1 | 22.7 | Municipal Solid Waste | MSW | ST | 9 | 1991 |  |  | (OP) Operating
20541 | Wheelabrator Environmental Systems | 50887 | Wheelabrator South Broward | IPP Non-CHP | FL | GEN1 | 54 | Municipal Solid Waste | MSW | ST | 4 | 1991 |  |  | (OP) Operating
23013 | EIF Northampton GP, LLC | 50888 | Northampton Generating Company LP | IPP CHP | PA | GEN1 | 112 | Conventional Steam Coal | WC | ST | 8 | 1995 |  |  | (OP) Operating
11468 | Madison Hydro Partners | 50890 | Ivy River Hydro | IPP Non-CHP | NC | GEN1 | 0.2 | Conventional Hydroelectric | WAT | HY | 11 | 1985 |  |  | (OS) Out of service and NOT expected to return to service in next calendar year
11468 | Madison Hydro Partners | 50890 | Ivy River Hydro | IPP Non-CHP | NC | GEN2 | 0.2 | Conventional Hydroelectric | WAT | HY | 11 | 1985 |  |  | (OS) Out of service and NOT expected to return to service in next calendar year
11468 | Madison Hydro Partners | 50890 | Ivy River Hydro | IPP Non-CHP | NC | GEN3 | 0.2 | Conventional Hydroelectric | WAT | HY | 11 | 1985 |  |  | (OS) Out of service and NOT expected to return to service in next calendar year
11468 | Madison Hydro Partners | 50890 | Ivy River Hydro | IPP Non-CHP | NC | GEN4 | 0.2 | Conventional Hydroelectric | WAT | HY | 11 | 1985 |  |  | (OS) Out of service and NOT expected to return to service in next calendar year
11468 | Madison Hydro Partners | 50890 | Ivy River Hydro | IPP Non-CHP | NC | GEN5 | 0.2 | Conventional Hydroelectric | WAT | HY | 11 | 1985 |  |  | (OS) Out of service and NOT expected to return to service in next calendar year
11468 | Madison Hydro Partners | 50890 | Ivy River Hydro | IPP Non-CHP | NC | GEN6 | 0.2 | Conventional Hydroelectric | WAT | HY | 11 | 1985 |  |  | (OS) Out of service and NOT expected to return to service in next calendar year
59380 | Enel Green Power NA, Inc. | 50891 | El Dorado Hydro Elk Creek | IPP Non-CHP | ID | GEN1 | 2.3 | Conventional Hydroelectric | WAT | HY | 4 | 1986 |  |  | (OP) Operating
59380 | Enel Green Power NA, Inc. | 50892 | Rock Creek LP | IPP Non-CHP | CA | GEN1 | 1.5 | Conventional Hydroelectric | WAT | HY | 4 | 1986 |  |  | (OP) Operating
59380 | Enel Green Power NA, Inc. | 50892 | Rock Creek LP | IPP Non-CHP | CA | GEN2 | 1.5 | Conventional Hydroelectric | WAT | HY | 4 | 1986 |  |  | (OP) Operating
23279 | Allegheny Energy Supply Co LLC | 50893 | FirstEnergy Allegheny Hydro Partners Ltd | IPP Non-CHP | PA | GEN1 | 3 | Conventional Hydroelectric | WAT | HY | 10 | 1988 |  |  | (OP) Operating
23279 | Allegheny Energy Supply Co LLC | 50893 | FirstEnergy Allegheny Hydro Partners Ltd | IPP Non-CHP | PA | GEN2 | 3 | Conventional Hydroelectric | WAT | HY | 10 | 1988 |  |  | (OP) Operating
23279 | Allegheny Energy Supply Co LLC | 50894 | FirstEnergy Allegheny No 6 Hydro Partners | IPP Non-CHP | PA | GEN1 | 4 | Conventional Hydroelectric | WAT | HY | 11 | 1988 |  |  | (OP) Operating
23279 | Allegheny Energy Supply Co LLC | 50894 | FirstEnergy Allegheny No 6 Hydro Partners | IPP Non-CHP | PA | GEN2 | 4 | Conventional Hydroelectric | WAT | HY | 11 | 1988 |  |  | (OP) Operating
59380 | Enel Green Power NA, Inc. | 50895 | Bypass | IPP Non-CHP | ID | GEN1 | 3.3 | Conventional Hydroelectric | WAT | HY | 3 | 1987 |  |  | (SB) Standby/Backup: available for service but not normally used
59380 | Enel Green Power NA, Inc. | 50895 | Bypass | IPP Non-CHP | ID | GEN2 | 3.3 | Conventional Hydroelectric | WAT | HY | 3 | 1987 |  |  | (SB) Standby/Backup: available for service but not normally used
59380 | Enel Green Power NA, Inc. | 50895 | Bypass | IPP Non-CHP | ID | GEN3 | 3.3 | Conventional Hydroelectric | WAT | HY | 3 | 1987 |  |  | (SB) Standby/Backup: available for service but not normally used
59380 | Enel Green Power NA, Inc. | 50896 | S E Hazelton A | IPP Non-CHP | ID | GEN1 | 2.8 | Conventional Hydroelectric | WAT | HY | 6 | 1990 |  |  | (SB) Standby/Backup: available for service but not normally used
59380 | Enel Green Power NA, Inc. | 50896 | S E Hazelton A | IPP Non-CHP | ID | GEN2 | 2.8 | Conventional Hydroelectric | WAT | HY | 6 | 1990 |  |  | (SB) Standby/Backup: available for service but not normally used
59380 | Enel Green Power NA, Inc. | 50896 | S E Hazelton A | IPP Non-CHP | ID | GEN3 | 2.8 | Conventional Hydroelectric | WAT | HY | 6 | 1990 |  |  | (SB) Standby/Backup: available for service but not normally used
56813 | Allegheny Hydro LLC | 50897 | Allegheny Hydro No 8 | IPP Non-CHP | PA | GEN1 | 6.8 | Conventional Hydroelectric | WAT | HY | 12 | 1990 |  |  | (OP) Operating
56813 | Allegheny Hydro LLC | 50897 | Allegheny Hydro No 8 | IPP Non-CHP | PA | GEN2 | 6.8 | Conventional Hydroelectric | WAT | HY | 12 | 1990 |  |  | (OP) Operating
56813 | Allegheny Hydro LLC | 50898 | Allegheny Hydro No 9 | IPP Non-CHP | PA | GEN1 | 8.9 | Conventional Hydroelectric | WAT | HY | 12 | 1990 |  |  | (OP) Operating
56813 | Allegheny Hydro LLC | 50898 | Allegheny Hydro No 9 | IPP Non-CHP | PA | GEN2 | 8.9 | Conventional Hydroelectric | WAT | HY | 12 | 1990 |  |  | (OP) Operating
20508 | MeadWestvaco Corp | 50900 | Covington Facility | Industrial CHP | VA | GEN3 | 10.5 | Conventional Steam Coal | BIT | ST | 1 | 1951 |  |  | (OP) Operating
20508 | MeadWestvaco Corp | 50900 | Covington Facility | Industrial CHP | VA | GEN4 | 32.5 | Wood/Wood Waste Biomass | BLQ | ST | 9 | 1980 |  |  | (OP) Operating
20508 | MeadWestvaco Corp | 50900 | Covington Facility | Industrial CHP | VA | GEN5 | 32.5 | Conventional Steam Coal | BIT | ST | 9 | 1989 |  |  | (OP) Operating
20508 | MeadWestvaco Corp | 50900 | Covington Facility | Industrial CHP | VA | GEN7 | 81 | Wood/Wood Waste Biomass | WDS | ST | 11 | 2013 |  |  | (OP) Operating
8 | Tate & Lyle Ingredients Americas Inc | 50903 | Sagamore Plant Cogeneration | Industrial CHP | IN | GEN1 | 7.4 | Conventional Steam Coal | BIT | ST | 10 | 1984 |  |  | (OP) Operating
6675 | Fox Metro Water Reclamation | 50904 | Fox Metro Water Reclamation District | IPP CHP | IL | RU3 | 1.1 | Natural Gas Internal Combustion Engine | NG | IC | 12 | 1988 |  |  | (SB) Standby/Backup: available for service but not normally used
6675 | Fox Metro Water Reclamation | 50904 | Fox Metro Water Reclamation District | IPP CHP | IL | RU4 | 1.1 | Natural Gas Internal Combustion Engine | NG | IC | 12 | 1988 |  |  | (SB) Standby/Backup: available for service but not normally used
21964 | University of New Mexico | 50906 | Ford Utilities Center | Commercial CHP | NM | 3 | 6 | Natural Gas Fired Combustion Turbine | NG | GT | 3 | 2005 |  |  | (OP) Operating
21964 | University of New Mexico | 50906 | Ford Utilities Center | Commercial CHP | NM | 4 | 0.7 | Natural Gas Steam Turbine | NG | ST | 10 | 2011 |  |  | (OP) Operating
21964 | University of New Mexico | 50906 | Ford Utilities Center | Commercial CHP | NM | 5 | 6.2 | Natural Gas Fired Combustion Turbine | NG | GT | 1 | 2014 |  |  | (OP) Operating
14222 | Oswego County | 50907 | Oswego County Energy Recovery | Commercial CHP | NY | UNT1 | 1.7 | Municipal Solid Waste | MSW | ST | 2 | 1986 |  |  | (OP) Operating
14222 | Oswego County | 50907 | Oswego County Energy Recovery | Commercial CHP | NY | UNT2 | 1.7 | Municipal Solid Waste | MSW | ST | 2 | 1986 |  |  | (OP) Operating
12502 | Middle Fork Irrigation Dist | 50917 | Middle Fork Irrigation District | IPP Non-CHP | OR | GEN1 | 2 | Conventional Hydroelectric | WAT | HY | 3 | 1986 |  |  | (OP) Operating
12502 | Middle Fork Irrigation Dist | 50917 | Middle Fork Irrigation District | IPP Non-CHP | OR | GEN2 | 0.5 | Conventional Hydroelectric | WAT | HY | 3 | 1986 |  |  | (OP) Operating
12502 | Middle Fork Irrigation Dist | 50917 | Middle Fork Irrigation District | IPP Non-CHP | OR | GEN3 | 0.8 | Conventional Hydroelectric | WAT | HY | 3 | 1986 |  |  | (OP) Operating
5959 | Erie Coke Corp | 50920 | Erie Coke | Industrial CHP | PA | 1 | 1 | Other Gases | OG | ST | 1 | 1953 |  |  | (SB) Standby/Backup: available for service but not normally used
3770 | Co-Generation Co | 50921 | Co-Gen LLC | IPP CHP | OR | GEN1 | 7.5 | Wood/Wood Waste Biomass | WDS | ST | 5 | 1986 |  |  | (SB) Standby/Backup: available for service but not normally used
21773 | Yellowstone Energy LP | 50931 | Yellowstone Energy LP | IPP CHP | MT | GEN1 | 52 | Petroleum Coke | PC | ST | 6 | 1995 |  |  | (OP) Operating
5089 | Des Moines Metro WRF | 50932 | Des Moines Wastewater Reclamation Fac | Commercial CHP | IA | 01 | 0.6 | Other Waste Biomass | OBG | IC | 7 | 1991 |  |  | (OP) Operating
5089 | Des Moines Metro WRF | 50932 | Des Moines Wastewater Reclamation Fac | Commercial CHP | IA | 02 | 0.6 | Other Waste Biomass | OBG | IC | 7 | 1991 |  |  | (OP) Operating
5089 | Des Moines Metro WRF | 50932 | Des Moines Wastewater Reclamation Fac | Commercial CHP | IA | 03 | 0.6 | Other Waste Biomass | OBG | IC | 7 | 1991 |  |  | (OP) Operating
5089 | Des Moines Metro WRF | 50932 | Des Moines Wastewater Reclamation Fac | Commercial CHP | IA | 72-04 | 1.4 | Other Waste Biomass | OBG | IC | 9 | 2015 |  |  | (OP) Operating
5089 | Des Moines Metro WRF | 50932 | Des Moines Wastewater Reclamation Fac | Commercial CHP | IA | 72-05 | 1.4 | Other Waste Biomass | OBG | IC | 9 | 2015 |  |  | (OP) Operating
49801 | Expera Specialty Solutions | 50933 | Rhinelander Mill | Industrial CHP | WI | GEN5 | 4 | Natural Gas Steam Turbine | NG | ST | 2 | 1951 |  |  | (SB) Standby/Backup: available for service but not normally used
49801 | Expera Specialty Solutions | 50933 | Rhinelander Mill | Industrial CHP | WI | GEN6 | 6.3 | Conventional Steam Coal | BIT | ST | 7 | 1958 |  |  | (OP) Operating
49801 | Expera Specialty Solutions | 50933 | Rhinelander Mill | Industrial CHP | WI | HYD1 | 0.5 | Conventional Hydroelectric | WAT | HY | 12 | 1917 |  |  | (OP) Operating
49801 | Expera Specialty Solutions | 50933 | Rhinelander Mill | Industrial CHP | WI | HYD2 | 0.5 | Conventional Hydroelectric | WAT | HY | 12 | 1917 |  |  | (OP) Operating
49801 | Expera Specialty Solutions | 50933 | Rhinelander Mill | Industrial CHP | WI | HYD3 | 1 | Conventional Hydroelectric | WAT | HY | 12 | 1926 |  |  | (OP) Operating
3179 | Caterpillar Inc | 50935 | Caterpillar | Industrial Non-CHP | IN | 3512 | 0.8 | Petroleum Liquids | DFO | IC | 12 | 1983 |  |  | (SB) Standby/Backup: available for service but not normally used
3179 | Caterpillar Inc | 50935 | Caterpillar | Industrial Non-CHP | IN | 3516 | 0.8 | Petroleum Liquids | DFO | IC | 7 | 1987 |  |  | (SB) Standby/Backup: available for service but not normally used
3179 | Caterpillar Inc | 50935 | Caterpillar | Industrial Non-CHP | IN | 516A | 1.8 | Petroleum Liquids | DFO | IC | 3 | 1996 |  |  | (SB) Standby/Backup: available for service but not normally used
3179 | Caterpillar Inc | 50935 | Caterpillar | Industrial Non-CHP | IN | ET1 | 2 | Natural Gas Internal Combustion Engine | NG | IC | 4 | 2011 |  |  | (OP) Operating
3179 | Caterpillar Inc | 50935 | Caterpillar | Industrial Non-CHP | IN | ET2 | 2 | Natural Gas Internal Combustion Engine | NG | IC | 4 | 2011 |  |  | (OP) Operating
3179 | Caterpillar Inc | 50935 | Caterpillar | Industrial Non-CHP | IN | ET3 | 2.5 | Petroleum Liquids | DFO | IC | 1 | 2011 |  |  | (OP) Operating
3179 | Caterpillar Inc | 50935 | Caterpillar | Industrial Non-CHP | IN | ET4 | 2.5 | Natural Gas Internal Combustion Engine | NG | IC | 4 | 2013 |  |  | (OP) Operating
3179 | Caterpillar Inc | 50935 | Caterpillar | Industrial Non-CHP | IN | R12 | 0.3 | Petroleum Liquids | DFO | IC | 6 | 2001 |  |  | (SB) Standby/Backup: available for service but not normally used
20854 | Winnebago County | 50936 | Winnebago County Landfill Gas | IPP CHP | WI | EG1 | 0.9 | Landfill Gas | LFG | IC | 2 | 2000 |  |  | (OP) Operating
20854 | Winnebago County | 50936 | Winnebago County Landfill Gas | IPP CHP | WI | EG2 | 0.9 | Landfill Gas | LFG | IC | 2 | 2000 |  |  | (OP) Operating
20854 | Winnebago County | 50936 | Winnebago County Landfill Gas | IPP CHP | WI | EG3 | 0.9 | Landfill Gas | LFG | IC | 2 | 2000 |  |  | (OP) Operating
20854 | Winnebago County | 50936 | Winnebago County Landfill Gas | IPP CHP | WI | EG4 | 1 | Landfill Gas | LFG | IC | 4 | 2007 |  |  | (OP) Operating
20854 | Winnebago County | 50936 | Winnebago County Landfill Gas | IPP CHP | WI | EG5 | 1.4 | Landfill Gas | LFG | IC | 5 | 2010 |  |  | (OP) Operating
20680 | William Beaumont Hospital | 50937 | William Beaumont Hospital | Commercial Non-CHP | MI | GENA | 1.9 | Petroleum Liquids | DFO | IC | 10 | 1992 |  |  | (SB) Standby/Backup: available for service but not normally used
20680 | William Beaumont Hospital | 50937 | William Beaumont Hospital | Commercial Non-CHP | MI | GENB | 1.9 | Petroleum Liquids | DFO | IC | 10 | 1992 |  |  | (SB) Standby/Backup: available for service but not normally used
5187 | Douglas County | 50938 | Galesville Project | IPP Non-CHP | OR | GV1 | 0.8 | Conventional Hydroelectric | WAT | HY | 2 | 1987 |  |  | (OP) Operating
5187 | Douglas County | 50938 | Galesville Project | IPP Non-CHP | OR | GV2 | 1 | Conventional Hydroelectric | WAT | HY | 2 | 1987 |  |  | (OP) Operating
10657 | Lagoon Corp | 50942 | Lagoon Cogeneration Facility | Commercial CHP | UT | 1 | 0.5 | Natural Gas Internal Combustion Engine | NG | IC | 5 | 1996 |  |  | (SB) Standby/Backup: available for service but not normally used
10657 | Lagoon Corp | 50942 | Lagoon Cogeneration Facility | Commercial CHP | UT | 2 | 0.5 | Natural Gas Internal Combustion Engine | NG | IC | 7 | 1989 |  |  | (SB) Standby/Backup: available for service but not normally used
10657 | Lagoon Corp | 50942 | Lagoon Cogeneration Facility | Commercial CHP | UT | 3 | 0.5 | Natural Gas Internal Combustion Engine | NG | IC | 7 | 1989 |  |  | (SB) Standby/Backup: available for service but not normally used
55855 | Rough and Ready Lumber Company | 50945 | R & R Lumber | Industrial CHP | OR | ST1 | 1.4 | Wood/Wood Waste Biomass | WDS | ST | 2 | 2008 |  |  | (OA) Out of service but expected to return to service in next calendar year
49893 | Invenergy Services LLC | 50949 | Hardee Power Station | IPP Non-CHP | FL | GEN1 | 70 | Natural Gas Fired Combined Cycle | NG | CT | 1 | 1993 |  |  | (OP) Operating
49893 | Invenergy Services LLC | 50949 | Hardee Power Station | IPP Non-CHP | FL | GEN2 | 70 | Natural Gas Fired Combined Cycle | NG | CT | 1 | 1993 |  |  | (OP) Operating
49893 | Invenergy Services LLC | 50949 | Hardee Power Station | IPP Non-CHP | FL | GEN3 | 78 | Natural Gas Fired Combined Cycle | NG | CA | 1 | 1993 |  |  | (OP) Operating
49893 | Invenergy Services LLC | 50949 | Hardee Power Station | IPP Non-CHP | FL | GEN4 | 70 | Natural Gas Fired Combustion Turbine | NG | GT | 1 | 1993 |  |  | (OP) Operating
49893 | Invenergy Services LLC | 50949 | Hardee Power Station | IPP Non-CHP | FL | GEN5 | 70 | Natural Gas Fired Combustion Turbine | NG | GT | 5 | 2000 |  |  | (OP) Operating
21734 | Sunnyside Cogeneration Assoc | 50951 | Sunnyside Cogen Associates | IPP Non-CHP | UT | GEN1 | 51 | Conventional Steam Coal | WC | ST | 2 | 1993 |  |  | (OP) Operating
16548 | St Francis Hospital | 50952 | Saint Francis Hospital | Commercial CHP | IL | GEN1 | 0.8 | Natural Gas Internal Combustion Engine | NG | IC | 2 | 1990 |  |  | (OS) Out of service and NOT expected to return to service in next calendar year
16548 | St Francis Hospital | 50952 | Saint Francis Hospital | Commercial CHP | IL | GEN2 | 0.8 | Natural Gas Internal Combustion Engine | NG | IC | 2 | 1990 |  |  | (OS) Out of service and NOT expected to return to service in next calendar year
5623 | Rousselot Inc | 50955 | Rousselot Inc | Industrial CHP | MA | GEN1 | 1.5 | Natural Gas Steam Turbine | NG | ST | 5 | 1947 |  |  | (SB) Standby/Backup: available for service but not normally used
5623 | Rousselot Inc | 50955 | Rousselot Inc | Industrial CHP | MA | GEN2 | 1.5 | Natural Gas Steam Turbine | NG | ST | 5 | 1947 |  |  | (SB) Standby/Backup: available for service but not normally used
5623 | Rousselot Inc | 50955 | Rousselot Inc | Industrial CHP | MA | GEN3 | 3.3 | Natural Gas Steam Turbine | NG | ST | 4 | 1969 |  |  | (OP) Operating
23931 | Resolute Forest Products | 50956 | Bowater Newsprint Calhoun Operation | Industrial CHP | TN | GEN1 | 17 | Wood/Wood Waste Biomass | BLQ | ST | 5 | 1954 |  |  | (OP) Operating
23931 | Resolute Forest Products | 50956 | Bowater Newsprint Calhoun Operation | Industrial CHP | TN | GEN2 | 19 | Wood/Wood Waste Biomass | BLQ | ST | 7 | 1954 |  |  | (OP) Operating
23931 | Resolute Forest Products | 50956 | Bowater Newsprint Calhoun Operation | Industrial CHP | TN | GEN3 | 27 | Wood/Wood Waste Biomass | BLQ | ST | 7 | 1957 |  |  | (OP) Operating
4440 | Covanta Union Operations LLC | 50960 | Union County Resource Recovery | Commercial Non-CHP | NJ | GEN1 | 37.5 | Municipal Solid Waste | MSW | ST | 2 | 1994 |  |  | (OP) Operating
17321 | Slate Creek Hydro Assoc LP | 50961 | Slate Creek | IPP Non-CHP | CA | GEN1 | 4 | Conventional Hydroelectric | WAT | HY | 5 | 1990 |  |  | (OP) Operating
2844 | Department of the Navy | 50963 | Naval Hospital Medical Center | Commercial CHP | CA | 4TG | 4.4 | Natural Gas Fired Combustion Turbine | NG | GT | 12 | 2003 |  |  | (OP) Operating
472 | Amedee Gethrm Venture I LP | 50964 | Amedee Geothermal Venture I | IPP Non-CHP | CA | IND | 1.1 | Geothermal | GEO | ST | 8 | 1988 |  |  | (OP) Operating
472 | Amedee Gethrm Venture I LP | 50964 | Amedee Geothermal Venture I | IPP Non-CHP | CA | SYN | 1.1 | Geothermal | GEO | ST | 8 | 1988 |  |  | (OP) Operating
18323 | Toledo Refining Company | 50965 | Toledo Ref Power Recovery Train | Industrial CHP | OH | GEN1 | 6 | Petroleum Coke | PC | OT | 6 | 1986 |  |  | (OP) Operating
19876 | Virginia Electric & Power Co | 50966 | Bellmeade Power Station | Electric Utility | VA | 1 | 95 | Natural Gas Fired Combined Cycle | NG | CT | 2 | 1997 |  |  | (OP) Operating
19876 | Virginia Electric & Power Co | 50966 | Bellmeade Power Station | Electric Utility | VA | 2 | 95 | Natural Gas Fired Combined Cycle | NG | CT | 2 | 1997 |  |  | (OP) Operating
19876 | Virginia Electric & Power Co | 50966 | Bellmeade Power Station | Electric Utility | VA | 3 | 77 | Natural Gas Fired Combined Cycle | NG | CA | 2 | 1997 |  |  | (OP) Operating
34359 | Curators of the University of Missouri | 50969 | MU Combined Heat and Power Plant | Commercial CHP | MO | DGT1 | 2 | Petroleum Liquids | DFO | IC | 9 | 2002 |  |  | (SB) Standby/Backup: available for service but not normally used
34359 | Curators of the University of Missouri | 50969 | MU Combined Heat and Power Plant | Commercial CHP | MO | GEN1 | 6 | Conventional Steam Coal | BIT | ST | 7 | 1961 |  |  | (OP) Operating
34359 | Curators of the University of Missouri | 50969 | MU Combined Heat and Power Plant | Commercial CHP | MO | GEN2 | 12.2 | Conventional Steam Coal | BIT | ST | 7 | 1974 |  |  | (OP) Operating
34359 | Curators of the University of Missouri | 50969 | MU Combined Heat and Power Plant | Commercial CHP | MO | GEN3 | 19.2 | Conventional Steam Coal | BIT | ST | 8 | 1986 |  |  | (OP) Operating
34359 | Curators of the University of Missouri | 50969 | MU Combined Heat and Power Plant | Commercial CHP | MO | GEN4 | 13.3 | Conventional Steam Coal | BIT | ST | 7 | 1988 |  |  | (OP) Operating
34359 | Curators of the University of Missouri | 50969 | MU Combined Heat and Power Plant | Commercial CHP | MO | GEN6 | 0.5 | Petroleum Liquids | DFO | IC | 5 | 1994 |  |  | (SB) Standby/Backup: available for service but not normally used
34359 | Curators of the University of Missouri | 50969 | MU Combined Heat and Power Plant | Commercial CHP | MO | GEN7 | 1 | Petroleum Liquids | DFO | IC | 6 | 1997 |  |  | (SB) Standby/Backup: available for service but not normally used
34359 | Curators of the University of Missouri | 50969 | MU Combined Heat and Power Plant | Commercial CHP | MO | NTG1 | 11.4 | Natural Gas Fired Combustion Turbine | NG | GT | 9 | 2002 |  |  | (OP) Operating
34359 | Curators of the University of Missouri | 50969 | MU Combined Heat and Power Plant | Commercial CHP | MO | NTG2 | 11.4 | Natural Gas Fired Combustion Turbine | NG | GT | 9 | 2002 |  |  | (OP) Operating
19216 | Tropicana Products Inc | 50971 | Tropicana Products Bradent | Industrial CHP | FL | GEN1 | 31 | Natural Gas Fired Combustion Turbine | NG | GT | 2 | 1990 |  |  | (OP) Operating
11716 | Marsh Valley Development Inc | 50972 | Marsh Valley Development | IPP Non-CHP | ID | 1 | 1.5 | Conventional Hydroelectric | WAT | HY | 4 | 1993 |  |  | (OP) Operating
12981 | Motiva Enterprises LLC | 50973 | Motiva Enterprises Port Arthur Refinery | Industrial CHP | TX | GN31 | 8.4 | Natural Gas Fired Combined Cycle | NG | CA | 6 | 1962 |  |  | (OP) Operating
12981 | Motiva Enterprises LLC | 50973 | Motiva Enterprises Port Arthur Refinery | Industrial CHP | TX | GN32 | 10.5 | Natural Gas Fired Combined Cycle | NG | CA | 6 | 1957 |  |  | (OP) Operating
12981 | Motiva Enterprises LLC | 50973 | Motiva Enterprises Port Arthur Refinery | Industrial CHP | TX | GN33 | 21.5 | Natural Gas Fired Combined Cycle | NG | CA | 6 | 1978 |  |  | (OP) Operating
12981 | Motiva Enterprises LLC | 50973 | Motiva Enterprises Port Arthur Refinery | Industrial CHP | TX | GN34 | 15.6 | Natural Gas Fired Combustion Turbine | NG | GT | 6 | 1970 |  |  | (OP) Operating
12981 | Motiva Enterprises LLC | 50973 | Motiva Enterprises Port Arthur Refinery | Industrial CHP | TX | GN35 | 39 | Natural Gas Fired Combined Cycle | NG | CT | 12 | 1983 |  |  | (OP) Operating
12981 | Motiva Enterprises LLC | 50973 | Motiva Enterprises Port Arthur Refinery | Industrial CHP | TX | GN41 | 36.1 | Natural Gas Fired Combined Cycle | NG | CT | 12 | 2011 |  |  | (OP) Operating
12981 | Motiva Enterprises LLC | 50973 | Motiva Enterprises Port Arthur Refinery | Industrial CHP | TX | GN42 | 36.1 | Natural Gas Fired Combined Cycle | NG | CT | 11 | 2011 |  |  | (OP) Operating
12981 | Motiva Enterprises LLC | 50973 | Motiva Enterprises Port Arthur Refinery | Industrial CHP | TX | GN43 | 36.1 | Natural Gas Fired Combined Cycle | NG | CT | 11 | 2011 |  |  | (OP) Operating
12981 | Motiva Enterprises LLC | 50973 | Motiva Enterprises Port Arthur Refinery | Industrial CHP | TX | GN44 | 36.1 | Natural Gas Fired Combined Cycle | NG | CT | 10 | 2011 |  |  | (OP) Operating
14932 | US Operating Services Company | 50974 | Scrubgrass Generating Company LP | IPP Non-CHP | PA | GEN1 | 83.5 | Conventional Steam Coal | WC | ST | 6 | 1993 |  |  | (OP) Operating
14932 | US Operating Services Company | 50976 | Indiantown Cogeneration LP | IPP CHP | FL | GEN1 | 330 | Conventional Steam Coal | BIT | ST | 12 | 1995 |  |  | (OP) Operating
24202 | Carr Street Generating Sta LP | 50978 | Carr Street Generating Station | IPP Non-CHP | NY | GEN1 | 33 | Natural Gas Fired Combined Cycle | NG | CT | 7 | 1993 |  |  | (OP) Operating
24202 | Carr Street Generating Sta LP | 50978 | Carr Street Generating Station | IPP Non-CHP | NY | GEN2 | 33 | Natural Gas Fired Combined Cycle | NG | CT | 7 | 1993 |  |  | (OP) Operating
24202 | Carr Street Generating Sta LP | 50978 | Carr Street Generating Station | IPP Non-CHP | NY | GEN3 | 22.5 | Natural Gas Fired Combined Cycle | NG | CA | 7 | 1993 |  |  | (OP) Operating
3220 | Central Oregon Irrigation Dist | 50980 | Siphon Power Project | IPP Non-CHP | OR | GEN1 | 2.7 | Conventional Hydroelectric | WAT | HY | 8 | 1989 |  |  | (OP) Operating
3220 | Central Oregon Irrigation Dist | 50980 | Siphon Power Project | IPP Non-CHP | OR | GEN2 | 2.7 | Conventional Hydroelectric | WAT | HY | 8 | 1989 |  |  | (OP) Operating
17711 | Solano County | 50985 | Solano County Cogen Plant | Commercial CHP | CA | 3163 | 1 | Natural Gas Internal Combustion Engine | NG | IC | 6 | 1989 |  |  | (OP) Operating
17711 | Solano County | 50985 | Solano County Cogen Plant | Commercial CHP | CA | 3164 | 0.4 | Natural Gas Internal Combustion Engine | NG | IC | 6 | 1989 |  |  | (OP) Operating
17711 | Solano County | 50985 | Solano County Cogen Plant | Commercial CHP | CA | 3165 | 1.4 | Natural Gas Internal Combustion Engine | NG | IC | 12 | 2004 |  |  | (OP) Operating
17150 | Shorock Hydro Inc | 50987 | Rock Creek I | IPP Non-CHP | ID | GEN1 | 2 | Conventional Hydroelectric | WAT | HY | 9 | 1983 |  |  | (OP) Operating
9227 | Ingersall Machine Tools Inc. | 50989 | Ingersoll Milling Machine | Industrial CHP | IL | 0071 | 0.6 | Natural Gas Fired Combustion Turbine | NG | GT | 7 | 1988 |  |  | (SB) Standby/Backup: available for service but not normally used
9227 | Ingersall Machine Tools Inc. | 50989 | Ingersoll Milling Machine | Industrial CHP | IL | 0072 | 0.6 | Natural Gas Fired Combustion Turbine | NG | GT | 7 | 1988 |  |  | (SB) Standby/Backup: available for service but not normally used
9227 | Ingersall Machine Tools Inc. | 50989 | Ingersoll Milling Machine | Industrial CHP | IL | 0073 | 0.6 | Natural Gas Fired Combustion Turbine | NG | GT | 7 | 1988 |  |  | (SB) Standby/Backup: available for service but not normally used
9227 | Ingersall Machine Tools Inc. | 50989 | Ingersoll Milling Machine | Industrial CHP | IL | 0074 | 0.6 | Natural Gas Fired Combustion Turbine | NG | GT | 7 | 1988 |  |  | (SB) Standby/Backup: available for service but not normally used
9227 | Ingersall Machine Tools Inc. | 50989 | Ingersoll Milling Machine | Industrial CHP | IL | 0075 | 0.6 | Natural Gas Fired Combustion Turbine | NG | GT | 7 | 1988 |  |  | (SB) Standby/Backup: available for service but not normally used
9227 | Ingersall Machine Tools Inc. | 50989 | Ingersoll Milling Machine | Industrial CHP | IL | 0076 | 0.7 | Natural Gas Fired Combustion Turbine | NG | GT | 7 | 1988 |  |  | (SB) Standby/Backup: available for service but not normally used
9227 | Ingersall Machine Tools Inc. | 50989 | Ingersoll Milling Machine | Industrial CHP | IL | 0077 | 0.6 | Natural Gas Fired Combustion Turbine | NG | GT | 7 | 1988 |  |  | (SB) Standby/Backup: available for service but not normally used
11637 | Marathon Electric Mfg Corp | 50990 | Marathon Electric | Industrial Non-CHP | WI | P1-1 | 0.4 | Petroleum Liquids | DFO | IC | 12 | 1978 |  |  | (SB) Standby/Backup: available for service but not normally used
11637 | Marathon Electric Mfg Corp | 50990 | Marathon Electric | Industrial Non-CHP | WI | P1-2 | 0.4 | Petroleum Liquids | DFO | IC | 12 | 1978 |  |  | (SB) Standby/Backup: available for service but not normally used
11637 | Marathon Electric Mfg Corp | 50990 | Marathon Electric | Industrial Non-CHP | WI | P2-3 | 0.9 | Petroleum Liquids | DFO | IC | 6 | 1982 |  |  | (SB) Standby/Backup: available for service but not normally used
11637 | Marathon Electric Mfg Corp | 50990 | Marathon Electric | Industrial Non-CHP | WI | P2-4 | 0.9 | Petroleum Liquids | DFO | IC | 6 | 1982 |  |  | (SB) Standby/Backup: available for service but not normally used
3930 | Co-Gen II | 50993 | Co-Gen II LLC | IPP CHP | OR | GEN1 | 7.8 | Wood/Wood Waste Biomass | WDS | ST | 10 | 1987 |  |  | (SB) Standby/Backup: available for service but not normally used
6996 | Western Refining Southwest Inc | 50997 | Gallup Refinery | Industrial CHP | NM | GEN1 | 2.9 | Natural Gas Fired Combustion Turbine | NG | GT | 10 | 1990 |  |  | (OP) Operating
6996 | Western Refining Southwest Inc | 50997 | Gallup Refinery | Industrial CHP | NM | GEN2 | 2.9 | Natural Gas Fired Combustion Turbine | NG | GT | 10 | 1990 |  |  | (OP) Operating
39006 | Brookfield White Pine Hydro LLC | 50999 | Aziscohos Hydroelectric Project | IPP Non-CHP | ME | GEN1 | 6.8 | Conventional Hydroelectric | WAT | HY | 6 | 1988 |  |  | (OP) Operating
11415 | M.A. Patout & Son Limited, LLC | 51008 | Enterprise Sugar Factory | Industrial CHP | LA | 1000 | 1 | Other Waste Biomass | AB | ST | 10 | 1981 |  |  | (OP) Operating
11415 | M.A. Patout & Son Limited, LLC | 51008 | Enterprise Sugar Factory | Industrial CHP | LA | 2000 | 2 | Other Waste Biomass | AB | ST | 10 | 1981 |  |  | (SB) Standby/Backup: available for service but not normally used
54824 | SUEZ Energy Generation NA Inc | 51026 | Ryegate Power Station | IPP Non-CHP | VT | GEN1 | 20 | Wood/Wood Waste Biomass | WDS | ST | 9 | 1992 |  |  | (OP) Operating
27769 | Ocean State Power Co | 51030 | Ocean State Power | IPP Non-CHP | RI | GEN1 | 71.2 | Natural Gas Fired Combined Cycle | NG | CT | 12 | 1990 |  |  | (OP) Operating
27769 | Ocean State Power Co | 51030 | Ocean State Power | IPP Non-CHP | RI | GEN2 | 71.2 | Natural Gas Fired Combined Cycle | NG | CT | 12 | 1990 |  |  | (OP) Operating
27769 | Ocean State Power Co | 51030 | Ocean State Power | IPP Non-CHP | RI | GEN3 | 76.2 | Natural Gas Fired Combined Cycle | NG | CA | 12 | 1990 |  |  | (OP) Operating
5914 | Erie Boulevard Hydropower LP | 51033 | West Delaware Tunnel Plant | IPP Non-CHP | NY | GEN1 | 7 | Conventional Hydroelectric | WAT | HY | 12 | 1988 |  |  | (OP) Operating
10714 | Little Falls Hydroelec Assoc | 51034 | Little Falls Hydro | IPP Non-CHP | NY | GEN1 | 6.5 | Conventional Hydroelectric | WAT | HY | 1 | 1987 |  |  | (OP) Operating
10714 | Little Falls Hydroelec Assoc | 51034 | Little Falls Hydro | IPP Non-CHP | NY | GEN2 | 6.5 | Conventional Hydroelectric | WAT | HY | 1 | 1987 |  |  | (OP) Operating
8688 | Hofstra University | 51035 | Hofstra University | Commercial CHP | NY | GEN1 | 1.1 | Natural Gas Internal Combustion Engine | NG | IC | 9 | 1990 |  |  | (OP) Operating
8688 | Hofstra University | 51035 | Hofstra University | Commercial CHP | NY | GEN2 | 1.1 | Natural Gas Internal Combustion Engine | NG | IC | 9 | 1990 |  |  | (OP) Operating
56601 | Covanta MacArthur Renewable Energy | 51038 | MacArthur Waste to Energy Facility | Commercial Non-CHP | NY | GEN1 | 11 | Municipal Solid Waste | MSW | ST | 3 | 1990 |  |  | (OP) Operating
5347 | Dow Chemical Co | 52006 | LaO Energy Systems | Industrial CHP | LA | GEN1 | 57 | Natural Gas Fired Combined Cycle | NG | CA | 6 | 1958 |  |  | (OA) Out of service but expected to return to service in next calendar year
5347 | Dow Chemical Co | 52006 | LaO Energy Systems | Industrial CHP | LA | GEN2 | 80 | Natural Gas Fired Combined Cycle | NG | CA | 6 | 1962 |  |  | (OP) Operating
5347 | Dow Chemical Co | 52006 | LaO Energy Systems | Industrial CHP | LA | GEN3 | 94 | Natural Gas Fired Combined Cycle | NG | CA | 6 | 1966 |  |  | (OP) Operating
5347 | Dow Chemical Co | 52006 | LaO Energy Systems | Industrial CHP | LA | GEN4 | 49 | Natural Gas Fired Combined Cycle | NG | CA | 6 | 1969 |  |  | (OP) Operating
5347 | Dow Chemical Co | 52006 | LaO Energy Systems | Industrial CHP | LA | GEN5 | 67 | Natural Gas Fired Combined Cycle | NG | CT | 11 | 1978 |  |  | (OA) Out of service but expected to return to service in next calendar year
5347 | Dow Chemical Co | 52006 | LaO Energy Systems | Industrial CHP | LA | GEN6 | 67 | Natural Gas Fired Combined Cycle | NG | CT | 2 | 1979 |  |  | (OP) Operating
5347 | Dow Chemical Co | 52006 | LaO Energy Systems | Industrial CHP | LA | GEN7 | 95 | Natural Gas Fired Combined Cycle | NG | CT | 12 | 1982 | 12 | 2016 | (OP) Operating
19876 | Virginia Electric & Power Co | 52007 | Mecklenburg Power Station | Electric Utility | VA | GEN1 | 69 | Conventional Steam Coal | BIT | ST | 11 | 1992 |  |  | (OP) Operating
19876 | Virginia Electric & Power Co | 52007 | Mecklenburg Power Station | Electric Utility | VA | GEN2 | 69 | Conventional Steam Coal | BIT | ST | 11 | 1992 |  |  | (OP) Operating
10875 | Lee County Board-Commissioners | 52010 | Lee County Solid Waste Energy | IPP Non-CHP | FL | GEN1 | 39 | Municipal Solid Waste | MSW | ST | 9 | 1994 |  |  | (OP) Operating
10875 | Lee County Board-Commissioners | 52010 | Lee County Solid Waste Energy | IPP Non-CHP | FL | GEN2 | 16 | Municipal Solid Waste | MSW | ST | 8 | 2007 |  |  | (OP) Operating
2782 | Terra-Gen Operating Company | 52015 | Terra-Gen Dixie Valley | IPP Non-CHP | NV | GEN1 | 56 | Geothermal | GEO | ST | 6 | 1998 |  |  | (OP) Operating
5310 | Doswell Ltd Partnership | 52019 | Doswell Energy Center | IPP Non-CHP | VA | GEN1 | 104.7 | Natural Gas Fired Combined Cycle | NG | CT | 11 | 1991 |  |  | (OP) Operating
5310 | Doswell Ltd Partnership | 52019 | Doswell Energy Center | IPP Non-CHP | VA | GEN2 | 104.7 | Natural Gas Fired Combined Cycle | NG | CT | 12 | 1991 |  |  | (OP) Operating
5310 | Doswell Ltd Partnership | 52019 | Doswell Energy Center | IPP Non-CHP | VA | GEN3 | 123 | Natural Gas Fired Combined Cycle | NG | CA | 12 | 1991 |  |  | (OP) Operating
5310 | Doswell Ltd Partnership | 52019 | Doswell Energy Center | IPP Non-CHP | VA | GEN4 | 104.7 | Natural Gas Fired Combined Cycle | NG | CT | 1 | 1992 |  |  | (OP) Operating
5310 | Doswell Ltd Partnership | 52019 | Doswell Energy Center | IPP Non-CHP | VA | GEN5 | 104.7 | Natural Gas Fired Combined Cycle | NG | CT | 1 | 1992 |  |  | (OP) Operating
5310 | Doswell Ltd Partnership | 52019 | Doswell Energy Center | IPP Non-CHP | VA | GEN6 | 123 | Natural Gas Fired Combined Cycle | NG | CA | 1 | 1992 |  |  | (OP) Operating
5310 | Doswell Ltd Partnership | 52019 | Doswell Energy Center | IPP Non-CHP | VA | GEN7 | 149 | Natural Gas Fired Combustion Turbine | NG | GT | 3 | 2001 |  |  | (OP) Operating
29767 | Illinois Institute-Technology | 52021 | ITT Cogen Facility | Commercial CHP | IL | GEN1 | 3.5 | Natural Gas Fired Combustion Turbine | NG | GT | 5 | 1991 |  |  | (SB) Standby/Backup: available for service but not normally used
29767 | Illinois Institute-Technology | 52021 | ITT Cogen Facility | Commercial CHP | IL | GEN2 | 3.5 | Natural Gas Fired Combustion Turbine | NG | GT | 5 | 1991 |  |  | (SB) Standby/Backup: available for service but not normally used
16001 | Rhode Island Hospital | 52024 | Rhode Island Hospital | Commercial CHP | RI | GEN2 | 1.7 | Natural Gas Steam Turbine | NG | ST | 10 | 1974 |  |  | (OP) Operating
16001 | Rhode Island Hospital | 52024 | Rhode Island Hospital | Commercial CHP | RI | GEN4 | 1.7 | Natural Gas Steam Turbine | NG | ST | 10 | 1974 |  |  | (OP) Operating
16001 | Rhode Island Hospital | 52024 | Rhode Island Hospital | Commercial CHP | RI | NEW1 | 3.5 | Natural Gas Steam Turbine | NG | ST | 12 | 1993 |  |  | (OP) Operating
16001 | Rhode Island Hospital | 52024 | Rhode Island Hospital | Commercial CHP | RI | NEW3 | 3.5 | Natural Gas Steam Turbine | NG | ST | 9 | 1993 |  |  | (OP) Operating
56516 | Morris Energy Operations Company, LLC | 52026 | Dartmouth Power Associates LP | IPP Non-CHP | MA | GEN1 | 36 | Natural Gas Fired Combined Cycle | NG | CT | 3 | 1992 |  |  | (OP) Operating
56516 | Morris Energy Operations Company, LLC | 52026 | Dartmouth Power Associates LP | IPP Non-CHP | MA | GEN2 | 26 | Natural Gas Fired Combined Cycle | NG | CA | 3 | 1992 |  |  | (OP) Operating
56516 | Morris Energy Operations Company, LLC | 52026 | Dartmouth Power Associates LP | IPP Non-CHP | MA | GEN3 | 20.6 | Natural Gas Fired Combustion Turbine | NG | GT | 9 | 2009 |  |  | (OP) Operating
3608 | Puna Geothermal Venture | 52028 | Puna Geothermal Venture I | IPP Non-CHP | HI | OEC11 | 3.1 | Geothermal | GEO | ST | 8 | 1992 |  |  | (OP) Operating
3608 | Puna Geothermal Venture | 52028 | Puna Geothermal Venture I | IPP Non-CHP | HI | OEC12 | 3.1 | Geothermal | GEO | ST | 8 | 1992 |  |  | (OP) Operating
3608 | Puna Geothermal Venture | 52028 | Puna Geothermal Venture I | IPP Non-CHP | HI | OEC13 | 3.1 | Geothermal | GEO | ST | 8 | 1992 |  |  | (OP) Operating
3608 | Puna Geothermal Venture | 52028 | Puna Geothermal Venture I | IPP Non-CHP | HI | OEC14 | 3.1 | Geothermal | GEO | ST | 8 | 1992 |  |  | (OP) Operating
3608 | Puna Geothermal Venture | 52028 | Puna Geothermal Venture I | IPP Non-CHP | HI | OEC15 | 3.1 | Geothermal | GEO | ST | 8 | 1992 |  |  | (OP) Operating
3608 | Puna Geothermal Venture | 52028 | Puna Geothermal Venture I | IPP Non-CHP | HI | OEC21 | 3.1 | Geothermal | GEO | ST | 8 | 1992 |  |  | (OP) Operating
3608 | Puna Geothermal Venture | 52028 | Puna Geothermal Venture I | IPP Non-CHP | HI | OEC22 | 3.1 | Geothermal | GEO | ST | 8 | 1992 |  |  | (OP) Operating
3608 | Puna Geothermal Venture | 52028 | Puna Geothermal Venture I | IPP Non-CHP | HI | OEC23 | 3.1 | Geothermal | GEO | ST | 8 | 1992 |  |  | (OP) Operating
3608 | Puna Geothermal Venture | 52028 | Puna Geothermal Venture I | IPP Non-CHP | HI | OEC24 | 3.1 | Geothermal | GEO | ST | 8 | 1992 |  |  | (OP) Operating
3608 | Puna Geothermal Venture | 52028 | Puna Geothermal Venture I | IPP Non-CHP | HI | OEC25 | 3.1 | Geothermal | GEO | ST | 8 | 1992 |  |  | (OP) Operating
3608 | Puna Geothermal Venture | 52028 | Puna Geothermal Venture I | IPP Non-CHP | HI | OEC31 | 6 | Geothermal | GEO | BT | 2 | 2012 |  |  | (OP) Operating
3608 | Puna Geothermal Venture | 52028 | Puna Geothermal Venture I | IPP Non-CHP | HI | OEC32 | 6 | Geothermal | GEO | BT | 2 | 2012 |  |  | (OP) Operating
2091 | Phillips 66 | 52031 | Alliance Refinery | Industrial Non-CHP | LA | GEN1 | 6 | Other Natural Gas | NG | OT | 12 | 1971 |  |  | (SB) Standby/Backup: available for service but not normally used
2091 | Phillips 66 | 52031 | Alliance Refinery | Industrial Non-CHP | LA | GEN2 | 19 | Natural Gas Steam Turbine | NG | ST | 1 | 1990 |  |  | (OA) Out of service but expected to return to service in next calendar year
59092 | Ampersand Moretown Hydro LLC | 52033 | Moretown Generating Station | IPP Non-CHP | VT | 1 | 0.3 | Conventional Hydroelectric | WAT | HY | 1 | 1989 |  |  | (OS) Out of service and NOT expected to return to service in next calendar year
2509 | Bunge Foods | 52034 | Bunge Oil | Industrial CHP | IL | 1 | 2.8 | Natural Gas Fired Combustion Turbine | NG | GT | 1 | 1990 |  |  | (OP) Operating
4713 | D/R Hydro Co | 52036 | Yough Hydro Power | IPP Non-CHP | PA | GEN1 | 6.1 | Conventional Hydroelectric | WAT | HY | 12 | 1989 |  |  | (OP) Operating
4713 | D/R Hydro Co | 52036 | Yough Hydro Power | IPP Non-CHP | PA | GEN2 | 6.1 | Conventional Hydroelectric | WAT | HY | 12 | 1989 |  |  | (OP) Operating
31613 | Washington Cnty Wtr Consv Dist | 52039 | Quail Creek Hydro Plant #1 | IPP Non-CHP | UT | 1 | 2.3 | Conventional Hydroelectric | WAT | HY | 6 | 1985 |  |  | (OP) Operating
19724 | Vanderbilt University | 52048 | Vanderbilt University Power Plant | Commercial CHP | TN | GT1 | 4 | Natural Gas Fired Combustion Turbine | NG | GT | 5 | 2002 |  |  | (OP) Operating
19724 | Vanderbilt University | 52048 | Vanderbilt University Power Plant | Commercial CHP | TN | GT2 | 4 | Natural Gas Fired Combustion Turbine | NG | GT | 7 | 2002 |  |  | (OP) Operating
4277 | Converse Energy Inc | 52049 | Clifton Dam 3 Power Station | IPP Non-CHP | SC | 1H | 0.7 | Conventional Hydroelectric | WAT | HY | 4 | 1987 |  |  | (OP) Operating
4277 | Converse Energy Inc | 52049 | Clifton Dam 3 Power Station | IPP Non-CHP | SC | 2V | 0.5 | Conventional Hydroelectric | WAT | HY | 8 | 1985 |  |  | (OP) Operating
56355 | LES Project Holdings LLC | 52051 | I 95 Municipal Landfill Phase I | IPP Non-CHP | VA | UNT1 | 0.8 | Landfill Gas | LFG | IC | 1 | 1992 |  |  | (OP) Operating
56355 | LES Project Holdings LLC | 52051 | I 95 Municipal Landfill Phase I | IPP Non-CHP | VA | UNT2 | 0.8 | Landfill Gas | LFG | IC | 1 | 1992 |  |  | (OP) Operating
56355 | LES Project Holdings LLC | 52051 | I 95 Municipal Landfill Phase I | IPP Non-CHP | VA | UNT3 | 0.8 | Landfill Gas | LFG | IC | 1 | 1992 |  |  | (OP) Operating
56355 | LES Project Holdings LLC | 52051 | I 95 Municipal Landfill Phase I | IPP Non-CHP | VA | UNT4 | 0.8 | Landfill Gas | LFG | IC | 1 | 1992 |  |  | (OP) Operating
15694 | Rapidan Redevelopment LLC | 52054 | Rapidan Hydro Facility | IPP Non-CHP | MN | GEN1 | 3.2 | Conventional Hydroelectric | WAT | HY | 8 | 1984 |  |  | (OP) Operating
15694 | Rapidan Redevelopment LLC | 52054 | Rapidan Hydro Facility | IPP Non-CHP | MN | GEN2 | 3.2 | Conventional Hydroelectric | WAT | HY | 8 | 1984 |  |  | (OP) Operating
19153 | Nassau Energy Corp | 52056 | Nassau Energy Corp | IPP CHP | NY | GT1 | 43 | Natural Gas Fired Combined Cycle | NG | CT | 3 | 1991 |  |  | (OP) Operating
19153 | Nassau Energy Corp | 52056 | Nassau Energy Corp | IPP CHP | NY | ST1 | 12 | Natural Gas Fired Combined Cycle | NG | CA | 3 | 1991 |  |  | (OP) Operating
19121 | Trafalgar Power Inc | 52057 | Herkimer | IPP Non-CHP | NY | 01 | 0.1 | Conventional Hydroelectric | WAT | HY | 12 | 1987 |  |  | (OS) Out of service and NOT expected to return to service in next calendar year
19121 | Trafalgar Power Inc | 52057 | Herkimer | IPP Non-CHP | NY | 02 | 0.1 | Conventional Hydroelectric | WAT | HY | 12 | 1987 |  |  | (OS) Out of service and NOT expected to return to service in next calendar year
19121 | Trafalgar Power Inc | 52057 | Herkimer | IPP Non-CHP | NY | 03 | 0.1 | Conventional Hydroelectric | WAT | HY | 12 | 1987 |  |  | (OS) Out of service and NOT expected to return to service in next calendar year
19121 | Trafalgar Power Inc | 52057 | Herkimer | IPP Non-CHP | NY | 04 | 0.1 | Conventional Hydroelectric | WAT | HY | 12 | 1987 |  |  | (OS) Out of service and NOT expected to return to service in next calendar year
19121 | Trafalgar Power Inc | 52058 | Ogdensburg | IPP Non-CHP | NY | 01 | 0.2 | Conventional Hydroelectric | WAT | HY | 12 | 1987 |  |  | (OP) Operating
19121 | Trafalgar Power Inc | 52058 | Ogdensburg | IPP Non-CHP | NY | 02 | 0.2 | Conventional Hydroelectric | WAT | HY | 12 | 1987 |  |  | (OP) Operating
19121 | Trafalgar Power Inc | 52058 | Ogdensburg | IPP Non-CHP | NY | 03 | 0.2 | Conventional Hydroelectric | WAT | HY | 12 | 1987 |  |  | (OP) Operating
19121 | Trafalgar Power Inc | 52058 | Ogdensburg | IPP Non-CHP | NY | 04 | 0.2 | Conventional Hydroelectric | WAT | HY | 12 | 1987 |  |  | (OP) Operating
19121 | Trafalgar Power Inc | 52058 | Ogdensburg | IPP Non-CHP | NY | 05 | 0.2 | Conventional Hydroelectric | WAT | HY | 12 | 1987 |  |  | (OP) Operating
8153 | Hartford Steam Co | 52061 | Hartford Hospital Cogeneration | Commercial CHP | CT | GEN2 | 2.4 | Natural Gas Fired Combined Cycle | NG | CA | 7 | 1988 |  |  | (OP) Operating
8153 | Hartford Steam Co | 52061 | Hartford Hospital Cogeneration | Commercial CHP | CT | GEN3 | 5.2 | Natural Gas Fired Combined Cycle | NG | CT | 7 | 1988 |  |  | (OP) Operating
8153 | Hartford Steam Co | 52061 | Hartford Hospital Cogeneration | Commercial CHP | CT | GEN4 | 1.4 | Other Natural Gas | NG | FC | 5 | 2014 |  |  | (OP) Operating
59409 | Eco Services Operations LLC | 52063 | Martinez Sulfuric Acid Regeneration Plt | Industrial CHP | CA | GEN1 | 4 | All Other | OTH | ST | 1 | 1978 |  |  | (OP) Operating
59409 | Eco Services Operations LLC | 52064 | Dominguez Plant | Industrial CHP | CA | GEN1 | 3.5 | Natural Gas Steam Turbine | NG | ST | 8 | 1976 |  |  | (OP) Operating
59409 | Eco Services Operations LLC | 52065 | Houston Plant | Industrial CHP | TX | GEN1 | 5.6 | All Other | OTH | ST | 1 | 1977 |  |  | (OP) Operating
59409 | Eco Services Operations LLC | 52065 | Houston Plant | Industrial CHP | TX | GEN2 | 1.5 | All Other | OTH | ST | 1 | 1970 | 1 | 2022 | (OP) Operating
57280 | Eagle Creek RE LLC | 52068 | Great Falls Hydro Project | IPP Non-CHP | NJ | GEN1 | 3.3 | Conventional Hydroelectric | WAT | HY | 12 | 1985 |  |  | (OP) Operating
57280 | Eagle Creek RE LLC | 52068 | Great Falls Hydro Project | IPP Non-CHP | NJ | GEN2 | 3.3 | Conventional Hydroelectric | WAT | HY | 12 | 1985 |  |  | (OP) Operating
57280 | Eagle Creek RE LLC | 52068 | Great Falls Hydro Project | IPP Non-CHP | NJ | GEN3 | 3.3 | Conventional Hydroelectric | WAT | HY | 12 | 1985 |  |  | (OP) Operating
22337 | Alcoa World Alumina LLC | 52069 | Point Comfort Operations | Industrial CHP | TX | GEN1 | 14.9 | Natural Gas Steam Turbine | NG | ST | 1 | 1958 |  |  | (OP) Operating
22337 | Alcoa World Alumina LLC | 52069 | Point Comfort Operations | Industrial CHP | TX | GEN2 | 14.9 | Natural Gas Steam Turbine | NG | ST | 1 | 1958 |  |  | (OP) Operating
22337 | Alcoa World Alumina LLC | 52069 | Point Comfort Operations | Industrial CHP | TX | GEN3 | 14.9 | Natural Gas Steam Turbine | NG | ST | 1 | 1958 |  |  | (OP) Operating
22337 | Alcoa World Alumina LLC | 52069 | Point Comfort Operations | Industrial CHP | TX | GEN4 | 14 | Natural Gas Steam Turbine | NG | ST | 1 | 1970 |  |  | (OP) Operating
57098 | Sandow Power Co LLC | 52071 | Sandow No 5 | IPP Non-CHP | TX | 5 | 600 | Conventional Steam Coal | LIG | ST | 1 | 2010 |  |  | (OP) Operating
22218 | U S Army-Radford | 52072 | Radford Army Ammunition Plant | Industrial CHP | VA | GEN1 | 5.6 | Conventional Steam Coal | BIT | ST | 1 | 1990 |  |  | (OP) Operating
22218 | U S Army-Radford | 52072 | Radford Army Ammunition Plant | Industrial CHP | VA | GEN2 | 5.6 | Conventional Steam Coal | BIT | ST | 1 | 1990 |  |  | (OP) Operating
22218 | U S Army-Radford | 52072 | Radford Army Ammunition Plant | Industrial CHP | VA | GEN3 | 5.6 | Conventional Steam Coal | BIT | ST | 1 | 1990 |  |  | (OP) Operating
22218 | U S Army-Radford | 52072 | Radford Army Ammunition Plant | Industrial CHP | VA | GEN4 | 5.6 | Conventional Steam Coal | BIT | ST | 1 | 1990 |  |  | (OP) Operating
19524 | University of California-LA | 52073 | UCLA So Campus Cogen Project | Commercial CHP | CA | GEN1 | 12.5 | Natural Gas Fired Combined Cycle | NG | CT | 10 | 1993 |  |  | (OP) Operating
19524 | University of California-LA | 52073 | UCLA So Campus Cogen Project | Commercial CHP | CA | GEN2 | 12.5 | Natural Gas Fired Combined Cycle | NG | CT | 10 | 1993 |  |  | (OP) Operating
19524 | University of California-LA | 52073 | UCLA So Campus Cogen Project | Commercial CHP | CA | GEN3 | 11 | Natural Gas Fired Combined Cycle | NG | CA | 10 | 1993 |  |  | (OP) Operating
54713 | Chevron USA Inc | 52076 | McKittrick Cogen | Industrial CHP | CA | UNIT1 | 4.8 | Natural Gas Fired Combustion Turbine | NG | GT | 6 | 2012 |  |  | (OP) Operating
54713 | Chevron USA Inc | 52076 | McKittrick Cogen | Industrial CHP | CA | UNIT2 | 4.8 | Natural Gas Fired Combustion Turbine | NG | GT | 6 | 2012 |  |  | (OP) Operating
164 | AERA Energy LLC | 52077 | Lost Hills Cogeneration Plant | Industrial CHP | CA | GEN4 | 2.7 | Natural Gas Fired Combustion Turbine | NG | GT | 10 | 1985 |  |  | (OP) Operating
164 | AERA Energy LLC | 52077 | Lost Hills Cogeneration Plant | Industrial CHP | CA | GEN5 | 2.7 | Natural Gas Fired Combustion Turbine | NG | GT | 10 | 1985 |  |  | (OP) Operating
164 | AERA Energy LLC | 52077 | Lost Hills Cogeneration Plant | Industrial CHP | CA | GEN6 | 2.7 | Natural Gas Fired Combustion Turbine | NG | GT | 10 | 1985 |  |  | (OP) Operating
54713 | Chevron USA Inc | 52078 | North Midway Cogen | Industrial CHP | CA | GEN7 | 3 | Natural Gas Fired Combustion Turbine | NG | GT | 10 | 1986 |  |  | (OS) Out of service and NOT expected to return to service in next calendar year
54713 | Chevron USA Inc | 52078 | North Midway Cogen | Industrial CHP | CA | GEN8 | 3 | Natural Gas Fired Combustion Turbine | NG | GT | 10 | 1986 |  |  | (OS) Out of service and NOT expected to return to service in next calendar year
54713 | Chevron USA Inc | 52078 | North Midway Cogen | Industrial CHP | CA | GEN9 | 3 | Natural Gas Fired Combustion Turbine | NG | GT | 10 | 1986 |  |  | (OS) Out of service and NOT expected to return to service in next calendar year
54713 | Chevron USA Inc | 52081 | Cymric 31X Cogen | Industrial CHP | CA | TG1 | 2.7 | Natural Gas Fired Combustion Turbine | NG | GT | 10 | 1988 |  |  | (OP) Operating
54713 | Chevron USA Inc | 52081 | Cymric 31X Cogen | Industrial CHP | CA | TG2 | 2.7 | Natural Gas Fired Combustion Turbine | NG | GT | 10 | 1988 |  |  | (OP) Operating
54713 | Chevron USA Inc | 52082 | Cymric 6Z Cogen | Industrial CHP | CA | TG1 | 2.7 | Natural Gas Fired Combustion Turbine | NG | GT | 7 | 1986 |  |  | (OP) Operating
54713 | Chevron USA Inc | 52082 | Cymric 6Z Cogen | Industrial CHP | CA | TG2 | 2.7 | Natural Gas Fired Combustion Turbine | NG | GT | 7 | 1986 |  |  | (OP) Operating
54713 | Chevron USA Inc | 52083 | Coalinga 6C Cogen | Industrial CHP | CA | TG1 | 2.7 | Natural Gas Fired Combustion Turbine | NG | GT | 9 | 1989 |  |  | (OS) Out of service and NOT expected to return to service in next calendar year
54713 | Chevron USA Inc | 52083 | Coalinga 6C Cogen | Industrial CHP | CA | TG2 | 2.7 | Natural Gas Fired Combustion Turbine | NG | GT | 9 | 1989 |  |  | (OS) Out of service and NOT expected to return to service in next calendar year
54713 | Chevron USA Inc | 52085 | Taft 26C Cogen | Industrial CHP | CA | TG1 | 2.7 | Natural Gas Fired Combustion Turbine | NG | GT | 7 | 1982 |  |  | (OP) Operating
54713 | Chevron USA Inc | 52085 | Taft 26C Cogen | Industrial CHP | CA | TG2 | 2.7 | Natural Gas Fired Combustion Turbine | NG | GT | 7 | 1982 |  |  | (OP) Operating
54713 | Chevron USA Inc | 52085 | Taft 26C Cogen | Industrial CHP | CA | TG3 | 2.7 | Natural Gas Fired Combustion Turbine | NG | GT | 7 | 1982 |  |  | (OP) Operating
54713 | Chevron USA Inc | 52085 | Taft 26C Cogen | Industrial CHP | CA | TG4 | 2.7 | Natural Gas Fired Combustion Turbine | NG | GT | 7 | 1982 |  |  | (OP) Operating
54713 | Chevron USA Inc | 52086 | Coalinga 25D Cogen | Industrial CHP | CA | TG1 | 2.7 | Natural Gas Fired Combustion Turbine | NG | GT | 10 | 1986 |  |  | (OP) Operating
54713 | Chevron USA Inc | 52086 | Coalinga 25D Cogen | Industrial CHP | CA | TG2 | 2.7 | Natural Gas Fired Combustion Turbine | NG | GT | 10 | 1986 |  |  | (OP) Operating
54713 | Chevron USA Inc | 52086 | Coalinga 25D Cogen | Industrial CHP | CA | TG3 | 2.7 | Natural Gas Fired Combustion Turbine | NG | GT | 12 | 1987 |  |  | (OP) Operating
54713 | Chevron USA Inc | 52086 | Coalinga 25D Cogen | Industrial CHP | CA | TG4 | 2.7 | Natural Gas Fired Combustion Turbine | NG | GT | 12 | 1987 |  |  | (OS) Out of service and NOT expected to return to service in next calendar year
19876 | Virginia Electric & Power Co | 52087 | Elizabeth River Power Station | Electric Utility | VA | GEN1 | 116 | Natural Gas Fired Combustion Turbine | NG | GT | 6 | 1992 |  |  | (SB) Standby/Backup: available for service but not normally used
19876 | Virginia Electric & Power Co | 52087 | Elizabeth River Power Station | Electric Utility | VA | GEN2 | 116 | Natural Gas Fired Combustion Turbine | NG | GT | 6 | 1992 |  |  | (SB) Standby/Backup: available for service but not normally used
19876 | Virginia Electric & Power Co | 52087 | Elizabeth River Power Station | Electric Utility | VA | GEN3 | 116 | Natural Gas Fired Combustion Turbine | NG | GT | 6 | 1992 |  |  | (SB) Standby/Backup: available for service but not normally used
22652 | Texas City Cogeneration LLC | 52088 | Texas City Power Plant | IPP CHP | TX | GEN1 | 139 | Natural Gas Fired Combined Cycle | NG | CA | 5 | 1987 |  |  | (OP) Operating
22652 | Texas City Cogeneration LLC | 52088 | Texas City Power Plant | IPP CHP | TX | GEN2 | 104 | Natural Gas Fired Combined Cycle | NG | CT | 5 | 1987 |  |  | (OP) Operating
22652 | Texas City Cogeneration LLC | 52088 | Texas City Power Plant | IPP CHP | TX | GEN3 | 104 | Natural Gas Fired Combined Cycle | NG | CT | 5 | 1987 |  |  | (OP) Operating
22652 | Texas City Cogeneration LLC | 52088 | Texas City Power Plant | IPP CHP | TX | GEN4 | 104 | Natural Gas Fired Combined Cycle | NG | CT | 5 | 1987 |  |  | (OP) Operating
57151 | Celanese Acetate LLC | 52089 | Celanese Acetate LLC | Industrial CHP | VA | GEN1 | 6 | Conventional Steam Coal | BIT | ST | 1 | 1942 |  |  | (OP) Operating
57151 | Celanese Acetate LLC | 52089 | Celanese Acetate LLC | Industrial CHP | VA | GEN2 | 6 | Conventional Steam Coal | BIT | ST | 1 | 1942 |  |  | (OP) Operating
57151 | Celanese Acetate LLC | 52089 | Celanese Acetate LLC | Industrial CHP | VA | GEN3 | 6 | Conventional Steam Coal | BIT | ST | 1 | 1944 |  |  | (OP) Operating
57151 | Celanese Acetate LLC | 52089 | Celanese Acetate LLC | Industrial CHP | VA | GEN4 | 9.2 | Conventional Steam Coal | BIT | ST | 1 | 1966 |  |  | (OP) Operating
13484 | New York Methodist Hospital | 52091 | New York Methodist Hospital | IPP CHP | NY | 3A | 0.7 | Natural Gas Internal Combustion Engine | NG | IC | 1 | 1991 |  |  | (OP) Operating
13484 | New York Methodist Hospital | 52091 | New York Methodist Hospital | IPP CHP | NY | 4C | 0.7 | Natural Gas Internal Combustion Engine | NG | IC | 1 | 1991 |  |  | (OP) Operating
1569 | Berry Petroleum Co | 52096 | Berry Placerita Cogen | Industrial CHP | CA | GEN1 | 19.6 | Natural Gas Fired Combustion Turbine | NG | GT | 3 | 1990 |  |  | (OP) Operating
1569 | Berry Petroleum Co | 52096 | Berry Placerita Cogen | Industrial CHP | CA | GEN2 | 19.6 | Natural Gas Fired Combustion Turbine | NG | GT | 5 | 1990 |  |  | (OP) Operating
14155 | Orange County Sanitation Dist | 52099 | Plant No 2 Orange County | Commercial CHP | CA | GEN1 | 2.7 | Other Waste Biomass | OBG | IC | 6 | 1993 |  |  | (OP) Operating
14155 | Orange County Sanitation Dist | 52099 | Plant No 2 Orange County | Commercial CHP | CA | GEN2 | 2.7 | Other Waste Biomass | OBG | IC | 6 | 1993 |  |  | (OP) Operating
14155 | Orange County Sanitation Dist | 52099 | Plant No 2 Orange County | Commercial CHP | CA | GEN3 | 2.7 | Other Waste Biomass | OBG | IC | 6 | 1993 |  |  | (OP) Operating
14155 | Orange County Sanitation Dist | 52099 | Plant No 2 Orange County | Commercial CHP | CA | GEN4 | 2.7 | Other Waste Biomass | OBG | IC | 6 | 1993 |  |  | (OP) Operating
14155 | Orange County Sanitation Dist | 52099 | Plant No 2 Orange County | Commercial CHP | CA | GEN5 | 2.7 | Other Waste Biomass | OBG | IC | 6 | 1993 |  |  | (OP) Operating
14155 | Orange County Sanitation Dist | 52099 | Plant No 2 Orange County | Commercial CHP | CA | GEN6 | 0.9 | Other Waste Biomass | OBG | ST | 6 | 1993 |  |  | (OP) Operating
54713 | Chevron USA Inc | 52104 | Cymric 36W Cogen | Industrial CHP | CA | GEN1 | 2.7 | Natural Gas Fired Combustion Turbine | NG | GT | 10 | 1982 |  |  | (OP) Operating
54713 | Chevron USA Inc | 52104 | Cymric 36W Cogen | Industrial CHP | CA | GEN2 | 2.7 | Natural Gas Fired Combustion Turbine | NG | GT | 10 | 1982 |  |  | (OP) Operating
54713 | Chevron USA Inc | 52104 | Cymric 36W Cogen | Industrial CHP | CA | GEN3 | 2.7 | Natural Gas Fired Combustion Turbine | NG | GT | 10 | 1982 |  |  | (OP) Operating
54713 | Chevron USA Inc | 52104 | Cymric 36W Cogen | Industrial CHP | CA | GEN4 | 2.7 | Natural Gas Fired Combustion Turbine | NG | GT | 10 | 1982 |  |  | (OP) Operating
18340 | PES | 52106 | Philadelphia Refinery | Industrial CHP | PA | GEN1 | 5.5 | Other Gases | OG | ST | 1 | 1952 |  |  | (OP) Operating
18340 | PES | 52106 | Philadelphia Refinery | Industrial CHP | PA | GEN2 | 6.7 | Other Gases | OG | ST | 1 | 1952 |  |  | (OS) Out of service and NOT expected to return to service in next calendar year
18340 | PES | 52106 | Philadelphia Refinery | Industrial CHP | PA | GEN3 | 7.3 | Other Gases | OG | ST | 1 | 1952 |  |  | (OP) Operating
54713 | Chevron USA Inc | 52107 | Kern River Eastridge Cogen | Industrial CHP | CA | 101A | 20.8 | Natural Gas Fired Combustion Turbine | NG | GT | 6 | 1988 |  |  | (OP) Operating
54713 | Chevron USA Inc | 52107 | Kern River Eastridge Cogen | Industrial CHP | CA | 101B | 20.8 | Natural Gas Fired Combustion Turbine | NG | GT | 6 | 1988 |  |  | (OP) Operating
49732 | Chevron Products Company-Richmond | 52109 | Richmond Cogen | Industrial CHP | CA | GEN1 | 50 | Natural Gas Fired Combined Cycle | NG | CT | 8 | 1992 |  |  | (OP) Operating
49732 | Chevron Products Company-Richmond | 52109 | Richmond Cogen | Industrial CHP | CA | GEN2 | 50 | Natural Gas Fired Combined Cycle | NG | CT | 9 | 1992 |  |  | (OP) Operating
49732 | Chevron Products Company-Richmond | 52109 | Richmond Cogen | Industrial CHP | CA | GEN5 | 30.4 | Other Gases | OG | CA | 3 | 2006 |  |  | (OP) Operating
4361 | Ingredion Inc - Stockton | 52115 | Ingredion Stockton | Industrial CHP | CA | GEN1 | 2.8 | Natural Gas Fired Combustion Turbine | NG | GT | 3 | 1984 |  |  | (OP) Operating
19876 | Virginia Electric & Power Co | 52118 | Multitrade of Pittsylvania LP | Electric Utility | VA | GEN1 | 41.5 | Wood/Wood Waste Biomass | WDS | ST | 6 | 1994 |  |  | (OP) Operating
19876 | Virginia Electric & Power Co | 52118 | Multitrade of Pittsylvania LP | Electric Utility | VA | GEN2 | 41.5 | Wood/Wood Waste Biomass | WDS | ST | 6 | 1994 |  |  | (OP) Operating
5338 | Dow Chemical Co | 52120 | Dow Chemical Texas Operation | Industrial CHP | TX | G-37 | 59.2 | Natural Gas Fired Combustion Turbine | NG | GT | 4 | 1978 |  |  | (OP) Operating
5338 | Dow Chemical Co | 52120 | Dow Chemical Texas Operation | Industrial CHP | TX | G-61 | 68.3 | Natural Gas Fired Combined Cycle | NG | CT | 10 | 1982 |  |  | (OP) Operating
5338 | Dow Chemical Co | 52120 | Dow Chemical Texas Operation | Industrial CHP | TX | G-63 | 68.3 | Natural Gas Fired Combined Cycle | NG | CT | 8 | 1982 |  |  | (OP) Operating
5338 | Dow Chemical Co | 52120 | Dow Chemical Texas Operation | Industrial CHP | TX | G-64 | 50 | Natural Gas Fired Combined Cycle | NG | CA | 9 | 1987 |  |  | (OP) Operating
5338 | Dow Chemical Co | 52120 | Dow Chemical Texas Operation | Industrial CHP | TX | G-65 | 95.2 | Natural Gas Fired Combined Cycle | NG | CA | 2 | 1984 |  |  | (OP) Operating
5338 | Dow Chemical Co | 52120 | Dow Chemical Texas Operation | Industrial CHP | TX | G-66 | 95.6 | Natural Gas Fired Combined Cycle | NG | CT | 12 | 1983 |  |  | (OP) Operating
5338 | Dow Chemical Co | 52120 | Dow Chemical Texas Operation | Industrial CHP | TX | G-67 | 95.6 | Natural Gas Fired Combined Cycle | NG | CT | 3 | 1984 |  |  | (OP) Operating
429 | Occidental Permian Ltd | 52122 | Wasson CO2 Removal Plant | Industrial CHP | TX | GEN1 | 19.1 | Natural Gas Fired Combustion Turbine | NG | GT | 2 | 1988 |  |  | (OP) Operating
56079 | Encore Energy Partners Operating LLC | 52127 | Elk Basin Gasoline Plant | Industrial CHP | WY | GEN1 | 0.8 | Other Gases | OG | ST | 1 | 1948 |  |  | (OP) Operating
56079 | Encore Energy Partners Operating LLC | 52127 | Elk Basin Gasoline Plant | Industrial CHP | WY | GEN2 | 0.8 | Other Gases | OG | ST | 1 | 1948 |  |  | (OP) Operating
44466 | BP PLC | 52130 | Whiting Refinery | Industrial CHP | IN | 31TG | 11.2 | Other Gases | OG | ST | 1 | 1948 |  |  | (OP) Operating
44466 | BP PLC | 52130 | Whiting Refinery | Industrial CHP | IN | 32TG | 11.2 | Other Gases | OG | ST | 1 | 1948 |  |  | (OP) Operating
44466 | BP PLC | 52130 | Whiting Refinery | Industrial CHP | IN | 33TG | 16.4 | Other Gases | OG | ST | 1 | 1955 |  |  | (OP) Operating
44466 | BP PLC | 52130 | Whiting Refinery | Industrial CHP | IN | 34TG | 11.8 | Other Gases | OG | ST | 1 | 1955 |  |  | (OP) Operating
44466 | BP PLC | 52130 | Whiting Refinery | Industrial CHP | IN | 35TG | 38 | Other Gases | OG | ST | 1 | 1980 |  |  | (OP) Operating
17566 | South Houston Green Power LP | 52132 | Power Station 4 | Industrial CHP | TX | GEN1 | 69 | Natural Gas Fired Combined Cycle | NG | CT | 9 | 1986 |  |  | (OP) Operating
17566 | South Houston Green Power LP | 52132 | Power Station 4 | Industrial CHP | TX | GEN2 | 69 | Natural Gas Fired Combined Cycle | NG | CT | 9 | 1986 |  |  | (OP) Operating
17566 | South Houston Green Power LP | 52132 | Power Station 4 | Industrial CHP | TX | GEN3 | 34 | Natural Gas Fired Combined Cycle | NG | CA | 9 | 1986 |  |  | (OS) Out of service and NOT expected to return to service in next calendar year
58553 | PAR Petroleum | 52133 | Tesoro Mandan Cogeneration Plant | Industrial CHP | ND | GEN1 | 2.8 | Other Gases | OG | ST | 10 | 1954 |  |  | (OP) Operating
58553 | PAR Petroleum | 52133 | Tesoro Mandan Cogeneration Plant | Industrial CHP | ND | GEN2 | 2.8 | Other Gases | OG | ST | 10 | 1954 |  |  | (OP) Operating
58553 | PAR Petroleum | 52133 | Tesoro Mandan Cogeneration Plant | Industrial CHP | ND | GEN3 | 2.8 | Other Gases | OG | ST | 5 | 1958 |  |  | (OP) Operating
34691 | Ormat Nevada Inc | 52138 | Steamboat 1A Power Plant | IPP Non-CHP | NV | DE31 | 0.9 | Geothermal | GEO | BT | 12 | 1988 |  |  | (OP) Operating
34691 | Ormat Nevada Inc | 52138 | Steamboat 1A Power Plant | IPP Non-CHP | NV | DE32 | 0.9 | Geothermal | GEO | BT | 12 | 1988 |  |  | (OS) Out of service and NOT expected to return to service in next calendar year
8009 | International Paper Co | 52140 | International Paper Prattville Mill | Industrial CHP | AL | GEN1 | 30 | Wood/Wood Waste Biomass | BLQ | ST | 2 | 1967 |  |  | (OP) Operating
8009 | International Paper Co | 52140 | International Paper Prattville Mill | Industrial CHP | AL | GEN2 | 45.3 | Wood/Wood Waste Biomass | BLQ | ST | 5 | 1980 |  |  | (OP) Operating
19063 | Mojave 3/4/5 LLC | 52142 | Mojave 4 | IPP Non-CHP | CA | GEN1 | 29 | Onshore Wind Turbine | WND | WT | 12 | 1990 |  |  | (OP) Operating |  |  | 0 |  |  | 0
19063 | Mojave 3/4/5 LLC | 52143 | Mojave 3 | IPP Non-CHP | CA | GEN1 | 23.5 | Onshore Wind Turbine | WND | WT | 12 | 1990 |  |  | (OP) Operating | [5 empty] | 0
19063 | Mojave 3/4/5 LLC | 52144 | Mojave 5 | IPP Non-CHP | CA | GEN1 | 22.5 | Onshore Wind Turbine | WND | WT | 12 | 1990 |  |  | (OP) Operating
3221 | CPKelco U S Inc | 52147 | C P Kelco San Diego Plant | Industrial CHP | CA | GEN1 | 8 | Natural Gas Fired Combustion Turbine | NG | GT | 10 | 1983 |  |  | (OP) Operating
3221 | CPKelco U S Inc | 52147 | C P Kelco San Diego Plant | Industrial CHP | CA | GEN2 | 9.3 | Natural Gas Fired Combustion Turbine | NG | GT | 10 | 1983 |  |  | (OP) Operating
3221 | CPKelco U S Inc | 52147 | C P Kelco San Diego Plant | Industrial CHP | CA | GEN3 | 9.3 | Natural Gas Fired Combustion Turbine | NG | GT | 10 | 1983 |  |  | (OP) Operating
12320 | Merck & Co Inc | 52148 | Elkton | Industrial CHP | VA | GEN1 | 1.2 | Natural Gas Steam Turbine | NG | ST | 6 | 1982 |  |  | (OP) Operating
12320 | Merck & Co Inc | 52148 | Elkton | Industrial CHP | VA | GEN2 | 0.8 | Petroleum Liquids | DFO | IC | 6 | 1982 |  |  | (SB) Standby/Backup: available for service but not normally used
12320 | Merck & Co Inc | 52148 | Elkton | Industrial CHP | VA | GEN5 | 0.1 | Natural Gas Steam Turbine | NG | ST | 6 | 1982 |  |  | (OP) Operating
12303 | Merck & Co Inc-West Point | 52149 | West Point (PA) | Industrial CHP | PA | COG3 | 38.5 | Natural Gas Fired Combustion Turbine | NG | GT | 4 | 2001 |  |  | (OP) Operating
12303 | Merck & Co Inc-West Point | 52149 | West Point (PA) | Industrial CHP | PA | GEN2 | 24.5 | Natural Gas Fired Combustion Turbine | NG | GT | 1 | 1989 |  |  | (OP) Operating
12303 | Merck & Co Inc-West Point | 52149 | West Point (PA) | Industrial CHP | PA | GEN3 | 2.4 | Petroleum Liquids | DFO | IC | 1 | 1972 |  |  | (OS) Out of service and NOT expected to return to service in next calendar year
12303 | Merck & Co Inc-West Point | 52149 | West Point (PA) | Industrial CHP | PA | GEN4 | 1.7 | Natural Gas Internal Combustion Engine | NG | IC | 6 | 1995 |  |  | (SB) Standby/Backup: available for service but not normally used
12303 | Merck & Co Inc-West Point | 52149 | West Point (PA) | Industrial CHP | PA | GEN5 | 1.2 | Petroleum Liquids | DFO | IC | 6 | 1994 |  |  | (SB) Standby/Backup: available for service but not normally used
12303 | Merck & Co Inc-West Point | 52149 | West Point (PA) | Industrial CHP | PA | GEN6 | 1.2 | Petroleum Liquids | DFO | IC | 6 | 1993 |  |  | (OS) Out of service and NOT expected to return to service in next calendar year
12303 | Merck & Co Inc-West Point | 52149 | West Point (PA) | Industrial CHP | PA | GEN7 | 0.7 | Natural Gas Internal Combustion Engine | NG | IC | 6 | 1994 |  |  | (OS) Out of service and NOT expected to return to service in next calendar year
12303 | Merck & Co Inc-West Point | 52149 | West Point (PA) | Industrial CHP | PA | GEN8 | 1 | Natural Gas Internal Combustion Engine | NG | IC | 8 | 1999 |  |  | (SB) Standby/Backup: available for service but not normally used
12303 | Merck & Co Inc-West Point | 52149 | West Point (PA) | Industrial CHP | PA | GEN9 | 0.9 | Natural Gas Internal Combustion Engine | NG | IC | 2 | 2004 |  |  | (SB) Standby/Backup: available for service but not normally used
12303 | Merck & Co Inc-West Point | 52149 | West Point (PA) | Industrial CHP | PA | GN10 | 0.9 | Natural Gas Internal Combustion Engine | NG | IC | 2 | 2004 |  |  | (SB) Standby/Backup: available for service but not normally used
12303 | Merck & Co Inc-West Point | 52149 | West Point (PA) | Industrial CHP | PA | GN11 | 0.9 | Petroleum Liquids | DFO | IC | 11 | 2010 |  |  | (SB) Standby/Backup: available for service but not normally used
9424 | International Paper Co-Eastovr | 52151 | International Paper Eastover Facility | Industrial CHP | SC | GEN1 | 46 | Wood/Wood Waste Biomass | BLQ | ST | 4 | 1984 |  |  | (OP) Operating
9424 | International Paper Co-Eastovr | 52151 | International Paper Eastover Facility | Industrial CHP | SC | GEN2 | 57 | Wood/Wood Waste Biomass | BLQ | ST | 6 | 1991 |  |  | (OP) Operating
9348 | International Paper | 52152 | International Paper Franklin Mill | Industrial CHP | VA | GE10 | 38 | Natural Gas Fired Combustion Turbine | NG | GT | 11 | 1997 |  |  | (OP) Operating
9348 | International Paper | 52152 | International Paper Franklin Mill | Industrial CHP | VA | GEN9 | 36.1 | Wood/Wood Waste Biomass | BLQ | ST | 11 | 1977 |  |  | (OP) Operating
11290 | Lacomb Irrigation Dist | 52155 | Lacomb Irrigation District | IPP Non-CHP | OR | GEN1 | 1 | Conventional Hydroelectric | WAT | HY | 12 | 1986 |  |  | (OP) Operating
7160 | Geysers Power Co LLC | 52158 | Aidlin Geothermal Power Plant | IPP Non-CHP | CA | GEN1 | 9 | Geothermal | GEO | ST | 5 | 1989 |  |  | (OP) Operating
7160 | Geysers Power Co LLC | 52158 | Aidlin Geothermal Power Plant | IPP Non-CHP | CA | GEN2 | 9 | Geothermal | GEO | ST | 5 | 1989 |  |  | (OP) Operating
2770 | Terra-Gen Operating Co LLC | 52160 | Victory Garden Phase IV LLC | IPP Non-CHP | CA | WGNS | 22 | Onshore Wind Turbine | WND | WT | 5 | 1990 |  |  | (OP) Operating
2770 | Terra-Gen Operating Co LLC | 52161 | Terra-Gen 251 Wind LLC | IPP Non-CHP | CA | WGNS | 18.4 | Onshore Wind Turbine | WND | WT | 1 | 1987 |  |  | (OP) Operating
19740 | AES Wind Generation Inc | 52162 | 85 A | IPP Non-CHP | CA | WGNS | 14.1 | Onshore Wind Turbine | WND | WT | 1 | 1985 |  |  | (OP) Operating
19740 | AES Wind Generation Inc | 52163 | 85 B | IPP Non-CHP | CA | WTGN | 21.2 | Onshore Wind Turbine | WND | WT | 1 | 1985 |  |  | (OP) Operating
19740 | AES Wind Generation Inc | 52165 | Helzel & Schwarzhoff 88 Wind Farm | IPP Non-CHP | CA | WGNS | 1.8 | Onshore Wind Turbine | WND | WT | 12 | 1986 |  |  | (OP) Operating
59386 | Ampersand Collins Hydro LLC | 52166 | Collins Facility | IPP Non-CHP | MA | 1 | 0.8 | Conventional Hydroelectric | WAT | HY | 3 | 1985 |  |  | (OP) Operating
59386 | Ampersand Collins Hydro LLC | 52166 | Collins Facility | IPP Non-CHP | MA | 2 | 0.8 | Conventional Hydroelectric | WAT | HY | 3 | 1985 |  |  | (OP) Operating
24210 | Riverbay Corp | 52168 | Riverbay | Commercial CHP | NY | GEN2 | 13.8 | Natural Gas Steam Turbine | NG | ST | 3 | 2011 |  |  | (OP) Operating
24210 | Riverbay Corp | 52168 | Riverbay | Commercial CHP | NY | GEN3 | 11.1 | Natural Gas Fired Combustion Turbine | NG | GT | 3 | 2011 |  |  | (OP) Operating
24210 | Riverbay Corp | 52168 | Riverbay | Commercial CHP | NY | GEN4 | 11.1 | Natural Gas Fired Combustion Turbine | NG | GT | 3 | 2011 |  |  | (OP) Operating
24210 | Riverbay Corp | 52168 | Riverbay | Commercial CHP | NY | U0007 | 1.5 | Petroleum Liquids | DFO | IC | 6 | 2011 |  |  | (SB) Standby/Backup: available for service but not normally used
12687 | Midway-Sunset Cogeneration Co | 52169 | Midway Sunset Cogen | Industrial CHP | CA | A | 73 | Natural Gas Fired Combustion Turbine | NG | GT | 5 | 1989 |  |  | (OP) Operating
12687 | Midway-Sunset Cogeneration Co | 52169 | Midway Sunset Cogen | Industrial CHP | CA | B | 73 | Natural Gas Fired Combustion Turbine | NG | GT | 5 | 1989 |  |  | (OP) Operating
12687 | Midway-Sunset Cogeneration Co | 52169 | Midway Sunset Cogen | Industrial CHP | CA | C | 73 | Natural Gas Fired Combustion Turbine | NG | GT | 5 | 1989 |  |  | (OP) Operating
56838 | KEI (Maine) Power Management (III) LLC | 52171 | Upper Barker | IPP Non-CHP | ME | GEN1 | 1 | Conventional Hydroelectric | WAT | HY | 5 | 1987 |  |  | (OP) Operating
42659 | Pennsylvania Renewable Resources | 52173 | Conemaugh Hydro Plant | IPP Non-CHP | PA | GEN1 | 2 | Conventional Hydroelectric | WAT | HY | 2 | 1989 |  |  | (OP) Operating
42659 | Pennsylvania Renewable Resources | 52173 | Conemaugh Hydro Plant | IPP Non-CHP | PA | GEN2 | 2 | Conventional Hydroelectric | WAT | HY | 2 | 1989 |  |  | (OP) Operating
56677 | Magma Energy US Corp | 52174 | Soda Lake Geothermal No I II | IPP Non-CHP | NV | OE11 | 0.8 | Geothermal | GEO | ST | 12 | 1987 |  |  | (OP) Operating
56677 | Magma Energy US Corp | 52174 | Soda Lake Geothermal No I II | IPP Non-CHP | NV | OE12 | 0.9 | Geothermal | GEO | ST | 12 | 1987 |  |  | (OP) Operating
56677 | Magma Energy US Corp | 52174 | Soda Lake Geothermal No I II | IPP Non-CHP | NV | OE13 | 0.9 | Geothermal | GEO | ST | 12 | 1987 |  |  | (OP) Operating
56677 | Magma Energy US Corp | 52174 | Soda Lake Geothermal No I II | IPP Non-CHP | NV | OE21 | 1.1 | Geothermal | GEO | ST | 10 | 1990 |  |  | (OP) Operating
56677 | Magma Energy US Corp | 52174 | Soda Lake Geothermal No I II | IPP Non-CHP | NV | OEC1 | 1.2 | Geothermal | GEO | ST | 10 | 1990 |  |  | (OP) Operating
56677 | Magma Energy US Corp | 52174 | Soda Lake Geothermal No I II | IPP Non-CHP | NV | OEC2 | 1.2 | Geothermal | GEO | ST | 10 | 1990 |  |  | (OP) Operating
56677 | Magma Energy US Corp | 52174 | Soda Lake Geothermal No I II | IPP Non-CHP | NV | OEC3 | 1.3 | Geothermal | GEO | ST | 10 | 1990 |  |  | (OP) Operating
56677 | Magma Energy US Corp | 52174 | Soda Lake Geothermal No I II | IPP Non-CHP | NV | OEC4 | 1.3 | Geothermal | GEO | ST | 10 | 1990 |  |  | (OP) Operating
56677 | Magma Energy US Corp | 52174 | Soda Lake Geothermal No I II | IPP Non-CHP | NV | OEC5 | 1.3 | Geothermal | GEO | ST | 10 | 1990 |  |  | (OP) Operating
56677 | Magma Energy US Corp | 52174 | Soda Lake Geothermal No I II | IPP Non-CHP | NV | OEC6 | 1.3 | Geothermal | GEO | ST | 10 | 1990 |  |  | (OP) Operating
7168 | CITGO Petroleum Corp | 52175 | CITGO Refinery Powerhouse | Industrial CHP | LA | GEN1 | 0 | Other Gases | OG | ST | 1 | 1942 |  |  | (OS) Out of service and NOT expected to return to service in next calendar year
7168 | CITGO Petroleum Corp | 52175 | CITGO Refinery Powerhouse | Industrial CHP | LA | GEN2 | 5.6 | Other Gases | OG | ST | 1 | 1942 |  |  | (OP) Operating
7168 | CITGO Petroleum Corp | 52175 | CITGO Refinery Powerhouse | Industrial CHP | LA | GEN3 | 19.6 | Other Gases | OG | ST | 3 | 1969 |  |  | (OP) Operating
15300 | Power Resources Ltd | 52176 | C R Wing Cogen Plant | IPP CHP | TX | GEN1 | 71 | Natural Gas Fired Combined Cycle | NG | CT | 7 | 1987 |  |  | (OP) Operating
15300 | Power Resources Ltd | 52176 | C R Wing Cogen Plant | IPP CHP | TX | GEN2 | 71 | Natural Gas Fired Combined Cycle | NG | CT | 7 | 1987 |  |  | (OP) Operating
15300 | Power Resources Ltd | 52176 | C R Wing Cogen Plant | IPP CHP | TX | GEN3 | 70 | Natural Gas Fired Combined Cycle | NG | CA | 4 | 1988 |  |  | (OP) Operating
18617 | Tesoro Alaska Company LLC | 52184 | Tesoro Kenai Cogeneration Plant | Industrial CHP | AK | GEN1 | 4.2 | Natural Gas Fired Combustion Turbine | NG | GT | 11 | 1988 |  |  | (OP) Operating
18617 | Tesoro Alaska Company LLC | 52184 | Tesoro Kenai Cogeneration Plant | Industrial CHP | AK | GEN2 | 4.2 | Natural Gas Fired Combustion Turbine | NG | GT | 11 | 1988 |  |  | (OP) Operating
20323 | Wellhead Services Inc | 52186 | Yuba City Cogen Partners | IPP CHP | CA | GEN1 | 48.7 | Natural Gas Fired Combustion Turbine | NG | GT | 12 | 1990 |  |  | (OP) Operating
6359 | Falls Creek Hydropower LP | 52187 | Falls Creek | IPP Non-CHP | OR | GE-1 | 3.9 | Conventional Hydroelectric | WAT | HY | 12 | 1984 |  |  | (OP) Operating
56605 | Delaware City Refining Company LLC | 52193 | Delaware City Plant | Industrial CHP | DE | CT1 | 65 | Natural Gas Fired Combustion Turbine | NG | GT | 5 | 2000 |  |  | (OP) Operating
56605 | Delaware City Refining Company LLC | 52193 | Delaware City Plant | Industrial CHP | DE | CT2 | 65 | Natural Gas Fired Combustion Turbine | NG | GT | 5 | 2000 |  |  | (OP) Operating
56605 | Delaware City Refining Company LLC | 52193 | Delaware City Plant | Industrial CHP | DE | G1 | 29.5 | Other Gases | OG | ST | 10 | 1956 |  |  | (OP) Operating
56605 | Delaware City Refining Company LLC | 52193 | Delaware City Plant | Industrial CHP | DE | G2 | 29.5 | Other Gases | OG | ST | 10 | 1956 |  |  | (OP) Operating
56605 | Delaware City Refining Company LLC | 52193 | Delaware City Plant | Industrial CHP | DE | G3 | 66 | Other Gases | OG | ST | 11 | 1961 |  |  | (OP) Operating
56605 | Delaware City Refining Company LLC | 52193 | Delaware City Plant | Industrial CHP | DE | G4 | 10 | Other Gases | OG | ST | 6 | 1982 |  |  | (OP) Operating
57165 | Otay Landfill Gas LLC | 52204 | Otay | IPP Non-CHP | CA | OTA1 | 1.7 | Landfill Gas | LFG | IC | 12 | 1986 |  |  | (OP) Operating
57165 | Otay Landfill Gas LLC | 52204 | Otay | IPP Non-CHP | CA | OTA2 | 1.7 | Landfill Gas | LFG | IC | 4 | 1991 |  |  | (OP) Operating
57165 | Otay Landfill Gas LLC | 52204 | Otay | IPP Non-CHP | CA | OTA3 | 3.2 | Landfill Gas | LFG | IC | 12 | 2006 |  |  | (OP) Operating
57165 | Otay Landfill Gas LLC | 52204 | Otay | IPP Non-CHP | CA | OTA5 | 1.5 | Landfill Gas | LFG | IC | 6 | 2013 |  |  | (OP) Operating
57165 | Otay Landfill Gas LLC | 52204 | Otay | IPP Non-CHP | CA | OTA6 | 1.5 | Landfill Gas | LFG | IC | 6 | 2013 |  |  | (OP) Operating
17610 | SP Fiber Technologies LLC | 54004 | Dublin Mill | Industrial CHP | GA | GEN1 | 44 | All Other | TDF | ST | 7 | 1989 |  |  | (OP) Operating
17610 | SP Fiber Technologies LLC | 54004 | Dublin Mill | Industrial CHP | GA | GEN2 | 40 | Natural Gas Fired Combustion Turbine | NG | GT | 6 | 1989 |  |  | (OP) Operating
12380 | Montana Dept-Natural Res&Consv | 54006 | Broadwater Power Project | IPP Non-CHP | MT | GEN1 | 9.7 | Conventional Hydroelectric | WAT | HY | 6 | 1989 |  |  | (OP) Operating
57224 | MM West Covina Energy LLC | 54015 | MM West Covina | IPP Non-CHP | CA | GEN2 | 5.4 | Landfill Gas | LFG | ST | 6 | 1993 |  |  | (OP) Operating
57224 | MM West Covina Energy LLC | 54015 | MM West Covina | IPP Non-CHP | CA | GEN3 | 4.4 | Landfill Gas | LFG | GT | 4 | 1999 |  |  | (OS) Out of service and NOT expected to return to service in next calendar year
11295 | Los Angeles County-San Gabriel | 54017 | San Gabriel Hydro Project | IPP Non-CHP | CA | U1 | 3.7 | Conventional Hydroelectric | WAT | HY | 12 | 1987 |  |  | (OP) Operating
11295 | Los Angeles County-San Gabriel | 54017 | San Gabriel Hydro Project | IPP Non-CHP | CA | U2 | 1.1 | Conventional Hydroelectric | WAT | HY | 12 | 1987 |  |  | (OP) Operating
54842 | WM Renewable Energy LLC | 54033 | Wheelabrator North Broward | IPP Non-CHP | FL | GEN1 | 56 | Municipal Solid Waste | MSW | ST | 7 | 1991 |  |  | (OP) Operating
6838 | CCI Rensselaer LLC | 54034 | Rensselaer Cogen | IPP Non-CHP | NY | GEN1 | 47 | Natural Gas Fired Combined Cycle | NG | CT | 4 | 1994 |  |  | (OP) Operating
6838 | CCI Rensselaer LLC | 54034 | Rensselaer Cogen | IPP Non-CHP | NY | GEN2 | 33.4 | Natural Gas Fired Combined Cycle | NG | CA | 4 | 1994 |  |  | (OP) Operating
55808 | Westmoreland Partners | 54035 | Roanoke Valley Energy Facililty I | IPP CHP | NC | GEN1 | 165 | Conventional Steam Coal | BIT | ST | 3 | 1994 |  |  | (OP) Operating
34691 | Ormat Nevada Inc | 54038 | Geo East Mesa II | IPP Non-CHP | CA | GEN1 | 13.5 | Geothermal | GEO | ST | 4 | 1989 |  |  | (OP) Operating
11127 | Lockport Energy Associates LP | 54041 | Lockport Energy Associates LP | IPP CHP | NY | GEN1 | 42.6 | Natural Gas Fired Combined Cycle | NG | CT | 7 | 1992 |  |  | (OP) Operating
11127 | Lockport Energy Associates LP | 54041 | Lockport Energy Associates LP | IPP CHP | NY | GEN2 | 42.6 | Natural Gas Fired Combined Cycle | NG | CT | 7 | 1992 |  |  | (OP) Operating
11127 | Lockport Energy Associates LP | 54041 | Lockport Energy Associates LP | IPP CHP | NY | GEN3 | 42.6 | Natural Gas Fired Combined Cycle | NG | CT | 7 | 1992 |  |  | (OP) Operating
11127 | Lockport Energy Associates LP | 54041 | Lockport Energy Associates LP | IPP CHP | NY | GEN4 | 75.2 | Natural Gas Fired Combined Cycle | NG | CA | 9 | 1992 |  |  | (OP) Operating
19528 | University of Illinois | 54044 | University of Illinois Cogen Facility | Commercial CHP | IL | CT1 | 6.4 | Natural Gas Fired Combustion Turbine | NG | GT | 1 | 2002 |  |  | (OP) Operating
19528 | University of Illinois | 54044 | University of Illinois Cogen Facility | Commercial CHP | IL | CT2 | 6.4 | Natural Gas Fired Combustion Turbine | NG | GT | 1 | 2002 |  |  | (OP) Operating
19528 | University of Illinois | 54044 | University of Illinois Cogen Facility | Commercial CHP | IL | CT3 | 6.4 | Natural Gas Fired Combustion Turbine | NG | GT | 1 | 2002 |  |  | (OP) Operating
19528 | University of Illinois | 54044 | University of Illinois Cogen Facility | Commercial CHP | IL | GEN1 | 6.3 | Natural Gas Internal Combustion Engine | NG | IC | 4 | 1993 |  |  | (OP) Operating
19528 | University of Illinois | 54044 | University of Illinois Cogen Facility | Commercial CHP | IL | GEN2 | 6.3 | Natural Gas Internal Combustion Engine | NG | IC | 5 | 1993 |  |  | (OP) Operating
19528 | University of Illinois | 54044 | University of Illinois Cogen Facility | Commercial CHP | IL | GEN3 | 3.7 | Natural Gas Internal Combustion Engine | NG | IC | 7 | 2000 |  |  | (OS) Out of service and NOT expected to return to service in next calendar year
19528 | University of Illinois | 54044 | University of Illinois Cogen Facility | Commercial CHP | IL | GEN4 | 3.7 | Natural Gas Internal Combustion Engine | NG | IC | 7 | 2000 |  |  | (OS) Out of service and NOT expected to return to service in next calendar year
19528 | University of Illinois | 54044 | University of Illinois Cogen Facility | Commercial CHP | IL | RE1 | 5.5 | Natural Gas Internal Combustion Engine | NG | IC | 1 | 2002 |  |  | (OA) Out of service but expected to return to service in next calendar year
19528 | University of Illinois | 54044 | University of Illinois Cogen Facility | Commercial CHP | IL | RE2 | 5.5 | Natural Gas Internal Combustion Engine | NG | IC | 1 | 2002 |  |  | (OP) Operating
19528 | University of Illinois | 54044 | University of Illinois Cogen Facility | Commercial CHP | IL | RE3 | 5.5 | Natural Gas Internal Combustion Engine | NG | IC | 1 | 2002 |  |  | (OP) Operating
14584 | Pawtucket Power Associates LP | 54056 | Pawtucket Power Associates | IPP Non-CHP | RI | GEN1 | 33 | Natural Gas Fired Combined Cycle | NG | CT | 12 | 1990 |  |  | (OP) Operating
14584 | Pawtucket Power Associates LP | 54056 | Pawtucket Power Associates | IPP Non-CHP | RI | GEN2 | 27 | Natural Gas Fired Combined Cycle | NG | CA | 12 | 1990 |  |  | (OP) Operating
16073 | Riverview Energy Systems | 54057 | Riverview Energy Systems | IPP Non-CHP | MI | GEN1 | 2.8 | Landfill Gas | LFG | GT | 1 | 1988 |  |  | (OP) Operating
16073 | Riverview Energy Systems | 54057 | Riverview Energy Systems | IPP Non-CHP | MI | GEN2 | 2.8 | Landfill Gas | LFG | GT | 1 | 1988 |  |  | (OP) Operating
9261 | Indeck-Olean Ltd Partnership | 54076 | Indeck Olean Energy Center | IPP CHP | NY | GEN1 | 31.4 | Natural Gas Fired Combined Cycle | NG | CT | 1 | 1994 |  |  | (OP) Operating
9261 | Indeck-Olean Ltd Partnership | 54076 | Indeck Olean Energy Center | IPP CHP | NY | GEN2 | 44.6 | Natural Gas Fired Combined Cycle | NG | CA | 1 | 1994 |  |  | (OP) Operating
55740 | Spruance Genco LLC | 54081 | Spruance Genco LLC | IPP CHP | VA | GEN1 | 52.5 | Conventional Steam Coal | BIT | ST | 5 | 1992 |  |  | (OP) Operating
55740 | Spruance Genco LLC | 54081 | Spruance Genco LLC | IPP CHP | VA | GEN2 | 52.5 | Conventional Steam Coal | BIT | ST | 5 | 1992 |  |  | (OP) Operating
55740 | Spruance Genco LLC | 54081 | Spruance Genco LLC | IPP CHP | VA | GEN3 | 42.5 | Conventional Steam Coal | BIT | ST | 8 | 1992 |  |  | (OP) Operating
55740 | Spruance Genco LLC | 54081 | Spruance Genco LLC | IPP CHP | VA | GEN4 | 42.5 | Conventional Steam Coal | BIT | ST | 8 | 1992 |  |  | (OP) Operating
55738 | Verso Paper Androscoggin LLC | 54085 | Androscoggin Mill | Industrial CHP | ME | GEN1 | 25 | Wood/Wood Waste Biomass | BLQ | ST | 1 | 1964 |  |  | (OP) Operating
55738 | Verso Paper Androscoggin LLC | 54085 | Androscoggin Mill | Industrial CHP | ME | GEN2 | 25 | Wood/Wood Waste Biomass | BLQ | ST | 1 | 1966 |  |  | (OP) Operating
55738 | Verso Paper Androscoggin LLC | 54085 | Androscoggin Mill | Industrial CHP | ME | GEN3 | 30 | Wood/Wood Waste Biomass | BLQ | ST | 1 | 1974 |  |  | (OP) Operating
9390 | International Paper Co-GT Mill | 54087 | International Paper Georgetown Mill | Industrial CHP | SC | GEN1 | 23.8 | Wood/Wood Waste Biomass | BLQ | ST | 1 | 1966 |  |  | (OP) Operating
9390 | International Paper Co-GT Mill | 54087 | International Paper Georgetown Mill | Industrial CHP | SC | GEN2 | 27.4 | Wood/Wood Waste Biomass | WDS | ST | 9 | 1984 |  |  | (OP) Operating
9390 | International Paper Co-GT Mill | 54087 | International Paper Georgetown Mill | Industrial CHP | SC | GEN3 | 37.7 | Wood/Wood Waste Biomass | WDS | ST | 9 | 1984 |  |  | (OP) Operating
9312 | IPC-Mansfield Mill | 54091 | Mansfield Mill | Industrial CHP | LA | GEN1 | 24.6 | Wood/Wood Waste Biomass | BLQ | ST | 10 | 1981 |  |  | (OP) Operating
9312 | IPC-Mansfield Mill | 54091 | Mansfield Mill | Industrial CHP | LA | GEN2 | 25.6 | Wood/Wood Waste Biomass | BLQ | ST | 12 | 1981 |  |  | (OP) Operating
9312 | IPC-Mansfield Mill | 54091 | Mansfield Mill | Industrial CHP | LA | GEN3 | 22.1 | Wood/Wood Waste Biomass | BLQ | ST | 12 | 1981 |  |  | (OP) Operating
9312 | IPC-Mansfield Mill | 54091 | Mansfield Mill | Industrial CHP | LA | GEN4 | 29 | Natural Gas Fired Combustion Turbine | NG | GT | 8 | 1995 |  |  | (OP) Operating
9393 | International Paper Co-Riverdl | 54096 | International Paper Riverdale Mill | Industrial CHP | AL | GEN1 | 11.6 | Natural Gas Steam Turbine | NG | ST | 1 | 1967 |  |  | (OP) Operating
9393 | International Paper Co-Riverdl | 54096 | International Paper Riverdale Mill | Industrial CHP | AL | GEN2 | 37.4 | Natural Gas Steam Turbine | NG | ST | 1 | 1985 |  |  | (OP) Operating
9393 | International Paper Co-Riverdl | 54096 | International Paper Riverdale Mill | Industrial CHP | AL | GEN3 | 17 | Natural Gas Fired Combined Cycle | NG | CA | 11 | 1994 |  |  | (OP) Operating
9393 | International Paper Co-Riverdl | 54096 | International Paper Riverdale Mill | Industrial CHP | AL | GEN4 | 38.2 | Natural Gas Fired Combined Cycle | NG | CT | 11 | 1994 |  |  | (SB) Standby/Backup: available for service but not normally used
9385 | International Paper Co | 54097 | International Paper Texarkana Mill | Industrial CHP | TX | GEN1 | 25 | Wood/Wood Waste Biomass | BLQ | ST | 1 | 1972 |  |  | (OP) Operating
9385 | International Paper Co | 54097 | International Paper Texarkana Mill | Industrial CHP | TX | GEN2 | 40 | Wood/Wood Waste Biomass | BLQ | ST | 1 | 1977 |  |  | (OP) Operating
54738 | Thilmany LLC | 54098 | Kaukauna Paper Mill | Industrial CHP | WI | GEN1 | 6 | Wood/Wood Waste Biomass | BLQ | ST | 1 | 1951 |  |  | (OP) Operating
54738 | Thilmany LLC | 54098 | Kaukauna Paper Mill | Industrial CHP | WI | GEN2 | 11 | Wood/Wood Waste Biomass | BLQ | ST | 1 | 1977 |  |  | (OP) Operating
54738 | Thilmany LLC | 54098 | Kaukauna Paper Mill | Industrial CHP | WI | GEN3 | 15.6 | Wood/Wood Waste Biomass | BLQ | ST | 1 | 1962 |  |  | (OP) Operating
54738 | Thilmany LLC | 54098 | Kaukauna Paper Mill | Industrial CHP | WI | GEN4 | 12 | Conventional Steam Coal | BIT | ST | 1 | 1967 |  |  | (OP) Operating
9350 | IPC-Ticonderoga | 54099 | Ticonderoga Mill | Industrial CHP | NY | GEN1 | 41 | Petroleum Liquids | RFO | ST | 1 | 1970 |  |  | (OP) Operating
9382 | International Paper Co-Vicksbg | 54100 | International Paper Vicksburg Mill | Industrial CHP | MS | GEN1 | 1.5 | Wood/Wood Waste Biomass | BLQ | ST | 1 | 1967 |  |  | (OP) Operating
9382 | International Paper Co-Vicksbg | 54100 | International Paper Vicksburg Mill | Industrial CHP | MS | GEN2 | 37 | Wood/Wood Waste Biomass | BLQ | ST | 1 | 1967 |  |  | (OP) Operating
7172 | Georgia-PacificCedar Springs LLC | 54101 | Georgia-Pacific Cedar Springs | Industrial CHP | GA | GEN1 | 45 | Wood/Wood Waste Biomass | BLQ | ST | 10 | 1963 |  |  | (OP) Operating
7172 | Georgia-PacificCedar Springs LLC | 54101 | Georgia-Pacific Cedar Springs | Industrial CHP | GA | GEN2 | 45 | Wood/Wood Waste Biomass | BLQ | ST | 8 | 1965 |  |  | (OP) Operating
5033 | Domtar Industries Inc | 54103 | Port Edwards Mill | Industrial Non-CHP | WI | HG1 | 0.4 | Conventional Hydroelectric | WAT | HY | 1 | 1913 |  |  | (SB) Standby/Backup: available for service but not normally used
5033 | Domtar Industries Inc | 54103 | Port Edwards Mill | Industrial Non-CHP | WI | HG2 | 0.4 | Conventional Hydroelectric | WAT | HY | 1 | 1913 |  |  | (OP) Operating
5033 | Domtar Industries Inc | 54103 | Port Edwards Mill | Industrial Non-CHP | WI | HG3 | 0.4 | Conventional Hydroelectric | WAT | HY | 1 | 1913 |  |  | (OP) Operating
5033 | Domtar Industries Inc | 54103 | Port Edwards Mill | Industrial Non-CHP | WI | HG4 | 0.4 | Conventional Hydroelectric | WAT | HY | 1 | 1913 |  |  | (OP) Operating
5033 | Domtar Industries Inc | 54103 | Port Edwards Mill | Industrial Non-CHP | WI | HG5 | 0.8 | Conventional Hydroelectric | WAT | HY | 1 | 1926 |  |  | (OP) Operating
5033 | Domtar Industries Inc | 54103 | Port Edwards Mill | Industrial Non-CHP | WI | HG6 | 0.8 | Conventional Hydroelectric | WAT | HY | 1 | 1926 |  |  | (OP) Operating
5033 | Domtar Industries Inc | 54103 | Port Edwards Mill | Industrial Non-CHP | WI | JHG1 | 1.2 | Conventional Hydroelectric | WAT | HY | 1 | 1926 |  |  | (OP) Operating
5033 | Domtar Industries Inc | 54103 | Port Edwards Mill | Industrial Non-CHP | WI | JHG2 | 0.6 | Conventional Hydroelectric | WAT | HY | 1 | 1938 |  |  | (OP) Operating
5033 | Domtar Industries Inc | 54103 | Port Edwards Mill | Industrial Non-CHP | WI | JHG3 | 0.6 | Conventional Hydroelectric | WAT | HY | 1 | 1939 |  |  | (OP) Operating
5033 | Domtar Industries Inc | 54103 | Port Edwards Mill | Industrial Non-CHP | WI | JHG4 | 0.4 | Conventional Hydroelectric | WAT | HY | 1 | 1943 |  |  | (SB) Standby/Backup: available for service but not normally used
5033 | Domtar Industries Inc | 54103 | Port Edwards Mill | Industrial Non-CHP | WI | JHG5 | 0.6 | Conventional Hydroelectric | WAT | HY | 1 | 1977 |  |  | (OP) Operating
5262 | Domtar Industries Inc | 54104 | Ashdown | Industrial CHP | AR | GEN1 | 17 | Wood/Wood Waste Biomass | BLQ | ST | 1 | 1968 |  |  | (OP) Operating
5262 | Domtar Industries Inc | 54104 | Ashdown | Industrial CHP | AR | GEN2 | 40 | Wood/Wood Waste Biomass | BLQ | ST | 10 | 1979 |  |  | (OP) Operating
5262 | Domtar Industries Inc | 54104 | Ashdown | Industrial CHP | AR | GEN3 | 33 | Wood/Wood Waste Biomass | BLQ | ST | 4 | 1991 |  |  | (OP) Operating
5262 | Domtar Industries Inc | 54104 | Ashdown | Industrial CHP | AR | GEN4 | 38 | Wood/Wood Waste Biomass | BLQ | ST | 4 | 1991 |  |  | (OP) Operating
49748 | ORCAL Geothermal, Inc | 54111 | Second Imperial Geothermal | IPP Non-CHP | CA | GE10 | 3.8 | Geothermal | GEO | BT | 6 | 1993 |  |  | (OP) Operating
49748 | ORCAL Geothermal, Inc | 54111 | Second Imperial Geothermal | IPP Non-CHP | CA | GE11 | 3.8 | Geothermal | GEO | BT | 6 | 1993 |  |  | (OP) Operating
49748 | ORCAL Geothermal, Inc | 54111 | Second Imperial Geothermal | IPP Non-CHP | CA | GE12 | 3.8 | Geothermal | GEO | BT | 6 | 1993 |  |  | (OP) Operating
49748 | ORCAL Geothermal, Inc | 54111 | Second Imperial Geothermal | IPP Non-CHP | CA | GE13 | 2 | Geothermal | GEO | BT | 1 | 2006 |  |  | (OP) Operating
49748 | ORCAL Geothermal, Inc | 54111 | Second Imperial Geothermal | IPP Non-CHP | CA | GEN1 | 3 | Geothermal | GEO | BT | 6 | 1993 |  |  | (OP) Operating
49748 | ORCAL Geothermal, Inc | 54111 | Second Imperial Geothermal | IPP Non-CHP | CA | GEN14 | 12 | Geothermal | GEO | BT | 4 | 2008 |  |  | (OP) Operating
49748 | ORCAL Geothermal, Inc | 54111 | Second Imperial Geothermal | IPP Non-CHP | CA | GEN2 | 3 | Geothermal | GEO | BT | 6 | 1993 |  |  | (OP) Operating
49748 | ORCAL Geothermal, Inc | 54111 | Second Imperial Geothermal | IPP Non-CHP | CA | GEN3 | 3 | Geothermal | GEO | BT | 6 | 1993 |  |  | (OP) Operating
49748 | ORCAL Geothermal, Inc | 54111 | Second Imperial Geothermal | IPP Non-CHP | CA | GEN4 | 3 | Geothermal | GEO | BT | 6 | 1993 |  |  | (OP) Operating
49748 | ORCAL Geothermal, Inc | 54111 | Second Imperial Geothermal | IPP Non-CHP | CA | GEN5 | 3 | Geothermal | GEO | BT | 6 | 1993 |  |  | (OP) Operating
49748 | ORCAL Geothermal, Inc | 54111 | Second Imperial Geothermal | IPP Non-CHP | CA | GEN6 | 3 | Geothermal | GEO | BT | 6 | 1993 |  |  | (OP) Operating
49748 | ORCAL Geothermal, Inc | 54111 | Second Imperial Geothermal | IPP Non-CHP | CA | GEN7 | 3.8 | Geothermal | GEO | BT | 6 | 1993 |  |  | (OP) Operating
49748 | ORCAL Geothermal, Inc | 54111 | Second Imperial Geothermal | IPP Non-CHP | CA | GEN8 | 3.8 | Geothermal | GEO | BT | 6 | 1993 |  |  | (OP) Operating
49748 | ORCAL Geothermal, Inc | 54111 | Second Imperial Geothermal | IPP Non-CHP | CA | GEN9 | 3.8 | Geothermal | GEO | BT | 6 | 1993 |  |  | (OP) Operating
10349 | KIAC Partners | 54114 | Kennedy International Airport Cogen | IPP CHP | NY | GEN1 | 50 | Natural Gas Fired Combined Cycle | NG | CT | 12 | 1994 |  |  | (OP) Operating
10349 | KIAC Partners | 54114 | Kennedy International Airport Cogen | IPP CHP | NY | GEN2 | 49.7 | Natural Gas Fired Combined Cycle | NG | CT | 12 | 1994 |  |  | (OP) Operating
10349 | KIAC Partners | 54114 | Kennedy International Airport Cogen | IPP CHP | NY | GEN3 | 26.5 | Natural Gas Fired Combined Cycle | NG | CA | 1 | 1995 |  |  | (OP) Operating
56839 | KEI (Maine) Power Management (IV) LLC | 54123 | Mechanic Falls | IPP Non-CHP | ME | GEN1 | 1 | Conventional Hydroelectric | WAT | HY | 4 | 1986 |  |  | (OP) Operating
56839 | KEI (Maine) Power Management (IV) LLC | 54123 | Mechanic Falls | IPP Non-CHP | ME | GEN2 | 0.4 | Conventional Hydroelectric | WAT | HY | 4 | 1986 |  |  | (OP) Operating
56837 | KEI (Maine) Power Management (II) LLC | 54124 | Pittsfield Hydro | IPP Non-CHP | ME | GEN1 | 0.4 | Conventional Hydroelectric | WAT | HY | 7 | 1986 |  |  | (OP) Operating
56837 | KEI (Maine) Power Management (II) LLC | 54124 | Pittsfield Hydro | IPP Non-CHP | ME | GEN2 | 0.3 | Conventional Hydroelectric | WAT | HY | 7 | 1986 |  |  | (OP) Operating
56837 | KEI (Maine) Power Management (II) LLC | 54124 | Pittsfield Hydro | IPP Non-CHP | ME | GEN3 | 0.4 | Conventional Hydroelectric | WAT | HY | 7 | 1986 |  |  | (OP) Operating
50136 | North American Energy Services | 54131 | Fortistar North Tonawanda | IPP CHP | NY | GEN1 | 38 | Natural Gas Fired Combined Cycle | NG | CT | 7 | 1993 |  |  | (OP) Operating
50136 | North American Energy Services | 54131 | Fortistar North Tonawanda | IPP CHP | NY | GEN2 | 15.7 | Natural Gas Fired Combined Cycle | NG | CA | 7 | 1993 |  |  | (OP) Operating
7595 | Great Lakes Hydro America LLC | 54134 | Great Lakes Hydro America - ME | IPP Non-CHP | ME | DOH2 | 1.3 | Conventional Hydroelectric | WAT | HY | 7 | 1925 |  |  | (OP) Operating
7595 | Great Lakes Hydro America LLC | 54134 | Great Lakes Hydro America - ME | IPP Non-CHP | ME | DOH3 | 1.3 | Conventional Hydroelectric | WAT | HY | 7 | 1925 |  |  | (OS) Out of service and NOT expected to return to service in next calendar year
7595 | Great Lakes Hydro America LLC | 54134 | Great Lakes Hydro America - ME | IPP Non-CHP | ME | DOH4 | 1.8 | Conventional Hydroelectric | WAT | HY | 7 | 1925 |  |  | (OS) Out of service and NOT expected to return to service in next calendar year
7595 | Great Lakes Hydro America LLC | 54134 | Great Lakes Hydro America - ME | IPP Non-CHP | ME | DOH5 | 5 | Conventional Hydroelectric | WAT | HY | 7 | 1988 |  |  | (OP) Operating
7595 | Great Lakes Hydro America LLC | 54134 | Great Lakes Hydro America - ME | IPP Non-CHP | ME | DOH6 | 3.9 | Conventional Hydroelectric | WAT | HY | 7 | 1975 |  |  | (OP) Operating
7595 | Great Lakes Hydro America LLC | 54134 | Great Lakes Hydro America - ME | IPP Non-CHP | ME | DOH7 | 3.9 | Conventional Hydroelectric | WAT | HY | 7 | 1975 |  |  | (OP) Operating
7595 | Great Lakes Hydro America LLC | 54134 | Great Lakes Hydro America - ME | IPP Non-CHP | ME | DOH8 | 2.9 | Conventional Hydroelectric | WAT | HY | 7 | 1930 |  |  | (OP) Operating
7595 | Great Lakes Hydro America LLC | 54134 | Great Lakes Hydro America - ME | IPP Non-CHP | ME | EMH1 | 1.5 | Conventional Hydroelectric | WAT | HY | 7 | 1948 |  |  | (OP) Operating
7595 | Great Lakes Hydro America LLC | 54134 | Great Lakes Hydro America - ME | IPP Non-CHP | ME | EMH2 | 1.5 | Conventional Hydroelectric | WAT | HY | 7 | 1948 |  |  | (OP) Operating
7595 | Great Lakes Hydro America LLC | 54134 | Great Lakes Hydro America - ME | IPP Non-CHP | ME | EMH3 | 1.5 | Conventional Hydroelectric | WAT | HY | 7 | 1948 |  |  | (OP) Operating
7595 | Great Lakes Hydro America LLC | 54134 | Great Lakes Hydro America - ME | IPP Non-CHP | ME | EMH4 | 1.5 | Conventional Hydroelectric | WAT | HY | 7 | 1948 |  |  | (OP) Operating
7595 | Great Lakes Hydro America LLC | 54134 | Great Lakes Hydro America - ME | IPP Non-CHP | ME | EMH5 | 1.5 | Conventional Hydroelectric | WAT | HY | 7 | 1948 |  |  | (OP) Operating
7595 | Great Lakes Hydro America LLC | 54134 | Great Lakes Hydro America - ME | IPP Non-CHP | ME | EMH6 | 1.5 | Conventional Hydroelectric | WAT | HY | 7 | 1948 |  |  | (OP) Operating
7595 | Great Lakes Hydro America LLC | 54134 | Great Lakes Hydro America - ME | IPP Non-CHP | ME | MCH1 | 11.6 | Conventional Hydroelectric | WAT | HY | 7 | 1953 |  |  | (OP) Operating
7595 | Great Lakes Hydro America LLC | 54134 | Great Lakes Hydro America - ME | IPP Non-CHP | ME | MCH2 | 11.6 | Conventional Hydroelectric | WAT | HY | 7 | 1953 |  |  | (OP) Operating
7595 | Great Lakes Hydro America LLC | 54134 | Great Lakes Hydro America - ME | IPP Non-CHP | ME | MCH3 | 12.5 | Conventional Hydroelectric | WAT | HY | 7 | 1967 |  |  | (OP) Operating
7595 | Great Lakes Hydro America LLC | 54134 | Great Lakes Hydro America - ME | IPP Non-CHP | ME | MIH2 | 5.3 | Conventional Hydroelectric | WAT | HY | 7 | 1917 |  |  | (OP) Operating
7595 | Great Lakes Hydro America LLC | 54134 | Great Lakes Hydro America - ME | IPP Non-CHP | ME | MIH3 | 5.3 | Conventional Hydroelectric | WAT | HY | 7 | 1917 |  |  | (OP) Operating
7595 | Great Lakes Hydro America LLC | 54134 | Great Lakes Hydro America - ME | IPP Non-CHP | ME | MIH4 | 4.9 | Conventional Hydroelectric | WAT | HY | 7 | 1917 |  |  | (OP) Operating
7595 | Great Lakes Hydro America LLC | 54134 | Great Lakes Hydro America - ME | IPP Non-CHP | ME | MIH5 | 4.9 | Conventional Hydroelectric | WAT | HY | 7 | 1921 |  |  | (OP) Operating
7595 | Great Lakes Hydro America LLC | 54134 | Great Lakes Hydro America - ME | IPP Non-CHP | ME | MIH6 | 4.9 | Conventional Hydroelectric | WAT | HY | 7 | 1921 |  |  | (OP) Operating
7595 | Great Lakes Hydro America LLC | 54134 | Great Lakes Hydro America - ME | IPP Non-CHP | ME | MIH7 | 3.8 | Conventional Hydroelectric | WAT | HY | 7 | 1921 |  |  | (OP) Operating
7595 | Great Lakes Hydro America LLC | 54134 | Great Lakes Hydro America - ME | IPP Non-CHP | ME | MIH8 | 5.1 | Conventional Hydroelectric | WAT | HY | 7 | 1987 |  |  | (OP) Operating
7595 | Great Lakes Hydro America LLC | 54134 | Great Lakes Hydro America - ME | IPP Non-CHP | ME | MIHI | 5.1 | Conventional Hydroelectric | WAT | HY | 7 | 1987 |  |  | (OP) Operating
7595 | Great Lakes Hydro America LLC | 54134 | Great Lakes Hydro America - ME | IPP Non-CHP | ME | NOH1 | 3 | Conventional Hydroelectric | WAT | HY | 7 | 1986 |  |  | (OP) Operating
7595 | Great Lakes Hydro America LLC | 54134 | Great Lakes Hydro America - ME | IPP Non-CHP | ME | NOH2 | 3 | Conventional Hydroelectric | WAT | HY | 7 | 1986 |  |  | (OP) Operating
7595 | Great Lakes Hydro America LLC | 54134 | Great Lakes Hydro America - ME | IPP Non-CHP | ME | NOH3 | 3 | Conventional Hydroelectric | WAT | HY | 7 | 1986 |  |  | (OP) Operating
7595 | Great Lakes Hydro America LLC | 54134 | Great Lakes Hydro America - ME | IPP Non-CHP | ME | WEH1 | 4.6 | Conventional Hydroelectric | WAT | HY | 7 | 1940 |  |  | (OP) Operating
7595 | Great Lakes Hydro America LLC | 54134 | Great Lakes Hydro America - ME | IPP Non-CHP | ME | WEH2 | 4.6 | Conventional Hydroelectric | WAT | HY | 7 | 1940 |  |  | (OP) Operating
7595 | Great Lakes Hydro America LLC | 54134 | Great Lakes Hydro America - ME | IPP Non-CHP | ME | WEH3 | 4.6 | Conventional Hydroelectric | WAT | HY | 7 | 1940 |  |  | (OP) Operating
7595 | Great Lakes Hydro America LLC | 54134 | Great Lakes Hydro America - ME | IPP Non-CHP | ME | WEH4 | 4.6 | Conventional Hydroelectric | WAT | HY | 7 | 1940 |  |  | (OP) Operating
5068 | Denver City & County of | 54142 | Hillcrest Pump Station | IPP Non-CHP | CO | GEN1 | 2 | Conventional Hydroelectric | WAT | HY | 6 | 1993 |  |  | (OP) Operating
56597 | Hydro Kennebec LLC | 54148 | Hydro Kennebec Project | IPP Non-CHP | ME | GEN1 | 7.7 | Conventional Hydroelectric | WAT | HY | 1 | 1989 |  |  | (OP) Operating
56597 | Hydro Kennebec LLC | 54148 | Hydro Kennebec Project | IPP Non-CHP | ME | GEN2 | 7.7 | Conventional Hydroelectric | WAT | HY | 1 | 1989 |  |  | (OP) Operating
13587 | Nissequoque Cogen Partners | 54149 | Stony Brook Cogen Plant | IPP CHP | NY | GEN1 | 44.5 | Natural Gas Fired Combustion Turbine | NG | GT | 4 | 1995 |  |  | (OP) Operating
9434 | Iowa State University | 54201 | Iowa State University | Commercial CHP | IA | GEN3 | 13.3 | Conventional Steam Coal | BIT | ST | 9 | 1978 |  |  | (OP) Operating
9434 | Iowa State University | 54201 | Iowa State University | Commercial CHP | IA | GEN4 | 6.3 | Conventional Steam Coal | BIT | ST | 10 | 1960 |  |  | (SB) Standby/Backup: available for service but not normally used
9434 | Iowa State University | 54201 | Iowa State University | Commercial CHP | IA | GEN5 | 11.5 | Conventional Steam Coal | BIT | ST | 3 | 1970 |  |  | (OP) Operating
9434 | Iowa State University | 54201 | Iowa State University | Commercial CHP | IA | GEN6 | 15.1 | Conventional Steam Coal | BIT | ST | 5 | 2005 |  |  | (OP) Operating
10963 | Lewiston City of | 54202 | Upper Androscoggin | IPP Non-CHP | ME | 1 | 0.7 | Conventional Hydroelectric | WAT | HY | 4 | 1920 |  |  | (OS) Out of service and NOT expected to return to service in next calendar year
10963 | Lewiston City of | 54202 | Upper Androscoggin | IPP Non-CHP | ME | 2 | 0.5 | Conventional Hydroelectric | WAT | HY | 4 | 1920 |  |  | (OS) Out of service and NOT expected to return to service in next calendar year
10963 | Lewiston City of | 54202 | Upper Androscoggin | IPP Non-CHP | ME | 3 | 0.5 | Conventional Hydroelectric | WAT | HY | 4 | 1920 |  |  | (OS) Out of service and NOT expected to return to service in next calendar year
12704 | Mississippi Baptist Medical | 54203 | Mississippi Baptist Medical Center | Commercial CHP | MS | A | 4 | Natural Gas Fired Combustion Turbine | NG | GT | 1 | 1991 |  |  | (OP) Operating
56616 | ArcelorMittal Warren Inc | 54207 | ArcelorMittal Warren | Industrial CHP | OH | GEN1 | 2.8 | Other Gases | OG | ST | 10 | 1934 |  |  | (OP) Operating
56616 | ArcelorMittal Warren Inc | 54207 | ArcelorMittal Warren | Industrial CHP | OH | GEN2 | 7 | Other Gases | OG | ST | 3 | 1940 |  |  | (OP) Operating
56616 | ArcelorMittal Warren Inc | 54207 | ArcelorMittal Warren | Industrial CHP | OH | GEN3 | 9.3 | Other Gases | OG | ST | 12 | 1981 |  |  | (OP) Operating
491 | American Crystal Sugar Co | 54210 | American Crystal Sugar Hillsboro | Industrial CHP | ND | G1 | 13.3 | Conventional Steam Coal | SUB | ST | 9 | 1990 |  |  | (OP) Operating |  |  | 0 |  |  | 0
491 | American Crystal Sugar Co | 54211 | American Crystal Sugar Moorhead | Industrial CHP | MN | G1 | 3 | Conventional Steam Coal | SUB | ST | 9 | 1948 |  |  | (OP) Operating
491 | American Crystal Sugar Co | 54211 | American Crystal Sugar Moorhead | Industrial CHP | MN | G2 | 2 | Conventional Steam Coal | SUB | ST | 9 | 1961 |  |  | (OP) Operating
491 | American Crystal Sugar Co | 54212 | American Crystal Sugar Crookston | Industrial CHP | MN | G1 | 3.5 | Conventional Steam Coal | SUB | ST | 9 | 1954 |  |  | (OP) Operating
491 | American Crystal Sugar Co | 54212 | American Crystal Sugar Crookston | Industrial CHP | MN | G2 | 3 | Conventional Steam Coal | SUB | ST | 9 | 1975 |  |  | (OP) Operating
491 | American Crystal Sugar Co | 54213 | American Crystal Sugar Drayton | Industrial CHP | ND | G1 | 6 | Conventional Steam Coal | SUB | ST | 9 | 1965 |  |  | (OP) Operating
491 | American Crystal Sugar Co | 54214 | American Crystal Sugar East Grand Forks | Industrial CHP | MN | G1 | 2.5 | Conventional Steam Coal | SUB | ST | 9 | 1990 |  |  | (OP) Operating
491 | American Crystal Sugar Co | 54214 | American Crystal Sugar East Grand Forks | Industrial CHP | MN | G2 | 5 | Conventional Steam Coal | SUB | ST | 9 | 1990 |  |  | (OP) Operating
2053 | Bowater Newport Coosa Pines Op | 54216 | U S Alliance Coosa Pines | Industrial CHP | AL | AOW6 | 12.5 | Natural Gas Steam Turbine | NG | ST | 1 | 1968 |  |  | (OP) Operating
2053 | Bowater Newport Coosa Pines Op | 54216 | U S Alliance Coosa Pines | Industrial CHP | AL | GEN7 | 17.8 | Wood/Wood Waste Biomass | BLQ | ST | 11 | 2007 |  |  | (OP) Operating
59479 | Covanta Energy Americas, Inc. | 54219 | Burney Mountain Power | IPP Non-CHP | CA | GEN1 | 9.8 | Wood/Wood Waste Biomass | WDS | ST | 6 | 1985 |  |  | (OS) Out of service and NOT expected to return to service in next calendar year
6738 | Franklin Heating Station | 54224 | Franklin Heating Station | Commercial CHP | MN | DG4 | 2 | Petroleum Liquids | DFO | IC | 5 | 2009 |  |  | (OP) Operating
6738 | Franklin Heating Station | 54224 | Franklin Heating Station | Commercial CHP | MN | DG5 | 2 | Petroleum Liquids | DFO | IC | 4 | 2011 |  |  | (OP) Operating
6738 | Franklin Heating Station | 54224 | Franklin Heating Station | Commercial CHP | MN | DG6 | 2.3 | Natural Gas Internal Combustion Engine | NG | IC | 1 | 1982 |  |  | (SB) Standby/Backup: available for service but not normally used
6738 | Franklin Heating Station | 54224 | Franklin Heating Station | Commercial CHP | MN | DG7 | 2.3 | Natural Gas Internal Combustion Engine | NG | IC | 1 | 1982 |  |  | (SB) Standby/Backup: available for service but not normally used
6738 | Franklin Heating Station | 54224 | Franklin Heating Station | Commercial CHP | MN | EG1 | 2 | Petroleum Liquids | DFO | IC | 6 | 2001 |  |  | (SB) Standby/Backup: available for service but not normally used
6738 | Franklin Heating Station | 54224 | Franklin Heating Station | Commercial CHP | MN | EG2 | 2 | Petroleum Liquids | DFO | IC | 6 | 2001 |  |  | (SB) Standby/Backup: available for service but not normally used
6738 | Franklin Heating Station | 54224 | Franklin Heating Station | Commercial CHP | MN | EG3 | 2 | Petroleum Liquids | DFO | IC | 6 | 2001 |  |  | (SB) Standby/Backup: available for service but not normally used
6738 | Franklin Heating Station | 54224 | Franklin Heating Station | Commercial CHP | MN | GEN1 | 2 | Natural Gas Steam Turbine | NG | ST | 1 | 1951 |  |  | (OP) Operating
6738 | Franklin Heating Station | 54224 | Franklin Heating Station | Commercial CHP | MN | GEN2 | 2 | Natural Gas Steam Turbine | NG | ST | 1 | 1951 |  |  | (OP) Operating
6738 | Franklin Heating Station | 54224 | Franklin Heating Station | Commercial CHP | MN | GEN3 | 6.1 | Natural Gas Steam Turbine | NG | ST | 1 | 1968 |  |  | (OP) Operating
6738 | Franklin Heating Station | 54224 | Franklin Heating Station | Commercial CHP | MN | GEN6 | 2.8 | All Other | PUR | ST | 1 | 2006 |  |  | (OP) Operating
7209 | The Gillette Company | 54225 | Gillette SBMC | Industrial CHP | MA | CTG3 | 7.2 | Natural Gas Fired Combustion Turbine | NG | GT | 7 | 2011 |  |  | (OP) Operating
7209 | The Gillette Company | 54225 | Gillette SBMC | Industrial CHP | MA | DG | 0.5 | Petroleum Liquids | DFO | IC | 9 | 1991 |  |  | (SB) Standby/Backup: available for service but not normally used
7209 | The Gillette Company | 54225 | Gillette SBMC | Industrial CHP | MA | DG2 | 0.5 | Petroleum Liquids | DFO | IC | 3 | 1997 |  |  | (SB) Standby/Backup: available for service but not normally used
7209 | The Gillette Company | 54225 | Gillette SBMC | Industrial CHP | MA | DG3 | 1 | Petroleum Liquids | DFO | IC | 3 | 2000 |  |  | (SB) Standby/Backup: available for service but not normally used
7209 | The Gillette Company | 54225 | Gillette SBMC | Industrial CHP | MA | TG2 | 5 | Natural Gas Steam Turbine | NG | ST | 2 | 1971 |  |  | (OP) Operating
14928 | Pfizer Inc | 54236 | Pfizer Groton Plant | Industrial CHP | CT | GT-1 | 9.5 | Natural Gas Fired Combustion Turbine | NG | GT | 9 | 2009 |  |  | (OP) Operating
14928 | Pfizer Inc | 54236 | Pfizer Groton Plant | Industrial CHP | CT | TG 2 | 2.5 | Natural Gas Steam Turbine | NG | ST | 1 | 1948 |  |  | (OP) Operating
14928 | Pfizer Inc | 54236 | Pfizer Groton Plant | Industrial CHP | CT | TG 3 | 9.4 | Natural Gas Steam Turbine | NG | ST | 1 | 1952 |  |  | (OP) Operating
14928 | Pfizer Inc | 54236 | Pfizer Groton Plant | Industrial CHP | CT | TG 4 | 10 | Natural Gas Steam Turbine | NG | ST | 1 | 1994 |  |  | (OP) Operating | 2016 | 1 | 5
14928 | Pfizer Inc | 54236 | Pfizer Groton Plant | Industrial CHP | CT | TG5 | 7.5 | Natural Gas Steam Turbine | NG | ST | 8 | 2001 |  |  | (OP) Operating
56652 | DTE Stockton LLC | 54238 | Stockton Biomass | IPP CHP | CA | STG | 45 | Wood/Wood Waste Biomass | WDS | ST | 12 | 1987 |  |  | (OP) Operating
10339 | Kings Bay Naval Base | 54239 | Naval Submarine Base Kings Bay | Commercial Non-CHP | GA | 3023 | 2.5 | Petroleum Liquids | DFO | IC | 12 | 1984 |  |  | (SB) Standby/Backup: available for service but not normally used
10339 | Kings Bay Naval Base | 54239 | Naval Submarine Base Kings Bay | Commercial Non-CHP | GA | 3024 | 2.5 | Petroleum Liquids | DFO | IC | 12 | 1984 |  |  | (SB) Standby/Backup: available for service but not normally used
10339 | Kings Bay Naval Base | 54239 | Naval Submarine Base Kings Bay | Commercial Non-CHP | GA | 3025 | 2.5 | Petroleum Liquids | DFO | IC | 12 | 1984 |  |  | (SB) Standby/Backup: available for service but not normally used
10339 | Kings Bay Naval Base | 54239 | Naval Submarine Base Kings Bay | Commercial Non-CHP | GA | 3027 | 2.5 | Petroleum Liquids | DFO | IC | 1 | 1988 |  |  | (SB) Standby/Backup: available for service but not normally used
10339 | Kings Bay Naval Base | 54239 | Naval Submarine Base Kings Bay | Commercial Non-CHP | GA | 3028 | 2.5 | Petroleum Liquids | DFO | IC | 9 | 1988 |  |  | (SB) Standby/Backup: available for service but not normally used
10339 | Kings Bay Naval Base | 54239 | Naval Submarine Base Kings Bay | Commercial Non-CHP | GA | 3029 | 2.5 | Petroleum Liquids | DFO | IC | 5 | 1989 |  |  | (SB) Standby/Backup: available for service but not normally used
10339 | Kings Bay Naval Base | 54239 | Naval Submarine Base Kings Bay | Commercial Non-CHP | GA | 5876 | 2.5 | Petroleum Liquids | DFO | IC | 12 | 1988 |  |  | (SB) Standby/Backup: available for service but not normally used
10339 | Kings Bay Naval Base | 54239 | Naval Submarine Base Kings Bay | Commercial Non-CHP | GA | 5877 | 2.5 | Petroleum Liquids | DFO | IC | 5 | 1989 |  |  | (SB) Standby/Backup: available for service but not normally used
10339 | Kings Bay Naval Base | 54239 | Naval Submarine Base Kings Bay | Commercial Non-CHP | GA | 5878 | 2.5 | Petroleum Liquids | DFO | IC | 5 | 1989 |  |  | (SB) Standby/Backup: available for service but not normally used
10339 | Kings Bay Naval Base | 54239 | Naval Submarine Base Kings Bay | Commercial Non-CHP | GA | 5879 | 2.5 | Petroleum Liquids | DFO | IC | 5 | 1989 |  |  | (SB) Standby/Backup: available for service but not normally used
10339 | Kings Bay Naval Base | 54239 | Naval Submarine Base Kings Bay | Commercial Non-CHP | GA | 5880 | 2.5 | Petroleum Liquids | DFO | IC | 5 | 1989 |  |  | (SB) Standby/Backup: available for service but not normally used
10339 | Kings Bay Naval Base | 54239 | Naval Submarine Base Kings Bay | Commercial Non-CHP | GA | 5881 | 2.5 | Petroleum Liquids | DFO | IC | 12 | 1988 |  |  | (SB) Standby/Backup: available for service but not normally used
11233 | Louisiana Tech University | 54240 | Louisiana Tech University Power Plant | Commercial CHP | LA | TG3 | 6.4 | Natural Gas Fired Combustion Turbine | NG | GT | 7 | 2004 |  |  | (OP) Operating
6022 | Eugene City of | 54249 | Smith Falls Hydro Project | Electric Utility | ID | GEN1 | 9 | Conventional Hydroelectric | WAT | HY | 1 | 1990 |  |  | (OP) Operating
6022 | Eugene City of | 54249 | Smith Falls Hydro Project | Electric Utility | ID | GEN2 | 9 | Conventional Hydroelectric | WAT | HY | 1 | 1990 |  |  | (OP) Operating
6022 | Eugene City of | 54249 | Smith Falls Hydro Project | Electric Utility | ID | GEN3 | 2.1 | Conventional Hydroelectric | WAT | HY | 12 | 1989 |  |  | (OP) Operating
13542 | Newman & Co Inc | 54250 | Newman (PA) | Industrial CHP | PA | 001 | 1.8 | Natural Gas Steam Turbine | NG | ST | 5 | 1964 |  |  | (OP) Operating
42744 | Desehutes Valley Water District | 54251 | Opal Springs Hydro | IPP Non-CHP | OR | 1 | 3.3 | Conventional Hydroelectric | WAT | HY | 1 | 1985 |  |  | (OP) Operating
59099 | New Dimension Energy Company, LLC | 54258 | Westwind Trust | IPP Non-CHP | CA | WIN1 | 16 | Onshore Wind Turbine | WND | WT | 9 | 1986 |  |  | (OP) Operating |  |  |  | 2015 | 12 | 16
21944 | Sonoma County Water Agency | 54261 | Warm Springs Hydro Project | IPP Non-CHP | CA | 3385 | 1.2 | Conventional Hydroelectric | WAT | HY | 12 | 1988 |  |  | (OP) Operating
17897 | St Mary's Hospital | 54262 | Saint Marys Hospital Power Plant | Commercial CHP | MN | 1 | 4.5 | Natural Gas Fired Combined Cycle | NG | CT | 6 | 1996 |  |  | (OP) Operating
17897 | St Mary's Hospital | 54262 | Saint Marys Hospital Power Plant | Commercial CHP | MN | 4 | 2.7 | Natural Gas Fired Combined Cycle | NG | CA | 1 | 1971 |  |  | (OP) Operating
17897 | St Mary's Hospital | 54262 | Saint Marys Hospital Power Plant | Commercial CHP | MN | 5 | 2.5 | Petroleum Liquids | DFO | IC | 1 | 1978 |  |  | (SB) Standby/Backup: available for service but not normally used
17897 | St Mary's Hospital | 54262 | Saint Marys Hospital Power Plant | Commercial CHP | MN | 6 | 2.7 | Natural Gas Internal Combustion Engine | NG | IC | 1 | 1989 |  |  | (SB) Standby/Backup: available for service but not normally used
17897 | St Mary's Hospital | 54262 | Saint Marys Hospital Power Plant | Commercial CHP | MN | 7 | 2.5 | Petroleum Liquids | DFO | IC | 3 | 2011 |  |  | (OP) Operating
58835 | Akron Energy Systems LLC | 54265 | Akron Recycle Energy Plant | Commercial CHP | OH | 1 | 2 | Wood/Wood Waste Biomass | WDS | ST | 6 | 1979 |  |  | (OS) Out of service and NOT expected to return to service in next calendar year
58835 | Akron Energy Systems LLC | 54265 | Akron Recycle Energy Plant | Commercial CHP | OH | 2 | 2 | Wood/Wood Waste Biomass | WDS | ST | 6 | 1979 |  |  | (OS) Out of service and NOT expected to return to service in next calendar year
4436 | Covanta Hydro Ops West Inc | 54267 | Koma Kulshan Associates | IPP Non-CHP | WA | GEN1 | 12.4 | Conventional Hydroelectric | WAT | HY | 10 | 1990 |  |  | (OP) Operating
11459 | March Point Cogeneration Co | 54268 | March Point Cogeneration | IPP CHP | WA | GTG1 | 39.6 | Natural Gas Fired Combined Cycle | NG | CT | 9 | 1991 |  |  | (OP) Operating
11459 | March Point Cogeneration Co | 54268 | March Point Cogeneration | IPP CHP | WA | GTG2 | 40 | Natural Gas Fired Combined Cycle | NG | CT | 10 | 1991 |  |  | (OP) Operating
11459 | March Point Cogeneration Co | 54268 | March Point Cogeneration | IPP CHP | WA | GTG3 | 40.6 | Natural Gas Fired Combined Cycle | NG | CT | 1 | 1993 |  |  | (OP) Operating
11459 | March Point Cogeneration Co | 54268 | March Point Cogeneration | IPP CHP | WA | STG1 | 26 | Natural Gas Fired Combined Cycle | NG | CA | 1 | 1993 |  |  | (OP) Operating
16553 | Saguaro Power Co | 54271 | Saguaro Power | IPP CHP | NV | CTG1 | 36 | Natural Gas Fired Combined Cycle | NG | CT | 9 | 1991 |  |  | (OP) Operating
16553 | Saguaro Power Co | 54271 | Saguaro Power | IPP CHP | NV | CTG2 | 36 | Natural Gas Fired Combined Cycle | NG | CT | 9 | 1991 |  |  | (OP) Operating
16553 | Saguaro Power Co | 54271 | Saguaro Power | IPP CHP | NV | STG | 29 | Natural Gas Fired Combined Cycle | NG | CA | 9 | 1991 |  |  | (OP) Operating
19541 | University of North Carolina | 54276 | Univ of NC Chapel Hill Cogen Facility | Commercial CHP | NC | ES001 | 1.8 | Petroleum Liquids | DFO | IC | 10 | 2007 |  |  | (SB) Standby/Backup: available for service but not normally used
19541 | University of North Carolina | 54276 | Univ of NC Chapel Hill Cogen Facility | Commercial CHP | NC | ES002 | 1.8 | Petroleum Liquids | DFO | IC | 10 | 2007 |  |  | (SB) Standby/Backup: available for service but not normally used
19541 | University of North Carolina | 54276 | Univ of NC Chapel Hill Cogen Facility | Commercial CHP | NC | TG3 | 28.7 | Conventional Steam Coal | BIT | ST | 7 | 1991 |  |  | (OP) Operating
9394 | Interstate Paper LLC | 54281 | Interstate Paper LLC Riceboro | Industrial CHP | GA | 577A | 14.5 | Wood/Wood Waste Biomass | BLQ | ST | 3 | 1968 |  |  | (OP) Operating
31518 | Fort Smith City of | 54283 | Lee Creek Water Treatment Facility | IPP Non-CHP | AR | 0209 | 1.3 | Conventional Hydroelectric | WAT | HY | 11 | 1992 |  |  | (SB) Standby/Backup: available for service but not normally used
8248 | Hastings Lock & Dam | 54285 | Hastings City Hydroelectric | IPP Non-CHP | MN | 1 | 2 | Conventional Hydroelectric | WAT | HY | 1 | 1992 |  |  | (OP) Operating
8248 | Hastings Lock & Dam | 54285 | Hastings City Hydroelectric | IPP Non-CHP | MN | 2 | 2 | Conventional Hydroelectric | WAT | HY | 1 | 1992 |  |  | (OP) Operating
30067 | Rolls Royce Corp | 54286 | Rolls Royce | Industrial CHP | IN | N8OT | 4 | Landfill Gas | LFG | GT | 6 | 2000 |  |  | (OP) Operating
35006 | Cousins Properties Inc | 54290 | Inforum | Commercial Non-CHP | GA | BUG1 | 1.3 | Petroleum Liquids | DFO | IC | 10 | 1989 |  |  | (OP) Operating
2670 | Sherwin Alumina Company | 54291 | Sherwin Alumina | Industrial CHP | TX | 1 | 6 | All Other | PUR | ST | 1 | 1953 |  |  | (OP) Operating
2670 | Sherwin Alumina Company | 54291 | Sherwin Alumina | Industrial CHP | TX | 2 | 6 | All Other | PUR | ST | 1 | 1953 |  |  | (OP) Operating
2670 | Sherwin Alumina Company | 54291 | Sherwin Alumina | Industrial CHP | TX | 3 | 6 | All Other | PUR | ST | 1 | 1957 |  |  | (OP) Operating
2670 | Sherwin Alumina Company | 54291 | Sherwin Alumina | Industrial CHP | TX | 4 | 6 | All Other | PUR | ST | 1 | 1958 |  |  | (OP) Operating
18981 | Thomson Corp | 54294 | West Group Data Center | Commercial Non-CHP | MN | 1 | 0.6 | Petroleum Liquids | DFO | IC | 5 | 2005 |  |  | (SB) Standby/Backup: available for service but not normally used
18981 | Thomson Corp | 54294 | West Group Data Center | Commercial Non-CHP | MN | 2 | 0.6 | Petroleum Liquids | DFO | IC | 5 | 2005 |  |  | (SB) Standby/Backup: available for service but not normally used
18981 | Thomson Corp | 54294 | West Group Data Center | Commercial Non-CHP | MN | 3 | 0.6 | Petroleum Liquids | DFO | IC | 5 | 2005 |  |  | (SB) Standby/Backup: available for service but not normally used
18981 | Thomson Corp | 54294 | West Group Data Center | Commercial Non-CHP | MN | 4 | 0.6 | Petroleum Liquids | DFO | IC | 5 | 2005 |  |  | (SB) Standby/Backup: available for service but not normally used
1752 | Biola University | 54296 | Biola University | Commercial CHP | CA | EG1 | 0.6 | Natural Gas Internal Combustion Engine | NG | IC | 4 | 1990 |  |  | (OP) Operating
1752 | Biola University | 54296 | Biola University | Commercial CHP | CA | EG2 | 0.6 | Natural Gas Internal Combustion Engine | NG | IC | 4 | 1990 |  |  | (OP) Operating
1752 | Biola University | 54296 | Biola University | Commercial CHP | CA | EG3 | 1 | Natural Gas Internal Combustion Engine | NG | IC | 9 | 2002 |  |  | (OP) Operating
11556 | Brookfield Energy Marketing LP | 54298 | Coram Energy LLC (ECT) | IPP Non-CHP | CA | GEWE | 7.5 | Onshore Wind Turbine | WND | WT | 5 | 2005 |  |  | (OP) Operating
11556 | Brookfield Energy Marketing LP | 54299 | Coram Energy LLC | IPP Non-CHP | CA | GEWE | 3 | Onshore Wind Turbine | WND | WT | 1 | 2005 |  |  | (OP) Operating
11556 | Brookfield Energy Marketing LP | 54300 | CTV Power Purchase Contract Trust | IPP Non-CHP | CA | GEWE | 4.5 | Onshore Wind Turbine | WND | WT | 1 | 2004 |  |  | (OP) Operating
11556 | Brookfield Energy Marketing LP | 54300 | CTV Power Purchase Contract Trust | IPP Non-CHP | CA | SX1S | 0.1 | Onshore Wind Turbine | WND | WT | 12 | 1985 |  |  | (OS) Out of service and NOT expected to return to service in next calendar year
12382 | Metropolitan Dist of Hartford | 54301 | Colebrook Hydroelectric | IPP Non-CHP | CT | BK1 | 1.4 | Conventional Hydroelectric | WAT | HY | 4 | 1988 |  |  | (OA) Out of service but expected to return to service in next calendar year
12382 | Metropolitan Dist of Hartford | 54301 | Colebrook Hydroelectric | IPP Non-CHP | CT | BK2 | 1.4 | Conventional Hydroelectric | WAT | HY | 4 | 1988 |  |  | (OP) Operating
12382 | Metropolitan Dist of Hartford | 54302 | Goodwin Hydroelectric | IPP Non-CHP | CT | G1 | 1.6 | Conventional Hydroelectric | WAT | HY | 4 | 1986 |  |  | (OP) Operating
12382 | Metropolitan Dist of Hartford | 54302 | Goodwin Hydroelectric | IPP Non-CHP | CT | G2 | 1.6 | Conventional Hydroelectric | WAT | HY | 4 | 1986 |  |  | (OP) Operating
1735 | Birchwood Power Partners LP | 54304 | Birchwood Power | IPP Non-CHP | VA | 1 | 238.2 | Conventional Steam Coal | BIT | ST | 11 | 1996 |  |  | (OP) Operating
20523 | Westward Seafoods Inc | 54305 | Westward Seafoods | Industrial CHP | AK | 2 | 2.2 | Petroleum Liquids | DFO | IC | 3 | 1991 |  |  | (OP) Operating
20523 | Westward Seafoods Inc | 54305 | Westward Seafoods | Industrial CHP | AK | 3 | 2.2 | Petroleum Liquids | DFO | IC | 3 | 1991 |  |  | (OP) Operating
20523 | Westward Seafoods Inc | 54305 | Westward Seafoods | Industrial CHP | AK | 4 | 2.2 | Petroleum Liquids | DFO | IC | 3 | 1991 |  |  | (OP) Operating
8365 | Hazelton/Wilson Joint Venture | 54306 | Wilson Lake Hydroelectric Project | IPP Non-CHP | ID | 1 | 4.2 | Conventional Hydroelectric | WAT | HY | 5 | 1993 |  |  | (OP) Operating
8365 | Hazelton/Wilson Joint Venture | 54306 | Wilson Lake Hydroelectric Project | IPP Non-CHP | ID | 2 | 4.2 | Conventional Hydroelectric | WAT | HY | 5 | 1993 |  |  | (OP) Operating
54722 | Grizzly Mountain Ranch | 54308 | Three Forks Water Power Project | IPP Non-CHP | CA | 1 | 1.2 | Conventional Hydroelectric | WAT | HY | 12 | 1984 |  |  | (OP) Operating
772 | Archer Daniels Midland Co | 54316 | Archer Daniels Midland Southport | Industrial CHP | NC | GEN1 | 15 | Natural Gas Fired Combustion Turbine | NG | GT | 9 | 1992 |  |  | (SB) Standby/Backup: available for service but not normally used
772 | Archer Daniels Midland Co | 54316 | Archer Daniels Midland Southport | Industrial CHP | NC | GEN2 | 15 | Natural Gas Fired Combustion Turbine | NG | GT | 10 | 1992 |  |  | (SB) Standby/Backup: available for service but not normally used
772 | Archer Daniels Midland Co | 54316 | Archer Daniels Midland Southport | Industrial CHP | NC | GEN3 | 15 | Natural Gas Fired Combustion Turbine | NG | GT | 4 | 1995 |  |  | (SB) Standby/Backup: available for service but not normally used
7067 | Tata Chemicals Partners | 54318 | General Chemical | Industrial CHP | WY | TG1 | 15 | Conventional Steam Coal | BIT | ST | 5 | 1968 |  |  | (OP) Operating
7067 | Tata Chemicals Partners | 54318 | General Chemical | Industrial CHP | WY | TG2 | 15 | Conventional Steam Coal | BIT | ST | 1 | 1977 |  |  | (OP) Operating
7375 | Goodyear Tire & Rubber Co | 54321 | Goodyear Beaumont Chemical Plant | Industrial CHP | TX | 2N80 | 4 | Natural Gas Fired Combustion Turbine | NG | GT | 8 | 1999 |  |  | (OP) Operating
7375 | Goodyear Tire & Rubber Co | 54321 | Goodyear Beaumont Chemical Plant | Industrial CHP | TX | 3N80 | 13 | Natural Gas Steam Turbine | NG | ST | 3 | 1987 |  |  | (OP) Operating
7375 | Goodyear Tire & Rubber Co | 54321 | Goodyear Beaumont Chemical Plant | Industrial CHP | TX | N802 | 4 | Natural Gas Fired Combustion Turbine | NG | GT | 8 | 1999 |  |  | (OP) Operating
7375 | Goodyear Tire & Rubber Co | 54321 | Goodyear Beaumont Chemical Plant | Industrial CHP | TX | N803 | 4 | Natural Gas Fired Combustion Turbine | NG | GT | 10 | 1999 |  |  | (OP) Operating
7375 | Goodyear Tire & Rubber Co | 54321 | Goodyear Beaumont Chemical Plant | Industrial CHP | TX | N804 | 4 | Natural Gas Fired Combustion Turbine | NG | GT | 10 | 1999 |  |  | (OP) Operating
55810 | Augusta Canal Authority | 54322 | Sibley Mill | Industrial Non-CHP | GA | 2 | 0.6 | Conventional Hydroelectric | WAT | HY | 1 | 1946 |  |  | (OP) Operating
55810 | Augusta Canal Authority | 54322 | Sibley Mill | Industrial Non-CHP | GA | 3 | 0.7 | Conventional Hydroelectric | WAT | HY | 1 | 1946 |  |  | (OP) Operating
55810 | Augusta Canal Authority | 54322 | Sibley Mill | Industrial Non-CHP | GA | 4 | 0.8 | Conventional Hydroelectric | WAT | HY | 1 | 1946 |  |  | (OP) Operating
18452 | Turner Properties Inc | 54323 | CNN Center | Commercial Non-CHP | GA | D4_1 | 1.5 | Petroleum Liquids | DFO | IC | 2 | 2001 |  |  | (SB) Standby/Backup: available for service but not normally used
18452 | Turner Properties Inc | 54323 | CNN Center | Commercial Non-CHP | GA | D4_2 | 2 | Petroleum Liquids | DFO | IC | 2 | 2001 |  |  | (SB) Standby/Backup: available for service but not normally used
18452 | Turner Properties Inc | 54323 | CNN Center | Commercial Non-CHP | GA | D4_3 | 2 | Petroleum Liquids | DFO | IC | 6 | 2003 |  |  | (SB) Standby/Backup: available for service but not normally used
18452 | Turner Properties Inc | 54323 | CNN Center | Commercial Non-CHP | GA | D5_1 | 2 | Petroleum Liquids | DFO | IC | 2 | 2001 |  |  | (SB) Standby/Backup: available for service but not normally used
18452 | Turner Properties Inc | 54323 | CNN Center | Commercial Non-CHP | GA | D5_2 | 2 | Petroleum Liquids | DFO | IC | 6 | 2003 |  |  | (SB) Standby/Backup: available for service but not normally used
18452 | Turner Properties Inc | 54323 | CNN Center | Commercial Non-CHP | GA | D5_3 | 2 | Petroleum Liquids | DFO | IC | 6 | 2003 |  |  | (SB) Standby/Backup: available for service but not normally used
18452 | Turner Properties Inc | 54323 | CNN Center | Commercial Non-CHP | GA | DK2 | 1.3 | Petroleum Liquids | DFO | IC | 6 | 1986 |  |  | (SB) Standby/Backup: available for service but not normally used
27770 | Ocean State Power II | 54324 | Ocean State Power II | IPP Non-CHP | RI | GEN1 | 71.2 | Natural Gas Fired Combined Cycle | NG | CT | 10 | 1991 |  |  | (OP) Operating
27770 | Ocean State Power II | 54324 | Ocean State Power II | IPP Non-CHP | RI | GEN2 | 71.2 | Natural Gas Fired Combined Cycle | NG | CT | 10 | 1991 |  |  | (OP) Operating
27770 | Ocean State Power II | 54324 | Ocean State Power II | IPP Non-CHP | RI | GEN3 | 76.2 | Natural Gas Fired Combined Cycle | NG | CA | 10 | 1991 |  |  | (OP) Operating
56773 | Toyon Landfill Gas Conversion, LLC | 54327 | Toyon Power Station | IPP Non-CHP | CA | TOY4 | 1.7 | Landfill Gas | LFG | IC | 1 | 1986 |  |  | (OP) Operating
56773 | Toyon Landfill Gas Conversion, LLC | 54327 | Toyon Power Station | IPP Non-CHP | CA | TOY5 | 1.7 | Landfill Gas | LFG | IC | 1 | 1986 |  |  | (OP) Operating
17052 | Shell Chemical LP | 54330 | Westhollow Technology Center | Industrial CHP | TX | 1 | 3.7 | Natural Gas Fired Combustion Turbine | NG | GT | 1 | 1988 |  |  | (OP) Operating
2468 | Bucknell University | 54333 | Bucknell University | Commercial CHP | PA | G001 | 4.3 | Natural Gas Fired Combined Cycle | NG | CT | 6 | 1998 |  |  | (OP) Operating
2468 | Bucknell University | 54333 | Bucknell University | Commercial CHP | PA | G502 | 0.5 | Natural Gas Fired Combined Cycle | NG | CA | 10 | 1991 |  |  | (OP) Operating
15734 | NRG Energy Center San Diego LLC | 54337 | NRG Energy San Diego | IPP CHP | CA | 0001 | 0.8 | Natural Gas Internal Combustion Engine | NG | IC | 8 | 1986 |  |  | (OP) Operating
15734 | NRG Energy Center San Diego LLC | 54337 | NRG Energy San Diego | IPP CHP | CA | 0002 | 0.8 | Natural Gas Internal Combustion Engine | NG | IC | 8 | 1986 |  |  | (OP) Operating
16098 | Rio Grande Valley Sugar Growers, Inc. | 54338 | Rio Grande Valley Sugar Growers | Industrial CHP | TX | GENA | 2.5 | Other Waste Biomass | AB | ST | 10 | 1973 |  |  | (OP) Operating
16098 | Rio Grande Valley Sugar Growers, Inc. | 54338 | Rio Grande Valley Sugar Growers | Industrial CHP | TX | GENB | 2.5 | Other Waste Biomass | AB | ST | 10 | 1973 |  |  | (OP) Operating
16098 | Rio Grande Valley Sugar Growers, Inc. | 54338 | Rio Grande Valley Sugar Growers | Industrial CHP | TX | GENC | 2.5 | Other Waste Biomass | AB | ST | 1 | 1995 |  |  | (OP) Operating
16098 | Rio Grande Valley Sugar Growers, Inc. | 54338 | Rio Grande Valley Sugar Growers | Industrial CHP | TX | GEND | 10 | Other Waste Biomass | AB | ST | 8 | 2009 |  |  | (OP) Operating
16098 | Rio Grande Valley Sugar Growers, Inc. | 54338 | Rio Grande Valley Sugar Growers | Industrial CHP | TX | GENE | 1.4 | Petroleum Liquids | DFO | IC | 9 | 2011 |  |  | (OP) Operating
18912 | Thunder Bay Power Co LLC | 54340 | Norway Point Hydropower Project | IPP Non-CHP | MI | 1 | 2.8 | Conventional Hydroelectric | WAT | HY | 9 | 1990 |  |  | (OP) Operating
18912 | Thunder Bay Power Co LLC | 54340 | Norway Point Hydropower Project | IPP Non-CHP | MI | 2 | 1.2 | Conventional Hydroelectric | WAT | HY | 9 | 1990 |  |  | (OP) Operating
18912 | Thunder Bay Power Co LLC | 54341 | Four Mile Hydropower Project | IPP Non-CHP | MI | 1 | 0.6 | Conventional Hydroelectric | WAT | HY | 9 | 1990 |  |  | (OP) Operating
18912 | Thunder Bay Power Co LLC | 54341 | Four Mile Hydropower Project | IPP Non-CHP | MI | 2 | 0.6 | Conventional Hydroelectric | WAT | HY | 9 | 1990 |  |  | (OP) Operating
18912 | Thunder Bay Power Co LLC | 54341 | Four Mile Hydropower Project | IPP Non-CHP | MI | 3 | 0.6 | Conventional Hydroelectric | WAT | HY | 9 | 1990 |  |  | (OP) Operating
18912 | Thunder Bay Power Co LLC | 54341 | Four Mile Hydropower Project | IPP Non-CHP | MI | 4 | 0.2 | Conventional Hydroelectric | WAT | HY | 10 | 2005 |  |  | (OP) Operating
18912 | Thunder Bay Power Co LLC | 54342 | Ninth Street Hydropower Project | IPP Non-CHP | MI | 1 | 0.4 | Conventional Hydroelectric | WAT | HY | 9 | 1990 |  |  | (OP) Operating
18912 | Thunder Bay Power Co LLC | 54342 | Ninth Street Hydropower Project | IPP Non-CHP | MI | 2 | 0.4 | Conventional Hydroelectric | WAT | HY | 9 | 1990 |  |  | (OP) Operating
18912 | Thunder Bay Power Co LLC | 54342 | Ninth Street Hydropower Project | IPP Non-CHP | MI | 3 | 0.4 | Conventional Hydroelectric | WAT | HY | 9 | 1990 |  |  | (OP) Operating
10099 | Kaweah River Power Authority | 54343 | Terminus Hydroelectric Project | IPP Non-CHP | CA | GEN1 | 20 | Conventional Hydroelectric | WAT | HY | 3 | 1990 |  |  | (OP) Operating
18483 | Tampa Wastewater Department | 54347 | Howard F Curren Advncd Wastewater Plant | Commercial Non-CHP | FL | 1 | 0.5 | Other Waste Biomass | OBG | IC | 9 | 1986 |  |  | (OP) Operating
18483 | Tampa Wastewater Department | 54347 | Howard F Curren Advncd Wastewater Plant | Commercial Non-CHP | FL | 2 | 0.5 | Other Waste Biomass | OBG | IC | 9 | 1986 |  |  | (OA) Out of service but expected to return to service in next calendar year
18483 | Tampa Wastewater Department | 54347 | Howard F Curren Advncd Wastewater Plant | Commercial Non-CHP | FL | 3 | 0.5 | Other Waste Biomass | OBG | IC | 9 | 1986 |  |  | (OA) Out of service but expected to return to service in next calendar year
18483 | Tampa Wastewater Department | 54347 | Howard F Curren Advncd Wastewater Plant | Commercial Non-CHP | FL | 4 | 0.5 | Other Waste Biomass | OBG | IC | 2 | 1989 |  |  | (OA) Out of service but expected to return to service in next calendar year
18483 | Tampa Wastewater Department | 54347 | Howard F Curren Advncd Wastewater Plant | Commercial Non-CHP | FL | 5 | 0.5 | Other Waste Biomass | OBG | IC | 2 | 1989 |  |  | (OP) Operating
13365 | Nevada Cogeneration Assoc # 2 | 54349 | Nevada Cogen Associates 2 Black Mountain | IPP CHP | NV | GTA | 21.7 | Natural Gas Fired Combined Cycle | NG | CT | 11 | 1992 |  |  | (OP) Operating
13365 | Nevada Cogeneration Assoc # 2 | 54349 | Nevada Cogen Associates 2 Black Mountain | IPP CHP | NV | GTB | 21.7 | Natural Gas Fired Combined Cycle | NG | CT | 12 | 1992 |  |  | (OP) Operating
13365 | Nevada Cogeneration Assoc # 2 | 54349 | Nevada Cogen Associates 2 Black Mountain | IPP CHP | NV | GTC | 21.7 | Natural Gas Fired Combined Cycle | NG | CT | 12 | 1992 |  |  | (OP) Operating
13365 | Nevada Cogeneration Assoc # 2 | 54349 | Nevada Cogen Associates 2 Black Mountain | IPP CHP | NV | STM | 28 | Natural Gas Fired Combined Cycle | NG | CA | 12 | 1992 |  |  | (OP) Operating
13399 | Nevada Cogeneration Assoc # 1 | 54350 | Nevada Cogen Assoc#1 GarnetVly | IPP CHP | NV | GTA | 21.7 | Natural Gas Fired Combined Cycle | NG | CT | 4 | 1992 | 3 | 2023 | (OP) Operating
13399 | Nevada Cogeneration Assoc # 1 | 54350 | Nevada Cogen Assoc#1 GarnetVly | IPP CHP | NV | GTB | 21.7 | Natural Gas Fired Combined Cycle | NG | CT | 4 | 1992 | 3 | 2023 | (OP) Operating
13399 | Nevada Cogeneration Assoc # 1 | 54350 | Nevada Cogen Assoc#1 GarnetVly | IPP CHP | NV | GTC | 21.7 | Natural Gas Fired Combined Cycle | NG | CT | 4 | 1992 | 3 | 2023 | (OP) Operating
13399 | Nevada Cogeneration Assoc # 1 | 54350 | Nevada Cogen Assoc#1 GarnetVly | IPP CHP | NV | STM | 24 | Natural Gas Fired Combined Cycle | NG | CA | 5 | 1992 | 3 | 2023 | (OP) Operating
2548 | City of Burlington Electric - (VT) | 54355 | Chace Mill Winooski One | Electric Utility | VT | GEN1 | 2.5 | Conventional Hydroelectric | WAT | HY | 4 | 1993 |  |  | (OP) Operating |  |  | 0 |  |  | 0
2548 | City of Burlington Electric - (VT) | 54355 | Chace Mill Winooski One | Electric Utility | VT | GEN2 | 2.5 | Conventional Hydroelectric | WAT | HY | 4 | 1993 |  |  | (OP) Operating
2548 | City of Burlington Electric - (VT) | 54355 | Chace Mill Winooski One | Electric Utility | VT | GEN3 | 2.5 | Conventional Hydroelectric | WAT | HY | 4 | 1993 |  |  | (OP) Operating
9353 | International Paper Co-Augusta | 54358 | International Paper Augusta Mill | Industrial CHP | GA | 1 | 25.3 | Wood/Wood Waste Biomass | BLQ | ST | 8 | 1960 |  |  | (OP) Operating
9353 | International Paper Co-Augusta | 54358 | International Paper Augusta Mill | Industrial CHP | GA | 2 | 36.5 | Wood/Wood Waste Biomass | BLQ | ST | 1 | 1965 |  |  | (OP) Operating
9353 | International Paper Co-Augusta | 54358 | International Paper Augusta Mill | Industrial CHP | GA | 3 | 17.5 | Wood/Wood Waste Biomass | BLQ | ST | 1 | 1965 |  |  | (OP) Operating
50034 | PPG Industries Inc Works 14 | 54360 | PPG Industries Works 14 | Industrial Non-CHP | IL | PORT | 0.7 | Petroleum Liquids | DFO | IC | 12 | 1980 |  |  | (SB) Standby/Backup: available for service but not normally used
50034 | PPG Industries Inc Works 14 | 54360 | PPG Industries Works 14 | Industrial Non-CHP | IL | TK1 | 2 | Petroleum Liquids | DFO | IC | 12 | 1980 |  |  | (SB) Standby/Backup: available for service but not normally used
50034 | PPG Industries Inc Works 14 | 54360 | PPG Industries Works 14 | Industrial Non-CHP | IL | TK2 | 2 | Petroleum Liquids | DFO | IC | 12 | 1980 |  |  | (SB) Standby/Backup: available for service but not normally used
50035 | PPG Industries Inc Shelby | 54363 | PPG Industries Shelby NC Works | Industrial Non-CHP | NC | GEN2 | 0.6 | Petroleum Liquids | DFO | IC | 1 | 1972 |  |  | (SB) Standby/Backup: available for service but not normally used
50035 | PPG Industries Inc Shelby | 54363 | PPG Industries Shelby NC Works | Industrial Non-CHP | NC | GEN3 | 0.6 | Petroleum Liquids | DFO | IC | 1 | 1972 |  |  | (SB) Standby/Backup: available for service but not normally used
50035 | PPG Industries Inc Shelby | 54363 | PPG Industries Shelby NC Works | Industrial Non-CHP | NC | GEN4 | 0.8 | Petroleum Liquids | DFO | IC | 1 | 1972 |  |  | (SB) Standby/Backup: available for service but not normally used
50035 | PPG Industries Inc Shelby | 54363 | PPG Industries Shelby NC Works | Industrial Non-CHP | NC | GEN5 | 0.8 | Petroleum Liquids | DFO | IC | 1 | 1972 |  |  | (SB) Standby/Backup: available for service but not normally used
50036 | PPG Industries Inc Works 4 | 54364 | PPG Industries Works 4 | Industrial Non-CHP | TX | L1G | 2 | Petroleum Liquids | DFO | IC | 6 | 1975 |  |  | (SB) Standby/Backup: available for service but not normally used
50036 | PPG Industries Inc Works 4 | 54364 | PPG Industries Works 4 | Industrial Non-CHP | TX | L1PG | 0.9 | Petroleum Liquids | DFO | IC | 10 | 1980 |  |  | (OP) Operating
50036 | PPG Industries Inc Works 4 | 54364 | PPG Industries Works 4 | Industrial Non-CHP | TX | L2G | 2 | Petroleum Liquids | DFO | IC | 6 | 1974 |  |  | (SB) Standby/Backup: available for service but not normally used
50036 | PPG Industries Inc Works 4 | 54364 | PPG Industries Works 4 | Industrial Non-CHP | TX | L2PG | 1.1 | Petroleum Liquids | DFO | IC | 10 | 1980 |  |  | (SB) Standby/Backup: available for service but not normally used
49901 | Northern Star Generation Services Co LLC | 54365 | Orange Cogeneration Facility | IPP CHP | FL | APC1 | 43 | Natural Gas Fired Combined Cycle | NG | CT | 3 | 1995 |  |  | (OP) Operating
49901 | Northern Star Generation Services Co LLC | 54365 | Orange Cogeneration Facility | IPP CHP | FL | APC2 | 43 | Natural Gas Fired Combined Cycle | NG | CT | 2 | 1995 |  |  | (OP) Operating
49901 | Northern Star Generation Services Co LLC | 54365 | Orange Cogeneration Facility | IPP CHP | FL | APC3 | 24.6 | Natural Gas Fired Combined Cycle | NG | CA | 3 | 1995 |  |  | (OP) Operating
13898 | Oildale Energy LLC | 54371 | Oildale Energy LLC | IPP CHP | CA | ODC1 | 40 | Natural Gas Fired Combustion Turbine | NG | GT | 6 | 1984 |  |  | (OP) Operating
22208 | University of Colorado | 54372 | University of Colorado | Commercial CHP | CO | GT1 | 15 | Natural Gas Fired Combined Cycle | NG | CT | 8 | 1992 |  |  | (OP) Operating
22208 | University of Colorado | 54372 | University of Colorado | Commercial CHP | CO | GT2 | 15 | Natural Gas Fired Combined Cycle | NG | CT | 8 | 1992 |  |  | (OP) Operating
22208 | University of Colorado | 54372 | University of Colorado | Commercial CHP | CO | ST1 | 1 | Natural Gas Fired Combined Cycle | NG | CA | 8 | 1992 |  |  | (OP) Operating
24205 | Sinclair Oil Corp | 54374 | Sinclair Oil Refinery | Industrial CHP | WY | 2004 | 1.3 | Natural Gas Internal Combustion Engine | NG | IC | 1 | 2012 |  |  | (OP) Operating
24205 | Sinclair Oil Corp | 54374 | Sinclair Oil Refinery | Industrial CHP | WY | 2006 | 1.3 | Natural Gas Internal Combustion Engine | NG | IC | 1 | 2012 |  |  | (OP) Operating
24205 | Sinclair Oil Corp | 54374 | Sinclair Oil Refinery | Industrial CHP | WY | 2008 | 1.3 | Natural Gas Internal Combustion Engine | NG | IC | 1 | 2012 |  |  | (OP) Operating
24205 | Sinclair Oil Corp | 54374 | Sinclair Oil Refinery | Industrial CHP | WY | NO2 | 0.4 | Natural Gas Steam Turbine | NG | ST | 1 | 1925 |  |  | (OA) Out of service but expected to return to service in next calendar year
24205 | Sinclair Oil Corp | 54374 | Sinclair Oil Refinery | Industrial CHP | WY | NO3 | 1.3 | Natural Gas Steam Turbine | NG | ST | 1 | 1954 |  |  | (OP) Operating
24205 | Sinclair Oil Corp | 54374 | Sinclair Oil Refinery | Industrial CHP | WY | NO5 | 1.1 | Petroleum Liquids | DFO | IC | 1 | 1955 |  |  | (SB) Standby/Backup: available for service but not normally used
4207 | Consolidated Hydro NH Inc | 54384 | EHC West Hopkinton | IPP Non-CHP | NH | GEN1 | 1 | Conventional Hydroelectric | WAT | HY | 7 | 1985 |  |  | (OP) Operating
10347 | Kinneytown Hydro Co Inc | 54385 | Kinneytown New Old | IPP Non-CHP | CT | GEN1 | 0.8 | Conventional Hydroelectric | WAT | HY | 11 | 1986 |  |  | (OP) Operating
10347 | Kinneytown Hydro Co Inc | 54385 | Kinneytown New Old | IPP Non-CHP | CT | GEN2 | 1.4 | Conventional Hydroelectric | WAT | HY | 1 | 1995 |  |  | (OP) Operating
11082 | Littlewood Irrigation District | 54386 | Little Wood Hydro Project | IPP Non-CHP | ID | GEN1 | 2.4 | Conventional Hydroelectric | WAT | HY | 2 | 1985 |  |  | (SB) Standby/Backup: available for service but not normally used
3682 | CHI West Inc | 54387 | Weeks Falls | IPP Non-CHP | WA | GEN1 | 4.2 | Conventional Hydroelectric | WAT | HY | 6 | 1990 |  |  | (OP) Operating
326 | Alice Falls Corp | 54391 | Alice Falls Hydro Project | IPP Non-CHP | NY | 1 | 1.5 | Conventional Hydroelectric | WAT | HY | 11 | 1991 |  |  | (OA) Out of service but expected to return to service in next calendar year
326 | Alice Falls Corp | 54391 | Alice Falls Hydro Project | IPP Non-CHP | NY | 2 | 0.7 | Conventional Hydroelectric | WAT | HY | 11 | 1991 |  |  | (OA) Out of service but expected to return to service in next calendar year
54842 | WM Renewable Energy LLC | 54392 | BJ Gas Recovery | IPP Non-CHP | GA | GEN1 | 0.8 | Landfill Gas | LFG | IC | 9 | 1993 | 3 | 2016 | (OP) Operating
54842 | WM Renewable Energy LLC | 54392 | BJ Gas Recovery | IPP Non-CHP | GA | GEN3 | 0.8 | Landfill Gas | LFG | IC | 9 | 1993 | 3 | 2016 | (OP) Operating
5385 | Dry Creek LLC | 54394 | Dry Creek Project | IPP Non-CHP | ID | GEN1 | 2.2 | Conventional Hydroelectric | WAT | HY | 12 | 1987 |  |  | (OP) Operating
56372 | Stillwater Hydro Associates LLC | 54395 | Stillwater Hydro Electric Project | IPP Non-CHP | NY | 1 | 1.7 | Conventional Hydroelectric | WAT | HY | 4 | 1993 |  |  | (OP) Operating
56372 | Stillwater Hydro Associates LLC | 54395 | Stillwater Hydro Electric Project | IPP Non-CHP | NY | 2 | 1.7 | Conventional Hydroelectric | WAT | HY | 4 | 1993 |  |  | (OP) Operating
18028 | State of Wisconsin | 54406 | Capitol Heat and Power | Commercial Non-CHP | WI | P31 | 1 | Petroleum Liquids | DFO | IC | 7 | 2011 |  |  | (SB) Standby/Backup: available for service but not normally used
18028 | State of Wisconsin | 54406 | Capitol Heat and Power | Commercial Non-CHP | WI | P32 | 1 | Petroleum Liquids | DFO | IC | 7 | 2011 |  |  | (SB) Standby/Backup: available for service but not normally used
18028 | State of Wisconsin | 54407 | Waupun Correctional Central Heating Plt | Commercial CHP | WI | 1 | 0.2 | Conventional Steam Coal | BIT | ST | 5 | 1951 |  |  | (OP) Operating
18028 | State of Wisconsin | 54407 | Waupun Correctional Central Heating Plt | Commercial CHP | WI | 2 | 0.5 | Conventional Steam Coal | BIT | ST | 5 | 1951 |  |  | (OP) Operating
18028 | State of Wisconsin | 54407 | Waupun Correctional Central Heating Plt | Commercial CHP | WI | 3 | 0.8 | Petroleum Liquids | DFO | IC | 6 | 1991 |  |  | (SB) Standby/Backup: available for service but not normally used
18028 | State of Wisconsin | 54407 | Waupun Correctional Central Heating Plt | Commercial CHP | WI | 4 | 1.5 | Petroleum Liquids | DFO | IC | 6 | 1998 |  |  | (SB) Standby/Backup: available for service but not normally used
18028 | State of Wisconsin | 54408 | UW Madison Charter Street Plant | Commercial CHP | WI | 1 | 5.5 | Natural Gas Steam Turbine | NG | ST | 1 | 1965 |  |  | (OP) Operating
18028 | State of Wisconsin | 54408 | UW Madison Charter Street Plant | Commercial CHP | WI | 3 | 1.3 | Petroleum Liquids | DFO | IC | 1 | 1965 |  |  | (SB) Standby/Backup: available for service but not normally used
4823 | Dartmouth College | 54409 | Dartmouth College Heating Plant | Commercial CHP | NH | GEN1 | 2 | Petroleum Liquids | RFO | ST | 1 | 1970 |  |  | (OP) Operating
4823 | Dartmouth College | 54409 | Dartmouth College Heating Plant | Commercial CHP | NH | GEN2 | 2 | Petroleum Liquids | RFO | ST | 1 | 1970 |  |  | (OP) Operating
4823 | Dartmouth College | 54409 | Dartmouth College Heating Plant | Commercial CHP | NH | GEN3 | 3 | Petroleum Liquids | RFO | ST | 1 | 1992 |  |  | (OP) Operating
4732 | Western Power & Steam Inc | 54410 | Western Power & Steam Inc | Industrial CHP | CA | CTG | 22.6 | Natural Gas Fired Combined Cycle | NG | CT | 3 | 1990 |  |  | (OP) Operating
4732 | Western Power & Steam Inc | 54410 | Western Power & Steam Inc | Industrial CHP | CA | STG | 7.3 | Natural Gas Fired Combined Cycle | NG | CA | 3 | 1990 |  |  | (OP) Operating
9765 | John Deere Dubuque Works | 54414 | John Deere Dubuque Works | Industrial Non-CHP | IA | GE10 | 1.4 | Petroleum Liquids | DFO | IC | 6 | 1994 |  |  | (SB) Standby/Backup: available for service but not normally used
9765 | John Deere Dubuque Works | 54414 | John Deere Dubuque Works | Industrial Non-CHP | IA | GEN5 | 1.4 | Petroleum Liquids | DFO | IC | 6 | 1994 |  |  | (SB) Standby/Backup: available for service but not normally used
9765 | John Deere Dubuque Works | 54414 | John Deere Dubuque Works | Industrial Non-CHP | IA | GEN6 | 1.4 | Petroleum Liquids | DFO | IC | 6 | 1994 |  |  | (SB) Standby/Backup: available for service but not normally used
9765 | John Deere Dubuque Works | 54414 | John Deere Dubuque Works | Industrial Non-CHP | IA | GEN7 | 1.4 | Petroleum Liquids | DFO | IC | 6 | 1994 |  |  | (SB) Standby/Backup: available for service but not normally used
9765 | John Deere Dubuque Works | 54414 | John Deere Dubuque Works | Industrial Non-CHP | IA | GEN8 | 1.4 | Petroleum Liquids | DFO | IC | 6 | 1994 |  |  | (SB) Standby/Backup: available for service but not normally used
9765 | John Deere Dubuque Works | 54414 | John Deere Dubuque Works | Industrial Non-CHP | IA | GEN9 | 1.4 | Petroleum Liquids | DFO | IC | 6 | 1994 |  |  | (SB) Standby/Backup: available for service but not normally used
55600 | Cadillac Renewable Energy LLC | 54415 | Cadillac Renewable Energy | IPP Non-CHP | MI | GEN1 | 38 | Wood/Wood Waste Biomass | WDS | ST | 8 | 1993 |  |  | (OP) Operating
4207 | Consolidated Hydro NH Inc | 54418 | Rollinsford | IPP Non-CHP | NH | GEN1 | 0.7 | Conventional Hydroelectric | WAT | HY | 10 | 1986 |  |  | (OP) Operating
4207 | Consolidated Hydro NH Inc | 54418 | Rollinsford | IPP Non-CHP | NH | GEN2 | 0.7 | Conventional Hydroelectric | WAT | HY | 1 | 1995 |  |  | (OP) Operating
19553 | Unisea Inc | 54422 | Unisea G 2 | Industrial Non-CHP | AK | CAT4 | 1 | Petroleum Liquids | DFO | IC | 5 | 2012 |  |  | (OP) Operating
19553 | Unisea Inc | 54422 | Unisea G 2 | Industrial Non-CHP | AK | CAT5 | 1 | Petroleum Liquids | DFO | IC | 5 | 2012 |  |  | (OP) Operating
19553 | Unisea Inc | 54422 | Unisea G 2 | Industrial Non-CHP | AK | GEN1 | 2.2 | Petroleum Liquids | DFO | IC | 8 | 1990 |  |  | (OP) Operating
19553 | Unisea Inc | 54422 | Unisea G 2 | Industrial Non-CHP | AK | GEN2 | 2.3 | Petroleum Liquids | DFO | IC | 8 | 1990 |  |  | (OP) Operating
19553 | Unisea Inc | 54422 | Unisea G 2 | Industrial Non-CHP | AK | GEN3 | 2.3 | Petroleum Liquids | DFO | IC | 8 | 1990 |  |  | (OP) Operating
19553 | Unisea Inc | 54422 | Unisea G 2 | Industrial Non-CHP | AK | GEN4 | 2.2 | Petroleum Liquids | DFO | IC | 8 | 1990 |  |  | (OP) Operating
19553 | Unisea Inc | 54422 | Unisea G 2 | Industrial Non-CHP | AK | GEN5 | 2.3 | Petroleum Liquids | DFO | IC | 8 | 1990 |  |  | (OP) Operating
19553 | Unisea Inc | 54422 | Unisea G 2 | Industrial Non-CHP | AK | GEN6 | 2.2 | Petroleum Liquids | DFO | IC | 8 | 1990 |  |  | (OP) Operating
58945 | Wood Group Power Plant Services Inc | 54423 | Quantum Lake Power LP | IPP CHP | FL | GT1 | 48.5 | Natural Gas Fired Combined Cycle | NG | CT | 7 | 1993 |  |  | (OP) Operating
58945 | Wood Group Power Plant Services Inc | 54423 | Quantum Lake Power LP | IPP CHP | FL | GT2 | 48.5 | Natural Gas Fired Combined Cycle | NG | CT | 7 | 1993 |  |  | (OP) Operating
58945 | Wood Group Power Plant Services Inc | 54423 | Quantum Lake Power LP | IPP CHP | FL | ST1 | 24 | Natural Gas Fired Combined Cycle | NG | CA | 7 | 1993 |  |  | (OP) Operating
58945 | Wood Group Power Plant Services Inc | 54424 | Quantum Pasco Power LP | IPP CHP | FL | EDG1 | 1.2 | Petroleum Liquids | DFO | IC | 7 | 1993 |  |  | (SB) Standby/Backup: available for service but not normally used
58945 | Wood Group Power Plant Services Inc | 54424 | Quantum Pasco Power LP | IPP CHP | FL | EDG2 | 1.2 | Petroleum Liquids | DFO | IC | 7 | 1993 |  |  | (SB) Standby/Backup: available for service but not normally used
58945 | Wood Group Power Plant Services Inc | 54424 | Quantum Pasco Power LP | IPP CHP | FL | GT1 | 48.5 | Natural Gas Fired Combined Cycle | NG | CT | 7 | 1993 |  |  | (OP) Operating
58945 | Wood Group Power Plant Services Inc | 54424 | Quantum Pasco Power LP | IPP CHP | FL | GT2 | 48.5 | Natural Gas Fired Combined Cycle | NG | CT | 7 | 1993 |  |  | (OP) Operating
58945 | Wood Group Power Plant Services Inc | 54424 | Quantum Pasco Power LP | IPP CHP | FL | ST1 | 24 | Natural Gas Fired Combined Cycle | NG | CA | 7 | 1993 |  |  | (OP) Operating
49901 | Northern Star Generation Services Co LLC | 54426 | Mulberry Cogeneration Facility | IPP CHP | FL | GT1 | 76 | Natural Gas Fired Combined Cycle | NG | CT | 5 | 1994 |  |  | (OP) Operating
49901 | Northern Star Generation Services Co LLC | 54426 | Mulberry Cogeneration Facility | IPP CHP | FL | ST1 | 37 | Natural Gas Fired Combined Cycle | NG | CA | 7 | 1994 |  |  | (OP) Operating
7043 | Temple-Inland Corp | 54427 | Gaylord Container Bogalusa | Industrial CHP | LA | NO10 | 34.4 | Wood/Wood Waste Biomass | WDS | ST | 4 | 1999 |  |  | (OP) Operating
7043 | Temple-Inland Corp | 54427 | Gaylord Container Bogalusa | Industrial CHP | LA | NO8 | 22.5 | Wood/Wood Waste Biomass | WDS | ST | 3 | 1981 |  |  | (OP) Operating
7043 | Temple-Inland Corp | 54427 | Gaylord Container Bogalusa | Industrial CHP | LA | NO9 | 34.9 | Wood/Wood Waste Biomass | WDS | ST | 6 | 1979 |  |  | (OP) Operating
57356 | Alabama River Cellulose LLC | 54429 | Alabama Pine Pulp | Industrial CHP | AL | GEN2 | 64.2 | Wood/Wood Waste Biomass | BLQ | ST | 11 | 1991 |  |  | (OP) Operating
15174 | Freeport McMoRan Oil & Gas | 54447 | Welport Lease Project | Industrial CHP | CA | TI | 4 | Natural Gas Fired Combustion Turbine | NG | GT | 3 | 1990 |  |  | (OP) Operating
15174 | Freeport McMoRan Oil & Gas | 54449 | Dome Project | Industrial CHP | CA | T1 | 2.5 | Natural Gas Fired Combustion Turbine | NG | GT | 8 | 1988 |  |  | (OP) Operating
15174 | Freeport McMoRan Oil & Gas | 54449 | Dome Project | Industrial CHP | CA | T2 | 2.5 | Natural Gas Fired Combustion Turbine | NG | GT | 8 | 1988 |  |  | (OP) Operating
38215 | Phillips 66 - Los Angeles | 54451 | Los Angeles Refinery Wilmington | Industrial CHP | CA | G1 | 6 | Other Natural Gas | NG | OT | 5 | 1984 |  |  | (OS) Out of service and NOT expected to return to service in next calendar year
38215 | Phillips 66 - Los Angeles | 54451 | Los Angeles Refinery Wilmington | Industrial CHP | CA | G2 | 45 | Other Gases | OG | GT | 5 | 1988 |  |  | (OP) Operating
179 | Agrium US Inc | 54452 | Agrium Kenai Nitrogen Operations | Industrial CHP | AK | 744A | 2.5 | Natural Gas Fired Combustion Turbine | NG | GT | 10 | 1977 |  |  | (OS) Out of service and NOT expected to return to service in next calendar year
179 | Agrium US Inc | 54452 | Agrium Kenai Nitrogen Operations | Industrial CHP | AK | 744B | 2.5 | Natural Gas Fired Combustion Turbine | NG | GT | 10 | 1977 |  |  | (OS) Out of service and NOT expected to return to service in next calendar year
179 | Agrium US Inc | 54452 | Agrium Kenai Nitrogen Operations | Industrial CHP | AK | 744C | 2.5 | Natural Gas Fired Combustion Turbine | NG | GT | 10 | 1977 |  |  | (OS) Out of service and NOT expected to return to service in next calendar year
179 | Agrium US Inc | 54452 | Agrium Kenai Nitrogen Operations | Industrial CHP | AK | 744D | 2.5 | Natural Gas Fired Combustion Turbine | NG | GT | 10 | 1977 |  |  | (OS) Out of service and NOT expected to return to service in next calendar year
179 | Agrium US Inc | 54452 | Agrium Kenai Nitrogen Operations | Industrial CHP | AK | 744E | 2.5 | Natural Gas Fired Combustion Turbine | NG | GT | 10 | 1977 |  |  | (OS) Out of service and NOT expected to return to service in next calendar year
57170 | EDF Renewable Asset Holdings, Inc. | 54453 | EDF Renewable Windfarm V Inc | IPP Non-CHP | CA | GEN2 | 16.2 | Onshore Wind Turbine | WND | WT | 1 | 1990 |  |  | (OP) Operating
49963 | FPL Energy Operating Services, Inc. | 54454 | San Gorgonio Windplant WPP1993 | IPP Non-CHP | CA | GEN11 | 49.5 | Onshore Wind Turbine | WND | WT | 12 | 2011 |  |  | (OP) Operating
4119 | Hewlett-Packard Company | 54457 | Hewlett Packard Alpharetta | Commercial Non-CHP | GA | ALF1 | 1 | Petroleum Liquids | DFO | IC | 5 | 1989 |  |  | (SB) Standby/Backup: available for service but not normally used
4119 | Hewlett-Packard Company | 54457 | Hewlett Packard Alpharetta | Commercial Non-CHP | GA | ALF2 | 1 | Petroleum Liquids | DFO | IC | 5 | 1989 |  |  | (SB) Standby/Backup: available for service but not normally used
4119 | Hewlett-Packard Company | 54457 | Hewlett Packard Alpharetta | Commercial Non-CHP | GA | ALF3 | 1 | Petroleum Liquids | DFO | IC | 5 | 1989 |  |  | (SB) Standby/Backup: available for service but not normally used
4119 | Hewlett-Packard Company | 54457 | Hewlett Packard Alpharetta | Commercial Non-CHP | GA | ALF4 | 1 | Petroleum Liquids | DFO | IC | 5 | 1989 |  |  | (SB) Standby/Backup: available for service but not normally used
4119 | Hewlett-Packard Company | 54457 | Hewlett Packard Alpharetta | Commercial Non-CHP | GA | ALF5 | 1 | Petroleum Liquids | DFO | IC | 5 | 1991 |  |  | (SB) Standby/Backup: available for service but not normally used
4119 | Hewlett-Packard Company | 54457 | Hewlett Packard Alpharetta | Commercial Non-CHP | GA | B1GN1 | 1.4 | Petroleum Liquids | DFO | IC | 5 | 2005 |  |  | (SB) Standby/Backup: available for service but not normally used
4119 | Hewlett-Packard Company | 54457 | Hewlett Packard Alpharetta | Commercial Non-CHP | GA | B1GN2 | 1.4 | Petroleum Liquids | DFO | IC | 5 | 2005 |  |  | (SB) Standby/Backup: available for service but not normally used
56108 | Targa Pipeline Mid-Continent WestTex LLC | 54458 | Benedum Plant | Industrial Non-CHP | TX | BG3A | 1 | Natural Gas Internal Combustion Engine | NG | IC | 11 | 1996 |  |  | (OP) Operating
56108 | Targa Pipeline Mid-Continent WestTex LLC | 54458 | Benedum Plant | Industrial Non-CHP | TX | BG6 | 1 | Natural Gas Internal Combustion Engine | NG | IC | 9 | 1998 |  |  | (OP) Operating
55810 | Augusta Canal Authority | 54462 | Graniteville Enterprise Division | Industrial Non-CHP | GA | 1 | 0.5 | Conventional Hydroelectric | WAT | HY | 1 | 1921 |  |  | (OP) Operating
55810 | Augusta Canal Authority | 54462 | Graniteville Enterprise Division | Industrial Non-CHP | GA | 2 | 0.5 | Conventional Hydroelectric | WAT | HY | 1 | 1921 |  |  | (OP) Operating
16024 | Riverwood Intl USA Inc | 54464 | Riverwood International Macon Mill | Industrial CHP | GA | 0001 | 9 | Wood/Wood Waste Biomass | BLQ | ST | 6 | 1948 |  |  | (OP) Operating
16024 | Riverwood Intl USA Inc | 54464 | Riverwood International Macon Mill | Industrial CHP | GA | 0002 | 4.7 | Wood/Wood Waste Biomass | BLQ | ST | 6 | 1948 |  |  | (OP) Operating
16024 | Riverwood Intl USA Inc | 54464 | Riverwood International Macon Mill | Industrial CHP | GA | 0003 | 4.7 | Wood/Wood Waste Biomass | BLQ | ST | 6 | 1948 |  |  | (OP) Operating
16024 | Riverwood Intl USA Inc | 54464 | Riverwood International Macon Mill | Industrial CHP | GA | 0004 | 21.6 | Wood/Wood Waste Biomass | BLQ | ST | 6 | 1981 |  |  | (OP) Operating
16024 | Riverwood Intl USA Inc | 54464 | Riverwood International Macon Mill | Industrial CHP | GA | 0005 | 39.5 | Wood/Wood Waste Biomass | WDS | ST | 9 | 2013 |  |  | (OP) Operating
14184 | Orlando CoGen Ltd LP | 54466 | Orlando Cogen LP | IPP CHP | FL | GEN1 | 120 | Natural Gas Fired Combined Cycle | NG | CS | 9 | 1993 |  |  | (OP) Operating
59479 | Covanta Energy Americas, Inc. | 54468 | Mt Lassen Power | IPP Non-CHP | CA | GEN1 | 10.5 | Wood/Wood Waste Biomass | WDS | ST | 6 | 1985 |  |  | (OS) Out of service and NOT expected to return to service in next calendar year
59479 | Covanta Energy Americas, Inc. | 54469 | Pacific Oroville Power Inc | IPP Non-CHP | CA | GEN1 | 8.3 | Wood/Wood Waste Biomass | WDS | ST | 12 | 1985 |  |  | (OS) Out of service and NOT expected to return to service in next calendar year
59479 | Covanta Energy Americas, Inc. | 54469 | Pacific Oroville Power Inc | IPP Non-CHP | CA | GEN2 | 8.3 | Wood/Wood Waste Biomass | WDS | ST | 12 | 1985 |  |  | (OS) Out of service and NOT expected to return to service in next calendar year
31216 | Mascoma Hydro Corp | 54471 | Mascoma Hydro | IPP Non-CHP | NH | 01 | 0.5 | Conventional Hydroelectric | WAT | HY | 12 | 1988 |  |  | (OP) Operating
31216 | Mascoma Hydro Corp | 54471 | Mascoma Hydro | IPP Non-CHP | NH | 02 | 0.5 | Conventional Hydroelectric | WAT | HY | 12 | 1988 |  |  | (OP) Operating
31216 | Mascoma Hydro Corp | 54471 | Mascoma Hydro | IPP Non-CHP | NH | 03 | 0.5 | Conventional Hydroelectric | WAT | HY | 12 | 1988 |  |  | (OP) Operating
16968 | Simplot Phosphates LLC | 54472 | Simplot Phosphates | Industrial CHP | WY | GEN1 | 11.5 | All Other | OTH | ST | 8 | 1986 |  |  | (OP) Operating
15500 | Puget Sound Energy Inc | 54476 | Sumas Power Plant | Electric Utility | WA | GEN1 | 84.7 | Natural Gas Fired Combined Cycle | NG | CT | 3 | 1993 |  |  | (OP) Operating
15500 | Puget Sound Energy Inc | 54476 | Sumas Power Plant | Electric Utility | WA | GEN2 | 40.8 | All Other | OTH | CA | 3 | 1993 |  |  | (OP) Operating
14173 | Oroville Cogeneration LP | 54477 | Oroville Cogeneration LP | Industrial CHP | CA | GEN1 | 1.1 | Natural Gas Internal Combustion Engine | NG | IC | 1 | 1990 |  |  | (SB) Standby/Backup: available for service but not normally used
14173 | Oroville Cogeneration LP | 54477 | Oroville Cogeneration LP | Industrial CHP | CA | GEN2 | 1.1 | Natural Gas Internal Combustion Engine | NG | IC | 1 | 1990 |  |  | (SB) Standby/Backup: available for service but not normally used
14173 | Oroville Cogeneration LP | 54477 | Oroville Cogeneration LP | Industrial CHP | CA | GEN3 | 1.1 | Natural Gas Internal Combustion Engine | NG | IC | 1 | 1990 |  |  | (SB) Standby/Backup: available for service but not normally used
14173 | Oroville Cogeneration LP | 54477 | Oroville Cogeneration LP | Industrial CHP | CA | GEN4 | 1.1 | Natural Gas Internal Combustion Engine | NG | IC | 1 | 1990 |  |  | (SB) Standby/Backup: available for service but not normally used
14173 | Oroville Cogeneration LP | 54477 | Oroville Cogeneration LP | Industrial CHP | CA | GEN5 | 1.1 | Natural Gas Internal Combustion Engine | NG | IC | 1 | 1990 |  |  | (SB) Standby/Backup: available for service but not normally used
14173 | Oroville Cogeneration LP | 54477 | Oroville Cogeneration LP | Industrial CHP | CA | GEN6 | 1.1 | Natural Gas Internal Combustion Engine | NG | IC | 1 | 1990 |  |  | (SB) Standby/Backup: available for service but not normally used
14173 | Oroville Cogeneration LP | 54477 | Oroville Cogeneration LP | Industrial CHP | CA | GEN7 | 1.1 | Natural Gas Internal Combustion Engine | NG | IC | 1 | 1990 |  |  | (SB) Standby/Backup: available for service but not normally used
547 | American Sugar Refining Inc. | 54512 | Domino Sugar Arabi Plant | Industrial CHP | LA | TG1 | 3.4 | Natural Gas Steam Turbine | NG | ST | 1 | 1949 |  |  | (OP) Operating
547 | American Sugar Refining Inc. | 54512 | Domino Sugar Arabi Plant | Industrial CHP | LA | TG2 | 2.3 | Natural Gas Steam Turbine | NG | ST | 6 | 2003 |  |  | (OP) Operating
547 | American Sugar Refining Inc. | 54512 | Domino Sugar Arabi Plant | Industrial CHP | LA | TG3 | 2 | Natural Gas Steam Turbine | NG | ST | 1 | 1949 |  |  | (OP) Operating
30038 | Rock-Tenn Co | 54513 | Rock-Tenn | Industrial Non-CHP | IL | E-1 | 0.7 | Natural Gas Internal Combustion Engine | NG | IC | 6 | 1992 |  |  | (SB) Standby/Backup: available for service but not normally used
30038 | Rock-Tenn Co | 54513 | Rock-Tenn | Industrial Non-CHP | IL | E2-A | 0.7 | Natural Gas Internal Combustion Engine | NG | IC | 6 | 1992 |  |  | (SB) Standby/Backup: available for service but not normally used
30038 | Rock-Tenn Co | 54513 | Rock-Tenn | Industrial Non-CHP | IL | E2-B | 0.7 | Natural Gas Internal Combustion Engine | NG | IC | 6 | 1992 |  |  | (SB) Standby/Backup: available for service but not normally used
30038 | Rock-Tenn Co | 54513 | Rock-Tenn | Industrial Non-CHP | IL | E3 | 0.8 | Natural Gas Internal Combustion Engine | NG | IC | 6 | 1992 |  |  | (SB) Standby/Backup: available for service but not normally used
1851 | Blind Canyon Aqua Ranch Inc | 54514 | Blind Canyon Hydro | IPP Non-CHP | ID | 1 | 1.3 | Conventional Hydroelectric | WAT | HY | 4 | 1992 |  |  | (OP) Operating
4566 | Crotched Mt Rehab Ctr Inc | 54515 | Crotched Mountain Rehabilitation Center | Commercial CHP | NH | GEN1 | 0.7 | Petroleum Liquids | DFO | IC | 2 | 1990 |  |  | (SB) Standby/Backup: available for service but not normally used
4566 | Crotched Mt Rehab Ctr Inc | 54515 | Crotched Mountain Rehabilitation Center | Commercial CHP | NH | GEN2 | 0.7 | Petroleum Liquids | DFO | IC | 2 | 1990 |  |  | (SB) Standby/Backup: available for service but not normally used
4566 | Crotched Mt Rehab Ctr Inc | 54515 | Crotched Mountain Rehabilitation Center | Commercial CHP | NH | GEN3 | 0.7 | Petroleum Liquids | DFO | IC | 2 | 1990 |  |  | (SB) Standby/Backup: available for service but not normally used
17164 | Sierra Pacific Industries Inc | 54517 | Sierra Pacific Sonora | Industrial CHP | CA | GEN2 | 6 | Wood/Wood Waste Biomass | WDS | ST | 2 | 2001 |  |  | (OP) Operating
6564 | Formosa Plastics Corp | 54518 | Formosa Plastics | Industrial CHP | LA | GT2 | 33 | Natural Gas Fired Combustion Turbine | NG | GT | 7 | 1990 |  |  | (SB) Standby/Backup: available for service but not normally used
6564 | Formosa Plastics Corp | 54518 | Formosa Plastics | Industrial CHP | LA | GT3 | 33 | Natural Gas Fired Combustion Turbine | NG | GT | 7 | 1996 |  |  | (OP) Operating
6564 | Formosa Plastics Corp | 54518 | Formosa Plastics | Industrial CHP | LA | ST1 | 8 | Natural Gas Steam Turbine | NG | ST | 5 | 1985 |  |  | (OP) Operating
6564 | Formosa Plastics Corp | 54518 | Formosa Plastics | Industrial CHP | LA | ST2 | 8 | Natural Gas Steam Turbine | NG | ST | 10 | 1990 |  |  | (OP) Operating
6831 | Ft Worth City of | 54520 | Village Creek Water Reclamation Facility | Commercial CHP | TX | SD1 | 0.9 | Natural Gas Internal Combustion Engine | NG | IC | 4 | 1994 |  |  | (SB) Standby/Backup: available for service but not normally used
6831 | Ft Worth City of | 54520 | Village Creek Water Reclamation Facility | Commercial CHP | TX | SD2 | 0.9 | Natural Gas Internal Combustion Engine | NG | IC | 4 | 1994 |  |  | (SB) Standby/Backup: available for service but not normally used
6831 | Ft Worth City of | 54520 | Village Creek Water Reclamation Facility | Commercial CHP | TX | TG1 | 4.2 | Other Waste Biomass | OBG | GT | 6 | 2001 |  |  | (OP) Operating
6831 | Ft Worth City of | 54520 | Village Creek Water Reclamation Facility | Commercial CHP | TX | TG2 | 4.2 | Other Waste Biomass | OBG | GT | 9 | 2001 |  |  | (OP) Operating
8705 | Hoffer Plastics | 54523 | Hoffer Plastics | Industrial Non-CHP | IL | GEN1 | 0.8 | Natural Gas Internal Combustion Engine | NG | IC | 4 | 1992 |  |  | (OP) Operating
8705 | Hoffer Plastics | 54523 | Hoffer Plastics | Industrial Non-CHP | IL | GEN2 | 0.8 | Natural Gas Internal Combustion Engine | NG | IC | 4 | 1992 |  |  | (OP) Operating
8705 | Hoffer Plastics | 54523 | Hoffer Plastics | Industrial Non-CHP | IL | GEN3 | 0.8 | Natural Gas Internal Combustion Engine | NG | IC | 4 | 1992 |  |  | (OP) Operating
8705 | Hoffer Plastics | 54523 | Hoffer Plastics | Industrial Non-CHP | IL | GEN4 | 0.8 | Natural Gas Internal Combustion Engine | NG | IC | 4 | 1992 |  |  | (OP) Operating
8705 | Hoffer Plastics | 54523 | Hoffer Plastics | Industrial Non-CHP | IL | GEN5 | 0.8 | Natural Gas Internal Combustion Engine | NG | IC | 4 | 1992 |  |  | (OP) Operating
8705 | Hoffer Plastics | 54523 | Hoffer Plastics | Industrial Non-CHP | IL | GEN6 | 0.8 | Natural Gas Internal Combustion Engine | NG | IC | 4 | 1992 |  |  | (OP) Operating
8705 | Hoffer Plastics | 54523 | Hoffer Plastics | Industrial Non-CHP | IL | GEN7 | 0.8 | Natural Gas Internal Combustion Engine | NG | IC | 4 | 1992 |  |  | (OP) Operating
8705 | Hoffer Plastics | 54523 | Hoffer Plastics | Industrial Non-CHP | IL | GEN8 | 0.8 | Natural Gas Internal Combustion Engine | NG | IC | 4 | 1992 |  |  | (OP) Operating
8705 | Hoffer Plastics | 54523 | Hoffer Plastics | Industrial Non-CHP | IL | GEN9 | 0.8 | Natural Gas Internal Combustion Engine | NG | IC | 4 | 1995 |  |  | (OP) Operating
8862 | Horseshoe Bend Hydroelectric Co | 54524 | Horseshoe Bend Hydroelectric Co | IPP Non-CHP | ID | GEN1 | 4.7 | Conventional Hydroelectric | WAT | HY | 4 | 1995 |  |  | (OP) Operating
8862 | Horseshoe Bend Hydroelectric Co | 54524 | Horseshoe Bend Hydroelectric Co | IPP Non-CHP | ID | GEN2 | 4.7 | Conventional Hydroelectric | WAT | HY | 4 | 1995 |  |  | (OP) Operating
26003 | Kankakee City of | 54525 | Kankakee Hydro Facility | Commercial Non-CHP | IL | 1 | 0.4 | Conventional Hydroelectric | WAT | HY | 7 | 1991 |  |  | (OP) Operating
26003 | Kankakee City of | 54525 | Kankakee Hydro Facility | Commercial Non-CHP | IL | 2 | 0.4 | Conventional Hydroelectric | WAT | HY | 7 | 1991 |  |  | (OP) Operating
26003 | Kankakee City of | 54525 | Kankakee Hydro Facility | Commercial Non-CHP | IL | 3 | 0.4 | Conventional Hydroelectric | WAT | HY | 7 | 1991 |  |  | (OP) Operating
57431 | ReEnergy Biomass LLC | 54526 | ReEnergy Biomass LLC | IPP CHP | NY | STG | 19 | Wood/Wood Waste Biomass | WDS | ST | 8 | 1992 |  |  | (OP) Operating
20541 | Wheelabrator Environmental Systems | 54529 | Wheelabrator Ridge Energy | IPP Non-CHP | FL | 0001 | 47.1 | Wood/Wood Waste Biomass | WDS | ST | 3 | 1994 |  |  | (OP) Operating
5499 | Targa Midstream Services LP | 54531 | Stingray Facility | Industrial Non-CHP | LA | 1S72 | 2.5 | Natural Gas Fired Combustion Turbine | NG | GT | 9 | 1977 |  |  | (OP) Operating
17604 | Southern Minnesota Beet Sugar | 54533 | Southern Minnesota Beet Sugar | Industrial CHP | MN | 0001 | 7.5 | Natural Gas Steam Turbine | NG | ST | 9 | 1976 |  |  | (OP) Operating
17887 | St Joseph's Hospital | 54534 | St Josephs Hospital | Commercial CHP | FL | 0001 | 1.6 | Natural Gas Internal Combustion Engine | NG | IC | 2 | 1993 |  |  | (SB) Standby/Backup: available for service but not normally used
56355 | LES Project Holdings LLC | 54536 | Sumpter Energy Associates | IPP Non-CHP | MI | 0201 | 0.8 | Landfill Gas | LFG | IC | 7 | 1998 |  |  | (OP) Operating
56355 | LES Project Holdings LLC | 54536 | Sumpter Energy Associates | IPP Non-CHP | MI | 0202 | 0.8 | Landfill Gas | LFG | IC | 7 | 1998 |  |  | (OP) Operating
56355 | LES Project Holdings LLC | 54536 | Sumpter Energy Associates | IPP Non-CHP | MI | 0203 | 0.8 | Landfill Gas | LFG | IC | 7 | 1998 |  |  | (OP) Operating
56355 | LES Project Holdings LLC | 54536 | Sumpter Energy Associates | IPP Non-CHP | MI | 0204 | 0.8 | Landfill Gas | LFG | IC | 7 | 1998 |  |  | (OP) Operating
56355 | LES Project Holdings LLC | 54536 | Sumpter Energy Associates | IPP Non-CHP | MI | 0205 | 0.8 | Landfill Gas | LFG | IC | 7 | 1998 |  |  | (OP) Operating
56355 | LES Project Holdings LLC | 54536 | Sumpter Energy Associates | IPP Non-CHP | MI | 0386 | 0.8 | Landfill Gas | LFG | IC | 7 | 1992 |  |  | (OP) Operating
56355 | LES Project Holdings LLC | 54536 | Sumpter Energy Associates | IPP Non-CHP | MI | 0388 | 0.8 | Landfill Gas | LFG | IC | 7 | 1992 |  |  | (OP) Operating
56355 | LES Project Holdings LLC | 54536 | Sumpter Energy Associates | IPP Non-CHP | MI | 0389 | 0.8 | Landfill Gas | LFG | IC | 7 | 1992 |  |  | (OP) Operating
56355 | LES Project Holdings LLC | 54536 | Sumpter Energy Associates | IPP Non-CHP | MI | 0392 | 0.8 | Landfill Gas | LFG | IC | 7 | 1992 |  |  | (OP) Operating
56355 | LES Project Holdings LLC | 54536 | Sumpter Energy Associates | IPP Non-CHP | MI | 0435 | 0.8 | Landfill Gas | LFG | IC | 7 | 1992 |  |  | (OP) Operating
56355 | LES Project Holdings LLC | 54536 | Sumpter Energy Associates | IPP Non-CHP | MI | 0437 | 0.8 | Landfill Gas | LFG | IC | 7 | 1992 |  |  | (OP) Operating
56355 | LES Project Holdings LLC | 54536 | Sumpter Energy Associates | IPP Non-CHP | MI | 0440 | 0.8 | Landfill Gas | LFG | IC | 7 | 1992 |  |  | (OP) Operating
56355 | LES Project Holdings LLC | 54536 | Sumpter Energy Associates | IPP Non-CHP | MI | 0447 | 0.8 | Landfill Gas | LFG | IC | 7 | 1992 |  |  | (OP) Operating
56355 | LES Project Holdings LLC | 54536 | Sumpter Energy Associates | IPP Non-CHP | MI | 0464 | 0.8 | Landfill Gas | LFG | IC | 7 | 1992 |  |  | (OP) Operating
56355 | LES Project Holdings LLC | 54536 | Sumpter Energy Associates | IPP Non-CHP | MI | 0467 | 0.8 | Landfill Gas | LFG | IC | 7 | 1992 |  |  | (OP) Operating
15500 | Puget Sound Energy Inc | 54537 | Ferndale Generating Station | Electric Utility | WA | CT1A | 86 | Natural Gas Fired Combined Cycle | NG | CT | 4 | 1994 |  |  | (OP) Operating
15500 | Puget Sound Energy Inc | 54537 | Ferndale Generating Station | Electric Utility | WA | CT1B | 86 | Natural Gas Fired Combined Cycle | NG | CT | 4 | 1994 |  |  | (OP) Operating
15500 | Puget Sound Energy Inc | 54537 | Ferndale Generating Station | Electric Utility | WA | ST1 | 98 | Natural Gas Fired Combined Cycle | NG | CA | 4 | 1994 |  |  | (OP) Operating
13994 | Oglethorpe Power Corporation | 54538 | Hartwell Energy Facility | Electric Utility | GA | MAG1 | 149.5 | Natural Gas Fired Combustion Turbine | NG | GT | 4 | 1994 |  |  | (OP) Operating
13994 | Oglethorpe Power Corporation | 54538 | Hartwell Energy Facility | Electric Utility | GA | MAG2 | 144.2 | Natural Gas Fired Combustion Turbine | NG | GT | 4 | 1994 |  |  | (OP) Operating
54842 | WM Renewable Energy LLC | 54539 | Venice Resources Gas Recovery | IPP Non-CHP | MI | GEN1 | 0.8 | Landfill Gas | LFG | IC | 3 | 1992 |  |  | (OP) Operating
54842 | WM Renewable Energy LLC | 54539 | Venice Resources Gas Recovery | IPP Non-CHP | MI | GEN2 | 0.8 | Landfill Gas | LFG | IC | 3 | 1992 |  |  | (OP) Operating
20328 | Charter Dura-Bar Inc | 54540 | Charter Dura-Bar | Industrial Non-CHP | IL | 1A | 0.9 | Natural Gas Internal Combustion Engine | NG | IC | 4 | 1992 |  |  | (OP) Operating
20328 | Charter Dura-Bar Inc | 54540 | Charter Dura-Bar | Industrial Non-CHP | IL | 1B | 0.9 | Natural Gas Internal Combustion Engine | NG | IC | 4 | 1992 |  |  | (OP) Operating
20328 | Charter Dura-Bar Inc | 54540 | Charter Dura-Bar | Industrial Non-CHP | IL | 2A | 0.9 | Natural Gas Internal Combustion Engine | NG | IC | 4 | 1992 |  |  | (OP) Operating
20328 | Charter Dura-Bar Inc | 54540 | Charter Dura-Bar | Industrial Non-CHP | IL | 2B | 0.9 | Natural Gas Internal Combustion Engine | NG | IC | 4 | 1992 |  |  | (OP) Operating | [5 empty] | 0
20328 | Charter Dura-Bar Inc | 54540 | Charter Dura-Bar | Industrial Non-CHP | IL | 3A | 0.9 | Natural Gas Internal Combustion Engine | NG | IC | 4 | 1992 |  |  | (OP) Operating | [5 empty] | 0
20328 | Charter Dura-Bar Inc | 54540 | Charter Dura-Bar | Industrial Non-CHP | IL | 3B | 0.9 | Natural Gas Internal Combustion Engine | NG | IC | 4 | 1992 |  |  | (OP) Operating | [5 empty] | 0
17254 | Sithe/Independence LLC | 54547 | Sithe Independence Station | IPP CHP | NY | 1 | 141.8 | Natural Gas Fired Combined Cycle | NG | CT | 10 | 1994 |  |  | (OP) Operating
17254 | Sithe/Independence LLC | 54547 | Sithe Independence Station | IPP CHP | NY | 2 | 141.8 | Natural Gas Fired Combined Cycle | NG | CT | 9 | 1994 |  |  | (OP) Operating
17254 | Sithe/Independence LLC | 54547 | Sithe Independence Station | IPP CHP | NY | 3 | 141.8 | Natural Gas Fired Combined Cycle | NG | CT | 8 | 1994 |  |  | (OP) Operating
17254 | Sithe/Independence LLC | 54547 | Sithe Independence Station | IPP CHP | NY | 4 | 141.8 | Natural Gas Fired Combined Cycle | NG | CT | 9 | 1994 |  |  | (OP) Operating
17254 | Sithe/Independence LLC | 54547 | Sithe Independence Station | IPP CHP | NY | 5 | 181.6 | Natural Gas Fired Combined Cycle | NG | CA | 10 | 1994 |  |  | (OP) Operating
17254 | Sithe/Independence LLC | 54547 | Sithe Independence Station | IPP CHP | NY | 6 | 181.6 | Natural Gas Fired Combined Cycle | NG | CA | 9 | 1994 |  |  | (OP) Operating
6652 | Fourth Branch Assoc-Long Fall | 54548 | Longfalls Facility | IPP Non-CHP | NY | 1 | 3 | Conventional Hydroelectric | WAT | HY | 10 | 1991 |  |  | (OP) Operating
7477 | Granger Electric Co | 54549 | Granger Electric Generating Station #1 | IPP Non-CHP | MI | 1-1 | 0.8 | Landfill Gas | LFG | IC | 1 | 1993 |  |  | (OP) Operating
7477 | Granger Electric Co | 54549 | Granger Electric Generating Station #1 | IPP Non-CHP | MI | 1-2 | 0.8 | Landfill Gas | LFG | IC | 1 | 1993 |  |  | (OP) Operating
7477 | Granger Electric Co | 54549 | Granger Electric Generating Station #1 | IPP Non-CHP | MI | 1-3 | 0.8 | Landfill Gas | LFG | IC | 1 | 1994 |  |  | (OP) Operating
7477 | Granger Electric Co | 54549 | Granger Electric Generating Station #1 | IPP Non-CHP | MI | 1-4 | 0.8 | Landfill Gas | LFG | IC | 12 | 1997 |  |  | (OP) Operating
7477 | Granger Electric Co | 54549 | Granger Electric Generating Station #1 | IPP Non-CHP | MI | 1-5 | 1.6 | Landfill Gas | LFG | IC | 12 | 2008 |  |  | (OP) Operating
7477 | Granger Electric Co | 54549 | Granger Electric Generating Station #1 | IPP Non-CHP | MI | 1-6 | 1.6 | Landfill Gas | LFG | IC | 12 | 2008 |  |  | (OP) Operating
7477 | Granger Electric Co | 54549 | Granger Electric Generating Station #1 | IPP Non-CHP | MI | 1-7 | 1.6 | Landfill Gas | LFG | IC | 12 | 2008 |  |  | (OP) Operating
6529 | Exxon Mobil Production Co | 54550 | ExxonMobil Mobile Bay Onshore | Industrial CHP | AL | 901 | 0.9 | Natural Gas Fired Combined Cycle | NG | CA | 12 | 1993 |  |  | (OP) Operating
6529 | Exxon Mobil Production Co | 54550 | ExxonMobil Mobile Bay Onshore | Industrial CHP | AL | 901A | 3.4 | Natural Gas Fired Combined Cycle | NG | CT | 9 | 1993 |  |  | (OP) Operating
6529 | Exxon Mobil Production Co | 54550 | ExxonMobil Mobile Bay Onshore | Industrial CHP | AL | 901B | 3.4 | Natural Gas Fired Combined Cycle | NG | CT | 9 | 1993 |  |  | (OP) Operating
6529 | Exxon Mobil Production Co | 54550 | ExxonMobil Mobile Bay Onshore | Industrial CHP | AL | 901C | 3.4 | Natural Gas Fired Combined Cycle | NG | CT | 9 | 1993 |  |  | (SB) Standby/Backup: available for service but not normally used
40613 | Northern California Power Agny | 54554 | Spicer Meadow Project | Electric Utility | CA | GEN1 | 2.5 | Conventional Hydroelectric | WAT | HY | 11 | 1989 |  |  | (OP) Operating
40613 | Northern California Power Agny | 54554 | Spicer Meadow Project | Electric Utility | CA | GEN2 | 2.5 | Conventional Hydroelectric | WAT | HY | 11 | 1989 |  |  | (OP) Operating
40613 | Northern California Power Agny | 54554 | Spicer Meadow Project | Electric Utility | CA | GEN3 | 0.5 | Conventional Hydroelectric | WAT | HY | 11 | 1989 |  |  | (OP) Operating
40613 | Northern California Power Agny | 54555 | Collierville Powerhouse | Electric Utility | CA | GEN1 | 126.5 | Conventional Hydroelectric | WAT | HY | 11 | 1989 |  |  | (OP) Operating
40613 | Northern California Power Agny | 54555 | Collierville Powerhouse | Electric Utility | CA | GEN2 | 126.5 | Conventional Hydroelectric | WAT | HY | 11 | 1989 |  |  | (OP) Operating
4222 | Ingredion Inc - Illinois | 54556 | Ingredion Incorporated | Industrial CHP | IL | TG03 | 4.4 | Natural Gas Fired Combustion Turbine | NG | GT | 2 | 1996 |  |  | (SB) Standby/Backup: available for service but not normally used
4222 | Ingredion Inc - Illinois | 54556 | Ingredion Incorporated | Industrial CHP | IL | TG04 | 4.4 | Natural Gas Fired Combustion Turbine | NG | GT | 2 | 1996 |  |  | (SB) Standby/Backup: available for service but not normally used
4222 | Ingredion Inc - Illinois | 54556 | Ingredion Incorporated | Industrial CHP | IL | TGO1 | 21.1 | Conventional Steam Coal | BIT | ST | 5 | 1991 |  |  | (OP) Operating
4222 | Ingredion Inc - Illinois | 54556 | Ingredion Incorporated | Industrial CHP | IL | TGO2 | 21.1 | Conventional Steam Coal | BIT | ST | 5 | 1991 |  |  | (OP) Operating
8365 | Hazelton/Wilson Joint Venture | 54558 | Hazelton B Hydro | IPP Non-CHP | ID | U1 | 3.8 | Conventional Hydroelectric | WAT | HY | 4 | 1993 |  |  | (OP) Operating
8365 | Hazelton/Wilson Joint Venture | 54558 | Hazelton B Hydro | IPP Non-CHP | ID | U2 | 3.8 | Conventional Hydroelectric | WAT | HY | 4 | 1993 |  |  | (OP) Operating
56375 | Graphic Packaging International Inc | 54561 | Jefferson Smurfit Santa Clara Mill | IPP CHP | CA | GT-G | 23 | Natural Gas Fired Combined Cycle | NG | CT | 12 | 1985 |  |  | (OP) Operating
56375 | Graphic Packaging International Inc | 54561 | Jefferson Smurfit Santa Clara Mill | IPP CHP | CA | ST-G | 3 | Natural Gas Fired Combined Cycle | NG | CA | 2 | 1986 |  |  | (OP) Operating
11169 | Longview Fibre Co | 54562 | Longview Fibre | Industrial CHP | WA | 4 | 10 | Wood/Wood Waste Biomass | BLQ | ST | 1 | 1949 |  |  | (OP) Operating
11169 | Longview Fibre Co | 54562 | Longview Fibre | Industrial CHP | WA | 6 | 22 | Wood/Wood Waste Biomass | BLQ | ST | 1 | 1958 |  |  | (OP) Operating
11169 | Longview Fibre Co | 54562 | Longview Fibre | Industrial CHP | WA | 7 | 25 | Wood/Wood Waste Biomass | BLQ | ST | 4 | 1966 |  |  | (OP) Operating
7092 | General Mills Inc | 54564 | General Mills Inc | Industrial CHP | NY | GEN1 | 3.4 | Natural Gas Fired Combustion Turbine | NG | GT | 12 | 1988 |  |  | (OP) Operating
21116 | YKK USA Inc | 54566 | YKK USA Chestney | Industrial Non-CHP | GA | BWP1 | 0.5 | Petroleum Liquids | DFO | IC | 10 | 1996 |  |  | (SB) Standby/Backup: available for service but not normally used
21116 | YKK USA Inc | 54566 | YKK USA Chestney | Industrial Non-CHP | GA | SLD1 | 0.5 | Petroleum Liquids | DFO | IC | 12 | 1992 |  |  | (SB) Standby/Backup: available for service but not normally used
57225 | MM Yolo Power LLC | 54567 | MM Yolo Power | IPP Non-CHP | CA | 1 | 0.5 | Landfill Gas | LFG | IC | 10 | 1990 |  |  | (OP) Operating
57225 | MM Yolo Power LLC | 54567 | MM Yolo Power | IPP Non-CHP | CA | 2 | 0.5 | Landfill Gas | LFG | IC | 10 | 1990 |  |  | (OP) Operating
57225 | MM Yolo Power LLC | 54567 | MM Yolo Power | IPP Non-CHP | CA | 3 | 0.5 | Landfill Gas | LFG | IC | 10 | 1990 |  |  | (OP) Operating
57225 | MM Yolo Power LLC | 54567 | MM Yolo Power | IPP Non-CHP | CA | 4 | 0.6 | Landfill Gas | LFG | IC | 3 | 1993 |  |  | (OP) Operating
57225 | MM Yolo Power LLC | 54567 | MM Yolo Power | IPP Non-CHP | CA | 5 | 0.4 | Landfill Gas | LFG | IC | 12 | 1998 |  |  | (OS) Out of service and NOT expected to return to service in next calendar year
13943 | Ocean County Utilities Auth | 54569 | Bayville Central Facility | Commercial CHP | NJ | COG1 | 0.3 | Other Waste Biomass | OBG | IC | 9 | 1988 |  |  | (OP) Operating
13943 | Ocean County Utilities Auth | 54569 | Bayville Central Facility | Commercial CHP | NJ | COG2 | 0.3 | Other Waste Biomass | OBG | IC | 9 | 1988 |  |  | (OP) Operating
13943 | Ocean County Utilities Auth | 54569 | Bayville Central Facility | Commercial CHP | NJ | COG3 | 0.3 | Other Waste Biomass | OBG | IC | 9 | 1988 |  |  | (OP) Operating
13943 | Ocean County Utilities Auth | 54569 | Bayville Central Facility | Commercial CHP | NJ | COG4 | 1.5 | Petroleum Liquids | DFO | IC | 5 | 2002 |  |  | (OP) Operating
13943 | Ocean County Utilities Auth | 54569 | Bayville Central Facility | Commercial CHP | NJ | COG5 | 1.5 | Petroleum Liquids | DFO | IC | 5 | 2002 |  |  | (OP) Operating
13943 | Ocean County Utilities Auth | 54569 | Bayville Central Facility | Commercial CHP | NJ | COG6 | 1.5 | Petroleum Liquids | DFO | IC | 5 | 2002 |  |  | (OP) Operating
13943 | Ocean County Utilities Auth | 54569 | Bayville Central Facility | Commercial CHP | NJ | COG7 | 1.5 | Petroleum Liquids | DFO | IC | 5 | 2002 |  |  | (OP) Operating
13943 | Ocean County Utilities Auth | 54569 | Bayville Central Facility | Commercial CHP | NJ | CPV1 | 0.2 | Solar Photovoltaic | SUN | PV | 5 | 2007 |  |  | (OP) Operating
57280 | Eagle Creek RE LLC | 54572 | Lochmere Hydroelectric Plant | IPP Non-CHP | NH | UNT1 | 0.3 | Conventional Hydroelectric | WAT | HY | 12 | 1984 |  |  | (OP) Operating
57280 | Eagle Creek RE LLC | 54572 | Lochmere Hydroelectric Plant | IPP Non-CHP | NH | UNT2 | 0.3 | Conventional Hydroelectric | WAT | HY | 12 | 1984 |  |  | (OP) Operating
57280 | Eagle Creek RE LLC | 54572 | Lochmere Hydroelectric Plant | IPP Non-CHP | NH | UNT3 | 0.3 | Conventional Hydroelectric | WAT | HY | 12 | 1984 |  |  | (OP) Operating
57280 | Eagle Creek RE LLC | 54572 | Lochmere Hydroelectric Plant | IPP Non-CHP | NH | UNT4 | 0.3 | Conventional Hydroelectric | WAT | HY | 12 | 1984 |  |  | (OP) Operating
54838 | Windsor Machinery Co Inc | 54573 | Wappinger Falls Hydroelectric | IPP Non-CHP | NY | 1 | 1 | Conventional Hydroelectric | WAT | HY | 12 | 1988 |  |  | (OP) Operating |  |  | 0 |  |  | 0
54838 | Windsor Machinery Co Inc | 54573 | Wappinger Falls Hydroelectric | IPP Non-CHP | NY | 2 | 1 | Conventional Hydroelectric | WAT | HY | 12 | 1988 |  |  | (SB) Standby/Backup: available for service but not normally used |  |  | 0 |  |  | 0
16729 | Saranac Power Partners LP | 54574 | Saranac Facility | IPP Non-CHP | NY | GEN1 | 79.6 | Natural Gas Fired Combined Cycle | NG | CT | 6 | 1994 |  |  | (OP) Operating
16729 | Saranac Power Partners LP | 54574 | Saranac Facility | IPP Non-CHP | NY | GEN2 | 78.9 | Natural Gas Fired Combined Cycle | NG | CT | 6 | 1994 |  |  | (OP) Operating
16729 | Saranac Power Partners LP | 54574 | Saranac Facility | IPP Non-CHP | NY | GEN3 | 86.4 | Natural Gas Fired Combined Cycle | NG | CA | 6 | 1994 |  |  | (OP) Operating
50026 | Energy Operations Group | 54578 | Glenns Ferry Cogen Facility | IPP CHP | ID | 1001 | 10.4 | Natural Gas Fired Combined Cycle | NG | CS | 11 | 1996 |  |  | (OS) Out of service and NOT expected to return to service in next calendar year
50026 | Energy Operations Group | 54579 | Rupert Cogen Project | IPP CHP | ID | 1002 | 10.4 | Natural Gas Fired Combined Cycle | NG | CS | 11 | 1996 |  |  | (OP) Operating
24931 | Palmer Hydroelectric | 54580 | Curtis Palmer Hydroelectric | IPP Non-CHP | NY | C1 | 2.5 | Conventional Hydroelectric | WAT | HY | 3 | 1986 |  |  | (OP) Operating
24931 | Palmer Hydroelectric | 54580 | Curtis Palmer Hydroelectric | IPP Non-CHP | NY | C2 | 2.5 | Conventional Hydroelectric | WAT | HY | 1 | 1986 |  |  | (OP) Operating
24931 | Palmer Hydroelectric | 54580 | Curtis Palmer Hydroelectric | IPP Non-CHP | NY | C3 | 2.4 | Conventional Hydroelectric | WAT | HY | 12 | 1985 |  |  | (OP) Operating
24931 | Palmer Hydroelectric | 54580 | Curtis Palmer Hydroelectric | IPP Non-CHP | NY | C4 | 1.1 | Conventional Hydroelectric | WAT | HY | 11 | 1985 |  |  | (OP) Operating
24931 | Palmer Hydroelectric | 54580 | Curtis Palmer Hydroelectric | IPP Non-CHP | NY | C5 | 1.1 | Conventional Hydroelectric | WAT | HY | 10 | 1985 |  |  | (OP) Operating
24931 | Palmer Hydroelectric | 54580 | Curtis Palmer Hydroelectric | IPP Non-CHP | NY | P1 | 25 | Conventional Hydroelectric | WAT | HY | 11 | 1986 |  |  | (OP) Operating
24931 | Palmer Hydroelectric | 54580 | Curtis Palmer Hydroelectric | IPP Non-CHP | NY | P2 | 25 | Conventional Hydroelectric | WAT | HY | 10 | 1986 |  |  | (OP) Operating
57218 | L'Energia Energy | 54586 | L'Energia Energy Center | IPP Non-CHP | MA | TRENT | 58 | Natural Gas Fired Combined Cycle | NG | CT | 10 | 2008 |  |  | (OP) Operating
57218 | L'Energia Energy | 54586 | L'Energia Energy Center | IPP Non-CHP | MA | VAX | 17 | Natural Gas Fired Combined Cycle | NG | CA | 10 | 1992 |  |  | (OP) Operating
49969 | Lincoln Paper and Tissue, LLC | 54587 | Lincoln Paper & Tissue | Industrial Non-CHP | ME | TG-3 | 9 | Wood/Wood Waste Biomass | WDS | ST | 12 | 2007 |  |  | (OA) Out of service but expected to return to service in next calendar year
15253 | Power City Partners LP | 54592 | Massena Energy Facility | IPP Non-CHP | NY | GEN1 | 46 | Natural Gas Fired Combined Cycle | NG | CT | 7 | 1992 |  |  | (OP) Operating
15253 | Power City Partners LP | 54592 | Massena Energy Facility | IPP Non-CHP | NY | GEN2 | 35 | Natural Gas Fired Combined Cycle | NG | CA | 7 | 1992 |  |  | (OP) Operating
15253 | Power City Partners LP | 54592 | Massena Energy Facility | IPP Non-CHP | NY | IC | 2 | Petroleum Liquids | DFO | IC | 7 | 1992 |  |  | (SB) Standby/Backup: available for service but not normally used
16839 | Seneca Power Partners LP | 54593 | Batavia Power Plant | IPP CHP | NY | GEN1 | 38.2 | Natural Gas Fired Combined Cycle | NG | CT | 9 | 1992 |  |  | (OP) Operating
16839 | Seneca Power Partners LP | 54593 | Batavia Power Plant | IPP CHP | NY | GEN2 | 15 | Natural Gas Fired Combined Cycle | NG | CA | 9 | 1992 |  |  | (OP) Operating
16839 | Seneca Power Partners LP | 54593 | Batavia Power Plant | IPP CHP | NY | GEN3 | 1 | Petroleum Liquids | DFO | IC | 9 | 1992 |  |  | (SB) Standby/Backup: available for service but not normally used
55994 | University of Arizona - Biosphere 2 | 54594 | University of Arizona - Biosphere 2 | Commercial Non-CHP | AZ | G-1 | 1.5 | Petroleum Liquids | DFO | IC | 11 | 1990 |  |  | (SB) Standby/Backup: available for service but not normally used
55994 | University of Arizona - Biosphere 2 | 54594 | University of Arizona - Biosphere 2 | Commercial Non-CHP | AZ | G-4 | 1.6 | Natural Gas Internal Combustion Engine | NG | IC | 4 | 2000 |  |  | (SB) Standby/Backup: available for service but not normally used
56478 | University of Michigan NCampus Research | 54604 | Warner Lambert | Commercial CHP | MI | 016E | 1 | Petroleum Liquids | DFO | IC | 6 | 1992 |  |  | (SB) Standby/Backup: available for service but not normally used
56478 | University of Michigan NCampus Research | 54604 | Warner Lambert | Commercial CHP | MI | 0550 | 1.5 | Petroleum Liquids | DFO | IC | 6 | 2002 |  |  | (SB) Standby/Backup: available for service but not normally used
56478 | University of Michigan NCampus Research | 54604 | Warner Lambert | Commercial CHP | MI | 085-1 | 2.3 | Petroleum Liquids | DFO | IC | 12 | 2005 |  |  | (SB) Standby/Backup: available for service but not normally used
56478 | University of Michigan NCampus Research | 54604 | Warner Lambert | Commercial CHP | MI | 085-2 | 2.3 | Petroleum Liquids | DFO | IC | 12 | 2005 |  |  | (SB) Standby/Backup: available for service but not normally used
56478 | University of Michigan NCampus Research | 54604 | Warner Lambert | Commercial CHP | MI | 5164 | 2.8 | Natural Gas Fired Combustion Turbine | NG | GT | 8 | 1989 |  |  | (OP) Operating
56478 | University of Michigan NCampus Research | 54604 | Warner Lambert | Commercial CHP | MI | 800-1 | 2.3 | Petroleum Liquids | DFO | IC | 11 | 2007 |  |  | (SB) Standby/Backup: available for service but not normally used
21621 | United Technologies | 54605 | Pratt & Whitney | Industrial CHP | CT | FT-8 | 28 | Natural Gas Fired Combustion Turbine | NG | GT | 1 | 1992 |  |  | (OP) Operating
20838 | Win-Sam Inc | 54606 | University of Texas at San Antonio | Commercial CHP | TX | GEN1 | 3.3 | Natural Gas Internal Combustion Engine | NG | IC | 1 | 1980 | 12 | 2015 | (OS) Out of service and NOT expected to return to service in next calendar year
21622 | The University of Texas at Dallas | 54607 | University of Texas at Dallas | Commercial CHP | TX | GEN1 | 3.5 | Natural Gas Internal Combustion Engine | NG | IC | 1 | 1980 | 1 | 2020 | (SB) Standby/Backup: available for service but not normally used
4417 | Ingredion Inc - Winston Salem | 54618 | Ingredion Winston Salem | Industrial CHP | NC | 7500 | 6.6 | Wood/Wood Waste Biomass | WDS | ST | 12 | 1985 |  |  | (OP) Operating
4417 | Ingredion Inc - Winston Salem | 54618 | Ingredion Winston Salem | Industrial CHP | NC | 900 | 0.4 | Wood/Wood Waste Biomass | WDS | ST | 5 | 1993 |  |  | (OP) Operating
14995 | Pinetree Power Fitchburg Inc | 54620 | Pinetree Power Fitchburg | IPP Non-CHP | MA | NO-1 | 16 | Wood/Wood Waste Biomass | WDS | ST | 8 | 1992 |  |  | (OP) Operating
12411 | Miami Dade Water & Sewer Dept | 54623 | Central District Wastewater Treat Plant | Commercial CHP | FL | 3A | 1.2 | Other Waste Biomass | OBG | IC | 3 | 2013 |  |  | (OP) Operating
12411 | Miami Dade Water & Sewer Dept | 54623 | Central District Wastewater Treat Plant | Commercial CHP | FL | 4A | 1.2 | Other Waste Biomass | OBG | IC | 3 | 2013 |  |  | (OP) Operating
12411 | Miami Dade Water & Sewer Dept | 54623 | Central District Wastewater Treat Plant | Commercial CHP | FL | 5 | 1.2 | Other Waste Biomass | OBG | IC | 6 | 2015 |  |  | (OP) Operating
12411 | Miami Dade Water & Sewer Dept | 54623 | Central District Wastewater Treat Plant | Commercial CHP | FL | 6 | 1.2 | Other Waste Biomass | OBG | IC | 6 | 2015 |  |  | (OP) Operating
12411 | Miami Dade Water & Sewer Dept | 54624 | South District Wastewater Treatment Plt | Commercial CHP | FL | 1A | 2 | Other Waste Biomass | OBG | IC | 3 | 2014 |  |  | (OP) Operating
12411 | Miami Dade Water & Sewer Dept | 54624 | South District Wastewater Treatment Plt | Commercial CHP | FL | 2A | 2 | Other Waste Biomass | OBG | IC | 3 | 2014 |  |  | (OP) Operating
12411 | Miami Dade Water & Sewer Dept | 54624 | South District Wastewater Treatment Plt | Commercial CHP | FL | 3A | 2 | Other Waste Biomass | OBG | IC | 11 | 2014 |  |  | (OP) Operating
12411 | Miami Dade Water & Sewer Dept | 54624 | South District Wastewater Treatment Plt | Commercial CHP | FL | 4A | 2 | Other Waste Biomass | OBG | IC | 11 | 2014 |  |  | (OP) Operating
56646 | Covanta Plymouth Renewable Energy L P | 54625 | Covanta Plymouth Renewable Energy | Commercial Non-CHP | PA | TGI | 28 | Municipal Solid Waste | MSW | ST | 12 | 1991 |  |  | (OP) Operating
13060 | Mt Poso Cogeneration Co | 54626 | Mt Poso Cogeneration | IPP CHP | CA | TG01 | 42.4 | Wood/Wood Waste Biomass | WDS | ST | 5 | 1989 |  |  | (OP) Operating
13492 | New Hope Power Company | 54627 | Okeelanta Cogeneration | IPP CHP | FL | GEN1 | 74.9 | Other Waste Biomass | AB | ST | 1 | 1996 |  |  | (OP) Operating
13492 | New Hope Power Company | 54627 | Okeelanta Cogeneration | IPP CHP | FL | GEN2 | 30 | Other Waste Biomass | AB | ST | 8 | 2006 |  |  | (OP) Operating
14925 | Phelps Dodge Refining Corp | 54628 | Phelps Dodge Refining | Industrial CHP | TX | 2607 | 2.6 | Natural Gas Fired Combustion Turbine | NG | GT | 10 | 1986 |  |  | (OS) Out of service and NOT expected to return to service in next calendar year
14925 | Phelps Dodge Refining Corp | 54628 | Phelps Dodge Refining | Industrial CHP | TX | 2608 | 2.6 | Natural Gas Fired Combustion Turbine | NG | GT | 10 | 1986 |  |  | (OS) Out of service and NOT expected to return to service in next calendar year
14925 | Phelps Dodge Refining Corp | 54628 | Phelps Dodge Refining | Industrial CHP | TX | 3001 | 3.2 | Natural Gas Fired Combustion Turbine | NG | GT | 6 | 1992 |  |  | (OP) Operating
14925 | Phelps Dodge Refining Corp | 54628 | Phelps Dodge Refining | Industrial CHP | TX | 3002 | 3.2 | Natural Gas Fired Combustion Turbine | NG | GT | 6 | 1992 |  |  | (OP) Operating
14925 | Phelps Dodge Refining Corp | 54628 | Phelps Dodge Refining | Industrial CHP | TX | 3003 | 3.2 | Natural Gas Fired Combustion Turbine | NG | GT | 6 | 1992 |  |  | (OP) Operating
54839 | Eagle Materials Co LLC | 54630 | American Gypsum Cogeneration | Industrial CHP | CO | D-1 | 1.2 | Petroleum Liquids | DFO | IC | 3 | 1990 |  |  | (SB) Standby/Backup: available for service but not normally used
54839 | Eagle Materials Co LLC | 54630 | American Gypsum Cogeneration | Industrial CHP | CO | D-2 | 1.2 | Petroleum Liquids | DFO | IC | 3 | 1990 |  |  | (SB) Standby/Backup: available for service but not normally used
54839 | Eagle Materials Co LLC | 54630 | American Gypsum Cogeneration | Industrial CHP | CO | T-1 | 2.6 | Natural Gas Fired Combustion Turbine | NG | GT | 3 | 1990 |  |  | (OP) Operating
54839 | Eagle Materials Co LLC | 54630 | American Gypsum Cogeneration | Industrial CHP | CO | T-2 | 2.6 | Natural Gas Fired Combustion Turbine | NG | GT | 3 | 1990 |  |  | (OP) Operating
16793 | Schuylkill Energy Resource Inc | 54634 | St Nicholas Cogen Project | IPP CHP | PA | SNCP | 86 | Conventional Steam Coal | WC | ST | 9 | 1990 |  |  | (OP) Operating
30052 | Huntsman Corp | 54637 | JCO Oxides Olefins Plant | Industrial CHP | TX | GCG1 | 30.5 | Natural Gas Fired Combustion Turbine | NG | GT | 9 | 1992 |  |  | (OP) Operating
30052 | Huntsman Corp | 54637 | JCO Oxides Olefins Plant | Industrial CHP | TX | GCG2 | 30.5 | Natural Gas Fired Combustion Turbine | NG | GT | 9 | 1992 |  |  | (OP) Operating
56137 | Domtar LLC | 54638 | Johnsonburg Mill | Industrial CHP | PA | PT1 | 49 | Wood/Wood Waste Biomass | BLQ | ST | 2 | 1993 |  |  | (OP) Operating
7595 | Great Lakes Hydro America LLC | 54639 | Berlin Gorham | IPP Non-CHP | NH | CAS1 | 2.4 | Conventional Hydroelectric | WAT | HY | 1 | 1914 |  |  | (OP) Operating
7595 | Great Lakes Hydro America LLC | 54639 | Berlin Gorham | IPP Non-CHP | NH | CAS2 | 2.4 | Conventional Hydroelectric | WAT | HY | 1 | 1916 |  |  | (OP) Operating
7595 | Great Lakes Hydro America LLC | 54639 | Berlin Gorham | IPP Non-CHP | NH | CAS3 | 3.1 | Conventional Hydroelectric | WAT | HY | 1 | 1918 |  |  | (OP) Operating
7595 | Great Lakes Hydro America LLC | 54639 | Berlin Gorham | IPP Non-CHP | NH | GOR1 | 1.2 | Conventional Hydroelectric | WAT | HY | 1 | 1920 |  |  | (OP) Operating
7595 | Great Lakes Hydro America LLC | 54639 | Berlin Gorham | IPP Non-CHP | NH | GOR2 | 1.2 | Conventional Hydroelectric | WAT | HY | 1 | 1920 |  |  | (OP) Operating
7595 | Great Lakes Hydro America LLC | 54639 | Berlin Gorham | IPP Non-CHP | NH | GOR3 | 1.2 | Conventional Hydroelectric | WAT | HY | 1 | 1920 |  |  | (OP) Operating
7595 | Great Lakes Hydro America LLC | 54639 | Berlin Gorham | IPP Non-CHP | NH | GOR4 | 1.2 | Conventional Hydroelectric | WAT | HY | 1 | 1920 |  |  | (OP) Operating
7595 | Great Lakes Hydro America LLC | 54639 | Berlin Gorham | IPP Non-CHP | NH | RS1 | 3.8 | Conventional Hydroelectric | WAT | HY | 1 | 1920 |  |  | (OP) Operating
7595 | Great Lakes Hydro America LLC | 54639 | Berlin Gorham | IPP Non-CHP | NH | RS3 | 4.1 | Conventional Hydroelectric | WAT | HY | 1 | 1920 |  |  | (OP) Operating
7595 | Great Lakes Hydro America LLC | 54639 | Berlin Gorham | IPP Non-CHP | NH | SH2 | 0.9 | Conventional Hydroelectric | WAT | HY | 1 | 1916 |  |  | (OP) Operating
7595 | Great Lakes Hydro America LLC | 54639 | Berlin Gorham | IPP Non-CHP | NH | SHL1 | 0.9 | Conventional Hydroelectric | WAT | HY | 1 | 1916 |  |  | (OP) Operating
7595 | Great Lakes Hydro America LLC | 54639 | Berlin Gorham | IPP Non-CHP | NH | SHL3 | 1.8 | Conventional Hydroelectric | WAT | HY | 1 | 1929 |  |  | (OP) Operating
7595 | Great Lakes Hydro America LLC | 54639 | Berlin Gorham | IPP Non-CHP | NH | SM1 | 0.8 | Conventional Hydroelectric | WAT | HY | 10 | 1980 |  |  | (OP) Operating
7595 | Great Lakes Hydro America LLC | 54639 | Berlin Gorham | IPP Non-CHP | NH | SM2 | 0.8 | Conventional Hydroelectric | WAT | HY | 10 | 1980 |  |  | (OP) Operating
7595 | Great Lakes Hydro America LLC | 54639 | Berlin Gorham | IPP Non-CHP | NH | SM3 | 0.8 | Conventional Hydroelectric | WAT | HY | 10 | 1980 |  |  | (OP) Operating
7595 | Great Lakes Hydro America LLC | 54639 | Berlin Gorham | IPP Non-CHP | NH | SM4 | 0.8 | Conventional Hydroelectric | WAT | HY | 10 | 1980 |  |  | (OP) Operating
7595 | Great Lakes Hydro America LLC | 54639 | Berlin Gorham | IPP Non-CHP | NH | XP1 | 0.6 | Conventional Hydroelectric | WAT | HY | 1 | 1921 |  |  | (OP) Operating
7595 | Great Lakes Hydro America LLC | 54639 | Berlin Gorham | IPP Non-CHP | NH | XP2 | 0.6 | Conventional Hydroelectric | WAT | HY | 1 | 1921 |  |  | (OP) Operating
7595 | Great Lakes Hydro America LLC | 54639 | Berlin Gorham | IPP Non-CHP | NH | XP3 | 0.6 | Conventional Hydroelectric | WAT | HY | 1 | 1921 |  |  | (OP) Operating
7595 | Great Lakes Hydro America LLC | 54639 | Berlin Gorham | IPP Non-CHP | NH | XP4 | 0.5 | Conventional Hydroelectric | WAT | HY | 1 | 1921 |  |  | (OP) Operating
7595 | Great Lakes Hydro America LLC | 54639 | Berlin Gorham | IPP Non-CHP | NH | XP5 | 0.7 | Conventional Hydroelectric | WAT | HY | 1 | 1924 |  |  | (OP) Operating
56160 | NAEA Operating Company LLC | 54640 | NAEA Lakewood LLC | IPP Non-CHP | NJ | GEN1 | 77.2 | Natural Gas Fired Combined Cycle | NG | CT | 4 | 1994 |  |  | (SB) Standby/Backup: available for service but not normally used
56160 | NAEA Operating Company LLC | 54640 | NAEA Lakewood LLC | IPP Non-CHP | NJ | GEN2 | 76.2 | Natural Gas Fired Combined Cycle | NG | CT | 4 | 1994 |  |  | (SB) Standby/Backup: available for service but not normally used
56160 | NAEA Operating Company LLC | 54640 | NAEA Lakewood LLC | IPP Non-CHP | NJ | GEN3 | 79.7 | Natural Gas Fired Combined Cycle | NG | CA | 4 | 1994 |  |  | (SB) Standby/Backup: available for service but not normally used
9989 | Kalaeloa Partners LP | 54646 | Kalaeloa Cogen Plant | IPP CHP | HI | CT1 | 85 | Petroleum Liquids | RFO | CT | 10 | 1989 |  |  | (OP) Operating
9989 | Kalaeloa Partners LP | 54646 | Kalaeloa Cogen Plant | IPP CHP | HI | CT2 | 85 | Petroleum Liquids | RFO | CT | 1 | 1991 |  |  | (OP) Operating
9989 | Kalaeloa Partners LP | 54646 | Kalaeloa Cogen Plant | IPP CHP | HI | ST | 50 | Petroleum Liquids | RFO | CA | 3 | 1991 |  |  | (OP) Operating
2770 | Terra-Gen Operating Co LLC | 54647 | TPC Windfarms LLC | IPP Non-CHP | CA | EXIS | 28.7 | Onshore Wind Turbine | WND | WT | 12 | 1986 |  |  | (OP) Operating
11664 | Mark Technologies Corp | 54650 | Swanmill Windfarm I | IPP Non-CHP | CA | EXI2 | 9.1 | Onshore Wind Turbine | WND | WT | 12 | 1989 |  |  | (OP) Operating
11664 | Mark Technologies Corp | 54650 | Swanmill Windfarm I | IPP Non-CHP | CA | EXIS | 9.6 | Onshore Wind Turbine | WND | WT | 12 | 1988 |  |  | (OP) Operating
18194 | STS Hydropower Ltd | 54653 | Kanaka | IPP Non-CHP | CA | KAN1 | 1.1 | Conventional Hydroelectric | WAT | HY | 12 | 1988 |  |  | (OP) Operating
18194 | STS Hydropower Ltd | 54654 | Kekawaka Power House | IPP Non-CHP | CA | KEK1 | 4.9 | Conventional Hydroelectric | WAT | HY | 12 | 1989 |  |  | (OP) Operating
18232 | STS HydroPower Ltd-Schoolfield Dam | 54655 | Schoolfield Dam | IPP Non-CHP | VA | SCH1 | 1.5 | Conventional Hydroelectric | WAT | HY | 10 | 1990 |  |  | (OP) Operating
18232 | STS HydroPower Ltd-Schoolfield Dam | 54655 | Schoolfield Dam | IPP Non-CHP | VA | SCH2 | 1.5 | Conventional Hydroelectric | WAT | HY | 11 | 1990 |  |  | (OP) Operating
18232 | STS HydroPower Ltd-Schoolfield Dam | 54655 | Schoolfield Dam | IPP Non-CHP | VA | SCH3 | 1.5 | Conventional Hydroelectric | WAT | HY | 12 | 1990 |  |  | (OP) Operating
9210 | International Paper Co-Riegelwood | 54656 | International Paper Riegelwood Mill | Industrial CHP | NC | NO 1 | 7.8 | Wood/Wood Waste Biomass | BLQ | ST | 12 | 1951 |  |  | (OP) Operating
9210 | International Paper Co-Riegelwood | 54656 | International Paper Riegelwood Mill | Industrial CHP | NC | NO 2 | 8.3 | Wood/Wood Waste Biomass | BLQ | ST | 12 | 1955 |  |  | (OP) Operating
9210 | International Paper Co-Riegelwood | 54656 | International Paper Riegelwood Mill | Industrial CHP | NC | NO3 | 44.5 | Wood/Wood Waste Biomass | BLQ | ST | 12 | 1976 |  |  | (OP) Operating
54843 | WM Illinois Renewable Energy LLC | 54659 | Kankakee Gas Recovery | IPP Non-CHP | IL | GEN1 | 0.8 | Landfill Gas | LFG | IC | 6 | 1992 |  |  | (OP) Operating
54843 | WM Illinois Renewable Energy LLC | 54659 | Kankakee Gas Recovery | IPP Non-CHP | IL | GEN2 | 0.8 | Landfill Gas | LFG | IC | 6 | 1992 |  |  | (OP) Operating
54842 | WM Renewable Energy LLC | 54661 | Pheasant Run Landfill Gas Recovery | IPP Non-CHP | WI | GE10 | 0.8 | Landfill Gas | LFG | IC | 7 | 2002 |  |  | (OP) Operating
54842 | WM Renewable Energy LLC | 54661 | Pheasant Run Landfill Gas Recovery | IPP Non-CHP | WI | GE11 | 0.8 | Landfill Gas | LFG | IC | 7 | 2002 |  |  | (OP) Operating
54842 | WM Renewable Energy LLC | 54661 | Pheasant Run Landfill Gas Recovery | IPP Non-CHP | WI | GEN1 | 0.8 | Landfill Gas | LFG | IC | 2 | 1992 |  |  | (OP) Operating
54842 | WM Renewable Energy LLC | 54661 | Pheasant Run Landfill Gas Recovery | IPP Non-CHP | WI | GEN2 | 0.8 | Landfill Gas | LFG | IC | 2 | 1992 |  |  | (OP) Operating
54842 | WM Renewable Energy LLC | 54661 | Pheasant Run Landfill Gas Recovery | IPP Non-CHP | WI | GEN3 | 0.8 | Landfill Gas | LFG | IC | 2 | 1996 |  |  | (OP) Operating
54842 | WM Renewable Energy LLC | 54661 | Pheasant Run Landfill Gas Recovery | IPP Non-CHP | WI | GEN4 | 0.8 | Landfill Gas | LFG | IC | 2 | 2000 |  |  | (OP) Operating
54842 | WM Renewable Energy LLC | 54661 | Pheasant Run Landfill Gas Recovery | IPP Non-CHP | WI | GEN5 | 0.8 | Landfill Gas | LFG | IC | 2 | 2000 |  |  | (OP) Operating
54842 | WM Renewable Energy LLC | 54661 | Pheasant Run Landfill Gas Recovery | IPP Non-CHP | WI | GEN6 | 0.8 | Landfill Gas | LFG | IC | 2 | 2000 |  |  | (OP) Operating
54842 | WM Renewable Energy LLC | 54661 | Pheasant Run Landfill Gas Recovery | IPP Non-CHP | WI | GEN7 | 0.8 | Landfill Gas | LFG | IC | 2 | 2000 |  |  | (OP) Operating
54842 | WM Renewable Energy LLC | 54661 | Pheasant Run Landfill Gas Recovery | IPP Non-CHP | WI | GEN8 | 0.8 | Landfill Gas | LFG | IC | 7 | 2002 |  |  | (OP) Operating
54842 | WM Renewable Energy LLC | 54661 | Pheasant Run Landfill Gas Recovery | IPP Non-CHP | WI | GEN9 | 0.8 | Landfill Gas | LFG | IC | 7 | 2002 |  |  | (OP) Operating
54843 | WM Illinois Renewable Energy LLC | 54662 | Woodland Landfill Gas Recovery | IPP Non-CHP | IL | GEN1 | 0.8 | Landfill Gas | LFG | IC | 5 | 1992 |  |  | (OP) Operating
54843 | WM Illinois Renewable Energy LLC | 54662 | Woodland Landfill Gas Recovery | IPP Non-CHP | IL | GEN2 | 0.8 | Landfill Gas | LFG | IC | 5 | 1992 |  |  | (OP) Operating
54843 | WM Illinois Renewable Energy LLC | 54662 | Woodland Landfill Gas Recovery | IPP Non-CHP | IL | GEN3 | 1.6 | Landfill Gas | LFG | IC | 5 | 2010 |  |  | (OP) Operating
54843 | WM Illinois Renewable Energy LLC | 54662 | Woodland Landfill Gas Recovery | IPP Non-CHP | IL | GEN4 | 1.6 | Landfill Gas | LFG | IC | 5 | 2010 |  |  | (OP) Operating
54842 | WM Renewable Energy LLC | 54663 | Turnkey Landfill Gas Recovery | IPP Non-CHP | NH | GEN1 | 0.8 | Landfill Gas | LFG | IC | 2 | 1992 |  |  | (OP) Operating
54842 | WM Renewable Energy LLC | 54663 | Turnkey Landfill Gas Recovery | IPP Non-CHP | NH | GEN2 | 0.8 | Landfill Gas | LFG | IC | 2 | 1992 |  |  | (OP) Operating
54842 | WM Renewable Energy LLC | 54663 | Turnkey Landfill Gas Recovery | IPP Non-CHP | NH | GEN3 | 0.8 | Landfill Gas | LFG | IC | 2 | 1992 |  |  | (OP) Operating
54842 | WM Renewable Energy LLC | 54663 | Turnkey Landfill Gas Recovery | IPP Non-CHP | NH | GEN4 | 0.8 | Landfill Gas | LFG | IC | 9 | 1993 |  |  | (OP) Operating
54842 | WM Renewable Energy LLC | 54663 | Turnkey Landfill Gas Recovery | IPP Non-CHP | NH | GEN5 | 2.9 | Landfill Gas | LFG | GT | 12 | 1997 |  |  | (OP) Operating
54842 | WM Renewable Energy LLC | 54663 | Turnkey Landfill Gas Recovery | IPP Non-CHP | NH | GEN6 | 2.9 | Landfill Gas | LFG | GT | 12 | 1997 |  |  | (OP) Operating
18031 | Steamboat Development Corp | 54665 | Steamboat II | IPP Non-CHP | NV | T201 | 5.4 | Geothermal | GEO | BT | 8 | 1992 |  |  | (OP) Operating
18031 | Steamboat Development Corp | 54665 | Steamboat II | IPP Non-CHP | NV | T202 | 5.4 | Geothermal | GEO | BT | 8 | 1992 |  |  | (OP) Operating
18031 | Steamboat Development Corp | 54666 | Steamboat III | IPP Non-CHP | NV | T301 | 5.4 | Geothermal | GEO | BT | 10 | 1992 |  |  | (OP) Operating
18031 | Steamboat Development Corp | 54666 | Steamboat III | IPP Non-CHP | NV | T302 | 5.4 | Geothermal | GEO | BT | 10 | 1992 |  |  | (OP) Operating
3670 | FreePort-McMoRan-Corp-Chino Mines | 54667 | Chino Mines | Industrial Non-CHP | NM | 7 | 15.4 | Natural Gas Fired Combined Cycle | NG | CA | 10 | 1959 |  |  | (SB) Standby/Backup: available for service but not normally used
3670 | FreePort-McMoRan-Corp-Chino Mines | 54667 | Chino Mines | Industrial Non-CHP | NM | 9 | 35 | Natural Gas Fired Combined Cycle | NG | CT | 7 | 2001 |  |  | (SB) Standby/Backup: available for service but not normally used
11782 | Marysville Hydro Partners | 54668 | Falls River Hydro | IPP Non-CHP | ID | 1 | 4.5 | Conventional Hydroelectric | WAT | HY | 8 | 1993 |  |  | (OP) Operating
11782 | Marysville Hydro Partners | 54668 | Falls River Hydro | IPP Non-CHP | ID | 2 | 4.5 | Conventional Hydroelectric | WAT | HY | 8 | 1993 |  |  | (OP) Operating
6527 | Ford Hydro Ltd Partnership | 54674 | Ford Hydro LP | IPP Non-CHP | ID | GEN1 | 0.2 | Conventional Hydroelectric | WAT | HY | 3 | 1988 |  |  | (OP) Operating
6527 | Ford Hydro Ltd Partnership | 54674 | Ford Hydro LP | IPP Non-CHP | ID | GEN2 | 0.2 | Conventional Hydroelectric | WAT | HY | 3 | 1988 |  |  | (OP) Operating
6527 | Ford Hydro Ltd Partnership | 54674 | Ford Hydro LP | IPP Non-CHP | ID | GEN3 | 0.2 | Conventional Hydroelectric | WAT | HY | 3 | 1988 |  |  | (OP) Operating
17664 | Spartanburg Commissioners PW | 54675 | Spartanburg Water System | Commercial Non-CHP | SC | DI2 | 2 | Petroleum Liquids | DFO | IC | 12 | 2011 |  |  | (SB) Standby/Backup: available for service but not normally used
17664 | Spartanburg Commissioners PW | 54675 | Spartanburg Water System | Commercial Non-CHP | SC | DI3 | 1.3 | Petroleum Liquids | DFO | IC | 12 | 2011 |  |  | (SB) Standby/Backup: available for service but not normally used
17664 | Spartanburg Commissioners PW | 54675 | Spartanburg Water System | Commercial Non-CHP | SC | HG1 | 0.5 | Conventional Hydroelectric | WAT | HY | 1 | 1926 |  |  | (SB) Standby/Backup: available for service but not normally used
17664 | Spartanburg Commissioners PW | 54675 | Spartanburg Water System | Commercial Non-CHP | SC | HG2 | 0.5 | Conventional Hydroelectric | WAT | HY | 1 | 1926 |  |  | (SB) Standby/Backup: available for service but not normally used
5374 | Dow Chemical Company-Oyster Creek VIII | 54676 | Oyster Creek Unit VIII | IPP CHP | TX | G81 | 73 | Natural Gas Fired Combined Cycle | NG | CT | 10 | 1994 |  |  | (OP) Operating
5374 | Dow Chemical Company-Oyster Creek VIII | 54676 | Oyster Creek Unit VIII | IPP CHP | TX | G82 | 73 | Natural Gas Fired Combined Cycle | NG | CT | 10 | 1994 |  |  | (OP) Operating
5374 | Dow Chemical Company-Oyster Creek VIII | 54676 | Oyster Creek Unit VIII | IPP CHP | TX | G83 | 73 | Natural Gas Fired Combined Cycle | NG | CT | 10 | 1994 |  |  | (OP) Operating
5374 | Dow Chemical Company-Oyster Creek VIII | 54676 | Oyster Creek Unit VIII | IPP CHP | TX | G84 | 160 | Natural Gas Fired Combined Cycle | NG | CA | 10 | 1994 |  |  | (OP) Operating
4660 | CII Carbon LLC | 54677 | CII Carbon LLC | Industrial CHP | LA | TG-2 | 23 | All Other | WH | ST | 1 | 1951 |  |  | (OA) Out of service but expected to return to service in next calendar year
4660 | CII Carbon LLC | 54677 | CII Carbon LLC | Industrial CHP | LA | TG-3 | 23 | All Other | WH | ST | 1 | 1951 |  |  | (OP) Operating
6371 | First National Bank-Commerce | 54678 | Sidney A Murray Jr Hydroelectric | IPP Non-CHP | LA | 01 | 24 | Conventional Hydroelectric | WAT | HY | 7 | 1990 |  |  | (OP) Operating
6371 | First National Bank-Commerce | 54678 | Sidney A Murray Jr Hydroelectric | IPP Non-CHP | LA | 02 | 24 | Conventional Hydroelectric | WAT | HY | 8 | 1990 |  |  | (OP) Operating
6371 | First National Bank-Commerce | 54678 | Sidney A Murray Jr Hydroelectric | IPP Non-CHP | LA | 03 | 24 | Conventional Hydroelectric | WAT | HY | 6 | 1990 |  |  | (OP) Operating
6371 | First National Bank-Commerce | 54678 | Sidney A Murray Jr Hydroelectric | IPP Non-CHP | LA | 04 | 24 | Conventional Hydroelectric | WAT | HY | 5 | 1990 |  |  | (OP) Operating
6371 | First National Bank-Commerce | 54678 | Sidney A Murray Jr Hydroelectric | IPP Non-CHP | LA | 05 | 24 | Conventional Hydroelectric | WAT | HY | 6 | 1990 |  |  | (OP) Operating
6371 | First National Bank-Commerce | 54678 | Sidney A Murray Jr Hydroelectric | IPP Non-CHP | LA | 06 | 24 | Conventional Hydroelectric | WAT | HY | 5 | 1990 |  |  | (OP) Operating
6371 | First National Bank-Commerce | 54678 | Sidney A Murray Jr Hydroelectric | IPP Non-CHP | LA | 07 | 24 | Conventional Hydroelectric | WAT | HY | 6 | 1990 |  |  | (OP) Operating
6371 | First National Bank-Commerce | 54678 | Sidney A Murray Jr Hydroelectric | IPP Non-CHP | LA | 08 | 24 | Conventional Hydroelectric | WAT | HY | 7 | 1990 |  |  | (OP) Operating
1994 | Boulder City of | 54679 | Boulder City Lakewood Hydro | IPP Non-CHP | CO | 0001 | 3.5 | Conventional Hydroelectric | WAT | HY | 2 | 2004 |  |  | (OP) Operating
1994 | Boulder City of | 54680 | Boulder City Betasso Hydro Plant | IPP Non-CHP | CO | 0001 | 3 | Conventional Hydroelectric | WAT | HY | 12 | 1987 |  |  | (OP) Operating
59099 | New Dimension Energy Company, LLC | 54681 | Difwind Farms Ltd I | IPP Non-CHP | CA | EXIS | 7.3 | Onshore Wind Turbine | WND | WT | 1 | 1986 |  |  | (OP) Operating
59099 | New Dimension Energy Company, LLC | 54682 | Difwind Farms Ltd II | IPP Non-CHP | CA | EXIS | 5.4 | Onshore Wind Turbine | WND | WT | 1 | 1986 |  |  | (OP) Operating
59099 | New Dimension Energy Company, LLC | 54685 | Difwind Farms Ltd V | IPP Non-CHP | CA | EXIS | 11.6 | Onshore Wind Turbine | WND | WT | 1 | 1987 |  |  | (OP) Operating
57170 | EDF Renewable Asset Holdings, Inc. | 54686 | Difwind Farms Ltd VI | IPP Non-CHP | CA | EXIS | 25.3 | Onshore Wind Turbine | WND | WT | 1 | 1987 |  |  | (OP) Operating
57170 | EDF Renewable Asset Holdings, Inc. | 54687 | Difwind Farms Ltd VIII | IPP Non-CHP | CA | EXIS | 15 | Onshore Wind Turbine | WND | WT | 1 | 1987 |  |  | (OP) Operating
42890 | Woonsocket City of | 54688 | Thundermist Hydro | IPP Non-CHP | RI | HYD1 | 1.1 | Conventional Hydroelectric | WAT | HY | 6 | 1981 |  |  | (OS) Out of service and NOT expected to return to service in next calendar year
49748 | ORCAL Geothermal, Inc | 54689 | Heber Geothermal | IPP Non-CHP | CA | 1 | 38 | Geothermal | GEO | ST | 6 | 1985 |  |  | (OP) Operating
49748 | ORCAL Geothermal, Inc | 54689 | Heber Geothermal | IPP Non-CHP | CA | 2 | 5 | Geothermal | GEO | BT | 6 | 2006 |  |  | (OP) Operating
49748 | ORCAL Geothermal, Inc | 54689 | Heber Geothermal | IPP Non-CHP | CA | 3 | 2.5 | Geothermal | GEO | BT | 6 | 2006 |  |  | (OP) Operating
24206 | Amalgamated Sugar Co-Nampa | 54690 | Amalgamated Sugar LLC Nampa | Industrial CHP | ID | 2250 | 2.2 | Conventional Steam Coal | BIT | ST | 10 | 1948 |  |  | (OP) Operating
24206 | Amalgamated Sugar Co-Nampa | 54690 | Amalgamated Sugar LLC Nampa | Industrial CHP | ID | 500 | 0.5 | Conventional Steam Coal | BIT | ST | 10 | 1950 |  |  | (SB) Standby/Backup: available for service but not normally used
24206 | Amalgamated Sugar Co-Nampa | 54690 | Amalgamated Sugar LLC Nampa | Industrial CHP | ID | 6500 | 6 | Conventional Steam Coal | BIT | ST | 10 | 1968 |  |  | (OP) Operating
57280 | Eagle Creek RE LLC | 54691 | Lower Beaver Falls Project | IPP Non-CHP | NY | 2G | 0.5 | Conventional Hydroelectric | WAT | HY | 12 | 1979 |  |  | (OP) Operating
57280 | Eagle Creek RE LLC | 54691 | Lower Beaver Falls Project | IPP Non-CHP | NY | 3G | 0.5 | Conventional Hydroelectric | WAT | HY | 12 | 1979 |  |  | (OP) Operating
56516 | Morris Energy Operations Company, LLC | 54693 | York Generation Company LLC | IPP Non-CHP | PA | GT#1 | 7.9 | Natural Gas Fired Combined Cycle | NG | CT | 4 | 1989 |  |  | (OP) Operating
56516 | Morris Energy Operations Company, LLC | 54693 | York Generation Company LLC | IPP Non-CHP | PA | GT#2 | 7.7 | Natural Gas Fired Combined Cycle | NG | CT | 4 | 1989 |  |  | (OP) Operating
56516 | Morris Energy Operations Company, LLC | 54693 | York Generation Company LLC | IPP Non-CHP | PA | GT#5 | 8.7 | Natural Gas Fired Combined Cycle | NG | CT | 4 | 1989 |  |  | (OP) Operating
56516 | Morris Energy Operations Company, LLC | 54693 | York Generation Company LLC | IPP Non-CHP | PA | GT#6 | 7.4 | Natural Gas Fired Combined Cycle | NG | CT | 4 | 1989 |  |  | (OP) Operating
56516 | Morris Energy Operations Company, LLC | 54693 | York Generation Company LLC | IPP Non-CHP | PA | ST#1 | 8.5 | Natural Gas Fired Combined Cycle | NG | CA | 8 | 1989 |  |  | (OP) Operating
56516 | Morris Energy Operations Company, LLC | 54693 | York Generation Company LLC | IPP Non-CHP | PA | ST#2 | 8.3 | Natural Gas Fired Combined Cycle | NG | CA | 8 | 1989 |  |  | (OP) Operating
49919 | Falcon Power Operating Company | 54694 | Yuma Cogeneration Associates | IPP CHP | AZ | GEN1 | 35.1 | Natural Gas Fired Combined Cycle | NG | CT | 3 | 1994 |  |  | (OP) Operating
49919 | Falcon Power Operating Company | 54694 | Yuma Cogeneration Associates | IPP CHP | AZ | GEN2 | 17.1 | Natural Gas Fired Combined Cycle | NG | CA | 3 | 1994 |  |  | (OP) Operating
54842 | WM Renewable Energy LLC | 54700 | Metro Methane Recovery Facility | IPP Non-CHP | IA | GEN1 | 0.8 | Landfill Gas | LFG | IC | 1 | 1998 |  |  | (OP) Operating
54842 | WM Renewable Energy LLC | 54700 | Metro Methane Recovery Facility | IPP Non-CHP | IA | GEN10 | 1.6 | Landfill Gas | LFG | IC | 3 | 2014 |  |  | (OP) Operating
54842 | WM Renewable Energy LLC | 54700 | Metro Methane Recovery Facility | IPP Non-CHP | IA | GEN11 | 1.6 | Landfill Gas | LFG | IC | 3 | 2014 |  |  | (OP) Operating
54842 | WM Renewable Energy LLC | 54700 | Metro Methane Recovery Facility | IPP Non-CHP | IA | GEN12 | 1.6 | Landfill Gas | LFG | IC | 3 | 2014 |  |  | (OP) Operating
54842 | WM Renewable Energy LLC | 54700 | Metro Methane Recovery Facility | IPP Non-CHP | IA | GEN2 | 0.8 | Landfill Gas | LFG | IC | 1 | 1998 |  |  | (OP) Operating
54842 | WM Renewable Energy LLC | 54700 | Metro Methane Recovery Facility | IPP Non-CHP | IA | GEN3 | 0.8 | Landfill Gas | LFG | IC | 1 | 1998 |  |  | (OP) Operating
54842 | WM Renewable Energy LLC | 54700 | Metro Methane Recovery Facility | IPP Non-CHP | IA | GEN4 | 0.8 | Landfill Gas | LFG | IC | 1 | 1998 |  |  | (OP) Operating
54842 | WM Renewable Energy LLC | 54700 | Metro Methane Recovery Facility | IPP Non-CHP | IA | GEN5 | 0.8 | Landfill Gas | LFG | IC | 1 | 1998 |  |  | (OP) Operating
54842 | WM Renewable Energy LLC | 54700 | Metro Methane Recovery Facility | IPP Non-CHP | IA | GEN6 | 0.8 | Landfill Gas | LFG | IC | 1 | 1998 |  |  | (OP) Operating
54842 | WM Renewable Energy LLC | 54700 | Metro Methane Recovery Facility | IPP Non-CHP | IA | GEN7 | 0.8 | Landfill Gas | LFG | IC | 1 | 1998 |  |  | (OP) Operating
54842 | WM Renewable Energy LLC | 54700 | Metro Methane Recovery Facility | IPP Non-CHP | IA | GEN8 | 0.8 | Landfill Gas | LFG | IC | 1 | 1998 |  |  | (OP) Operating
29925 | Enterprise Products Optg LP | 54705 | Toca Plant | Industrial Non-CHP | LA | EG-1 | 0.8 | Natural Gas Internal Combustion Engine | NG | IC | 6 | 1958 |  |  | (SB) Standby/Backup: available for service but not normally used
29925 | Enterprise Products Optg LP | 54705 | Toca Plant | Industrial Non-CHP | LA | EG-3 | 0.8 | Natural Gas Internal Combustion Engine | NG | IC | 6 | 1958 |  |  | (SB) Standby/Backup: available for service but not normally used
29925 | Enterprise Products Optg LP | 54705 | Toca Plant | Industrial Non-CHP | LA | EG-4 | 0.7 | Natural Gas Internal Combustion Engine | NG | IC | 2 | 1997 |  |  | (SB) Standby/Backup: available for service but not normally used
29925 | Enterprise Products Optg LP | 54705 | Toca Plant | Industrial Non-CHP | LA | EG2A | 0.5 | Natural Gas Internal Combustion Engine | NG | IC | 8 | 2001 |  |  | (SB) Standby/Backup: available for service but not normally used
8927 | Hunterdon Cogeneration LP | 54707 | Hunterdon Cogen Facility | Commercial CHP | NJ | 1 | 4.1 | Natural Gas Fired Combustion Turbine | NG | GT | 11 | 1993 |  |  | (SB) Standby/Backup: available for service but not normally used
361 | Industrial Energy Applications Inc | 54710 | Alliant SBD 9205 A Y McDonald | IPP Non-CHP | IA | 0001 | 1.5 | Petroleum Liquids | DFO | IC | 7 | 1993 |  |  | (SB) Standby/Backup: available for service but not normally used
361 | Industrial Energy Applications Inc | 54710 | Alliant SBD 9205 A Y McDonald | IPP Non-CHP | IA | 0002 | 1.6 | Petroleum Liquids | DFO | IC | 3 | 1990 |  |  | (SB) Standby/Backup: available for service but not normally used
361 | Industrial Energy Applications Inc | 54712 | Alliant SBD 9201 Norplex | IPP Non-CHP | IA | 0002 | 1 | Petroleum Liquids | DFO | IC | 7 | 2014 |  |  | (SB) Standby/Backup: available for service but not normally used
361 | Industrial Energy Applications Inc | 54712 | Alliant SBD 9201 Norplex | IPP Non-CHP | IA | 0044 | 1.1 | Petroleum Liquids | DFO | IC | 12 | 1988 |  |  | (SB) Standby/Backup: available for service but not normally used
361 | Industrial Energy Applications Inc | 54714 | Alliant SBD 8501 Aegon LI | IPP Non-CHP | IA | 1265 | 1 | Petroleum Liquids | DFO | IC | 6 | 1985 |  |  | (SB) Standby/Backup: available for service but not normally used
361 | Industrial Energy Applications Inc | 54714 | Alliant SBD 8501 Aegon LI | IPP Non-CHP | IA | 1270 | 1 | Petroleum Liquids | DFO | IC | 6 | 1985 |  |  | (SB) Standby/Backup: available for service but not normally used
361 | Industrial Energy Applications Inc | 54714 | Alliant SBD 8501 Aegon LI | IPP Non-CHP | IA | 1794 | 1.1 | Petroleum Liquids | DFO | IC | 6 | 1987 |  |  | (SB) Standby/Backup: available for service but not normally used
361 | Industrial Energy Applications Inc | 54715 | Alliant SBD 9107 JBS USA | IPP Non-CHP | IA | 2665 | 1.6 | Petroleum Liquids | DFO | IC | 8 | 1992 |  |  | (SB) Standby/Backup: available for service but not normally used
361 | Industrial Energy Applications Inc | 54715 | Alliant SBD 9107 JBS USA | IPP Non-CHP | IA | 2688 | 1.6 | Petroleum Liquids | DFO | IC | 8 | 1992 |  |  | (SB) Standby/Backup: available for service but not normally used
361 | Industrial Energy Applications Inc | 54715 | Alliant SBD 9107 JBS USA | IPP Non-CHP | IA | 2689 | 1.6 | Petroleum Liquids | DFO | IC | 8 | 1992 |  |  | (SB) Standby/Backup: available for service but not normally used
361 | Industrial Energy Applications Inc | 54715 | Alliant SBD 9107 JBS USA | IPP Non-CHP | IA | 4644 | 1.6 | Petroleum Liquids | DFO | IC | 8 | 1994 |  |  | (SB) Standby/Backup: available for service but not normally used
361 | Industrial Energy Applications Inc | 54715 | Alliant SBD 9107 JBS USA | IPP Non-CHP | IA | 4658 | 1.6 | Petroleum Liquids | DFO | IC | 6 | 1996 |  |  | (SB) Standby/Backup: available for service but not normally used
361 | Industrial Energy Applications Inc | 54715 | Alliant SBD 9107 JBS USA | IPP Non-CHP | IA | 4659 | 1.6 | Petroleum Liquids | DFO | IC | 4 | 1998 |  |  | (SB) Standby/Backup: available for service but not normally used
361 | Industrial Energy Applications Inc | 54715 | Alliant SBD 9107 JBS USA | IPP Non-CHP | IA | 4660 | 1.8 | Petroleum Liquids | DFO | IC | 6 | 2000 |  |  | (SB) Standby/Backup: available for service but not normally used
361 | Industrial Energy Applications Inc | 54716 | Alliant SBD 8602 Marion Sub | IPP Non-CHP | IA | 1536 | 1.5 | Petroleum Liquids | DFO | IC | 8 | 1986 |  |  | (SB) Standby/Backup: available for service but not normally used
361 | Industrial Energy Applications Inc | 54716 | Alliant SBD 8602 Marion Sub | IPP Non-CHP | IA | 2734 | 1.5 | Petroleum Liquids | DFO | IC | 8 | 1986 |  |  | (SB) Standby/Backup: available for service but not normally used
361 | Industrial Energy Applications Inc | 54716 | Alliant SBD 8602 Marion Sub | IPP Non-CHP | IA | 2741 | 1.1 | Petroleum Liquids | DFO | IC | 8 | 1986 |  |  | (SB) Standby/Backup: available for service but not normally used
361 | Industrial Energy Applications Inc | 54716 | Alliant SBD 8602 Marion Sub | IPP Non-CHP | IA | 2785 | 1.5 | Petroleum Liquids | DFO | IC | 8 | 1986 |  |  | (SB) Standby/Backup: available for service but not normally used
361 | Industrial Energy Applications Inc | 54717 | Alliant SBD 9106 Rockwell CR | IPP Non-CHP | IA | 2671 | 1.6 | Petroleum Liquids | DFO | IC | 6 | 1992 |  |  | (SB) Standby/Backup: available for service but not normally used
361 | Industrial Energy Applications Inc | 54717 | Alliant SBD 9106 Rockwell CR | IPP Non-CHP | IA | 2672 | 1.6 | Petroleum Liquids | DFO | IC | 6 | 1992 |  |  | (SB) Standby/Backup: available for service but not normally used
361 | Industrial Energy Applications Inc | 54717 | Alliant SBD 9106 Rockwell CR | IPP Non-CHP | IA | 2675 | 1.6 | Petroleum Liquids | DFO | IC | 6 | 1992 |  |  | (SB) Standby/Backup: available for service but not normally used
361 | Industrial Energy Applications Inc | 54717 | Alliant SBD 9106 Rockwell CR | IPP Non-CHP | IA | 2678 | 1.6 | Petroleum Liquids | DFO | IC | 6 | 1992 |  |  | (SB) Standby/Backup: available for service but not normally used
361 | Industrial Energy Applications Inc | 54717 | Alliant SBD 9106 Rockwell CR | IPP Non-CHP | IA | 2679 | 1.6 | Petroleum Liquids | DFO | IC | 6 | 1992 |  |  | (SB) Standby/Backup: available for service but not normally used
361 | Industrial Energy Applications Inc | 54717 | Alliant SBD 9106 Rockwell CR | IPP Non-CHP | IA | 2682 | 1.6 | Petroleum Liquids | DFO | IC | 6 | 1992 |  |  | (SB) Standby/Backup: available for service but not normally used
361 | Industrial Energy Applications Inc | 54717 | Alliant SBD 9106 Rockwell CR | IPP Non-CHP | IA | 2683 | 1.6 | Petroleum Liquids | DFO | IC | 6 | 1992 |  |  | (SB) Standby/Backup: available for service but not normally used
361 | Industrial Energy Applications Inc | 54717 | Alliant SBD 9106 Rockwell CR | IPP Non-CHP | IA | 2684 | 1.6 | Petroleum Liquids | DFO | IC | 6 | 1992 |  |  | (SB) Standby/Backup: available for service but not normally used
361 | Industrial Energy Applications Inc | 54717 | Alliant SBD 9106 Rockwell CR | IPP Non-CHP | IA | 2685 | 1.6 | Petroleum Liquids | DFO | IC | 6 | 1992 |  |  | (SB) Standby/Backup: available for service but not normally used
361 | Industrial Energy Applications Inc | 54717 | Alliant SBD 9106 Rockwell CR | IPP Non-CHP | IA | 2690 | 1.6 | Petroleum Liquids | DFO | IC | 6 | 1992 |  |  | (SB) Standby/Backup: available for service but not normally used
361 | Industrial Energy Applications Inc | 54718 | Alliant SBD 9206 Donaldson | IPP Non-CHP | IA | 4632 | 1.6 | Petroleum Liquids | DFO | IC | 11 | 1995 |  |  | (SB) Standby/Backup: available for service but not normally used
56189 | American Profol Incorporated | 54719 | Alliant SBD 9203 Profol | IPP Non-CHP | IA | 6916 | 1.8 | Petroleum Liquids | DFO | IC | 9 | 1996 |  |  | (SB) Standby/Backup: available for service but not normally used
56189 | American Profol Incorporated | 54719 | Alliant SBD 9203 Profol | IPP Non-CHP | IA | 6917 | 1.8 | Petroleum Liquids | DFO | IC | 2 | 2001 |  |  | (SB) Standby/Backup: available for service but not normally used
56189 | American Profol Incorporated | 54719 | Alliant SBD 9203 Profol | IPP Non-CHP | IA | 6918 | 2 | Petroleum Liquids | DFO | IC | 8 | 2012 |  |  | (SB) Standby/Backup: available for service but not normally used
361 | Industrial Energy Applications Inc | 54720 | Alliant SBD 8601 Quad Graphics | IPP Non-CHP | IA | 2736 | 1.5 | Petroleum Liquids | DFO | IC | 8 | 1986 |  |  | (SB) Standby/Backup: available for service but not normally used
361 | Industrial Energy Applications Inc | 54720 | Alliant SBD 8601 Quad Graphics | IPP Non-CHP | IA | 3489 | 1 | Petroleum Liquids | DFO | IC | 1 | 1991 |  |  | (SB) Standby/Backup: available for service but not normally used
361 | Industrial Energy Applications Inc | 54720 | Alliant SBD 8601 Quad Graphics | IPP Non-CHP | IA | 7164 | 1.1 | Petroleum Liquids | DFO | IC | 5 | 1996 |  |  | (SB) Standby/Backup: available for service but not normally used
20100 | Warm Springs Power Enterprises | 54721 | Warm Springs Power Enterprises | IPP Non-CHP | OR | 0001 | 18.5 | Conventional Hydroelectric | WAT | HY | 6 | 1982 |  |  | (OP) Operating
56355 | LES Project Holdings LLC | 54723 | I 95 Landfill Phase II | IPP Non-CHP | VA | UNT1 | 0.8 | Landfill Gas | LFG | IC | 3 | 1993 |  |  | (OP) Operating
56355 | LES Project Holdings LLC | 54723 | I 95 Landfill Phase II | IPP Non-CHP | VA | UNT2 | 0.8 | Landfill Gas | LFG | IC | 3 | 1993 |  |  | (OP) Operating
56355 | LES Project Holdings LLC | 54723 | I 95 Landfill Phase II | IPP Non-CHP | VA | UNT3 | 0.8 | Landfill Gas | LFG | IC | 3 | 1993 |  |  | (OP) Operating
56355 | LES Project Holdings LLC | 54723 | I 95 Landfill Phase II | IPP Non-CHP | VA | UNT4 | 0.8 | Landfill Gas | LFG | IC | 3 | 1993 |  |  | (OP) Operating
34691 | Ormat Nevada Inc | 54724 | Ormesa II | IPP CHP | CA | OEC21 | 11.5 | Geothermal | GEO | ST | 5 | 1989 |  |  | (OP) Operating
34691 | Ormat Nevada Inc | 54724 | Ormesa II | IPP CHP | CA | OEC22 | 8.5 | Geothermal | GEO | ST | 4 | 2007 |  |  | (OP) Operating
16070 | Rio Blanco Water Conserv Dist | 54729 | Taylor Draw Hydroelectric Facility | IPP Non-CHP | CO | COX1 | 2 | Conventional Hydroelectric | WAT | HY | 4 | 1993 |  |  | (OP) Operating
57139 | W&T Offshore Inc | 54730 | Shell Offshore Yellowhammer | Industrial Non-CHP | AL | 701 | 1.4 | Natural Gas Fired Combustion Turbine | NG | GT | 3 | 1992 |  |  | (OP) Operating
8453 | Hendricks Regional Health | 54731 | Hendricks Regional Health | Commercial Non-CHP | IN | GE06 | 1 | Petroleum Liquids | DFO | IC | 5 | 2010 |  |  | (SB) Standby/Backup: available for service but not normally used
8453 | Hendricks Regional Health | 54731 | Hendricks Regional Health | Commercial Non-CHP | IN | GEO1 | 0.5 | Petroleum Liquids | DFO | IC | 9 | 1992 |  |  | (SB) Standby/Backup: available for service but not normally used
8453 | Hendricks Regional Health | 54731 | Hendricks Regional Health | Commercial Non-CHP | IN | GEO2 | 0.5 | Petroleum Liquids | DFO | IC | 9 | 1992 |  |  | (SB) Standby/Backup: available for service but not normally used
8453 | Hendricks Regional Health | 54731 | Hendricks Regional Health | Commercial Non-CHP | IN | GEO3 | 0.3 | Petroleum Liquids | DFO | IC | 9 | 1992 |  |  | (SB) Standby/Backup: available for service but not normally used
8453 | Hendricks Regional Health | 54731 | Hendricks Regional Health | Commercial Non-CHP | IN | GEO4 | 1 | Petroleum Liquids | DFO | IC | 3 | 2004 |  |  | (SB) Standby/Backup: available for service but not normally used
8453 | Hendricks Regional Health | 54731 | Hendricks Regional Health | Commercial Non-CHP | IN | GEO5 | 1 | Petroleum Liquids | DFO | IC | 3 | 2004 |  |  | (SB) Standby/Backup: available for service but not normally used
14989 | Freeport McMoRan Inc | 54734 | Freeport McMoRan | Industrial Non-CHP | NM | 1 | 2.9 | Petroleum Liquids | DFO | IC | 12 | 1967 |  |  | (SB) Standby/Backup: available for service but not normally used
14989 | Freeport McMoRan Inc | 54734 | Freeport McMoRan | Industrial Non-CHP | NM | 10 | 2.9 | Petroleum Liquids | DFO | IC | 2 | 1971 |  |  | (OS) Out of service and NOT expected to return to service in next calendar year
14989 | Freeport McMoRan Inc | 54734 | Freeport McMoRan | Industrial Non-CHP | NM | 11 | 2.9 | Petroleum Liquids | DFO | IC | 2 | 1971 |  |  | (SB) Standby/Backup: available for service but not normally used
14989 | Freeport McMoRan Inc | 54734 | Freeport McMoRan | Industrial Non-CHP | NM | 12 | 2.9 | Petroleum Liquids | DFO | IC | 7 | 1972 |  |  | (SB) Standby/Backup: available for service but not normally used
14989 | Freeport McMoRan Inc | 54734 | Freeport McMoRan | Industrial Non-CHP | NM | 13 | 2.9 | Petroleum Liquids | DFO | IC | 7 | 1972 |  |  | (SB) Standby/Backup: available for service but not normally used
14989 | Freeport McMoRan Inc | 54734 | Freeport McMoRan | Industrial Non-CHP | NM | 14 | 2.9 | Petroleum Liquids | DFO | IC | 7 | 1972 |  |  | (SB) Standby/Backup: available for service but not normally used
14989 | Freeport McMoRan Inc | 54734 | Freeport McMoRan | Industrial Non-CHP | NM | 15 | 2.9 | Petroleum Liquids | DFO | IC | 8 | 1972 |  |  | (SB) Standby/Backup: available for service but not normally used
14989 | Freeport McMoRan Inc | 54734 | Freeport McMoRan | Industrial Non-CHP | NM | 2 | 2.9 | Petroleum Liquids | DFO | IC | 12 | 1967 |  |  | (OS) Out of service and NOT expected to return to service in next calendar year
14989 | Freeport McMoRan Inc | 54734 | Freeport McMoRan | Industrial Non-CHP | NM | 3 | 2.9 | Petroleum Liquids | DFO | IC | 12 | 1967 |  |  | (SB) Standby/Backup: available for service but not normally used
14989 | Freeport McMoRan Inc | 54734 | Freeport McMoRan | Industrial Non-CHP | NM | 4 | 2.9 | Petroleum Liquids | DFO | IC | 12 | 1967 |  |  | (SB) Standby/Backup: available for service but not normally used
14989 | Freeport McMoRan Inc | 54734 | Freeport McMoRan | Industrial Non-CHP | NM | 5 | 2.9 | Petroleum Liquids | DFO | IC | 12 | 1967 |  |  | (OS) Out of service and NOT expected to return to service in next calendar year
14989 | Freeport McMoRan Inc | 54734 | Freeport McMoRan | Industrial Non-CHP | NM | 6 | 2.9 | Petroleum Liquids | DFO | IC | 12 | 1967 |  |  | (OS) Out of service and NOT expected to return to service in next calendar year
14989 | Freeport McMoRan Inc | 54734 | Freeport McMoRan | Industrial Non-CHP | NM | 7 | 2.9 | Petroleum Liquids | DFO | IC | 12 | 1967 |  |  | (SB) Standby/Backup: available for service but not normally used
14989 | Freeport McMoRan Inc | 54734 | Freeport McMoRan | Industrial Non-CHP | NM | 8 | 2.9 | Petroleum Liquids | DFO | IC | 12 | 1967 |  |  | (SB) Standby/Backup: available for service but not normally used
14989 | Freeport McMoRan Inc | 54734 | Freeport McMoRan | Industrial Non-CHP | NM | 9 | 2.9 | Petroleum Liquids | DFO | IC | 2 | 1971 |  |  | (OS) Out of service and NOT expected to return to service in next calendar year
361 | Industrial Energy Applications Inc | 54735 | Alliant SBD 9301 Prairie Farms | IPP Non-CHP | IA | 0079 | 1.8 | Petroleum Liquids | DFO | IC | 7 | 1993 |  |  | (SB) Standby/Backup: available for service but not normally used
361 | Industrial Energy Applications Inc | 54735 | Alliant SBD 9301 Prairie Farms | IPP Non-CHP | IA | 0080 | 1.1 | Petroleum Liquids | DFO | IC | 11 | 1998 |  |  | (SB) Standby/Backup: available for service but not normally used
19102 | Transcontinental Gas PL Corp | 54744 | District 70 Transco Gas Pipe Line | Commercial Non-CHP | MS | 001 | 0.7 | All Other | WH | ST | 6 | 1951 |  |  | (OS) Out of service and NOT expected to return to service in next calendar year
19102 | Transcontinental Gas PL Corp | 54744 | District 70 Transco Gas Pipe Line | Commercial Non-CHP | MS | 002 | 0.7 | All Other | WH | ST | 6 | 1951 |  |  | (OS) Out of service and NOT expected to return to service in next calendar year
20541 | Wheelabrator Environmental Systems | 54746 | Wheelabrator Falls | IPP Non-CHP | PA | WFI1 | 46 | Municipal Solid Waste | MSW | ST | 5 | 1994 |  |  | (OP) Operating
335 | Air Liquide Large Industries U.S. LP | 54748 | Port Neches Plant | Industrial CHP | TX | G1 | 32 | Natural Gas Fired Combustion Turbine | NG | GT | 2 | 1994 |  |  | (OP) Operating
22269 | Goal Line LP | 54749 | Goal Line LP | IPP CHP | CA | CTG | 40 | Natural Gas Fired Combined Cycle | NG | CT | 8 | 1994 |  |  | (OP) Operating
22269 | Goal Line LP | 54749 | Goal Line LP | IPP CHP | CA | STG | 9.4 | Natural Gas Fired Combined Cycle | NG | CA | 8 | 1994 |  |  | (OP) Operating
55928 | Coram Tehachapi LP | 54750 | Coram Tehachapi | IPP Non-CHP | CA | VW1 | 6.9 | Onshore Wind Turbine | WND | WT | 9 | 1992 |  |  | (OP) Operating
3836 | CMS Generation Operating LLC | 54751 | Genesee Power Station LP | IPP Non-CHP | MI | GEN1 | 35 | Wood/Wood Waste Biomass | WDS | ST | 12 | 1995 |  |  | (OP) Operating
56291 | International Paper Co. | 54752 | Weyerhaeuser Pine Hill Operations | Industrial CHP | AL | NO1 | 40 | Wood/Wood Waste Biomass | WDS | ST | 8 | 1968 |  |  | (OP) Operating
56291 | International Paper Co. | 54752 | Weyerhaeuser Pine Hill Operations | Industrial CHP | AL | NO2 | 34.8 | Wood/Wood Waste Biomass | BLQ | ST | 11 | 1982 |  |  | (OP) Operating
10723 | Lateral 10 Ventures | 54753 | Lateral 10 Ventures | IPP Non-CHP | ID | GEN1 | 2.3 | Conventional Hydroelectric | WAT | HY | 11 | 1984 |  |  | (OP) Operating
55808 | Westmoreland Partners | 54755 | Roanoke Valley Energy Facility II | IPP CHP | NC | GEN2 | 44 | Conventional Steam Coal | BIT | ST | 2 | 1995 |  |  | (OP) Operating
7477 | Granger Electric Co | 54756 | Ottawa Generating Station | IPP Non-CHP | MI | 3-1 | 0.8 | Landfill Gas | LFG | IC | 6 | 1994 |  |  | (OP) Operating
7477 | Granger Electric Co | 54756 | Ottawa Generating Station | IPP Non-CHP | MI | 3-2 | 0.8 | Landfill Gas | LFG | IC | 6 | 1994 |  |  | (OP) Operating
7477 | Granger Electric Co | 54756 | Ottawa Generating Station | IPP Non-CHP | MI | 3-3 | 0.8 | Landfill Gas | LFG | IC | 6 | 1994 |  |  | (OP) Operating
7477 | Granger Electric Co | 54756 | Ottawa Generating Station | IPP Non-CHP | MI | 3-4 | 0.8 | Landfill Gas | LFG | IC | 6 | 1994 |  |  | (OP) Operating
7477 | Granger Electric Co | 54756 | Ottawa Generating Station | IPP Non-CHP | MI | 3-5 | 0.8 | Landfill Gas | LFG | IC | 6 | 1994 |  |  | (OP) Operating
7477 | Granger Electric Co | 54756 | Ottawa Generating Station | IPP Non-CHP | MI | 3-6 | 0.8 | Landfill Gas | LFG | IC | 6 | 1994 |  |  | (OP) Operating
7477 | Granger Electric Co | 54756 | Ottawa Generating Station | IPP Non-CHP | MI | 3-7 | 1.6 | Landfill Gas | LFG | IC | 2 | 2006 |  |  | (OP) Operating
7477 | Granger Electric Co | 54757 | Grand Blanc Generating Station | IPP Non-CHP | MI | 4-1 | 0.8 | Landfill Gas | LFG | IC | 7 | 1994 |  |  | (OP) Operating
7477 | Granger Electric Co | 54757 | Grand Blanc Generating Station | IPP Non-CHP | MI | 4-2 | 0.8 | Landfill Gas | LFG | IC | 7 | 1994 |  |  | (OP) Operating
7477 | Granger Electric Co | 54757 | Grand Blanc Generating Station | IPP Non-CHP | MI | 4-3 | 0.8 | Landfill Gas | LFG | IC | 7 | 1994 |  |  | (OP) Operating
7477 | Granger Electric Co | 54757 | Grand Blanc Generating Station | IPP Non-CHP | MI | 4-4 | 0.8 | Landfill Gas | LFG | IC | 10 | 2000 |  |  | (OP) Operating
7477 | Granger Electric Co | 54757 | Grand Blanc Generating Station | IPP Non-CHP | MI | 4-5 | 0.8 | Landfill Gas | LFG | IC | 1 | 2003 |  |  | (OP) Operating
20541 | Wheelabrator Environmental Systems | 54758 | Wheelabrator Lisbon | IPP Non-CHP | CT | GEN1 | 14 | Municipal Solid Waste | MSW | ST | 10 | 1995 |  |  | (OP) Operating
8503 | Hermiston Generating Co LP | 54761 | Hermiston Generating Plant | IPP CHP | OR | GEN1 | 80 | Natural Gas Fired Combined Cycle | NG | CA | 6 | 1996 |  |  | (OP) Operating
8503 | Hermiston Generating Co LP | 54761 | Hermiston Generating Plant | IPP CHP | OR | GEN2 | 152 | Natural Gas Fired Combined Cycle | NG | CT | 6 | 1996 |  |  | (OP) Operating
8503 | Hermiston Generating Co LP | 54761 | Hermiston Generating Plant | IPP CHP | OR | GEN3 | 80 | Natural Gas Fired Combined Cycle | NG | CA | 6 | 1996 |  |  | (OP) Operating
8503 | Hermiston Generating Co LP | 54761 | Hermiston Generating Plant | IPP CHP | OR | GEN4 | 152 | Natural Gas Fired Combined Cycle | NG | CT | 6 | 1996 |  |  | (OP) Operating
50102 | Rock-Tenn Company | 54763 | Rock-Tenn Mill | Industrial CHP | AL | 2TG | 8.6 | Wood/Wood Waste Biomass | BLQ | ST | 10 | 1982 |  |  | (OP) Operating
50102 | Rock-Tenn Company | 54763 | Rock-Tenn Mill | Industrial CHP | AL | 4TG | 30 | Wood/Wood Waste Biomass | BLQ | ST | 3 | 2014 |  |  | (OP) Operating
5178 | Dinwiddie Power Inc | 54766 | Boydton Plank Road Cogen Plant | IPP Non-CHP | VA | GEN1 | 0.3 | Petroleum Liquids | WO | IC | 6 | 1993 |  |  | (OP) Operating
5178 | Dinwiddie Power Inc | 54766 | Boydton Plank Road Cogen Plant | IPP Non-CHP | VA | GEN10 | 0.3 | Petroleum Liquids | WO | IC | 6 | 1993 |  |  | (OP) Operating
5178 | Dinwiddie Power Inc | 54766 | Boydton Plank Road Cogen Plant | IPP Non-CHP | VA | GEN11 | 0.3 | Petroleum Liquids | WO | IC | 5 | 2000 |  |  | (OP) Operating
5178 | Dinwiddie Power Inc | 54766 | Boydton Plank Road Cogen Plant | IPP Non-CHP | VA | GEN12 | 0.3 | Petroleum Liquids | WO | IC | 5 | 2000 |  |  | (OP) Operating
5178 | Dinwiddie Power Inc | 54766 | Boydton Plank Road Cogen Plant | IPP Non-CHP | VA | GEN13 | 0.3 | Petroleum Liquids | WO | IC | 5 | 2000 |  |  | (OP) Operating
5178 | Dinwiddie Power Inc | 54766 | Boydton Plank Road Cogen Plant | IPP Non-CHP | VA | GEN14 | 0.3 | Petroleum Liquids | WO | IC | 5 | 2000 |  |  | (OP) Operating
5178 | Dinwiddie Power Inc | 54766 | Boydton Plank Road Cogen Plant | IPP Non-CHP | VA | GEN15 | 0.3 | Petroleum Liquids | WO | IC | 5 | 2000 |  |  | (OP) Operating
5178 | Dinwiddie Power Inc | 54766 | Boydton Plank Road Cogen Plant | IPP Non-CHP | VA | GEN16 | 0.3 | Petroleum Liquids | WO | IC | 5 | 2000 |  |  | (OP) Operating
5178 | Dinwiddie Power Inc | 54766 | Boydton Plank Road Cogen Plant | IPP Non-CHP | VA | GEN17 | 0.3 | Petroleum Liquids | WO | IC | 5 | 2000 |  |  | (OP) Operating
5178 | Dinwiddie Power Inc | 54766 | Boydton Plank Road Cogen Plant | IPP Non-CHP | VA | GEN18 | 0.3 | Petroleum Liquids | WO | IC | 5 | 2000 |  |  | (OP) Operating
5178 | Dinwiddie Power Inc | 54766 | Boydton Plank Road Cogen Plant | IPP Non-CHP | VA | GEN19 | 0.3 | Petroleum Liquids | WO | IC | 5 | 2000 |  |  | (OP) Operating
5178 | Dinwiddie Power Inc | 54766 | Boydton Plank Road Cogen Plant | IPP Non-CHP | VA | GEN2 | 0.3 | Petroleum Liquids | WO | IC | 6 | 1993 |  |  | (OP) Operating
5178 | Dinwiddie Power Inc | 54766 | Boydton Plank Road Cogen Plant | IPP Non-CHP | VA | GEN20 | 0.3 | Petroleum Liquids | WO | IC | 5 | 2000 |  |  | (OP) Operating
5178 | Dinwiddie Power Inc | 54766 | Boydton Plank Road Cogen Plant | IPP Non-CHP | VA | GEN21 | 0.3 | Petroleum Liquids | WO | IC | 5 | 2000 |  |  | (OP) Operating
5178 | Dinwiddie Power Inc | 54766 | Boydton Plank Road Cogen Plant | IPP Non-CHP | VA | GEN22 | 0.3 | Petroleum Liquids | WO | IC | 5 | 2000 |  |  | (OP) Operating
5178 | Dinwiddie Power Inc | 54766 | Boydton Plank Road Cogen Plant | IPP Non-CHP | VA | GEN23 | 0.3 | Petroleum Liquids | WO | IC | 5 | 2000 |  |  | (OP) Operating
5178 | Dinwiddie Power Inc | 54766 | Boydton Plank Road Cogen Plant | IPP Non-CHP | VA | GEN24 | 0.3 | Petroleum Liquids | WO | IC | 5 | 2000 |  |  | (OP) Operating
5178 | Dinwiddie Power Inc | 54766 | Boydton Plank Road Cogen Plant | IPP Non-CHP | VA | GEN25 | 0.3 | Petroleum Liquids | WO | IC | 5 | 2000 |  |  | (OP) Operating
5178 | Dinwiddie Power Inc | 54766 | Boydton Plank Road Cogen Plant | IPP Non-CHP | VA | GEN26 | 0.3 | Petroleum Liquids | WO | IC | 5 | 2000 |  |  | (OP) Operating
5178 | Dinwiddie Power Inc | 54766 | Boydton Plank Road Cogen Plant | IPP Non-CHP | VA | GEN27 | 0.3 | Petroleum Liquids | WO | IC | 5 | 2000 |  |  | (OP) Operating
5178 | Dinwiddie Power Inc | 54766 | Boydton Plank Road Cogen Plant | IPP Non-CHP | VA | GEN28 | 0.3 | Petroleum Liquids | WO | IC | 5 | 2000 |  |  | (OP) Operating
5178 | Dinwiddie Power Inc | 54766 | Boydton Plank Road Cogen Plant | IPP Non-CHP | VA | GEN29 | 0.3 | Petroleum Liquids | WO | IC | 5 | 2000 |  |  | (OP) Operating
5178 | Dinwiddie Power Inc | 54766 | Boydton Plank Road Cogen Plant | IPP Non-CHP | VA | GEN3 | 0.3 | Petroleum Liquids | WO | IC | 6 | 1993 |  |  | (OP) Operating
5178 | Dinwiddie Power Inc | 54766 | Boydton Plank Road Cogen Plant | IPP Non-CHP | VA | GEN30 | 0.3 | Petroleum Liquids | WO | IC | 5 | 2000 |  |  | (OP) Operating
5178 | Dinwiddie Power Inc | 54766 | Boydton Plank Road Cogen Plant | IPP Non-CHP | VA | GEN31 | 0.3 | Petroleum Liquids | WO | IC | 5 | 2000 |  |  | (OP) Operating
5178 | Dinwiddie Power Inc | 54766 | Boydton Plank Road Cogen Plant | IPP Non-CHP | VA | GEN32 | 0.3 | Petroleum Liquids | WO | IC | 5 | 2000 |  |  | (OP) Operating
5178 | Dinwiddie Power Inc | 54766 | Boydton Plank Road Cogen Plant | IPP Non-CHP | VA | GEN33 | 0.3 | Petroleum Liquids | WO | IC | 5 | 2000 |  |  | (OP) Operating
5178 | Dinwiddie Power Inc | 54766 | Boydton Plank Road Cogen Plant | IPP Non-CHP | VA | GEN34 | 0.3 | Petroleum Liquids | WO | IC | 5 | 2000 |  |  | (OP) Operating
5178 | Dinwiddie Power Inc | 54766 | Boydton Plank Road Cogen Plant | IPP Non-CHP | VA | GEN4 | 0.3 | Petroleum Liquids | WO | IC | 6 | 1993 |  |  | (OP) Operating
5178 | Dinwiddie Power Inc | 54766 | Boydton Plank Road Cogen Plant | IPP Non-CHP | VA | GEN5 | 0.3 | Petroleum Liquids | WO | IC | 6 | 1993 |  |  | (OP) Operating
5178 | Dinwiddie Power Inc | 54766 | Boydton Plank Road Cogen Plant | IPP Non-CHP | VA | GEN6 | 0.3 | Petroleum Liquids | WO | IC | 6 | 1993 |  |  | (OP) Operating
5178 | Dinwiddie Power Inc | 54766 | Boydton Plank Road Cogen Plant | IPP Non-CHP | VA | GEN7 | 0.3 | Petroleum Liquids | WO | IC | 6 | 1993 |  |  | (OP) Operating
5178 | Dinwiddie Power Inc | 54766 | Boydton Plank Road Cogen Plant | IPP Non-CHP | VA | GEN8 | 0.3 | Petroleum Liquids | WO | IC | 6 | 1993 |  |  | (OP) Operating
5178 | Dinwiddie Power Inc | 54766 | Boydton Plank Road Cogen Plant | IPP Non-CHP | VA | GEN9 | 0.3 | Petroleum Liquids | WO | IC | 6 | 1993 |  |  | (OP) Operating
56466 | Juniper Generation LLC | 54768 | Live Oak Cogen | IPP CHP | CA | GEN1 | 46 | Natural Gas Fired Combustion Turbine | NG | GT | 3 | 1992 |  |  | (OP) Operating
11329 | Lutheran Medical Center | 54769 | Lutheran Medical Center | Commercial CHP | NY | GEN1 | 0.8 | Natural Gas Internal Combustion Engine | NG | IC | 1 | 1994 |  |  | (OP) Operating
11329 | Lutheran Medical Center | 54769 | Lutheran Medical Center | Commercial CHP | NY | GEN2 | 0.8 | Natural Gas Internal Combustion Engine | NG | IC | 1 | 1994 |  |  | (OP) Operating
55754 | Boralex Hydro Operations Inc | 54772 | South Glens Falls Hydroelectric | IPP Non-CHP | NY | GEN1 | 6.9 | Conventional Hydroelectric | WAT | HY | 8 | 1994 |  |  | (OP) Operating
55754 | Boralex Hydro Operations Inc | 54772 | South Glens Falls Hydroelectric | IPP Non-CHP | NY | GEN2 | 6.9 | Conventional Hydroelectric | WAT | HY | 8 | 1994 |  |  | (OP) Operating
19539 | University of Iowa | 54775 | University of Iowa Main Power Plant | Commercial CHP | IA | DG7 | 1.7 | Petroleum Liquids | DFO | IC | 6 | 1998 |  |  | (SB) Standby/Backup: available for service but not normally used
19539 | University of Iowa | 54775 | University of Iowa Main Power Plant | Commercial CHP | IA | GEN1 | 3 | Conventional Steam Coal | BIT | ST | 1 | 1947 |  |  | (OP) Operating
19539 | University of Iowa | 54775 | University of Iowa Main Power Plant | Commercial CHP | IA | GEN10 | 2 | Natural Gas Internal Combustion Engine | NG | IC | 6 | 2014 |  |  | (OP) Operating
19539 | University of Iowa | 54775 | University of Iowa Main Power Plant | Commercial CHP | IA | GEN2 | 3 | Conventional Steam Coal | BIT | ST | 1 | 1956 |  |  | (OP) Operating
19539 | University of Iowa | 54775 | University of Iowa Main Power Plant | Commercial CHP | IA | GEN6 | 15 | Conventional Steam Coal | BIT | ST | 1 | 1974 |  |  | (OP) Operating
19539 | University of Iowa | 54775 | University of Iowa Main Power Plant | Commercial CHP | IA | GEN7 | 2 | Natural Gas Internal Combustion Engine | NG | IC | 6 | 2014 |  |  | (OP) Operating
19539 | University of Iowa | 54775 | University of Iowa Main Power Plant | Commercial CHP | IA | GEN8 | 2 | Natural Gas Internal Combustion Engine | NG | IC | 6 | 2014 |  |  | (OP) Operating
19539 | University of Iowa | 54775 | University of Iowa Main Power Plant | Commercial CHP | IA | GEN9 | 2 | Natural Gas Internal Combustion Engine | NG | IC | 6 | 2014 |  |  | (OP) Operating
14030 | Oklahoma State University | 54779 | Oklahoma State University | Commercial CHP | OK | GEN1 | 1.6 | Natural Gas Steam Turbine | NG | ST | 6 | 1950 | 12 | 2017 | (OP) Operating |  |  | 0 |  |  | 0
14030 | Oklahoma State University | 54779 | Oklahoma State University | Commercial CHP | OK | GEN2 | 1.6 | Natural Gas Steam Turbine | NG | ST | 6 | 1950 | 12 | 2017 | (OP) Operating |  |  | 0 |  |  | 0
14030 | Oklahoma State University | 54779 | Oklahoma State University | Commercial CHP | OK | GEN4 | 5.2 | Natural Gas Steam Turbine | NG | ST | 1 | 1958 | 12 | 2017 | (OP) Operating |  |  | 0 |  |  | 0
19528 | University of Illinois | 54780 | University of Illinois Abbott Power Plt | Commercial CHP | IL | T1 | 3 | Natural Gas Steam Turbine | NG | ST | 11 | 1940 |  |  | (OP) Operating
19528 | University of Illinois | 54780 | University of Illinois Abbott Power Plt | Commercial CHP | IL | T10 | 12.5 | Conventional Steam Coal | BIT | ST | 8 | 2004 |  |  | (OP) Operating
19528 | University of Illinois | 54780 | University of Illinois Abbott Power Plt | Commercial CHP | IL | T11 | 12.5 | Conventional Steam Coal | BIT | ST | 6 | 2004 |  |  | (OP) Operating
19528 | University of Illinois | 54780 | University of Illinois Abbott Power Plt | Commercial CHP | IL | T12 | 7 | Conventional Steam Coal | BIT | ST | 4 | 2004 |  |  | (OP) Operating
19528 | University of Illinois | 54780 | University of Illinois Abbott Power Plt | Commercial CHP | IL | T2 | 3 | Natural Gas Steam Turbine | NG | ST | 11 | 1940 |  |  | (OP) Operating
19528 | University of Illinois | 54780 | University of Illinois Abbott Power Plt | Commercial CHP | IL | T3 | 3 | Natural Gas Steam Turbine | NG | ST | 11 | 1948 |  |  | (OP) Operating
19528 | University of Illinois | 54780 | University of Illinois Abbott Power Plt | Commercial CHP | IL | T4 | 3 | Natural Gas Steam Turbine | NG | ST | 2 | 1951 |  |  | (OP) Operating
19528 | University of Illinois | 54780 | University of Illinois Abbott Power Plt | Commercial CHP | IL | T6 | 7.5 | Conventional Steam Coal | BIT | ST | 6 | 1959 |  |  | (OP) Operating
19528 | University of Illinois | 54780 | University of Illinois Abbott Power Plt | Commercial CHP | IL | T7 | 7.5 | Conventional Steam Coal | BIT | ST | 8 | 1962 |  |  | (OP) Operating
19528 | University of Illinois | 54780 | University of Illinois Abbott Power Plt | Commercial CHP | IL | T8 | 11 | Natural Gas Fired Combustion Turbine | NG | GT | 9 | 2003 |  |  | (OP) Operating |  |  |  | 2018 | 4 | 1.5
19528 | University of Illinois | 54780 | University of Illinois Abbott Power Plt | Commercial CHP | IL | T9 | 11 | Natural Gas Fired Combustion Turbine | NG | GT | 11 | 2003 |  |  | (OP) Operating |  |  |  | 2018 | 4 | 1.5
21148 | Zapco Energy Tactics Corp | 54781 | Suffolk Energy Partners LP | IPP Non-CHP | VA | SU1 | 0.7 | Landfill Gas | LFG | IC | 11 | 1994 |  |  | (OP) Operating
21148 | Zapco Energy Tactics Corp | 54781 | Suffolk Energy Partners LP | IPP Non-CHP | VA | SU2 | 0.7 | Landfill Gas | LFG | IC | 11 | 1994 |  |  | (OP) Operating
21148 | Zapco Energy Tactics Corp | 54781 | Suffolk Energy Partners LP | IPP Non-CHP | VA | SU3 | 0.7 | Landfill Gas | LFG | IC | 11 | 1994 |  |  | (OP) Operating
21148 | Zapco Energy Tactics Corp | 54781 | Suffolk Energy Partners LP | IPP Non-CHP | VA | SU4 | 0.7 | Landfill Gas | LFG | IC | 11 | 1994 |  |  | (OP) Operating
17283 | Seneca Energy II | 54782 | Seneca Energy | IPP Non-CHP | NY | GE10 | 0.8 | Landfill Gas | LFG | IC | 8 | 1998 |  |  | (OP) Operating
17283 | Seneca Energy II | 54782 | Seneca Energy | IPP Non-CHP | NY | GE11 | 0.8 | Landfill Gas | LFG | IC | 8 | 1998 |  |  | (OP) Operating
17283 | Seneca Energy II | 54782 | Seneca Energy | IPP Non-CHP | NY | GE12 | 0.8 | Landfill Gas | LFG | IC | 8 | 1998 |  |  | (OP) Operating
17283 | Seneca Energy II | 54782 | Seneca Energy | IPP Non-CHP | NY | GE13 | 0.8 | Landfill Gas | LFG | IC | 8 | 1998 |  |  | (OP) Operating
17283 | Seneca Energy II | 54782 | Seneca Energy | IPP Non-CHP | NY | GE14 | 0.8 | Landfill Gas | LFG | IC | 8 | 1998 |  |  | (OP) Operating
17283 | Seneca Energy II | 54782 | Seneca Energy | IPP Non-CHP | NY | GE15 | 1.6 | Landfill Gas | LFG | IC | 1 | 2007 |  |  | (OP) Operating
17283 | Seneca Energy II | 54782 | Seneca Energy | IPP Non-CHP | NY | GE16 | 1.6 | Landfill Gas | LFG | IC | 1 | 2007 |  |  | (OP) Operating
17283 | Seneca Energy II | 54782 | Seneca Energy | IPP Non-CHP | NY | GE17 | 1.6 | Landfill Gas | LFG | IC | 1 | 2007 |  |  | (OP) Operating
17283 | Seneca Energy II | 54782 | Seneca Energy | IPP Non-CHP | NY | GE18 | 1.6 | Landfill Gas | LFG | IC | 1 | 2007 |  |  | (OP) Operating
17283 | Seneca Energy II | 54782 | Seneca Energy | IPP Non-CHP | NY | GEN1 | 0.8 | Landfill Gas | LFG | IC | 3 | 1996 |  |  | (OP) Operating
17283 | Seneca Energy II | 54782 | Seneca Energy | IPP Non-CHP | NY | GEN2 | 0.8 | Landfill Gas | LFG | IC | 3 | 1996 |  |  | (OP) Operating
17283 | Seneca Energy II | 54782 | Seneca Energy | IPP Non-CHP | NY | GEN3 | 0.8 | Landfill Gas | LFG | IC | 3 | 1996 |  |  | (OP) Operating
17283 | Seneca Energy II | 54782 | Seneca Energy | IPP Non-CHP | NY | GEN4 | 0.8 | Landfill Gas | LFG | IC | 8 | 1996 |  |  | (OP) Operating
17283 | Seneca Energy II | 54782 | Seneca Energy | IPP Non-CHP | NY | GEN5 | 0.8 | Landfill Gas | LFG | IC | 8 | 1996 |  |  | (OP) Operating
17283 | Seneca Energy II | 54782 | Seneca Energy | IPP Non-CHP | NY | GEN6 | 0.8 | Landfill Gas | LFG | IC | 6 | 1997 |  |  | (OP) Operating
17283 | Seneca Energy II | 54782 | Seneca Energy | IPP Non-CHP | NY | GEN7 | 0.8 | Landfill Gas | LFG | IC | 6 | 1997 |  |  | (OP) Operating
17283 | Seneca Energy II | 54782 | Seneca Energy | IPP Non-CHP | NY | GEN8 | 0.8 | Landfill Gas | LFG | IC | 8 | 1998 |  |  | (OP) Operating
17283 | Seneca Energy II | 54782 | Seneca Energy | IPP Non-CHP | NY | GEN9 | 0.8 | Landfill Gas | LFG | IC | 8 | 1998 |  |  | (OP) Operating
7564 | Grays Ferry Cogen Partnership | 54785 | Grays Ferry Cogeneration | IPP CHP | PA | GEN1 | 57 | Natural Gas Fired Combined Cycle | NG | CA | 10 | 1997 |  |  | (OP) Operating
7564 | Grays Ferry Cogen Partnership | 54785 | Grays Ferry Cogeneration | IPP CHP | PA | GEN2 | 113 | Natural Gas Fired Combined Cycle | NG | CT | 10 | 1997 |  |  | (OP) Operating
6883 | Evanston Board of Education | 54788 | Evanston Township High School | Commercial Non-CHP | IL | GEN1 | 0.8 | Natural Gas Internal Combustion Engine | NG | IC | 12 | 1992 |  |  | (SB) Standby/Backup: available for service but not normally used
6883 | Evanston Board of Education | 54788 | Evanston Township High School | Commercial Non-CHP | IL | GEN2 | 0.8 | Natural Gas Internal Combustion Engine | NG | IC | 12 | 1992 |  |  | (SB) Standby/Backup: available for service but not normally used
6883 | Evanston Board of Education | 54788 | Evanston Township High School | Commercial Non-CHP | IL | GEN3 | 0.8 | Natural Gas Internal Combustion Engine | NG | IC | 12 | 1992 |  |  | (SB) Standby/Backup: available for service but not normally used
55932 | Georgia-Pacific Brewton LLC | 54789 | Georgia-Pacific Brewton Mill | Industrial CHP | AL | 1TG | 10.5 | Wood/Wood Waste Biomass | BLQ | ST | 10 | 1957 | 11 | 2016 | (OP) Operating
55932 | Georgia-Pacific Brewton LLC | 54789 | Georgia-Pacific Brewton Mill | Industrial CHP | AL | 2TG | 12 | Wood/Wood Waste Biomass | BLQ | ST | 4 | 1964 |  |  | (OP) Operating
55932 | Georgia-Pacific Brewton LLC | 54789 | Georgia-Pacific Brewton Mill | Industrial CHP | AL | 3TG | 13.9 | Wood/Wood Waste Biomass | BLQ | ST | 1 | 1982 |  |  | (OP) Operating
8683 | CSL Behring LLC | 54790 | CSL Behring LLC | Industrial CHP | IL | GEN1 | 3.8 | Natural Gas Fired Combustion Turbine | NG | GT | 5 | 1993 |  |  | (OP) Operating
34505 | Edison Mission Energy | 54793 | Storm Lake 1 | IPP Non-CHP | IA | 2 | 0.7 | Onshore Wind Turbine | WND | WT | 6 | 1999 |  |  | (OP) Operating
34505 | Edison Mission Energy | 54793 | Storm Lake 1 | IPP Non-CHP | IA | 3 | 0.7 | Onshore Wind Turbine | WND | WT | 6 | 1999 |  |  | (OP) Operating
34505 | Edison Mission Energy | 54793 | Storm Lake 1 | IPP Non-CHP | IA | EXIS | 108 | Onshore Wind Turbine | WND | WT | 5 | 1999 |  |  | (OP) Operating
49963 | FPL Energy Operating Services, Inc. | 54794 | Buffalo Ridge Windplant WPP 1993 | IPP Non-CHP | MN | EXIS | 21.9 | Onshore Wind Turbine | WND | WT | 3 | 1994 |  |  | (OP) Operating
5277 | American Sugar Refining, Inc. | 54795 | Domino Sugar Baltimore | Industrial CHP | MD | GEN1 | 5 | Natural Gas Steam Turbine | NG | ST | 6 | 1959 |  |  | (OP) Operating
5277 | American Sugar Refining, Inc. | 54795 | Domino Sugar Baltimore | Industrial CHP | MD | GEN2 | 2.5 | Natural Gas Steam Turbine | NG | ST | 6 | 1955 |  |  | (OP) Operating
5277 | American Sugar Refining, Inc. | 54795 | Domino Sugar Baltimore | Industrial CHP | MD | GEN4 | 10 | Natural Gas Steam Turbine | NG | ST | 6 | 2001 |  |  | (OP) Operating
16578 | Saint Agnes Medical Center | 54800 | Saint Agnes Medical Center | Commercial CHP | CA | 9911 | 2.7 | Natural Gas Fired Combustion Turbine | NG | GT | 5 | 2001 |  |  | (OP) Operating
16578 | Saint Agnes Medical Center | 54800 | Saint Agnes Medical Center | Commercial CHP | CA | 9929 | 2.7 | Natural Gas Fired Combustion Turbine | NG | GT | 12 | 2001 |  |  | (OP) Operating
1005 | Avalon/Mayo Hydropower LLC | 54801 | Avalon/Mayo Hydropower | Commercial Non-CHP | NC | GEN1 | 0.8 | Conventional Hydroelectric | WAT | HY | 4 | 1997 |  |  | (OP) Operating
1005 | Avalon/Mayo Hydropower LLC | 54801 | Avalon/Mayo Hydropower | Commercial Non-CHP | NC | GEN2 | 0.3 | Conventional Hydroelectric | WAT | HY | 5 | 2000 |  |  | (OP) Operating
1005 | Avalon/Mayo Hydropower LLC | 54801 | Avalon/Mayo Hydropower | Commercial Non-CHP | NC | GEN3 | 0.1 | Conventional Hydroelectric | WAT | HY | 5 | 2000 |  |  | (OP) Operating
12222 | Mead Coated Board Inc | 54802 | Mead Coated Board | Industrial CHP | AL | GEN1 | 32 | Wood/Wood Waste Biomass | WDS | ST | 11 | 1966 |  |  | (OP) Operating
12222 | Mead Coated Board Inc | 54802 | Mead Coated Board | Industrial CHP | AL | GEN2 | 55.5 | Wood/Wood Waste Biomass | WDS | ST | 3 | 1990 |  |  | (OP) Operating
12222 | Mead Coated Board Inc | 54802 | Mead Coated Board | Industrial CHP | AL | GEN3 | 21 | Natural Gas Fired Combustion Turbine | NG | GT | 1 | 1998 |  |  | (OP) Operating
59190 | Plymouth State University | 54803 | Plymouth State College Cogeneration | Commercial CHP | NH | A | 1.2 | Petroleum Liquids | DFO | IC | 4 | 1994 |  |  | (SB) Standby/Backup: available for service but not normally used
59190 | Plymouth State University | 54803 | Plymouth State College Cogeneration | Commercial CHP | NH | B | 1.6 | Petroleum Liquids | DFO | IC | 8 | 2000 |  |  | (SB) Standby/Backup: available for service but not normally used
12469 | Milford Power Ltd Partnership | 54805 | Milford Power LP | IPP Non-CHP | MA | GT-1 | 107.9 | Natural Gas Fired Combined Cycle | NG | CT | 3 | 1993 |  |  | (OP) Operating
12469 | Milford Power Ltd Partnership | 54805 | Milford Power LP | IPP Non-CHP | MA | ST-1 | 40.1 | Natural Gas Fired Combined Cycle | NG | CA | 3 | 1993 |  |  | (OP) Operating
13491 | New York University | 54808 | New York University Central Plant | Commercial CHP | NY | D2 | 0.6 | Petroleum Liquids | DFO | IC | 1 | 1984 |  |  | (SB) Standby/Backup: available for service but not normally used
13491 | New York University | 54808 | New York University Central Plant | Commercial CHP | NY | D3 | 0.6 | Petroleum Liquids | DFO | IC | 1 | 1984 |  |  | (SB) Standby/Backup: available for service but not normally used
13491 | New York University | 54808 | New York University Central Plant | Commercial CHP | NY | D4 | 0.6 | Petroleum Liquids | DFO | IC | 1 | 1984 |  |  | (SB) Standby/Backup: available for service but not normally used
13491 | New York University | 54808 | New York University Central Plant | Commercial CHP | NY | D5 | 0.6 | Petroleum Liquids | DFO | IC | 1 | 1984 |  |  | (SB) Standby/Backup: available for service but not normally used
13491 | New York University | 54808 | New York University Central Plant | Commercial CHP | NY | D6 | 0.6 | Petroleum Liquids | DFO | IC | 1 | 1984 |  |  | (SB) Standby/Backup: available for service but not normally used
13491 | New York University | 54808 | New York University Central Plant | Commercial CHP | NY | D7 | 0.6 | Petroleum Liquids | DFO | IC | 1 | 1984 |  |  | (SB) Standby/Backup: available for service but not normally used
13491 | New York University | 54808 | New York University Central Plant | Commercial CHP | NY | DI | 0.6 | Petroleum Liquids | DFO | IC | 1 | 1984 |  |  | (SB) Standby/Backup: available for service but not normally used
13491 | New York University | 54808 | New York University Central Plant | Commercial CHP | NY | GT1 | 5.5 | Natural Gas Fired Combined Cycle | NG | CT | 12 | 2010 |  |  | (OP) Operating
13491 | New York University | 54808 | New York University Central Plant | Commercial CHP | NY | GT2 | 5.5 | Natural Gas Fired Combined Cycle | NG | CT | 12 | 2010 |  |  | (OP) Operating
13491 | New York University | 54808 | New York University Central Plant | Commercial CHP | NY | T1 | 1.8 | Natural Gas Fired Combined Cycle | NG | CA | 1 | 1984 |  |  | (OP) Operating
19664 | University of Washington | 54809 | University of Washington Power Plant | Commercial CHP | WA | DG3 | 2 | Petroleum Liquids | DFO | IC | 6 | 1993 |  |  | (SB) Standby/Backup: available for service but not normally used
19664 | University of Washington | 54809 | University of Washington Power Plant | Commercial CHP | WA | DG4 | 2 | Petroleum Liquids | DFO | IC | 6 | 1993 |  |  | (SB) Standby/Backup: available for service but not normally used
19664 | University of Washington | 54809 | University of Washington Power Plant | Commercial CHP | WA | DG5 | 2 | Petroleum Liquids | DFO | IC | 6 | 1994 |  |  | (SB) Standby/Backup: available for service but not normally used
19664 | University of Washington | 54809 | University of Washington Power Plant | Commercial CHP | WA | DG6 | 2 | Petroleum Liquids | DFO | IC | 8 | 2003 |  |  | (SB) Standby/Backup: available for service but not normally used
19664 | University of Washington | 54809 | University of Washington Power Plant | Commercial CHP | WA | DG7 | 2 | Petroleum Liquids | DFO | IC | 8 | 2003 |  |  | (SB) Standby/Backup: available for service but not normally used
19664 | University of Washington | 54809 | University of Washington Power Plant | Commercial CHP | WA | TG2 | 1 | Natural Gas Steam Turbine | NG | ST | 1 | 1969 |  |  | (OP) Operating
12454 | Mi-28 Water Power Project LLC | 54812 | Mile 28 Water Power Project | IPP Non-CHP | ID | 1 | 0.7 | Conventional Hydroelectric | WAT | HY | 6 | 1994 |  |  | (OP) Operating
12454 | Mi-28 Water Power Project LLC | 54812 | Mile 28 Water Power Project | IPP Non-CHP | ID | 2 | 0.7 | Conventional Hydroelectric | WAT | HY | 6 | 1994 |  |  | (OP) Operating
17069 | Shepherd Center | 54813 | Shepherd Center | Commercial Non-CHP | GA | 1 | 0.6 | Petroleum Liquids | DFO | IC | 8 | 1992 |  |  | (SB) Standby/Backup: available for service but not normally used
17069 | Shepherd Center | 54813 | Shepherd Center | Commercial Non-CHP | GA | 2 | 0.6 | Petroleum Liquids | DFO | IC | 8 | 1992 |  |  | (SB) Standby/Backup: available for service but not normally used
17069 | Shepherd Center | 54813 | Shepherd Center | Commercial Non-CHP | GA | 3 | 0.2 | Petroleum Liquids | DFO | IC | 8 | 1989 |  |  | (SB) Standby/Backup: available for service but not normally used
17069 | Shepherd Center | 54813 | Shepherd Center | Commercial Non-CHP | GA | 4 | 0.3 | Petroleum Liquids | DFO | IC | 5 | 1981 |  |  | (SB) Standby/Backup: available for service but not normally used
17069 | Shepherd Center | 54813 | Shepherd Center | Commercial Non-CHP | GA | 5 | 0.6 | Petroleum Liquids | DFO | IC | 8 | 2009 |  |  | (SB) Standby/Backup: available for service but not normally used
17069 | Shepherd Center | 54813 | Shepherd Center | Commercial Non-CHP | GA | 6 | 0.6 | Petroleum Liquids | DFO | IC | 10 | 2010 |  |  | (SB) Standby/Backup: available for service but not normally used
28473 | Williams Field Services Co | 54814 | Milagro Cogeneration Plant | IPP CHP | NM | GENA | 30.4 | Natural Gas Fired Combustion Turbine | NG | GT | 9 | 1981 |  |  | (OP) Operating
28473 | Williams Field Services Co | 54814 | Milagro Cogeneration Plant | IPP CHP | NM | GENB | 30.4 | Natural Gas Fired Combustion Turbine | NG | GT | 9 | 1981 |  |  | (OP) Operating
28473 | Williams Field Services Co | 54814 | Milagro Cogeneration Plant | IPP CHP | NM | GO1A | 30.4 | Natural Gas Fired Combustion Turbine | NG | GT | 2 | 1996 |  |  | (OP) Operating
28473 | Williams Field Services Co | 54814 | Milagro Cogeneration Plant | IPP CHP | NM | GO1B | 30.4 | Natural Gas Fired Combustion Turbine | NG | GT | 2 | 1996 |  |  | (OP) Operating
56107 | Highwoods Properties | 54816 | Riverwood 100 Building | Commercial Non-CHP | GA | 11KT | 1.1 | Petroleum Liquids | DFO | IC | 1 | 1989 |  |  | (OS) Out of service and NOT expected to return to service in next calendar year
2172 | Brazos Electric Power Coop Inc | 54817 | Johnson County | Electric Utility | TX | GT-1 | 163 | Natural Gas Fired Combined Cycle | NG | CT | 9 | 1996 |  |  | (OP) Operating
2172 | Brazos Electric Power Coop Inc | 54817 | Johnson County | Electric Utility | TX | ST-1 | 104 | Natural Gas Fired Combined Cycle | NG | CA | 11 | 1996 |  |  | (OP) Operating
21260 | 191 Peachtree Associates | 54818 | 191 Peachtree Tower | Commercial Non-CHP | GA | GEN1 | 1.2 | Petroleum Liquids | DFO | IC | 5 | 1991 |  |  | (SB) Standby/Backup: available for service but not normally used
21260 | 191 Peachtree Associates | 54818 | 191 Peachtree Tower | Commercial Non-CHP | GA | GEN2 | 1.2 | Petroleum Liquids | DFO | IC | 5 | 1991 |  |  | (SB) Standby/Backup: available for service but not normally used
17449 | Smithfield Farmland Corp. | 54823 | Smithfield Farmland Corp Bladen | Industrial Non-CHP | NC | GEN1 | 1.5 | Petroleum Liquids | DFO | IC | 10 | 1993 |  |  | (SB) Standby/Backup: available for service but not normally used
17449 | Smithfield Farmland Corp. | 54823 | Smithfield Farmland Corp Bladen | Industrial Non-CHP | NC | GEN2 | 1.5 | Petroleum Liquids | DFO | IC | 10 | 1993 |  |  | (SB) Standby/Backup: available for service but not normally used
17449 | Smithfield Farmland Corp. | 54823 | Smithfield Farmland Corp Bladen | Industrial Non-CHP | NC | GEN3 | 1.5 | Petroleum Liquids | DFO | IC | 10 | 1993 |  |  | (SB) Standby/Backup: available for service but not normally used
17449 | Smithfield Farmland Corp. | 54823 | Smithfield Farmland Corp Bladen | Industrial Non-CHP | NC | GEN4 | 1.5 | Petroleum Liquids | DFO | IC | 10 | 1993 |  |  | (SB) Standby/Backup: available for service but not normally used
17449 | Smithfield Farmland Corp. | 54823 | Smithfield Farmland Corp Bladen | Industrial Non-CHP | NC | GEN5 | 1.5 | Petroleum Liquids | DFO | IC | 10 | 1993 |  |  | (SB) Standby/Backup: available for service but not normally used
17449 | Smithfield Farmland Corp. | 54823 | Smithfield Farmland Corp Bladen | Industrial Non-CHP | NC | GEN6 | 1.5 | Petroleum Liquids | DFO | IC | 10 | 1993 |  |  | (SB) Standby/Backup: available for service but not normally used
17449 | Smithfield Farmland Corp. | 54823 | Smithfield Farmland Corp Bladen | Industrial Non-CHP | NC | GEN7 | 1.5 | Petroleum Liquids | DFO | IC | 10 | 1993 |  |  | (SB) Standby/Backup: available for service but not normally used
17449 | Smithfield Farmland Corp. | 54823 | Smithfield Farmland Corp Bladen | Industrial Non-CHP | NC | GEN8 | 1.5 | Petroleum Liquids | DFO | IC | 10 | 1993 |  |  | (SB) Standby/Backup: available for service but not normally used
17449 | Smithfield Farmland Corp. | 54823 | Smithfield Farmland Corp Bladen | Industrial Non-CHP | NC | GEN9 | 1.5 | Petroleum Liquids | DFO | IC | 2 | 1998 |  |  | (SB) Standby/Backup: available for service but not normally used
17449 | Smithfield Farmland Corp. | 54823 | Smithfield Farmland Corp Bladen | Industrial Non-CHP | NC | GN10 | 1.5 | Petroleum Liquids | DFO | IC | 2 | 1998 |  |  | (SB) Standby/Backup: available for service but not normally used
17449 | Smithfield Farmland Corp. | 54823 | Smithfield Farmland Corp Bladen | Industrial Non-CHP | NC | GN11 | 1.5 | Petroleum Liquids | DFO | IC | 2 | 1998 |  |  | (SB) Standby/Backup: available for service but not normally used
17449 | Smithfield Farmland Corp. | 54823 | Smithfield Farmland Corp Bladen | Industrial Non-CHP | NC | GN12 | 1.5 | Petroleum Liquids | DFO | IC | 2 | 1998 |  |  | (SB) Standby/Backup: available for service but not normally used
17449 | Smithfield Farmland Corp. | 54823 | Smithfield Farmland Corp Bladen | Industrial Non-CHP | NC | GN13 | 1.5 | Petroleum Liquids | DFO | IC | 2 | 1998 |  |  | (SB) Standby/Backup: available for service but not normally used
17449 | Smithfield Farmland Corp. | 54823 | Smithfield Farmland Corp Bladen | Industrial Non-CHP | NC | GN14 | 1.5 | Petroleum Liquids | DFO | IC | 2 | 1998 |  |  | (SB) Standby/Backup: available for service but not normally used
17449 | Smithfield Farmland Corp. | 54823 | Smithfield Farmland Corp Bladen | Industrial Non-CHP | NC | GN15 | 1.5 | Petroleum Liquids | DFO | IC | 2 | 1998 |  |  | (SB) Standby/Backup: available for service but not normally used
17449 | Smithfield Farmland Corp. | 54823 | Smithfield Farmland Corp Bladen | Industrial Non-CHP | NC | GN16 | 1.5 | Petroleum Liquids | DFO | IC | 2 | 1995 |  |  | (SB) Standby/Backup: available for service but not normally used
17449 | Smithfield Farmland Corp. | 54823 | Smithfield Farmland Corp Bladen | Industrial Non-CHP | NC | GN17 | 1.5 | Petroleum Liquids | DFO | IC | 2 | 1998 |  |  | (SB) Standby/Backup: available for service but not normally used
17449 | Smithfield Farmland Corp. | 54823 | Smithfield Farmland Corp Bladen | Industrial Non-CHP | NC | GN18 | 1.5 | Petroleum Liquids | DFO | IC | 2 | 1995 |  |  | (SB) Standby/Backup: available for service but not normally used
17449 | Smithfield Farmland Corp. | 54823 | Smithfield Farmland Corp Bladen | Industrial Non-CHP | NC | GN19 | 1.5 | Petroleum Liquids | DFO | IC | 2 | 1998 |  |  | (SB) Standby/Backup: available for service but not normally used
54809 | Wailuku Holding Company LLC | 54827 | Wailuku River Hydroelectric | IPP Non-CHP | HI | 8101 | 4.9 | Conventional Hydroelectric | WAT | HY | 5 | 1993 |  |  | (OP) Operating
54809 | Wailuku Holding Company LLC | 54827 | Wailuku River Hydroelectric | IPP Non-CHP | HI | 8102 | 4.9 | Conventional Hydroelectric | WAT | HY | 5 | 1993 |  |  | (OP) Operating
2265 | Bristol-Myers Squibb Co | 54829 | Bristol Myers Squibb New Brunswick | Industrial CHP | NJ | GEN1 | 8.8 | Natural Gas Fired Combustion Turbine | NG | GT | 7 | 1992 |  |  | (OP) Operating
2265 | Bristol-Myers Squibb Co | 54829 | Bristol Myers Squibb New Brunswick | Industrial CHP | NJ | GEN2 | 0.6 | Natural Gas Steam Turbine | NG | ST | 8 | 1999 |  |  | (SB) Standby/Backup: available for service but not normally used
50109 | DeKalb Regional Health System | 54830 | Dekalb Medical Center | Commercial Non-CHP | GA | 03 | 1.2 | Petroleum Liquids | DFO | IC | 8 | 2004 |  |  | (SB) Standby/Backup: available for service but not normally used
50109 | DeKalb Regional Health System | 54830 | Dekalb Medical Center | Commercial Non-CHP | GA | 90 | 1.2 | Petroleum Liquids | DFO | IC | 5 | 1991 |  |  | (SB) Standby/Backup: available for service but not normally used
50109 | DeKalb Regional Health System | 54830 | Dekalb Medical Center | Commercial Non-CHP | GA | 93 | 1.2 | Petroleum Liquids | DFO | IC | 7 | 1993 |  |  | (SB) Standby/Backup: available for service but not normally used
14410 | KMC Thermo, LLC | 54832 | Brandywine Power Facility | IPP CHP | MD | 1 |  | Natural Gas Fired Combined Cycle | NG | CT | 10 | 1996 |  |  | (OP) Operating
14410 | KMC Thermo, LLC | 54832 | Brandywine Power Facility | IPP CHP | MD | 2 |  | Natural Gas Fired Combined Cycle | NG | CT | 8 | 1996 |  |  | (OP) Operating
14410 | KMC Thermo, LLC | 54832 | Brandywine Power Facility | IPP CHP | MD | 3 | 230 | Natural Gas Fired Combined Cycle | NG | CA | 9 | 1996 |  |  | (OP) Operating
19272 | Doyon Utilities - Fort Greely | 54834 | Fort Greely Power Plant | Commercial Non-CHP | AK | EN-4 | 1.2 | Petroleum Liquids | DFO | IC | 1 | 1959 |  |  | (SB) Standby/Backup: available for service but not normally used
19272 | Doyon Utilities - Fort Greely | 54834 | Fort Greely Power Plant | Commercial Non-CHP | AK | EN-5 | 1.2 | Petroleum Liquids | DFO | IC | 1 | 1959 |  |  | (SB) Standby/Backup: available for service but not normally used
19272 | Doyon Utilities - Fort Greely | 54834 | Fort Greely Power Plant | Commercial Non-CHP | AK | EN-6 | 2.5 | Petroleum Liquids | DFO | IC | 1 | 2010 |  |  | (SB) Standby/Backup: available for service but not normally used
19272 | Doyon Utilities - Fort Greely | 54834 | Fort Greely Power Plant | Commercial Non-CHP | AK | EN-7 | 2.5 | Petroleum Liquids | DFO | IC | 1 | 2010 |  |  | (SB) Standby/Backup: available for service but not normally used
56537 | Evonik Degussa Corporation | 54835 | Evonik Industries AG | Industrial Non-CHP | IN | T121 | 1.2 | Petroleum Liquids | DFO | IC | 5 | 1992 |  |  | (SB) Standby/Backup: available for service but not normally used
19726 | Valdosta City of | 54839 | Valdosta Water Treatment Plant | Commercial Non-CHP | GA | GEN1 | 1.7 | Petroleum Liquids | DFO | IC | 1 | 1993 |  |  | (SB) Standby/Backup: available for service but not normally used
19726 | Valdosta City of | 54839 | Valdosta Water Treatment Plant | Commercial Non-CHP | GA | GEN2 | 1.7 | Petroleum Liquids | DFO | IC | 11 | 2008 |  |  | (SB) Standby/Backup: available for service but not normally used
18843 | Thiele Kaolin Co | 54841 | Thiele Kaolin Sandersville | Industrial Non-CHP | GA | G1 | 1.1 | Petroleum Liquids | DFO | IC | 1 | 1991 |  |  | (SB) Standby/Backup: available for service but not normally used
18843 | Thiele Kaolin Co | 54841 | Thiele Kaolin Sandersville | Industrial Non-CHP | GA | G2 | 1.1 | Petroleum Liquids | DFO | IC | 1 | 1991 |  |  | (SB) Standby/Backup: available for service but not normally used
56817 | Outagamie Clean Energy Project LLC | 54842 | Outagamie County Co-Generation Facility | IPP CHP | WI | G1 | 1.6 | Landfill Gas | LFG | IC | 2 | 2007 |  |  | (OP) Operating
56817 | Outagamie Clean Energy Project LLC | 54842 | Outagamie County Co-Generation Facility | IPP CHP | WI | G2 | 1.6 | Landfill Gas | LFG | IC | 2 | 2007 |  |  | (OP) Operating
56817 | Outagamie Clean Energy Project LLC | 54842 | Outagamie County Co-Generation Facility | IPP CHP | WI | G3 | 1.6 | Landfill Gas | LFG | IC | 2 | 2007 |  |  | (OP) Operating
19876 | Virginia Electric & Power Co | 54844 | Gordonsville Energy LP | Electric Utility | VA | GOR1 | 68.4 | Natural Gas Fired Combined Cycle | NG | CT | 3 | 1994 |  |  | (OP) Operating
19876 | Virginia Electric & Power Co | 54844 | Gordonsville Energy LP | Electric Utility | VA | GOR2 | 68.4 | Natural Gas Fired Combined Cycle | NG | CT | 3 | 1994 |  |  | (OP) Operating
19876 | Virginia Electric & Power Co | 54844 | Gordonsville Energy LP | Electric Utility | VA | GOR3 | 40.6 | Natural Gas Fired Combined Cycle | NG | CA | 3 | 1994 |  |  | (OP) Operating
19876 | Virginia Electric & Power Co | 54844 | Gordonsville Energy LP | Electric Utility | VA | GOR4 | 40.6 | Natural Gas Fired Combined Cycle | NG | CA | 3 | 1994 |  |  | (OP) Operating
18166 | Sun Trust Plaza Associates LLC | 54845 | Sun Trust Plaza | Commercial Non-CHP | GA | EG-1 | 1 | Petroleum Liquids | DFO | IC | 1 | 1994 |  |  | (SB) Standby/Backup: available for service but not normally used
18166 | Sun Trust Plaza Associates LLC | 54845 | Sun Trust Plaza | Commercial Non-CHP | GA | EG-2 | 1 | Petroleum Liquids | DFO | IC | 1 | 1994 |  |  | (SB) Standby/Backup: available for service but not normally used
11284 | Lowndes County Hospital Authority | 54848 | South Georgia Medical Center | Commercial Non-CHP | GA | GEN 7 | 0.8 | Petroleum Liquids | DFO | IC | 9 | 2008 |  |  | (SB) Standby/Backup: available for service but not normally used
11284 | Lowndes County Hospital Authority | 54848 | South Georgia Medical Center | Commercial Non-CHP | GA | GEN1A | 2 | Petroleum Liquids | DFO | IC | 4 | 2013 |  |  | (SB) Standby/Backup: available for service but not normally used
11284 | Lowndes County Hospital Authority | 54848 | South Georgia Medical Center | Commercial Non-CHP | GA | GEN2A | 2 | Petroleum Liquids | DFO | IC | 4 | 2013 |  |  | (SB) Standby/Backup: available for service but not normally used
11284 | Lowndes County Hospital Authority | 54848 | South Georgia Medical Center | Commercial Non-CHP | GA | GEN4 | 0.7 | Petroleum Liquids | DFO | IC | 1 | 2001 |  |  | (SB) Standby/Backup: available for service but not normally used
18843 | Thiele Kaolin Co | 54849 | Thiele Kaolin Reedy Creek | Industrial Non-CHP | GA | G1 | 1.1 | Petroleum Liquids | DFO | IC | 1 | 1993 |  |  | (SB) Standby/Backup: available for service but not normally used
18843 | Thiele Kaolin Co | 54849 | Thiele Kaolin Reedy Creek | Industrial Non-CHP | GA | G2 | 1.1 | Petroleum Liquids | DFO | IC | 1 | 1993 |  |  | (SB) Standby/Backup: available for service but not normally used
4413 | Cox Interior Inc | 54850 | Cox Waste to Energy | Industrial CHP | KY | 01 | 3 | Wood/Wood Waste Biomass | WDS | ST | 1 | 1995 |  |  | (OP) Operating
4413 | Cox Interior Inc | 54850 | Cox Waste to Energy | Industrial CHP | KY | 02 | 0.3 | Wood/Wood Waste Biomass | WDS | ST | 10 | 2002 |  |  | (OP) Operating
12619 | Milwaukee Metro Sewerage Dist | 54851 | MMSD Jones Island Wastewater | Commercial CHP | WI | GEN1 | 13 | Natural Gas Fired Combustion Turbine | NG | GT | 1 | 1971 |  |  | (OP) Operating
12619 | Milwaukee Metro Sewerage Dist | 54851 | MMSD Jones Island Wastewater | Commercial CHP | WI | SOL1 | 4.6 | Landfill Gas | LFG | GT | 1 | 2013 |  |  | (OP) Operating
12619 | Milwaukee Metro Sewerage Dist | 54851 | MMSD Jones Island Wastewater | Commercial CHP | WI | SOL2 | 4.6 | Landfill Gas | LFG | GT | 1 | 2013 |  |  | (OP) Operating
12619 | Milwaukee Metro Sewerage Dist | 54851 | MMSD Jones Island Wastewater | Commercial CHP | WI | SOL3 | 4.6 | Landfill Gas | LFG | GT | 1 | 2013 |  |  | (OP) Operating
7662 | Gallop Power Greenville, LLC | 54852 | Greenville Steam | IPP Non-CHP | ME | 1 | 16 | Wood/Wood Waste Biomass | WDS | ST | 1 | 1988 |  |  | (OS) Out of service and NOT expected to return to service in next calendar year
13407 | Nevada Power Co | 54854 | Sun Peak Generating Station | Electric Utility | NV | 5657 | 74 | Natural Gas Fired Combustion Turbine | NG | GT | 6 | 1991 |  |  | (SB) Standby/Backup: available for service but not normally used
13407 | Nevada Power Co | 54854 | Sun Peak Generating Station | Electric Utility | NV | 5658 | 74 | Natural Gas Fired Combustion Turbine | NG | GT | 6 | 1991 |  |  | (SB) Standby/Backup: available for service but not normally used
13407 | Nevada Power Co | 54854 | Sun Peak Generating Station | Electric Utility | NV | 5659 | 74 | Natural Gas Fired Combustion Turbine | NG | GT | 6 | 1991 |  |  | (SB) Standby/Backup: available for service but not normally used
11390 | M&M Mars Inc | 54855 | Mars Snackfood US | Industrial CHP | IL | 1 | 3 | Natural Gas Fired Combustion Turbine | NG | GT | 5 | 1987 |  |  | (OP) Operating
22035 | Southwestern Bell Telephone Co | 54858 | Southwestern Bell Telephone | Commercial CHP | MO | E/G1 | 2 | Petroleum Liquids | DFO | IC | 2 | 1992 |  |  | (SB) Standby/Backup: available for service but not normally used
22035 | Southwestern Bell Telephone Co | 54858 | Southwestern Bell Telephone | Commercial CHP | MO | E/G2 | 2 | Petroleum Liquids | DFO | IC | 2 | 1992 |  |  | (SB) Standby/Backup: available for service but not normally used
22035 | Southwestern Bell Telephone Co | 54858 | Southwestern Bell Telephone | Commercial CHP | MO | E/G3 | 2 | Petroleum Liquids | DFO | IC | 2 | 1992 |  |  | (SB) Standby/Backup: available for service but not normally used
22035 | Southwestern Bell Telephone Co | 54858 | Southwestern Bell Telephone | Commercial CHP | MO | E/G4 | 2.8 | Petroleum Liquids | DFO | IC | 12 | 2005 |  |  | (SB) Standby/Backup: available for service but not normally used
22035 | Southwestern Bell Telephone Co | 54858 | Southwestern Bell Telephone | Commercial CHP | MO | E/G5 | 2.8 | Petroleum Liquids | DFO | IC | 1 | 2008 |  |  | (SB) Standby/Backup: available for service but not normally used
22035 | Southwestern Bell Telephone Co | 54858 | Southwestern Bell Telephone | Commercial CHP | MO | E/G6 | 2.8 | Petroleum Liquids | DFO | IC | 8 | 2011 |  |  | (SB) Standby/Backup: available for service but not normally used
22035 | Southwestern Bell Telephone Co | 54858 | Southwestern Bell Telephone | Commercial CHP | MO | E/G7 | 2.8 | Petroleum Liquids | DFO | IC | 8 | 2011 |  |  | (SB) Standby/Backup: available for service but not normally used
1784 | Black Creek Hydro Inc | 54860 | Black Creek | IPP Non-CHP | WA | GEN1 | 3.7 | Conventional Hydroelectric | WAT | HY | 2 | 1994 |  |  | (OP) Operating
1362 | Bassett Healthcare | 54863 | Bassett Medical Center | Commercial Non-CHP | NY | 0001 | 0.8 | Petroleum Liquids | DFO | IC | 7 | 1992 |  |  | (SB) Standby/Backup: available for service but not normally used
1362 | Bassett Healthcare | 54863 | Bassett Medical Center | Commercial Non-CHP | NY | 0002 | 0.8 | Petroleum Liquids | DFO | IC | 7 | 1992 |  |  | (SB) Standby/Backup: available for service but not normally used
1362 | Bassett Healthcare | 54863 | Bassett Medical Center | Commercial Non-CHP | NY | 0003 | 0.8 | Petroleum Liquids | DFO | IC | 7 | 1992 |  |  | (SB) Standby/Backup: available for service but not normally used
1362 | Bassett Healthcare | 54863 | Bassett Medical Center | Commercial Non-CHP | NY | 0004 | 1.6 | Petroleum Liquids | DFO | IC | 5 | 2004 |  |  | (SB) Standby/Backup: available for service but not normally used
1362 | Bassett Healthcare | 54863 | Bassett Medical Center | Commercial Non-CHP | NY | 0005 | 1.6 | Petroleum Liquids | DFO | IC | 5 | 2006 |  |  | (SB) Standby/Backup: available for service but not normally used
57280 | Eagle Creek RE LLC | 54865 | Phoenix Hydro Project | IPP Non-CHP | NY | 1-02 | 1.2 | Conventional Hydroelectric | WAT | HY | 1 | 1991 |  |  | (OP) Operating
57280 | Eagle Creek RE LLC | 54865 | Phoenix Hydro Project | IPP Non-CHP | NY | 2-01 | 1.2 | Conventional Hydroelectric | WAT | HY | 1 | 1991 |  |  | (OP) Operating
50021 | Neenah Paper Michigan Inc. | 54867 | Neenah Paper Munising Mill | Industrial CHP | MI | M387 | 5.8 | Conventional Steam Coal | BIT | ST | 1 | 1930 |  |  | (OP) Operating
12421 | Mill Shoals Hydro Co Inc | 54872 | Milstead | IPP Non-CHP | GA | GEN1 | 1 | Conventional Hydroelectric | WAT | HY | 7 | 1994 |  |  | (OP) Operating
876 | Atlanta Gift Mart LP | 54877 | Atlanta Gift Mart LP | Commercial Non-CHP | GA | BUG | 1.2 | Petroleum Liquids | DFO | IC | 6 | 1991 |  |  | (SB) Standby/Backup: available for service but not normally used
32080 | Cellu Tissue Corporation | 54878 | Cellu Tissue Natural Dam | Industrial Non-CHP | NY | 01 | 0.4 | Conventional Hydroelectric | WAT | HY | 1 | 1959 |  |  | (OP) Operating
32080 | Cellu Tissue Corporation | 54878 | Cellu Tissue Natural Dam | Industrial Non-CHP | NY | 02 | 0.3 | Conventional Hydroelectric | WAT | HY | 1 | 1959 |  |  | (OP) Operating
32080 | Cellu Tissue Corporation | 54878 | Cellu Tissue Natural Dam | Industrial Non-CHP | NY | 03 | 0.3 | Conventional Hydroelectric | WAT | HY | 1 | 1959 |  |  | (OP) Operating
56024 | Kamin LLC | 54880 | Kamin LLC Wrens Plant | Industrial CHP | GA | SDT1 | 1.7 | Natural Gas Fired Combustion Turbine | NG | GT | 6 | 2002 |  |  | (OP) Operating
56024 | Kamin LLC | 54880 | Kamin LLC Wrens Plant | Industrial CHP | GA | SDT2 | 1.7 | Natural Gas Fired Combustion Turbine | NG | GT | 6 | 2002 |  |  | (OP) Operating
56024 | Kamin LLC | 54880 | Kamin LLC Wrens Plant | Industrial CHP | GA | SDT3 | 1.7 | Natural Gas Fired Combustion Turbine | NG | GT | 6 | 2002 |  |  | (OP) Operating
17795 | CenturyLink Regional HQ | 54882 | CenturyLink Regional HQ | Commercial Non-CHP | NC | GEN1 | 0.6 | Petroleum Liquids | DFO | IC | 3 | 1993 |  |  | (SB) Standby/Backup: available for service but not normally used
17795 | CenturyLink Regional HQ | 54882 | CenturyLink Regional HQ | Commercial Non-CHP | NC | GEN2 | 0.6 | Petroleum Liquids | DFO | IC | 3 | 1993 |  |  | (SB) Standby/Backup: available for service but not normally used
10056 | City of Kaukauna | 54885 | Kimberly Mill | Industrial Non-CHP | WI | 1H | 0.7 | Conventional Hydroelectric | WAT | HY | 1 | 1926 |  |  | (OP) Operating
10056 | City of Kaukauna | 54885 | Kimberly Mill | Industrial Non-CHP | WI | 2H | 0.7 | Conventional Hydroelectric | WAT | HY | 1 | 1927 |  |  | (OP) Operating
10056 | City of Kaukauna | 54885 | Kimberly Mill | Industrial Non-CHP | WI | 3H | 0.7 | Conventional Hydroelectric | WAT | HY | 1 | 1927 |  |  | (OP) Operating
15917 | Presence Health | 54886 | Presence Saint Mary of Nazareth Hospital | Commercial Non-CHP | IL | GEN1 | 0.8 | Natural Gas Internal Combustion Engine | NG | IC | 8 | 1993 |  |  | (SB) Standby/Backup: available for service but not normally used
15917 | Presence Health | 54886 | Presence Saint Mary of Nazareth Hospital | Commercial Non-CHP | IL | GEN2 | 0.8 | Natural Gas Internal Combustion Engine | NG | IC | 8 | 1993 |  |  | (OS) Out of service and NOT expected to return to service in next calendar year
15917 | Presence Health | 54886 | Presence Saint Mary of Nazareth Hospital | Commercial Non-CHP | IL | GEN3 | 0.8 | Natural Gas Internal Combustion Engine | NG | IC | 8 | 1993 |  |  | (SB) Standby/Backup: available for service but not normally used
15917 | Presence Health | 54886 | Presence Saint Mary of Nazareth Hospital | Commercial Non-CHP | IL | GEN4 | 0.9 | Petroleum Liquids | DFO | IC | 8 | 1993 |  |  | (SB) Standby/Backup: available for service but not normally used
15917 | Presence Health | 54886 | Presence Saint Mary of Nazareth Hospital | Commercial Non-CHP | IL | GEN5 | 0.9 | Petroleum Liquids | DFO | IC | 8 | 1993 |  |  | (SB) Standby/Backup: available for service but not normally used
15917 | Presence Health | 54886 | Presence Saint Mary of Nazareth Hospital | Commercial Non-CHP | IL | GEN6 | 0.8 | Petroleum Liquids | DFO | IC | 12 | 2006 |  |  | (SB) Standby/Backup: available for service but not normally used
5534 | DSM Pharmaceuticals Inc | 54887 | DSM Pharmaceuticals | Industrial CHP | NC | GEN1 | 3.5 | Natural Gas Fired Combustion Turbine | NG | GT | 8 | 1993 |  |  | (SB) Standby/Backup: available for service but not normally used
5534 | DSM Pharmaceuticals Inc | 54887 | DSM Pharmaceuticals | Industrial CHP | NC | GEN2 | 0.3 | Petroleum Liquids | DFO | IC | 10 | 1994 |  |  | (SB) Standby/Backup: available for service but not normally used
5534 | DSM Pharmaceuticals Inc | 54887 | DSM Pharmaceuticals | Industrial CHP | NC | GEN3 | 1.1 | Petroleum Liquids | DFO | IC | 7 | 1994 |  |  | (SB) Standby/Backup: available for service but not normally used
5534 | DSM Pharmaceuticals Inc | 54887 | DSM Pharmaceuticals | Industrial CHP | NC | GEN4 | 1.2 | Petroleum Liquids | DFO | IC | 8 | 1987 |  |  | (SB) Standby/Backup: available for service but not normally used
5534 | DSM Pharmaceuticals Inc | 54887 | DSM Pharmaceuticals | Industrial CHP | NC | GEN5 | 1 | Petroleum Liquids | DFO | IC | 7 | 1999 |  |  | (SB) Standby/Backup: available for service but not normally used
5534 | DSM Pharmaceuticals Inc | 54887 | DSM Pharmaceuticals | Industrial CHP | NC | GEN6 | 1.2 | Petroleum Liquids | DFO | IC | 11 | 2003 |  |  | (SB) Standby/Backup: available for service but not normally used
13559 | North American Natural Res | 54890 | Peoples Generating Station | IPP Non-CHP | MI | GEN1 | 2.2 | Landfill Gas | LFG | IC | 9 | 1995 |  |  | (OP) Operating
317 | Alcoa Power Generating Inc Yadkin Div | 54894 | Narrows (NC) | Electric Utility | NC | YN1 | 30 | Conventional Hydroelectric | WAT | HY | 7 | 1917 |  |  | (OP) Operating
317 | Alcoa Power Generating Inc Yadkin Div | 54894 | Narrows (NC) | Electric Utility | NC | YN2 | 30 | Conventional Hydroelectric | WAT | HY | 7 | 1917 |  |  | (OP) Operating
317 | Alcoa Power Generating Inc Yadkin Div | 54894 | Narrows (NC) | Electric Utility | NC | YN3 | 30 | Conventional Hydroelectric | WAT | HY | 7 | 1917 |  |  | (OP) Operating
317 | Alcoa Power Generating Inc Yadkin Div | 54894 | Narrows (NC) | Electric Utility | NC | YN4 | 29 | Conventional Hydroelectric | WAT | HY | 12 | 1924 |  |  | (OP) Operating
317 | Alcoa Power Generating Inc Yadkin Div | 54895 | Falls Hydro | Electric Utility | NC | YF1 | 9 | Conventional Hydroelectric | WAT | HY | 3 | 1922 |  |  | (OP) Operating
317 | Alcoa Power Generating Inc Yadkin Div | 54895 | Falls Hydro | Electric Utility | NC | YF2 | 10 | Conventional Hydroelectric | WAT | HY | 9 | 1919 |  |  | (OP) Operating |  |  |  | 2015 | 12 | 0.5
317 | Alcoa Power Generating Inc Yadkin Div | 54895 | Falls Hydro | Electric Utility | NC | YF3 | 11 | Conventional Hydroelectric | WAT | HY | 9 | 1919 |  |  | (OP) Operating |  |  |  | 2016 | 12 | 0.5
317 | Alcoa Power Generating Inc Yadkin Div | 54896 | High Rock Hydro | Electric Utility | NC | HR1 | 11 | Conventional Hydroelectric | WAT | HY | 11 | 1927 |  |  | (OP) Operating
317 | Alcoa Power Generating Inc Yadkin Div | 54896 | High Rock Hydro | Electric Utility | NC | HR2 | 11 | Conventional Hydroelectric | WAT | HY | 11 | 1927 |  |  | (OP) Operating
317 | Alcoa Power Generating Inc Yadkin Div | 54896 | High Rock Hydro | Electric Utility | NC | HR3 | 11 | Conventional Hydroelectric | WAT | HY | 11 | 1927 |  |  | (OP) Operating
317 | Alcoa Power Generating Inc Yadkin Div | 54897 | Tuckertown Hydro | Electric Utility | NC | TT1 | 13 | Conventional Hydroelectric | WAT | HY | 4 | 1962 |  |  | (OP) Operating
317 | Alcoa Power Generating Inc Yadkin Div | 54897 | Tuckertown Hydro | Electric Utility | NC | TT2 | 13 | Conventional Hydroelectric | WAT | HY | 4 | 1962 |  |  | (OP) Operating
317 | Alcoa Power Generating Inc Yadkin Div | 54897 | Tuckertown Hydro | Electric Utility | NC | TT3 | 13 | Conventional Hydroelectric | WAT | HY | 4 | 1962 |  |  | (OP) Operating
306 | Brookfield Smoky Mountain Hydropower LLC | 54898 | Santeetlah | Electric Utility | NC | 1 | 20 | Conventional Hydroelectric | WAT | HY | 6 | 1928 |  |  | (OP) Operating
306 | Brookfield Smoky Mountain Hydropower LLC | 54898 | Santeetlah | Electric Utility | NC | 2 | 20 | Conventional Hydroelectric | WAT | HY | 6 | 1928 |  |  | (OP) Operating
306 | Brookfield Smoky Mountain Hydropower LLC | 54899 | Cheoah | Electric Utility | NC | 1A | 28 | Conventional Hydroelectric | WAT | HY | 9 | 2012 |  |  | (OP) Operating
306 | Brookfield Smoky Mountain Hydropower LLC | 54899 | Cheoah | Electric Utility | NC | 2A | 28 | Conventional Hydroelectric | WAT | HY | 8 | 2012 |  |  | (OP) Operating
306 | Brookfield Smoky Mountain Hydropower LLC | 54899 | Cheoah | Electric Utility | NC | 3A | 28 | Conventional Hydroelectric | WAT | HY | 7 | 2013 |  |  | (OP) Operating
306 | Brookfield Smoky Mountain Hydropower LLC | 54899 | Cheoah | Electric Utility | NC | 4A | 28 | Conventional Hydroelectric | WAT | HY | 11 | 2012 |  |  | (OP) Operating
306 | Brookfield Smoky Mountain Hydropower LLC | 54899 | Cheoah | Electric Utility | NC | 5 | 31 | Conventional Hydroelectric | WAT | HY | 9 | 1949 |  |  | (OP) Operating |  |  |  | 2019 | 1 | 4.7
306 | Brookfield Smoky Mountain Hydropower LLC | 54900 | Calderwood | Electric Utility | TN | 1 | 52 | Conventional Hydroelectric | WAT | HY | 4 | 1930 |  |  | (OP) Operating
306 | Brookfield Smoky Mountain Hydropower LLC | 54900 | Calderwood | Electric Utility | TN | 2 | 52 | Conventional Hydroelectric | WAT | HY | 4 | 1930 |  |  | (OP) Operating
306 | Brookfield Smoky Mountain Hydropower LLC | 54900 | Calderwood | Electric Utility | TN | 3 | 52 | Conventional Hydroelectric | WAT | HY | 6 | 1938 |  |  | (OP) Operating
306 | Brookfield Smoky Mountain Hydropower LLC | 54901 | Chilhowee | Electric Utility | TN | 1 | 17 | Conventional Hydroelectric | WAT | HY | 8 | 1957 |  |  | (OP) Operating
306 | Brookfield Smoky Mountain Hydropower LLC | 54901 | Chilhowee | Electric Utility | TN | 2 | 17 | Conventional Hydroelectric | WAT | HY | 10 | 1957 |  |  | (OP) Operating
306 | Brookfield Smoky Mountain Hydropower LLC | 54901 | Chilhowee | Electric Utility | TN | 3 | 17 | Conventional Hydroelectric | WAT | HY | 9 | 1957 |  |  | (OP) Operating
56355 | LES Project Holdings LLC | 54903 | Adrian Energy Associates LLC | IPP Non-CHP | MI | UNT1 | 0.8 | Landfill Gas | LFG | IC | 12 | 1994 |  |  | (OP) Operating
56355 | LES Project Holdings LLC | 54903 | Adrian Energy Associates LLC | IPP Non-CHP | MI | UNT2 | 0.8 | Landfill Gas | LFG | IC | 12 | 1994 |  |  | (OP) Operating
56355 | LES Project Holdings LLC | 54903 | Adrian Energy Associates LLC | IPP Non-CHP | MI | UNT3 | 0.8 | Landfill Gas | LFG | IC | 12 | 1994 |  |  | (OP) Operating
6889 | GAMET | 54906 | Georgia Pacific Center | Commercial Non-CHP | GA | 01 | 0.7 | Petroleum Liquids | DFO | IC | 4 | 1982 |  |  | (SB) Standby/Backup: available for service but not normally used
6889 | GAMET | 54906 | Georgia Pacific Center | Commercial Non-CHP | GA | 02 | 0.7 | Petroleum Liquids | DFO | IC | 4 | 1982 |  |  | (SB) Standby/Backup: available for service but not normally used
11820 | Massachusetts Inst of Tech | 54907 | Mass Inst Tech Cntrl Utilities/Cogen Plt | Commercial CHP | MA | CTG1 | 19 | Natural Gas Fired Combustion Turbine | NG | GT | 6 | 1995 | 12 | 2019 | (OP) Operating |  |  |  | 2019 | 12 | 20
772 | Archer Daniels Midland Co | 54908 | Enderlin | Industrial CHP | ND | GEN1 | 5.1 | Other Waste Biomass | AB | ST | 8 | 1983 |  |  | (SB) Standby/Backup: available for service but not normally used
772 | Archer Daniels Midland Co | 54908 | Enderlin | Industrial CHP | ND | GEN2 | 4.7 | Other Waste Biomass | AB | ST | 8 | 1983 |  |  | (SB) Standby/Backup: available for service but not normally used
2719 | CalWind Resources Inc | 54909 | Tehachapi Wind Resource II | IPP Non-CHP | CA | EXI2 | 8.3 | Onshore Wind Turbine | WND | WT | 12 | 2002 |  |  | (OP) Operating
2719 | CalWind Resources Inc | 54909 | Tehachapi Wind Resource II | IPP Non-CHP | CA | EXIS | 13.6 | Onshore Wind Turbine | WND | WT | 1 | 1997 |  |  | (OP) Operating
7477 | Granger Electric Co | 54910 | Brent Run Generating Station | IPP Non-CHP | MI | 7-1 | 0.8 | Landfill Gas | LFG | IC | 1 | 1998 |  |  | (OP) Operating
7477 | Granger Electric Co | 54910 | Brent Run Generating Station | IPP Non-CHP | MI | 7-2 | 0.8 | Landfill Gas | LFG | IC | 1 | 1998 |  |  | (OP) Operating
7477 | Granger Electric Co | 54910 | Brent Run Generating Station | IPP Non-CHP | MI | 7-3 | 0.6 | Landfill Gas | LFG | IC | 11 | 2010 |  |  | (OP) Operating
11651 | Martinez Refining Co | 54912 | Martinez Refining | Industrial CHP | CA | GTG1 | 36 | Natural Gas Fired Combined Cycle | NG | CT | 11 | 1995 |  |  | (OP) Operating
11651 | Martinez Refining Co | 54912 | Martinez Refining | Industrial CHP | CA | GTG2 | 36 | Natural Gas Fired Combined Cycle | NG | CT | 1 | 1996 |  |  | (OP) Operating
11651 | Martinez Refining Co | 54912 | Martinez Refining | Industrial CHP | CA | STG1 | 18 | Natural Gas Fired Combined Cycle | NG | CA | 12 | 1995 |  |  | (OP) Operating
2313 | Brooklyn Navy Yard Cogen PLP | 54914 | Brooklyn Navy Yard Cogeneration | IPP CHP | NY | 01 | 90 | Natural Gas Fired Combined Cycle | NG | CT | 3 | 1996 |  |  | (OP) Operating
2313 | Brooklyn Navy Yard Cogen PLP | 54914 | Brooklyn Navy Yard Cogeneration | IPP CHP | NY | 02 | 90 | Natural Gas Fired Combined Cycle | NG | CT | 3 | 1996 |  |  | (OP) Operating
2313 | Brooklyn Navy Yard Cogen PLP | 54914 | Brooklyn Navy Yard Cogeneration | IPP CHP | NY | 03 | 35 | Natural Gas Fired Combined Cycle | NG | CA | 6 | 1996 |  |  | (OP) Operating
2313 | Brooklyn Navy Yard Cogen PLP | 54914 | Brooklyn Navy Yard Cogeneration | IPP CHP | NY | 04 | 35 | Natural Gas Fired Combined Cycle | NG | CA | 6 | 1996 |  |  | (OP) Operating
49977 | CAMS Michigan LLC | 54915 | Michigan Power LP | IPP CHP | MI | G001 | 58 | Natural Gas Fired Combined Cycle | NG | CA | 10 | 1995 |  |  | (OP) Operating
49977 | CAMS Michigan LLC | 54915 | Michigan Power LP | IPP CHP | MI | G101 | 70 | Natural Gas Fired Combined Cycle | NG | CT | 10 | 1995 |  |  | (OP) Operating
6667 | Ergon Refining Inc | 54918 | Ergon Refining Vicksburg | Industrial CHP | MS | TMO1 | 4.4 | Natural Gas Fired Combustion Turbine | NG | GT | 3 | 1995 |  |  | (OP) Operating
7057 | General Mills Inc | 54924 | General Mills West Chicago | Industrial CHP | IL | 1 | 0.8 | Natural Gas Internal Combustion Engine | NG | IC | 4 | 1994 |  |  | (SB) Standby/Backup: available for service but not normally used
7057 | General Mills Inc | 54924 | General Mills West Chicago | Industrial CHP | IL | 2 | 0.8 | Natural Gas Internal Combustion Engine | NG | IC | 4 | 1994 |  |  | (SB) Standby/Backup: available for service but not normally used
7057 | General Mills Inc | 54924 | General Mills West Chicago | Industrial CHP | IL | 3 | 0.8 | Natural Gas Internal Combustion Engine | NG | IC | 4 | 1994 |  |  | (SB) Standby/Backup: available for service but not normally used
7057 | General Mills Inc | 54924 | General Mills West Chicago | Industrial CHP | IL | 4 | 0.8 | Natural Gas Internal Combustion Engine | NG | IC | 4 | 1994 |  |  | (SB) Standby/Backup: available for service but not normally used
7057 | General Mills Inc | 54924 | General Mills West Chicago | Industrial CHP | IL | 5 | 0.8 | Natural Gas Internal Combustion Engine | NG | IC | 4 | 1994 |  |  | (SB) Standby/Backup: available for service but not normally used
7057 | General Mills Inc | 54924 | General Mills West Chicago | Industrial CHP | IL | 6 | 0.8 | Natural Gas Internal Combustion Engine | NG | IC | 4 | 1994 |  |  | (SB) Standby/Backup: available for service but not normally used
7057 | General Mills Inc | 54924 | General Mills West Chicago | Industrial CHP | IL | 7 | 0.8 | Natural Gas Internal Combustion Engine | NG | IC | 4 | 1994 |  |  | (SB) Standby/Backup: available for service but not normally used
7057 | General Mills Inc | 54924 | General Mills West Chicago | Industrial CHP | IL | 8 | 0.8 | Natural Gas Internal Combustion Engine | NG | IC | 4 | 1994 |  |  | (SB) Standby/Backup: available for service but not normally used
40211 | Wabash Valley Power Assn, Inc | 54925 | Twin Bridges LFGTE | Electric Utility | IN | I-1 | 0.8 | Landfill Gas | LFG | IC | 10 | 1994 |  |  | (OP) Operating
40211 | Wabash Valley Power Assn, Inc | 54925 | Twin Bridges LFGTE | Electric Utility | IN | I-2 | 0.8 | Landfill Gas | LFG | IC | 10 | 1994 |  |  | (OP) Operating
40211 | Wabash Valley Power Assn, Inc | 54925 | Twin Bridges LFGTE | Electric Utility | IN | I-3 | 0.8 | Landfill Gas | LFG | IC | 10 | 1994 |  |  | (OP) Operating
40211 | Wabash Valley Power Assn, Inc | 54925 | Twin Bridges LFGTE | Electric Utility | IN | I-4 | 0.8 | Landfill Gas | LFG | IC | 10 | 1994 |  |  | (OP) Operating
40211 | Wabash Valley Power Assn, Inc | 54925 | Twin Bridges LFGTE | Electric Utility | IN | II-1 | 0.8 | Landfill Gas | LFG | IC | 7 | 2002 |  |  | (OP) Operating
40211 | Wabash Valley Power Assn, Inc | 54925 | Twin Bridges LFGTE | Electric Utility | IN | II-2 | 0.8 | Landfill Gas | LFG | IC | 7 | 2002 |  |  | (OP) Operating
40211 | Wabash Valley Power Assn, Inc | 54925 | Twin Bridges LFGTE | Electric Utility | IN | II-3 | 0.8 | Landfill Gas | LFG | IC | 7 | 2002 |  |  | (OP) Operating
40211 | Wabash Valley Power Assn, Inc | 54925 | Twin Bridges LFGTE | Electric Utility | IN | II-4 | 0.8 | Landfill Gas | LFG | IC | 7 | 2002 |  |  | (OP) Operating
40211 | Wabash Valley Power Assn, Inc | 54925 | Twin Bridges LFGTE | Electric Utility | IN | III-1 | 0.8 | Landfill Gas | LFG | IC | 1 | 2009 |  |  | (OP) Operating
40211 | Wabash Valley Power Assn, Inc | 54925 | Twin Bridges LFGTE | Electric Utility | IN | III-2 | 0.8 | Landfill Gas | LFG | IC | 1 | 2009 |  |  | (OP) Operating
40211 | Wabash Valley Power Assn, Inc | 54925 | Twin Bridges LFGTE | Electric Utility | IN | III-3 | 0.8 | Landfill Gas | LFG | IC | 1 | 2009 |  |  | (OP) Operating
40211 | Wabash Valley Power Assn, Inc | 54925 | Twin Bridges LFGTE | Electric Utility | IN | III-4 | 0.8 | Landfill Gas | LFG | IC | 1 | 2009 |  |  | (OP) Operating
40211 | Wabash Valley Power Assn, Inc | 54925 | Twin Bridges LFGTE | Electric Utility | IN | IV-1 | 1.6 | Landfill Gas | LFG | IC | 6 | 2012 |  |  | (OP) Operating
40211 | Wabash Valley Power Assn, Inc | 54925 | Twin Bridges LFGTE | Electric Utility | IN | IV-2 | 1.6 | Landfill Gas | LFG | IC | 6 | 2012 |  |  | (OP) Operating
40211 | Wabash Valley Power Assn, Inc | 54926 | Prairie View I & II LFGTE | Electric Utility | IN | I-1 | 0.8 | Landfill Gas | LFG | IC | 10 | 1994 |  |  | (OP) Operating
40211 | Wabash Valley Power Assn, Inc | 54926 | Prairie View I & II LFGTE | Electric Utility | IN | I-2 | 0.8 | Landfill Gas | LFG | IC | 10 | 1994 |  |  | (OP) Operating
40211 | Wabash Valley Power Assn, Inc | 54926 | Prairie View I & II LFGTE | Electric Utility | IN | I-3 | 0.8 | Landfill Gas | LFG | IC | 10 | 1994 |  |  | (OP) Operating
40211 | Wabash Valley Power Assn, Inc | 54926 | Prairie View I & II LFGTE | Electric Utility | IN | I-4 | 0.8 | Landfill Gas | LFG | IC | 10 | 1994 |  |  | (OP) Operating
40211 | Wabash Valley Power Assn, Inc | 54926 | Prairie View I & II LFGTE | Electric Utility | IN | II-1 | 0.8 | Landfill Gas | LFG | IC | 8 | 2007 |  |  | (OP) Operating
40211 | Wabash Valley Power Assn, Inc | 54926 | Prairie View I & II LFGTE | Electric Utility | IN | II-2 | 0.8 | Landfill Gas | LFG | IC | 8 | 2007 |  |  | (OP) Operating
40211 | Wabash Valley Power Assn, Inc | 54926 | Prairie View I & II LFGTE | Electric Utility | IN | II-3 | 0.8 | Landfill Gas | LFG | IC | 8 | 2007 |  |  | (OP) Operating
40211 | Wabash Valley Power Assn, Inc | 54926 | Prairie View I & II LFGTE | Electric Utility | IN | II-4 | 0.8 | Landfill Gas | LFG | IC | 8 | 2007 |  |  | (OP) Operating
59162 | COMM Engineering | 54927 | Grand Isle Gas Plant / Treating Station | Industrial Non-CHP | LA | 1 | 2.9 | Natural Gas Internal Combustion Engine | NG | IC | 1 | 1965 |  |  | (OP) Operating
59162 | COMM Engineering | 54927 | Grand Isle Gas Plant / Treating Station | Industrial Non-CHP | LA | 2 | 2.9 | Natural Gas Internal Combustion Engine | NG | IC | 1 | 1965 |  |  | (OP) Operating
59162 | COMM Engineering | 54927 | Grand Isle Gas Plant / Treating Station | Industrial Non-CHP | LA | 3 | 2.9 | Natural Gas Internal Combustion Engine | NG | IC | 1 | 1965 |  |  | (OP) Operating
361 | Industrial Energy Applications Inc | 54929 | Alliant SBD 9403 Aegon DC | IPP Non-CHP | IA | 6111 | 1.1 | Petroleum Liquids | DFO | IC | 1 | 1995 |  |  | (SB) Standby/Backup: available for service but not normally used
361 | Industrial Energy Applications Inc | 54929 | Alliant SBD 9403 Aegon DC | IPP Non-CHP | IA | 6112 | 1.5 | Petroleum Liquids | DFO | IC | 12 | 2003 |  |  | (SB) Standby/Backup: available for service but not normally used
361 | Industrial Energy Applications Inc | 54929 | Alliant SBD 9403 Aegon DC | IPP Non-CHP | IA | 6113 | 1.5 | Petroleum Liquids | DFO | IC | 9 | 2007 |  |  | (SB) Standby/Backup: available for service but not normally used
2770 | Terra-Gen Operating Co LLC | 54931 | Ridgetop | IPP Non-CHP | CA | WGN1 | 46.9 | Onshore Wind Turbine | WND | WT | 4 | 1994 |  |  | (OP) Operating
14417 | Panduit Corp | 54932 | Panduit Tinley Park | Industrial Non-CHP | IL | GEN1 | 0.7 | Natural Gas Internal Combustion Engine | NG | IC | 5 | 1994 |  |  | (SB) Standby/Backup: available for service but not normally used
14417 | Panduit Corp | 54932 | Panduit Tinley Park | Industrial Non-CHP | IL | GEN2 | 0.7 | Natural Gas Internal Combustion Engine | NG | IC | 5 | 1994 |  |  | (SB) Standby/Backup: available for service but not normally used
49778 | Kraft Foods | 54933 | Mondelez Global LLC | Industrial CHP | IL | GEN1 | 5 | Natural Gas Fired Combustion Turbine | NG | GT | 2 | 1995 |  |  | (OP) Operating
10230 | Keystone Recovery Inc | 54934 | Keystone Recovery | IPP Non-CHP | PA | NO 1 | 0.7 | Landfill Gas | LFG | IC | 1 | 1995 |  |  | (OP) Operating
10230 | Keystone Recovery Inc | 54934 | Keystone Recovery | IPP Non-CHP | PA | NO 2 | 0.7 | Landfill Gas | LFG | IC | 1 | 1995 |  |  | (OP) Operating
10230 | Keystone Recovery Inc | 54934 | Keystone Recovery | IPP Non-CHP | PA | NO 3 | 0.7 | Landfill Gas | LFG | IC | 1 | 1995 |  |  | (OP) Operating
10230 | Keystone Recovery Inc | 54934 | Keystone Recovery | IPP Non-CHP | PA | NO 4 | 0.7 | Landfill Gas | LFG | IC | 1 | 1995 |  |  | (OP) Operating
10230 | Keystone Recovery Inc | 54934 | Keystone Recovery | IPP Non-CHP | PA | NO 5 | 0.7 | Landfill Gas | LFG | IC | 3 | 1996 |  |  | (OP) Operating
10230 | Keystone Recovery Inc | 54934 | Keystone Recovery | IPP Non-CHP | PA | NO 6 | 0.7 | Landfill Gas | LFG | IC | 3 | 1996 |  |  | (OP) Operating
10230 | Keystone Recovery Inc | 54934 | Keystone Recovery | IPP Non-CHP | PA | NO 7 | 0.7 | Landfill Gas | LFG | IC | 3 | 1996 |  |  | (OP) Operating
49770 | Energy Recovery Operations, Inc | 54935 | Harford Waste to Energy Facility | Commercial CHP | MD | 001 | 1.1 | Municipal Solid Waste | MSW | ST | 12 | 1987 |  |  | (SB) Standby/Backup: available for service but not normally used
2806 | California Dept of Corrections | 54936 | Richard J Donovan Correctional Facility | Commercial CHP | CA | 03 | 2.2 | Natural Gas Fired Combustion Turbine | NG | GT | 1 | 1987 |  |  | (OA) Out of service but expected to return to service in next calendar year
20347 | Wellesley College | 54937 | Wellesley College Central Utility Plant | Commercial CHP | MA | 1118 | 1.2 | Natural Gas Internal Combustion Engine | NG | IC | 7 | 1994 |  |  | (OP) Operating
20347 | Wellesley College | 54937 | Wellesley College Central Utility Plant | Commercial CHP | MA | 1119 | 1.2 | Natural Gas Internal Combustion Engine | NG | IC | 7 | 1994 |  |  | (OP) Operating
20347 | Wellesley College | 54937 | Wellesley College Central Utility Plant | Commercial CHP | MA | 1120 | 1.2 | Natural Gas Internal Combustion Engine | NG | IC | 7 | 1994 |  |  | (OP) Operating
20347 | Wellesley College | 54937 | Wellesley College Central Utility Plant | Commercial CHP | MA | 1121 | 1.2 | Natural Gas Internal Combustion Engine | NG | IC | 7 | 1994 |  |  | (OP) Operating
20347 | Wellesley College | 54937 | Wellesley College Central Utility Plant | Commercial CHP | MA | 8187 | 1.9 | Natural Gas Internal Combustion Engine | NG | IC | 7 | 1999 |  |  | (OP) Operating
54842 | WM Renewable Energy LLC | 54939 | EKS Landfill | IPP Non-CHP | MN | UNT1 | 1.5 | Landfill Gas | LFG | IC | 5 | 1994 |  |  | (OP) Operating
54842 | WM Renewable Energy LLC | 54939 | EKS Landfill | IPP Non-CHP | MN | UNT2 | 1.5 | Landfill Gas | LFG | IC | 5 | 1994 |  |  | (OP) Operating
54842 | WM Renewable Energy LLC | 54939 | EKS Landfill | IPP Non-CHP | MN | UNT4 | 1.5 | Landfill Gas | LFG | IC | 7 | 2011 |  |  | (OP) Operating
4426 | NAES Corp | 54945 | CT Resource Rec Authority Facility | IPP Non-CHP | CT | NO 5 | 30.5 | Municipal Solid Waste | MSW | ST | 7 | 1988 |  |  | (OP) Operating
4426 | NAES Corp | 54945 | CT Resource Rec Authority Facility | IPP Non-CHP | CT | NO 6 | 25.7 | Municipal Solid Waste | MSW | ST | 7 | 1988 |  |  | (OP) Operating
24008 | University of Oregon | 54950 | Univ of Oregon Central Power Station | Commercial CHP | OR | CTG1 | 7.5 | Natural Gas Fired Combined Cycle | NG | CT | 12 | 2012 |  |  | (OP) Operating
24008 | University of Oregon | 54950 | Univ of Oregon Central Power Station | Commercial CHP | OR | STG1 | 1.5 | Natural Gas Fired Combined Cycle | NG | CA | 12 | 2012 |  |  | (OP) Operating
12221 | MRWPCA | 54951 | Monterey Regional Water Cogen Facility | Commercial CHP | CA | EG1 | 0.6 | Other Waste Biomass | OBG | IC | 8 | 1988 |  |  | (OP) Operating
12221 | MRWPCA | 54951 | Monterey Regional Water Cogen Facility | Commercial CHP | CA | EG2 | 0.6 | Other Waste Biomass | OBG | IC | 8 | 1988 |  |  | (OP) Operating
12221 | MRWPCA | 54951 | Monterey Regional Water Cogen Facility | Commercial CHP | CA | EG3 | 0.6 | Other Waste Biomass | OBG | IC | 8 | 1988 |  |  | (OP) Operating
55754 | Boralex Hydro Operations Inc | 54953 | Hudson Falls Hydroelectric Project | IPP Non-CHP | NY | GEN1 | 22 | Conventional Hydroelectric | WAT | HY | 11 | 1995 |  |  | (OP) Operating
55754 | Boralex Hydro Operations Inc | 54953 | Hudson Falls Hydroelectric Project | IPP Non-CHP | NY | GEN2 | 22 | Conventional Hydroelectric | WAT | HY | 11 | 1995 |  |  | (OP) Operating
40211 | Wabash Valley Power Assn, Inc | 54956 | Deercroft I & II LFGTE | Electric Utility | IN | I-1 | 0.8 | Landfill Gas | LFG | IC | 8 | 1999 |  |  | (OP) Operating
40211 | Wabash Valley Power Assn, Inc | 54956 | Deercroft I & II LFGTE | Electric Utility | IN | I-2 | 0.8 | Landfill Gas | LFG | IC | 8 | 1999 |  |  | (OP) Operating
40211 | Wabash Valley Power Assn, Inc | 54956 | Deercroft I & II LFGTE | Electric Utility | IN | I-3 | 0.8 | Landfill Gas | LFG | IC | 8 | 1999 |  |  | (OP) Operating
40211 | Wabash Valley Power Assn, Inc | 54956 | Deercroft I & II LFGTE | Electric Utility | IN | I-4 | 0.8 | Landfill Gas | LFG | IC | 8 | 1999 |  |  | (OP) Operating
40211 | Wabash Valley Power Assn, Inc | 54956 | Deercroft I & II LFGTE | Electric Utility | IN | II-1 | 0.8 | Landfill Gas | LFG | IC | 9 | 2007 |  |  | (OP) Operating
40211 | Wabash Valley Power Assn, Inc | 54956 | Deercroft I & II LFGTE | Electric Utility | IN | II-2 | 0.8 | Landfill Gas | LFG | IC | 9 | 2007 |  |  | (OP) Operating
40211 | Wabash Valley Power Assn, Inc | 54956 | Deercroft I & II LFGTE | Electric Utility | IN | II-3 | 0.8 | Landfill Gas | LFG | IC | 9 | 2007 |  |  | (OP) Operating
40211 | Wabash Valley Power Assn, Inc | 54956 | Deercroft I & II LFGTE | Electric Utility | IN | II-4 | 0.8 | Landfill Gas | LFG | IC | 9 | 2007 |  |  | (OP) Operating
2769 | Cargill Inc | 54965 | Cargill Salt | Industrial CHP | MI | ACTG | 2 | Conventional Steam Coal | BIT | ST | 1 | 1968 |  |  | (OP) Operating
361 | Industrial Energy Applications Inc | 54967 | Alliant SBD 9302 Aegon NP | IPP Non-CHP | IA | 7906 | 1.2 | Petroleum Liquids | DFO | IC | 7 | 1995 |  |  | (SB) Standby/Backup: available for service but not normally used
361 | Industrial Energy Applications Inc | 54968 | Alliant SBD 9502 Eaton | IPP Non-CHP | IA | 0385 | 1.8 | Petroleum Liquids | DFO | IC | 12 | 1995 |  |  | (SB) Standby/Backup: available for service but not normally used
361 | Industrial Energy Applications Inc | 54968 | Alliant SBD 9502 Eaton | IPP Non-CHP | IA | 0386 | 1.8 | Petroleum Liquids | DFO | IC | 12 | 1995 |  |  | (SB) Standby/Backup: available for service but not normally used
361 | Industrial Energy Applications Inc | 54968 | Alliant SBD 9502 Eaton | IPP Non-CHP | IA | 5824 | 1.8 | Petroleum Liquids | DFO | IC | 5 | 2000 |  |  | (SB) Standby/Backup: available for service but not normally used
18194 | STS Hydropower Ltd | 54969 | Dixon Hydroelectric Dam | IPP Non-CHP | IL | 1 | 0.6 | Conventional Hydroelectric | WAT | HY | 6 | 1925 |  |  | (OP) Operating
18194 | STS Hydropower Ltd | 54969 | Dixon Hydroelectric Dam | IPP Non-CHP | IL | 2 | 0.6 | Conventional Hydroelectric | WAT | HY | 6 | 1925 |  |  | (OP) Operating
18194 | STS Hydropower Ltd | 54969 | Dixon Hydroelectric Dam | IPP Non-CHP | IL | 3 | 0.6 | Conventional Hydroelectric | WAT | HY | 6 | 1925 |  |  | (OP) Operating
18194 | STS Hydropower Ltd | 54969 | Dixon Hydroelectric Dam | IPP Non-CHP | IL | 4 | 0.6 | Conventional Hydroelectric | WAT | HY | 6 | 1925 |  |  | (OP) Operating
18194 | STS Hydropower Ltd | 54969 | Dixon Hydroelectric Dam | IPP Non-CHP | IL | 5 | 0.6 | Conventional Hydroelectric | WAT | HY | 6 | 1925 |  |  | (OP) Operating
16694 | Sauder Woodworking Co | 54974 | Sauder Power Plant | IPP CHP | OH | UNT1 | 3.6 | Wood/Wood Waste Biomass | WDS | ST | 10 | 1993 |  |  | (OP) Operating
16694 | Sauder Woodworking Co | 54974 | Sauder Power Plant | IPP CHP | OH | UNT2 | 3.6 | Wood/Wood Waste Biomass | WDS | ST | 10 | 1993 |  |  | (OP) Operating
21965 | New Mexico State University | 54975 | New Mexico State University | Commercial CHP | NM | 01 | 4.5 | Natural Gas Fired Combustion Turbine | NG | GT | 12 | 1996 |  |  | (OP) Operating
2770 | Terra-Gen Operating Co LLC | 54979 | Big Spring Wind Power Facility | IPP Non-CHP | TX | WIND | 34.3 | Onshore Wind Turbine | WND | WT | 12 | 1998 |  |  | (OP) Operating
56355 | LES Project Holdings LLC | 54980 | Ocean County Landfill | IPP Non-CHP | NJ | UNT1 | 0.8 | Landfill Gas | LFG | IC | 2 | 1997 |  |  | (OP) Operating
56355 | LES Project Holdings LLC | 54980 | Ocean County Landfill | IPP Non-CHP | NJ | UNT10 | 1.5 | Landfill Gas | LFG | IC | 6 | 2006 |  |  | (OP) Operating
56355 | LES Project Holdings LLC | 54980 | Ocean County Landfill | IPP Non-CHP | NJ | UNT11 | 1.5 | Landfill Gas | LFG | IC | 6 | 2006 |  |  | (OP) Operating
56355 | LES Project Holdings LLC | 54980 | Ocean County Landfill | IPP Non-CHP | NJ | UNT12 | 1.5 | Landfill Gas | LFG | IC | 6 | 2006 |  |  | (OP) Operating
56355 | LES Project Holdings LLC | 54980 | Ocean County Landfill | IPP Non-CHP | NJ | UNT2 | 0.8 | Landfill Gas | LFG | IC | 2 | 1997 |  |  | (OP) Operating
56355 | LES Project Holdings LLC | 54980 | Ocean County Landfill | IPP Non-CHP | NJ | UNT3 | 0.8 | Landfill Gas | LFG | IC | 2 | 1997 |  |  | (OP) Operating
56355 | LES Project Holdings LLC | 54980 | Ocean County Landfill | IPP Non-CHP | NJ | UNT4 | 0.8 | Landfill Gas | LFG | IC | 2 | 1997 |  |  | (OP) Operating
56355 | LES Project Holdings LLC | 54980 | Ocean County Landfill | IPP Non-CHP | NJ | UNT5 | 0.8 | Landfill Gas | LFG | IC | 2 | 1997 |  |  | (OP) Operating
56355 | LES Project Holdings LLC | 54980 | Ocean County Landfill | IPP Non-CHP | NJ | UNT6 | 0.8 | Landfill Gas | LFG | IC | 2 | 1997 |  |  | (OP) Operating
56355 | LES Project Holdings LLC | 54980 | Ocean County Landfill | IPP Non-CHP | NJ | UNT7 | 1.5 | Landfill Gas | LFG | IC | 6 | 2006 |  |  | (OP) Operating
56355 | LES Project Holdings LLC | 54980 | Ocean County Landfill | IPP Non-CHP | NJ | UNT8 | 1.5 | Landfill Gas | LFG | IC | 6 | 2006 |  |  | (OP) Operating
56355 | LES Project Holdings LLC | 54980 | Ocean County Landfill | IPP Non-CHP | NJ | UNT9 | 1.5 | Landfill Gas | LFG | IC | 6 | 2006 |  |  | (OP) Operating
8776 | City of Holyoke Gas and Electric Dept. | 54981 | Harris Energy Realty | Electric Utility | MA | ALBA | 0.3 | Conventional Hydroelectric | WAT | HY | 1 | 1999 | 12 | 2015 | (OP) Operating
8776 | City of Holyoke Gas and Electric Dept. | 54981 | Harris Energy Realty | Electric Utility | MA | ALBD | 0.4 | Conventional Hydroelectric | WAT | HY | 1 | 1982 | 12 | 2015 | (OP) Operating
8776 | City of Holyoke Gas and Electric Dept. | 54981 | Harris Energy Realty | Electric Utility | MA | NONO | 0.5 | Conventional Hydroelectric | WAT | HY | 1 | 1982 | 12 | 2015 | (OP) Operating
22331 | Salem Energy Systems LLC | 54984 | Salem Energy Systems LLC | IPP Non-CHP | NC | UNT1 | 3.3 | Landfill Gas | LFG | GT | 7 | 1996 |  |  | (OP) Operating
4468 | Crestwood Corp | 54985 | Crestwood Dothan | IPP Non-CHP | AL | GEN1 | 1.2 | Petroleum Liquids | DFO | IC | 1 | 1995 |  |  | (OP) Operating
4468 | Crestwood Corp | 54985 | Crestwood Dothan | IPP Non-CHP | AL | GEN2 | 1.2 | Petroleum Liquids | DFO | IC | 1 | 1995 |  |  | (OP) Operating
4468 | Crestwood Corp | 54985 | Crestwood Dothan | IPP Non-CHP | AL | GEN3 | 1.5 | Petroleum Liquids | DFO | IC | 12 | 2002 |  |  | (OP) Operating
4468 | Crestwood Corp | 54985 | Crestwood Dothan | IPP Non-CHP | AL | GEN5 | 1.2 | Petroleum Liquids | DFO | IC | 1 | 1996 |  |  | (OP) Operating
4468 | Crestwood Corp | 54985 | Crestwood Dothan | IPP Non-CHP | AL | GEN7 | 1.2 | Petroleum Liquids | DFO | IC | 10 | 1997 |  |  | (SB) Standby/Backup: available for service but not normally used
4468 | Crestwood Corp | 54985 | Crestwood Dothan | IPP Non-CHP | AL | GEN8 | 0.7 | Petroleum Liquids | DFO | IC | 10 | 1997 |  |  | (SB) Standby/Backup: available for service but not normally used
4468 | Crestwood Corp | 54985 | Crestwood Dothan | IPP Non-CHP | AL | GEN9 | 2 | Petroleum Liquids | DFO | IC | 2 | 2002 |  |  | (OP) Operating
5483 | DuPage County | 54987 | Woodridge Greene Valley Treatment Plant | Commercial CHP | IL | FM01 | 1.5 | Natural Gas Internal Combustion Engine | NG | IC | 4 | 1996 |  |  | (OP) Operating
56355 | LES Project Holdings LLC | 54989 | Pine Tree Acres | IPP Non-CHP | MI | GEN1 | 0.8 | Landfill Gas | LFG | IC | 6 | 1998 |  |  | (OP) Operating
56355 | LES Project Holdings LLC | 54989 | Pine Tree Acres | IPP Non-CHP | MI | GEN2 | 0.8 | Landfill Gas | LFG | IC | 6 | 1998 |  |  | (OP) Operating
56355 | LES Project Holdings LLC | 54989 | Pine Tree Acres | IPP Non-CHP | MI | GEN3 | 0.8 | Landfill Gas | LFG | IC | 6 | 1998 |  |  | (OP) Operating
56355 | LES Project Holdings LLC | 54989 | Pine Tree Acres | IPP Non-CHP | MI | GEN4 | 0.8 | Landfill Gas | LFG | IC | 6 | 1998 |  |  | (OP) Operating
56355 | LES Project Holdings LLC | 54989 | Pine Tree Acres | IPP Non-CHP | MI | GEN5 | 0.8 | Landfill Gas | LFG | IC | 6 | 1998 |  |  | (OP) Operating
56355 | LES Project Holdings LLC | 54989 | Pine Tree Acres | IPP Non-CHP | MI | GEN6 | 0.8 | Landfill Gas | LFG | IC | 12 | 2003 |  |  | (OP) Operating
56355 | LES Project Holdings LLC | 54989 | Pine Tree Acres | IPP Non-CHP | MI | GEN7 | 0.8 | Landfill Gas | LFG | IC | 12 | 2003 |  |  | (OP) Operating
56355 | LES Project Holdings LLC | 54989 | Pine Tree Acres | IPP Non-CHP | MI | GEN8 | 1.6 | Landfill Gas | LFG | IC | 9 | 2010 |  |  | (OP) Operating
56355 | LES Project Holdings LLC | 54989 | Pine Tree Acres | IPP Non-CHP | MI | GEN9 | 1.6 | Landfill Gas | LFG | IC | 9 | 2010 |  |  | (OP) Operating
13765 | Northlake Energy | 54995 | Indiana Harbor E 5 AC Station | Industrial CHP | IN | 17TG | 90 | Other Gases | BFG | ST | 5 | 1996 |  |  | (OP) Operating
49899 | CalEnergy Operating Corporation | 54996 | Salton Sea Power Gen Co - Unit 4 | IPP Non-CHP | CA | 4100 | 44 | Geothermal | GEO | ST | 5 | 1996 |  |  | (OP) Operating
20541 | Wheelabrator Environmental Systems | 54998 | Wheelabrator Portsmouth | Commercial CHP | VA | 1410 | 15.5 | Municipal Solid Waste | MSW | ST | 10 | 1987 |  |  | (OP) Operating
20541 | Wheelabrator Environmental Systems | 54998 | Wheelabrator Portsmouth | Commercial CHP | VA | 1420 | 15.5 | Municipal Solid Waste | MSW | ST | 3 | 1987 |  |  | (OP) Operating
20541 | Wheelabrator Environmental Systems | 54998 | Wheelabrator Portsmouth | Commercial CHP | VA | 1430 | 15.5 | Municipal Solid Waste | MSW | ST | 2 | 1987 |  |  | (OP) Operating
17345 | Small Hydro of Texas Inc | 55000 | Small Hydro of Texas | IPP Non-CHP | TX | 01 | 0.4 | Conventional Hydroelectric | WAT | HY | 12 | 1992 |  |  | (OS) Out of service and NOT expected to return to service in next calendar year
17345 | Small Hydro of Texas Inc | 55000 | Small Hydro of Texas | IPP Non-CHP | TX | 02 | 0.4 | Conventional Hydroelectric | WAT | HY | 3 | 1993 |  |  | (OS) Out of service and NOT expected to return to service in next calendar year
17345 | Small Hydro of Texas Inc | 55000 | Small Hydro of Texas | IPP Non-CHP | TX | 03 | 0.4 | Conventional Hydroelectric | WAT | HY | 6 | 1993 |  |  | (OS) Out of service and NOT expected to return to service in next calendar year
13124 | Murphy - Brown LLC | 55002 | Murphy-Brown LLC | Industrial Non-CHP | NC | 01 | 1.2 | Petroleum Liquids | DFO | IC | 7 | 1995 |  |  | (SB) Standby/Backup: available for service but not normally used
13124 | Murphy - Brown LLC | 55002 | Murphy-Brown LLC | Industrial Non-CHP | NC | 02 | 1.2 | Petroleum Liquids | DFO | IC | 7 | 1995 |  |  | (SB) Standby/Backup: available for service but not normally used
18850 | Thorton Township School Dist | 55004 | Thornwood High School | Commercial Non-CHP | IL | 1 | 0.7 | Natural Gas Internal Combustion Engine | NG | IC | 9 | 1996 |  |  | (OP) Operating
18850 | Thorton Township School Dist | 55004 | Thornwood High School | Commercial Non-CHP | IL | 2 | 0.7 | Natural Gas Internal Combustion Engine | NG | IC | 9 | 1996 |  |  | (OP) Operating
18850 | Thorton Township School Dist | 55005 | Thornridge High School | Commercial Non-CHP | IL | 1 | 0.5 | Natural Gas Internal Combustion Engine | NG | IC | 3 | 1996 |  |  | (OP) Operating
18850 | Thorton Township School Dist | 55005 | Thornridge High School | Commercial Non-CHP | IL | 2 | 0.5 | Natural Gas Internal Combustion Engine | NG | IC | 3 | 1996 |  |  | (OP) Operating
57249 | Suncook Energy LLC | 55006 | Nashua Plant | IPP Non-CHP | NH | UNT2 | 0.7 | Landfill Gas | LFG | IC | 4 | 1996 |  |  | (OP) Operating
31431 | K-W Co | 55007 | K W Company | IPP Non-CHP | ID | LS1 | 0.1 | Conventional Hydroelectric | WAT | HY | 6 | 1985 |  |  | (OP) Operating
31431 | K-W Co | 55007 | K W Company | IPP Non-CHP | ID | LS2 | 0.1 | Conventional Hydroelectric | WAT | HY | 6 | 1985 |  |  | (OP) Operating
31431 | K-W Co | 55007 | K W Company | IPP Non-CHP | ID | LS3 | 0.1 | Conventional Hydroelectric | WAT | HY | 6 | 1985 |  |  | (OP) Operating
31431 | K-W Co | 55007 | K W Company | IPP Non-CHP | ID | LS4 | 0.1 | Conventional Hydroelectric | WAT | HY | 6 | 1985 |  |  | (OP) Operating
31431 | K-W Co | 55007 | K W Company | IPP Non-CHP | ID | LS5 | 0.1 | Conventional Hydroelectric | WAT | HY | 6 | 1985 |  |  | (OP) Operating
31431 | K-W Co | 55007 | K W Company | IPP Non-CHP | ID | UE5 | 0.1 | Conventional Hydroelectric | WAT | HY | 4 | 1997 |  |  | (OP) Operating
31431 | K-W Co | 55007 | K W Company | IPP Non-CHP | ID | UW1 | 0.2 | Conventional Hydroelectric | WAT | HY | 12 | 1983 |  |  | (OP) Operating
31431 | K-W Co | 55007 | K W Company | IPP Non-CHP | ID | UW2 | 0.2 | Conventional Hydroelectric | WAT | HY | 12 | 1983 |  |  | (OP) Operating
31431 | K-W Co | 55007 | K W Company | IPP Non-CHP | ID | UW3 | 0.2 | Conventional Hydroelectric | WAT | HY | 12 | 1983 |  |  | (OP) Operating
31431 | K-W Co | 55007 | K W Company | IPP Non-CHP | ID | UW4 | 0.2 | Conventional Hydroelectric | WAT | HY | 12 | 1983 |  |  | (OP) Operating
59380 | Enel Green Power NA, Inc. | 55009 | Montgomery Creek Hydro | IPP Non-CHP | CA | GEN1 | 2.6 | Conventional Hydroelectric | WAT | HY | 1 | 1987 |  |  | (OP) Operating
55912 | Cottage Grove Operating Services LLC | 55010 | LSP-Cottage Grove LP | IPP CHP | MN | CTG1 | 154 | Natural Gas Fired Combined Cycle | NG | CT | 10 | 1997 |  |  | (OP) Operating
55912 | Cottage Grove Operating Services LLC | 55010 | LSP-Cottage Grove LP | IPP CHP | MN | STG1 | 97 | Natural Gas Fired Combined Cycle | NG | CA | 10 | 1997 |  |  | (OP) Operating
55911 | Whitewater Operating Services LLC | 55011 | LSP-Whitewater LP | IPP CHP | WI | CTG1 | 162 | Natural Gas Fired Combined Cycle | NG | CT | 9 | 1997 |  |  | (OP) Operating
55911 | Whitewater Operating Services LLC | 55011 | LSP-Whitewater LP | IPP CHP | WI | STG1 | 99 | Natural Gas Fired Combined Cycle | NG | CA | 9 | 1997 |  |  | (OP) Operating
54843 | WM Illinois Renewable Energy LLC | 55014 | Greene Valley Gas Recovery | IPP Non-CHP | IL | GEN1 | 2.9 | Landfill Gas | LFG | GT | 5 | 1996 |  |  | (OP) Operating
54843 | WM Illinois Renewable Energy LLC | 55014 | Greene Valley Gas Recovery | IPP Non-CHP | IL | GEN2 | 2.9 | Landfill Gas | LFG | GT | 5 | 1996 |  |  | (OP) Operating
22214 | Sweeny Cogeneration LP | 55015 | Sweeny Cogen Facility | IPP CHP | TX | GEN1 | 109 | Natural Gas Fired Combustion Turbine | NG | GT | 8 | 1997 |  |  | (OP) Operating
22214 | Sweeny Cogeneration LP | 55015 | Sweeny Cogen Facility | IPP CHP | TX | GEN2 | 109 | Natural Gas Fired Combustion Turbine | NG | GT | 9 | 1997 |  |  | (OP) Operating
22214 | Sweeny Cogeneration LP | 55015 | Sweeny Cogen Facility | IPP CHP | TX | GEN3 | 109 | Natural Gas Fired Combustion Turbine | NG | GT | 10 | 1997 |  |  | (OP) Operating
22214 | Sweeny Cogeneration LP | 55015 | Sweeny Cogen Facility | IPP CHP | TX | GEN4 | 109 | Natural Gas Fired Combustion Turbine | NG | GT | 12 | 2000 |  |  | (OP) Operating
49774 | Kinder Morgan Yates Operation | 55025 | Yates Gas Plant | Industrial CHP | TX | GEN1 | 2.8 | Natural Gas Fired Combustion Turbine | NG | GT | 4 | 1986 |  |  | (OP) Operating
49774 | Kinder Morgan Yates Operation | 55025 | Yates Gas Plant | Industrial CHP | TX | GEN2 | 2.8 | Natural Gas Fired Combustion Turbine | NG | GT | 4 | 1986 |  |  | (OP) Operating
55773 | Dighton Power, LLC | 55026 | Dighton Power Plant | IPP Non-CHP | MA | UNT1 | 164.2 | Natural Gas Fired Combined Cycle | NG | CS | 5 | 1999 |  |  | (OP) Operating
13157 | Omaha City of | 55027 | Papillion Creek Wastewater | Commercial CHP | NE | 951 | 0.5 | Other Waste Biomass | OBG | IC | 5 | 1987 |  |  | (SB) Standby/Backup: available for service but not normally used
13157 | Omaha City of | 55027 | Papillion Creek Wastewater | Commercial CHP | NE | 952 | 0.5 | Other Waste Biomass | OBG | IC | 5 | 1987 |  |  | (OP) Operating
13157 | Omaha City of | 55027 | Papillion Creek Wastewater | Commercial CHP | NE | 953 | 0.5 | Other Waste Biomass | OBG | IC | 5 | 1987 |  |  | (OP) Operating
20860 | Wisconsin Public Service Corp | 55029 | De Pere Energy Center | Electric Utility | WI | CT01 | 166.2 | Natural Gas Fired Combustion Turbine | NG | GT | 6 | 1999 |  |  | (OP) Operating
55738 | Verso Paper Androscoggin LLC | 55031 | Androscoggin Energy Center | Industrial CHP | ME | CT01 | 47.2 | Natural Gas Fired Combustion Turbine | NG | GT | 10 | 1999 |  |  | (OP) Operating
55738 | Verso Paper Androscoggin LLC | 55031 | Androscoggin Energy Center | Industrial CHP | ME | CT02 | 45.3 | Natural Gas Fired Combustion Turbine | NG | GT | 11 | 1999 |  |  | (OP) Operating
55738 | Verso Paper Androscoggin LLC | 55031 | Androscoggin Energy Center | Industrial CHP | ME | CT03 | 44.1 | Natural Gas Fired Combustion Turbine | NG | GT | 7 | 2000 |  |  | (OP) Operating
13157 | Omaha City of | 55033 | Missouri River Wastewater Treatment | Commercial CHP | NE | 6013 | 1 | Other Waste Biomass | OBG | IC | 7 | 2001 |  |  | (OP) Operating
13157 | Omaha City of | 55033 | Missouri River Wastewater Treatment | Commercial CHP | NE | 6101 | 1 | Other Waste Biomass | OBG | IC | 4 | 1985 |  |  | (OP) Operating
13157 | Omaha City of | 55033 | Missouri River Wastewater Treatment | Commercial CHP | NE | 6102 | 1 | Other Waste Biomass | OBG | IC | 4 | 1985 |  |  | (OP) Operating
56383 | Geneva Wood Fuels Inc | 55034 | Geneva Wood Fuels Inc | Industrial CHP | ME | 0001 | 0.4 | Wood/Wood Waste Biomass | WDS | ST | 8 | 1980 |  |  | (OS) Out of service and NOT expected to return to service in next calendar year
56383 | Geneva Wood Fuels Inc | 55034 | Geneva Wood Fuels Inc | Industrial CHP | ME | 0002 | 0.5 | Wood/Wood Waste Biomass | WDS | ST | 10 | 2004 |  |  | (OS) Out of service and NOT expected to return to service in next calendar year
29729 | Davenport City of | 55035 | Davenport Water Pollution Control Plant | Commercial CHP | IA | GEN1 | 0.8 | Other Waste Biomass | OBG | IC | 5 | 1995 |  |  | (OP) Operating
29729 | Davenport City of | 55035 | Davenport Water Pollution Control Plant | Commercial CHP | IA | GEN2 | 0.8 | Other Waste Biomass | OBG | IC | 5 | 1995 |  |  | (OP) Operating
21466 | University of Tennessee | 55036 | University of Tennessee Steam Plant | Commercial CHP | TN | GEN1 | 3.7 | Natural Gas Fired Combustion Turbine | NG | GT | 6 | 1996 |  |  | (OP) Operating
32487 | Gaylord Entertainment Co | 55037 | Opryland USA | Commercial CHP | TN | GTO1 | 3.1 | Natural Gas Fired Combustion Turbine | NG | GT | 7 | 1995 |  |  | (OP) Operating
15473 | Public Service Co of NM | 55039 | Rio Bravo | Electric Utility | NM | GT1 | 138 | Natural Gas Fired Combustion Turbine | NG | GT | 4 | 2000 |  |  | (OP) Operating
12564 | Mid-Georgia Cogen LP | 55040 | Mid-Georgia Cogeneration Facility | IPP CHP | GA | CT1 | 101.5 | Natural Gas Fired Combined Cycle | NG | CT | 10 | 1997 |  |  | (OP) Operating
12564 | Mid-Georgia Cogen LP | 55040 | Mid-Georgia Cogeneration Facility | IPP CHP | GA | CT2 | 101.5 | Natural Gas Fired Combined Cycle | NG | CT | 2 | 1998 |  |  | (OP) Operating
12564 | Mid-Georgia Cogen LP | 55040 | Mid-Georgia Cogeneration Facility | IPP CHP | GA | ST1 | 100 | Natural Gas Fired Combined Cycle | NG | CA | 12 | 1997 |  |  | (OP) Operating
1616 | Berkshire Power Co LLC | 55041 | Berkshire Power | IPP Non-CHP | MA | GEN2 | 229.3 | Natural Gas Fired Combined Cycle | NG | CS | 9 | 1999 |  |  | (OP) Operating
2232 | Bridgeport Energy LLC | 55042 | Bridgeport Energy Project | IPP Non-CHP | CT | GEN1 | 148.4 | Natural Gas Fired Combined Cycle | NG | CT | 6 | 1998 |  |  | (OP) Operating
2232 | Bridgeport Energy LLC | 55042 | Bridgeport Energy Project | IPP Non-CHP | CT | GEN2 | 148.4 | Natural Gas Fired Combined Cycle | NG | CT | 6 | 1998 |  |  | (OP) Operating
2232 | Bridgeport Energy LLC | 55042 | Bridgeport Energy Project | IPP Non-CHP | CT | GEN3 | 157.2 | Natural Gas Fired Combined Cycle | NG | CA | 5 | 1999 |  |  | (OP) Operating
6833 | Cherokee County Cogen Partners LLC | 55043 | Cherokee County Cogen | IPP CHP | SC | GT1 | 51 | Natural Gas Fired Combined Cycle | NG | CT | 3 | 1998 |  |  | (OP) Operating
6833 | Cherokee County Cogen Partners LLC | 55043 | Cherokee County Cogen | IPP CHP | SC | ST1 | 35 | Natural Gas Fired Combined Cycle | NG | CA | 3 | 1998 |  |  | (OP) Operating
56310 | Boise White Paper LLC | 55044 | Boise Cascade Pulp & Paper Mill | Industrial CHP | AL | STG1 | 17.8 | Natural Gas Steam Turbine | NG | ST | 6 | 1996 |  |  | (OP) Operating
11059 | Pasadena Cogeneration LP | 55047 | Pasadena Cogeneration | IPP CHP | TX | CTG1 | 155 | Natural Gas Fired Combined Cycle | NG | CT | 6 | 1998 |  |  | (OP) Operating
11059 | Pasadena Cogeneration LP | 55047 | Pasadena Cogeneration | IPP CHP | TX | CTG2 | 165 | Natural Gas Fired Combined Cycle | NG | CT | 6 | 2000 |  |  | (OP) Operating
11059 | Pasadena Cogeneration LP | 55047 | Pasadena Cogeneration | IPP CHP | TX | CTG3 | 165 | Natural Gas Fired Combined Cycle | NG | CT | 6 | 2000 |  |  | (OP) Operating
11059 | Pasadena Cogeneration LP | 55047 | Pasadena Cogeneration | IPP CHP | TX | STG1 | 60 | Natural Gas Fired Combined Cycle | NG | CA | 6 | 1998 |  |  | (OP) Operating
11059 | Pasadena Cogeneration LP | 55047 | Pasadena Cogeneration | IPP CHP | TX | STG2 | 165 | Natural Gas Fired Combined Cycle | NG | CA | 6 | 2000 |  |  | (OP) Operating
55510 | Tiverton Power LLC | 55048 | Tiverton Power Plant | IPP Non-CHP | RI | UNT1 | 159.4 | Natural Gas Fired Combined Cycle | NG | CT | 3 | 2000 |  |  | (OP) Operating |  |  |  | 2016 | 11 | 18
55510 | Tiverton Power LLC | 55048 | Tiverton Power Plant | IPP Non-CHP | RI | UNT2 | 90.6 | Natural Gas Fired Combined Cycle | NG | CA | 6 | 2000 |  |  | (OP) Operating |  |  |  | 2016 | 11 | 12
17164 | Sierra Pacific Industries Inc | 55049 | Sierra Pacific Anderson Facility | Industrial CHP | CA | GEN1 | 3.9 | Wood/Wood Waste Biomass | WDS | ST | 1 | 1999 |  |  | (OP) Operating
7191 | Axiall Corp | 55051 | Axiall Plaquemine | Industrial CHP | LA | X773 | 80 | Natural Gas Fired Combustion Turbine | NG | GT | 5 | 1997 |  |  | (OP) Operating
7191 | Axiall Corp | 55051 | Axiall Plaquemine | Industrial CHP | LA | X774 | 80 | Natural Gas Fired Combustion Turbine | NG | GT | 5 | 1997 |  |  | (OP) Operating
7191 | Axiall Corp | 55051 | Axiall Plaquemine | Industrial CHP | LA | X775 | 80 | Natural Gas Fired Combustion Turbine | NG | GT | 5 | 1997 |  |  | (OP) Operating
50114 | WTG Jameson, L.P. | 55052 | Jameson Gas Processing Plant | Industrial Non-CHP | TX | 620 | 0.4 | Natural Gas Internal Combustion Engine | NG | IC | 1 | 1981 |  |  | (OP) Operating
50114 | WTG Jameson, L.P. | 55052 | Jameson Gas Processing Plant | Industrial Non-CHP | TX | 621 | 0.4 | Natural Gas Internal Combustion Engine | NG | IC | 1 | 1981 |  |  | (OP) Operating
50114 | WTG Jameson, L.P. | 55052 | Jameson Gas Processing Plant | Industrial Non-CHP | TX | 622 | 0.5 | Natural Gas Internal Combustion Engine | NG | IC | 1 | 1986 |  |  | (OP) Operating
59366 | EnLink Midstream Services, LLC | 55053 | Bridgeport Gas Processing Plant | Industrial Non-CHP | TX | 14 | 0.8 | Natural Gas Internal Combustion Engine | NG | IC | 4 | 2013 |  |  | (OP) Operating
59366 | EnLink Midstream Services, LLC | 55053 | Bridgeport Gas Processing Plant | Industrial Non-CHP | TX | 15 | 0.8 | Natural Gas Internal Combustion Engine | NG | IC | 4 | 2013 |  |  | (OP) Operating
59366 | EnLink Midstream Services, LLC | 55053 | Bridgeport Gas Processing Plant | Industrial Non-CHP | TX | 16 | 0.8 | Natural Gas Internal Combustion Engine | NG | IC | 4 | 2013 |  |  | (OP) Operating
59366 | EnLink Midstream Services, LLC | 55053 | Bridgeport Gas Processing Plant | Industrial Non-CHP | TX | 17 | 0.8 | Natural Gas Internal Combustion Engine | NG | IC | 4 | 2013 |  |  | (OP) Operating
59366 | EnLink Midstream Services, LLC | 55053 | Bridgeport Gas Processing Plant | Industrial Non-CHP | TX | 2723 | 0.8 | Natural Gas Internal Combustion Engine | NG | IC | 12 | 2009 |  |  | (OP) Operating
59366 | EnLink Midstream Services, LLC | 55053 | Bridgeport Gas Processing Plant | Industrial Non-CHP | TX | 654 | 0.8 | Natural Gas Internal Combustion Engine | NG | IC | 7 | 2000 |  |  | (OP) Operating
59366 | EnLink Midstream Services, LLC | 55053 | Bridgeport Gas Processing Plant | Industrial Non-CHP | TX | 655 | 0.8 | Natural Gas Internal Combustion Engine | NG | IC | 2 | 2001 |  |  | (OP) Operating
59366 | EnLink Midstream Services, LLC | 55053 | Bridgeport Gas Processing Plant | Industrial Non-CHP | TX | 656 | 0.8 | Natural Gas Internal Combustion Engine | NG | IC | 2 | 2001 |  |  | (OP) Operating
59366 | EnLink Midstream Services, LLC | 55053 | Bridgeport Gas Processing Plant | Industrial Non-CHP | TX | 657 | 0.8 | Natural Gas Internal Combustion Engine | NG | IC | 4 | 2001 |  |  | (OP) Operating
59366 | EnLink Midstream Services, LLC | 55053 | Bridgeport Gas Processing Plant | Industrial Non-CHP | TX | 658 | 0.8 | Natural Gas Internal Combustion Engine | NG | IC | 2 | 2001 |  |  | (OP) Operating
59366 | EnLink Midstream Services, LLC | 55053 | Bridgeport Gas Processing Plant | Industrial Non-CHP | TX | 666 | 0.8 | Natural Gas Internal Combustion Engine | NG | IC | 9 | 2001 |  |  | (OP) Operating
59366 | EnLink Midstream Services, LLC | 55053 | Bridgeport Gas Processing Plant | Industrial Non-CHP | TX | 667 | 0.8 | Natural Gas Internal Combustion Engine | NG | IC | 9 | 2001 |  |  | (OP) Operating
59366 | EnLink Midstream Services, LLC | 55053 | Bridgeport Gas Processing Plant | Industrial Non-CHP | TX | 671 | 0.8 | Natural Gas Internal Combustion Engine | NG | IC | 9 | 2002 |  |  | (OP) Operating
9267 | Hoosier Energy R E C, Inc | 55054 | Livingston Generating Facility | Electric Utility | IL | 1 | 4.2 | Landfill Gas | LFG | GT | 12 | 1999 |  |  | (OS) Out of service and NOT expected to return to service in next calendar year
9267 | Hoosier Energy R E C, Inc | 55054 | Livingston Generating Facility | Electric Utility | IL | 3 | 4.2 | Landfill Gas | LFG | GT | 12 | 1999 |  |  | (OS) Out of service and NOT expected to return to service in next calendar year
9267 | Hoosier Energy R E C, Inc | 55054 | Livingston Generating Facility | Electric Utility | IL | GEN2 | 4.2 | Landfill Gas | LFG | GT | 1 | 2000 |  |  | (OS) Out of service and NOT expected to return to service in next calendar year
15912 | Resource Technology Corp | 55057 | Biodyne Peoria | IPP Non-CHP | IL | 001 | 0.8 | Landfill Gas | LFG | IC | 12 | 1997 |  |  | (OS) Out of service and NOT expected to return to service in next calendar year
15912 | Resource Technology Corp | 55057 | Biodyne Peoria | IPP Non-CHP | IL | 002 | 0.8 | Landfill Gas | LFG | IC | 12 | 1997 |  |  | (OS) Out of service and NOT expected to return to service in next calendar year
15912 | Resource Technology Corp | 55057 | Biodyne Peoria | IPP Non-CHP | IL | 003 | 0.8 | Landfill Gas | LFG | IC | 12 | 1997 |  |  | (OS) Out of service and NOT expected to return to service in next calendar year
15912 | Resource Technology Corp | 55057 | Biodyne Peoria | IPP Non-CHP | IL | 004 | 0.8 | Landfill Gas | LFG | IC | 12 | 1997 |  |  | (OS) Out of service and NOT expected to return to service in next calendar year
15912 | Resource Technology Corp | 55057 | Biodyne Peoria | IPP Non-CHP | IL | 005 | 0.8 | Landfill Gas | LFG | IC | 12 | 1997 |  |  | (OS) Out of service and NOT expected to return to service in next calendar year
18535 | Tenaska Georgia Partners LP | 55061 | Tenaska Georgia Generation Facility | IPP Non-CHP | GA | GTG1 | 155 | Natural Gas Fired Combustion Turbine | NG | GT | 6 | 2001 |  |  | (OP) Operating
18535 | Tenaska Georgia Partners LP | 55061 | Tenaska Georgia Generation Facility | IPP Non-CHP | GA | GTG2 | 155 | Natural Gas Fired Combustion Turbine | NG | GT | 8 | 2001 |  |  | (OP) Operating
18535 | Tenaska Georgia Partners LP | 55061 | Tenaska Georgia Generation Facility | IPP Non-CHP | GA | GTG3 | 155 | Natural Gas Fired Combustion Turbine | NG | GT | 6 | 2001 |  |  | (OP) Operating
18535 | Tenaska Georgia Partners LP | 55061 | Tenaska Georgia Generation Facility | IPP Non-CHP | GA | GTG4 | 156 | Natural Gas Fired Combustion Turbine | NG | GT | 6 | 2002 |  |  | (OP) Operating
18535 | Tenaska Georgia Partners LP | 55061 | Tenaska Georgia Generation Facility | IPP Non-CHP | GA | GTG5 | 156 | Natural Gas Fired Combustion Turbine | NG | GT | 6 | 2002 |  |  | (OP) Operating
18535 | Tenaska Georgia Partners LP | 55061 | Tenaska Georgia Generation Facility | IPP Non-CHP | GA | GTG6 | 156 | Natural Gas Fired Combustion Turbine | NG | GT | 6 | 2002 |  |  | (OP) Operating
18611 | Tenaska Frontier Partners Ltd | 55062 | Tenaska Frontier Generation Station | IPP Non-CHP | TX | GTG1 | 155 | Natural Gas Fired Combined Cycle | NG | CT | 5 | 2000 |  |  | (OP) Operating
18611 | Tenaska Frontier Partners Ltd | 55062 | Tenaska Frontier Generation Station | IPP Non-CHP | TX | GTG2 | 155 | Natural Gas Fired Combined Cycle | NG | CT | 5 | 2000 |  |  | (OP) Operating
18611 | Tenaska Frontier Partners Ltd | 55062 | Tenaska Frontier Generation Station | IPP Non-CHP | TX | GTG3 | 155 | Natural Gas Fired Combined Cycle | NG | CT | 5 | 2000 |  |  | (OP) Operating
18611 | Tenaska Frontier Partners Ltd | 55062 | Tenaska Frontier Generation Station | IPP Non-CHP | TX | STG1 | 395 | Natural Gas Fired Combined Cycle | NG | CA | 5 | 2000 |  |  | (OP) Operating
17568 | South Mississippi El Pwr Assn | 55063 | Batesville Generation Facility | Electric Utility | MS | CTG1 | 176 | Natural Gas Fired Combined Cycle | NG | CT | 8 | 2000 |  |  | (OP) Operating
17568 | South Mississippi El Pwr Assn | 55063 | Batesville Generation Facility | Electric Utility | MS | CTG2 | 176 | Natural Gas Fired Combined Cycle | NG | CT | 8 | 2000 |  |  | (OP) Operating
17568 | South Mississippi El Pwr Assn | 55063 | Batesville Generation Facility | Electric Utility | MS | CTG3 | 176 | Natural Gas Fired Combined Cycle | NG | CT | 8 | 2000 |  |  | (OP) Operating
17568 | South Mississippi El Pwr Assn | 55063 | Batesville Generation Facility | Electric Utility | MS | STG1 | 110 | Natural Gas Fired Combined Cycle | NG | CA | 8 | 2000 |  |  | (OP) Operating
17568 | South Mississippi El Pwr Assn | 55063 | Batesville Generation Facility | Electric Utility | MS | STG2 | 110 | Natural Gas Fired Combined Cycle | NG | CA | 8 | 2000 |  |  | (OP) Operating
17568 | South Mississippi El Pwr Assn | 55063 | Batesville Generation Facility | Electric Utility | MS | STG3 | 110 | Natural Gas Fired Combined Cycle | NG | CA | 8 | 2000 |  |  | (OP) Operating
23913 | Borger Energy Associates LP | 55064 | Black Hawk Station | IPP CHP | TX | UNT1 | 110.2 | Natural Gas Fired Combustion Turbine | NG | GT | 6 | 1999 |  |  | (OP) Operating
23913 | Borger Energy Associates LP | 55064 | Black Hawk Station | IPP CHP | TX | UNT2B | 110.2 | Natural Gas Fired Combustion Turbine | NG | GT | 11 | 2005 |  |  | (OP) Operating
7349 | Golden Spread Electric Cooperative, Inc | 55065 | Mustang Station | Electric Utility | TX | GEN1 | 163 | Natural Gas Fired Combined Cycle | NG | CT | 6 | 1999 |  |  | (OP) Operating
7349 | Golden Spread Electric Cooperative, Inc | 55065 | Mustang Station | Electric Utility | TX | GEN2 | 163 | Natural Gas Fired Combined Cycle | NG | CT | 6 | 1999 |  |  | (OP) Operating
7349 | Golden Spread Electric Cooperative, Inc | 55065 | Mustang Station | Electric Utility | TX | GEN3 | 160 | Natural Gas Fired Combined Cycle | NG | CA | 4 | 2000 |  |  | (OP) Operating
4174 | Cokenergy Inc | 55066 | Heat Recovery Coke Facility | Industrial Non-CHP | IN | TG18 | 88 | All Other | WH | ST | 4 | 1998 |  |  | (OP) Operating
54704 | Metropolitan Pier and Exposition Auth | 55067 | MPEA Energy Center | IPP CHP | IL | GEN1 | 1.1 | Natural Gas Fired Combustion Turbine | NG | GT | 1 | 1997 |  |  | (SB) Standby/Backup: available for service but not normally used
54704 | Metropolitan Pier and Exposition Auth | 55067 | MPEA Energy Center | IPP CHP | IL | GEN2 | 1.1 | Natural Gas Fired Combustion Turbine | NG | GT | 1 | 1997 |  |  | (SB) Standby/Backup: available for service but not normally used
54704 | Metropolitan Pier and Exposition Auth | 55067 | MPEA Energy Center | IPP CHP | IL | GEN3 | 1.1 | Natural Gas Fired Combustion Turbine | NG | GT | 1 | 1997 |  |  | (SB) Standby/Backup: available for service but not normally used
54704 | Metropolitan Pier and Exposition Auth | 55067 | MPEA Energy Center | IPP CHP | IL | GEN4 | 2 | Petroleum Liquids | DFO | IC | 3 | 2010 |  |  | (SB) Standby/Backup: available for service but not normally used
54704 | Metropolitan Pier and Exposition Auth | 55067 | MPEA Energy Center | IPP CHP | IL | GEN5 | 2 | Petroleum Liquids | DFO | IC | 3 | 2010 |  |  | (SB) Standby/Backup: available for service but not normally used
54704 | Metropolitan Pier and Exposition Auth | 55067 | MPEA Energy Center | IPP CHP | IL | GEN6 | 2 | Petroleum Liquids | DFO | IC | 3 | 2010 |  |  | (SB) Standby/Backup: available for service but not normally used
4966 | Casco Bay Energy Co LLC | 55068 | Maine Independence Station | IPP Non-CHP | ME | GEN1 | 155.7 | Natural Gas Fired Combined Cycle | NG | CT | 5 | 2000 |  |  | (OP) Operating
4966 | Casco Bay Energy Co LLC | 55068 | Maine Independence Station | IPP Non-CHP | ME | GEN2 | 156.7 | Natural Gas Fired Combined Cycle | NG | CT | 5 | 2000 |  |  | (OP) Operating
4966 | Casco Bay Energy Co LLC | 55068 | Maine Independence Station | IPP Non-CHP | ME | GEN3 | 177.6 | Natural Gas Fired Combined Cycle | NG | CA | 5 | 2000 |  |  | (OP) Operating
54842 | WM Renewable Energy LLC | 55074 | Lakeview Gas Recovery | IPP Non-CHP | PA | GEN1 | 3 | Landfill Gas | LFG | IC | 5 | 1997 |  |  | (OP) Operating
54842 | WM Renewable Energy LLC | 55074 | Lakeview Gas Recovery | IPP Non-CHP | PA | GEN2 | 3 | Landfill Gas | LFG | IC | 6 | 1997 |  |  | (OP) Operating
28764 | Pine Bluff Energy LLC | 55075 | Pine Bluff Energy Center | IPP CHP | AR | CT01 | 145 | Natural Gas Fired Combined Cycle | NG | CT | 8 | 2001 |  |  | (OP) Operating
28764 | Pine Bluff Energy LLC | 55075 | Pine Bluff Energy Center | IPP CHP | AR | ST01 | 47 | Natural Gas Fired Combined Cycle | NG | CA | 8 | 2001 |  |  | (OP) Operating
3593 | Choctaw Generation L.P, L.L.L.P. | 55076 | Red Hills Generating Facility | IPP Non-CHP | MS | RHGF | 440 | Conventional Steam Coal | LIG | ST | 4 | 2001 |  |  | (OP) Operating
5695 | Desert Star Energy Center SDG&E | 55077 | Desert Star Energy Center | Electric Utility | NV | ED01 | 150 | Natural Gas Fired Combined Cycle | NG | CT | 5 | 2000 |  |  | (OP) Operating
5695 | Desert Star Energy Center SDG&E | 55077 | Desert Star Energy Center | Electric Utility | NV | ED02 | 150 | Natural Gas Fired Combined Cycle | NG | CT | 5 | 2000 |  |  | (OP) Operating
5695 | Desert Star Energy Center SDG&E | 55077 | Desert Star Energy Center | Electric Utility | NV | ED03 | 150 | Natural Gas Fired Combined Cycle | NG | CA | 5 | 2000 |  |  | (OP) Operating
12713 | Millennium Power Partners LP | 55079 | Millennium Power | IPP Non-CHP | MA | CT01 | 214.8 | Natural Gas Fired Combined Cycle | NG | CT | 4 | 2001 |  |  | (OP) Operating
12713 | Millennium Power Partners LP | 55079 | Millennium Power | IPP Non-CHP | MA | ST01 | 120.1 | Natural Gas Fired Combined Cycle | NG | CA | 4 | 2001 |  |  | (OP) Operating
55712 | BTEC Turbines LP | 55080 | New Albany Energy Facility | IPP Non-CHP | MS | 1 | 60 | Natural Gas Fired Combustion Turbine | NG | GT | 6 | 1999 |  |  | (OS) Out of service and NOT expected to return to service in next calendar year
55712 | BTEC Turbines LP | 55080 | New Albany Energy Facility | IPP Non-CHP | MS | 2 | 60 | Natural Gas Fired Combustion Turbine | NG | GT | 6 | 1999 |  |  | (OS) Out of service and NOT expected to return to service in next calendar year
55712 | BTEC Turbines LP | 55080 | New Albany Energy Facility | IPP Non-CHP | MS | 3 | 60 | Natural Gas Fired Combustion Turbine | NG | GT | 6 | 1999 |  |  | (OS) Out of service and NOT expected to return to service in next calendar year
55712 | BTEC Turbines LP | 55080 | New Albany Energy Facility | IPP Non-CHP | MS | 4 | 60 | Natural Gas Fired Combustion Turbine | NG | GT | 6 | 1999 |  |  | (OS) Out of service and NOT expected to return to service in next calendar year
55712 | BTEC Turbines LP | 55080 | New Albany Energy Facility | IPP Non-CHP | MS | 5 | 60 | Natural Gas Fired Combustion Turbine | NG | GT | 6 | 1999 |  |  | (OS) Out of service and NOT expected to return to service in next calendar year
55712 | BTEC Turbines LP | 55080 | New Albany Energy Facility | IPP Non-CHP | MS | 6 | 60 | Natural Gas Fired Combustion Turbine | NG | GT | 6 | 1999 |  |  | (OS) Out of service and NOT expected to return to service in next calendar year
18642 | Tennessee Valley Authority | 55081 | Brownsville Peaking Power | Electric Utility | TN | 1 | 110 | Natural Gas Fired Combustion Turbine | NG | GT | 6 | 1999 |  |  | (OP) Operating
18642 | Tennessee Valley Authority | 55081 | Brownsville Peaking Power | Electric Utility | TN | 2 | 110 | Natural Gas Fired Combustion Turbine | NG | GT | 6 | 1999 |  |  | (OP) Operating
18642 | Tennessee Valley Authority | 55081 | Brownsville Peaking Power | Electric Utility | TN | 3 | 118 | Natural Gas Fired Combustion Turbine | NG | GT | 6 | 1999 |  |  | (OP) Operating
18642 | Tennessee Valley Authority | 55081 | Brownsville Peaking Power | Electric Utility | TN | 4 | 118 | Natural Gas Fired Combustion Turbine | NG | GT | 6 | 1999 |  |  | (OP) Operating
4464 | Crockett Cogeneration | 55084 | Crockett Cogen Project | IPP CHP | CA | GE1 | 247.4 | Natural Gas Fired Combined Cycle | NG | CS | 12 | 1995 |  |  | (OP) Operating
7667 | Gregory Power Partners LP | 55086 | Gregory Power Facility | IPP CHP | TX | GT1A | 141 | Natural Gas Fired Combined Cycle | NG | CT | 7 | 2000 |  |  | (OP) Operating
7667 | Gregory Power Partners LP | 55086 | Gregory Power Facility | IPP CHP | TX | GT1B | 140 | Natural Gas Fired Combined Cycle | NG | CT | 7 | 2000 |  |  | (OP) Operating
7667 | Gregory Power Partners LP | 55086 | Gregory Power Facility | IPP CHP | TX | STG | 85 | Natural Gas Fired Combined Cycle | NG | CA | 7 | 2000 |  |  | (OP) Operating
4254 | Consumers Energy Co | 55087 | Zeeland Generating Station | Electric Utility | MI | 1A | 157 | Natural Gas Fired Combustion Turbine | NG | GT | 6 | 2001 |  |  | (OP) Operating
4254 | Consumers Energy Co | 55087 | Zeeland Generating Station | Electric Utility | MI | 1B | 159 | Natural Gas Fired Combustion Turbine | NG | GT | 6 | 2001 |  |  | (OP) Operating
4254 | Consumers Energy Co | 55087 | Zeeland Generating Station | Electric Utility | MI | 2A | 158 | Natural Gas Fired Combined Cycle | NG | CT | 8 | 2002 |  |  | (OP) Operating
4254 | Consumers Energy Co | 55087 | Zeeland Generating Station | Electric Utility | MI | 2B | 158 | Natural Gas Fired Combined Cycle | NG | CT | 8 | 2002 |  |  | (OP) Operating
4254 | Consumers Energy Co | 55087 | Zeeland Generating Station | Electric Utility | MI | 2C | 211 | Natural Gas Fired Combined Cycle | NG | CA | 8 | 2002 |  |  | (OP) Operating
4945 | Dearborn Industrial Gen Inc | 55088 | Dearborn Industrial Generation | IPP CHP | MI | GT 1 | 155 | Natural Gas Fired Combustion Turbine | NG | GT | 7 | 2001 |  |  | (OP) Operating
4945 | Dearborn Industrial Gen Inc | 55088 | Dearborn Industrial Generation | IPP CHP | MI | GT2 | 155 | Natural Gas Fired Combustion Turbine | NG | GT | 7 | 2001 |  |  | (OP) Operating
4945 | Dearborn Industrial Gen Inc | 55088 | Dearborn Industrial Generation | IPP CHP | MI | GTP1 | 150 | Natural Gas Fired Combustion Turbine | NG | GT | 6 | 1999 |  |  | (OP) Operating
4945 | Dearborn Industrial Gen Inc | 55088 | Dearborn Industrial Generation | IPP CHP | MI | ST1 | 250 | Natural Gas Steam Turbine | NG | ST | 8 | 2001 |  |  | (OP) Operating
13914 | Occidental Chemical Corporation | 55089 | Taft Cogeneration Facility | Industrial CHP | LA | CT1 | 146.6 | Natural Gas Fired Combined Cycle | NG | CT | 7 | 2002 |  |  | (OP) Operating
13914 | Occidental Chemical Corporation | 55089 | Taft Cogeneration Facility | Industrial CHP | LA | CT2 | 142.9 | Natural Gas Fired Combined Cycle | NG | CT | 8 | 2002 |  |  | (OP) Operating
13914 | Occidental Chemical Corporation | 55089 | Taft Cogeneration Facility | Industrial CHP | LA | CT3 | 150.3 | Natural Gas Fired Combined Cycle | NG | CT | 9 | 2002 |  |  | (OP) Operating
13914 | Occidental Chemical Corporation | 55089 | Taft Cogeneration Facility | Industrial CHP | LA | ST1 | 299.1 | Natural Gas Fired Combined Cycle | NG | CA | 10 | 2002 |  |  | (OP) Operating
54900 | Stimson Lumber Company | 55090 | Plummer Cogen | IPP CHP | ID | GEN1 | 5.8 | Wood/Wood Waste Biomass | WDS | ST | 12 | 1982 |  |  | (OP) Operating
12501 | Midlothian Energy LLC | 55091 | Midlothian Energy Facility | IPP Non-CHP | TX | STK1 | 239 | Natural Gas Fired Combined Cycle | NG | CS | 5 | 2000 |  |  | (OP) Operating
12501 | Midlothian Energy LLC | 55091 | Midlothian Energy Facility | IPP Non-CHP | TX | STK2 | 239 | Natural Gas Fired Combined Cycle | NG | CS | 5 | 2000 |  |  | (OP) Operating
12501 | Midlothian Energy LLC | 55091 | Midlothian Energy Facility | IPP Non-CHP | TX | STK3 | 239 | Natural Gas Fired Combined Cycle | NG | CS | 7 | 2000 |  |  | (OP) Operating
12501 | Midlothian Energy LLC | 55091 | Midlothian Energy Facility | IPP Non-CHP | TX | STK4 | 239 | Natural Gas Fired Combined Cycle | NG | CS | 9 | 2000 |  |  | (OP) Operating
12501 | Midlothian Energy LLC | 55091 | Midlothian Energy Facility | IPP Non-CHP | TX | STK5 | 252 | Natural Gas Fired Combined Cycle | NG | CS | 8 | 2001 |  |  | (OP) Operating
12501 | Midlothian Energy LLC | 55091 | Midlothian Energy Facility | IPP Non-CHP | TX | STK6 | 252 | Natural Gas Fired Combined Cycle | NG | CS | 9 | 2001 |  |  | (OP) Operating
57226 | MM Taunton Energy LLC | 55093 | MM Taunton Energy | IPP Non-CHP | MA | UNT1 | 0.9 | Landfill Gas | LFG | IC | 9 | 1997 |  |  | (OP) Operating
57226 | MM Taunton Energy LLC | 55093 | MM Taunton Energy | IPP Non-CHP | MA | UNT2 | 0.9 | Landfill Gas | LFG | IC | 9 | 1997 |  |  | (OP) Operating
57226 | MM Taunton Energy LLC | 55093 | MM Taunton Energy | IPP Non-CHP | MA | UNT3 | 0.9 | Landfill Gas | LFG | IC | 5 | 2011 |  |  | (OP) Operating
57226 | MM Taunton Energy LLC | 55093 | MM Taunton Energy | IPP Non-CHP | MA | UNT4 | 0.9 | Landfill Gas | LFG | IC | 5 | 2011 |  |  | (OP) Operating
57227 | MM San Diego Energy-Miramar | 55094 | MM San Diego-Miramar | IPP CHP | CA | UNT1 | 1.6 | Landfill Gas | LFG | IC | 7 | 1997 |  |  | (OP) Operating
57227 | MM San Diego Energy-Miramar | 55094 | MM San Diego-Miramar | IPP CHP | CA | UNT2 | 1.6 | Landfill Gas | LFG | IC | 7 | 1997 |  |  | (OP) Operating
57227 | MM San Diego Energy-Miramar | 55094 | MM San Diego-Miramar | IPP CHP | CA | UNT3 | 1.6 | Landfill Gas | LFG | IC | 7 | 1997 |  |  | (OP) Operating
57227 | MM San Diego Energy-Miramar | 55094 | MM San Diego-Miramar | IPP CHP | CA | UNT4 | 1.6 | Landfill Gas | LFG | IC | 7 | 1997 |  |  | (OP) Operating
15343 | Portside Energy Corp | 55096 | Portside Energy | IPP CHP | IN | GT | 34 | Natural Gas Fired Combined Cycle | NG | CT | 9 | 1997 |  |  | (OP) Operating
15343 | Portside Energy Corp | 55096 | Portside Energy | IPP CHP | IN | ST | 19 | Natural Gas Fired Combined Cycle | NG | CA | 9 | 1997 |  |  | (OP) Operating
10755 | Lamar Power Partners LP | 55097 | Lamar Power Project | IPP Non-CHP | TX | CTG1 | 150.2 | Natural Gas Fired Combined Cycle | NG | CT | 5 | 2000 |  |  | (OP) Operating
10755 | Lamar Power Partners LP | 55097 | Lamar Power Project | IPP Non-CHP | TX | CTG2 | 150.2 | Natural Gas Fired Combined Cycle | NG | CT | 5 | 2000 |  |  | (OP) Operating
10755 | Lamar Power Partners LP | 55097 | Lamar Power Project | IPP Non-CHP | TX | CTG3 | 150.2 | Natural Gas Fired Combined Cycle | NG | CT | 12 | 2000 |  |  | (OP) Operating |  |  |  | 2015 | 12 | 8
10755 | Lamar Power Partners LP | 55097 | Lamar Power Project | IPP Non-CHP | TX | CTG4 | 150.2 | Natural Gas Fired Combined Cycle | NG | CT | 12 | 2000 |  |  | (OP) Operating |  |  |  | 2015 | 12 | 8
10755 | Lamar Power Partners LP | 55097 | Lamar Power Project | IPP Non-CHP | TX | STG1 | 200.6 | Natural Gas Fired Combined Cycle | NG | CA | 5 | 2000 |  |  | (OP) Operating
10755 | Lamar Power Partners LP | 55097 | Lamar Power Project | IPP Non-CHP | TX | STG2 | 200.6 | Natural Gas Fired Combined Cycle | NG | CA | 5 | 2000 |  |  | (OP) Operating
6519 | Frontera Generation Limited Partnership | 55098 | Frontera Energy Center | IPP Non-CHP | TX | GEN1 | 164 | Natural Gas Fired Combined Cycle | NG | CT | 6 | 1999 |  |  | (OP) Operating |  |  |  | 2015 | 11 | 13
6519 | Frontera Generation Limited Partnership | 55098 | Frontera Energy Center | IPP Non-CHP | TX | GEN2 | 164 | Natural Gas Fired Combined Cycle | NG | CT | 7 | 1999 |  |  | (OP) Operating |  |  |  | 2015 | 11 | 13
6519 | Frontera Generation Limited Partnership | 55098 | Frontera Energy Center | IPP Non-CHP | TX | GEN3 | 172 | Natural Gas Fired Combined Cycle | NG | CA | 5 | 2000 |  |  | (OP) Operating |  |  |  | 2015 | 11 | 9
13886 | NRG Sterlington Power LLC | 55099 | NRG Sterlington Power | IPP Non-CHP | LA | 01 | 24 | Natural Gas Fired Combustion Turbine | NG | GT | 6 | 2000 |  |  | (OP) Operating
13886 | NRG Sterlington Power LLC | 55099 | NRG Sterlington Power | IPP Non-CHP | LA | 02 | 22 | Natural Gas Fired Combustion Turbine | NG | GT | 6 | 2000 |  |  | (OP) Operating
13886 | NRG Sterlington Power LLC | 55099 | NRG Sterlington Power | IPP Non-CHP | LA | 03 | 22 | Natural Gas Fired Combustion Turbine | NG | GT | 1 | 2001 |  |  | (OP) Operating
13886 | NRG Sterlington Power LLC | 55099 | NRG Sterlington Power | IPP Non-CHP | LA | 04 | 23 | Natural Gas Fired Combustion Turbine | NG | GT | 1 | 2001 |  |  | (OP) Operating
13886 | NRG Sterlington Power LLC | 55099 | NRG Sterlington Power | IPP Non-CHP | LA | 06 | 18 | Natural Gas Fired Combustion Turbine | NG | GT | 6 | 2001 |  |  | (OP) Operating
13886 | NRG Sterlington Power LLC | 55099 | NRG Sterlington Power | IPP Non-CHP | LA | 07 | 16 | Natural Gas Fired Combustion Turbine | NG | GT | 6 | 2001 |  |  | (OP) Operating
13886 | NRG Sterlington Power LLC | 55099 | NRG Sterlington Power | IPP Non-CHP | LA | 08 | 19 | Natural Gas Fired Combustion Turbine | NG | GT | 6 | 2000 |  |  | (OS) Out of service and NOT expected to return to service in next calendar year
13886 | NRG Sterlington Power LLC | 55099 | NRG Sterlington Power | IPP Non-CHP | LA | 09 | 16 | Natural Gas Fired Combustion Turbine | NG | GT | 8 | 2000 |  |  | (OP) Operating
13886 | NRG Sterlington Power LLC | 55099 | NRG Sterlington Power | IPP Non-CHP | LA | 10 | 16 | Natural Gas Fired Combustion Turbine | NG | GT | 7 | 2000 |  |  | (OP) Operating
54821 | Rumford Power | 55100 | Rumford Power, Inc | IPP Non-CHP | ME | UNT1 | 164 | Natural Gas Fired Combined Cycle | NG | CT | 7 | 2000 |  |  | (OP) Operating
54821 | Rumford Power | 55100 | Rumford Power, Inc | IPP Non-CHP | ME | UNT2 | 90 | Natural Gas Fired Combined Cycle | NG | CA | 7 | 2000 |  |  | (OP) Operating
3838 | CMS Generation MI Power LLC | 55101 | Kalamazoo River Generating Station | IPP Non-CHP | MI | 0001 | 65 | Natural Gas Fired Combustion Turbine | NG | GT | 6 | 1999 |  |  | (OP) Operating
3838 | CMS Generation MI Power LLC | 55102 | Livingston Generating Station | IPP Non-CHP | MI | 001 | 33 | Natural Gas Fired Combustion Turbine | NG | GT | 6 | 1999 |  |  | (OP) Operating
3838 | CMS Generation MI Power LLC | 55102 | Livingston Generating Station | IPP Non-CHP | MI | 002 | 33 | Natural Gas Fired Combustion Turbine | NG | GT | 6 | 1999 |  |  | (OP) Operating
3838 | CMS Generation MI Power LLC | 55102 | Livingston Generating Station | IPP Non-CHP | MI | 003 | 33 | Natural Gas Fired Combustion Turbine | NG | GT | 6 | 1999 |  |  | (OP) Operating
3838 | CMS Generation MI Power LLC | 55102 | Livingston Generating Station | IPP Non-CHP | MI | 004 | 33 | Natural Gas Fired Combustion Turbine | NG | GT | 6 | 1999 |  |  | (OP) Operating
14372 | Pacific Klamath Energy Inc | 55103 | Klamath Cogeneration Plant | IPP CHP | OR | CT1 | 155 | Natural Gas Fired Combined Cycle | NG | CT | 7 | 2001 |  |  | (OP) Operating
14372 | Pacific Klamath Energy Inc | 55103 | Klamath Cogeneration Plant | IPP CHP | OR | CT2 | 155 | Natural Gas Fired Combined Cycle | NG | CT | 7 | 2001 |  |  | (OP) Operating
14372 | Pacific Klamath Energy Inc | 55103 | Klamath Cogeneration Plant | IPP CHP | OR | ST1 | 180 | Natural Gas Fired Combined Cycle | NG | CA | 7 | 2001 |  |  | (OP) Operating
16668 | Sabine Cogen LP | 55104 | Sabine Cogen | IPP CHP | TX | CTG1 | 32.1 | Natural Gas Fired Combined Cycle | NG | CT | 1 | 2000 |  |  | (OP) Operating
16668 | Sabine Cogen LP | 55104 | Sabine Cogen | IPP CHP | TX | CTG2 | 32.6 | Natural Gas Fired Combined Cycle | NG | CT | 1 | 2000 |  |  | (OP) Operating
16668 | Sabine Cogen LP | 55104 | Sabine Cogen | IPP CHP | TX | STG | 22.5 | Natural Gas Fired Combined Cycle | NG | CA | 1 | 2000 |  |  | (OP) Operating
6832 | Entergy RISE | 55107 | Entergy Rhode Island State Energy LP | IPP Non-CHP | RI | CTG1 | 160 | Natural Gas Fired Combined Cycle | NG | CT | 10 | 2002 |  |  | (OP) Operating
6832 | Entergy RISE | 55107 | Entergy Rhode Island State Energy LP | IPP Non-CHP | RI | CTG2 | 160 | Natural Gas Fired Combined Cycle | NG | CT | 10 | 2002 |  |  | (OP) Operating
6832 | Entergy RISE | 55107 | Entergy Rhode Island State Energy LP | IPP Non-CHP | RI | STG1 | 218 | Natural Gas Fired Combined Cycle | NG | CA | 10 | 2002 |  |  | (OP) Operating
16197 | Rocky Road Power LLC | 55109 | Rocky Road Power LLC | IPP Non-CHP | IL | T4 | 107.1 | Natural Gas Fired Combustion Turbine | NG | GT | 6 | 2000 |  |  | (OP) Operating
16197 | Rocky Road Power LLC | 55109 | Rocky Road Power LLC | IPP Non-CHP | IL | TG1 | 102.9 | Natural Gas Fired Combustion Turbine | NG | GT | 6 | 1999 |  |  | (OP) Operating
16197 | Rocky Road Power LLC | 55109 | Rocky Road Power LLC | IPP Non-CHP | IL | TG2 | 103.3 | Natural Gas Fired Combustion Turbine | NG | GT | 6 | 1999 |  |  | (OP) Operating
16197 | Rocky Road Power LLC | 55109 | Rocky Road Power LLC | IPP Non-CHP | IL | TG3 | 29.5 | Natural Gas Fired Combustion Turbine | NG | GT | 6 | 1999 |  |  | (OP) Operating
15470 | Duke Energy Indiana Inc | 55110 | Madison | Electric Utility | OH | CT1 | 72 | Natural Gas Fired Combustion Turbine | NG | GT | 6 | 2000 |  |  | (OP) Operating
15470 | Duke Energy Indiana Inc | 55110 | Madison | Electric Utility | OH | CT2 | 72 | Natural Gas Fired Combustion Turbine | NG | GT | 6 | 2000 |  |  | (OP) Operating
15470 | Duke Energy Indiana Inc | 55110 | Madison | Electric Utility | OH | CT3 | 72 | Natural Gas Fired Combustion Turbine | NG | GT | 6 | 2000 |  |  | (OP) Operating
15470 | Duke Energy Indiana Inc | 55110 | Madison | Electric Utility | OH | CT4 | 72 | Natural Gas Fired Combustion Turbine | NG | GT | 6 | 2000 |  |  | (OP) Operating
15470 | Duke Energy Indiana Inc | 55110 | Madison | Electric Utility | OH | CT5 | 72 | Natural Gas Fired Combustion Turbine | NG | GT | 6 | 2000 |  |  | (OP) Operating
15470 | Duke Energy Indiana Inc | 55110 | Madison | Electric Utility | OH | CT6 | 72 | Natural Gas Fired Combustion Turbine | NG | GT | 6 | 2000 |  |  | (OP) Operating
15470 | Duke Energy Indiana Inc | 55110 | Madison | Electric Utility | OH | CT7 | 72 | Natural Gas Fired Combustion Turbine | NG | GT | 6 | 2000 |  |  | (OP) Operating
15470 | Duke Energy Indiana Inc | 55110 | Madison | Electric Utility | OH | CT8 | 72 | Natural Gas Fired Combustion Turbine | NG | GT | 6 | 2000 |  |  | (OP) Operating
3542 | Duke Energy Ohio Inc | 55111 | Vermillion Energy Facility | Electric Utility | IN | CT1 | 71 | Natural Gas Fired Combustion Turbine | NG | GT | 6 | 2000 |  |  | (OP) Operating
3542 | Duke Energy Ohio Inc | 55111 | Vermillion Energy Facility | Electric Utility | IN | CT2 | 71 | Natural Gas Fired Combustion Turbine | NG | GT | 6 | 2000 |  |  | (OP) Operating
3542 | Duke Energy Ohio Inc | 55111 | Vermillion Energy Facility | Electric Utility | IN | CT3 | 71 | Natural Gas Fired Combustion Turbine | NG | GT | 6 | 2000 |  |  | (OP) Operating
3542 | Duke Energy Ohio Inc | 55111 | Vermillion Energy Facility | Electric Utility | IN | CT4 | 71 | Natural Gas Fired Combustion Turbine | NG | GT | 6 | 2000 |  |  | (OP) Operating
3542 | Duke Energy Ohio Inc | 55111 | Vermillion Energy Facility | Electric Utility | IN | CT5 | 71 | Natural Gas Fired Combustion Turbine | NG | GT | 6 | 2000 |  |  | (OP) Operating
3542 | Duke Energy Ohio Inc | 55111 | Vermillion Energy Facility | Electric Utility | IN | CT6 | 71 | Natural Gas Fired Combustion Turbine | NG | GT | 6 | 2000 |  |  | (OP) Operating
3542 | Duke Energy Ohio Inc | 55111 | Vermillion Energy Facility | Electric Utility | IN | CT7 | 71 | Natural Gas Fired Combustion Turbine | NG | GT | 6 | 2000 |  |  | (OP) Operating
3542 | Duke Energy Ohio Inc | 55111 | Vermillion Energy Facility | Electric Utility | IN | CT8 | 71 | Natural Gas Fired Combustion Turbine | NG | GT | 6 | 2000 |  |  | (OP) Operating
22650 | Calpine Corp-Sutter | 55112 | Sutter Energy Center | IPP Non-CHP | CA | CT01 | 175 | Natural Gas Fired Combined Cycle | NG | CT | 7 | 2001 |  |  | (OP) Operating
22650 | Calpine Corp-Sutter | 55112 | Sutter Energy Center | IPP Non-CHP | CA | CT02 | 175 | Natural Gas Fired Combined Cycle | NG | CT | 7 | 2001 |  |  | (OP) Operating
22650 | Calpine Corp-Sutter | 55112 | Sutter Energy Center | IPP Non-CHP | CA | ST01 | 180 | Natural Gas Fired Combined Cycle | NG | CA | 7 | 2001 |  |  | (OP) Operating
5416 | Duke Energy Carolinas, LLC | 55116 | Rockingham County CT Station | Electric Utility | NC | CT1 | 165 | Natural Gas Fired Combustion Turbine | NG | GT | 6 | 2000 |  |  | (SB) Standby/Backup: available for service but not normally used
5416 | Duke Energy Carolinas, LLC | 55116 | Rockingham County CT Station | Electric Utility | NC | CT2 | 165 | Natural Gas Fired Combustion Turbine | NG | GT | 6 | 2000 |  |  | (SB) Standby/Backup: available for service but not normally used
5416 | Duke Energy Carolinas, LLC | 55116 | Rockingham County CT Station | Electric Utility | NC | CT3 | 165 | Natural Gas Fired Combustion Turbine | NG | GT | 6 | 2000 |  |  | (SB) Standby/Backup: available for service but not normally used
5416 | Duke Energy Carolinas, LLC | 55116 | Rockingham County CT Station | Electric Utility | NC | CT4 | 165 | Natural Gas Fired Combustion Turbine | NG | GT | 6 | 2000 |  |  | (SB) Standby/Backup: available for service but not normally used
5416 | Duke Energy Carolinas, LLC | 55116 | Rockingham County CT Station | Electric Utility | NC | CT5 | 165 | Natural Gas Fired Combustion Turbine | NG | GT | 6 | 2000 |  |  | (SB) Standby/Backup: available for service but not normally used
14306 | Eagle 2 US LLC | 55117 | RS Cogen | Industrial CHP | LA | RS-4 | 80 | Natural Gas Fired Combined Cycle | NG | CA | 12 | 2002 |  |  | (OP) Operating
14306 | Eagle 2 US LLC | 55117 | RS Cogen | Industrial CHP | LA | RS-5 | 167.7 | Natural Gas Fired Combined Cycle | NG | CT | 12 | 2002 |  |  | (OP) Operating
14306 | Eagle 2 US LLC | 55117 | RS Cogen | Industrial CHP | LA | RS-6 | 167.7 | Natural Gas Fired Combined Cycle | NG | CT | 12 | 2002 |  |  | (OP) Operating
57160 | DuPont Sabine River Works | 55120 | SRW Cogen LP | IPP CHP | TX | GT1A | 160 | Natural Gas Fired Combined Cycle | NG | CT | 12 | 2001 |  |  | (OP) Operating
57160 | DuPont Sabine River Works | 55120 | SRW Cogen LP | IPP CHP | TX | GT1B | 160 | Natural Gas Fired Combined Cycle | NG | CT | 12 | 2001 |  |  | (OP) Operating
57160 | DuPont Sabine River Works | 55120 | SRW Cogen LP | IPP CHP | TX | ST1A | 100 | Natural Gas Fired Combined Cycle | NG | CA | 12 | 2001 |  |  | (OP) Operating
1357 | BASF Corp | 55122 | NAFTA Region Olefins Complex Cogen Fac | Industrial CHP | TX | UN1 | 35 | Natural Gas Fired Combustion Turbine | NG | GT | 7 | 2001 |  |  | (OP) Operating
1357 | BASF Corp | 55122 | NAFTA Region Olefins Complex Cogen Fac | Industrial CHP | TX | UN2 | 35 | Natural Gas Fired Combustion Turbine | NG | GT | 7 | 2001 |  |  | (OP) Operating
2877 | Calpine Corp-Magic Valley | 55123 | Magic Valley Generating Station | IPP Non-CHP | TX | CTG1 | 221 | Natural Gas Fired Combined Cycle | NG | CT | 2 | 2002 |  |  | (OP) Operating
2877 | Calpine Corp-Magic Valley | 55123 | Magic Valley Generating Station | IPP Non-CHP | TX | CTG2 | 221 | Natural Gas Fired Combined Cycle | NG | CT | 2 | 2002 |  |  | (OP) Operating
2877 | Calpine Corp-Magic Valley | 55123 | Magic Valley Generating Station | IPP Non-CHP | TX | STG | 240 | Natural Gas Fired Combined Cycle | NG | CA | 2 | 2002 |  |  | (OP) Operating
56090 | Star West Gen Griffith Energy LLC | 55124 | Griffith Energy LLC | IPP Non-CHP | AZ | CTG1 | 147 | Natural Gas Fired Combined Cycle | NG | CT | 1 | 2002 |  |  | (OP) Operating |  |  | 0 |  |  | 0
56090 | Star West Gen Griffith Energy LLC | 55124 | Griffith Energy LLC | IPP Non-CHP | AZ | CTG2 | 147 | Natural Gas Fired Combined Cycle | NG | CT | 1 | 2002 |  |  | (OP) Operating |  |  | 0 |  |  | 0
56090 | Star West Gen Griffith Energy LLC | 55124 | Griffith Energy LLC | IPP Non-CHP | AZ | STG | 276 | Natural Gas Fired Combined Cycle | NG | CA | 1 | 2002 |  |  | (OP) Operating |  |  | 0 |  |  | 0
6017 | ESI Vansycle Partners LP | 55125 | Vansycle | IPP Non-CHP | OR | WGNS | 25 | Onshore Wind Turbine | WND | WT | 8 | 1998 |  |  | (OP) Operating
12568 | Milford Power Co LLC | 55126 | Milford Power Project | IPP Non-CHP | CT | CA01 | 253.6 | Natural Gas Fired Combined Cycle | NG | CS | 2 | 2004 |  |  | (OP) Operating
12568 | Milford Power Co LLC | 55126 | Milford Power Project | IPP Non-CHP | CT | CA02 | 253.1 | Natural Gas Fired Combined Cycle | NG | CS | 5 | 2004 |  |  | (OP) Operating
11569 | Manchief Power Co LLC | 55127 | Manchief Electric Generating Station | IPP Non-CHP | CO | UN1 | 132 | Natural Gas Fired Combustion Turbine | NG | GT | 6 | 2000 |  |  | (OP) Operating
11569 | Manchief Power Co LLC | 55127 | Manchief Electric Generating Station | IPP Non-CHP | CO | UN2 | 132 | Natural Gas Fired Combustion Turbine | NG | GT | 6 | 2000 |  |  | (OP) Operating
59415 | Walton County Power | 55128 | Walton County Power LLC | IPP Non-CHP | GA | 101G | 151.5 | Natural Gas Fired Combustion Turbine | NG | GT | 6 | 2001 |  |  | (OP) Operating
59415 | Walton County Power | 55128 | Walton County Power LLC | IPP Non-CHP | GA | 102G | 151.5 | Natural Gas Fired Combustion Turbine | NG | GT | 6 | 2001 |  |  | (OP) Operating
59415 | Walton County Power | 55128 | Walton County Power LLC | IPP Non-CHP | GA | 103G | 151.5 | Natural Gas Fired Combustion Turbine | NG | GT | 6 | 2001 |  |  | (OP) Operating
16572 | Salt River Project | 55129 | Desert Basin | Electric Utility | AZ | CTG1 | 162 | Natural Gas Fired Combined Cycle | NG | CT | 10 | 2001 |  |  | (OP) Operating
16572 | Salt River Project | 55129 | Desert Basin | Electric Utility | AZ | CTG2 | 162 | Natural Gas Fired Combined Cycle | NG | CT | 10 | 2001 |  |  | (OP) Operating
16572 | Salt River Project | 55129 | Desert Basin | Electric Utility | AZ | STG | 253 | Natural Gas Fired Combined Cycle | NG | CA | 10 | 2001 |  |  | (OP) Operating
57141 | Dynegy Kendall Energy LLC | 55131 | Kendall County Generation Facility | IPP Non-CHP | IL | CTG1 | 160 | Natural Gas Fired Combined Cycle | NG | CT | 3 | 2002 |  |  | (OP) Operating
57141 | Dynegy Kendall Energy LLC | 55131 | Kendall County Generation Facility | IPP Non-CHP | IL | CTG2 | 160 | Natural Gas Fired Combined Cycle | NG | CT | 4 | 2002 |  |  | (OP) Operating
57141 | Dynegy Kendall Energy LLC | 55131 | Kendall County Generation Facility | IPP Non-CHP | IL | CTG3 | 160 | Natural Gas Fired Combined Cycle | NG | CT | 4 | 2002 |  |  | (OP) Operating
57141 | Dynegy Kendall Energy LLC | 55131 | Kendall County Generation Facility | IPP Non-CHP | IL | CTG4 | 160 | Natural Gas Fired Combined Cycle | NG | CT | 5 | 2002 |  |  | (OP) Operating
57141 | Dynegy Kendall Energy LLC | 55131 | Kendall County Generation Facility | IPP Non-CHP | IL | STG1 | 125 | Natural Gas Fired Combined Cycle | NG | CA | 3 | 2002 |  |  | (OP) Operating
57141 | Dynegy Kendall Energy LLC | 55131 | Kendall County Generation Facility | IPP Non-CHP | IL | STG2 | 125 | Natural Gas Fired Combined Cycle | NG | CA | 4 | 2002 |  |  | (OP) Operating
57141 | Dynegy Kendall Energy LLC | 55131 | Kendall County Generation Facility | IPP Non-CHP | IL | STG3 | 125 | Natural Gas Fired Combined Cycle | NG | CA | 4 | 2002 |  |  | (OP) Operating
57141 | Dynegy Kendall Energy LLC | 55131 | Kendall County Generation Facility | IPP Non-CHP | IL | STG4 | 125 | Natural Gas Fired Combined Cycle | NG | CA | 5 | 2002 |  |  | (OP) Operating
18518 | Tenaska Gateway Partners Ltd | 55132 | Tenaska Gateway Generating Station | IPP Non-CHP | TX | GTG1 | 150 | Natural Gas Fired Combined Cycle | NG | CT | 7 | 2001 |  |  | (OP) Operating
18518 | Tenaska Gateway Partners Ltd | 55132 | Tenaska Gateway Generating Station | IPP Non-CHP | TX | GTG2 | 147 | Natural Gas Fired Combined Cycle | NG | CT | 7 | 2001 |  |  | (OP) Operating
18518 | Tenaska Gateway Partners Ltd | 55132 | Tenaska Gateway Generating Station | IPP Non-CHP | TX | GTG3 | 149 | Natural Gas Fired Combined Cycle | NG | CT | 7 | 2001 |  |  | (OP) Operating
18518 | Tenaska Gateway Partners Ltd | 55132 | Tenaska Gateway Generating Station | IPP Non-CHP | TX | STG1 | 399 | Natural Gas Fired Combined Cycle | NG | CA | 7 | 2001 |  |  | (OP) Operating
18981 | Thomson Corp | 55133 | Thomson Reuters Campus Bldg A-D | Industrial Non-CHP | MN | 3086 | 1.6 | Petroleum Liquids | DFO | IC | 4 | 1999 |  |  | (SB) Standby/Backup: available for service but not normally used
18981 | Thomson Corp | 55133 | Thomson Reuters Campus Bldg A-D | Industrial Non-CHP | MN | 3087 | 1.6 | Petroleum Liquids | DFO | IC | 4 | 1999 |  |  | (SB) Standby/Backup: available for service but not normally used
18981 | Thomson Corp | 55133 | Thomson Reuters Campus Bldg A-D | Industrial Non-CHP | MN | 3088 | 1.6 | Petroleum Liquids | DFO | IC | 4 | 1999 |  |  | (SB) Standby/Backup: available for service but not normally used
18981 | Thomson Corp | 55133 | Thomson Reuters Campus Bldg A-D | Industrial Non-CHP | MN | 3089 | 1.6 | Petroleum Liquids | DFO | IC | 6 | 1999 |  |  | (SB) Standby/Backup: available for service but not normally used
18981 | Thomson Corp | 55133 | Thomson Reuters Campus Bldg A-D | Industrial Non-CHP | MN | 3090 | 1.6 | Petroleum Liquids | DFO | IC | 6 | 1999 |  |  | (SB) Standby/Backup: available for service but not normally used
18981 | Thomson Corp | 55133 | Thomson Reuters Campus Bldg A-D | Industrial Non-CHP | MN | 3091 | 1.6 | Petroleum Liquids | DFO | IC | 4 | 1999 |  |  | (SB) Standby/Backup: available for service but not normally used
18981 | Thomson Corp | 55133 | Thomson Reuters Campus Bldg A-D | Industrial Non-CHP | MN | 3093 | 1.6 | Petroleum Liquids | DFO | IC | 4 | 1999 |  |  | (SB) Standby/Backup: available for service but not normally used
20856 | Wisconsin Power & Light Co | 55135 | Alliant Energy Neenah | Electric Utility | WI | CT01 | 150.6 | Natural Gas Fired Combustion Turbine | NG | GT | 5 | 2000 |  |  | (OP) Operating
20856 | Wisconsin Power & Light Co | 55135 | Alliant Energy Neenah | Electric Utility | WI | CT02 | 149.7 | Natural Gas Fired Combustion Turbine | NG | GT | 5 | 2000 |  |  | (OP) Operating
16604 | City of San Antonio - (TX) | 55137 | Rio Nogales Power Project | Electric Utility | TX | CTG1 | 149 | Natural Gas Fired Combined Cycle | NG | CT | 5 | 2002 |  |  | (OP) Operating
16604 | City of San Antonio - (TX) | 55137 | Rio Nogales Power Project | Electric Utility | TX | CTG2 | 148 | Natural Gas Fired Combined Cycle | NG | CT | 5 | 2002 |  |  | (OP) Operating
16604 | City of San Antonio - (TX) | 55137 | Rio Nogales Power Project | Electric Utility | TX | CTG3 | 159 | Natural Gas Fired Combined Cycle | NG | CT | 5 | 2002 |  |  | (OP) Operating
16604 | City of San Antonio - (TX) | 55137 | Rio Nogales Power Project | Electric Utility | TX | STG1 | 300 | Natural Gas Fired Combined Cycle | NG | CA | 5 | 2002 |  |  | (OP) Operating
17555 | South Eastern Elec Devt Corp | 55138 | Lee County | IPP Non-CHP | AL | UN1 | 50 | Natural Gas Fired Combustion Turbine | NG | GT | 6 | 1999 |  |  | (OP) Operating
17555 | South Eastern Elec Devt Corp | 55138 | Lee County | IPP Non-CHP | AL | UN2 | 50 | Natural Gas Fired Combustion Turbine | NG | GT | 6 | 1999 |  |  | (OP) Operating
6035 | Exelon Power | 55139 | Wolf Hollow I LP | IPP Non-CHP | TX | CTG1 | 212.5 | Natural Gas Fired Combined Cycle | NG | CT | 8 | 2003 |  |  | (OP) Operating
6035 | Exelon Power | 55139 | Wolf Hollow I LP | IPP Non-CHP | TX | CTG2 | 212.5 | Natural Gas Fired Combined Cycle | NG | CT | 8 | 2003 |  |  | (OP) Operating
6035 | Exelon Power | 55139 | Wolf Hollow I LP | IPP Non-CHP | TX | ST | 280 | Natural Gas Fired Combined Cycle | NG | CA | 8 | 2003 |  |  | (OP) Operating
13994 | Oglethorpe Power Corporation | 55141 | Hawk Road Facility | Electric Utility | GA | CT1 | 162.6 | Natural Gas Fired Combustion Turbine | NG | GT | 5 | 2001 |  |  | (OP) Operating
13994 | Oglethorpe Power Corporation | 55141 | Hawk Road Facility | Electric Utility | GA | CT2 | 161.4 | Natural Gas Fired Combustion Turbine | NG | GT | 5 | 2001 |  |  | (OP) Operating
13994 | Oglethorpe Power Corporation | 55141 | Hawk Road Facility | Electric Utility | GA | CT3 | 162.9 | Natural Gas Fired Combustion Turbine | NG | GT | 5 | 2001 |  |  | (OP) Operating
1074 | Hays Energy, LLC | 55144 | Hays Energy Project | IPP Non-CHP | TX | U1 | 215 | Natural Gas Fired Combined Cycle | NG | CS | 5 | 2002 |  |  | (OP) Operating
1074 | Hays Energy, LLC | 55144 | Hays Energy Project | IPP Non-CHP | TX | U2 | 215 | Natural Gas Fired Combined Cycle | NG | CS | 4 | 2002 |  |  | (OP) Operating
1074 | Hays Energy, LLC | 55144 | Hays Energy Project | IPP Non-CHP | TX | U3 | 224 | Natural Gas Fired Combined Cycle | NG | CS | 8 | 2002 |  |  | (OP) Operating
1074 | Hays Energy, LLC | 55144 | Hays Energy Project | IPP Non-CHP | TX | U4 | 227 | Natural Gas Fired Combined Cycle | NG | CS | 8 | 2002 |  |  | (OP) Operating
7597 | Green Country OP Services LLC | 55146 | Green Country Energy LLC | IPP Non-CHP | OK | CTG1 | 155 | Natural Gas Fired Combined Cycle | NG | CT | 2 | 2002 |  |  | (OP) Operating
7597 | Green Country OP Services LLC | 55146 | Green Country Energy LLC | IPP Non-CHP | OK | CTG2 | 155 | Natural Gas Fired Combined Cycle | NG | CT | 2 | 2002 |  |  | (OP) Operating
7597 | Green Country OP Services LLC | 55146 | Green Country Energy LLC | IPP Non-CHP | OK | CTG3 | 155 | Natural Gas Fired Combined Cycle | NG | CT | 2 | 2002 |  |  | (OP) Operating
7597 | Green Country OP Services LLC | 55146 | Green Country Energy LLC | IPP Non-CHP | OK | STG1 | 106 | Natural Gas Fired Combined Cycle | NG | CA | 2 | 2002 |  |  | (OP) Operating
7597 | Green Country OP Services LLC | 55146 | Green Country Energy LLC | IPP Non-CHP | OK | STG2 | 106 | Natural Gas Fired Combined Cycle | NG | CA | 2 | 2002 |  |  | (OP) Operating
7597 | Green Country OP Services LLC | 55146 | Green Country Energy LLC | IPP Non-CHP | OK | STG3 | 106 | Natural Gas Fired Combined Cycle | NG | CA | 2 | 2002 |  |  | (OP) Operating
9267 | Hoosier Energy R E C, Inc | 55148 | Worthington Generation LLC | Electric Utility | IN | 1 | 43.9 | Natural Gas Fired Combustion Turbine | NG | GT | 6 | 2000 |  |  | (OP) Operating
9267 | Hoosier Energy R E C, Inc | 55148 | Worthington Generation LLC | Electric Utility | IN | 2 | 44 | Natural Gas Fired Combustion Turbine | NG | GT | 6 | 2000 |  |  | (OP) Operating
9267 | Hoosier Energy R E C, Inc | 55148 | Worthington Generation LLC | Electric Utility | IN | 3 | 43 | Natural Gas Fired Combustion Turbine | NG | GT | 6 | 2000 |  |  | (OP) Operating
9267 | Hoosier Energy R E C, Inc | 55148 | Worthington Generation LLC | Electric Utility | IN | 4 | 43.6 | Natural Gas Fired Combustion Turbine | NG | GT | 6 | 2000 |  |  | (OP) Operating
10576 | Lake Road Generating Co LP | 55149 | Lake Road Generating Plant | IPP Non-CHP | CT | U1 | 245.8 | Natural Gas Fired Combined Cycle | NG | CS | 3 | 2002 |  |  | (OP) Operating
10576 | Lake Road Generating Co LP | 55149 | Lake Road Generating Plant | IPP Non-CHP | CT | U2 | 251.2 | Natural Gas Fired Combined Cycle | NG | CS | 3 | 2002 |  |  | (OP) Operating
10576 | Lake Road Generating Co LP | 55149 | Lake Road Generating Plant | IPP Non-CHP | CT | U3 | 260.3 | Natural Gas Fired Combined Cycle | NG | CS | 5 | 2002 |  |  | (OP) Operating
26853 | La Paloma Generating Co LLC | 55151 | La Paloma Generating LLC | IPP Non-CHP | CA | GEN1 | 243.7 | Natural Gas Fired Combined Cycle | NG | CS | 1 | 2003 |  |  | (OP) Operating
26853 | La Paloma Generating Co LLC | 55151 | La Paloma Generating LLC | IPP Non-CHP | CA | GEN2 | 241.6 | Natural Gas Fired Combined Cycle | NG | CS | 3 | 2003 |  |  | (OP) Operating
26853 | La Paloma Generating Co LLC | 55151 | La Paloma Generating LLC | IPP Non-CHP | CA | GEN3 | 237.4 | Natural Gas Fired Combined Cycle | NG | CS | 1 | 2003 |  |  | (OP) Operating
26853 | La Paloma Generating Co LLC | 55151 | La Paloma Generating LLC | IPP Non-CHP | CA | GEN4 | 242.7 | Natural Gas Fired Combined Cycle | NG | CS | 3 | 2003 |  |  | (OP) Operating
3790 | BF ATL Realty Services LLC | 55152 | Bank of America Plaza | Commercial Non-CHP | GA | GEN1 | 1.3 | Petroleum Liquids | DFO | IC | 11 | 1991 |  |  | (SB) Standby/Backup: available for service but not normally used
3790 | BF ATL Realty Services LLC | 55152 | Bank of America Plaza | Commercial Non-CHP | GA | GEN2 | 1.3 | Petroleum Liquids | DFO | IC | 11 | 1991 |  |  | (SB) Standby/Backup: available for service but not normally used
57045 | Guadalupe Power Partners LP | 55153 | Guadalupe Generating Station | IPP Non-CHP | TX | CTG1 | 141.2 | Natural Gas Fired Combined Cycle | NG | CT | 10 | 2000 |  |  | (OP) Operating
57045 | Guadalupe Power Partners LP | 55153 | Guadalupe Generating Station | IPP Non-CHP | TX | CTG2 | 144 | Natural Gas Fired Combined Cycle | NG | CT | 10 | 2000 |  |  | (OP) Operating
57045 | Guadalupe Power Partners LP | 55153 | Guadalupe Generating Station | IPP Non-CHP | TX | CTG3 | 148 | Natural Gas Fired Combined Cycle | NG | CT | 12 | 2000 |  |  | (OP) Operating
57045 | Guadalupe Power Partners LP | 55153 | Guadalupe Generating Station | IPP Non-CHP | TX | CTG4 | 148.8 | Natural Gas Fired Combined Cycle | NG | CT | 12 | 2000 |  |  | (OP) Operating
57045 | Guadalupe Power Partners LP | 55153 | Guadalupe Generating Station | IPP Non-CHP | TX | STG1 | 199.7 | Natural Gas Fired Combined Cycle | NG | CA | 10 | 2000 |  |  | (OP) Operating
57045 | Guadalupe Power Partners LP | 55153 | Guadalupe Generating Station | IPP Non-CHP | TX | STG2 | 200.6 | Natural Gas Fired Combined Cycle | NG | CA | 10 | 2000 |  |  | (OP) Operating
11269 | Lower Colorado River Authority | 55154 | Lost Pines 1 Power Project | Electric Utility | TX | CTA | 166 | Natural Gas Fired Combined Cycle | NG | CT | 5 | 2001 |  |  | (OP) Operating
11269 | Lower Colorado River Authority | 55154 | Lost Pines 1 Power Project | Electric Utility | TX | CTB | 165 | Natural Gas Fired Combined Cycle | NG | CT | 5 | 2001 |  |  | (OP) Operating
11269 | Lower Colorado River Authority | 55154 | Lost Pines 1 Power Project | Electric Utility | TX | ST | 185 | Natural Gas Fired Combined Cycle | NG | CA | 5 | 2001 |  |  | (OP) Operating
57229 | MM Albany Energy LLC | 55155 | MM Albany Energy | IPP Non-CHP | NY | UNT1 | 0.9 | Landfill Gas | LFG | IC | 3 | 1998 |  |  | (OP) Operating
57229 | MM Albany Energy LLC | 55155 | MM Albany Energy | IPP Non-CHP | NY | UNT2 | 0.9 | Landfill Gas | LFG | IC | 3 | 1998 |  |  | (OP) Operating
57229 | MM Albany Energy LLC | 55155 | MM Albany Energy | IPP Non-CHP | NY | UNT3 | 0.9 | Landfill Gas | LFG | IC | 11 | 2008 |  |  | (OP) Operating
57229 | MM Albany Energy LLC | 55155 | MM Albany Energy | IPP Non-CHP | NY | UNT4 | 1.6 | Landfill Gas | LFG | IC | 5 | 2012 |  |  | (OP) Operating
57229 | MM Albany Energy LLC | 55155 | MM Albany Energy | IPP Non-CHP | NY | UNT5 | 1.6 | Landfill Gas | LFG | IC | 5 | 2012 |  |  | (OP) Operating
57230 | MM Prince William Energy LLC | 55156 | MM Prince William Energy | IPP Non-CHP | VA | UNT1 | 0.9 | Landfill Gas | LFG | IC | 11 | 1998 |  |  | (OP) Operating
57230 | MM Prince William Energy LLC | 55156 | MM Prince William Energy | IPP Non-CHP | VA | UNT2 | 0.9 | Landfill Gas | LFG | IC | 11 | 1998 |  |  | (OP) Operating
57232 | MM Lopez Energy LLC | 55161 | MM Lopez Energy | IPP Non-CHP | CA | UNT1 | 2.7 | Landfill Gas | LFG | IC | 12 | 1998 |  |  | (OP) Operating
57232 | MM Lopez Energy LLC | 55161 | MM Lopez Energy | IPP Non-CHP | CA | UNT2 | 2.7 | Landfill Gas | LFG | IC | 12 | 1998 |  |  | (OP) Operating
57233 | MM Tomoka Farms Energy LLC | 55162 | MM Tomoka Farms Energy | IPP Non-CHP | FL | UNT1 | 1.9 | Landfill Gas | LFG | IC | 6 | 1998 |  |  | (OP) Operating
57233 | MM Tomoka Farms Energy LLC | 55162 | MM Tomoka Farms Energy | IPP Non-CHP | FL | UNT2 | 1.9 | Landfill Gas | LFG | IC | 6 | 1998 |  |  | (OP) Operating
59630 | DeltaPro Energy Inc | 55163 | MM Hartford Energy | IPP Non-CHP | CT | UNT1 | 0.9 | Landfill Gas | LFG | IC | 8 | 1998 |  |  | (OS) Out of service and NOT expected to return to service in next calendar year | [5 empty] | 0
59630 | DeltaPro Energy Inc | 55163 | MM Hartford Energy | IPP Non-CHP | CT | UNT2 | 0.9 | Landfill Gas | LFG | IC | 8 | 1998 |  |  | (OP) Operating | [5 empty] | 0
59630 | DeltaPro Energy Inc | 55163 | MM Hartford Energy | IPP Non-CHP | CT | UNT3 | 0.9 | Landfill Gas | LFG | IC | 8 | 1998 |  |  | (OP) Operating | [5 empty] | 0
23801 | Bluegrass Generation Co LLC | 55164 | Bluegrass Generation LLC | IPP Non-CHP | KY | CT1 | 167 | Natural Gas Fired Combustion Turbine | NG | GT | 6 | 2002 |  |  | (OP) Operating
23801 | Bluegrass Generation Co LLC | 55164 | Bluegrass Generation LLC | IPP Non-CHP | KY | CT2 | 167 | Natural Gas Fired Combustion Turbine | NG | GT | 6 | 2002 |  |  | (OP) Operating
23801 | Bluegrass Generation Co LLC | 55164 | Bluegrass Generation LLC | IPP Non-CHP | KY | CT3 | 167 | Natural Gas Fired Combustion Turbine | NG | GT | 6 | 2002 |  |  | (OP) Operating
55936 | Entergy Gulf States - LA LLC | 55165 | Calcasieu | Electric Utility | LA | G101 | 145.3 | Natural Gas Fired Combustion Turbine | NG | GT | 5 | 2000 |  |  | (OP) Operating
55936 | Entergy Gulf States - LA LLC | 55165 | Calcasieu | Electric Utility | LA | G102 | 156.8 | Natural Gas Fired Combustion Turbine | NG | GT | 4 | 2001 |  |  | (OP) Operating
54810 | Broad River Energy LLC | 55166 | Broad River Energy Center | IPP Non-CHP | SC | CT01 | 175.9 | Natural Gas Fired Combustion Turbine | NG | GT | 7 | 2000 |  |  | (OP) Operating
54810 | Broad River Energy LLC | 55166 | Broad River Energy Center | IPP Non-CHP | SC | CT02 | 165.8 | Natural Gas Fired Combustion Turbine | NG | GT | 7 | 2000 |  |  | (OP) Operating
54810 | Broad River Energy LLC | 55166 | Broad River Energy Center | IPP Non-CHP | SC | CT03 | 168.2 | Natural Gas Fired Combustion Turbine | NG | GT | 7 | 2000 |  |  | (OP) Operating
54810 | Broad River Energy LLC | 55166 | Broad River Energy Center | IPP Non-CHP | SC | CT04 | 169.5 | Natural Gas Fired Combustion Turbine | NG | GT | 6 | 2001 |  |  | (OP) Operating
54810 | Broad River Energy LLC | 55166 | Broad River Energy Center | IPP Non-CHP | SC | CT05 | 171.4 | Natural Gas Fired Combustion Turbine | NG | GT | 7 | 2001 |  |  | (OP) Operating
49768 | Bastrop Energy Partners, LP | 55168 | Bastrop Energy Center | IPP Non-CHP | TX | 0001 | 149 | Natural Gas Fired Combined Cycle | NG | CT | 5 | 2002 |  |  | (OP) Operating
49768 | Bastrop Energy Partners, LP | 55168 | Bastrop Energy Center | IPP Non-CHP | TX | 0002 | 149 | Natural Gas Fired Combined Cycle | NG | CT | 5 | 2002 |  |  | (OP) Operating
49768 | Bastrop Energy Partners, LP | 55168 | Bastrop Energy Center | IPP Non-CHP | TX | 0003 | 227 | Natural Gas Fired Combined Cycle | NG | CA | 5 | 2002 |  |  | (OP) Operating
88 | Granite Ridge Energy LLC | 55170 | Granite Ridge | IPP Non-CHP | NH | CT11 | 222 | Natural Gas Fired Combined Cycle | NG | CT | 3 | 2003 |  |  | (OP) Operating
88 | Granite Ridge Energy LLC | 55170 | Granite Ridge | IPP Non-CHP | NH | CT12 | 222 | Natural Gas Fired Combined Cycle | NG | CT | 3 | 2003 |  |  | (OP) Operating
88 | Granite Ridge Energy LLC | 55170 | Granite Ridge | IPP Non-CHP | NH | STG | 234 | Natural Gas Fired Combined Cycle | NG | CA | 3 | 2003 |  |  | (OP) Operating
55899 | Calpine Bosque Energy Center LLC | 55172 | Bosque County Peaking | IPP Non-CHP | TX | GT-1 | 154 | Natural Gas Fired Combined Cycle | NG | CT | 7 | 2000 |  |  | (OP) Operating
55899 | Calpine Bosque Energy Center LLC | 55172 | Bosque County Peaking | IPP Non-CHP | TX | GT-2 | 154 | Natural Gas Fired Combined Cycle | NG | CT | 7 | 2000 |  |  | (OP) Operating
55899 | Calpine Bosque Energy Center LLC | 55172 | Bosque County Peaking | IPP Non-CHP | TX | GT-3 | 154 | Natural Gas Fired Combined Cycle | NG | CT | 6 | 2001 |  |  | (OP) Operating
55899 | Calpine Bosque Energy Center LLC | 55172 | Bosque County Peaking | IPP Non-CHP | TX | ST-4 | 86 | Natural Gas Fired Combined Cycle | NG | CA | 6 | 2001 |  |  | (OP) Operating
55899 | Calpine Bosque Energy Center LLC | 55172 | Bosque County Peaking | IPP Non-CHP | TX | ST-5 | 200 | Natural Gas Fired Combined Cycle | NG | CA | 1 | 2010 |  |  | (OP) Operating
3265 | Cleco Power LLC | 55173 | Acadia Energy Center | Electric Utility | LA | CT11 | 173.9 | Natural Gas Fired Combined Cycle | NG | CT | 7 | 2002 |  |  | (OP) Operating
3265 | Cleco Power LLC | 55173 | Acadia Energy Center | Electric Utility | LA | CT12 | 175.9 | Natural Gas Fired Combined Cycle | NG | CT | 7 | 2002 |  |  | (OP) Operating
3265 | Cleco Power LLC | 55173 | Acadia Energy Center | Electric Utility | LA | CT24 | 151.7 | Natural Gas Fired Combined Cycle | NG | CT | 8 | 2002 |  |  | (OP) Operating
3265 | Cleco Power LLC | 55173 | Acadia Energy Center | Electric Utility | LA | CT25 | 150.8 | Natural Gas Fired Combined Cycle | NG | CT | 8 | 2002 |  |  | (OP) Operating
3265 | Cleco Power LLC | 55173 | Acadia Energy Center | Electric Utility | LA | ST13 | 225.4 | Natural Gas Fired Combined Cycle | NG | CA | 7 | 2002 |  |  | (OP) Operating
3265 | Cleco Power LLC | 55173 | Acadia Energy Center | Electric Utility | LA | ST26 | 242.6 | Natural Gas Fired Combined Cycle | NG | CA | 8 | 2002 |  |  | (OP) Operating
49791 | Eastman Cogeneration LP | 55176 | Eastman Cogeneration Facility | IPP CHP | TX | GEN1 | 146.2 | Natural Gas Fired Combined Cycle | NG | CT | 4 | 2001 |  |  | (OP) Operating |  |  | 0 |  |  | 0
49791 | Eastman Cogeneration LP | 55176 | Eastman Cogeneration Facility | IPP CHP | TX | GEN2 | 146.2 | Natural Gas Fired Combined Cycle | NG | CT | 7 | 2001 |  |  | (OP) Operating |  |  | 0 |  |  | 0
49791 | Eastman Cogeneration LP | 55176 | Eastman Cogeneration Facility | IPP CHP | TX | GEN3 | 109.8 | Natural Gas Fired Combined Cycle | NG | CA | 7 | 2001 |  |  | (OP) Operating |  |  | 0 |  |  | 0
50157 | South Point Energy Center LLC | 55177 | South Point Energy Center | IPP Non-CHP | AZ | A | 180 | Natural Gas Fired Combined Cycle | NG | CT | 3 | 2001 |  |  | (OP) Operating
50157 | South Point Energy Center LLC | 55177 | South Point Energy Center | IPP Non-CHP | AZ | B | 180 | Natural Gas Fired Combined Cycle | NG | CT | 3 | 2001 |  |  | (OP) Operating
50157 | South Point Energy Center LLC | 55177 | South Point Energy Center | IPP Non-CHP | AZ | ST1 | 190 | Natural Gas Fired Combined Cycle | NG | CA | 3 | 2001 |  |  | (OP) Operating
54915 | Dogwood Power Management, LLC | 55178 | Dogwood Energy Facility | IPP Non-CHP | MO | CT-1 | 180 | Natural Gas Fired Combined Cycle | NG | CT | 6 | 2001 |  |  | (OP) Operating
54915 | Dogwood Power Management, LLC | 55178 | Dogwood Energy Facility | IPP Non-CHP | MO | CT-2 | 176 | Natural Gas Fired Combined Cycle | NG | CT | 6 | 2001 |  |  | (OP) Operating
54915 | Dogwood Power Management, LLC | 55178 | Dogwood Energy Facility | IPP Non-CHP | MO | ST-1 | 260 | Natural Gas Fired Combined Cycle | NG | CA | 2 | 2002 |  |  | (OP) Operating
15708 | Rathdrum Operating Services Co., Inc. | 55179 | Rathdrum Power LLC | IPP Non-CHP | ID | CTG1 | 150 | Natural Gas Fired Combined Cycle | NG | CT | 9 | 2001 |  |  | (OP) Operating
15708 | Rathdrum Operating Services Co., Inc. | 55179 | Rathdrum Power LLC | IPP Non-CHP | ID | STG1 | 98 | Natural Gas Fired Combined Cycle | NG | CA | 9 | 2001 |  |  | (OP) Operating
18320 | Sunrise Power Co LLC | 55182 | Sunrise Power LLC | IPP Non-CHP | CA | STG | 245 | Natural Gas Fired Combined Cycle | NG | CA | 6 | 2003 |  |  | (OP) Operating
18320 | Sunrise Power Co LLC | 55182 | Sunrise Power LLC | IPP Non-CHP | CA | X718 | 150 | Natural Gas Fired Combined Cycle | NG | CT | 6 | 2001 |  |  | (OP) Operating
18320 | Sunrise Power Co LLC | 55182 | Sunrise Power LLC | IPP Non-CHP | CA | X719 | 150 | Natural Gas Fired Combined Cycle | NG | CT | 6 | 2001 |  |  | (OP) Operating
49893 | Invenergy Services LLC | 55183 | Nelson Energy Center | IPP Non-CHP | IL | CT1 | 155.7 | Natural Gas Fired Combined Cycle | NG | CT | 5 | 2015 |  |  | (OP) Operating
49893 | Invenergy Services LLC | 55183 | Nelson Energy Center | IPP Non-CHP | IL | CT2 | 155.7 | Natural Gas Fired Combined Cycle | NG | CT | 5 | 2015 |  |  | (OP) Operating
49893 | Invenergy Services LLC | 55183 | Nelson Energy Center | IPP Non-CHP | IL | ST1 | 129.6 | Natural Gas Fired Combined Cycle | NG | CA | 5 | 2015 |  |  | (OP) Operating
49893 | Invenergy Services LLC | 55183 | Nelson Energy Center | IPP Non-CHP | IL | ST2 | 129.6 | Natural Gas Fired Combined Cycle | NG | CA | 5 | 2015 |  |  | (OP) Operating
24536 | Aera Energy LLC-San Ardo | 55184 | Aera San Ardo Cogen Facility | Industrial CHP | CA | UN-A | 2.8 | Natural Gas Fired Combustion Turbine | NG | GT | 7 | 1989 |  |  | (OP) Operating
24536 | Aera Energy LLC-San Ardo | 55184 | Aera San Ardo Cogen Facility | Industrial CHP | CA | UN-B | 2.8 | Natural Gas Fired Combustion Turbine | NG | GT | 7 | 1989 |  |  | (OP) Operating
56380 | EIF Channelview Cogeneration LLC | 55187 | Channelview Cogeneration Plant | IPP CHP | TX | GT1 | 172 | Natural Gas Fired Combined Cycle | NG | CT | 6 | 2002 |  |  | (OP) Operating
56380 | EIF Channelview Cogeneration LLC | 55187 | Channelview Cogeneration Plant | IPP CHP | TX | GT2 | 172 | Natural Gas Fired Combined Cycle | NG | CT | 6 | 2002 |  |  | (OP) Operating
56380 | EIF Channelview Cogeneration LLC | 55187 | Channelview Cogeneration Plant | IPP CHP | TX | GT3 | 172 | Natural Gas Fired Combined Cycle | NG | CT | 6 | 2002 |  |  | (OP) Operating
56380 | EIF Channelview Cogeneration LLC | 55187 | Channelview Cogeneration Plant | IPP CHP | TX | GT4 | 172 | Natural Gas Fired Combined Cycle | NG | CT | 8 | 2001 |  |  | (OP) Operating
56380 | EIF Channelview Cogeneration LLC | 55187 | Channelview Cogeneration Plant | IPP CHP | TX | ST1 | 145 | Natural Gas Fired Combined Cycle | NG | CA | 6 | 2002 |  |  | (OP) Operating
4210 | Cordova Energy Co LLC | 55188 | Cordova Energy | IPP Non-CHP | IL | PT11 | 165 | Natural Gas Fired Combined Cycle | NG | CT | 6 | 2001 |  |  | (OP) Operating
4210 | Cordova Energy Co LLC | 55188 | Cordova Energy | IPP Non-CHP | IL | PT21 | 165 | Natural Gas Fired Combined Cycle | NG | CT | 6 | 2001 |  |  | (OP) Operating
4210 | Cordova Energy Co LLC | 55188 | Cordova Energy | IPP Non-CHP | IL | PT31 | 191.2 | Natural Gas Fired Combined Cycle | NG | CA | 6 | 2001 |  |  | (OP) Operating
50096 | NRG Florida LP | 55192 | Osceola (FL) | IPP Non-CHP | FL | CTG1 | 157 | Natural Gas Fired Combustion Turbine | NG | GT | 12 | 2001 |  |  | (OS) Out of service and NOT expected to return to service in next calendar year
50096 | NRG Florida LP | 55192 | Osceola (FL) | IPP Non-CHP | FL | CTG2 | 157 | Natural Gas Fired Combustion Turbine | NG | GT | 12 | 2001 |  |  | (OS) Out of service and NOT expected to return to service in next calendar year
50096 | NRG Florida LP | 55192 | Osceola (FL) | IPP Non-CHP | FL | CTG3 | 157 | Natural Gas Fired Combustion Turbine | NG | GT | 6 | 2002 |  |  | (OS) Out of service and NOT expected to return to service in next calendar year
55649 | Ontelaunee Energy Center | 55193 | Ontelaunee Energy Center | IPP Non-CHP | PA | CTG1 | 174 | Natural Gas Fired Combined Cycle | NG | CT | 5 | 2002 |  |  | (OP) Operating
55649 | Ontelaunee Energy Center | 55193 | Ontelaunee Energy Center | IPP Non-CHP | PA | CTG2 | 174 | Natural Gas Fired Combined Cycle | NG | CT | 5 | 2002 |  |  | (OP) Operating
55649 | Ontelaunee Energy Center | 55193 | Ontelaunee Energy Center | IPP Non-CHP | PA | STG | 178 | Natural Gas Fired Combined Cycle | NG | CA | 5 | 2002 |  |  | (OP) Operating
23279 | Allegheny Energy Supply Co LLC | 55196 | FirstEnergy Allegheny Energy Units 1 & 2 | IPP Non-CHP | PA | UNT1 | 44 | Natural Gas Fired Combustion Turbine | NG | GT | 12 | 1999 |  |  | (OP) Operating
23279 | Allegheny Energy Supply Co LLC | 55196 | FirstEnergy Allegheny Energy Units 1 & 2 | IPP Non-CHP | PA | UNT2 | 44 | Natural Gas Fired Combustion Turbine | NG | GT | 12 | 1999 |  |  | (OP) Operating
18642 | Tennessee Valley Authority | 55197 | Caledonia | Electric Utility | MS | CTG1 | 157 | Natural Gas Fired Combined Cycle | NG | CT | 6 | 2003 |  |  | (OP) Operating
18642 | Tennessee Valley Authority | 55197 | Caledonia | Electric Utility | MS | CTG2 | 157 | Natural Gas Fired Combined Cycle | NG | CT | 6 | 2003 |  |  | (OP) Operating
18642 | Tennessee Valley Authority | 55197 | Caledonia | Electric Utility | MS | CTG3 | 157 | Natural Gas Fired Combined Cycle | NG | CT | 6 | 2003 |  |  | (OP) Operating
18642 | Tennessee Valley Authority | 55197 | Caledonia | Electric Utility | MS | STG1 | 98 | Natural Gas Fired Combined Cycle | NG | CA | 6 | 2003 |  |  | (OP) Operating
18642 | Tennessee Valley Authority | 55197 | Caledonia | Electric Utility | MS | STG2 | 98 | Natural Gas Fired Combined Cycle | NG | CA | 6 | 2003 |  |  | (OP) Operating
18642 | Tennessee Valley Authority | 55197 | Caledonia | Electric Utility | MS | STG3 | 98 | Natural Gas Fired Combined Cycle | NG | CA | 6 | 2003 |  |  | (OP) Operating
16124 | Riverside Generating Co LLC | 55198 | Riverside Generating LLC | IPP Non-CHP | KY | GTG1 | 165 | Natural Gas Fired Combustion Turbine | NG | GT | 7 | 2001 |  |  | (OP) Operating
16124 | Riverside Generating Co LLC | 55198 | Riverside Generating LLC | IPP Non-CHP | KY | GTG2 | 165 | Natural Gas Fired Combustion Turbine | NG | GT | 7 | 2001 |  |  | (OP) Operating
16124 | Riverside Generating Co LLC | 55198 | Riverside Generating LLC | IPP Non-CHP | KY | GTG3 | 165 | Natural Gas Fired Combustion Turbine | NG | GT | 7 | 2001 |  |  | (OP) Operating
16124 | Riverside Generating Co LLC | 55198 | Riverside Generating LLC | IPP Non-CHP | KY | GTG4 | 165 | Natural Gas Fired Combustion Turbine | NG | GT | 6 | 2002 |  |  | (OP) Operating
16124 | Riverside Generating Co LLC | 55198 | Riverside Generating LLC | IPP Non-CHP | KY | GTG5 | 165 | Natural Gas Fired Combustion Turbine | NG | GT | 6 | 2002 |  |  | (OP) Operating
5259 | Elwood Energy LLC | 55199 | Elwood Energy LLC | IPP Non-CHP | IL | GT1 | 150 | Natural Gas Fired Combustion Turbine | NG | GT | 7 | 1999 |  |  | (OP) Operating
5259 | Elwood Energy LLC | 55199 | Elwood Energy LLC | IPP Non-CHP | IL | GT2 | 150 | Natural Gas Fired Combustion Turbine | NG | GT | 7 | 1999 |  |  | (OP) Operating
5259 | Elwood Energy LLC | 55199 | Elwood Energy LLC | IPP Non-CHP | IL | GT3 | 150 | Natural Gas Fired Combustion Turbine | NG | GT | 7 | 1999 |  |  | (OP) Operating
5259 | Elwood Energy LLC | 55199 | Elwood Energy LLC | IPP Non-CHP | IL | GT4 | 150 | Natural Gas Fired Combustion Turbine | NG | GT | 7 | 1999 |  |  | (OP) Operating
5259 | Elwood Energy LLC | 55199 | Elwood Energy LLC | IPP Non-CHP | IL | GT5 | 150 | Natural Gas Fired Combustion Turbine | NG | GT | 7 | 2001 |  |  | (OP) Operating
5259 | Elwood Energy LLC | 55199 | Elwood Energy LLC | IPP Non-CHP | IL | GT6 | 150 | Natural Gas Fired Combustion Turbine | NG | GT | 7 | 2001 |  |  | (OP) Operating
5259 | Elwood Energy LLC | 55199 | Elwood Energy LLC | IPP Non-CHP | IL | GT7 | 150 | Natural Gas Fired Combustion Turbine | NG | GT | 8 | 2001 |  |  | (OP) Operating
5259 | Elwood Energy LLC | 55199 | Elwood Energy LLC | IPP Non-CHP | IL | GT8 | 150 | Natural Gas Fired Combustion Turbine | NG | GT | 8 | 2001 |  |  | (OP) Operating
5259 | Elwood Energy LLC | 55199 | Elwood Energy LLC | IPP Non-CHP | IL | GT9 | 150 | Natural Gas Fired Combustion Turbine | NG | GT | 7 | 2001 |  |  | (OP) Operating
58517 | SWG Arapahoe, LLC | 55200 | Arapahoe Combustion Turbine Project | IPP Non-CHP | CO | UN5 | 39 | Natural Gas Fired Combined Cycle | NG | CT | 5 | 2000 |  |  | (OP) Operating
58517 | SWG Arapahoe, LLC | 55200 | Arapahoe Combustion Turbine Project | IPP Non-CHP | CO | UN6 | 39 | Natural Gas Fired Combined Cycle | NG | CT | 5 | 2000 |  |  | (OP) Operating
58517 | SWG Arapahoe, LLC | 55200 | Arapahoe Combustion Turbine Project | IPP Non-CHP | CO | UN7 | 44.5 | Natural Gas Fired Combined Cycle | NG | CA | 10 | 2002 |  |  | (OP) Operating
59371 | Mainline Generation LLC | 55201 | Gibson City Energy Center LLC | IPP Non-CHP | IL | 1 | 114 | Natural Gas Fired Combustion Turbine | NG | GT | 6 | 2000 |  |  | (OP) Operating
59371 | Mainline Generation LLC | 55201 | Gibson City Energy Center LLC | IPP Non-CHP | IL | 2 | 114 | Natural Gas Fired Combustion Turbine | NG | GT | 7 | 2000 |  |  | (OP) Operating
19436 | Union Electric Co - (MO) | 55202 | Pinckneyville | Electric Utility | IL | 1 | 44 | Natural Gas Fired Combustion Turbine | NG | GT | 6 | 2000 |  |  | (OP) Operating
19436 | Union Electric Co - (MO) | 55202 | Pinckneyville | Electric Utility | IL | 2 | 44 | Natural Gas Fired Combustion Turbine | NG | GT | 6 | 2000 |  |  | (OP) Operating
19436 | Union Electric Co - (MO) | 55202 | Pinckneyville | Electric Utility | IL | 3 | 44 | Natural Gas Fired Combustion Turbine | NG | GT | 6 | 2000 |  |  | (OP) Operating
19436 | Union Electric Co - (MO) | 55202 | Pinckneyville | Electric Utility | IL | 4 | 44 | Natural Gas Fired Combustion Turbine | NG | GT | 6 | 2000 |  |  | (OP) Operating
19436 | Union Electric Co - (MO) | 55202 | Pinckneyville | Electric Utility | IL | 5 | 35 | Natural Gas Fired Combustion Turbine | NG | GT | 6 | 2001 |  |  | (OP) Operating
19436 | Union Electric Co - (MO) | 55202 | Pinckneyville | Electric Utility | IL | 6 | 35 | Natural Gas Fired Combustion Turbine | NG | GT | 6 | 2001 |  |  | (OP) Operating
19436 | Union Electric Co - (MO) | 55202 | Pinckneyville | Electric Utility | IL | 7 | 35 | Natural Gas Fired Combustion Turbine | NG | GT | 6 | 2001 |  |  | (OP) Operating
19436 | Union Electric Co - (MO) | 55202 | Pinckneyville | Electric Utility | IL | 8 | 35 | Natural Gas Fired Combustion Turbine | NG | GT | 7 | 2001 |  |  | (OP) Operating
15222 | Ponnequin Acquisitions, LLC | 55203 | Ponnequin Phase 1 | IPP Non-CHP | CO | EXIS | 5.2 | Onshore Wind Turbine | WND | WT | 3 | 1998 |  |  | (OP) Operating
19436 | Union Electric Co - (MO) | 55204 | Kinmundy | Electric Utility | IL | 1 | 103 | Natural Gas Fired Combustion Turbine | NG | GT | 4 | 2001 |  |  | (OP) Operating
19436 | Union Electric Co - (MO) | 55204 | Kinmundy | Electric Utility | IL | 2 | 103 | Natural Gas Fired Combustion Turbine | NG | GT | 5 | 2001 |  |  | (OP) Operating
4383 | Corpus Christi Cogeneration LLC | 55206 | Corpus Christi Energy Center | IPP CHP | TX | CT1 | 152 | Natural Gas Fired Combined Cycle | NG | CT | 10 | 2002 |  |  | (OP) Operating
4383 | Corpus Christi Cogeneration LLC | 55206 | Corpus Christi Energy Center | IPP CHP | TX | CT2 | 152 | Natural Gas Fired Combined Cycle | NG | CT | 10 | 2002 |  |  | (OP) Operating
4383 | Corpus Christi Cogeneration LLC | 55206 | Corpus Christi Energy Center | IPP CHP | TX | ST1 | 165 | Natural Gas Fired Combined Cycle | NG | CA | 10 | 2002 |  |  | (OP) Operating
1415 | SWG Colorado LLC | 55207 | Valmont Combustion Turbine Project | IPP Non-CHP | CO | UN7 | 39.9 | Natural Gas Fired Combustion Turbine | NG | GT | 5 | 2000 |  |  | (OP) Operating
1415 | SWG Colorado LLC | 55207 | Valmont Combustion Turbine Project | IPP Non-CHP | CO | UN8 | 39.9 | Natural Gas Fired Combustion Turbine | NG | GT | 5 | 2001 |  |  | (OP) Operating
59496 | Allete Clean Energy | 55208 | Lake Benton I | IPP Non-CHP | MN | EXIS | 107.2 | Onshore Wind Turbine | WND | WT | 2 | 1998 |  |  | (OP) Operating
15473 | Public Service Co of NM | 55210 | Afton Generating Station | Electric Utility | NM | 0001 | 141 | Natural Gas Fired Combined Cycle | NG | CT | 11 | 2002 |  |  | (OP) Operating
15473 | Public Service Co of NM | 55210 | Afton Generating Station | Electric Utility | NM | 0002 | 94.6 | Natural Gas Fired Combined Cycle | NG | CA | 10 | 2007 |  |  | (OP) Operating
641 | ANP Bellingham Energy Company LLC | 55211 | ANP Bellingham Energy Project | IPP Non-CHP | MA | U1 | 228.9 | Natural Gas Fired Combined Cycle | NG | CS | 11 | 2002 |  |  | (OP) Operating
641 | ANP Bellingham Energy Company LLC | 55211 | ANP Bellingham Energy Project | IPP Non-CHP | MA | U2 | 242.8 | Natural Gas Fired Combined Cycle | NG | CS | 12 | 2002 |  |  | (OP) Operating
656 | ANP Blackstone Energy Company LLC | 55212 | ANP Blackstone Energy Project | IPP Non-CHP | MA | U1 | 239.1 | Natural Gas Fired Combined Cycle | NG | CS | 6 | 2001 |  |  | (OP) Operating
656 | ANP Blackstone Energy Company LLC | 55212 | ANP Blackstone Energy Project | IPP Non-CHP | MA | U2 | 234.1 | Natural Gas Fired Combined Cycle | NG | CS | 7 | 2001 |  |  | (OP) Operating
14298 | Odessa-Ector Power Partners LP | 55215 | Odessa Ector Generating Station | IPP Non-CHP | TX | CTG1 | 153.9 | Natural Gas Fired Combined Cycle | NG | CT | 7 | 2001 |  |  | (OP) Operating
14298 | Odessa-Ector Power Partners LP | 55215 | Odessa Ector Generating Station | IPP Non-CHP | TX | CTG2 | 145.2 | Natural Gas Fired Combined Cycle | NG | CT | 7 | 2001 |  |  | (OP) Operating
14298 | Odessa-Ector Power Partners LP | 55215 | Odessa Ector Generating Station | IPP Non-CHP | TX | CTG3 | 138 | Natural Gas Fired Combined Cycle | NG | CT | 8 | 2001 |  |  | (OP) Operating
14298 | Odessa-Ector Power Partners LP | 55215 | Odessa Ector Generating Station | IPP Non-CHP | TX | CTG4 | 146.7 | Natural Gas Fired Combined Cycle | NG | CT | 8 | 2001 |  |  | (OP) Operating
14298 | Odessa-Ector Power Partners LP | 55215 | Odessa Ector Generating Station | IPP Non-CHP | TX | STG1 | 208.5 | Natural Gas Fired Combined Cycle | NG | CA | 7 | 2001 |  |  | (OP) Operating
14298 | Odessa-Ector Power Partners LP | 55215 | Odessa Ector Generating Station | IPP Non-CHP | TX | STG2 | 207.2 | Natural Gas Fired Combined Cycle | NG | CA | 8 | 2001 |  |  | (OP) Operating
54755 | Morris Cogeneration LLC | 55216 | Morris Cogeneration LLC | IPP CHP | IL | STG1 | 62 | Natural Gas Fired Combined Cycle | NG | CA | 6 | 2000 |  |  | (OP) Operating | [5 empty] | 0
54755 | Morris Cogeneration LLC | 55216 | Morris Cogeneration LLC | IPP CHP | IL | UNT1 | 40.6 | Natural Gas Fired Combined Cycle | NG | CT | 11 | 1998 |  |  | (OP) Operating
54755 | Morris Cogeneration LLC | 55216 | Morris Cogeneration LLC | IPP CHP | IL | UNT2 | 40.6 | Natural Gas Fired Combined Cycle | NG | CT | 11 | 1998 |  |  | (OP) Operating
54755 | Morris Cogeneration LLC | 55216 | Morris Cogeneration LLC | IPP CHP | IL | UNT3 | 40.6 | Natural Gas Fired Combined Cycle | NG | CT | 11 | 1998 |  |  | (OP) Operating
2843 | Los Medanos Energy Center LLC | 55217 | Los Medanos Energy Center | IPP CHP | CA | CTG1 | 165 | Natural Gas Fired Combined Cycle | NG | CT | 8 | 2001 |  |  | (OP) Operating
2843 | Los Medanos Energy Center LLC | 55217 | Los Medanos Energy Center | IPP CHP | CA | CTG2 | 165 | Natural Gas Fired Combined Cycle | NG | CT | 8 | 2001 |  |  | (OP) Operating
2843 | Los Medanos Energy Center LLC | 55217 | Los Medanos Energy Center | IPP CHP | CA | STG3 | 237 | Natural Gas Fired Combined Cycle | NG | CA | 8 | 2001 |  |  | (OP) Operating
12685 | Entergy Mississippi Inc | 55218 | Hinds Energy Facility | Electric Utility | MS | H01 | 143.7 | Natural Gas Fired Combined Cycle | NG | CT | 5 | 2001 |  |  | (OP) Operating
12685 | Entergy Mississippi Inc | 55218 | Hinds Energy Facility | Electric Utility | MS | H02 | 144.3 | Natural Gas Fired Combined Cycle | NG | CT | 5 | 2001 |  |  | (OP) Operating
12685 | Entergy Mississippi Inc | 55218 | Hinds Energy Facility | Electric Utility | MS | H03 | 158.3 | All Other | WH | CA | 5 | 2001 |  |  | (OP) Operating
12685 | Entergy Mississippi Inc | 55220 | Attala | Electric Utility | MS | A01 | 150.7 | Natural Gas Fired Combined Cycle | NG | CT | 3 | 2001 |  |  | (OP) Operating
12685 | Entergy Mississippi Inc | 55220 | Attala | Electric Utility | MS | A02 | 149.3 | Natural Gas Fired Combined Cycle | NG | CT | 3 | 2001 |  |  | (OP) Operating
12685 | Entergy Mississippi Inc | 55220 | Attala | Electric Utility | MS | A03 | 157.3 | Natural Gas Fired Combined Cycle | NG | CA | 3 | 2001 |  |  | (OP) Operating
807 | Arkansas Electric Coop Corp | 55221 | Harry L. Oswald | Electric Utility | AR | G1 | 47 | Natural Gas Fired Combined Cycle | NG | CT | 7 | 2002 |  |  | (OP) Operating
807 | Arkansas Electric Coop Corp | 55221 | Harry L. Oswald | Electric Utility | AR | G2 | 47 | Natural Gas Fired Combined Cycle | NG | CT | 7 | 2002 |  |  | (OP) Operating
807 | Arkansas Electric Coop Corp | 55221 | Harry L. Oswald | Electric Utility | AR | G3 | 47 | Natural Gas Fired Combined Cycle | NG | CT | 7 | 2002 |  |  | (OP) Operating
807 | Arkansas Electric Coop Corp | 55221 | Harry L. Oswald | Electric Utility | AR | G4 | 47 | Natural Gas Fired Combined Cycle | NG | CT | 7 | 2002 |  |  | (OP) Operating
807 | Arkansas Electric Coop Corp | 55221 | Harry L. Oswald | Electric Utility | AR | G5 | 47 | Natural Gas Fired Combined Cycle | NG | CT | 7 | 2002 |  |  | (OP) Operating
807 | Arkansas Electric Coop Corp | 55221 | Harry L. Oswald | Electric Utility | AR | G6 | 47 | Natural Gas Fired Combined Cycle | NG | CT | 7 | 2002 |  |  | (OP) Operating
807 | Arkansas Electric Coop Corp | 55221 | Harry L. Oswald | Electric Utility | AR | G7 | 76 | Natural Gas Fired Combined Cycle | NG | CT | 7 | 2002 |  |  | (OP) Operating
807 | Arkansas Electric Coop Corp | 55221 | Harry L. Oswald | Electric Utility | AR | G8 | 95 | Natural Gas Fired Combined Cycle | NG | CA | 7 | 2002 |  |  | (OP) Operating
807 | Arkansas Electric Coop Corp | 55221 | Harry L. Oswald | Electric Utility | AR | G9 | 95 | Natural Gas Fired Combined Cycle | NG | CA | 7 | 2002 |  |  | (OP) Operating
50094 | Lincoln Generating Facility LLC | 55222 | Lincoln Generating Facility | IPP Non-CHP | IL | CTG1 | 77.5 | Natural Gas Fired Combustion Turbine | NG | GT | 6 | 2000 |  |  | (OP) Operating
50094 | Lincoln Generating Facility LLC | 55222 | Lincoln Generating Facility | IPP Non-CHP | IL | CTG2 | 77.8 | Natural Gas Fired Combustion Turbine | NG | GT | 6 | 2000 |  |  | (OP) Operating
50094 | Lincoln Generating Facility LLC | 55222 | Lincoln Generating Facility | IPP Non-CHP | IL | CTG3 | 78 | Natural Gas Fired Combustion Turbine | NG | GT | 6 | 2000 |  |  | (OP) Operating
50094 | Lincoln Generating Facility LLC | 55222 | Lincoln Generating Facility | IPP Non-CHP | IL | CTG4 | 78 | Natural Gas Fired Combustion Turbine | NG | GT | 6 | 2000 |  |  | (OP) Operating
50094 | Lincoln Generating Facility LLC | 55222 | Lincoln Generating Facility | IPP Non-CHP | IL | CTG5 | 77.5 | Natural Gas Fired Combustion Turbine | NG | GT | 6 | 2000 |  |  | (OP) Operating
50094 | Lincoln Generating Facility LLC | 55222 | Lincoln Generating Facility | IPP Non-CHP | IL | CTG6 | 77.3 | Natural Gas Fired Combustion Turbine | NG | GT | 6 | 2000 |  |  | (OP) Operating
50094 | Lincoln Generating Facility LLC | 55222 | Lincoln Generating Facility | IPP Non-CHP | IL | CTG7 | 78.2 | Natural Gas Fired Combustion Turbine | NG | GT | 6 | 2000 |  |  | (OP) Operating
50094 | Lincoln Generating Facility LLC | 55222 | Lincoln Generating Facility | IPP Non-CHP | IL | CTG8 | 78.6 | Natural Gas Fired Combustion Turbine | NG | GT | 6 | 2000 |  |  | (OP) Operating
5761 | Ennis Power Company LLC | 55223 | Ennis Power Company LLC | IPP Non-CHP | TX | GT1 | 245.1 | Natural Gas Fired Combined Cycle | NG | CT | 5 | 2002 |  |  | (OP) Operating
5761 | Ennis Power Company LLC | 55223 | Ennis Power Company LLC | IPP Non-CHP | TX | ST1 | 114.4 | Natural Gas Fired Combined Cycle | NG | CA | 5 | 2002 |  |  | (OP) Operating
15470 | Duke Energy Indiana Inc | 55224 | Wheatland Generating Facility | Electric Utility | IN | CTG1 | 115 | Natural Gas Fired Combustion Turbine | NG | GT | 6 | 2000 |  |  | (OP) Operating
15470 | Duke Energy Indiana Inc | 55224 | Wheatland Generating Facility | Electric Utility | IN | CTG2 | 115 | Natural Gas Fired Combustion Turbine | NG | GT | 6 | 2000 |  |  | (OP) Operating
15470 | Duke Energy Indiana Inc | 55224 | Wheatland Generating Facility | Electric Utility | IN | CTG3 | 115 | Natural Gas Fired Combustion Turbine | NG | GT | 6 | 2000 |  |  | (OP) Operating
15470 | Duke Energy Indiana Inc | 55224 | Wheatland Generating Facility | Electric Utility | IN | CTG4 | 115 | Natural Gas Fired Combustion Turbine | NG | GT | 6 | 2000 |  |  | (OP) Operating
2897 | Oneta Power LLC | 55225 | Oneta Energy Center | IPP Non-CHP | OK | CTG1 | 149.3 | Natural Gas Fired Combined Cycle | NG | CT | 7 | 2002 |  |  | (OP) Operating
2897 | Oneta Power LLC | 55225 | Oneta Energy Center | IPP Non-CHP | OK | CTG2 | 149.3 | Natural Gas Fired Combined Cycle | NG | CT | 7 | 2002 |  |  | (OP) Operating
2897 | Oneta Power LLC | 55225 | Oneta Energy Center | IPP Non-CHP | OK | CTG3 | 149.3 | Natural Gas Fired Combined Cycle | NG | CT | 6 | 2003 |  |  | (OP) Operating
2897 | Oneta Power LLC | 55225 | Oneta Energy Center | IPP Non-CHP | OK | CTG4 | 149.3 | Natural Gas Fired Combined Cycle | NG | CT | 6 | 2003 |  |  | (OP) Operating
2897 | Oneta Power LLC | 55225 | Oneta Energy Center | IPP Non-CHP | OK | STG1 | 244.6 | Natural Gas Fired Combined Cycle | NG | CA | 7 | 2002 |  |  | (OP) Operating
2897 | Oneta Power LLC | 55225 | Oneta Energy Center | IPP Non-CHP | OK | STG2 | 244.6 | Natural Gas Fired Combined Cycle | NG | CA | 6 | 2003 |  |  | (OP) Operating
6763 | Freestone Power Generation LLC | 55226 | Freestone Energy Center | IPP Non-CHP | TX | GT1 | 153 | Natural Gas Fired Combined Cycle | NG | CT | 6 | 2002 |  |  | (OP) Operating
6763 | Freestone Power Generation LLC | 55226 | Freestone Energy Center | IPP Non-CHP | TX | GT2 | 153 | Natural Gas Fired Combined Cycle | NG | CT | 6 | 2002 |  |  | (OP) Operating
6763 | Freestone Power Generation LLC | 55226 | Freestone Energy Center | IPP Non-CHP | TX | GT3 | 149 | Natural Gas Fired Combined Cycle | NG | CT | 7 | 2002 |  |  | (OP) Operating
6763 | Freestone Power Generation LLC | 55226 | Freestone Energy Center | IPP Non-CHP | TX | GT4 | 149 | Natural Gas Fired Combined Cycle | NG | CT | 7 | 2002 |  |  | (OP) Operating
6763 | Freestone Power Generation LLC | 55226 | Freestone Energy Center | IPP Non-CHP | TX | ST3 | 177 | Natural Gas Fired Combined Cycle | NG | CA | 6 | 2002 |  |  | (OP) Operating
6763 | Freestone Power Generation LLC | 55226 | Freestone Energy Center | IPP Non-CHP | TX | ST6 | 172 | Natural Gas Fired Combined Cycle | NG | CA | 7 | 2002 |  |  | (OP) Operating
7004 | Buckeye Power, Inc | 55228 | Greenville Electric Generating Station | Electric Utility | OH | GT1 | 49 | Natural Gas Fired Combustion Turbine | NG | GT | 6 | 2000 |  |  | (OP) Operating
7004 | Buckeye Power, Inc | 55228 | Greenville Electric Generating Station | Electric Utility | OH | GT2 | 49 | Natural Gas Fired Combustion Turbine | NG | GT | 6 | 2000 |  |  | (OP) Operating
7004 | Buckeye Power, Inc | 55228 | Greenville Electric Generating Station | Electric Utility | OH | GT3 | 49 | Natural Gas Fired Combustion Turbine | NG | GT | 6 | 2000 |  |  | (OP) Operating
7004 | Buckeye Power, Inc | 55228 | Greenville Electric Generating Station | Electric Utility | OH | GT4 | 49 | Natural Gas Fired Combustion Turbine | NG | GT | 6 | 2000 |  |  | (OP) Operating
5302 | DPL Energy LLC | 55229 | Montpelier Electric Generating Station | IPP Non-CHP | IN | GT1 | 45 | Natural Gas Fired Combustion Turbine | NG | GT | 6 | 2001 |  |  | (OP) Operating
5302 | DPL Energy LLC | 55229 | Montpelier Electric Generating Station | IPP Non-CHP | IN | GT2 | 45 | Natural Gas Fired Combustion Turbine | NG | GT | 6 | 2001 |  |  | (OP) Operating
5302 | DPL Energy LLC | 55229 | Montpelier Electric Generating Station | IPP Non-CHP | IN | GT3 | 45 | Natural Gas Fired Combustion Turbine | NG | GT | 6 | 2001 |  |  | (OP) Operating
5302 | DPL Energy LLC | 55229 | Montpelier Electric Generating Station | IPP Non-CHP | IN | GT4 | 45 | Natural Gas Fired Combustion Turbine | NG | GT | 6 | 2001 |  |  | (OP) Operating
2172 | Brazos Electric Power Coop Inc | 55230 | Jack County | Electric Utility | TX | CT1 | 165 | Natural Gas Fired Combined Cycle | NG | CT | 2 | 2006 |  |  | (OP) Operating
2172 | Brazos Electric Power Coop Inc | 55230 | Jack County | Electric Utility | TX | CT2 | 165 | Natural Gas Fired Combined Cycle | NG | CT | 2 | 2006 |  |  | (OP) Operating
2172 | Brazos Electric Power Coop Inc | 55230 | Jack County | Electric Utility | TX | CT3 | 165 | Natural Gas Fired Combined Cycle | NG | CT | 3 | 2011 |  |  | (OP) Operating
2172 | Brazos Electric Power Coop Inc | 55230 | Jack County | Electric Utility | TX | CT4 | 165 | Natural Gas Fired Combined Cycle | NG | CT | 3 | 2011 |  |  | (OP) Operating
2172 | Brazos Electric Power Coop Inc | 55230 | Jack County | Electric Utility | TX | ST1 | 290.5 | Natural Gas Fired Combined Cycle | NG | CA | 2 | 2006 |  |  | (OP) Operating
2172 | Brazos Electric Power Coop Inc | 55230 | Jack County | Electric Utility | TX | ST2 | 290.5 | Natural Gas Fired Combined Cycle | NG | CA | 3 | 2011 |  |  | (OP) Operating
27031 | Liberty Electric Power LLC | 55231 | Liberty Electric Power Plant | IPP Non-CHP | PA | GTG1 | 158.6 | Natural Gas Fired Combined Cycle | NG | CT | 5 | 2002 |  |  | (OP) Operating
27031 | Liberty Electric Power LLC | 55231 | Liberty Electric Power Plant | IPP Non-CHP | PA | GTG2 | 158.6 | Natural Gas Fired Combined Cycle | NG | CT | 5 | 2002 |  |  | (OP) Operating
27031 | Liberty Electric Power LLC | 55231 | Liberty Electric Power Plant | IPP Non-CHP | PA | STG | 223.8 | Natural Gas Fired Combined Cycle | NG | CA | 5 | 2002 |  |  | (OP) Operating
18642 | Tennessee Valley Authority | 55232 | Marshall Energy Facility | Electric Utility | KY | CT1 | 72.7 | Natural Gas Fired Combustion Turbine | NG | GT | 6 | 2002 |  |  | (OP) Operating
18642 | Tennessee Valley Authority | 55232 | Marshall Energy Facility | Electric Utility | KY | CT2 | 72.7 | Natural Gas Fired Combustion Turbine | NG | GT | 6 | 2002 |  |  | (OP) Operating
18642 | Tennessee Valley Authority | 55232 | Marshall Energy Facility | Electric Utility | KY | CT3 | 72.7 | Natural Gas Fired Combustion Turbine | NG | GT | 6 | 2002 |  |  | (OP) Operating
18642 | Tennessee Valley Authority | 55232 | Marshall Energy Facility | Electric Utility | KY | CT4 | 72.7 | Natural Gas Fired Combustion Turbine | NG | GT | 6 | 2002 |  |  | (SB) Standby/Backup: available for service but not normally used
18642 | Tennessee Valley Authority | 55232 | Marshall Energy Facility | Electric Utility | KY | CT5 | 72.7 | Natural Gas Fired Combustion Turbine | NG | GT | 6 | 2002 |  |  | (SB) Standby/Backup: available for service but not normally used
18642 | Tennessee Valley Authority | 55232 | Marshall Energy Facility | Electric Utility | KY | CT6 | 72.7 | Natural Gas Fired Combustion Turbine | NG | GT | 8 | 2002 |  |  | (SB) Standby/Backup: available for service but not normally used
18642 | Tennessee Valley Authority | 55232 | Marshall Energy Facility | Electric Utility | KY | CT7 | 72.7 | Natural Gas Fired Combustion Turbine | NG | GT | 8 | 2002 |  |  | (SB) Standby/Backup: available for service but not normally used
18642 | Tennessee Valley Authority | 55232 | Marshall Energy Facility | Electric Utility | KY | CT8 | 72.7 | Natural Gas Fired Combustion Turbine | NG | GT | 8 | 2002 |  |  | (SB) Standby/Backup: available for service but not normally used
8027 | Handsome Lake Energy LLC | 55233 | Handsome Lake Energy LLC | IPP Non-CHP | PA | GT01 | 53.5 | Natural Gas Fired Combustion Turbine | NG | GT | 8 | 2001 |  |  | (OP) Operating
8027 | Handsome Lake Energy LLC | 55233 | Handsome Lake Energy LLC | IPP Non-CHP | PA | GT02 | 53.5 | Natural Gas Fired Combustion Turbine | NG | GT | 8 | 2001 |  |  | (OP) Operating
8027 | Handsome Lake Energy LLC | 55233 | Handsome Lake Energy LLC | IPP Non-CHP | PA | GT03 | 53.5 | Natural Gas Fired Combustion Turbine | NG | GT | 7 | 2001 |  |  | (OP) Operating
8027 | Handsome Lake Energy LLC | 55233 | Handsome Lake Energy LLC | IPP Non-CHP | PA | GT04 | 53.5 | Natural Gas Fired Combustion Turbine | NG | GT | 7 | 2001 |  |  | (OP) Operating
8027 | Handsome Lake Energy LLC | 55233 | Handsome Lake Energy LLC | IPP Non-CHP | PA | GT05 | 53.5 | Natural Gas Fired Combustion Turbine | NG | GT | 7 | 2001 |  |  | (OP) Operating
19436 | Union Electric Co - (MO) | 55234 | Audrain Generating Station | Electric Utility | MO | GT1 | 75 | Natural Gas Fired Combustion Turbine | NG | GT | 2 | 2001 |  |  | (OP) Operating
19436 | Union Electric Co - (MO) | 55234 | Audrain Generating Station | Electric Utility | MO | GT2 | 75 | Natural Gas Fired Combustion Turbine | NG | GT | 2 | 2001 |  |  | (OP) Operating
19436 | Union Electric Co - (MO) | 55234 | Audrain Generating Station | Electric Utility | MO | GT3 | 75 | Natural Gas Fired Combustion Turbine | NG | GT | 2 | 2001 |  |  | (OP) Operating
19436 | Union Electric Co - (MO) | 55234 | Audrain Generating Station | Electric Utility | MO | GT4 | 75 | Natural Gas Fired Combustion Turbine | NG | GT | 2 | 2001 |  |  | (OP) Operating
19436 | Union Electric Co - (MO) | 55234 | Audrain Generating Station | Electric Utility | MO | GT5 | 75 | Natural Gas Fired Combustion Turbine | NG | GT | 3 | 2001 |  |  | (OP) Operating
19436 | Union Electric Co - (MO) | 55234 | Audrain Generating Station | Electric Utility | MO | GT6 | 75 | Natural Gas Fired Combustion Turbine | NG | GT | 4 | 2001 |  |  | (OP) Operating
19436 | Union Electric Co - (MO) | 55234 | Audrain Generating Station | Electric Utility | MO | GT7 | 75 | Natural Gas Fired Combustion Turbine | NG | GT | 4 | 2001 |  |  | (OP) Operating
19436 | Union Electric Co - (MO) | 55234 | Audrain Generating Station | Electric Utility | MO | GT8 | 75 | Natural Gas Fired Combustion Turbine | NG | GT | 4 | 2001 |  |  | (OP) Operating
57393 | Duke Energy Commercial Asset Management | 55236 | Lee Energy Facility | IPP Non-CHP | IL | CT1 | 71 | Natural Gas Fired Combustion Turbine | NG | GT | 6 | 2001 |  |  | (OP) Operating
57393 | Duke Energy Commercial Asset Management | 55236 | Lee Energy Facility | IPP Non-CHP | IL | CT2 | 71 | Natural Gas Fired Combustion Turbine | NG | GT | 6 | 2001 |  |  | (OP) Operating
57393 | Duke Energy Commercial Asset Management | 55236 | Lee Energy Facility | IPP Non-CHP | IL | CT3 | 71 | Natural Gas Fired Combustion Turbine | NG | GT | 6 | 2001 |  |  | (OP) Operating
57393 | Duke Energy Commercial Asset Management | 55236 | Lee Energy Facility | IPP Non-CHP | IL | CT4 | 71 | Natural Gas Fired Combustion Turbine | NG | GT | 6 | 2001 |  |  | (OP) Operating
57393 | Duke Energy Commercial Asset Management | 55236 | Lee Energy Facility | IPP Non-CHP | IL | CT5 | 71 | Natural Gas Fired Combustion Turbine | NG | GT | 5 | 2001 |  |  | (OP) Operating
57393 | Duke Energy Commercial Asset Management | 55236 | Lee Energy Facility | IPP Non-CHP | IL | CT6 | 71 | Natural Gas Fired Combustion Turbine | NG | GT | 5 | 2001 |  |  | (OP) Operating
57393 | Duke Energy Commercial Asset Management | 55236 | Lee Energy Facility | IPP Non-CHP | IL | CT7 | 71 | Natural Gas Fired Combustion Turbine | NG | GT | 6 | 2001 |  |  | (OP) Operating
57393 | Duke Energy Commercial Asset Management | 55236 | Lee Energy Facility | IPP Non-CHP | IL | CT8 | 71 | Natural Gas Fired Combustion Turbine | NG | GT | 6 | 2001 |  |  | (OP) Operating
54885 | NRG Wholesale Generation LP | 55237 | Energy Shelby County | IPP Non-CHP | IL | CTG1 | 42 | Natural Gas Fired Combustion Turbine | NG | GT | 6 | 2000 |  |  | (SB) Standby/Backup: available for service but not normally used
54885 | NRG Wholesale Generation LP | 55237 | Energy Shelby County | IPP Non-CHP | IL | CTG2 | 42 | Natural Gas Fired Combustion Turbine | NG | GT | 6 | 2000 |  |  | (SB) Standby/Backup: available for service but not normally used
54885 | NRG Wholesale Generation LP | 55237 | Energy Shelby County | IPP Non-CHP | IL | CTG3 | 42 | Natural Gas Fired Combustion Turbine | NG | GT | 6 | 2000 |  |  | (SB) Standby/Backup: available for service but not normally used
54885 | NRG Wholesale Generation LP | 55237 | Energy Shelby County | IPP Non-CHP | IL | CTG4 | 42 | Natural Gas Fired Combustion Turbine | NG | GT | 6 | 2000 |  |  | (SB) Standby/Backup: available for service but not normally used
54885 | NRG Wholesale Generation LP | 55237 | Energy Shelby County | IPP Non-CHP | IL | CTG5 | 42 | Natural Gas Fired Combustion Turbine | NG | GT | 6 | 2000 |  |  | (SB) Standby/Backup: available for service but not normally used
54885 | NRG Wholesale Generation LP | 55237 | Energy Shelby County | IPP Non-CHP | IL | CTG6 | 42 | Natural Gas Fired Combustion Turbine | NG | GT | 6 | 2000 |  |  | (SB) Standby/Backup: available for service but not normally used
54885 | NRG Wholesale Generation LP | 55237 | Energy Shelby County | IPP Non-CHP | IL | CTG7 | 42 | Natural Gas Fired Combustion Turbine | NG | GT | 5 | 2001 |  |  | (SB) Standby/Backup: available for service but not normally used
54885 | NRG Wholesale Generation LP | 55237 | Energy Shelby County | IPP Non-CHP | IL | CTG8 | 42 | Natural Gas Fired Combustion Turbine | NG | GT | 5 | 2001 |  |  | (SB) Standby/Backup: available for service but not normally used
9262 | Indeck Operations Inc | 55238 | NRG Rockford I | IPP Non-CHP | IL | 0001 | 151.7 | Natural Gas Fired Combustion Turbine | NG | GT | 6 | 2000 |  |  | (OP) Operating
9262 | Indeck Operations Inc | 55238 | NRG Rockford I | IPP Non-CHP | IL | 0002 | 149.6 | Natural Gas Fired Combustion Turbine | NG | GT | 6 | 2000 |  |  | (OP) Operating
22131 | Red Oak Operating Services LLC | 55239 | Red Oak Power LLC | IPP Non-CHP | NJ | 0001 | 165.3 | Natural Gas Fired Combined Cycle | NG | CT | 3 | 2002 |  |  | (OP) Operating
22131 | Red Oak Operating Services LLC | 55239 | Red Oak Power LLC | IPP Non-CHP | NJ | 0002 | 165.3 | Natural Gas Fired Combined Cycle | NG | CT | 3 | 2002 |  |  | (OP) Operating
22131 | Red Oak Operating Services LLC | 55239 | Red Oak Power LLC | IPP Non-CHP | NJ | 0003 | 165.3 | Natural Gas Fired Combined Cycle | NG | CT | 3 | 2002 |  |  | (OP) Operating | [5 empty] | 0
22131 | Red Oak Operating Services LLC | 55239 | Red Oak Power LLC | IPP Non-CHP | NJ | 0004 | 270 | Natural Gas Fired Combined Cycle | NG | CA | 4 | 2002 |  |  | (OP) Operating
12739 | Mobile Energy LLC | 55241 | Hog Bayou Energy Center | IPP Non-CHP | AL | CT01 | 155 | Natural Gas Fired Combined Cycle | NG | CT | 7 | 2001 |  |  | (OP) Operating
12739 | Mobile Energy LLC | 55241 | Hog Bayou Energy Center | IPP Non-CHP | AL | ST01 | 75 | Natural Gas Fired Combined Cycle | NG | CA | 7 | 2001 |  |  | (OP) Operating
54692 | Santa Rosa Energy Center LLC | 55242 | Santa Rosa Energy Center | IPP CHP | FL | CT01 | 161.4 | Natural Gas Fired Combined Cycle | NG | CT | 6 | 2003 |  |  | (OP) Operating
54692 | Santa Rosa Energy Center LLC | 55242 | Santa Rosa Energy Center | IPP CHP | FL | ST01 | 74.5 | Natural Gas Fired Combined Cycle | NG | CA | 6 | 2003 |  |  | (OP) Operating
13582 | NRG Astoria Gas Turbine Operations Inc | 55243 | Astoria Gas Turbines | IPP Non-CHP | NY | 10 | 18.4 | Petroleum Liquids | KER | GT | 1 | 1971 |  |  | (SB) Standby/Backup: available for service but not normally used
13582 | NRG Astoria Gas Turbine Operations Inc | 55243 | Astoria Gas Turbines | IPP Non-CHP | NY | 11 | 15.6 | Petroleum Liquids | KER | GT | 1 | 1971 |  |  | (SB) Standby/Backup: available for service but not normally used
13582 | NRG Astoria Gas Turbine Operations Inc | 55243 | Astoria Gas Turbines | IPP Non-CHP | NY | 12 | 17.7 | Petroleum Liquids | KER | GT | 1 | 1971 |  |  | (SB) Standby/Backup: available for service but not normally used
13582 | NRG Astoria Gas Turbine Operations Inc | 55243 | Astoria Gas Turbines | IPP Non-CHP | NY | 13 | 16.9 | Petroleum Liquids | KER | GT | 1 | 1971 |  |  | (SB) Standby/Backup: available for service but not normally used
13582 | NRG Astoria Gas Turbine Operations Inc | 55243 | Astoria Gas Turbines | IPP Non-CHP | NY | 2-1 | 35.7 | Natural Gas Fired Combustion Turbine | NG | GT | 1 | 1970 |  |  | (OP) Operating
13582 | NRG Astoria Gas Turbine Operations Inc | 55243 | Astoria Gas Turbines | IPP Non-CHP | NY | 2-2 | 32.2 | Natural Gas Fired Combustion Turbine | NG | GT | 1 | 1970 |  |  | (OP) Operating
13582 | NRG Astoria Gas Turbine Operations Inc | 55243 | Astoria Gas Turbines | IPP Non-CHP | NY | 2-3 | 31.8 | Natural Gas Fired Combustion Turbine | NG | GT | 1 | 1970 |  |  | (OP) Operating
13582 | NRG Astoria Gas Turbine Operations Inc | 55243 | Astoria Gas Turbines | IPP Non-CHP | NY | 2-4 | 32.6 | Natural Gas Fired Combustion Turbine | NG | GT | 1 | 1970 |  |  | (OP) Operating
13582 | NRG Astoria Gas Turbine Operations Inc | 55243 | Astoria Gas Turbines | IPP Non-CHP | NY | 3-1 | 31.7 | Natural Gas Fired Combustion Turbine | NG | GT | 1 | 1970 |  |  | (OP) Operating
13582 | NRG Astoria Gas Turbine Operations Inc | 55243 | Astoria Gas Turbines | IPP Non-CHP | NY | 3-2 | 33.7 | Natural Gas Fired Combustion Turbine | NG | GT | 1 | 1970 |  |  | (OP) Operating
13582 | NRG Astoria Gas Turbine Operations Inc | 55243 | Astoria Gas Turbines | IPP Non-CHP | NY | 3-3 | 32.2 | Natural Gas Fired Combustion Turbine | NG | GT | 1 | 1970 |  |  | (OP) Operating
13582 | NRG Astoria Gas Turbine Operations Inc | 55243 | Astoria Gas Turbines | IPP Non-CHP | NY | 3-4 | 34.3 | Natural Gas Fired Combustion Turbine | NG | GT | 1 | 1970 |  |  | (OP) Operating
13582 | NRG Astoria Gas Turbine Operations Inc | 55243 | Astoria Gas Turbines | IPP Non-CHP | NY | 4-1 | 34.3 | Natural Gas Fired Combustion Turbine | NG | GT | 1 | 1970 |  |  | (OP) Operating
13582 | NRG Astoria Gas Turbine Operations Inc | 55243 | Astoria Gas Turbines | IPP Non-CHP | NY | 4-2 | 33.6 | Natural Gas Fired Combustion Turbine | NG | GT | 1 | 1970 |  |  | (OP) Operating
13582 | NRG Astoria Gas Turbine Operations Inc | 55243 | Astoria Gas Turbines | IPP Non-CHP | NY | 4-3 | 32.8 | Natural Gas Fired Combustion Turbine | NG | GT | 1 | 1970 |  |  | (OP) Operating
13582 | NRG Astoria Gas Turbine Operations Inc | 55243 | Astoria Gas Turbines | IPP Non-CHP | NY | 4-4 | 31.6 | Natural Gas Fired Combustion Turbine | NG | GT | 1 | 1970 |  |  | (OP) Operating
13582 | NRG Astoria Gas Turbine Operations Inc | 55243 | Astoria Gas Turbines | IPP Non-CHP | NY | 5 | 12.3 | Petroleum Liquids | KER | GT | 1 | 1970 |  |  | (SB) Standby/Backup: available for service but not normally used
13582 | NRG Astoria Gas Turbine Operations Inc | 55243 | Astoria Gas Turbines | IPP Non-CHP | NY | 7 | 11.5 | Petroleum Liquids | KER | GT | 1 | 1970 |  |  | (SB) Standby/Backup: available for service but not normally used
13582 | NRG Astoria Gas Turbine Operations Inc | 55243 | Astoria Gas Turbines | IPP Non-CHP | NY | 8 | 11.4 | Petroleum Liquids | KER | GT | 1 | 1970 |  |  | (SB) Standby/Backup: available for service but not normally used
5359 | Doyle I LLC | 55244 | Doyle Generating Facility | IPP Non-CHP | GA | CTG1 | 59.9 | Natural Gas Fired Combustion Turbine | NG | GT | 8 | 2000 |  |  | (SB) Standby/Backup: available for service but not normally used
5359 | Doyle I LLC | 55244 | Doyle Generating Facility | IPP Non-CHP | GA | CTG2 | 59.4 | Natural Gas Fired Combustion Turbine | NG | GT | 5 | 2000 |  |  | (SB) Standby/Backup: available for service but not normally used
5359 | Doyle I LLC | 55244 | Doyle Generating Facility | IPP Non-CHP | GA | CTG3 | 59.9 | Natural Gas Fired Combustion Turbine | NG | GT | 5 | 2000 |  |  | (SB) Standby/Backup: available for service but not normally used
5359 | Doyle I LLC | 55244 | Doyle Generating Facility | IPP Non-CHP | GA | CTG4 | 73.8 | Natural Gas Fired Combustion Turbine | NG | GT | 6 | 2000 |  |  | (SB) Standby/Backup: available for service but not normally used
5359 | Doyle I LLC | 55244 | Doyle Generating Facility | IPP Non-CHP | GA | CTG5 | 73.9 | Natural Gas Fired Combustion Turbine | NG | GT | 7 | 2000 |  |  | (SB) Standby/Backup: available for service but not normally used
19145 | DTE Tuscola, LLC | 55245 | Tuscola Station | Industrial CHP | IL | TG1 | 3.8 | Conventional Steam Coal | BIT | ST | 6 | 1953 |  |  | (OP) Operating
19145 | DTE Tuscola, LLC | 55245 | Tuscola Station | Industrial CHP | IL | TG2 | 4.9 | Conventional Steam Coal | BIT | ST | 6 | 1953 |  |  | (OP) Operating
19145 | DTE Tuscola, LLC | 55245 | Tuscola Station | Industrial CHP | IL | TG3 | 4.8 | Conventional Steam Coal | BIT | ST | 1 | 2001 |  |  | (OP) Operating
58620 | AEP Generation Resources Inc | 55247 | Darby Electric Generating Station | IPP Non-CHP | OH | GT1 | 72.5 | Natural Gas Fired Combustion Turbine | NG | GT | 5 | 2001 |  |  | (OP) Operating
58620 | AEP Generation Resources Inc | 55247 | Darby Electric Generating Station | IPP Non-CHP | OH | GT2 | 72.5 | Natural Gas Fired Combustion Turbine | NG | GT | 5 | 2001 |  |  | (OP) Operating
58620 | AEP Generation Resources Inc | 55247 | Darby Electric Generating Station | IPP Non-CHP | OH | GT3 | 72.5 | Natural Gas Fired Combustion Turbine | NG | GT | 5 | 2001 |  |  | (OP) Operating
58620 | AEP Generation Resources Inc | 55247 | Darby Electric Generating Station | IPP Non-CHP | OH | GT4 | 72.5 | Natural Gas Fired Combustion Turbine | NG | GT | 5 | 2001 |  |  | (OP) Operating
58620 | AEP Generation Resources Inc | 55247 | Darby Electric Generating Station | IPP Non-CHP | OH | GT5 | 72.5 | Natural Gas Fired Combustion Turbine | NG | GT | 5 | 2002 |  |  | (OP) Operating
58620 | AEP Generation Resources Inc | 55247 | Darby Electric Generating Station | IPP Non-CHP | OH | GT6 | 72.5 | Natural Gas Fired Combustion Turbine | NG | GT | 5 | 2002 |  |  | (OP) Operating
5302 | DPL Energy LLC | 55248 | Tait Electric Generating Station | IPP Non-CHP | OH | GT4 | 85 | Natural Gas Fired Combustion Turbine | NG | GT | 5 | 2002 |  |  | (OP) Operating
5302 | DPL Energy LLC | 55248 | Tait Electric Generating Station | IPP Non-CHP | OH | GT5 | 85 | Natural Gas Fired Combustion Turbine | NG | GT | 5 | 2002 |  |  | (OP) Operating
5302 | DPL Energy LLC | 55248 | Tait Electric Generating Station | IPP Non-CHP | OH | GT6 | 85 | Natural Gas Fired Combustion Turbine | NG | GT | 4 | 2002 |  |  | (OP) Operating
5302 | DPL Energy LLC | 55248 | Tait Electric Generating Station | IPP Non-CHP | OH | GT7 | 85 | Natural Gas Fired Combustion Turbine | NG | GT | 4 | 2002 |  |  | (OP) Operating
57043 | University Park Energy LLC | 55250 | University Park South | IPP Non-CHP | IL | UPG1 | 50 | Natural Gas Fired Combustion Turbine | NG | GT | 6 | 2001 |  |  | (OP) Operating
57043 | University Park Energy LLC | 55250 | University Park South | IPP Non-CHP | IL | UPG2 | 50 | Natural Gas Fired Combustion Turbine | NG | GT | 6 | 2001 |  |  | (OP) Operating
57043 | University Park Energy LLC | 55250 | University Park South | IPP Non-CHP | IL | UPG3 | 50 | Natural Gas Fired Combustion Turbine | NG | GT | 6 | 2001 |  |  | (OP) Operating
57043 | University Park Energy LLC | 55250 | University Park South | IPP Non-CHP | IL | UPG4 | 50 | Natural Gas Fired Combustion Turbine | NG | GT | 6 | 2001 |  |  | (OP) Operating
57043 | University Park Energy LLC | 55250 | University Park South | IPP Non-CHP | IL | UPG5 | 50 | Natural Gas Fired Combustion Turbine | NG | GT | 6 | 2001 |  |  | (OP) Operating
57043 | University Park Energy LLC | 55250 | University Park South | IPP Non-CHP | IL | UPG6 | 50 | Natural Gas Fired Combustion Turbine | NG | GT | 7 | 2001 |  |  | (OP) Operating
18642 | Tennessee Valley Authority | 55251 | Gleason Generating Facility | Electric Utility | TN | CTG1 | 120 | Natural Gas Fired Combustion Turbine | NG | GT | 6 | 2000 |  |  | (OP) Operating
18642 | Tennessee Valley Authority | 55251 | Gleason Generating Facility | Electric Utility | TN | CTG2 | 100 | Natural Gas Fired Combustion Turbine | NG | GT | 6 | 2000 |  |  | (OP) Operating
18642 | Tennessee Valley Authority | 55251 | Gleason Generating Facility | Electric Utility | TN | CTG3 | 140 | Natural Gas Fired Combustion Turbine | NG | GT | 6 | 2000 |  |  | (OP) Operating
50166 | Crete Energy Venture LLC | 55253 | Crete Energy Venture LLC | IPP Non-CHP | IL | GT1 | 75 | Natural Gas Fired Combustion Turbine | NG | GT | 5 | 2002 |  |  | (OP) Operating
50166 | Crete Energy Venture LLC | 55253 | Crete Energy Venture LLC | IPP Non-CHP | IL | GT2 | 75 | Natural Gas Fired Combustion Turbine | NG | GT | 5 | 2002 |  |  | (OP) Operating
50166 | Crete Energy Venture LLC | 55253 | Crete Energy Venture LLC | IPP Non-CHP | IL | GT3 | 75 | Natural Gas Fired Combustion Turbine | NG | GT | 5 | 2002 |  |  | (OP) Operating
50166 | Crete Energy Venture LLC | 55253 | Crete Energy Venture LLC | IPP Non-CHP | IL | GT4 | 75 | Natural Gas Fired Combustion Turbine | NG | GT | 5 | 2002 |  |  | (OP) Operating
56195 | BP Alternative Energy | 55259 | Whiting Clean Energy | IPP CHP | IN | CT1 | 150 | Natural Gas Fired Combined Cycle | NG | CT | 4 | 2002 |  |  | (OP) Operating
56195 | BP Alternative Energy | 55259 | Whiting Clean Energy | IPP CHP | IN | CT2 | 150 | Natural Gas Fired Combined Cycle | NG | CT | 4 | 2002 |  |  | (OP) Operating
56195 | BP Alternative Energy | 55259 | Whiting Clean Energy | IPP CHP | IN | ST1 | 213 | Natural Gas Fired Combined Cycle | NG | CA | 4 | 2002 |  |  | (OP) Operating
40577 | American Mun Power-Ohio, Inc | 55262 | Bowling Green Generating Station | Electric Utility | OH | CT1 | 26 | Natural Gas Fired Combustion Turbine | NG | GT | 6 | 2000 |  |  | (OP) Operating
40577 | American Mun Power-Ohio, Inc | 55262 | Bowling Green Generating Station | Electric Utility | OH | CT2 | 12 | Natural Gas Fired Combustion Turbine | NG | GT | 6 | 2000 |  |  | (OP) Operating
40577 | American Mun Power-Ohio, Inc | 55263 | Galion Generating Station | Electric Utility | OH | CT1 | 26 | Natural Gas Fired Combustion Turbine | NG | GT | 6 | 2000 |  |  | (OP) Operating
40577 | American Mun Power-Ohio, Inc | 55263 | Galion Generating Station | Electric Utility | OH | CT2 | 12 | Natural Gas Fired Combustion Turbine | NG | GT | 6 | 2000 |  |  | (OP) Operating
40577 | American Mun Power-Ohio, Inc | 55264 | Napoleon Peaking Station | Electric Utility | OH | CT1 | 26 | Natural Gas Fired Combustion Turbine | NG | GT | 6 | 2000 |  |  | (OP) Operating
40577 | American Mun Power-Ohio, Inc | 55264 | Napoleon Peaking Station | Electric Utility | OH | CT2 | 12 | Natural Gas Fired Combustion Turbine | NG | GT | 6 | 2000 |  |  | (OP) Operating
26867 | Lake Benton Power Part II LLC | 55265 | Lake Benton II | IPP Non-CHP | MN | EXIS | 103.5 | Onshore Wind Turbine | WND | WT | 6 | 1999 |  |  | (OP) Operating
17650 | Southern Power Co | 55267 | Edward L. Addison Generating Plant | IPP Non-CHP | GA | 712 | 151.7 | Natural Gas Fired Combustion Turbine | NG | GT | 6 | 2000 |  |  | (OP) Operating
17650 | Southern Power Co | 55267 | Edward L. Addison Generating Plant | IPP Non-CHP | GA | 713 | 152.1 | Natural Gas Fired Combustion Turbine | NG | GT | 6 | 2000 |  |  | (OP) Operating
17650 | Southern Power Co | 55267 | Edward L. Addison Generating Plant | IPP Non-CHP | GA | 714 | 149.5 | Natural Gas Fired Combustion Turbine | NG | GT | 6 | 2000 |  |  | (OP) Operating
17650 | Southern Power Co | 55267 | Edward L. Addison Generating Plant | IPP Non-CHP | GA | 715 | 145.5 | Natural Gas Fired Combustion Turbine | NG | GT | 6 | 2000 |  |  | (OP) Operating
18642 | Tennessee Valley Authority | 55269 | TVA Southaven Combined Cycle | Electric Utility | MS | CTG1 | 157 | Natural Gas Fired Combined Cycle | NG | CT | 5 | 2003 |  |  | (OP) Operating
18642 | Tennessee Valley Authority | 55269 | TVA Southaven Combined Cycle | Electric Utility | MS | CTG2 | 157 | Natural Gas Fired Combined Cycle | NG | CT | 5 | 2003 |  |  | (OP) Operating
18642 | Tennessee Valley Authority | 55269 | TVA Southaven Combined Cycle | Electric Utility | MS | CTG3 | 157 | Natural Gas Fired Combined Cycle | NG | CT | 5 | 2003 |  |  | (OP) Operating
18642 | Tennessee Valley Authority | 55269 | TVA Southaven Combined Cycle | Electric Utility | MS | STG1 | 103 | Natural Gas Fired Combined Cycle | NG | CA | 5 | 2003 |  |  | (OP) Operating
18642 | Tennessee Valley Authority | 55269 | TVA Southaven Combined Cycle | Electric Utility | MS | STG2 | 103 | Natural Gas Fired Combined Cycle | NG | CA | 5 | 2003 |  |  | (OP) Operating
18642 | Tennessee Valley Authority | 55269 | TVA Southaven Combined Cycle | Electric Utility | MS | STG3 | 103 | Natural Gas Fired Combined Cycle | NG | CA | 5 | 2003 |  |  | (OP) Operating
58666 | AlphaGen Power LLC | 55270 | Jackson Power Facility | IPP Non-CHP | MI | 7EA | 70 | Natural Gas Fired Combined Cycle | NG | CT | 7 | 2002 |  |  | (OP) Operating
58666 | AlphaGen Power LLC | 55270 | Jackson Power Facility | IPP Non-CHP | MI | LM1 | 49 | Natural Gas Fired Combined Cycle | NG | CT | 7 | 2002 |  |  | (OP) Operating
58666 | AlphaGen Power LLC | 55270 | Jackson Power Facility | IPP Non-CHP | MI | LM2 | 49 | Natural Gas Fired Combined Cycle | NG | CT | 7 | 2002 |  |  | (OP) Operating
58666 | AlphaGen Power LLC | 55270 | Jackson Power Facility | IPP Non-CHP | MI | LM3 | 49 | Natural Gas Fired Combined Cycle | NG | CT | 7 | 2002 |  |  | (OP) Operating
58666 | AlphaGen Power LLC | 55270 | Jackson Power Facility | IPP Non-CHP | MI | LM4 | 49 | Natural Gas Fired Combined Cycle | NG | CT | 7 | 2002 |  |  | (OP) Operating
58666 | AlphaGen Power LLC | 55270 | Jackson Power Facility | IPP Non-CHP | MI | LM5 | 49 | Natural Gas Fired Combined Cycle | NG | CT | 7 | 2002 |  |  | (OP) Operating
58666 | AlphaGen Power LLC | 55270 | Jackson Power Facility | IPP Non-CHP | MI | LM6 | 49 | Natural Gas Fired Combined Cycle | NG | CT | 7 | 2002 |  |  | (OP) Operating
58666 | AlphaGen Power LLC | 55270 | Jackson Power Facility | IPP Non-CHP | MI | ST1 | 100 | Natural Gas Fired Combined Cycle | NG | CA | 7 | 2002 |  |  | (OP) Operating
58666 | AlphaGen Power LLC | 55270 | Jackson Power Facility | IPP Non-CHP | MI | ST2 | 100 | Natural Gas Fired Combined Cycle | NG | CA | 7 | 2002 |  |  | (OP) Operating
31386 | Tenaska Alabama Partners LP | 55271 | Tenaska Lindsay Hill Generating Station | IPP Non-CHP | AL | GTG1 | 152 | Natural Gas Fired Combined Cycle | NG | CT | 5 | 2002 |  |  | (OP) Operating
31386 | Tenaska Alabama Partners LP | 55271 | Tenaska Lindsay Hill Generating Station | IPP Non-CHP | AL | GTG2 | 152 | Natural Gas Fired Combined Cycle | NG | CT | 5 | 2002 |  |  | (OP) Operating
31386 | Tenaska Alabama Partners LP | 55271 | Tenaska Lindsay Hill Generating Station | IPP Non-CHP | AL | GTG3 | 149 | Natural Gas Fired Combined Cycle | NG | CT | 5 | 2002 |  |  | (OP) Operating
31386 | Tenaska Alabama Partners LP | 55271 | Tenaska Lindsay Hill Generating Station | IPP Non-CHP | AL | STG1 | 392 | Natural Gas Fired Combined Cycle | NG | CA | 5 | 2002 |  |  | (OP) Operating
18016 | State Farm Mutual Auto Ins Co | 55274 | State Farm Support Center East | Commercial Non-CHP | GA | 2A | 1.8 | Petroleum Liquids | DFO | IC | 1 | 1998 |  |  | (SB) Standby/Backup: available for service but not normally used
18016 | State Farm Mutual Auto Ins Co | 55274 | State Farm Support Center East | Commercial Non-CHP | GA | 2B | 1.8 | Petroleum Liquids | DFO | IC | 1 | 1998 |  |  | (SB) Standby/Backup: available for service but not normally used
18016 | State Farm Mutual Auto Ins Co | 55274 | State Farm Support Center East | Commercial Non-CHP | GA | 3A | 1.8 | Petroleum Liquids | DFO | IC | 1 | 1998 |  |  | (SB) Standby/Backup: available for service but not normally used
18016 | State Farm Mutual Auto Ins Co | 55274 | State Farm Support Center East | Commercial Non-CHP | GA | 3B | 1.8 | Petroleum Liquids | DFO | IC | 1 | 1998 |  |  | (SB) Standby/Backup: available for service but not normally used
18016 | State Farm Mutual Auto Ins Co | 55274 | State Farm Support Center East | Commercial Non-CHP | GA | 4A | 1.8 | Petroleum Liquids | DFO | IC | 1 | 1998 |  |  | (SB) Standby/Backup: available for service but not normally used
18016 | State Farm Mutual Auto Ins Co | 55274 | State Farm Support Center East | Commercial Non-CHP | GA | 4B | 1.8 | Petroleum Liquids | DFO | IC | 1 | 1998 |  |  | (SB) Standby/Backup: available for service but not normally used
733 | Appalachian Power Co | 55276 | Ceredo Generating Station | Electric Utility | WV | 01 | 75 | Natural Gas Fired Combustion Turbine | NG | GT | 6 | 2001 |  |  | (OP) Operating
733 | Appalachian Power Co | 55276 | Ceredo Generating Station | Electric Utility | WV | 02 | 75 | Natural Gas Fired Combustion Turbine | NG | GT | 6 | 2001 |  |  | (OP) Operating
733 | Appalachian Power Co | 55276 | Ceredo Generating Station | Electric Utility | WV | 03 | 75 | Natural Gas Fired Combustion Turbine | NG | GT | 6 | 2001 |  |  | (OP) Operating
733 | Appalachian Power Co | 55276 | Ceredo Generating Station | Electric Utility | WV | 04 | 75 | Natural Gas Fired Combustion Turbine | NG | GT | 6 | 2001 |  |  | (OP) Operating
733 | Appalachian Power Co | 55276 | Ceredo Generating Station | Electric Utility | WV | 05 | 75 | Natural Gas Fired Combustion Turbine | NG | GT | 6 | 2001 |  |  | (OP) Operating
733 | Appalachian Power Co | 55276 | Ceredo Generating Station | Electric Utility | WV | 06 | 75 | Natural Gas Fired Combustion Turbine | NG | GT | 6 | 2001 |  |  | (OP) Operating
5199 | Devon Energy Production Co | 55278 | Beaver Creek Gas Plant | Industrial CHP | WY | 1 | 1.8 | Natural Gas Fired Combustion Turbine | NG | GT | 12 | 1983 |  |  | (OP) Operating
5199 | Devon Energy Production Co | 55278 | Beaver Creek Gas Plant | Industrial CHP | WY | 2 | 1.8 | Natural Gas Fired Combustion Turbine | NG | GT | 11 | 1992 |  |  | (OP) Operating
54885 | NRG Wholesale Generation LP | 55279 | Aurora | IPP Non-CHP | IL | CTG1 | 145 | Natural Gas Fired Combustion Turbine | NG | GT | 6 | 2002 |  |  | (OP) Operating
54885 | NRG Wholesale Generation LP | 55279 | Aurora | IPP Non-CHP | IL | CTG10 | 42 | Natural Gas Fired Combustion Turbine | NG | GT | 6 | 2001 |  |  | (OP) Operating |  |  |  | 2015 | 10
54885 | NRG Wholesale Generation LP | 55279 | Aurora | IPP Non-CHP | IL | CTG2 | 145 | Natural Gas Fired Combustion Turbine | NG | GT | 6 | 2001 |  |  | (OP) Operating
54885 | NRG Wholesale Generation LP | 55279 | Aurora | IPP Non-CHP | IL | CTG3 | 145 | Natural Gas Fired Combustion Turbine | NG | GT | 6 | 2001 |  |  | (OP) Operating
54885 | NRG Wholesale Generation LP | 55279 | Aurora | IPP Non-CHP | IL | CTG4 | 145 | Natural Gas Fired Combustion Turbine | NG | GT | 5 | 2001 |  |  | (OP) Operating
54885 | NRG Wholesale Generation LP | 55279 | Aurora | IPP Non-CHP | IL | CTG5 | 42 | Natural Gas Fired Combustion Turbine | NG | GT | 5 | 2001 |  |  | (OP) Operating
54885 | NRG Wholesale Generation LP | 55279 | Aurora | IPP Non-CHP | IL | CTG6 | 42 | Natural Gas Fired Combustion Turbine | NG | GT | 5 | 2001 |  |  | (OP) Operating
54885 | NRG Wholesale Generation LP | 55279 | Aurora | IPP Non-CHP | IL | CTG7 | 42 | Natural Gas Fired Combustion Turbine | NG | GT | 6 | 2001 |  |  | (OP) Operating
54885 | NRG Wholesale Generation LP | 55279 | Aurora | IPP Non-CHP | IL | CTG8 | 42 | Natural Gas Fired Combustion Turbine | NG | GT | 5 | 2001 |  |  | (OP) Operating
54885 | NRG Wholesale Generation LP | 55279 | Aurora | IPP Non-CHP | IL | CTG9 | 42 | Natural Gas Fired Combustion Turbine | NG | GT | 6 | 2001 |  |  | (OP) Operating |  |  |  | 2015 | 10
6035 | Exelon Power | 55281 | Southeast Chicago Energy Project | IPP Non-CHP | IL | GT05 | 37 | Natural Gas Fired Combustion Turbine | NG | GT | 6 | 2002 |  |  | (OP) Operating
6035 | Exelon Power | 55281 | Southeast Chicago Energy Project | IPP Non-CHP | IL | GT06 | 37 | Natural Gas Fired Combustion Turbine | NG | GT | 6 | 2002 |  |  | (OP) Operating
6035 | Exelon Power | 55281 | Southeast Chicago Energy Project | IPP Non-CHP | IL | GT07 | 37 | Natural Gas Fired Combustion Turbine | NG | GT | 6 | 2002 |  |  | (OP) Operating
6035 | Exelon Power | 55281 | Southeast Chicago Energy Project | IPP Non-CHP | IL | GT08 | 37 | Natural Gas Fired Combustion Turbine | NG | GT | 6 | 2002 |  |  | (OP) Operating
6035 | Exelon Power | 55281 | Southeast Chicago Energy Project | IPP Non-CHP | IL | GT09 | 37 | Natural Gas Fired Combustion Turbine | NG | GT | 6 | 2002 |  |  | (OP) Operating
6035 | Exelon Power | 55281 | Southeast Chicago Energy Project | IPP Non-CHP | IL | GT10 | 37 | Natural Gas Fired Combustion Turbine | NG | GT | 6 | 2002 |  |  | (OP) Operating
6035 | Exelon Power | 55281 | Southeast Chicago Energy Project | IPP Non-CHP | IL | GT11 | 37 | Natural Gas Fired Combustion Turbine | NG | GT | 6 | 2002 |  |  | (OP) Operating
6035 | Exelon Power | 55281 | Southeast Chicago Energy Project | IPP Non-CHP | IL | GT12 | 37 | Natural Gas Fired Combustion Turbine | NG | GT | 6 | 2002 |  |  | (OP) Operating
56812 | Arlington Valley LLC | 55282 | Arlington Valley Energy Facility | IPP Non-CHP | AZ | CTG1 | 161 | Natural Gas Fired Combined Cycle | NG | CT | 6 | 2002 |  |  | (OP) Operating
56812 | Arlington Valley LLC | 55282 | Arlington Valley Energy Facility | IPP Non-CHP | AZ | CTG2 | 161 | Natural Gas Fired Combined Cycle | NG | CT | 6 | 2002 |  |  | (OP) Operating
56812 | Arlington Valley LLC | 55282 | Arlington Valley Energy Facility | IPP Non-CHP | AZ | STG1 | 257 | Natural Gas Fired Combined Cycle | NG | CA | 6 | 2002 |  |  | (OP) Operating
3989 | City of Colorado Springs - (CO) | 55283 | Front Range Power Plant | Electric Utility | CO | 1 | 135 | Natural Gas Fired Combined Cycle | NG | CT | 4 | 2003 |  |  | (OP) Operating
3989 | City of Colorado Springs - (CO) | 55283 | Front Range Power Plant | Electric Utility | CO | 2 | 135 | Natural Gas Fired Combined Cycle | NG | CT | 4 | 2003 |  |  | (OP) Operating
3989 | City of Colorado Springs - (CO) | 55283 | Front Range Power Plant | Electric Utility | CO | 3 | 190 | Natural Gas Fired Combined Cycle | NG | CA | 4 | 2003 |  |  | (OP) Operating
56886 | Big Sandy Peaker Plant LLC | 55284 | Big Sandy Peaker Plant | IPP Non-CHP | WV | BSG1 | 50 | Natural Gas Fired Combustion Turbine | NG | GT | 7 | 2001 |  |  | (OP) Operating
56886 | Big Sandy Peaker Plant LLC | 55284 | Big Sandy Peaker Plant | IPP Non-CHP | WV | BSG2 | 50 | Natural Gas Fired Combustion Turbine | NG | GT | 7 | 2001 |  |  | (OP) Operating
56886 | Big Sandy Peaker Plant LLC | 55284 | Big Sandy Peaker Plant | IPP Non-CHP | WV | BSG3 | 50 | Natural Gas Fired Combustion Turbine | NG | GT | 7 | 2001 |  |  | (OP) Operating
56886 | Big Sandy Peaker Plant LLC | 55284 | Big Sandy Peaker Plant | IPP Non-CHP | WV | BSG4 | 50 | Natural Gas Fired Combustion Turbine | NG | GT | 7 | 2001 |  |  | (OP) Operating
56886 | Big Sandy Peaker Plant LLC | 55284 | Big Sandy Peaker Plant | IPP Non-CHP | WV | BSG5 | 50 | Natural Gas Fired Combustion Turbine | NG | GT | 7 | 2001 |  |  | (OP) Operating
56886 | Big Sandy Peaker Plant LLC | 55284 | Big Sandy Peaker Plant | IPP Non-CHP | WV | BSG6 | 50 | Natural Gas Fired Combustion Turbine | NG | GT | 8 | 2001 |  |  | (OP) Operating
57264 | Wolf Hills Energy LLC | 55285 | Wolf Hills Energy | IPP Non-CHP | VA | WHG1 | 50 | Natural Gas Fired Combustion Turbine | NG | GT | 6 | 2001 |  |  | (OP) Operating
57264 | Wolf Hills Energy LLC | 55285 | Wolf Hills Energy | IPP Non-CHP | VA | WHG2 | 50 | Natural Gas Fired Combustion Turbine | NG | GT | 6 | 2001 |  |  | (OP) Operating
57264 | Wolf Hills Energy LLC | 55285 | Wolf Hills Energy | IPP Non-CHP | VA | WHG3 | 50 | Natural Gas Fired Combustion Turbine | NG | GT | 6 | 2001 |  |  | (OP) Operating
57264 | Wolf Hills Energy LLC | 55285 | Wolf Hills Energy | IPP Non-CHP | VA | WHG4 | 50 | Natural Gas Fired Combustion Turbine | NG | GT | 5 | 2001 |  |  | (OP) Operating
57264 | Wolf Hills Energy LLC | 55285 | Wolf Hills Energy | IPP Non-CHP | VA | WHG5 | 50 | Natural Gas Fired Combustion Turbine | NG | GT | 5 | 2001 |  |  | (OP) Operating
17650 | Southern Power Co | 55286 | Oleander Power Project LP | IPP Non-CHP | FL | OG1 | 163.8 | Natural Gas Fired Combustion Turbine | NG | GT | 6 | 2002 |  |  | (OP) Operating
17650 | Southern Power Co | 55286 | Oleander Power Project LP | IPP Non-CHP | FL | OG2 | 155.4 | Natural Gas Fired Combustion Turbine | NG | GT | 6 | 2002 |  |  | (OP) Operating
17650 | Southern Power Co | 55286 | Oleander Power Project LP | IPP Non-CHP | FL | OG3 | 155.1 | Natural Gas Fired Combustion Turbine | NG | GT | 7 | 2002 |  |  | (OP) Operating
17650 | Southern Power Co | 55286 | Oleander Power Project LP | IPP Non-CHP | FL | OG4 | 155.7 | Natural Gas Fired Combustion Turbine | NG | GT | 8 | 2002 |  |  | (OP) Operating
17650 | Southern Power Co | 55286 | Oleander Power Project LP | IPP Non-CHP | FL | OG5 | 160.2 | Natural Gas Fired Combustion Turbine | NG | GT | 12 | 2007 |  |  | (OP) Operating
59496 | Allete Clean Energy | 55287 | Storm Lake II | IPP Non-CHP | IA | EXIS | 80.2 | Onshore Wind Turbine | WND | WT | 4 | 1999 |  |  | (OP) Operating
59178 | Brookfield Black Bear Hydro, LLC | 55288 | Medway Hydro | IPP Non-CHP | ME | MW01 | 0.7 | Conventional Hydroelectric | WAT | HY | 1 | 1923 |  |  | (OP) Operating
59178 | Brookfield Black Bear Hydro, LLC | 55288 | Medway Hydro | IPP Non-CHP | ME | MW02 | 0.7 | Conventional Hydroelectric | WAT | HY | 1 | 1923 |  |  | (OP) Operating
59178 | Brookfield Black Bear Hydro, LLC | 55288 | Medway Hydro | IPP Non-CHP | ME | MW03 | 0.7 | Conventional Hydroelectric | WAT | HY | 1 | 1923 |  |  | (OP) Operating
59178 | Brookfield Black Bear Hydro, LLC | 55288 | Medway Hydro | IPP Non-CHP | ME | MW04 | 0.9 | Conventional Hydroelectric | WAT | HY | 1 | 1925 |  |  | (OP) Operating
59178 | Brookfield Black Bear Hydro, LLC | 55288 | Medway Hydro | IPP Non-CHP | ME | MW05 | 0.9 | Conventional Hydroelectric | WAT | HY | 1 | 1925 |  |  | (OP) Operating
2929 | Decatur Energy Center LLC | 55292 | Decatur Energy Center | IPP Non-CHP | AL | CTG1 | 155 | Natural Gas Fired Combined Cycle | NG | CT | 6 | 2002 |  |  | (OP) Operating
2929 | Decatur Energy Center LLC | 55292 | Decatur Energy Center | IPP Non-CHP | AL | CTG2 | 155 | Natural Gas Fired Combined Cycle | NG | CT | 6 | 2002 |  |  | (OP) Operating
2929 | Decatur Energy Center LLC | 55292 | Decatur Energy Center | IPP Non-CHP | AL | CTG3 | 155 | Natural Gas Fired Combined Cycle | NG | CT | 6 | 2003 |  |  | (OP) Operating
2929 | Decatur Energy Center LLC | 55292 | Decatur Energy Center | IPP Non-CHP | AL | STG1 | 260 | Natural Gas Fired Combined Cycle | NG | CA | 6 | 2002 |  |  | (OP) Operating
29122 | Morgan Energy Center LLC | 55293 | Morgan Energy Center | IPP CHP | AL | CTG1 | 161 | Natural Gas Fired Combined Cycle | NG | CT | 1 | 2004 |  |  | (OP) Operating
29122 | Morgan Energy Center LLC | 55293 | Morgan Energy Center | IPP CHP | AL | CTG2 | 161 | Natural Gas Fired Combined Cycle | NG | CT | 6 | 2003 |  |  | (OP) Operating
29122 | Morgan Energy Center LLC | 55293 | Morgan Energy Center | IPP CHP | AL | CTG3 | 161 | Natural Gas Fired Combined Cycle | NG | CT | 6 | 2003 |  |  | (OP) Operating
29122 | Morgan Energy Center LLC | 55293 | Morgan Energy Center | IPP CHP | AL | STG1 | 266 | Natural Gas Fired Combined Cycle | NG | CA | 6 | 2003 |  |  | (OP) Operating
2891 | Westbrook Energy Center | 55294 | Westbrook Energy Center Power Plant | IPP Non-CHP | ME | GTG1 | 160.5 | Natural Gas Fired Combined Cycle | NG | CT | 5 | 2001 |  |  | (OP) Operating
2891 | Westbrook Energy Center | 55294 | Westbrook Energy Center Power Plant | IPP Non-CHP | ME | GTG2 | 160.5 | Natural Gas Fired Combined Cycle | NG | CT | 5 | 2001 |  |  | (OP) Operating
2891 | Westbrook Energy Center | 55294 | Westbrook Energy Center Power Plant | IPP Non-CHP | ME | STG3 | 185 | Natural Gas Fired Combined Cycle | NG | CA | 5 | 2001 |  |  | (OP) Operating
58453 | AltaGas Blythe Operations Inc | 55295 | Blythe Energy Inc | IPP Non-CHP | CA | CT1 | 156.5 | Natural Gas Fired Combined Cycle | NG | CT | 12 | 2003 |  |  | (OP) Operating
58453 | AltaGas Blythe Operations Inc | 55295 | Blythe Energy Inc | IPP Non-CHP | CA | CT2 | 156.5 | Natural Gas Fired Combined Cycle | NG | CT | 12 | 2003 |  |  | (OP) Operating
58453 | AltaGas Blythe Operations Inc | 55295 | Blythe Energy Inc | IPP Non-CHP | CA | ST1 | 201 | Natural Gas Fired Combined Cycle | NG | CA | 12 | 2003 |  |  | (OP) Operating
56213 | IPA Operations Inc - Calumet | 55296 | Calumet Energy Team LLC | IPP Non-CHP | IL | CT11 | 157.2 | Natural Gas Fired Combustion Turbine | NG | GT | 6 | 2002 |  |  | (OP) Operating |  | 0 | 0 |  | 0 | 0
56213 | IPA Operations Inc - Calumet | 55296 | Calumet Energy Team LLC | IPP Non-CHP | IL | CT12 | 164 | Natural Gas Fired Combustion Turbine | NG | GT | 6 | 2002 |  |  | (OP) Operating
21579 | New Covert Generating Company LLC | 55297 | New Covert Generating Facility | IPP Non-CHP | MI | 1 | 210.7 | Natural Gas Fired Combined Cycle | NG | CT | 3 | 2004 |  |  | (OP) Operating
21579 | New Covert Generating Company LLC | 55297 | New Covert Generating Facility | IPP Non-CHP | MI | 1A | 136 | Natural Gas Fired Combined Cycle | NG | CA | 3 | 2004 |  |  | (OP) Operating
21579 | New Covert Generating Company LLC | 55297 | New Covert Generating Facility | IPP Non-CHP | MI | 2 | 210.7 | Natural Gas Fired Combined Cycle | NG | CT | 3 | 2004 |  |  | (OP) Operating
21579 | New Covert Generating Company LLC | 55297 | New Covert Generating Facility | IPP Non-CHP | MI | 2A | 136 | Natural Gas Fired Combined Cycle | NG | CA | 3 | 2004 |  |  | (OP) Operating
21579 | New Covert Generating Company LLC | 55297 | New Covert Generating Facility | IPP Non-CHP | MI | 3 | 210.7 | Natural Gas Fired Combined Cycle | NG | CT | 3 | 2004 |  |  | (OP) Operating
21579 | New Covert Generating Company LLC | 55297 | New Covert Generating Facility | IPP Non-CHP | MI | 3A | 136 | Natural Gas Fired Combined Cycle | NG | CA | 3 | 2004 |  |  | (OP) Operating
54817 | Fairless Energy LLC | 55298 | Fairless Energy Center | IPP Non-CHP | PA | CT1A | 189 | Natural Gas Fired Combined Cycle | NG | CT | 5 | 2004 |  |  | (OP) Operating
54817 | Fairless Energy LLC | 55298 | Fairless Energy Center | IPP Non-CHP | PA | CT1B | 189 | Natural Gas Fired Combined Cycle | NG | CT | 5 | 2004 |  |  | (OP) Operating
54817 | Fairless Energy LLC | 55298 | Fairless Energy Center | IPP Non-CHP | PA | CT2A | 189 | Natural Gas Fired Combined Cycle | NG | CT | 6 | 2004 |  |  | (OP) Operating
54817 | Fairless Energy LLC | 55298 | Fairless Energy Center | IPP Non-CHP | PA | CT2B | 189 | Natural Gas Fired Combined Cycle | NG | CT | 6 | 2004 |  |  | (OP) Operating
54817 | Fairless Energy LLC | 55298 | Fairless Energy Center | IPP Non-CHP | PA | ST1 | 241.2 | Natural Gas Fired Combined Cycle | NG | CA | 5 | 2004 |  |  | (OP) Operating
54817 | Fairless Energy LLC | 55298 | Fairless Energy Center | IPP Non-CHP | PA | ST2 | 258 | Natural Gas Fired Combined Cycle | NG | CA | 6 | 2004 |  |  | (OP) Operating
3370 | Channel Energy Center LLC | 55299 | Channel Energy Center LLC | IPP CHP | TX | CTG1 | 185 | Natural Gas Fired Combined Cycle | NG | CT | 7 | 2001 |  |  | (OP) Operating
3370 | Channel Energy Center LLC | 55299 | Channel Energy Center LLC | IPP CHP | TX | CTG2 | 185 | Natural Gas Fired Combined Cycle | NG | CT | 4 | 2002 |  |  | (OP) Operating
3370 | Channel Energy Center LLC | 55299 | Channel Energy Center LLC | IPP CHP | TX | CTG3 | 183 | Natural Gas Fired Combined Cycle | NG | CT | 6 | 2014 |  |  | (OP) Operating
3370 | Channel Energy Center LLC | 55299 | Channel Energy Center LLC | IPP CHP | TX | ST-1 | 215 | Natural Gas Fired Combined Cycle | NG | CA | 4 | 2002 |  |  | (OP) Operating
29849 | Wasatch Integrated Waste Management | 55302 | Wasatch Energy Systems Energy Recovery | IPP CHP | UT | 1 | 1.4 | Municipal Solid Waste | MSW | ST | 8 | 1986 |  |  | (OP) Operating
2671 | Baconton Power LLC | 55304 | Baconton Power Plant | IPP Non-CHP | GA | CT1 | 49 | Natural Gas Fired Combustion Turbine | NG | GT | 6 | 2000 |  |  | (OP) Operating
2671 | Baconton Power LLC | 55304 | Baconton Power Plant | IPP Non-CHP | GA | CT4 | 49 | Natural Gas Fired Combustion Turbine | NG | GT | 7 | 2000 |  |  | (OP) Operating
2671 | Baconton Power LLC | 55304 | Baconton Power Plant | IPP Non-CHP | GA | CT5 | 49 | Natural Gas Fired Combustion Turbine | NG | GT | 7 | 2000 |  |  | (OP) Operating
2671 | Baconton Power LLC | 55304 | Baconton Power Plant | IPP Non-CHP | GA | CT6 | 49 | Natural Gas Fired Combustion Turbine | NG | GT | 8 | 2000 |  |  | (OP) Operating
14412 | Gila River Power Station LP | 55306 | Gila River Power Station | IPP Non-CHP | AZ | CTG7 | 146 | Natural Gas Fired Combined Cycle | NG | CT | 5 | 2003 |  |  | (OP) Operating
14412 | Gila River Power Station LP | 55306 | Gila River Power Station | IPP Non-CHP | AZ | CTG8 | 146 | Natural Gas Fired Combined Cycle | NG | CT | 5 | 2003 |  |  | (OP) Operating
14412 | Gila River Power Station LP | 55306 | Gila River Power Station | IPP Non-CHP | AZ | ST12 | 223 | Natural Gas Fired Combined Cycle | NG | CA | 6 | 2003 |  |  | (OP) Operating
57295 | DTE Calvert City LLC | 55308 | Calvert City | Industrial CHP | KY | GEN1 | 23 | Natural Gas Fired Combustion Turbine | NG | GT | 4 | 2000 |  |  | (OP) Operating
56304 | Air Products LLC | 55309 | Air Products Port Arthur | Industrial CHP | TX | GEN 5 | 32.8 | Natural Gas Fired Combustion Turbine | NG | GT | 12 | 2012 |  |  | (OP) Operating
56304 | Air Products LLC | 55309 | Air Products Port Arthur | Industrial CHP | TX | GEN1 | 33.2 | Natural Gas Fired Combustion Turbine | NG | GT | 11 | 2000 |  |  | (OP) Operating
56304 | Air Products LLC | 55309 | Air Products Port Arthur | Industrial CHP | TX | GEN3 | 20.5 | Natural Gas Fired Combined Cycle | NG | CA | 11 | 2006 |  |  | (OP) Operating
56304 | Air Products LLC | 55309 | Air Products Port Arthur | Industrial CHP | TX | GEN4 | 72.4 | Natural Gas Fired Combined Cycle | NG | CT | 10 | 2006 |  |  | (OP) Operating
1182 | BASF Corporation | 55311 | BASF Freeport Works | Industrial CHP | TX | GEN1 | 75 | Natural Gas Fired Combustion Turbine | NG | GT | 5 | 1999 |  |  | (OP) Operating
1182 | BASF Corporation | 55311 | BASF Freeport Works | Industrial CHP | TX | GEN2 | 11.7 | Natural Gas Steam Turbine | NG | ST | 6 | 1999 |  |  | (OP) Operating
23102 | FreePort-McMoRan-Corp-Cobre Mines | 55312 | Phelps Dodge Cobre Mining | Industrial Non-CHP | NM | 1 | 0.8 | Petroleum Liquids | DFO | IC | 1 | 1982 |  |  | (SB) Standby/Backup: available for service but not normally used
23102 | FreePort-McMoRan-Corp-Cobre Mines | 55312 | Phelps Dodge Cobre Mining | Industrial Non-CHP | NM | 2 | 0.8 | Petroleum Liquids | DFO | IC | 1 | 1982 |  |  | (SB) Standby/Backup: available for service but not normally used
23102 | FreePort-McMoRan-Corp-Cobre Mines | 55312 | Phelps Dodge Cobre Mining | Industrial Non-CHP | NM | 3 | 0.8 | Petroleum Liquids | DFO | IC | 1 | 1982 |  |  | (OS) Out of service and NOT expected to return to service in next calendar year
26469 | Ingleside Cogeneration LP | 55313 | Ingleside Cogeneration | Industrial CHP | TX | CTG1 | 155 | Natural Gas Fired Combined Cycle | NG | CT | 7 | 1999 |  |  | (OP) Operating
26469 | Ingleside Cogeneration LP | 55313 | Ingleside Cogeneration | Industrial CHP | TX | CTG2 | 155 | Natural Gas Fired Combined Cycle | NG | CT | 7 | 1999 |  |  | (OP) Operating
26469 | Ingleside Cogeneration LP | 55313 | Ingleside Cogeneration | Industrial CHP | TX | STG | 150 | Natural Gas Fired Combined Cycle | NG | CA | 7 | 1999 |  |  | (OP) Operating
59368 | Calpine Fore River Energy Center, LLC | 55317 | Fore River Generating Station | IPP Non-CHP | MA | GT11 | 228.8 | Natural Gas Fired Combined Cycle | NG | CT | 8 | 2003 |  |  | (OP) Operating
59368 | Calpine Fore River Energy Center, LLC | 55317 | Fore River Generating Station | IPP Non-CHP | MA | GT12 | 228.1 | Natural Gas Fired Combined Cycle | NG | CT | 8 | 2003 |  |  | (OP) Operating
59368 | Calpine Fore River Energy Center, LLC | 55317 | Fore River Generating Station | IPP Non-CHP | MA | ST15 | 269.1 | Natural Gas Fired Combined Cycle | NG | CA | 8 | 2003 |  |  | (OP) Operating
14610 | Orlando Utilities Comm | 55318 | Indian River | Electric Utility | FL | 1 | 75.5 | Natural Gas Steam Turbine | NG | ST | 2 | 1960 |  |  | (OS) Out of service and NOT expected to return to service in next calendar year
14610 | Orlando Utilities Comm | 55318 | Indian River | Electric Utility | FL | 2 | 181.3 | Natural Gas Steam Turbine | NG | ST | 12 | 1964 |  |  | (OS) Out of service and NOT expected to return to service in next calendar year
14610 | Orlando Utilities Comm | 55318 | Indian River | Electric Utility | FL | 3 | 319.6 | Natural Gas Steam Turbine | NG | ST | 2 | 1974 |  |  | (OS) Out of service and NOT expected to return to service in next calendar year
38021 | Athens Regional Medical Center | 55319 | Athens Regional Medical Center | Commercial Non-CHP | GA | CT1 | 0.7 | Petroleum Liquids | DFO | IC | 1 | 1994 |  |  | (SB) Standby/Backup: available for service but not normally used | [5 empty] | 0
38021 | Athens Regional Medical Center | 55319 | Athens Regional Medical Center | Commercial Non-CHP | GA | CT3 | 0.7 | Petroleum Liquids | DFO | IC | 1 | 1994 |  |  | (SB) Standby/Backup: available for service but not normally used | [5 empty] | 0
38021 | Athens Regional Medical Center | 55319 | Athens Regional Medical Center | Commercial Non-CHP | GA | STEG3 | 0.8 | Petroleum Liquids | DFO | IC | 6 | 2007 |  |  | (SB) Standby/Backup: available for service but not normally used | [5 empty] | 0
38021 | Athens Regional Medical Center | 55319 | Athens Regional Medical Center | Commercial Non-CHP | GA | STEG4 | 0.8 | Petroleum Liquids | DFO | IC | 6 | 2007 |  |  | (SB) Standby/Backup: available for service but not normally used
38021 | Athens Regional Medical Center | 55319 | Athens Regional Medical Center | Commercial Non-CHP | GA | STEG5 | 0.8 | Petroleum Liquids | DFO | IC | 6 | 2007 |  |  | (SB) Standby/Backup: available for service but not normally used
38021 | Athens Regional Medical Center | 55319 | Athens Regional Medical Center | Commercial Non-CHP | GA | STEG6 | 0.8 | Petroleum Liquids | DFO | IC | 12 | 2007 |  |  | (SB) Standby/Backup: available for service but not normally used | [5 empty] | 0
21668 | Wise County Power Company LLC | 55320 | Wise County Power LLC | IPP Non-CHP | TX | GT1 | 225 | Natural Gas Fired Combined Cycle | NG | CT | 7 | 2004 |  |  | (OP) Operating
21668 | Wise County Power Company LLC | 55320 | Wise County Power LLC | IPP Non-CHP | TX | GT2 | 225 | Natural Gas Fired Combined Cycle | NG | CT | 7 | 2004 |  |  | (OP) Operating
21668 | Wise County Power Company LLC | 55320 | Wise County Power LLC | IPP Non-CHP | TX | ST1 | 230 | Natural Gas Fired Combined Cycle | NG | CA | 7 | 2004 |  |  | (OP) Operating
13407 | Nevada Power Co | 55322 | Chuck Lenzie Generating Station | Electric Utility | NV | CTG1 | 165 | Natural Gas Fired Combined Cycle | NG | CT | 1 | 2006 |  |  | (OP) Operating
13407 | Nevada Power Co | 55322 | Chuck Lenzie Generating Station | Electric Utility | NV | CTG2 | 165 | Natural Gas Fired Combined Cycle | NG | CT | 1 | 2006 |  |  | (OP) Operating
13407 | Nevada Power Co | 55322 | Chuck Lenzie Generating Station | Electric Utility | NV | CTG3 | 165 | Natural Gas Fired Combined Cycle | NG | CT | 4 | 2006 |  |  | (OP) Operating
13407 | Nevada Power Co | 55322 | Chuck Lenzie Generating Station | Electric Utility | NV | CTG4 | 165 | Natural Gas Fired Combined Cycle | NG | CT | 4 | 2006 |  |  | (OP) Operating
13407 | Nevada Power Co | 55322 | Chuck Lenzie Generating Station | Electric Utility | NV | ST1 | 255 | Natural Gas Fired Combined Cycle | NG | CA | 1 | 2006 |  |  | (OP) Operating
13407 | Nevada Power Co | 55322 | Chuck Lenzie Generating Station | Electric Utility | NV | ST2 | 255 | Natural Gas Fired Combined Cycle | NG | CA | 4 | 2006 |  |  | (OP) Operating
2838 | Baytown Energy Center LLC | 55327 | Baytown Energy Center | IPP CHP | TX | CTG1 | 165 | Natural Gas Fired Combined Cycle | NG | CT | 6 | 2002 |  |  | (OP) Operating
2838 | Baytown Energy Center LLC | 55327 | Baytown Energy Center | IPP CHP | TX | CTG2 | 165 | Natural Gas Fired Combined Cycle | NG | CT | 6 | 2002 |  |  | (OP) Operating
2838 | Baytown Energy Center LLC | 55327 | Baytown Energy Center | IPP CHP | TX | CTG3 | 165 | Natural Gas Fired Combined Cycle | NG | CT | 6 | 2002 |  |  | (OP) Operating
2838 | Baytown Energy Center LLC | 55327 | Baytown Energy Center | IPP CHP | TX | STG1 | 275 | Natural Gas Fired Combined Cycle | NG | CA | 6 | 2002 |  |  | (OP) Operating
7869 | Hermiston Power Partnership | 55328 | Hermiston Power Partnership | IPP Non-CHP | OR | CTG1 | 184 | Natural Gas Fired Combined Cycle | NG | CT | 8 | 2002 |  |  | (OP) Operating
7869 | Hermiston Power Partnership | 55328 | Hermiston Power Partnership | IPP Non-CHP | OR | CTG2 | 184 | Natural Gas Fired Combined Cycle | NG | CT | 8 | 2002 |  |  | (OP) Operating
7869 | Hermiston Power Partnership | 55328 | Hermiston Power Partnership | IPP Non-CHP | OR | STG1 | 247 | Natural Gas Fired Combined Cycle | NG | CA | 8 | 2002 |  |  | (OP) Operating
59416 | Washington County Power | 55332 | Washington County | IPP Non-CHP | GA | 1 | 151 | Natural Gas Fired Combustion Turbine | NG | GT | 6 | 2003 |  |  | (OP) Operating
59416 | Washington County Power | 55332 | Washington County | IPP Non-CHP | GA | 2 | 151 | Natural Gas Fired Combustion Turbine | NG | GT | 6 | 2003 |  |  | (OP) Operating
59416 | Washington County Power | 55332 | Washington County | IPP Non-CHP | GA | 3 | 150 | Natural Gas Fired Combustion Turbine | NG | GT | 6 | 2003 |  |  | (OP) Operating
59416 | Washington County Power | 55332 | Washington County | IPP Non-CHP | GA | 4 | 152 | Natural Gas Fired Combustion Turbine | NG | GT | 6 | 2003 |  |  | (OP) Operating
5030 | Delta Energy Center LLC | 55333 | Delta Energy Center | IPP Non-CHP | CA | CTG1 | 176 | Natural Gas Fired Combined Cycle | NG | CT | 5 | 2002 |  |  | (OP) Operating
5030 | Delta Energy Center LLC | 55333 | Delta Energy Center | IPP Non-CHP | CA | CTG2 | 165 | Natural Gas Fired Combined Cycle | NG | CT | 5 | 2002 |  |  | (OP) Operating
5030 | Delta Energy Center LLC | 55333 | Delta Energy Center | IPP Non-CHP | CA | CTG3 | 165 | Natural Gas Fired Combined Cycle | NG | CT | 5 | 2002 |  |  | (OP) Operating
5030 | Delta Energy Center LLC | 55333 | Delta Energy Center | IPP Non-CHP | CA | STG1 | 263.1 | Natural Gas Fired Combined Cycle | NG | CA | 5 | 2002 |  |  | (OP) Operating
49974 | NAES Corporation - (WA) | 55334 | Holland Energy Facility | Electric Utility | IL | CTG1 | 145.4 | Natural Gas Fired Combined Cycle | NG | CT | 9 | 2002 |  |  | (OP) Operating
49974 | NAES Corporation - (WA) | 55334 | Holland Energy Facility | Electric Utility | IL | CTG2 | 149.8 | Natural Gas Fired Combined Cycle | NG | CT | 9 | 2002 |  |  | (OP) Operating
49974 | NAES Corporation - (WA) | 55334 | Holland Energy Facility | Electric Utility | IL | STG1 | 317.5 | Natural Gas Fired Combined Cycle | NG | CA | 9 | 2002 |  |  | (OP) Operating
58199 | PPL Ironwood LLC | 55337 | PPL Ironwood LLC | IPP Non-CHP | PA | CT1 | 218.7 | Natural Gas Fired Combined Cycle | NG | CT | 12 | 2001 |  |  | (OP) Operating
58199 | PPL Ironwood LLC | 55337 | PPL Ironwood LLC | IPP Non-CHP | PA | CT2 | 221.7 | Natural Gas Fired Combined Cycle | NG | CT | 12 | 2001 |  |  | (OP) Operating
58199 | PPL Ironwood LLC | 55337 | PPL Ironwood LLC | IPP Non-CHP | PA | ST4 | 219.7 | Natural Gas Fired Combined Cycle | NG | CA | 12 | 2001 |  |  | (OP) Operating
924 | Associated Electric Coop, Inc | 55340 | Dell Power Station | Electric Utility | AR | CTG1 | 150 | Natural Gas Fired Combined Cycle | NG | CT | 8 | 2007 |  |  | (OP) Operating
924 | Associated Electric Coop, Inc | 55340 | Dell Power Station | Electric Utility | AR | CTG2 | 151 | Natural Gas Fired Combined Cycle | NG | CT | 8 | 2007 |  |  | (OP) Operating
924 | Associated Electric Coop, Inc | 55340 | Dell Power Station | Electric Utility | AR | STG | 136 | Natural Gas Fired Combined Cycle | NG | CA | 8 | 2007 |  |  | (OP) Operating
56894 | Woodstock Hills | 55342 | Woodstock Windfarm | IPP Non-CHP | MN | WIND | 10.2 | Onshore Wind Turbine | WND | WT | 5 | 1999 |  |  | (OP) Operating
15473 | Public Service Co of NM | 55343 | Luna Energy Facility | Electric Utility | NM | CTG1 | 150.5 | Natural Gas Fired Combined Cycle | NG | CT | 4 | 2006 |  |  | (OP) Operating
15473 | Public Service Co of NM | 55343 | Luna Energy Facility | Electric Utility | NM | CTG2 | 150.5 | Natural Gas Fired Combined Cycle | NG | CT | 4 | 2006 |  |  | (OP) Operating
15473 | Public Service Co of NM | 55343 | Luna Energy Facility | Electric Utility | NM | STG1 | 258 | Natural Gas Fired Combined Cycle | NG | CA | 4 | 2006 |  |  | (OP) Operating
14274 | Otay Mesa Energy Center LLC | 55345 | Otay Mesa Generating Project | IPP Non-CHP | CA | 1-01 | 152.8 | Natural Gas Fired Combined Cycle | NG | CT | 10 | 2009 |  |  | (OP) Operating
14274 | Otay Mesa Energy Center LLC | 55345 | Otay Mesa Generating Project | IPP Non-CHP | CA | 1-02 | 152.8 | Natural Gas Fired Combined Cycle | NG | CT | 10 | 2009 |  |  | (OP) Operating
14274 | Otay Mesa Energy Center LLC | 55345 | Otay Mesa Generating Project | IPP Non-CHP | CA | 1-03 | 265.4 | Natural Gas Fired Combined Cycle | NG | CA | 10 | 2009 |  |  | (OP) Operating
56412 | IPA Operations Inc - Armstrong | 55347 | Armstrong | IPP Non-CHP | PA | 1 | 155.4 | Natural Gas Fired Combustion Turbine | NG | GT | 5 | 2002 |  |  | (OP) Operating
56412 | IPA Operations Inc - Armstrong | 55347 | Armstrong | IPP Non-CHP | PA | 2 | 155.3 | Natural Gas Fired Combustion Turbine | NG | GT | 5 | 2002 |  |  | (OP) Operating
56412 | IPA Operations Inc - Armstrong | 55347 | Armstrong | IPP Non-CHP | PA | 3 | 146.4 | Natural Gas Fired Combustion Turbine | NG | GT | 5 | 2002 |  |  | (OP) Operating
56412 | IPA Operations Inc - Armstrong | 55347 | Armstrong | IPP Non-CHP | PA | 4 | 146 | Natural Gas Fired Combustion Turbine | NG | GT | 5 | 2002 |  |  | (OP) Operating
56533 | Troy Energy LLC | 55348 | Troy Energy LLC | IPP Non-CHP | OH | 1 | 146 | Natural Gas Fired Combustion Turbine | NG | GT | 6 | 2002 |  |  | (OP) Operating
56533 | Troy Energy LLC | 55348 | Troy Energy LLC | IPP Non-CHP | OH | 2 | 146 | Natural Gas Fired Combustion Turbine | NG | GT | 6 | 2002 |  |  | (OP) Operating
56533 | Troy Energy LLC | 55348 | Troy Energy LLC | IPP Non-CHP | OH | 3 | 146 | Natural Gas Fired Combustion Turbine | NG | GT | 6 | 2002 |  |  | (OP) Operating
56533 | Troy Energy LLC | 55348 | Troy Energy LLC | IPP Non-CHP | OH | 4 | 146 | Natural Gas Fired Combustion Turbine | NG | GT | 6 | 2002 |  |  | (OP) Operating
55749 | Pleasants Energy LLC | 55349 | Pleasants Energy LLC | IPP Non-CHP | WV | 1 | 160.2 | Natural Gas Fired Combustion Turbine | NG | GT | 3 | 2002 |  |  | (OP) Operating
55749 | Pleasants Energy LLC | 55349 | Pleasants Energy LLC | IPP Non-CHP | WV | 2 | 161.1 | Natural Gas Fired Combustion Turbine | NG | GT | 3 | 2002 |  |  | (OP) Operating
733 | Appalachian Power Co | 55350 | Dresden Energy Facility | Electric Utility | OH | 1 | 158.3 | Natural Gas Fired Combined Cycle | NG | CT | 2 | 2012 |  |  | (OP) Operating
733 | Appalachian Power Co | 55350 | Dresden Energy Facility | Electric Utility | OH | 2 | 158.3 | Natural Gas Fired Combined Cycle | NG | CT | 2 | 2012 |  |  | (OP) Operating
733 | Appalachian Power Co | 55350 | Dresden Energy Facility | Electric Utility | OH | 3 | 223.4 | Natural Gas Fired Combined Cycle | NG | CA | 2 | 2012 |  |  | (OP) Operating
59182 | Energy Operations Group LLC (MN) | 55353 | Lakota Ridge LLC | IPP Non-CHP | MN | NMO1 | 11.2 | Onshore Wind Turbine | WND | WT | 4 | 1999 |  |  | (OP) Operating
59182 | Energy Operations Group LLC (MN) | 55354 | Shaokatan Hills LLC | IPP Non-CHP | MN | 6150 | 11.8 | Onshore Wind Turbine | WND | WT | 8 | 1999 |  |  | (OP) Operating
2171 | Brazos Valley Energy | 55357 | Brazos Valley Generating Facility | IPP Non-CHP | TX | CTG1 | 166 | Natural Gas Fired Combined Cycle | NG | CT | 5 | 2003 |  |  | (OP) Operating
2171 | Brazos Valley Energy | 55357 | Brazos Valley Generating Facility | IPP Non-CHP | TX | CTG2 | 166 | Natural Gas Fired Combined Cycle | NG | CT | 5 | 2003 |  |  | (OP) Operating
2171 | Brazos Valley Energy | 55357 | Brazos Valley Generating Facility | IPP Non-CHP | TX | STG1 | 193 | Natural Gas Fired Combined Cycle | NG | CA | 5 | 2003 |  |  | (OP) Operating
4405 | Cottonwood Energy Co LP | 55358 | Cottonwood Energy Project | IPP Non-CHP | TX | CT1 | 163.7 | Natural Gas Fired Combined Cycle | NG | CT | 7 | 2003 |  |  | (OP) Operating
4405 | Cottonwood Energy Co LP | 55358 | Cottonwood Energy Project | IPP Non-CHP | TX | CT2 | 163.7 | Natural Gas Fired Combined Cycle | NG | CT | 7 | 2003 |  |  | (OP) Operating
4405 | Cottonwood Energy Co LP | 55358 | Cottonwood Energy Project | IPP Non-CHP | TX | CT3 | 163.7 | Natural Gas Fired Combined Cycle | NG | CT | 7 | 2003 |  |  | (OP) Operating
4405 | Cottonwood Energy Co LP | 55358 | Cottonwood Energy Project | IPP Non-CHP | TX | CT4 | 163.7 | Natural Gas Fired Combined Cycle | NG | CT | 7 | 2003 |  |  | (OP) Operating
4405 | Cottonwood Energy Co LP | 55358 | Cottonwood Energy Project | IPP Non-CHP | TX | ST1 | 131.3 | Natural Gas Fired Combined Cycle | NG | CA | 7 | 2003 |  |  | (OP) Operating
4405 | Cottonwood Energy Co LP | 55358 | Cottonwood Energy Project | IPP Non-CHP | TX | ST2 | 131.3 | Natural Gas Fired Combined Cycle | NG | CA | 7 | 2003 |  |  | (OP) Operating
4405 | Cottonwood Energy Co LP | 55358 | Cottonwood Energy Project | IPP Non-CHP | TX | ST3 | 131.3 | Natural Gas Fired Combined Cycle | NG | CA | 7 | 2003 |  |  | (OP) Operating
4405 | Cottonwood Energy Co LP | 55358 | Cottonwood Energy Project | IPP Non-CHP | TX | ST4 | 131.3 | Natural Gas Fired Combined Cycle | NG | CA | 7 | 2003 |  |  | (OP) Operating
13756 | Northern Indiana Pub Serv Co | 55364 | Sugar Creek Power | Electric Utility | IN | CT01 | 164.4 | Natural Gas Fired Combined Cycle | NG | CT | 6 | 2002 |  |  | (OP) Operating
13756 | Northern Indiana Pub Serv Co | 55364 | Sugar Creek Power | Electric Utility | IN | CT02 | 166.6 | Natural Gas Fired Combined Cycle | NG | CT | 6 | 2002 |  |  | (OP) Operating
13756 | Northern Indiana Pub Serv Co | 55364 | Sugar Creek Power | Electric Utility | IN | ST1 | 218 | Natural Gas Fired Combined Cycle | NG | CA | 6 | 2003 |  |  | (OP) Operating
6035 | Exelon Power | 55365 | Exelon LaPorte Generating Station | IPP Non-CHP | TX | GT1 | 38.3 | Natural Gas Fired Combustion Turbine | NG | GT | 7 | 2001 |  |  | (OP) Operating
6035 | Exelon Power | 55365 | Exelon LaPorte Generating Station | IPP Non-CHP | TX | GT2 | 38.3 | Natural Gas Fired Combustion Turbine | NG | GT | 7 | 2001 |  |  | (OP) Operating
6035 | Exelon Power | 55365 | Exelon LaPorte Generating Station | IPP Non-CHP | TX | GT3 | 38.3 | Natural Gas Fired Combustion Turbine | NG | GT | 7 | 2001 |  |  | (OP) Operating
6035 | Exelon Power | 55365 | Exelon LaPorte Generating Station | IPP Non-CHP | TX | GT4 | 38.3 | Natural Gas Fired Combustion Turbine | NG | GT | 7 | 2001 |  |  | (OP) Operating
20424 | West Texas Wind Energy Partners LLC | 55367 | West Texas Wind Energy LLC | IPP Non-CHP | TX | 01 | 75 | Onshore Wind Turbine | WND | WT | 6 | 1999 |  |  | (OP) Operating
34688 | CHI Energy Inc | 55368 | Wethersfield Wind Farm | IPP Non-CHP | NY | V47 | 6.6 | Onshore Wind Turbine | WND | WT | 8 | 2000 |  |  | (SB) Standby/Backup: available for service but not normally used
7972 | Hamakua Energy Partners LP | 55369 | Hamakua Energy Plant | IPP Non-CHP | HI | CT1 | 21.7 | Petroleum Liquids | WO | CT | 7 | 2000 |  |  | (OP) Operating
7972 | Hamakua Energy Partners LP | 55369 | Hamakua Energy Plant | IPP Non-CHP | HI | CT2 | 21.7 | Petroleum Liquids | WO | CT | 10 | 2000 |  |  | (OP) Operating
7972 | Hamakua Energy Partners LP | 55369 | Hamakua Energy Plant | IPP Non-CHP | HI | ST1 | 17.4 | Petroleum Liquids | WO | CA | 10 | 2000 |  |  | (OP) Operating
6862 | FPL Energy Pennsylvania Wind LLC | 55370 | Green Mountain Wind Farm | IPP Non-CHP | PA | N60 | 10.4 | Onshore Wind Turbine | WND | WT | 5 | 2000 |  |  | (OP) Operating
32790 | New Harquahala Generating Co, LLC | 55372 | Harquahala Generating Project | IPP Non-CHP | AZ | CTG1 | 220 | Natural Gas Fired Combined Cycle | NG | CT | 6 | 2004 |  |  | (OP) Operating
32790 | New Harquahala Generating Co, LLC | 55372 | Harquahala Generating Project | IPP Non-CHP | AZ | CTG2 | 220 | Natural Gas Fired Combined Cycle | NG | CT | 9 | 2004 |  |  | (OP) Operating
32790 | New Harquahala Generating Co, LLC | 55372 | Harquahala Generating Project | IPP Non-CHP | AZ | CTG3 | 220 | Natural Gas Fired Combined Cycle | NG | CT | 8 | 2004 |  |  | (OP) Operating
32790 | New Harquahala Generating Co, LLC | 55372 | Harquahala Generating Project | IPP Non-CHP | AZ | STG1 | 120 | Natural Gas Fired Combined Cycle | NG | CA | 6 | 2004 |  |  | (OP) Operating
32790 | New Harquahala Generating Co, LLC | 55372 | Harquahala Generating Project | IPP Non-CHP | AZ | STG2 | 120 | Natural Gas Fired Combined Cycle | NG | CA | 9 | 2004 |  |  | (OP) Operating
32790 | New Harquahala Generating Co, LLC | 55372 | Harquahala Generating Project | IPP Non-CHP | AZ | STG3 | 120 | Natural Gas Fired Combined Cycle | NG | CA | 8 | 2004 |  |  | (OP) Operating
22979 | Astoria Energy LLC | 55375 | Astoria Energy | IPP Non-CHP | NY | CT1 | 156 | Natural Gas Fired Combined Cycle | NG | CT | 5 | 2006 |  |  | (OP) Operating
22979 | Astoria Energy LLC | 55375 | Astoria Energy | IPP Non-CHP | NY | CT2 | 156 | Natural Gas Fired Combined Cycle | NG | CT | 5 | 2006 |  |  | (OP) Operating
22979 | Astoria Energy LLC | 55375 | Astoria Energy | IPP Non-CHP | NY | ST1 | 228 | Natural Gas Fired Combined Cycle | NG | CA | 5 | 2006 |  |  | (OP) Operating
23279 | Allegheny Energy Supply Co LLC | 55377 | FirstEnergy Allegheny Energy Units 8 & 9 | IPP Non-CHP | PA | UNT8 | 44 | Natural Gas Fired Combustion Turbine | NG | GT | 11 | 2000 |  |  | (OP) Operating
23279 | Allegheny Energy Supply Co LLC | 55377 | FirstEnergy Allegheny Energy Units 8 & 9 | IPP Non-CHP | PA | UNT9 | 44 | Natural Gas Fired Combustion Turbine | NG | GT | 11 | 2000 |  |  | (OP) Operating
54796 | Union Power Partners LP | 55380 | Union Power Partners LP | IPP Non-CHP | AR | CTG1 | 145 | Natural Gas Fired Combined Cycle | NG | CT | 1 | 2003 |  |  | (OP) Operating
54796 | Union Power Partners LP | 55380 | Union Power Partners LP | IPP Non-CHP | AR | CTG2 | 145 | Natural Gas Fired Combined Cycle | NG | CT | 1 | 2003 |  |  | (OP) Operating
54796 | Union Power Partners LP | 55380 | Union Power Partners LP | IPP Non-CHP | AR | CTG3 | 145 | Natural Gas Fired Combined Cycle | NG | CT | 4 | 2003 |  |  | (OP) Operating
54796 | Union Power Partners LP | 55380 | Union Power Partners LP | IPP Non-CHP | AR | CTG4 | 145 | Natural Gas Fired Combined Cycle | NG | CT | 4 | 2003 |  |  | (OP) Operating
54796 | Union Power Partners LP | 55380 | Union Power Partners LP | IPP Non-CHP | AR | CTG5 | 145 | Natural Gas Fired Combined Cycle | NG | CT | 5 | 2003 |  |  | (OP) Operating
54796 | Union Power Partners LP | 55380 | Union Power Partners LP | IPP Non-CHP | AR | CTG6 | 145 | Natural Gas Fired Combined Cycle | NG | CT | 5 | 2003 |  |  | (OP) Operating
54796 | Union Power Partners LP | 55380 | Union Power Partners LP | IPP Non-CHP | AR | CTG7 | 145 | Natural Gas Fired Combined Cycle | NG | CT | 6 | 2003 |  |  | (OP) Operating
54796 | Union Power Partners LP | 55380 | Union Power Partners LP | IPP Non-CHP | AR | CTG8 | 145 | Natural Gas Fired Combined Cycle | NG | CT | 6 | 2003 |  |  | (OP) Operating
54796 | Union Power Partners LP | 55380 | Union Power Partners LP | IPP Non-CHP | AR | STG1 | 215 | Natural Gas Fired Combined Cycle | NG | CA | 1 | 2003 |  |  | (OP) Operating
54796 | Union Power Partners LP | 55380 | Union Power Partners LP | IPP Non-CHP | AR | STG2 | 215 | Natural Gas Fired Combined Cycle | NG | CA | 4 | 2003 |  |  | (OP) Operating
54796 | Union Power Partners LP | 55380 | Union Power Partners LP | IPP Non-CHP | AR | STG3 | 215 | Natural Gas Fired Combined Cycle | NG | CA | 5 | 2003 |  |  | (OP) Operating
54796 | Union Power Partners LP | 55380 | Union Power Partners LP | IPP Non-CHP | AR | STG4 | 215 | Natural Gas Fired Combined Cycle | NG | CA | 6 | 2003 |  |  | (OP) Operating
4194 | Commonwealth Chesapeake Co LLC | 55381 | Commonwealth Chesapeake | IPP Non-CHP | VA | UNT1 | 46.6 | Petroleum Liquids | DFO | GT | 8 | 2000 |  |  | (SB) Standby/Backup: available for service but not normally used
4194 | Commonwealth Chesapeake Co LLC | 55381 | Commonwealth Chesapeake | IPP Non-CHP | VA | UNT2 | 44.4 | Petroleum Liquids | DFO | GT | 9 | 2000 |  |  | (SB) Standby/Backup: available for service but not normally used
4194 | Commonwealth Chesapeake Co LLC | 55381 | Commonwealth Chesapeake | IPP Non-CHP | VA | UNT3 | 45 | Petroleum Liquids | DFO | GT | 9 | 2000 |  |  | (SB) Standby/Backup: available for service but not normally used
4194 | Commonwealth Chesapeake Co LLC | 55381 | Commonwealth Chesapeake | IPP Non-CHP | VA | UNT4 | 46.9 | Petroleum Liquids | DFO | GT | 6 | 2001 |  |  | (SB) Standby/Backup: available for service but not normally used
4194 | Commonwealth Chesapeake Co LLC | 55381 | Commonwealth Chesapeake | IPP Non-CHP | VA | UNT5 | 46.6 | Petroleum Liquids | DFO | GT | 6 | 2001 |  |  | (SB) Standby/Backup: available for service but not normally used
4194 | Commonwealth Chesapeake Co LLC | 55381 | Commonwealth Chesapeake | IPP Non-CHP | VA | UNT6 | 45.3 | Petroleum Liquids | DFO | GT | 6 | 2001 |  |  | (SB) Standby/Backup: available for service but not normally used
4194 | Commonwealth Chesapeake Co LLC | 55381 | Commonwealth Chesapeake | IPP Non-CHP | VA | UNT7 | 46.2 | Petroleum Liquids | DFO | GT | 8 | 2001 |  |  | (SB) Standby/Backup: available for service but not normally used
13994 | Oglethorpe Power Corporation | 55382 | Thomas A Smith Energy Facility | IPP Non-CHP | GA | 1GT1 | 173 | Natural Gas Fired Combined Cycle | NG | CT | 6 | 2002 |  |  | (OP) Operating
13994 | Oglethorpe Power Corporation | 55382 | Thomas A Smith Energy Facility | IPP Non-CHP | GA | 1GT2 | 173 | Natural Gas Fired Combined Cycle | NG | CT | 6 | 2002 |  |  | (OP) Operating
13994 | Oglethorpe Power Corporation | 55382 | Thomas A Smith Energy Facility | IPP Non-CHP | GA | 1STG | 303 | Natural Gas Fired Combined Cycle | NG | CA | 6 | 2002 |  |  | (OP) Operating
13994 | Oglethorpe Power Corporation | 55382 | Thomas A Smith Energy Facility | IPP Non-CHP | GA | 2GT1 | 174 | Natural Gas Fired Combined Cycle | NG | CT | 6 | 2002 |  |  | (OP) Operating
13994 | Oglethorpe Power Corporation | 55382 | Thomas A Smith Energy Facility | IPP Non-CHP | GA | 2GT2 | 174 | Natural Gas Fired Combined Cycle | NG | CT | 6 | 2002 |  |  | (OP) Operating
13994 | Oglethorpe Power Corporation | 55382 | Thomas A Smith Energy Facility | IPP Non-CHP | GA | 2STG | 293 | Natural Gas Fired Combined Cycle | NG | CA | 7 | 2002 |  |  | (OP) Operating
4028 | Columbia Energy LLC | 55386 | Columbia Energy Center (SC) | IPP CHP | SC | CT1 | 151.5 | Natural Gas Fired Combined Cycle | NG | CT | 5 | 2004 |  |  | (OP) Operating
4028 | Columbia Energy LLC | 55386 | Columbia Energy Center (SC) | IPP CHP | SC | CT2 | 151.5 | Natural Gas Fired Combined Cycle | NG | CT | 5 | 2004 |  |  | (OP) Operating
4028 | Columbia Energy LLC | 55386 | Columbia Energy Center (SC) | IPP CHP | SC | ST1 | 240 | Natural Gas Fired Combined Cycle | NG | CA | 5 | 2004 |  |  | (OP) Operating
18050 | State Farm Mutual Auto Ins Co | 55390 | State Farm Insur Support Center Central | Commercial Non-CHP | TX | 2A | 1.8 | Petroleum Liquids | DFO | IC | 1 | 1998 |  |  | (SB) Standby/Backup: available for service but not normally used
18050 | State Farm Mutual Auto Ins Co | 55390 | State Farm Insur Support Center Central | Commercial Non-CHP | TX | 2B | 1.8 | Petroleum Liquids | DFO | IC | 1 | 1998 |  |  | (SB) Standby/Backup: available for service but not normally used
18050 | State Farm Mutual Auto Ins Co | 55390 | State Farm Insur Support Center Central | Commercial Non-CHP | TX | 3A | 1.8 | Petroleum Liquids | DFO | IC | 1 | 1998 |  |  | (SB) Standby/Backup: available for service but not normally used
18050 | State Farm Mutual Auto Ins Co | 55390 | State Farm Insur Support Center Central | Commercial Non-CHP | TX | 3B | 1.8 | Petroleum Liquids | DFO | IC | 1 | 1998 |  |  | (SB) Standby/Backup: available for service but not normally used
18050 | State Farm Mutual Auto Ins Co | 55390 | State Farm Insur Support Center Central | Commercial Non-CHP | TX | 4A | 1.8 | Petroleum Liquids | DFO | IC | 1 | 1998 |  |  | (SB) Standby/Backup: available for service but not normally used
18050 | State Farm Mutual Auto Ins Co | 55390 | State Farm Insur Support Center Central | Commercial Non-CHP | TX | 4B | 1.8 | Petroleum Liquids | DFO | IC | 1 | 1998 |  |  | (SB) Standby/Backup: available for service but not normally used
24121 | Calpine -RockGen Energy | 55391 | RockGen Energy Center | IPP Non-CHP | WI | 01 | 157 | Natural Gas Fired Combustion Turbine | NG | GT | 6 | 2001 |  |  | (OP) Operating
24121 | Calpine -RockGen Energy | 55391 | RockGen Energy Center | IPP Non-CHP | WI | 02 | 157 | Natural Gas Fired Combustion Turbine | NG | GT | 6 | 2001 |  |  | (OP) Operating
24121 | Calpine -RockGen Energy | 55391 | RockGen Energy Center | IPP Non-CHP | WI | 03 | 157 | Natural Gas Fired Combustion Turbine | NG | GT | 6 | 2001 |  |  | (OP) Operating
21191 | Zion Energy LLC | 55392 | Zion Energy Center | IPP Non-CHP | IL | CTG1 | 152 | Natural Gas Fired Combustion Turbine | NG | GT | 6 | 2002 |  |  | (OP) Operating
21191 | Zion Energy LLC | 55392 | Zion Energy Center | IPP Non-CHP | IL | CTG2 | 152 | Natural Gas Fired Combustion Turbine | NG | GT | 6 | 2002 |  |  | (OP) Operating
21191 | Zion Energy LLC | 55392 | Zion Energy Center | IPP Non-CHP | IL | CTG3 | 152 | Natural Gas Fired Combustion Turbine | NG | GT | 6 | 2003 |  |  | (OP) Operating
2799 | Calpine Corp - Metcalf Energy Center | 55393 | Metcalf Energy Center | IPP Non-CHP | CA | CTG1 | 172 | Natural Gas Fired Combined Cycle | NG | CT | 6 | 2005 |  |  | (OP) Operating
2799 | Calpine Corp - Metcalf Energy Center | 55393 | Metcalf Energy Center | IPP Non-CHP | CA | CTG2 | 172 | Natural Gas Fired Combined Cycle | NG | CT | 6 | 2005 |  |  | (OP) Operating
2799 | Calpine Corp - Metcalf Energy Center | 55393 | Metcalf Energy Center | IPP Non-CHP | CA | STG1 | 202.1 | Natural Gas Fired Combined Cycle | NG | CA | 6 | 2005 |  |  | (OP) Operating
3702 | Clarksdale Public Utilities | 55395 | Crossroads Energy Center | Electric Utility | MS | CT01 | 77 | Natural Gas Fired Combustion Turbine | NG | GT | 7 | 2002 |  |  | (OP) Operating
3702 | Clarksdale Public Utilities | 55395 | Crossroads Energy Center | Electric Utility | MS | CT02 | 77 | Natural Gas Fired Combustion Turbine | NG | GT | 7 | 2002 |  |  | (OP) Operating
3702 | Clarksdale Public Utilities | 55395 | Crossroads Energy Center | Electric Utility | MS | CT03 | 77 | Natural Gas Fired Combustion Turbine | NG | GT | 7 | 2002 |  |  | (OP) Operating
3702 | Clarksdale Public Utilities | 55395 | Crossroads Energy Center | Electric Utility | MS | CT04 | 77 | Natural Gas Fired Combustion Turbine | NG | GT | 7 | 2002 |  |  | (OP) Operating
49750 | FPL Energy Green Power | 55396 | Green Power I | IPP Non-CHP | CA | WGNS | 16.5 | Onshore Wind Turbine | WND | WT | 7 | 1975 |  |  | (OP) Operating
57393 | Duke Energy Commercial Asset Management | 55397 | Washington Energy Facility | IPP Non-CHP | OH | CT1 | 169 | Natural Gas Fired Combined Cycle | NG | CT | 6 | 2002 |  |  | (OP) Operating
57393 | Duke Energy Commercial Asset Management | 55397 | Washington Energy Facility | IPP Non-CHP | OH | CT2 | 169 | Natural Gas Fired Combined Cycle | NG | CT | 6 | 2002 |  |  | (OP) Operating
57393 | Duke Energy Commercial Asset Management | 55397 | Washington Energy Facility | IPP Non-CHP | OH | ST1 | 288 | Natural Gas Fired Combined Cycle | NG | CA | 6 | 2002 |  |  | (OP) Operating
34164 | Elk Hills Power LLC | 55400 | Elk Hills Power LLC | IPP CHP | CA | CTG1 | 156 | Natural Gas Fired Combined Cycle | NG | CT | 7 | 2003 |  |  | (OP) Operating
34164 | Elk Hills Power LLC | 55400 | Elk Hills Power LLC | IPP CHP | CA | CTG2 | 156 | Natural Gas Fired Combined Cycle | NG | CT | 7 | 2003 |  |  | (OP) Operating
34164 | Elk Hills Power LLC | 55400 | Elk Hills Power LLC | IPP CHP | CA | STG | 213 | All Other | WH | CA | 7 | 2003 |  |  | (OP) Operating
56558 | Rolling Hills Generating LLC | 55401 | Rolling Hills Generating | IPP Non-CHP | OH | CT1 | 165 | Natural Gas Fired Combustion Turbine | NG | GT | 6 | 2003 |  |  | (OP) Operating
56558 | Rolling Hills Generating LLC | 55401 | Rolling Hills Generating | IPP Non-CHP | OH | CT2 | 165 | Natural Gas Fired Combustion Turbine | NG | GT | 6 | 2003 |  |  | (OP) Operating
56558 | Rolling Hills Generating LLC | 55401 | Rolling Hills Generating | IPP Non-CHP | OH | CT3 | 165 | Natural Gas Fired Combustion Turbine | NG | GT | 6 | 2003 |  |  | (OP) Operating
56558 | Rolling Hills Generating LLC | 55401 | Rolling Hills Generating | IPP Non-CHP | OH | CT4 | 165 | Natural Gas Fired Combustion Turbine | NG | GT | 6 | 2003 |  |  | (OP) Operating
56558 | Rolling Hills Generating LLC | 55401 | Rolling Hills Generating | IPP Non-CHP | OH | CT5 | 165 | Natural Gas Fired Combustion Turbine | NG | GT | 6 | 2003 |  |  | (OP) Operating
21454 | Renaissance Power LLC | 55402 | Renaissance Power LLC | IPP Non-CHP | MI | CT1 | 165 | Natural Gas Fired Combustion Turbine | NG | GT | 3 | 2002 |  |  | (OP) Operating
21454 | Renaissance Power LLC | 55402 | Renaissance Power LLC | IPP Non-CHP | MI | CT2 | 165 | Natural Gas Fired Combustion Turbine | NG | GT | 3 | 2002 |  |  | (OP) Operating
21454 | Renaissance Power LLC | 55402 | Renaissance Power LLC | IPP Non-CHP | MI | CT3 | 165 | Natural Gas Fired Combustion Turbine | NG | GT | 3 | 2002 |  |  | (OP) Operating
21454 | Renaissance Power LLC | 55402 | Renaissance Power LLC | IPP Non-CHP | MI | CT4 | 165 | Natural Gas Fired Combustion Turbine | NG | GT | 3 | 2002 |  |  | (OP) Operating
3131 | Carville Energy LLC | 55404 | Carville Energy LLC | IPP CHP | LA | CTG1 | 170 | Natural Gas Fired Combined Cycle | NG | CT | 6 | 2003 |  |  | (OP) Operating
3131 | Carville Energy LLC | 55404 | Carville Energy LLC | IPP CHP | LA | CTG2 | 170 | Natural Gas Fired Combined Cycle | NG | CT | 6 | 2003 |  |  | (OP) Operating
3131 | Carville Energy LLC | 55404 | Carville Energy LLC | IPP CHP | LA | STG | 185 | Natural Gas Fired Combined Cycle | NG | CA | 6 | 2003 |  |  | (OP) Operating
32173 | New Athens Generating Company LLC | 55405 | Athens Generating Plant | IPP Non-CHP | NY | CT1 | 258 | Natural Gas Fired Combined Cycle | NG | CT | 4 | 2004 |  |  | (OP) Operating
32173 | New Athens Generating Company LLC | 55405 | Athens Generating Plant | IPP Non-CHP | NY | CT2 | 258 | Natural Gas Fired Combined Cycle | NG | CT | 5 | 2004 |  |  | (OP) Operating
32173 | New Athens Generating Company LLC | 55405 | Athens Generating Plant | IPP Non-CHP | NY | CT3 | 258 | Natural Gas Fired Combined Cycle | NG | CT | 4 | 2003 |  |  | (OP) Operating
32173 | New Athens Generating Company LLC | 55405 | Athens Generating Plant | IPP Non-CHP | NY | ST1 | 121.3 | Natural Gas Fired Combined Cycle | NG | CA | 1 | 2004 |  |  | (OP) Operating
32173 | New Athens Generating Company LLC | 55405 | Athens Generating Plant | IPP Non-CHP | NY | ST2 | 121.3 | Natural Gas Fired Combined Cycle | NG | CA | 1 | 2004 |  |  | (OP) Operating
32173 | New Athens Generating Company LLC | 55405 | Athens Generating Plant | IPP Non-CHP | NY | ST3 | 121.3 | Natural Gas Fired Combined Cycle | NG | CA | 1 | 2004 |  |  | (OP) Operating
59423 | Effingham County Power | 55406 | Effingham County Power Project | IPP Non-CHP | GA | STG | 176 | Natural Gas Fired Combined Cycle | NG | CA | 8 | 2003 |  |  | (OP) Operating
59423 | Effingham County Power | 55406 | Effingham County Power Project | IPP Non-CHP | GA | UNT1 | 169 | Natural Gas Fired Combined Cycle | NG | CT | 8 | 2003 |  |  | (OP) Operating
59423 | Effingham County Power | 55406 | Effingham County Power Project | IPP Non-CHP | GA | UNT2 | 164 | Natural Gas Fired Combined Cycle | NG | CT | 8 | 2003 |  |  | (OP) Operating
34028 | Calhoun Power Co LLC | 55409 | Calhoun Energy Center | IPP Non-CHP | AL | CAL1 | 158 | Natural Gas Fired Combustion Turbine | NG | GT | 1 | 2003 |  |  | (OP) Operating
34028 | Calhoun Power Co LLC | 55409 | Calhoun Energy Center | IPP Non-CHP | AL | CAL2 | 158 | Natural Gas Fired Combustion Turbine | NG | GT | 2 | 2003 |  |  | (OP) Operating
34028 | Calhoun Power Co LLC | 55409 | Calhoun Energy Center | IPP Non-CHP | AL | CAL3 | 158 | Natural Gas Fired Combustion Turbine | NG | GT | 3 | 2003 |  |  | (OP) Operating
34028 | Calhoun Power Co LLC | 55409 | Calhoun Energy Center | IPP Non-CHP | AL | CAL4 | 158 | Natural Gas Fired Combustion Turbine | NG | GT | 4 | 2003 |  |  | (OP) Operating
55987 | CER Generation LLC | 55411 | Hillabee Energy Center | IPP Non-CHP | AL | HEC1 | 220.5 | Natural Gas Fired Combined Cycle | NG | CT | 6 | 2010 |  |  | (OP) Operating
55987 | CER Generation LLC | 55411 | Hillabee Energy Center | IPP Non-CHP | AL | HEC2 | 220.5 | Natural Gas Fired Combined Cycle | NG | CT | 6 | 2010 |  |  | (OP) Operating
55987 | CER Generation LLC | 55411 | Hillabee Energy Center | IPP Non-CHP | AL | HECS | 280.8 | Natural Gas Fired Combined Cycle | NG | CA | 6 | 2010 |  |  | (OP) Operating
54693 | Osprey Energy Center | 55412 | Osprey Energy Center Power Plant | IPP Non-CHP | FL | OEC1 | 175 | Natural Gas Fired Combined Cycle | NG | CT | 5 | 2004 |  |  | (OP) Operating
54693 | Osprey Energy Center | 55412 | Osprey Energy Center Power Plant | IPP Non-CHP | FL | OEC2 | 175 | Natural Gas Fired Combined Cycle | NG | CT | 5 | 2004 |  |  | (OP) Operating
54693 | Osprey Energy Center | 55412 | Osprey Energy Center Power Plant | IPP Non-CHP | FL | OECS | 240 | Natural Gas Fired Combined Cycle | NG | CA | 5 | 2004 |  |  | (OP) Operating
40192 | Shady Hills Power Co LLC | 55414 | Shady Hills Generating Station | IPP Non-CHP | FL | G101 | 154.4 | Natural Gas Fired Combustion Turbine | NG | GT | 1 | 2002 |  |  | (OP) Operating
40192 | Shady Hills Power Co LLC | 55414 | Shady Hills Generating Station | IPP Non-CHP | FL | G201 | 154.4 | Natural Gas Fired Combustion Turbine | NG | GT | 1 | 2002 |  |  | (OP) Operating
40192 | Shady Hills Power Co LLC | 55414 | Shady Hills Generating Station | IPP Non-CHP | FL | G301 | 154.4 | Natural Gas Fired Combustion Turbine | NG | GT | 1 | 2002 |  |  | (OP) Operating
39125 | Vandolah Power Co LLC | 55415 | Vandolah Power Station | IPP Non-CHP | FL | G101 | 161.5 | Natural Gas Fired Combustion Turbine | NG | GT | 6 | 2002 |  |  | (OP) Operating
39125 | Vandolah Power Co LLC | 55415 | Vandolah Power Station | IPP Non-CHP | FL | G201 | 161.5 | Natural Gas Fired Combustion Turbine | NG | GT | 6 | 2002 |  |  | (OP) Operating
39125 | Vandolah Power Co LLC | 55415 | Vandolah Power Station | IPP Non-CHP | FL | G301 | 161.5 | Natural Gas Fired Combustion Turbine | NG | GT | 6 | 2002 |  |  | (OP) Operating
39125 | Vandolah Power Co LLC | 55415 | Vandolah Power Station | IPP Non-CHP | FL | G401 | 161.5 | Natural Gas Fired Combustion Turbine | NG | GT | 6 | 2002 |  |  | (OP) Operating
19436 | Union Electric Co - (MO) | 55417 | Raccoon Creek Energy Center | Electric Utility | IL | CT01 | 75 | Natural Gas Fired Combustion Turbine | NG | GT | 6 | 2002 |  |  | (OP) Operating
19436 | Union Electric Co - (MO) | 55417 | Raccoon Creek Energy Center | Electric Utility | IL | CT02 | 75 | Natural Gas Fired Combustion Turbine | NG | GT | 6 | 2002 |  |  | (OP) Operating
19436 | Union Electric Co - (MO) | 55417 | Raccoon Creek Energy Center | Electric Utility | IL | CT03 | 75 | Natural Gas Fired Combustion Turbine | NG | GT | 6 | 2002 |  |  | (OP) Operating
19436 | Union Electric Co - (MO) | 55417 | Raccoon Creek Energy Center | Electric Utility | IL | CT04 | 75 | Natural Gas Fired Combustion Turbine | NG | GT | 6 | 2002 |  |  | (OP) Operating
814 | Entergy Arkansas Inc | 55418 | Hot Spring Generating Facility | Electric Utility | AR | CT1 | 153.9 | Natural Gas Fired Combined Cycle | NG | CT | 6 | 2002 |  |  | (OP) Operating
814 | Entergy Arkansas Inc | 55418 | Hot Spring Generating Facility | Electric Utility | AR | CT2 | 154 | Natural Gas Fired Combined Cycle | NG | CT | 6 | 2002 |  |  | (OP) Operating
814 | Entergy Arkansas Inc | 55418 | Hot Spring Generating Facility | Electric Utility | AR | ST1 | 288.9 | Natural Gas Fired Combined Cycle | NG | CA | 6 | 2002 |  |  | (OP) Operating
5347 | Dow Chemical Co | 55419 | Plaquemine Cogeneration Plant | Industrial CHP | LA | G500 | 151 | Natural Gas Fired Combined Cycle | NG | CT | 3 | 2004 |  |  | (OP) Operating
5347 | Dow Chemical Co | 55419 | Plaquemine Cogeneration Plant | Industrial CHP | LA | G600 | 151 | Natural Gas Fired Combined Cycle | NG | CT | 3 | 2004 |  |  | (OP) Operating
5347 | Dow Chemical Co | 55419 | Plaquemine Cogeneration Plant | Industrial CHP | LA | G700 | 151 | Natural Gas Fired Combined Cycle | NG | CT | 3 | 2004 |  |  | (OP) Operating
5347 | Dow Chemical Co | 55419 | Plaquemine Cogeneration Plant | Industrial CHP | LA | G800 | 151 | Natural Gas Fired Combined Cycle | NG | CT | 3 | 2004 |  |  | (OP) Operating
5347 | Dow Chemical Co | 55419 | Plaquemine Cogeneration Plant | Industrial CHP | LA | ST5 | 189 | Natural Gas Fired Combined Cycle | NG | CA | 3 | 2004 |  |  | (OP) Operating
56490 | LS Power Development LLC | 55422 | DeSoto County Plant | IPP Non-CHP | FL | DES1 | 159 | Natural Gas Fired Combustion Turbine | NG | GT | 5 | 2002 |  |  | (OS) Out of service and NOT expected to return to service in next calendar year
56490 | LS Power Development LLC | 55422 | DeSoto County Plant | IPP Non-CHP | FL | DES2 | 161 | Natural Gas Fired Combustion Turbine | NG | GT | 5 | 2002 |  |  | (OS) Out of service and NOT expected to return to service in next calendar year
55839 | Domtar Paper Company LLC | 55429 | Kentucky Mills | Industrial CHP | KY | 01 | 49 | Wood/Wood Waste Biomass | BLQ | ST | 6 | 2001 |  |  | (OP) Operating
13908 | NRG South CentralOperationsInc | 55433 | Bayou Cove Peaking Power | IPP Non-CHP | LA | 0001 | 75 | Natural Gas Fired Combustion Turbine | NG | GT | 7 | 2002 |  |  | (OP) Operating
13908 | NRG South CentralOperationsInc | 55433 | Bayou Cove Peaking Power | IPP Non-CHP | LA | 0002 | 75 | Natural Gas Fired Combustion Turbine | NG | GT | 7 | 2002 |  |  | (OP) Operating
13908 | NRG South CentralOperationsInc | 55433 | Bayou Cove Peaking Power | IPP Non-CHP | LA | 0003 | 75 | Natural Gas Fired Combustion Turbine | NG | GT | 8 | 2002 |  |  | (OP) Operating
13908 | NRG South CentralOperationsInc | 55433 | Bayou Cove Peaking Power | IPP Non-CHP | LA | 0004 | 75 | Natural Gas Fired Combustion Turbine | NG | GT | 8 | 2002 |  |  | (OP) Operating
59371 | Mainline Generation LLC | 55438 | Elgin Energy Center LLC | IPP Non-CHP | IL | CT01 | 115 | Natural Gas Fired Combustion Turbine | NG | GT | 9 | 2002 |  |  | (OP) Operating
59371 | Mainline Generation LLC | 55438 | Elgin Energy Center LLC | IPP Non-CHP | IL | CT02 | 115 | Natural Gas Fired Combustion Turbine | NG | GT | 10 | 2002 |  |  | (OP) Operating
59371 | Mainline Generation LLC | 55438 | Elgin Energy Center LLC | IPP Non-CHP | IL | CT03 | 115 | Natural Gas Fired Combustion Turbine | NG | GT | 10 | 2002 |  |  | (OP) Operating
59371 | Mainline Generation LLC | 55438 | Elgin Energy Center LLC | IPP Non-CHP | IL | CT04 | 115 | Natural Gas Fired Combustion Turbine | NG | GT | 11 | 2002 |  |  | (OP) Operating
18569 | Tenaska Virginia Partners LP | 55439 | Tenaska Virginia Generating Station | IPP Non-CHP | VA | CTG1 | 166 | Natural Gas Fired Combined Cycle | NG | CT | 4 | 2004 |  |  | (OP) Operating
18569 | Tenaska Virginia Partners LP | 55439 | Tenaska Virginia Generating Station | IPP Non-CHP | VA | CTG2 | 166 | Natural Gas Fired Combined Cycle | NG | CT | 4 | 2004 |  |  | (OP) Operating
18569 | Tenaska Virginia Partners LP | 55439 | Tenaska Virginia Generating Station | IPP Non-CHP | VA | CTG3 | 172 | Natural Gas Fired Combined Cycle | NG | CT | 4 | 2004 |  |  | (OP) Operating
18569 | Tenaska Virginia Partners LP | 55439 | Tenaska Virginia Generating Station | IPP Non-CHP | VA | STG1 | 395.1 | Natural Gas Fired Combined Cycle | NG | CA | 4 | 2004 |  |  | (OP) Operating
18835 | Tenaska Alabama B LP | 55440 | Tenaska Central Alabama Generating Stn | IPP Non-CHP | AL | CTG1 | 174.3 | Natural Gas Fired Combined Cycle | NG | CT | 5 | 2003 |  |  | (OP) Operating
18835 | Tenaska Alabama B LP | 55440 | Tenaska Central Alabama Generating Stn | IPP Non-CHP | AL | CTG2 | 173.6 | Natural Gas Fired Combined Cycle | NG | CT | 5 | 2003 |  |  | (OP) Operating
18835 | Tenaska Alabama B LP | 55440 | Tenaska Central Alabama Generating Stn | IPP Non-CHP | AL | CTG3 | 177.4 | Natural Gas Fired Combined Cycle | NG | CT | 5 | 2003 |  |  | (OP) Operating
18835 | Tenaska Alabama B LP | 55440 | Tenaska Central Alabama Generating Stn | IPP Non-CHP | AL | ST1 | 398.5 | Natural Gas Fired Combined Cycle | NG | CA | 5 | 2003 |  |  | (OP) Operating
4045 | City of Columbia - (MO) | 55447 | Columbia Energy Center | Electric Utility | MO | CT01 | 35 | Natural Gas Fired Combustion Turbine | NG | GT | 7 | 2001 |  |  | (OP) Operating
4045 | City of Columbia - (MO) | 55447 | Columbia Energy Center | Electric Utility | MO | CT02 | 35 | Natural Gas Fired Combustion Turbine | NG | GT | 7 | 2001 |  |  | (OP) Operating
4045 | City of Columbia - (MO) | 55447 | Columbia Energy Center | Electric Utility | MO | CT03 | 35 | Natural Gas Fired Combustion Turbine | NG | GT | 6 | 2001 |  |  | (OP) Operating
4045 | City of Columbia - (MO) | 55447 | Columbia Energy Center | Electric Utility | MO | CT04 | 35 | Natural Gas Fired Combustion Turbine | NG | GT | 7 | 2001 |  |  | (OP) Operating
18642 | Tennessee Valley Authority | 55451 | Magnolia Power Plant | Electric Utility | MS | CTG1 | 156 | Natural Gas Fired Combined Cycle | NG | CT | 8 | 2003 |  |  | (OP) Operating
18642 | Tennessee Valley Authority | 55451 | Magnolia Power Plant | Electric Utility | MS | CTG2 | 156 | Natural Gas Fired Combined Cycle | NG | CT | 8 | 2003 |  |  | (OP) Operating
18642 | Tennessee Valley Authority | 55451 | Magnolia Power Plant | Electric Utility | MS | CTG3 | 156 | Natural Gas Fired Combined Cycle | NG | CT | 8 | 2003 |  |  | (OP) Operating
18642 | Tennessee Valley Authority | 55451 | Magnolia Power Plant | Electric Utility | MS | STG1 | 150 | Natural Gas Fired Combined Cycle | NG | CA | 8 | 2003 |  |  | (OP) Operating
18642 | Tennessee Valley Authority | 55451 | Magnolia Power Plant | Electric Utility | MS | STG2 | 150 | Natural Gas Fired Combined Cycle | NG | CA | 8 | 2003 |  |  | (OP) Operating
18642 | Tennessee Valley Authority | 55451 | Magnolia Power Plant | Electric Utility | MS | STG3 | 150 | Natural Gas Fired Combined Cycle | NG | CA | 8 | 2003 |  |  | (OP) Operating
6632 | Fountain Valley Power LLC | 55453 | Fountain Valley Power Facility | IPP Non-CHP | CO | S1 | 39 | Natural Gas Fired Combustion Turbine | NG | GT | 7 | 2001 |  |  | (OP) Operating
6632 | Fountain Valley Power LLC | 55453 | Fountain Valley Power Facility | IPP Non-CHP | CO | S2 | 39 | Natural Gas Fired Combustion Turbine | NG | GT | 7 | 2001 |  |  | (OP) Operating
6632 | Fountain Valley Power LLC | 55453 | Fountain Valley Power Facility | IPP Non-CHP | CO | S3 | 39 | Natural Gas Fired Combustion Turbine | NG | GT | 7 | 2001 |  |  | (OP) Operating
6632 | Fountain Valley Power LLC | 55453 | Fountain Valley Power Facility | IPP Non-CHP | CO | S4 | 39 | Natural Gas Fired Combustion Turbine | NG | GT | 7 | 2001 |  |  | (OP) Operating
6632 | Fountain Valley Power LLC | 55453 | Fountain Valley Power Facility | IPP Non-CHP | CO | S5 | 39 | Natural Gas Fired Combustion Turbine | NG | GT | 7 | 2001 |  |  | (OP) Operating
6632 | Fountain Valley Power LLC | 55453 | Fountain Valley Power Facility | IPP Non-CHP | CO | S6 | 39 | Natural Gas Fired Combustion Turbine | NG | GT | 8 | 2001 |  |  | (OP) Operating
803 | Arizona Public Service Co | 55455 | Red Hawk | Electric Utility | AZ | CT1A | 148 | Natural Gas Fired Combined Cycle | NG | CT | 7 | 2002 |  |  | (OP) Operating
803 | Arizona Public Service Co | 55455 | Red Hawk | Electric Utility | AZ | CT1B | 148 | Natural Gas Fired Combined Cycle | NG | CT | 7 | 2002 |  |  | (OP) Operating
803 | Arizona Public Service Co | 55455 | Red Hawk | Electric Utility | AZ | CT2A | 148 | Natural Gas Fired Combined Cycle | NG | CT | 7 | 2002 |  |  | (OP) Operating
803 | Arizona Public Service Co | 55455 | Red Hawk | Electric Utility | AZ | CT2B | 148 | Natural Gas Fired Combined Cycle | NG | CT | 7 | 2002 |  |  | (OP) Operating
803 | Arizona Public Service Co | 55455 | Red Hawk | Electric Utility | AZ | ST1 | 171 | Natural Gas Fired Combined Cycle | NG | CA | 7 | 2002 |  |  | (OP) Operating
803 | Arizona Public Service Co | 55455 | Red Hawk | Electric Utility | AZ | ST2 | 171 | Natural Gas Fired Combined Cycle | NG | CA | 7 | 2002 |  |  | (OP) Operating
14063 | Oklahoma Gas & Electric Co | 55457 | McClain Energy Facility | Electric Utility | OK | CT1 | 121.9 | Natural Gas Fired Combined Cycle | NG | CT | 6 | 2001 |  |  | (OP) Operating
14063 | Oklahoma Gas & Electric Co | 55457 | McClain Energy Facility | Electric Utility | OK | CT2 | 121.4 | Natural Gas Fired Combined Cycle | NG | CT | 6 | 2001 |  |  | (OP) Operating
14063 | Oklahoma Gas & Electric Co | 55457 | McClain Energy Facility | Electric Utility | OK | ST1 | 127.1 | Natural Gas Fired Combined Cycle | NG | CA | 6 | 2001 |  |  | (OP) Operating
14063 | Oklahoma Gas & Electric Co | 55463 | Redbud Power Plant | Electric Utility | OK | CT01 | 160.3 | Natural Gas Fired Combined Cycle | NG | CT | 5 | 2004 |  |  | (OP) Operating
14063 | Oklahoma Gas & Electric Co | 55463 | Redbud Power Plant | Electric Utility | OK | CT02 | 162.2 | Natural Gas Fired Combined Cycle | NG | CT | 5 | 2004 |  |  | (OP) Operating
14063 | Oklahoma Gas & Electric Co | 55463 | Redbud Power Plant | Electric Utility | OK | CT03 | 162.1 | Natural Gas Fired Combined Cycle | NG | CT | 5 | 2004 |  |  | (OP) Operating
14063 | Oklahoma Gas & Electric Co | 55463 | Redbud Power Plant | Electric Utility | OK | CT04 | 161.9 | Natural Gas Fired Combined Cycle | NG | CT | 5 | 2004 |  |  | (OP) Operating
14063 | Oklahoma Gas & Electric Co | 55463 | Redbud Power Plant | Electric Utility | OK | ST01 | 296.1 | Natural Gas Fired Combined Cycle | NG | CA | 5 | 2004 |  |  | (OP) Operating
14063 | Oklahoma Gas & Electric Co | 55463 | Redbud Power Plant | Electric Utility | OK | ST02 | 300.5 | Natural Gas Fired Combined Cycle | NG | CA | 5 | 2004 |  |  | (OP) Operating
14063 | Oklahoma Gas & Electric Co | 55463 | Redbud Power Plant | Electric Utility | OK | ST03 | 298.6 | Natural Gas Fired Combined Cycle | NG | CA | 5 | 2004 |  |  | (OP) Operating
14063 | Oklahoma Gas & Electric Co | 55463 | Redbud Power Plant | Electric Utility | OK | ST04 | 296.9 | Natural Gas Fired Combined Cycle | NG | CA | 5 | 2004 |  |  | (OP) Operating
4994 | Deer Park Energy Center | 55464 | Deer Park Energy Center | IPP CHP | TX | CTG1 | 169.8 | Natural Gas Fired Combined Cycle | NG | CT | 6 | 2003 |  |  | (OP) Operating
4994 | Deer Park Energy Center | 55464 | Deer Park Energy Center | IPP CHP | TX | CTG2 | 169.8 | Natural Gas Fired Combined Cycle | NG | CT | 6 | 2003 |  |  | (OP) Operating
4994 | Deer Park Energy Center | 55464 | Deer Park Energy Center | IPP CHP | TX | CTG3 | 169.8 | Natural Gas Fired Combined Cycle | NG | CT | 6 | 2004 |  |  | (OP) Operating
4994 | Deer Park Energy Center | 55464 | Deer Park Energy Center | IPP CHP | TX | CTG4 | 169.8 | Natural Gas Fired Combined Cycle | NG | CT | 6 | 2004 |  |  | (OP) Operating
4994 | Deer Park Energy Center | 55464 | Deer Park Energy Center | IPP CHP | TX | CTG6 | 154.8 | Natural Gas Fired Combined Cycle | NG | CT | 6 | 2014 |  |  | (OP) Operating
4994 | Deer Park Energy Center | 55464 | Deer Park Energy Center | IPP CHP | TX | STG1 | 282 | Natural Gas Fired Combined Cycle | NG | CA | 6 | 2004 |  |  | (OP) Operating
11241 | Entergy Louisiana LLC | 55467 | Ouachita | Electric Utility | LA | CTG1 | 142.9 | Natural Gas Fired Combined Cycle | NG | CT | 8 | 2002 |  |  | (OP) Operating
11241 | Entergy Louisiana LLC | 55467 | Ouachita | Electric Utility | LA | CTG2 | 143.3 | Natural Gas Fired Combined Cycle | NG | CT | 8 | 2002 |  |  | (OP) Operating
11241 | Entergy Louisiana LLC | 55467 | Ouachita | Electric Utility | LA | CTG3 | 141.8 | Natural Gas Fired Combined Cycle | NG | CT | 8 | 2002 |  |  | (OP) Operating
11241 | Entergy Louisiana LLC | 55467 | Ouachita | Electric Utility | LA | STG1 | 104.4 | Natural Gas Fired Combined Cycle | NG | CA | 8 | 2002 |  |  | (OP) Operating
11241 | Entergy Louisiana LLC | 55467 | Ouachita | Electric Utility | LA | STG2 | 98.1 | Natural Gas Fired Combined Cycle | NG | CA | 8 | 2002 |  |  | (OP) Operating
11241 | Entergy Louisiana LLC | 55467 | Ouachita | Electric Utility | LA | STG3 | 100.7 | Natural Gas Fired Combined Cycle | NG | CA | 8 | 2002 |  |  | (OP) Operating
17566 | South Houston Green Power LP | 55470 | Green Power 2 | Industrial CHP | TX | ST1 | 110 | Natural Gas Fired Combined Cycle | NG | CA | 12 | 2003 |  |  | (OP) Operating
17566 | South Houston Green Power LP | 55470 | Green Power 2 | Industrial CHP | TX | ST805 | 241.5 | Natural Gas Fired Combined Cycle | NG | CA | 5 | 2009 |  |  | (OP) Operating
17566 | South Houston Green Power LP | 55470 | Green Power 2 | Industrial CHP | TX | TR1 | 158 | Natural Gas Fired Combined Cycle | NG | CT | 12 | 2003 |  |  | (OP) Operating
17566 | South Houston Green Power LP | 55470 | Green Power 2 | Industrial CHP | TX | TR2 | 158 | Natural Gas Fired Combined Cycle | NG | CT | 12 | 2003 |  |  | (OP) Operating
17566 | South Houston Green Power LP | 55470 | Green Power 2 | Industrial CHP | TX | TR3 | 158 | Natural Gas Fired Combined Cycle | NG | CT | 12 | 2003 |  |  | (OP) Operating
19545 | Black Hills Power Inc | 55477 | Neil Simpson Gas Turbine #2 | IPP Non-CHP | WY | GT2 | 34 | Natural Gas Fired Combustion Turbine | NG | GT | 4 | 2001 |  |  | (OP) Operating
19545 | Black Hills Power Inc | 55478 | Lange Gas Turbines | Electric Utility | SD | 0001 | 34 | Natural Gas Fired Combustion Turbine | NG | GT | 3 | 2002 |  |  | (OP) Operating
1652 | Black Hills Ontario LLC | 55479 | Wygen 1 | IPP Non-CHP | WY | 0001 | 70 | Conventional Steam Coal | SUB | ST | 1 | 2003 |  |  | (OP) Operating
6844 | FPLE Forney LP | 55480 | Forney Energy Center | IPP Non-CHP | TX | ST1 | 415 | Natural Gas Fired Combined Cycle | NG | CA | 4 | 2003 |  |  | (OP) Operating
6844 | FPLE Forney LP | 55480 | Forney Energy Center | IPP Non-CHP | TX | ST2 | 415 | Natural Gas Fired Combined Cycle | NG | CA | 7 | 2003 |  |  | (OP) Operating
6844 | FPLE Forney LP | 55480 | Forney Energy Center | IPP Non-CHP | TX | U1 | 168 | Natural Gas Fired Combined Cycle | NG | CT | 2 | 2003 |  |  | (OP) Operating |  |  |  | 2014 | 11 | 13
6844 | FPLE Forney LP | 55480 | Forney Energy Center | IPP Non-CHP | TX | U2 | 168 | Natural Gas Fired Combined Cycle | NG | CT | 2 | 2003 |  |  | (OP) Operating |  |  |  | 2014 | 11 | 13
6844 | FPLE Forney LP | 55480 | Forney Energy Center | IPP Non-CHP | TX | U3 | 168 | Natural Gas Fired Combined Cycle | NG | CT | 2 | 2003 |  |  | (OP) Operating |  |  |  | 2014 | 11 | 13
6844 | FPLE Forney LP | 55480 | Forney Energy Center | IPP Non-CHP | TX | U4 | 168 | Natural Gas Fired Combined Cycle | NG | CT | 5 | 2003 |  |  | (OP) Operating
6844 | FPLE Forney LP | 55480 | Forney Energy Center | IPP Non-CHP | TX | U5 | 168 | Natural Gas Fired Combined Cycle | NG | CT | 5 | 2003 |  |  | (OP) Operating
6844 | FPLE Forney LP | 55480 | Forney Energy Center | IPP Non-CHP | TX | U6 | 168 | Natural Gas Fired Combined Cycle | NG | CT | 5 | 2003 |  |  | (OP) Operating
59532 | CAMS | 55481 | Mesquite Generating Station Block 2 | IPP Non-CHP | AZ | GT3 | 153 | Natural Gas Fired Combined Cycle | NG | CT | 12 | 2003 |  |  | (OP) Operating
59532 | CAMS | 55481 | Mesquite Generating Station Block 2 | IPP Non-CHP | AZ | GT4 | 153 | Natural Gas Fired Combined Cycle | NG | CT | 12 | 2003 |  |  | (OP) Operating
59532 | CAMS | 55481 | Mesquite Generating Station Block 2 | IPP Non-CHP | AZ | ST2 | 289 | Natural Gas Fired Combined Cycle | NG | CA | 12 | 2003 |  |  | (OP) Operating
15500 | Puget Sound Energy Inc | 55482 | Goldendale Generating Station | Electric Utility | WA | G1 | 146.1 | Natural Gas Fired Combined Cycle | NG | CT | 8 | 2004 |  |  | (OP) Operating
15500 | Puget Sound Energy Inc | 55482 | Goldendale Generating Station | Electric Utility | WA | G2 | 110.6 | Natural Gas Fired Combined Cycle | NG | CA | 8 | 2004 |  |  | (OP) Operating
3057 | Catawba County | 55488 | Blackburn Landfill Co-Generation | IPP CHP | NC | BB1 | 1 | Landfill Gas | LFG | IC | 9 | 1999 |  |  | (OP) Operating
3057 | Catawba County | 55488 | Blackburn Landfill Co-Generation | IPP CHP | NC | BB2 | 1 | Landfill Gas | LFG | IC | 12 | 1999 |  |  | (OP) Operating
3057 | Catawba County | 55488 | Blackburn Landfill Co-Generation | IPP CHP | NC | BB3 | 0.9 | Landfill Gas | LFG | IC | 3 | 2002 |  |  | (OP) Operating
13193 | Naniwa Energy LLC | 55494 | Tri Center Naniwa Energy | IPP Non-CHP | NV | CT3 | 50 | Natural Gas Fired Combustion Turbine | NG | GT | 6 | 2001 |  |  | (OP) Operating
13193 | Naniwa Energy LLC | 55494 | Tri Center Naniwa Energy | IPP Non-CHP | NV | CT4 | 50 | Natural Gas Fired Combustion Turbine | NG | GT | 6 | 2001 |  |  | (OP) Operating
13193 | Naniwa Energy LLC | 55494 | Tri Center Naniwa Energy | IPP Non-CHP | NV | CT5 | 50 | Natural Gas Fired Combustion Turbine | NG | GT | 7 | 2001 |  |  | (OP) Operating
13193 | Naniwa Energy LLC | 55494 | Tri Center Naniwa Energy | IPP Non-CHP | NV | CT6 | 50 | Natural Gas Fired Combustion Turbine | NG | GT | 7 | 2001 |  |  | (OP) Operating
19436 | Union Electric Co - (MO) | 55496 | Goose Creek Energy Center | Electric Utility | IL | CT01 | 72 | Natural Gas Fired Combustion Turbine | NG | GT | 5 | 2003 |  |  | (OP) Operating
19436 | Union Electric Co - (MO) | 55496 | Goose Creek Energy Center | Electric Utility | IL | CT02 | 72 | Natural Gas Fired Combustion Turbine | NG | GT | 5 | 2003 |  |  | (OP) Operating
19436 | Union Electric Co - (MO) | 55496 | Goose Creek Energy Center | Electric Utility | IL | CT03 | 72 | Natural Gas Fired Combustion Turbine | NG | GT | 5 | 2003 |  |  | (OP) Operating
19436 | Union Electric Co - (MO) | 55496 | Goose Creek Energy Center | Electric Utility | IL | CT04 | 72 | Natural Gas Fired Combustion Turbine | NG | GT | 5 | 2003 |  |  | (OP) Operating
19436 | Union Electric Co - (MO) | 55496 | Goose Creek Energy Center | Electric Utility | IL | CT05 | 72 | Natural Gas Fired Combustion Turbine | NG | GT | 5 | 2003 |  |  | (OP) Operating
19436 | Union Electric Co - (MO) | 55496 | Goose Creek Energy Center | Electric Utility | IL | CT06 | 72 | Natural Gas Fired Combustion Turbine | NG | GT | 5 | 2003 |  |  | (OP) Operating
59527 | Calpeak Operating Services, LLC | 55499 | CalPeak Power Vaca Dixon Peaker Plant | IPP Non-CHP | CA | CPP1 | 49.7 | Natural Gas Fired Combustion Turbine | NG | GT | 6 | 2002 |  |  | (OP) Operating
10362 | Kiowa Power Partners LLC | 55501 | Kiamichi Energy Facility | IPP Non-CHP | OK | CTG1 | 158.2 | Natural Gas Fired Combined Cycle | NG | CT | 4 | 2003 |  |  | (OP) Operating
10362 | Kiowa Power Partners LLC | 55501 | Kiamichi Energy Facility | IPP Non-CHP | OK | CTG2 | 158.2 | Natural Gas Fired Combined Cycle | NG | CT | 4 | 2003 |  |  | (OP) Operating
10362 | Kiowa Power Partners LLC | 55501 | Kiamichi Energy Facility | IPP Non-CHP | OK | CTG3 | 158.2 | Natural Gas Fired Combined Cycle | NG | CT | 4 | 2003 |  |  | (OP) Operating
10362 | Kiowa Power Partners LLC | 55501 | Kiamichi Energy Facility | IPP Non-CHP | OK | CTG4 | 158.2 | Natural Gas Fired Combined Cycle | NG | CT | 4 | 2003 |  |  | (OP) Operating
10362 | Kiowa Power Partners LLC | 55501 | Kiamichi Energy Facility | IPP Non-CHP | OK | STG1 | 272.8 | Natural Gas Fired Combined Cycle | NG | CA | 4 | 2003 |  |  | (OP) Operating
10362 | Kiowa Power Partners LLC | 55501 | Kiamichi Energy Facility | IPP Non-CHP | OK | STG2 | 272.8 | Natural Gas Fired Combined Cycle | NG | CA | 4 | 2003 |  |  | (OP) Operating
343 | AEP Generating Company | 55502 | Lawrenceburg Energy Facility | Electric Utility | IN | 0100 | 238 | Natural Gas Fired Combined Cycle | NG | CA | 6 | 2004 |  |  | (OP) Operating
343 | AEP Generating Company | 55502 | Lawrenceburg Energy Facility | Electric Utility | IN | 0200 | 238 | Natural Gas Fired Combined Cycle | NG | CA | 6 | 2004 |  |  | (OP) Operating
343 | AEP Generating Company | 55502 | Lawrenceburg Energy Facility | Electric Utility | IN | 1100 | 151 | Natural Gas Fired Combined Cycle | NG | CT | 6 | 2004 |  |  | (OP) Operating
343 | AEP Generating Company | 55502 | Lawrenceburg Energy Facility | Electric Utility | IN | 1200 | 151 | Natural Gas Fired Combined Cycle | NG | CT | 6 | 2004 |  |  | (OP) Operating
343 | AEP Generating Company | 55502 | Lawrenceburg Energy Facility | Electric Utility | IN | 2100 | 151 | Natural Gas Fired Combined Cycle | NG | CT | 6 | 2004 |  |  | (OP) Operating
343 | AEP Generating Company | 55502 | Lawrenceburg Energy Facility | Electric Utility | IN | 2200 | 151 | Natural Gas Fired Combined Cycle | NG | CT | 6 | 2004 |  |  | (OP) Operating
58620 | AEP Generation Resources Inc | 55503 | AEP Waterford Facility | IPP Non-CHP | OH | CTG1 | 155 | Natural Gas Fired Combined Cycle | NG | CT | 8 | 2003 |  |  | (OP) Operating
58620 | AEP Generation Resources Inc | 55503 | AEP Waterford Facility | IPP Non-CHP | OH | CTG2 | 155 | Natural Gas Fired Combined Cycle | NG | CT | 8 | 2003 |  |  | (OP) Operating
58620 | AEP Generation Resources Inc | 55503 | AEP Waterford Facility | IPP Non-CHP | OH | CTG3 | 155 | Natural Gas Fired Combined Cycle | NG | CT | 8 | 2003 |  |  | (OP) Operating
58620 | AEP Generation Resources Inc | 55503 | AEP Waterford Facility | IPP Non-CHP | OH | ST1 | 345 | Natural Gas Fired Combined Cycle | NG | CA | 8 | 2003 |  |  | (OP) Operating
30151 | Tri-State G & T Assn, Inc | 55504 | Limon Generating Station | Electric Utility | CO | L1 | 67 | Natural Gas Fired Combustion Turbine | NG | GT | 2 | 2002 |  |  | (OP) Operating
30151 | Tri-State G & T Assn, Inc | 55504 | Limon Generating Station | Electric Utility | CO | L2 | 67 | Natural Gas Fired Combustion Turbine | NG | GT | 2 | 2002 |  |  | (OP) Operating
30151 | Tri-State G & T Assn, Inc | 55505 | Frank Knutson | Electric Utility | CO | BR1 | 67 | Natural Gas Fired Combustion Turbine | NG | GT | 5 | 2002 |  |  | (OP) Operating
30151 | Tri-State G & T Assn, Inc | 55505 | Frank Knutson | Electric Utility | CO | BR2 | 67 | Natural Gas Fired Combustion Turbine | NG | GT | 5 | 2002 |  |  | (OP) Operating
59527 | Calpeak Operating Services, LLC | 55508 | CalPeak Power Panoche Peaker Plant | IPP Non-CHP | CA | CPP2 | 52 | Natural Gas Fired Combustion Turbine | NG | GT | 12 | 2001 |  |  | (OP) Operating
59527 | Calpeak Operating Services, LLC | 55510 | CalPeak Power Border Peaker Plant | IPP Non-CHP | CA | CPP4 | 52.2 | Natural Gas Fired Combustion Turbine | NG | GT | 11 | 2001 |  |  | (OP) Operating
16609 | San Diego Gas & Electric Co | 55512 | Cuyamaca Peak Energy Plant | Electric Utility | CA | CPP6 | 48.7 | Natural Gas Fired Combustion Turbine | NG | GT | 5 | 2002 |  |  | (OP) Operating
59527 | Calpeak Operating Services, LLC | 55513 | CalPeak Power Enterprise Peaker Plant | IPP Non-CHP | CA | CPP7 | 52.9 | Natural Gas Fired Combustion Turbine | NG | GT | 11 | 2001 |  |  | (OP) Operating
11208 | Los Angeles Department of Water & Power | 55514 | Apex Generating Station | Electric Utility | NV | CTG1 | 149.6 | Natural Gas Fired Combined Cycle | NG | CT | 5 | 2003 |  |  | (OP) Operating
11208 | Los Angeles Department of Water & Power | 55514 | Apex Generating Station | Electric Utility | NV | CTG2 | 149.6 | Natural Gas Fired Combined Cycle | NG | CT | 5 | 2003 |  |  | (OP) Operating
11208 | Los Angeles Department of Water & Power | 55514 | Apex Generating Station | Electric Utility | NV | STG1 | 195.2 | Natural Gas Fired Combined Cycle | NG | CA | 5 | 2003 |  |  | (OP) Operating
57393 | Duke Energy Commercial Asset Management | 55516 | Fayette Energy Facility | IPP Non-CHP | PA | CTG1 | 170 | Natural Gas Fired Combined Cycle | NG | CT | 6 | 2003 |  |  | (OP) Operating
57393 | Duke Energy Commercial Asset Management | 55516 | Fayette Energy Facility | IPP Non-CHP | PA | CTG2 | 170 | Natural Gas Fired Combined Cycle | NG | CT | 6 | 2003 |  |  | (OP) Operating
57393 | Duke Energy Commercial Asset Management | 55516 | Fayette Energy Facility | IPP Non-CHP | PA | STG1 | 288 | Natural Gas Fired Combined Cycle | NG | CA | 6 | 2003 |  |  | (OP) Operating
56927 | Wallingford Energy LLC | 55517 | Wallingford Energy | IPP Non-CHP | CT | CTG1 | 42.3 | Natural Gas Fired Combustion Turbine | NG | GT | 10 | 2001 |  |  | (OP) Operating
56927 | Wallingford Energy LLC | 55517 | Wallingford Energy | IPP Non-CHP | CT | CTG2 | 42.3 | Natural Gas Fired Combustion Turbine | NG | GT | 9 | 2001 |  |  | (OP) Operating
56927 | Wallingford Energy LLC | 55517 | Wallingford Energy | IPP Non-CHP | CT | CTG3 | 42.3 | Natural Gas Fired Combustion Turbine | NG | GT | 8 | 2001 |  |  | (OP) Operating
56927 | Wallingford Energy LLC | 55517 | Wallingford Energy | IPP Non-CHP | CT | CTG4 | 42.3 | Natural Gas Fired Combustion Turbine | NG | GT | 8 | 2001 |  |  | (OP) Operating
56927 | Wallingford Energy LLC | 55517 | Wallingford Energy | IPP Non-CHP | CT | CTG5 | 42.3 | Natural Gas Fired Combustion Turbine | NG | GT | 8 | 2001 |  |  | (OP) Operating
56559 | High Desert Power Project LLC | 55518 | High Desert Power Plant | IPP Non-CHP | CA | CTG1 | 156.3 | Natural Gas Fired Combined Cycle | NG | CT | 4 | 2003 |  |  | (OP) Operating
56559 | High Desert Power Project LLC | 55518 | High Desert Power Plant | IPP Non-CHP | CA | CTG2 | 156.7 | Natural Gas Fired Combined Cycle | NG | CT | 4 | 2003 |  |  | (OP) Operating
56559 | High Desert Power Project LLC | 55518 | High Desert Power Plant | IPP Non-CHP | CA | CTG3 | 156.5 | Natural Gas Fired Combined Cycle | NG | CT | 4 | 2003 |  |  | (OP) Operating
56559 | High Desert Power Project LLC | 55518 | High Desert Power Plant | IPP Non-CHP | CA | STG1 | 304.8 | Natural Gas Fired Combined Cycle | NG | CA | 4 | 2003 |  |  | (OP) Operating
803 | Arizona Public Service Co | 55522 | Sundance | Electric Utility | AZ | CT1 | 41 | Natural Gas Fired Combustion Turbine | NG | GT | 5 | 2002 |  |  | (OP) Operating
803 | Arizona Public Service Co | 55522 | Sundance | Electric Utility | AZ | CT10 | 41 | Natural Gas Fired Combustion Turbine | NG | GT | 6 | 2002 |  |  | (OP) Operating
803 | Arizona Public Service Co | 55522 | Sundance | Electric Utility | AZ | CT2 | 41 | Natural Gas Fired Combustion Turbine | NG | GT | 5 | 2002 |  |  | (OP) Operating
803 | Arizona Public Service Co | 55522 | Sundance | Electric Utility | AZ | CT3 | 41 | Natural Gas Fired Combustion Turbine | NG | GT | 5 | 2002 |  |  | (OP) Operating
803 | Arizona Public Service Co | 55522 | Sundance | Electric Utility | AZ | CT4 | 41 | Natural Gas Fired Combustion Turbine | NG | GT | 5 | 2002 |  |  | (OP) Operating
803 | Arizona Public Service Co | 55522 | Sundance | Electric Utility | AZ | CT5 | 41 | Natural Gas Fired Combustion Turbine | NG | GT | 5 | 2002 |  |  | (OP) Operating
803 | Arizona Public Service Co | 55522 | Sundance | Electric Utility | AZ | CT6 | 41 | Natural Gas Fired Combustion Turbine | NG | GT | 5 | 2002 |  |  | (OP) Operating
803 | Arizona Public Service Co | 55522 | Sundance | Electric Utility | AZ | CT7 | 41 | Natural Gas Fired Combustion Turbine | NG | GT | 6 | 2002 |  |  | (OP) Operating
803 | Arizona Public Service Co | 55522 | Sundance | Electric Utility | AZ | CT8 | 41 | Natural Gas Fired Combustion Turbine | NG | GT | 6 | 2002 |  |  | (OP) Operating
803 | Arizona Public Service Co | 55522 | Sundance | Electric Utility | AZ | CT9 | 41 | Natural Gas Fired Combustion Turbine | NG | GT | 6 | 2002 |  |  | (OP) Operating
56608 | Calpine Mid-Merit LLC | 55524 | York Energy Center | IPP Non-CHP | PA | CTG1 | 113 | Natural Gas Fired Combined Cycle | NG | CT | 3 | 2011 |  |  | (OP) Operating
56608 | Calpine Mid-Merit LLC | 55524 | York Energy Center | IPP Non-CHP | PA | CTG2 | 122 | Natural Gas Fired Combined Cycle | NG | CT | 3 | 2011 |  |  | (OP) Operating
56608 | Calpine Mid-Merit LLC | 55524 | York Energy Center | IPP Non-CHP | PA | CTG3 | 122 | Natural Gas Fired Combined Cycle | NG | CT | 3 | 2011 |  |  | (OP) Operating
56608 | Calpine Mid-Merit LLC | 55524 | York Energy Center | IPP Non-CHP | PA | STG1 | 188 | Natural Gas Fired Combined Cycle | NG | CA | 3 | 2011 |  |  | (OP) Operating
12619 | Milwaukee Metro Sewerage Dist | 55525 | MMSD South Shore Wastewater | Commercial CHP | WI | 1 | 1.4 | Other Waste Biomass | OBG | IC | 8 | 2000 |  |  | (OP) Operating
12619 | Milwaukee Metro Sewerage Dist | 55525 | MMSD South Shore Wastewater | Commercial CHP | WI | 1CAT | 0.9 | Other Waste Biomass | OBG | IC | 2 | 2009 |  |  | (OP) Operating
12619 | Milwaukee Metro Sewerage Dist | 55525 | MMSD South Shore Wastewater | Commercial CHP | WI | 2CAT | 0.9 | Other Waste Biomass | OBG | IC | 1 | 2010 |  |  | (OP) Operating
12619 | Milwaukee Metro Sewerage Dist | 55525 | MMSD South Shore Wastewater | Commercial CHP | WI | 3CAT | 0.9 | Other Waste Biomass | OBG | IC | 1 | 2009 |  |  | (OP) Operating
12619 | Milwaukee Metro Sewerage Dist | 55525 | MMSD South Shore Wastewater | Commercial CHP | WI | 4CAT | 0.9 | Other Waste Biomass | OBG | IC | 1 | 2009 |  |  | (OP) Operating
56772 | TX LFG Energy, LP | 55526 | Atascosita | IPP Non-CHP | TX | GEN1 | 1.7 | Landfill Gas | LFG | IC | 3 | 2003 |  |  | (OP) Operating
56772 | TX LFG Energy, LP | 55526 | Atascosita | IPP Non-CHP | TX | GEN2 | 1.7 | Landfill Gas | LFG | IC | 3 | 2003 |  |  | (OP) Operating
56772 | TX LFG Energy, LP | 55526 | Atascosita | IPP Non-CHP | TX | GEN3 | 1.7 | Landfill Gas | LFG | IC | 3 | 2003 |  |  | (OP) Operating
56772 | TX LFG Energy, LP | 55526 | Atascosita | IPP Non-CHP | TX | GEN4 | 1.7 | Landfill Gas | LFG | IC | 3 | 2003 |  |  | (OP) Operating
56772 | TX LFG Energy, LP | 55526 | Atascosita | IPP Non-CHP | TX | GEN5 | 1.7 | Landfill Gas | LFG | IC | 3 | 2003 |  |  | (OP) Operating
56772 | TX LFG Energy, LP | 55526 | Atascosita | IPP Non-CHP | TX | GEN6 | 1.7 | Landfill Gas | LFG | IC | 7 | 2004 |  |  | (OP) Operating
12944 | City of Morganton - (NC) | 55534 | Water Filter Plant #2 | Electric Utility | NC | 1299 | 1.7 | Petroleum Liquids | DFO | IC | 5 | 2013 |  |  | (OP) Operating
20323 | Wellhead Services Inc | 55538 | Escondido Energy Center | IPP Non-CHP | CA | CTG1 | 45 | Natural Gas Fired Combustion Turbine | NG | GT | 1 | 2014 |  |  | (OP) Operating
20323 | Wellhead Services Inc | 55540 | Chula Vista Energy Center | IPP Non-CHP | CA | GEN1 | 33.6 | Natural Gas Fired Combustion Turbine | NG | GT | 5 | 2001 |  |  | (OP) Operating
49981 | Diamond Generating Corporation | 55541 | Indigo Energy Facility | IPP Non-CHP | CA | CTG1 | 46.7 | Natural Gas Fired Combustion Turbine | NG | GT | 7 | 2001 |  |  | (OP) Operating
49981 | Diamond Generating Corporation | 55541 | Indigo Energy Facility | IPP Non-CHP | CA | CTG2 | 47.6 | Natural Gas Fired Combustion Turbine | NG | GT | 7 | 2001 |  |  | (OP) Operating
49981 | Diamond Generating Corporation | 55541 | Indigo Energy Facility | IPP Non-CHP | CA | CTG3 | 48.2 | Natural Gas Fired Combustion Turbine | NG | GT | 8 | 2001 |  |  | (OP) Operating
49981 | Diamond Generating Corporation | 55542 | Larkspur Energy Facility | IPP Non-CHP | CA | CTG1 | 45.6 | Natural Gas Fired Combustion Turbine | NG | GT | 7 | 2001 |  |  | (OP) Operating
49981 | Diamond Generating Corporation | 55542 | Larkspur Energy Facility | IPP Non-CHP | CA | CTG2 | 46 | Natural Gas Fired Combustion Turbine | NG | GT | 7 | 2001 |  |  | (OP) Operating
14372 | Pacific Klamath Energy Inc | 55544 | Klamath Expansion Project | IPP Non-CHP | OR | GT1 | 25 | Natural Gas Fired Combustion Turbine | NG | GT | 5 | 2002 |  |  | (OP) Operating
14372 | Pacific Klamath Energy Inc | 55544 | Klamath Expansion Project | IPP Non-CHP | OR | GT2 | 25 | Natural Gas Fired Combustion Turbine | NG | GT | 5 | 2002 |  |  | (OP) Operating
14372 | Pacific Klamath Energy Inc | 55544 | Klamath Expansion Project | IPP Non-CHP | OR | GT3 | 25 | Natural Gas Fired Combustion Turbine | NG | GT | 5 | 2002 |  |  | (OP) Operating
14372 | Pacific Klamath Energy Inc | 55544 | Klamath Expansion Project | IPP Non-CHP | OR | GT4 | 25 | Natural Gas Fired Combustion Turbine | NG | GT | 5 | 2002 |  |  | (OP) Operating
2934 | Calpine Corp - Hidalgo | 55545 | Hidalgo Energy Center | IPP Non-CHP | TX | CTG1 | 149 | Natural Gas Fired Combined Cycle | NG | CT | 6 | 2000 |  |  | (OP) Operating
2934 | Calpine Corp - Hidalgo | 55545 | Hidalgo Energy Center | IPP Non-CHP | TX | CTG2 | 149 | Natural Gas Fired Combined Cycle | NG | CT | 6 | 2000 |  |  | (OP) Operating
2934 | Calpine Corp - Hidalgo | 55545 | Hidalgo Energy Center | IPP Non-CHP | TX | STG1 | 172 | Natural Gas Fired Combined Cycle | NG | CA | 6 | 2000 |  |  | (OP) Operating
56772 | TX LFG Energy, LP | 55551 | Baytown | IPP Non-CHP | TX | UNT1 | 1 | Landfill Gas | LFG | IC | 12 | 2003 |  |  | (OP) Operating
56772 | TX LFG Energy, LP | 55551 | Baytown | IPP Non-CHP | TX | UNT2 | 1 | Landfill Gas | LFG | IC | 12 | 2003 |  |  | (OP) Operating
56772 | TX LFG Energy, LP | 55551 | Baytown | IPP Non-CHP | TX | UNT3 | 1 | Landfill Gas | LFG | IC | 12 | 2003 |  |  | (OP) Operating
56772 | TX LFG Energy, LP | 55551 | Baytown | IPP Non-CHP | TX | UNT4 | 1 | Landfill Gas | LFG | IC | 12 | 2003 |  |  | (OP) Operating
56772 | TX LFG Energy, LP | 55552 | Bluebonnet | IPP Non-CHP | TX | UNT1 | 1 | Landfill Gas | LFG | IC | 8 | 2003 |  |  | (OP) Operating
56772 | TX LFG Energy, LP | 55552 | Bluebonnet | IPP Non-CHP | TX | UNT2 | 1 | Landfill Gas | LFG | IC | 8 | 2003 |  |  | (OS) Out of service and NOT expected to return to service in next calendar year
56772 | TX LFG Energy, LP | 55552 | Bluebonnet | IPP Non-CHP | TX | UNT3 | 1 | Landfill Gas | LFG | IC | 8 | 2003 |  |  | (OP) Operating
56772 | TX LFG Energy, LP | 55552 | Bluebonnet | IPP Non-CHP | TX | UNT4 | 1 | Landfill Gas | LFG | IC | 8 | 2003 |  |  | (OP) Operating
56772 | TX LFG Energy, LP | 55554 | Coastal Plains | IPP Non-CHP | TX | UNT1 | 1.7 | Landfill Gas | LFG | IC | 3 | 2003 |  |  | (OP) Operating
56772 | TX LFG Energy, LP | 55554 | Coastal Plains | IPP Non-CHP | TX | UNT2 | 1.7 | Landfill Gas | LFG | IC | 3 | 2003 |  |  | (OP) Operating
56772 | TX LFG Energy, LP | 55554 | Coastal Plains | IPP Non-CHP | TX | UNT3 | 1.7 | Landfill Gas | LFG | IC | 3 | 2003 |  |  | (OP) Operating
56772 | TX LFG Energy, LP | 55554 | Coastal Plains | IPP Non-CHP | TX | UNT4 | 1.7 | Landfill Gas | LFG | IC | 3 | 2003 |  |  | (OP) Operating
56772 | TX LFG Energy, LP | 55556 | Security | IPP Non-CHP | TX | UNT2 | 1.7 | Landfill Gas | LFG | IC | 12 | 2003 |  |  | (OP) Operating
56772 | TX LFG Energy, LP | 55556 | Security | IPP Non-CHP | TX | UNT3 | 1.7 | Landfill Gas | LFG | IC | 12 | 2003 |  |  | (OP) Operating
991 | Air Products & Chemicals Inc | 55557 | Wilmington Hydrogen Plant | Industrial CHP | CA | T101 | 28.1 | All Other | WH | ST | 3 | 1996 |  |  | (OP) Operating
21025 | WPS Power Developement | 55558 | Combined Locks Energy Center | Industrial CHP | WI | GEN1 | 46.6 | Natural Gas Fired Combined Cycle | NG | CT | 5 | 2002 |  |  | (SB) Standby/Backup: available for service but not normally used
21025 | WPS Power Developement | 55558 | Combined Locks Energy Center | Industrial CHP | WI | GEN2 | 4.3 | Natural Gas Fired Combined Cycle | NG | CA | 5 | 2002 |  |  | (OP) Operating
6607 | FPL Energy Vansycle LLC | 55560 | FPL Energy Vansycle LLC (WA) | IPP Non-CHP | WA | V-47 | 176.9 | Onshore Wind Turbine | WND | WT | 12 | 2001 |  |  | (OP) Operating
54725 | CHI Operations Inc | 55561 | Tsar Nicholas LLC | IPP Non-CHP | MN | TN30 | 1.9 | Onshore Wind Turbine | WND | WT | 2 | 2001 |  |  | (OP) Operating
54725 | CHI Operations Inc | 55562 | Sun River LLC | IPP Non-CHP | MN | SU30 | 1.9 | Onshore Wind Turbine | WND | WT | 2 | 2001 |  |  | (OP) Operating
54725 | CHI Operations Inc | 55563 | Julia Hills LLC | IPP Non-CHP | MN | JH30 | 1.9 | Onshore Wind Turbine | WND | WT | 2 | 2001 |  |  | (OP) Operating
54725 | CHI Operations Inc | 55564 | Jessica Mills LLC | IPP Non-CHP | MN | JM30 | 1.9 | Onshore Wind Turbine | WND | WT | 2 | 2001 |  |  | (OP) Operating
54725 | CHI Operations Inc | 55565 | Jack River LLC | IPP Non-CHP | MN | JR30 | 1.9 | Onshore Wind Turbine | WND | WT | 2 | 2001 |  |  | (OP) Operating
54725 | CHI Operations Inc | 55566 | Autumn Hills LLC | IPP Non-CHP | MN | AH30 | 1.9 | Onshore Wind Turbine | WND | WT | 2 | 2001 |  |  | (OP) Operating
54725 | CHI Operations Inc | 55567 | Winters Spawn LLC | IPP Non-CHP | MN | WS30 | 1.9 | Onshore Wind Turbine | WND | WT | 1 | 2001 |  |  | (OP) Operating
54725 | CHI Operations Inc | 55568 | Twin Lake Hills LLC | IPP Non-CHP | MN | TL30 | 1.9 | Onshore Wind Turbine | WND | WT | 12 | 2000 |  |  | (OP) Operating
54725 | CHI Operations Inc | 55569 | Spartan Hills LLC | IPP Non-CHP | MN | SH30 | 1.9 | Onshore Wind Turbine | WND | WT | 1 | 2001 |  |  | (OP) Operating
54725 | CHI Operations Inc | 55570 | Soliloquoy Ridge LLC | IPP Non-CHP | MN | SR30 | 1.9 | Onshore Wind Turbine | WND | WT | 1 | 2001 |  |  | (OP) Operating
54725 | CHI Operations Inc | 55571 | Ruthton Ridge LLC | IPP Non-CHP | MN | RR30 | 1.9 | Onshore Wind Turbine | WND | WT | 1 | 2001 |  |  | (OP) Operating
54725 | CHI Operations Inc | 55572 | Hope Creek LLC | IPP Non-CHP | MN | HC30 | 1.9 | Onshore Wind Turbine | WND | WT | 1 | 2001 |  |  | (OP) Operating
54725 | CHI Operations Inc | 55573 | Hadley Ridge LLC | IPP Non-CHP | MN | HR30 | 1.9 | Onshore Wind Turbine | WND | WT | 12 | 2000 |  |  | (OP) Operating
54725 | CHI Operations Inc | 55574 | Florence Hills LLC | IPP Non-CHP | MN | FH30 | 1.9 | Onshore Wind Turbine | WND | WT | 1 | 2001 |  |  | (OP) Operating
54725 | CHI Operations Inc | 55576 | Agassiz Beach LLC | IPP Non-CHP | MN | AB30 | 1.9 | Onshore Wind Turbine | WND | WT | 2 | 2001 |  |  | (OP) Operating
5701 | El Paso Electric Co | 55578 | Hueco Mountain Wind Ranch | Electric Utility | TX | EXIS | 1.3 | Onshore Wind Turbine | WND | WT | 2 | 2001 |  |  | (OP) Operating
17058 | Shell Wind Energy Inc. | 55579 | Llano Estacado Wind Ranch | IPP Non-CHP | TX | EXIS | 80 | Onshore Wind Turbine | WND | WT | 12 | 2001 |  |  | (OP) Operating
6354 | FPL Energy Upton Wind LP | 55581 | King Mountain Wind Ranch 1 | IPP Non-CHP | TX | EXIS | 278 | Onshore Wind Turbine | WND | WT | 6 | 2001 |  |  | (OP) Operating
25049 | Gas Recovery Systems Inc | 55588 | GRS Sunset Farms | IPP Non-CHP | TX | 1 | 0.9 | Landfill Gas | LFG | IC | 12 | 1996 |  |  | (OP) Operating
25049 | Gas Recovery Systems Inc | 55588 | GRS Sunset Farms | IPP Non-CHP | TX | 2 | 0.9 | Landfill Gas | LFG | IC | 12 | 1996 |  |  | (OP) Operating
25049 | Gas Recovery Systems Inc | 55588 | GRS Sunset Farms | IPP Non-CHP | TX | 3 | 0.9 | Landfill Gas | LFG | IC | 12 | 1996 |  |  | (OP) Operating
25049 | Gas Recovery Systems Inc | 55588 | GRS Sunset Farms | IPP Non-CHP | TX | 4 | 0.9 | Landfill Gas | LFG | IC | 1 | 2004 |  |  | (OP) Operating
25049 | Gas Recovery Systems Inc | 55589 | GRS Fall River | IPP Non-CHP | MA | 3 | 4.4 | Landfill Gas | LFG | GT | 7 | 2000 |  |  | (OP) Operating
7011 | Gas Recovery Services-IL Inc | 55592 | Mallard Lake Electric | IPP Non-CHP | IL | 1 | 3.8 | Landfill Gas | LFG | CT | 10 | 1997 |  |  | (OP) Operating
7011 | Gas Recovery Services-IL Inc | 55592 | Mallard Lake Electric | IPP Non-CHP | IL | 2 | 3.8 | Landfill Gas | LFG | CT | 10 | 1997 |  |  | (OP) Operating
7011 | Gas Recovery Services-IL Inc | 55592 | Mallard Lake Electric | IPP Non-CHP | IL | 4 | 7.6 | Landfill Gas | LFG | CA | 10 | 1997 |  |  | (OP) Operating
25049 | Gas Recovery Systems Inc | 55596 | GRS Arbor Hills | IPP Non-CHP | MI | 0001 | 3.8 | Landfill Gas | LFG | CT | 6 | 1996 |  |  | (OP) Operating
25049 | Gas Recovery Systems Inc | 55596 | GRS Arbor Hills | IPP Non-CHP | MI | 0002 | 3.8 | Landfill Gas | LFG | CT | 6 | 1996 |  |  | (OP) Operating
25049 | Gas Recovery Systems Inc | 55596 | GRS Arbor Hills | IPP Non-CHP | MI | 0003 | 3.8 | Landfill Gas | LFG | CT | 6 | 1996 |  |  | (OP) Operating
25049 | Gas Recovery Systems Inc | 55596 | GRS Arbor Hills | IPP Non-CHP | MI | 0004 | 7.6 | Landfill Gas | LFG | CA | 6 | 1996 |  |  | (OP) Operating
25049 | Gas Recovery Systems Inc | 55596 | GRS Arbor Hills | IPP Non-CHP | MI | 0005 | 4.8 | Landfill Gas | LFG | CT | 11 | 2005 |  |  | (OP) Operating
25049 | Gas Recovery Systems Inc | 55597 | GRS C&C | IPP Non-CHP | MI | 1 | 0.9 | Landfill Gas | LFG | IC | 2 | 1995 |  |  | (OP) Operating
25049 | Gas Recovery Systems Inc | 55597 | GRS C&C | IPP Non-CHP | MI | 2 | 0.9 | Landfill Gas | LFG | IC | 2 | 1995 |  |  | (OS) Out of service and NOT expected to return to service in next calendar year
25049 | Gas Recovery Systems Inc | 55597 | GRS C&C | IPP Non-CHP | MI | 3 | 0.9 | Landfill Gas | LFG | IC | 2 | 1995 |  |  | (OP) Operating
25049 | Gas Recovery Systems Inc | 55597 | GRS C&C | IPP Non-CHP | MI | 4 | 2.3 | Landfill Gas | LFG | GT | 2 | 2007 |  |  | (OP) Operating
57247 | Pine Bend LLC | 55598 | GRS Pine Bend | IPP Non-CHP | MN | 1 | 3.8 | Landfill Gas | LFG | CT | 4 | 1996 |  |  | (OP) Operating
57247 | Pine Bend LLC | 55598 | GRS Pine Bend | IPP Non-CHP | MN | 2 | 3.8 | Landfill Gas | LFG | CT | 4 | 1996 |  |  | (OP) Operating
57247 | Pine Bend LLC | 55598 | GRS Pine Bend | IPP Non-CHP | MN | 3 | 6 | Landfill Gas | LFG | CA | 4 | 1996 |  |  | (OS) Out of service and NOT expected to return to service in next calendar year
25049 | Gas Recovery Systems Inc | 55599 | GRS CMS | IPP Non-CHP | NC | 1 | 4.3 | Landfill Gas | LFG | GT | 12 | 1999 |  |  | (OP) Operating
20323 | Wellhead Services Inc | 55600 | Binghamton Cogen | IPP CHP | NY | 1 | 42 | Natural Gas Fired Combustion Turbine | NG | GT | 6 | 1992 |  |  | (OP) Operating
57250 | MM Prima Deshecha Energy LLC | 55601 | Prima Plant | IPP Non-CHP | CA | UNT1 | 2.7 | Landfill Gas | LFG | IC | 3 | 1999 |  |  | (OP) Operating
57250 | MM Prima Deshecha Energy LLC | 55601 | Prima Plant | IPP Non-CHP | CA | UNT2 | 2.7 | Landfill Gas | LFG | IC | 3 | 1999 |  |  | (OP) Operating
57235 | MM San Diego Energy-North City | 55602 | MM San Diego-North City | IPP Non-CHP | CA | UNT1 | 0.9 | Landfill Gas | LFG | IC | 3 | 1999 |  |  | (OP) Operating
57235 | MM San Diego Energy-North City | 55602 | MM San Diego-North City | IPP Non-CHP | CA | UNT2 | 0.9 | Landfill Gas | LFG | IC | 3 | 1999 |  |  | (OP) Operating
57235 | MM San Diego Energy-North City | 55602 | MM San Diego-North City | IPP Non-CHP | CA | UNT3 | 0.9 | Landfill Gas | LFG | IC | 3 | 1999 |  |  | (OP) Operating
57235 | MM San Diego Energy-North City | 55602 | MM San Diego-North City | IPP Non-CHP | CA | UNT4 | 0.9 | Landfill Gas | LFG | IC | 3 | 1999 |  |  | (OP) Operating
57251 | MM Tajiguas Energy LLC | 55603 | Tajiguas Plant | IPP Non-CHP | CA | UNT1 | 2.7 | Landfill Gas | LFG | IC | 8 | 2000 |  |  | (OP) Operating
19740 | AES Wind Generation Inc | 55607 | Foote Creek I | IPP Non-CHP | WY | GEN1 | 41.4 | Onshore Wind Turbine | WND | WT | 4 | 1999 |  |  | (OP) Operating
2770 | Terra-Gen Operating Co LLC | 55608 | Foote Creek II | IPP Non-CHP | WY | GEN1 | 1.8 | Onshore Wind Turbine | WND | WT | 6 | 1999 |  |  | (OP) Operating
2770 | Terra-Gen Operating Co LLC | 55609 | Foote Creek III | IPP Non-CHP | WY | GEN1 | 24.8 | Onshore Wind Turbine | WND | WT | 6 | 1999 |  |  | (OP) Operating
2770 | Terra-Gen Operating Co LLC | 55610 | Foote Creek IV | IPP Non-CHP | WY | GEN1 | 16.8 | Onshore Wind Turbine | WND | WT | 8 | 2000 |  |  | (OP) Operating
50081 | AE Operations LLC | 55611 | Mingo Junction Energy Center | IPP CHP | OH | GEN1 | 30 | Other Gases | OG | ST | 8 | 1998 |  |  | (OS) Out of service and NOT expected to return to service in next calendar year
12773 | Monmouth Energy Inc | 55618 | Monmouth Landfill Gas to Energy | IPP Non-CHP | NJ | GEN1 | 3.3 | Landfill Gas | LFG | GT | 7 | 1998 |  |  | (OP) Operating
12773 | Monmouth Energy Inc | 55618 | Monmouth Landfill Gas to Energy | IPP Non-CHP | NJ | GEN2 | 3.3 | Landfill Gas | LFG | GT | 7 | 1998 |  |  | (OP) Operating
20238 | Watchtower Bible & Tract Soc-NY | 55619 | Watchtower Educational Center | Commercial Non-CHP | NY | GEN1 | 0.7 | Natural Gas Internal Combustion Engine | NG | IC | 2 | 1996 |  |  | (SB) Standby/Backup: available for service but not normally used
20238 | Watchtower Bible & Tract Soc-NY | 55619 | Watchtower Educational Center | Commercial Non-CHP | NY | GEN2 | 0.7 | Petroleum Liquids | DFO | IC | 6 | 1993 |  |  | (SB) Standby/Backup: available for service but not normally used
20238 | Watchtower Bible & Tract Soc-NY | 55619 | Watchtower Educational Center | Commercial Non-CHP | NY | GEN3 | 0.7 | Natural Gas Internal Combustion Engine | NG | IC | 2 | 2000 |  |  | (SB) Standby/Backup: available for service but not normally used
11241 | Entergy Louisiana LLC | 55620 | Perryville Power Station | Electric Utility | LA | 2-CT | 154.3 | Natural Gas Fired Combustion Turbine | NG | GT | 6 | 2001 |  |  | (OP) Operating
11241 | Entergy Louisiana LLC | 55620 | Perryville Power Station | Electric Utility | LA | CT-1 | 155.9 | Natural Gas Fired Combined Cycle | NG | CT | 6 | 2002 |  |  | (OP) Operating
11241 | Entergy Louisiana LLC | 55620 | Perryville Power Station | Electric Utility | LA | CT-2 | 158.6 | Natural Gas Fired Combined Cycle | NG | CT | 7 | 2002 |  |  | (OP) Operating
11241 | Entergy Louisiana LLC | 55620 | Perryville Power Station | Electric Utility | LA | ST-1 | 217.7 | Natural Gas Fired Combined Cycle | NG | CA | 7 | 2002 |  |  | (OP) Operating
59367 | West Valley Power, LLC | 55622 | West Valley Generation Project | IPP Non-CHP | UT | U1 | 37 | Natural Gas Fired Combustion Turbine | NG | GT | 5 | 2002 |  |  | (OP) Operating
59367 | West Valley Power, LLC | 55622 | West Valley Generation Project | IPP Non-CHP | UT | U2 | 37 | Natural Gas Fired Combustion Turbine | NG | GT | 5 | 2002 |  |  | (OP) Operating
59367 | West Valley Power, LLC | 55622 | West Valley Generation Project | IPP Non-CHP | UT | U3 | 37 | Natural Gas Fired Combustion Turbine | NG | GT | 10 | 2001 |  |  | (OP) Operating
59367 | West Valley Power, LLC | 55622 | West Valley Generation Project | IPP Non-CHP | UT | U4 | 37 | Natural Gas Fired Combustion Turbine | NG | GT | 10 | 2001 |  |  | (OP) Operating
59367 | West Valley Power, LLC | 55622 | West Valley Generation Project | IPP Non-CHP | UT | U5 | 37 | Natural Gas Fired Combustion Turbine | NG | GT | 7 | 2002 |  |  | (OP) Operating
49971 | Creed Energy Center LLC | 55625 | Creed Energy Center | IPP Non-CHP | CA | CT1 | 45 | Natural Gas Fired Combustion Turbine | NG | GT | 1 | 2003 |  |  | (OP) Operating
49972 | Gilroy Energy Center LLC | 55626 | Lambie Energy Center | IPP Non-CHP | CA | CT1 | 45 | Natural Gas Fired Combustion Turbine | NG | GT | 1 | 2003 |  |  | (OP) Operating
49970 | Goose Haven Energy Center | 55627 | Goose Haven Energy Center | IPP Non-CHP | CA | CT1 | 45 | Natural Gas Fired Combustion Turbine | NG | GT | 1 | 2003 |  |  | (OP) Operating
56928 | LSP University Park LLC | 55640 | University Park North | IPP Non-CHP | IL | 1 | 42 | Natural Gas Fired Combustion Turbine | NG | GT | 6 | 2002 |  |  | (OP) Operating
56928 | LSP University Park LLC | 55640 | University Park North | IPP Non-CHP | IL | 10 | 42 | Natural Gas Fired Combustion Turbine | NG | GT | 7 | 2002 |  |  | (OP) Operating
56928 | LSP University Park LLC | 55640 | University Park North | IPP Non-CHP | IL | 11 | 42 | Natural Gas Fired Combustion Turbine | NG | GT | 7 | 2002 |  |  | (OP) Operating
56928 | LSP University Park LLC | 55640 | University Park North | IPP Non-CHP | IL | 12 | 42 | Natural Gas Fired Combustion Turbine | NG | GT | 7 | 2002 |  |  | (OP) Operating
56928 | LSP University Park LLC | 55640 | University Park North | IPP Non-CHP | IL | 2 | 42 | Natural Gas Fired Combustion Turbine | NG | GT | 6 | 2002 |  |  | (OP) Operating
56928 | LSP University Park LLC | 55640 | University Park North | IPP Non-CHP | IL | 3 | 42 | Natural Gas Fired Combustion Turbine | NG | GT | 6 | 2002 |  |  | (OP) Operating
56928 | LSP University Park LLC | 55640 | University Park North | IPP Non-CHP | IL | 4 | 42 | Natural Gas Fired Combustion Turbine | NG | GT | 6 | 2002 |  |  | (OP) Operating
56928 | LSP University Park LLC | 55640 | University Park North | IPP Non-CHP | IL | 5 | 42 | Natural Gas Fired Combustion Turbine | NG | GT | 6 | 2002 |  |  | (OP) Operating
56928 | LSP University Park LLC | 55640 | University Park North | IPP Non-CHP | IL | 6 | 42 | Natural Gas Fired Combustion Turbine | NG | GT | 6 | 2002 |  |  | (OP) Operating
56928 | LSP University Park LLC | 55640 | University Park North | IPP Non-CHP | IL | 7 | 42 | Natural Gas Fired Combustion Turbine | NG | GT | 6 | 2002 |  |  | (OP) Operating
56928 | LSP University Park LLC | 55640 | University Park North | IPP Non-CHP | IL | 8 | 42 | Natural Gas Fired Combustion Turbine | NG | GT | 6 | 2002 |  |  | (OP) Operating
56928 | LSP University Park LLC | 55640 | University Park North | IPP Non-CHP | IL | 9 | 42 | Natural Gas Fired Combustion Turbine | NG | GT | 6 | 2002 |  |  | (OP) Operating
20856 | Wisconsin Power & Light Co | 55641 | Riverside Energy Center | Electric Utility | WI | CTG1 | 152.4 | Natural Gas Fired Combined Cycle | NG | CT | 6 | 2004 |  |  | (OP) Operating
20856 | Wisconsin Power & Light Co | 55641 | Riverside Energy Center | Electric Utility | WI | CTG2 | 150.8 | Natural Gas Fired Combined Cycle | NG | CT | 6 | 2004 |  |  | (OP) Operating
20856 | Wisconsin Power & Light Co | 55641 | Riverside Energy Center | Electric Utility | WI | STG1 | 276.3 | Natural Gas Fired Combined Cycle | NG | CA | 6 | 2004 |  |  | (OP) Operating
15466 | Public Service Co of Colorado | 55645 | Blue Spruce Energy Center | Electric Utility | CO | CT01 | 130 | Natural Gas Fired Combustion Turbine | NG | GT | 5 | 2003 |  |  | (OP) Operating
15466 | Public Service Co of Colorado | 55645 | Blue Spruce Energy Center | Electric Utility | CO | CT02 | 134 | Natural Gas Fired Combustion Turbine | NG | GT | 5 | 2003 |  |  | (OP) Operating
15142 | Plains End Operating Services LLC | 55650 | Plains End | IPP Non-CHP | CO | GE10 | 5.7 | Natural Gas Internal Combustion Engine | NG | IC | 5 | 2002 |  |  | (OP) Operating
15142 | Plains End Operating Services LLC | 55650 | Plains End | IPP Non-CHP | CO | GE11 | 5.7 | Natural Gas Internal Combustion Engine | NG | IC | 5 | 2002 |  |  | (OP) Operating
15142 | Plains End Operating Services LLC | 55650 | Plains End | IPP Non-CHP | CO | GE12 | 5.7 | Natural Gas Internal Combustion Engine | NG | IC | 5 | 2002 |  |  | (OP) Operating
15142 | Plains End Operating Services LLC | 55650 | Plains End | IPP Non-CHP | CO | GE13 | 5.7 | Natural Gas Internal Combustion Engine | NG | IC | 5 | 2002 |  |  | (OP) Operating
15142 | Plains End Operating Services LLC | 55650 | Plains End | IPP Non-CHP | CO | GE14 | 5.7 | Natural Gas Internal Combustion Engine | NG | IC | 5 | 2002 |  |  | (OP) Operating
15142 | Plains End Operating Services LLC | 55650 | Plains End | IPP Non-CHP | CO | GE15 | 5.7 | Natural Gas Internal Combustion Engine | NG | IC | 5 | 2002 |  |  | (OP) Operating
15142 | Plains End Operating Services LLC | 55650 | Plains End | IPP Non-CHP | CO | GE16 | 5.7 | Natural Gas Internal Combustion Engine | NG | IC | 5 | 2002 |  |  | (OP) Operating
15142 | Plains End Operating Services LLC | 55650 | Plains End | IPP Non-CHP | CO | GE17 | 5.7 | Natural Gas Internal Combustion Engine | NG | IC | 5 | 2002 |  |  | (OP) Operating
15142 | Plains End Operating Services LLC | 55650 | Plains End | IPP Non-CHP | CO | GE18 | 5.7 | Natural Gas Internal Combustion Engine | NG | IC | 5 | 2002 |  |  | (OP) Operating
15142 | Plains End Operating Services LLC | 55650 | Plains End | IPP Non-CHP | CO | GE19 | 5.7 | Natural Gas Internal Combustion Engine | NG | IC | 5 | 2002 |  |  | (OP) Operating
15142 | Plains End Operating Services LLC | 55650 | Plains End | IPP Non-CHP | CO | GE20 | 5.7 | Natural Gas Internal Combustion Engine | NG | IC | 5 | 2002 |  |  | (OP) Operating
15142 | Plains End Operating Services LLC | 55650 | Plains End | IPP Non-CHP | CO | GEN1 | 5.7 | Natural Gas Internal Combustion Engine | NG | IC | 5 | 2002 |  |  | (OP) Operating
15142 | Plains End Operating Services LLC | 55650 | Plains End | IPP Non-CHP | CO | GEN2 | 5.7 | Natural Gas Internal Combustion Engine | NG | IC | 5 | 2002 |  |  | (OP) Operating
15142 | Plains End Operating Services LLC | 55650 | Plains End | IPP Non-CHP | CO | GEN3 | 5.7 | Natural Gas Internal Combustion Engine | NG | IC | 5 | 2002 |  |  | (OP) Operating
15142 | Plains End Operating Services LLC | 55650 | Plains End | IPP Non-CHP | CO | GEN4 | 5.7 | Natural Gas Internal Combustion Engine | NG | IC | 5 | 2002 |  |  | (OP) Operating
15142 | Plains End Operating Services LLC | 55650 | Plains End | IPP Non-CHP | CO | GEN5 | 5.7 | Natural Gas Internal Combustion Engine | NG | IC | 5 | 2002 |  |  | (OP) Operating
15142 | Plains End Operating Services LLC | 55650 | Plains End | IPP Non-CHP | CO | GEN6 | 5.7 | Natural Gas Internal Combustion Engine | NG | IC | 5 | 2002 |  |  | (OP) Operating
15142 | Plains End Operating Services LLC | 55650 | Plains End | IPP Non-CHP | CO | GEN7 | 5.7 | Natural Gas Internal Combustion Engine | NG | IC | 5 | 2002 |  |  | (OP) Operating
15142 | Plains End Operating Services LLC | 55650 | Plains End | IPP Non-CHP | CO | GEN8 | 5.7 | Natural Gas Internal Combustion Engine | NG | IC | 5 | 2002 |  |  | (OP) Operating
15142 | Plains End Operating Services LLC | 55650 | Plains End | IPP Non-CHP | CO | GEN9 | 5.7 | Natural Gas Internal Combustion Engine | NG | IC | 5 | 2002 |  |  | (OP) Operating
22500 | Westar Energy Inc | 55651 | Spring Creek Energy Center | Electric Utility | OK | CT01 | 68 | Natural Gas Fired Combustion Turbine | NG | GT | 5 | 2001 |  |  | (OP) Operating
22500 | Westar Energy Inc | 55651 | Spring Creek Energy Center | Electric Utility | OK | CT02 | 68 | Natural Gas Fired Combustion Turbine | NG | GT | 5 | 2001 |  |  | (OP) Operating
22500 | Westar Energy Inc | 55651 | Spring Creek Energy Center | Electric Utility | OK | CT03 | 67 | Natural Gas Fired Combustion Turbine | NG | GT | 5 | 2001 |  |  | (OP) Operating
22500 | Westar Energy Inc | 55651 | Spring Creek Energy Center | Electric Utility | OK | CT04 | 68 | Natural Gas Fired Combustion Turbine | NG | GT | 5 | 2001 |  |  | (OP) Operating
23279 | Allegheny Energy Supply Co LLC | 55654 | FirstEnergy Allegheny Energy Units 12 & 13 | IPP Non-CHP | PA | UN12 | 44 | Natural Gas Fired Combustion Turbine | NG | GT | 11 | 2001 |  |  | (OP) Operating
23279 | Allegheny Energy Supply Co LLC | 55654 | FirstEnergy Allegheny Energy Units 12 & 13 | IPP Non-CHP | PA | UN13 | 44 | Natural Gas Fired Combustion Turbine | NG | GT | 11 | 2001 |  |  | (OP) Operating
20447 | Western Farmers Elec Coop, Inc | 55655 | WFEC GenCo LLC | Electric Utility | OK | GEN1 | 45 | Natural Gas Fired Combustion Turbine | NG | GT | 5 | 2001 |  |  | (OP) Operating
20447 | Western Farmers Elec Coop, Inc | 55655 | WFEC GenCo LLC | Electric Utility | OK | GEN2 | 45 | Natural Gas Fired Combustion Turbine | NG | GT | 5 | 2001 |  |  | (OP) Operating
2820 | Calpine Corp - Pastoria Energy Center | 55656 | Pastoria Energy Facility, LLC | IPP Non-CHP | CA | CT01 | 156 | Natural Gas Fired Combined Cycle | NG | CT | 7 | 2005 |  |  | (OP) Operating
2820 | Calpine Corp - Pastoria Energy Center | 55656 | Pastoria Energy Facility, LLC | IPP Non-CHP | CA | CT02 | 156 | Natural Gas Fired Combined Cycle | NG | CT | 7 | 2005 |  |  | (OP) Operating
2820 | Calpine Corp - Pastoria Energy Center | 55656 | Pastoria Energy Facility, LLC | IPP Non-CHP | CA | CT04 | 156 | Natural Gas Fired Combined Cycle | NG | CT | 5 | 2005 |  |  | (OP) Operating
2820 | Calpine Corp - Pastoria Energy Center | 55656 | Pastoria Energy Facility, LLC | IPP Non-CHP | CA | ST03 | 169 | Natural Gas Fired Combined Cycle | NG | CA | 7 | 2005 |  |  | (OP) Operating
2820 | Calpine Corp - Pastoria Energy Center | 55656 | Pastoria Energy Facility, LLC | IPP Non-CHP | CA | ST05 | 87 | Natural Gas Fired Combined Cycle | NG | CA | 5 | 2005 |  |  | (OP) Operating
13538 | EP Newington Energy LLC | 55661 | EP Newington Energy LLC | IPP Non-CHP | NH | GT-1 | 161 | Natural Gas Fired Combined Cycle | NG | CT | 10 | 2002 |  |  | (OP) Operating
13538 | EP Newington Energy LLC | 55661 | EP Newington Energy LLC | IPP Non-CHP | NH | GT-2 | 161 | Natural Gas Fired Combined Cycle | NG | CT | 10 | 2002 |  |  | (OP) Operating
13538 | EP Newington Energy LLC | 55661 | EP Newington Energy LLC | IPP Non-CHP | NH | ST | 231 | Natural Gas Fired Combined Cycle | NG | CA | 10 | 2002 |  |  | (OP) Operating
14354 | PacifiCorp | 55662 | Chehalis Generating Facility | Electric Utility | WA | CA | 157 | Natural Gas Fired Combined Cycle | NG | CA | 8 | 2003 |  |  | (OP) Operating
14354 | PacifiCorp | 55662 | Chehalis Generating Facility | Electric Utility | WA | CT1 | 160 | Natural Gas Fired Combined Cycle | NG | CT | 8 | 2003 |  |  | (OP) Operating
14354 | PacifiCorp | 55662 | Chehalis Generating Facility | Electric Utility | WA | CT2 | 160 | Natural Gas Fired Combined Cycle | NG | CT | 8 | 2003 |  |  | (OP) Operating
39347 | East Texas Electric Coop, Inc | 55664 | Harrison County Power Project | Electric Utility | TX | GT-1 | 144.5 | Natural Gas Fired Combined Cycle | NG | CT | 6 | 2003 |  |  | (OP) Operating
39347 | East Texas Electric Coop, Inc | 55664 | Harrison County Power Project | Electric Utility | TX | GT-2 | 144.5 | Natural Gas Fired Combined Cycle | NG | CT | 6 | 2003 |  |  | (OP) Operating
39347 | East Texas Electric Coop, Inc | 55664 | Harrison County Power Project | Electric Utility | TX | ST-1 | 225.4 | Natural Gas Fired Combined Cycle | NG | CA | 6 | 2003 |  |  | (OP) Operating
11275 | Lower Mount Bethel Energy LLC | 55667 | Lower Mount Bethel Energy | IPP Non-CHP | PA | G1 | 160.9 | Natural Gas Fired Combined Cycle | NG | CT | 3 | 2004 |  |  | (OP) Operating
11275 | Lower Mount Bethel Energy LLC | 55667 | Lower Mount Bethel Energy | IPP Non-CHP | PA | G2 | 162.6 | Natural Gas Fired Combined Cycle | NG | CT | 3 | 2004 |  |  | (OP) Operating
11275 | Lower Mount Bethel Energy LLC | 55667 | Lower Mount Bethel Energy | IPP Non-CHP | PA | G3 | 214 | Natural Gas Fired Combined Cycle | NG | CA | 2 | 2004 |  |  | (OP) Operating
59417 | AL Sandersville | 55672 | Sandersville Energy Facility | IPP Non-CHP | GA | CT1 | 72.1 | Natural Gas Fired Combustion Turbine | NG | GT | 5 | 2002 |  |  | (OP) Operating
59417 | AL Sandersville | 55672 | Sandersville Energy Facility | IPP Non-CHP | GA | CT2 | 72.1 | Natural Gas Fired Combustion Turbine | NG | GT | 5 | 2002 |  |  | (OP) Operating
59417 | AL Sandersville | 55672 | Sandersville Energy Facility | IPP Non-CHP | GA | CT3 | 72 | Natural Gas Fired Combustion Turbine | NG | GT | 5 | 2002 |  |  | (OP) Operating
59417 | AL Sandersville | 55672 | Sandersville Energy Facility | IPP Non-CHP | GA | CT4 | 72 | Natural Gas Fired Combustion Turbine | NG | GT | 5 | 2002 |  |  | (OP) Operating
59417 | AL Sandersville | 55672 | Sandersville Energy Facility | IPP Non-CHP | GA | CT5 | 72.1 | Natural Gas Fired Combustion Turbine | NG | GT | 5 | 2002 |  |  | (OP) Operating
59417 | AL Sandersville | 55672 | Sandersville Energy Facility | IPP Non-CHP | GA | CT6 | 72.1 | Natural Gas Fired Combustion Turbine | NG | GT | 5 | 2002 |  |  | (OP) Operating
59417 | AL Sandersville | 55672 | Sandersville Energy Facility | IPP Non-CHP | GA | CT7 | 72 | Natural Gas Fired Combustion Turbine | NG | GT | 5 | 2002 |  |  | (OP) Operating
59417 | AL Sandersville | 55672 | Sandersville Energy Facility | IPP Non-CHP | GA | CT8 | 72 | Natural Gas Fired Combustion Turbine | NG | GT | 5 | 2002 |  |  | (OP) Operating
58149 | Renewable World Energies LLC | 55684 | Flambeau Crowley Rapids Project | IPP Non-CHP | WI | GEN1 | 1 | Conventional Hydroelectric | WAT | HY | 1 | 1930 |  |  | (OP) Operating
58149 | Renewable World Energies LLC | 55684 | Flambeau Crowley Rapids Project | IPP Non-CHP | WI | GEN2 | 0.5 | Conventional Hydroelectric | WAT | HY | 1 | 1930 |  |  | (OP) Operating
58149 | Renewable World Energies LLC | 55685 | Flambeau Lower Project | IPP Non-CHP | WI | GEN1 | 0.4 | Conventional Hydroelectric | WAT | HY | 1 | 1923 |  |  | (OP) Operating
58149 | Renewable World Energies LLC | 55685 | Flambeau Lower Project | IPP Non-CHP | WI | GEN2 | 0.4 | Conventional Hydroelectric | WAT | HY | 1 | 1923 |  |  | (OP) Operating
58149 | Renewable World Energies LLC | 55685 | Flambeau Lower Project | IPP Non-CHP | WI | GEN3 | 0.4 | Conventional Hydroelectric | WAT | HY | 1 | 1923 |  |  | (OP) Operating
13407 | Nevada Power Co | 55687 | Higgins Generating Station | Electric Utility | NV | A01 | 157 | Natural Gas Fired Combined Cycle | NG | CT | 2 | 2004 |  |  | (OP) Operating
13407 | Nevada Power Co | 55687 | Higgins Generating Station | Electric Utility | NV | A02 | 157 | Natural Gas Fired Combined Cycle | NG | CT | 2 | 2004 |  |  | (OP) Operating
13407 | Nevada Power Co | 55687 | Higgins Generating Station | Electric Utility | NV | ST1 | 236 | Natural Gas Fired Combined Cycle | NG | CA | 2 | 2004 |  |  | (OP) Operating
56607 | Calpine Bethlehem LLC | 55690 | Bethlehem Power Plant | IPP Non-CHP | PA | CTG1 | 118 | Natural Gas Fired Combined Cycle | NG | CT | 12 | 2002 |  |  | (OP) Operating
56607 | Calpine Bethlehem LLC | 55690 | Bethlehem Power Plant | IPP Non-CHP | PA | CTG2 | 127 | Natural Gas Fired Combined Cycle | NG | CT | 12 | 2002 |  |  | (OP) Operating
56607 | Calpine Bethlehem LLC | 55690 | Bethlehem Power Plant | IPP Non-CHP | PA | CTG3 | 127 | Natural Gas Fired Combined Cycle | NG | CT | 12 | 2002 |  |  | (OP) Operating
56607 | Calpine Bethlehem LLC | 55690 | Bethlehem Power Plant | IPP Non-CHP | PA | CTG5 | 118 | Natural Gas Fired Combined Cycle | NG | CT | 1 | 2003 |  |  | (OP) Operating
56607 | Calpine Bethlehem LLC | 55690 | Bethlehem Power Plant | IPP Non-CHP | PA | CTG6 | 127 | Natural Gas Fired Combined Cycle | NG | CT | 2 | 2003 |  |  | (OP) Operating
56607 | Calpine Bethlehem LLC | 55690 | Bethlehem Power Plant | IPP Non-CHP | PA | CTG7 | 127 | Natural Gas Fired Combined Cycle | NG | CT | 4 | 2003 |  |  | (OP) Operating
56607 | Calpine Bethlehem LLC | 55690 | Bethlehem Power Plant | IPP Non-CHP | PA | STG4 | 195 | Natural Gas Fired Combined Cycle | NG | CA | 5 | 2003 |  |  | (OP) Operating
56607 | Calpine Bethlehem LLC | 55690 | Bethlehem Power Plant | IPP Non-CHP | PA | STG8 | 195 | Natural Gas Fired Combined Cycle | NG | CA | 12 | 2003 |  |  | (OP) Operating
3549 | Choctaw Gas Generating Pro LLC | 55694 | Quantum Choctaw Power LLC | IPP Non-CHP | MS | CT1 | 220 | Natural Gas Fired Combined Cycle | NG | CT | 6 | 2006 |  |  | (OP) Operating
3549 | Choctaw Gas Generating Pro LLC | 55694 | Quantum Choctaw Power LLC | IPP Non-CHP | MS | CT2 | 220 | Natural Gas Fired Combined Cycle | NG | CT | 11 | 2006 |  |  | (OP) Operating
3549 | Choctaw Gas Generating Pro LLC | 55694 | Quantum Choctaw Power LLC | IPP Non-CHP | MS | ST1 | 270 | Natural Gas Fired Combined Cycle | NG | CA | 7 | 2006 |  |  | (OP) Operating
7724 | GWF Energy LLC | 55698 | Hanford Energy Park Peaker | IPP Non-CHP | CA | HEP1 | 45.9 | Natural Gas Fired Combustion Turbine | NG | GT | 9 | 2001 |  |  | (OP) Operating
7724 | GWF Energy LLC | 55698 | Hanford Energy Park Peaker | IPP Non-CHP | CA | HEP2 | 45.9 | Natural Gas Fired Combustion Turbine | NG | GT | 9 | 2001 |  |  | (OP) Operating
1268 | Bayswater Peaking Facility LLC | 55699 | Bayswater Peaking Facility LLC | IPP Non-CHP | NY | 1 | 53.9 | Natural Gas Fired Combustion Turbine | NG | GT | 6 | 2002 |  |  | (OP) Operating
15500 | Puget Sound Energy Inc | 55700 | Mint Farm Generating Station | Electric Utility | WA | 1STG | 120.5 | Natural Gas Fired Combined Cycle | NG | CA | 1 | 2008 |  |  | (OP) Operating
15500 | Puget Sound Energy Inc | 55700 | Mint Farm Generating Station | Electric Utility | WA | CTG1 | 155.4 | Natural Gas Fired Combined Cycle | NG | CT | 1 | 2008 |  |  | (OP) Operating
40577 | American Mun Power-Ohio, Inc | 55701 | Fremont Energy Center | Electric Utility | OH | CA01 | 343.1 | Natural Gas Fired Combined Cycle | NG | CA | 1 | 2012 |  |  | (OP) Operating
40577 | American Mun Power-Ohio, Inc | 55701 | Fremont Energy Center | Electric Utility | OH | CT01 | 167.4 | Natural Gas Fired Combined Cycle | NG | CT | 1 | 2012 |  |  | (OP) Operating
40577 | American Mun Power-Ohio, Inc | 55701 | Fremont Energy Center | Electric Utility | OH | CT02 | 166.2 | Natural Gas Fired Combined Cycle | NG | CT | 1 | 2012 |  |  | (OP) Operating
54885 | NRG Wholesale Generation LP | 55706 | Choctaw County | IPP Non-CHP | MS | CTG1 | 164 | Natural Gas Fired Combined Cycle | NG | CT | 7 | 2003 |  |  | (OS) Out of service and NOT expected to return to service in next calendar year
54885 | NRG Wholesale Generation LP | 55706 | Choctaw County | IPP Non-CHP | MS | CTG2 | 164 | Natural Gas Fired Combined Cycle | NG | CT | 7 | 2003 |  |  | (OP) Operating
54885 | NRG Wholesale Generation LP | 55706 | Choctaw County | IPP Non-CHP | MS | CTG3 | 164 | Natural Gas Fired Combined Cycle | NG | CT | 7 | 2003 |  |  | (OP) Operating
54885 | NRG Wholesale Generation LP | 55706 | Choctaw County | IPP Non-CHP | MS | STG1 | 289 | Natural Gas Fired Combined Cycle | NG | CA | 7 | 2003 |  |  | (OP) Operating
17650 | Southern Power Co | 55708 | Nacogdoches Power | IPP Non-CHP | TX | STG4 | 100 | Wood/Wood Waste Biomass | WDS | ST | 6 | 2012 |  |  | (OP) Operating
23279 | Allegheny Energy Supply Co LLC | 55710 | FirstEnergy Allegheny Energy Units 3 4 & 5 | IPP Non-CHP | PA | UNT3 | 167 | Natural Gas Fired Combined Cycle | NG | CT | 7 | 2003 |  |  | (OP) Operating
23279 | Allegheny Energy Supply Co LLC | 55710 | FirstEnergy Allegheny Energy Units 3 4 & 5 | IPP Non-CHP | PA | UNT4 | 167 | Natural Gas Fired Combined Cycle | NG | CT | 7 | 2003 |  |  | (OP) Operating
23279 | Allegheny Energy Supply Co LLC | 55710 | FirstEnergy Allegheny Energy Units 3 4 & 5 | IPP Non-CHP | PA | UNT5 | 175 | Natural Gas Fired Combined Cycle | NG | CA | 7 | 2003 |  |  | (OP) Operating
807 | Arkansas Electric Coop Corp | 55714 | Magnet Cove | Electric Utility | AR | GT1 | 208.1 | Natural Gas Fired Combined Cycle | NG | CT | 7 | 2005 |  |  | (OP) Operating
807 | Arkansas Electric Coop Corp | 55714 | Magnet Cove | Electric Utility | AR | GT2 | 208.1 | Natural Gas Fired Combined Cycle | NG | CT | 1 | 2006 |  |  | (OP) Operating
807 | Arkansas Electric Coop Corp | 55714 | Magnet Cove | Electric Utility | AR | ST1 | 225.3 | Natural Gas Fired Combined Cycle | NG | CA | 7 | 2005 |  |  | (OP) Operating
5528 | DTE East China LLC | 55718 | DTE East China LLC | IPP Non-CHP | MI | GT1 | 73 | Natural Gas Fired Combustion Turbine | NG | GT | 6 | 2002 |  |  | (OP) Operating
5528 | DTE East China LLC | 55718 | DTE East China LLC | IPP Non-CHP | MI | GT2 | 72.6 | Natural Gas Fired Combustion Turbine | NG | GT | 6 | 2002 |  |  | (OP) Operating
5528 | DTE East China LLC | 55718 | DTE East China LLC | IPP Non-CHP | MI | GT3 | 74.1 | Natural Gas Fired Combustion Turbine | NG | GT | 6 | 2002 |  |  | (OP) Operating
5528 | DTE East China LLC | 55718 | DTE East China LLC | IPP Non-CHP | MI | GT4 | 75.7 | Natural Gas Fired Combustion Turbine | NG | GT | 6 | 2002 |  |  | (OP) Operating
19740 | AES Wind Generation Inc | 55719 | Mountain View I&2 | IPP Non-CHP | CA | GEN2 | 22.2 | Onshore Wind Turbine | WND | WT | 7 | 2001 |  |  | (OP) Operating
19740 | AES Wind Generation Inc | 55719 | Mountain View I&2 | IPP Non-CHP | CA | GENI | 44.4 | Onshore Wind Turbine | WND | WT | 6 | 2001 |  |  | (OP) Operating
9191 | Idaho Power Co | 55733 | Bennett Mountain | Electric Utility | ID | 1 | 164 | Natural Gas Fired Combustion Turbine | NG | GT | 4 | 2005 |  |  | (OP) Operating
7531 | Gray County Wind Energy LLC | 55734 | Gray County Wind Energy | IPP Non-CHP | KS | V47 | 112 | Onshore Wind Turbine | WND | WT | 11 | 2001 |  |  | (OP) Operating
57393 | Duke Energy Commercial Asset Management | 55736 | Hanging Rock Energy Facility | IPP Non-CHP | OH | 1GT1 | 169 | Natural Gas Fired Combined Cycle | NG | CT | 6 | 2003 |  |  | (OP) Operating
57393 | Duke Energy Commercial Asset Management | 55736 | Hanging Rock Energy Facility | IPP Non-CHP | OH | 1GT2 | 169 | Natural Gas Fired Combined Cycle | NG | CT | 6 | 2003 |  |  | (OP) Operating
57393 | Duke Energy Commercial Asset Management | 55736 | Hanging Rock Energy Facility | IPP Non-CHP | OH | 1ST | 288 | Natural Gas Fired Combined Cycle | NG | CA | 6 | 2003 |  |  | (OP) Operating
57393 | Duke Energy Commercial Asset Management | 55736 | Hanging Rock Energy Facility | IPP Non-CHP | OH | 2GT1 | 169 | Natural Gas Fired Combined Cycle | NG | CT | 7 | 2003 |  |  | (OP) Operating
57393 | Duke Energy Commercial Asset Management | 55736 | Hanging Rock Energy Facility | IPP Non-CHP | OH | 2GT2 | 169 | Natural Gas Fired Combined Cycle | NG | CT | 7 | 2003 |  |  | (OP) Operating
57393 | Duke Energy Commercial Asset Management | 55736 | Hanging Rock Energy Facility | IPP Non-CHP | OH | 2ST | 288 | Natural Gas Fired Combined Cycle | NG | CA | 7 | 2003 |  |  | (OP) Operating
23279 | Allegheny Energy Supply Co LLC | 55738 | Buchanan Generation LLC | IPP Non-CHP | VA | 1 | 40 | Natural Gas Fired Combustion Turbine | NG | GT | 6 | 2002 |  |  | (OP) Operating
23279 | Allegheny Energy Supply Co LLC | 55738 | Buchanan Generation LLC | IPP Non-CHP | VA | 2 | 40 | Natural Gas Fired Combustion Turbine | NG | GT | 6 | 2002 |  |  | (OP) Operating
59496 | Allete Clean Energy | 55739 | Condon Windpower LLC | IPP Non-CHP | OR | GEN1 | 24.6 | Onshore Wind Turbine | WND | WT | 12 | 2001 |  |  | (OP) Operating
59496 | Allete Clean Energy | 55739 | Condon Windpower LLC | IPP Non-CHP | OR | GEN2 | 25.2 | Onshore Wind Turbine | WND | WT | 5 | 2002 |  |  | (OP) Operating
19740 | AES Wind Generation Inc | 55740 | Rock River I LLC | IPP Non-CHP | WY | GEN1 | 50 | Onshore Wind Turbine | WND | WT | 10 | 2001 |  |  | (OP) Operating
5906 | EDF Renewable Services Inc | 55741 | Ridge Crest Wind Partners | IPP Non-CHP | CO | A1 | 29.7 | Onshore Wind Turbine | WND | WT | 12 | 2001 |  |  | (OP) Operating
20847 | Wisconsin Electric Power Co | 55742 | Montfort Wind Energy Center | Electric Utility | WI | ER15 | 2 | Onshore Wind Turbine | WND | WT | 6 | 2002 |  |  | (OP) Operating
13866 | NWP Indian Mesa Wind Farm LP | 55747 | NWP Indian Mesa Wind Farm | IPP Non-CHP | TX | NWP2 | 82.5 | Onshore Wind Turbine | WND | WT | 5 | 2001 |  |  | (OP) Operating
2860 | Los Esteros Critical Energy Facility LLC | 55748 | Los Esteros Critical Energy Center | IPP Non-CHP | CA | CAG5 | 126.1 | Natural Gas Fired Combined Cycle | NG | CA | 8 | 2013 |  |  | (OP) Operating
2860 | Los Esteros Critical Energy Facility LLC | 55748 | Los Esteros Critical Energy Center | IPP Non-CHP | CA | CTG1 | 45 | Natural Gas Fired Combined Cycle | NG | CT | 2 | 2003 |  |  | (OP) Operating
2860 | Los Esteros Critical Energy Facility LLC | 55748 | Los Esteros Critical Energy Center | IPP Non-CHP | CA | CTG2 | 45 | Natural Gas Fired Combined Cycle | NG | CT | 2 | 2003 |  |  | (OP) Operating
2860 | Los Esteros Critical Energy Facility LLC | 55748 | Los Esteros Critical Energy Center | IPP Non-CHP | CA | CTG3 | 45 | Natural Gas Fired Combined Cycle | NG | CT | 2 | 2003 |  |  | (OP) Operating
2860 | Los Esteros Critical Energy Facility LLC | 55748 | Los Esteros Critical Energy Center | IPP Non-CHP | CA | CTG4 | 45 | Natural Gas Fired Combined Cycle | NG | CT | 2 | 2003 |  |  | (OP) Operating
16233 | Rocky Mountain Power Inc | 55749 | Hardin Generator Project | IPP Non-CHP | MT | UNT1 | 107 | Conventional Steam Coal | SUB | ST | 3 | 2006 |  |  | (OP) Operating
17412 | County of Sonoma Dept of Trnsp | 55752 | Sonoma Central Landfill Phase I | Commercial Non-CHP | CA | P-11 | 0.7 | Landfill Gas | LFG | IC | 7 | 1993 |  |  | (OP) Operating
17412 | County of Sonoma Dept of Trnsp | 55752 | Sonoma Central Landfill Phase I | Commercial Non-CHP | CA | P-12 | 0.7 | Landfill Gas | LFG | IC | 7 | 1993 |  |  | (OP) Operating
17412 | County of Sonoma Dept of Trnsp | 55752 | Sonoma Central Landfill Phase I | Commercial Non-CHP | CA | P-13 | 0.7 | Landfill Gas | LFG | IC | 7 | 1993 |  |  | (OP) Operating
17412 | County of Sonoma Dept of Trnsp | 55752 | Sonoma Central Landfill Phase I | Commercial Non-CHP | CA | P-14 | 0.7 | Landfill Gas | LFG | IC | 7 | 1993 |  |  | (OP) Operating
17412 | County of Sonoma Dept of Trnsp | 55753 | Sonoma Central Landfill Phase II | Commercial Non-CHP | CA | P-21 | 0.7 | Landfill Gas | LFG | IC | 6 | 1996 |  |  | (OP) Operating
17412 | County of Sonoma Dept of Trnsp | 55753 | Sonoma Central Landfill Phase II | Commercial Non-CHP | CA | P-22 | 0.7 | Landfill Gas | LFG | IC | 6 | 1996 |  |  | (OP) Operating
17412 | County of Sonoma Dept of Trnsp | 55753 | Sonoma Central Landfill Phase II | Commercial Non-CHP | CA | P-23 | 0.7 | Landfill Gas | LFG | IC | 6 | 1996 |  |  | (OP) Operating
17412 | County of Sonoma Dept of Trnsp | 55753 | Sonoma Central Landfill Phase II | Commercial Non-CHP | CA | P-24 | 0.7 | Landfill Gas | LFG | IC | 6 | 1996 |  |  | (OP) Operating
12758 | Model City Energy LLC | 55757 | Model City Energy Facility | IPP Non-CHP | NY | GEN1 | 0.8 | Landfill Gas | LFG | IC | 6 | 2001 |  |  | (OP) Operating
12758 | Model City Energy LLC | 55757 | Model City Energy Facility | IPP Non-CHP | NY | GEN2 | 0.8 | Landfill Gas | LFG | IC | 6 | 2001 |  |  | (OP) Operating
12758 | Model City Energy LLC | 55757 | Model City Energy Facility | IPP Non-CHP | NY | GEN3 | 0.8 | Landfill Gas | LFG | IC | 6 | 2001 |  |  | (OP) Operating
12758 | Model City Energy LLC | 55757 | Model City Energy Facility | IPP Non-CHP | NY | GEN4 | 0.8 | Landfill Gas | LFG | IC | 6 | 2001 |  |  | (OP) Operating
12758 | Model City Energy LLC | 55757 | Model City Energy Facility | IPP Non-CHP | NY | GEN5 | 0.8 | Landfill Gas | LFG | IC | 6 | 2001 |  |  | (OP) Operating
12758 | Model City Energy LLC | 55757 | Model City Energy Facility | IPP Non-CHP | NY | GEN6 | 0.8 | Landfill Gas | LFG | IC | 6 | 2001 |  |  | (OP) Operating
12758 | Model City Energy LLC | 55757 | Model City Energy Facility | IPP Non-CHP | NY | GEN7 | 0.8 | Landfill Gas | LFG | IC | 6 | 2001 |  |  | (OP) Operating
9205 | Illinois Electricial Gen Partn | 55760 | Streator Energy Partners LLC | IPP Non-CHP | IL | ST1 | 0.9 | Landfill Gas | LFG | IC | 12 | 1999 |  |  | (OP) Operating
9205 | Illinois Electricial Gen Partn | 55762 | Brickyard Energy Partners LLC | IPP Non-CHP | IL | BR5 | 0.9 | Landfill Gas | LFG | IC | 10 | 2014 | 4 | 2015 | (OP) Operating
9205 | Illinois Electricial Gen Partn | 55763 | Dixon/Lee Energy Partners LLC | IPP Non-CHP | IL | DX1 | 0.9 | Landfill Gas | LFG | IC | 6 | 1999 |  |  | (OP) Operating
9205 | Illinois Electricial Gen Partn | 55763 | Dixon/Lee Energy Partners LLC | IPP Non-CHP | IL | DX2 | 0.9 | Landfill Gas | LFG | IC | 6 | 1999 |  |  | (OP) Operating
9205 | Illinois Electricial Gen Partn | 55763 | Dixon/Lee Energy Partners LLC | IPP Non-CHP | IL | DX3 | 0.9 | Landfill Gas | LFG | IC | 6 | 1999 |  |  | (OP) Operating
9205 | Illinois Electricial Gen Partn | 55763 | Dixon/Lee Energy Partners LLC | IPP Non-CHP | IL | DX4 | 0.9 | Landfill Gas | LFG | IC | 6 | 1999 |  |  | (OP) Operating
20183 | Waste Management Inc | 55765 | Green Knight Energy Center | IPP Non-CHP | PA | TG1 | 2.4 | Landfill Gas | LFG | GT | 2 | 2001 |  |  | (OP) Operating
20183 | Waste Management Inc | 55765 | Green Knight Energy Center | IPP Non-CHP | PA | TG2 | 2.4 | Landfill Gas | LFG | GT | 2 | 2001 |  |  | (OP) Operating
20183 | Waste Management Inc | 55765 | Green Knight Energy Center | IPP Non-CHP | PA | TG3 | 2.4 | Landfill Gas | LFG | GT | 2 | 2001 |  |  | (OP) Operating
16546 | Sacramento County of Dpt Waste | 55766 | Kiefer Landfill | Commercial Non-CHP | CA | 361A | 2.8 | Landfill Gas | LFG | IC | 12 | 1999 |  |  | (OP) Operating
16546 | Sacramento County of Dpt Waste | 55766 | Kiefer Landfill | Commercial Non-CHP | CA | 361B | 2.8 | Landfill Gas | LFG | IC | 12 | 1999 |  |  | (OP) Operating
16546 | Sacramento County of Dpt Waste | 55766 | Kiefer Landfill | Commercial Non-CHP | CA | 361C | 2.8 | Landfill Gas | LFG | IC | 12 | 1999 |  |  | (OP) Operating
49880 | EDP Renewables North America LLC | 55769 | Madison Windpower LLC | IPP Non-CHP | NY | MADW | 11.5 | Onshore Wind Turbine | WND | WT | 10 | 2000 |  |  | (OP) Operating
4767 | Dane County Public Works | 55770 | Dane County Landfill #2 Rodefeld | IPP Non-CHP | WI | GEN1 | 0.8 | Landfill Gas | LFG | IC | 10 | 1997 |  |  | (OP) Operating
4767 | Dane County Public Works | 55770 | Dane County Landfill #2 Rodefeld | IPP Non-CHP | WI | GEN2 | 0.8 | Landfill Gas | LFG | IC | 10 | 1997 |  |  | (OP) Operating
4767 | Dane County Public Works | 55770 | Dane County Landfill #2 Rodefeld | IPP Non-CHP | WI | GEN3 | 0.8 | Landfill Gas | LFG | IC | 4 | 2004 |  |  | (OP) Operating
4767 | Dane County Public Works | 55770 | Dane County Landfill #2 Rodefeld | IPP Non-CHP | WI | GEN4 | 1.6 | Landfill Gas | LFG | IC | 12 | 2004 |  |  | (OP) Operating
4767 | Dane County Public Works | 55770 | Dane County Landfill #2 Rodefeld | IPP Non-CHP | WI | GEN5 | 0.8 | Landfill Gas | LFG | IC | 4 | 2012 |  |  | (OP) Operating
4767 | Dane County Public Works | 55770 | Dane County Landfill #2 Rodefeld | IPP Non-CHP | WI | GEN6 | 0.8 | Landfill Gas | LFG | IC | 1 | 2011 |  |  | (OP) Operating
4767 | Dane County Public Works | 55770 | Dane County Landfill #2 Rodefeld | IPP Non-CHP | WI | GEN7 | 0.8 | Landfill Gas | LFG | IC | 1 | 2011 |  |  | (OP) Operating
9205 | Illinois Electricial Gen Partn | 55773 | Countyside Genco LLC | IPP Non-CHP | IL | CS10 | 2 | Landfill Gas | LFG | GT | 7 | 2012 |  |  | (OP) Operating
9205 | Illinois Electricial Gen Partn | 55773 | Countyside Genco LLC | IPP Non-CHP | IL | CS7 | 2 | Landfill Gas | LFG | GT | 7 | 2012 |  |  | (OP) Operating
9205 | Illinois Electricial Gen Partn | 55773 | Countyside Genco LLC | IPP Non-CHP | IL | CS8 | 2 | Landfill Gas | LFG | GT | 7 | 2012 |  |  | (OP) Operating
9205 | Illinois Electricial Gen Partn | 55773 | Countyside Genco LLC | IPP Non-CHP | IL | CS9 | 2 | Landfill Gas | LFG | GT | 7 | 2012 |  |  | (OP) Operating
9205 | Illinois Electricial Gen Partn | 55774 | Morris Genco LLC | IPP Non-CHP | IL | MO4 | 1 | Landfill Gas | LFG | IC | 2 | 2012 |  |  | (OP) Operating
9205 | Illinois Electricial Gen Partn | 55774 | Morris Genco LLC | IPP Non-CHP | IL | MO5 | 1 | Landfill Gas | LFG | IC | 2 | 2012 |  |  | (OP) Operating
21148 | Zapco Energy Tactics Corp | 55776 | Barre | IPP Non-CHP | MA | BA1 | 0.4 | Landfill Gas | LFG | IC | 1 | 1996 |  |  | (OP) Operating
21148 | Zapco Energy Tactics Corp | 55776 | Barre | IPP Non-CHP | MA | BA2 | 0.4 | Landfill Gas | LFG | IC | 1 | 1996 |  |  | (OP) Operating
55728 | Bright Light Capital LLC | 55782 | Wilmont Hills LLC | IPP Non-CHP | MN | WH01 | 1.5 | Onshore Wind Turbine | WND | WT | 12 | 2001 |  |  | (OP) Operating
56852 | Edgewood Energy LLC | 55786 | Edgewood Energy LLC | IPP Non-CHP | NY | CT01 | 42.5 | Natural Gas Fired Combustion Turbine | NG | GT | 7 | 2002 |  |  | (OP) Operating
56852 | Edgewood Energy LLC | 55786 | Edgewood Energy LLC | IPP Non-CHP | NY | CT02 | 42.5 | Natural Gas Fired Combustion Turbine | NG | GT | 7 | 2002 |  |  | (OP) Operating
56853 | Shoreham Energy LLC | 55787 | Shoreham Energy LLC | IPP Non-CHP | NY | CT01 | 42.5 | Petroleum Liquids | DFO | GT | 7 | 2002 |  |  | (OP) Operating
56853 | Shoreham Energy LLC | 55787 | Shoreham Energy LLC | IPP Non-CHP | NY | CT02 | 42.5 | Petroleum Liquids | DFO | GT | 7 | 2002 |  |  | (OP) Operating
34688 | CHI Energy Inc | 55790 | Fenner Wind | IPP Non-CHP | NY | 1 | 30 | Onshore Wind Turbine | WND | WT | 10 | 2001 |  |  | (OP) Operating
14629 | Pecos Wind II LP | 55795 | Woodward Mountain II | IPP Non-CHP | TX | 01 | 78 | Onshore Wind Turbine | WND | WT | 7 | 2001 |  |  | (OP) Operating
14628 | Pecos Wind I LP | 55796 | Woodward Mountain I | IPP Non-CHP | TX | 01 | 82 | Onshore Wind Turbine | WND | WT | 7 | 2001 |  |  | (OP) Operating
55703 | Otsego Paper Inc | 55799 | Otsego Mill Power Plant | Industrial CHP | MI | NRTH | 8.8 | Natural Gas Fired Combustion Turbine | NG | GT | 11 | 1995 |  |  | (OP) Operating
55703 | Otsego Paper Inc | 55799 | Otsego Mill Power Plant | Industrial CHP | MI | SOTH | 8.8 | Natural Gas Fired Combustion Turbine | NG | GT | 11 | 1995 |  |  | (OP) Operating
6693 | FPL Energy Marcus Hook LP | 55801 | FPL Energy Marcus Hook LP | IPP CHP | PA | CT13 | 172 | Natural Gas Fired Combined Cycle | NG | CT | 12 | 2004 |  |  | (OP) Operating
6693 | FPL Energy Marcus Hook LP | 55801 | FPL Energy Marcus Hook LP | IPP CHP | PA | CT1A | 178.7 | Natural Gas Fired Combined Cycle | NG | CT | 12 | 2004 |  |  | (OP) Operating
6693 | FPL Energy Marcus Hook LP | 55801 | FPL Energy Marcus Hook LP | IPP CHP | PA | CTIB | 172 | Natural Gas Fired Combined Cycle | NG | CT | 12 | 2004 |  |  | (OP) Operating
6693 | FPL Energy Marcus Hook LP | 55801 | FPL Energy Marcus Hook LP | IPP CHP | PA | STG | 263 | Natural Gas Fired Combined Cycle | NG | CA | 12 | 2004 |  |  | (OP) Operating
55972 | Valencia Power LLC | 55802 | Valencia Energy Facility | IPP Non-CHP | NM | CTG1 | 144.3 | Natural Gas Fired Combustion Turbine | NG | GT | 5 | 2008 |  |  | (OP) Operating
17515 | Somerset Windpower LLC | 55803 | FPL E Somerset Windpower LLC | IPP Non-CHP | PA | EW | 9 | Onshore Wind Turbine | WND | WT | 12 | 2001 |  |  | (OP) Operating
13808 | Northern Iowa Windpower LLC | 55804 | Top of Iowa Windfarm | IPP Non-CHP | IA | NM | 80 | Onshore Wind Turbine | WND | WT | 10 | 2001 |  |  | (OP) Operating
12562 | FPL Energy FPL E Mill Run WIndpower LLC | 55805 | Mill Run Windpower | IPP Non-CHP | PA | G1 | 15 | Onshore Wind Turbine | WND | WT | 12 | 2001 |  |  | (OP) Operating
7724 | GWF Energy LLC | 55807 | Henrietta Peaker | IPP Non-CHP | CA | HPP1 | 46.3 | Natural Gas Fired Combustion Turbine | NG | GT | 6 | 2002 |  |  | (OP) Operating
7724 | GWF Energy LLC | 55807 | Henrietta Peaker | IPP Non-CHP | CA | HPP2 | 46.1 | Natural Gas Fired Combustion Turbine | NG | GT | 6 | 2002 |  |  | (OP) Operating
10046 | Kas Brothers Windfarm LLC | 55809 | Kas Brothers Windfarm | IPP Non-CHP | MN | G1 | 1.5 | Onshore Wind Turbine | WND | WT | 12 | 2001 |  |  | (OP) Operating
3028 | Calpine Gilroy Cogen LP | 55810 | Gilroy Peaking Energy Center | IPP Non-CHP | CA | S3 | 45 | Natural Gas Fired Combustion Turbine | NG | GT | 11 | 2001 |  |  | (OP) Operating
3028 | Calpine Gilroy Cogen LP | 55810 | Gilroy Peaking Energy Center | IPP Non-CHP | CA | S4 | 45 | Natural Gas Fired Combustion Turbine | NG | GT | 11 | 2001 |  |  | (OP) Operating
3028 | Calpine Gilroy Cogen LP | 55810 | Gilroy Peaking Energy Center | IPP Non-CHP | CA | S5 | 45 | Natural Gas Fired Combustion Turbine | NG | GT | 2 | 2002 |  |  | (OP) Operating
2865 | Calpine Corp-King City | 55811 | King City Peaking | IPP Non-CHP | CA | CTG1 | 44 | Natural Gas Fired Combustion Turbine | NG | GT | 4 | 2002 |  |  | (OP) Operating
2867 | Calpine Corp-Yuba City | 55813 | Yuba City Energy Center | IPP Non-CHP | CA | CTG1 | 45 | Natural Gas Fired Combustion Turbine | NG | GT | 8 | 2002 |  |  | (OP) Operating
8294 | Hawkeye Power Partners LLC | 55816 | Hawkeye Power Partners LLC | IPP Non-CHP | IA | 48M | 42 | Onshore Wind Turbine | WND | WT | 4 | 1999 |  |  | (OP) Operating
56613 | Frederickson Power LP | 55818 | Frederickson Power LP | IPP Non-CHP | WA | FICT | 160 | Natural Gas Fired Combined Cycle | NG | CT | 8 | 2002 |  |  | (OP) Operating
56613 | Frederickson Power LP | 55818 | Frederickson Power LP | IPP Non-CHP | WA | FIST | 82 | Natural Gas Fired Combined Cycle | NG | CA | 8 | 2002 |  |  | (OP) Operating
16045 | Riverside County Waste Management Dept | 55820 | RCWMD Badlands Landfill Gas Project | Commercial Non-CHP | CA | GEN1 | 1 | Landfill Gas | LFG | IC | 2 | 2001 |  |  | (OP) Operating
17650 | Southern Power Co | 55821 | Curtis H Stanton Energy Center | IPP Non-CHP | FL | A | 656.9 | Natural Gas Fired Combined Cycle | NG | CT | 10 | 2003 |  |  | (OP) Operating
17650 | Southern Power Co | 55821 | Curtis H Stanton Energy Center | IPP Non-CHP | FL | B |  | Natural Gas Fired Combined Cycle | NG | CT | 10 | 2003 |  |  | (OP) Operating
17650 | Southern Power Co | 55821 | Curtis H Stanton Energy Center | IPP Non-CHP | FL | C |  | Natural Gas Fired Combined Cycle | NG | CA | 10 | 2003 |  |  | (OP) Operating
21144 | Ziegler Power Systems | 55824 | MNDOT Standby Generation | Commercial Non-CHP | MN | UNT1 | 1.9 | Petroleum Liquids | DFO | IC | 7 | 1995 |  |  | (SB) Standby/Backup: available for service but not normally used
57207 | HC-50 MAIN STREET, LLC | 55830 | East Millinocket Mill | Industrial CHP | ME | M2S1 | 14.5 | Wood/Wood Waste Biomass | WDS | ST | 7 | 1954 |  |  | (OS) Out of service and NOT expected to return to service in next calendar year
57207 | HC-50 MAIN STREET, LLC | 55830 | East Millinocket Mill | Industrial CHP | ME | M2S2 | 14.5 | Wood/Wood Waste Biomass | WDS | ST | 7 | 1956 |  |  | (OS) Out of service and NOT expected to return to service in next calendar year
57207 | HC-50 MAIN STREET, LLC | 55830 | East Millinocket Mill | Industrial CHP | ME | M2S3 | 28.1 | Wood/Wood Waste Biomass | WDS | ST | 5 | 1990 |  |  | (OS) Out of service and NOT expected to return to service in next calendar year
2872 | Auburndale Peaker Energy Center LLC | 55833 | Auburndale Peaker Energy Center | IPP Non-CHP | FL | CTP | 117 | Natural Gas Fired Combustion Turbine | NG | GT | 5 | 2002 |  |  | (OP) Operating
15466 | Public Service Co of Colorado | 55835 | Rocky Mountain Energy Center | Electric Utility | CO | CTG1 | 145 | Natural Gas Fired Combined Cycle | NG | CT | 5 | 2004 |  |  | (OP) Operating
15466 | Public Service Co of Colorado | 55835 | Rocky Mountain Energy Center | Electric Utility | CO | CTG2 | 145 | Natural Gas Fired Combined Cycle | NG | CT | 5 | 2004 |  |  | (OP) Operating
15466 | Public Service Co of Colorado | 55835 | Rocky Mountain Energy Center | Electric Utility | CO | STG1 | 290 | Natural Gas Fired Combined Cycle | NG | CA | 5 | 2004 |  |  | (OP) Operating
20858 | WPPI Energy | 55836 | Island Street Peaking Plant | Electric Utility | WI | FT81 | 52 | Natural Gas Fired Combustion Turbine | NG | GT | 6 | 2004 |  |  | (OP) Operating
13407 | Nevada Power Co | 55841 | Silverhawk | Electric Utility | NV | CT1 | 157 | Natural Gas Fired Combined Cycle | NG | CT | 5 | 2004 |  |  | (OP) Operating
13407 | Nevada Power Co | 55841 | Silverhawk | Electric Utility | NV | CT2 | 157 | Natural Gas Fired Combined Cycle | NG | CT | 5 | 2004 |  |  | (OP) Operating
13407 | Nevada Power Co | 55841 | Silverhawk | Electric Utility | NV | ST1 | 246 | Natural Gas Fired Combined Cycle | NG | CA | 5 | 2004 |  |  | (OP) Operating
2867 | Calpine Corp-Yuba City | 55847 | Feather River Energy Center | IPP Non-CHP | CA | CTG1 | 45 | Natural Gas Fired Combustion Turbine | NG | GT | 1 | 2003 |  |  | (OP) Operating
19676 | Valero Refining Co California | 55851 | Valero Refinery Cogeneration Unit 1 | Industrial CHP | CA | GT 1 | 45.4 | Natural Gas Fired Combustion Turbine | NG | GT | 10 | 2002 |  |  | (OP) Operating
9155 | Inland Empire Energy Ctr LLC | 55853 | Inland Empire Energy Center | IPP Non-CHP | CA | 1 | 345 | Natural Gas Fired Combined Cycle | NG | CS | 7 | 2009 |  |  | (OP) Operating
9155 | Inland Empire Energy Ctr LLC | 55853 | Inland Empire Energy Center | IPP Non-CHP | CA | 2 | 345 | Natural Gas Fired Combined Cycle | NG | CS | 5 | 2010 |  |  | (OP) Operating
49972 | Gilroy Energy Center LLC | 55855 | Wolfskill Energy Center | IPP Non-CHP | CA | CTG1 | 45 | Natural Gas Fired Combustion Turbine | NG | GT | 1 | 2003 |  |  | (OP) Operating
15330 | Prairie State Generating Co LLC | 55856 | Prairie State Generating Station | IPP Non-CHP | IL | PC1 | 812 | Conventional Steam Coal | BIT | ST | 6 | 2012 |  |  | (OP) Operating
15330 | Prairie State Generating Co LLC | 55856 | Prairie State Generating Station | IPP Non-CHP | IL | PC2 | 816 | Conventional Steam Coal | BIT | ST | 11 | 2012 |  |  | (OP) Operating
3455 | Chevron Oronite Co LLC | 55857 | Oak Point Cogen | Industrial CHP | LA | 5121 | 4 | Natural Gas Fired Combustion Turbine | NG | GT | 10 | 1999 |  |  | (OP) Operating
3455 | Chevron Oronite Co LLC | 55857 | Oak Point Cogen | Industrial CHP | LA | 5131 | 4 | Natural Gas Fired Combustion Turbine | NG | GT | 10 | 1999 |  |  | (OP) Operating
3455 | Chevron Oronite Co LLC | 55857 | Oak Point Cogen | Industrial CHP | LA | 5141 | 4 | Natural Gas Fired Combustion Turbine | NG | GT | 10 | 1999 |  |  | (OP) Operating
3455 | Chevron Oronite Co LLC | 55857 | Oak Point Cogen | Industrial CHP | LA | 5151 | 4 | Natural Gas Fired Combustion Turbine | NG | GT | 10 | 1999 |  |  | (OP) Operating
3455 | Chevron Oronite Co LLC | 55857 | Oak Point Cogen | Industrial CHP | LA | 5161 | 4 | Natural Gas Fired Combustion Turbine | NG | GT | 10 | 1999 |  |  | (OP) Operating
25771 | Quinebaug Associates LLC | 55860 | Quinebaug Lower Project | IPP Non-CHP | CT | 5-M | 0.3 | Conventional Hydroelectric | WAT | HY | 8 | 1990 |  |  | (OP) Operating
25771 | Quinebaug Associates LLC | 55860 | Quinebaug Lower Project | IPP Non-CHP | CT | MF | 0.1 | Conventional Hydroelectric | WAT | HY | 4 | 1990 |  |  | (OP) Operating
25771 | Quinebaug Associates LLC | 55860 | Quinebaug Lower Project | IPP Non-CHP | CT | U2 | 0.8 | Conventional Hydroelectric | WAT | HY | 8 | 1990 |  |  | (OP) Operating
25771 | Quinebaug Associates LLC | 55860 | Quinebaug Lower Project | IPP Non-CHP | CT | UI | 1.2 | Conventional Hydroelectric | WAT | HY | 8 | 1990 |  |  | (OP) Operating
55965 | NewPage Corporation | 55861 | Stevens Point Mill | Industrial CHP | WI | SP | 7 | Natural Gas Steam Turbine | NG | ST | 2 | 2002 |  |  | (OP) Operating
8286 | Hawaiian Commercial and Sugar Company | 55864 | Kaheka Hydro | Industrial Non-CHP | HI | KAH1 | 1.5 | Conventional Hydroelectric | WAT | HY | 1 | 1925 |  |  | (OP) Operating
8286 | Hawaiian Commercial and Sugar Company | 55864 | Kaheka Hydro | Industrial Non-CHP | HI | KAH2 | 1.5 | Conventional Hydroelectric | WAT | HY | 1 | 1925 |  |  | (OP) Operating
8286 | Hawaiian Commercial and Sugar Company | 55864 | Kaheka Hydro | Industrial Non-CHP | HI | KAH3 | 1.5 | Conventional Hydroelectric | WAT | HY | 1 | 1925 |  |  | (OP) Operating
1308 | Basin Creek Power Services LLC | 55866 | Basin Creek Plant | IPP Non-CHP | MT | 1 | 6 | Natural Gas Internal Combustion Engine | NG | IC | 6 | 2006 |  |  | (OP) Operating
1308 | Basin Creek Power Services LLC | 55866 | Basin Creek Plant | IPP Non-CHP | MT | 2 | 6 | Natural Gas Internal Combustion Engine | NG | IC | 6 | 2006 |  |  | (OP) Operating
1308 | Basin Creek Power Services LLC | 55866 | Basin Creek Plant | IPP Non-CHP | MT | 3 | 6 | Natural Gas Internal Combustion Engine | NG | IC | 6 | 2006 |  |  | (OP) Operating
1308 | Basin Creek Power Services LLC | 55866 | Basin Creek Plant | IPP Non-CHP | MT | 4 | 6 | Natural Gas Internal Combustion Engine | NG | IC | 6 | 2006 |  |  | (OP) Operating
1308 | Basin Creek Power Services LLC | 55866 | Basin Creek Plant | IPP Non-CHP | MT | 5 | 6 | Natural Gas Internal Combustion Engine | NG | IC | 6 | 2006 |  |  | (OP) Operating
1308 | Basin Creek Power Services LLC | 55866 | Basin Creek Plant | IPP Non-CHP | MT | 6 | 6 | Natural Gas Internal Combustion Engine | NG | IC | 6 | 2006 |  |  | (OP) Operating
1308 | Basin Creek Power Services LLC | 55866 | Basin Creek Plant | IPP Non-CHP | MT | 7 | 6 | Natural Gas Internal Combustion Engine | NG | IC | 6 | 2006 |  |  | (OP) Operating
1308 | Basin Creek Power Services LLC | 55866 | Basin Creek Plant | IPP Non-CHP | MT | 8 | 6 | Natural Gas Internal Combustion Engine | NG | IC | 6 | 2006 |  |  | (OP) Operating
1308 | Basin Creek Power Services LLC | 55866 | Basin Creek Plant | IPP Non-CHP | MT | 9 | 6 | Natural Gas Internal Combustion Engine | NG | IC | 6 | 2006 |  |  | (OP) Operating
6306 | Fibrominn LLC | 55867 | Fibrominn Biomass Power Plant | IPP Non-CHP | MN | G1 | 55 | Other Waste Biomass | AB | ST | 5 | 2007 |  |  | (OP) Operating
15399 | Iberdrola Renewables Inc | 55871 | Klondike Wind Power | IPP Non-CHP | OR | Ph 1 | 24 | Onshore Wind Turbine | WND | WT | 1 | 2002 |  |  | (OP) Operating
20323 | Wellhead Services Inc | 55874 | Panoche Peaker | IPP Non-CHP | CA | 8 | 40 | Natural Gas Fired Combustion Turbine | NG | GT | 8 | 1973 |  |  | (OP) Operating
17412 | County of Sonoma Dept of Trnsp | 55880 | Sonoma Central Landfill Phase III | Commercial Non-CHP | CA | P-31 | 0.7 | Landfill Gas | LFG | IC | 7 | 2004 |  |  | (OS) Out of service and NOT expected to return to service in next calendar year
17412 | County of Sonoma Dept of Trnsp | 55880 | Sonoma Central Landfill Phase III | Commercial Non-CHP | CA | P-32 | 0.7 | Landfill Gas | LFG | IC | 7 | 2004 |  |  | (OS) Out of service and NOT expected to return to service in next calendar year
17164 | Sierra Pacific Industries Inc | 55882 | Sierra Pacific Aberdeen | Industrial CHP | WA | GEN1 | 17.4 | Wood/Wood Waste Biomass | WDS | ST | 3 | 2003 |  |  | (OP) Operating
56318 | SCE Engineers | 55885 | Montgomery County Oaks LFGE Plant | IPP Non-CHP | MD | CAT35 | 1.5 | Landfill Gas | LFG | IC | 6 | 2009 |  |  | (OP) Operating
56318 | SCE Engineers | 55885 | Montgomery County Oaks LFGE Plant | IPP Non-CHP | MD | GEJGC | 0.8 | Landfill Gas | LFG | IC | 6 | 2009 |  |  | (OP) Operating
18454 | Tampa Electric Co | 55893 | Partnership Station | Electric Utility | FL | 1 | 3 | Natural Gas Internal Combustion Engine | NG | IC | 5 | 2001 |  |  | (OS) Out of service and NOT expected to return to service in next calendar year
18454 | Tampa Electric Co | 55893 | Partnership Station | Electric Utility | FL | 2 | 3 | Natural Gas Internal Combustion Engine | NG | IC | 5 | 2001 |  |  | (OS) Out of service and NOT expected to return to service in next calendar year
1687 | Bio-Energy Partners | 55925 | Ridgeview | IPP Non-CHP | WI | GEN1 | 0.8 | Landfill Gas | LFG | IC | 9 | 2002 |  |  | (OP) Operating
1687 | Bio-Energy Partners | 55925 | Ridgeview | IPP Non-CHP | WI | GEN2 | 0.8 | Landfill Gas | LFG | IC | 9 | 2002 |  |  | (OP) Operating
1687 | Bio-Energy Partners | 55925 | Ridgeview | IPP Non-CHP | WI | GEN3 | 0.8 | Landfill Gas | LFG | IC | 9 | 2002 |  |  | (OP) Operating
1687 | Bio-Energy Partners | 55925 | Ridgeview | IPP Non-CHP | WI | GEN4 | 0.8 | Landfill Gas | LFG | IC | 6 | 2003 |  |  | (OP) Operating
1687 | Bio-Energy Partners | 55925 | Ridgeview | IPP Non-CHP | WI | GEN5 | 0.8 | Landfill Gas | LFG | IC | 12 | 2006 |  |  | (OP) Operating
1687 | Bio-Energy Partners | 55925 | Ridgeview | IPP Non-CHP | WI | GEN6 | 0.8 | Landfill Gas | LFG | IC | 12 | 2006 |  |  | (OP) Operating
1687 | Bio-Energy Partners | 55925 | Ridgeview | IPP Non-CHP | WI | GEN7 | 0.8 | Landfill Gas | LFG | IC | 12 | 2006 |  |  | (OP) Operating
1687 | Bio-Energy Partners | 55925 | Ridgeview | IPP Non-CHP | WI | GEN8 | 0.8 | Landfill Gas | LFG | IC | 12 | 2006 |  |  | (OP) Operating
17539 | South Carolina Electric&Gas Company | 55927 | Jasper | Electric Utility | SC | CT1 | 158 | Natural Gas Fired Combined Cycle | NG | CT | 5 | 2004 |  |  | (OP) Operating
17539 | South Carolina Electric&Gas Company | 55927 | Jasper | Electric Utility | SC | CT2 | 168 | Natural Gas Fired Combined Cycle | NG | CT | 5 | 2004 |  |  | (OP) Operating
17539 | South Carolina Electric&Gas Company | 55927 | Jasper | Electric Utility | SC | CT3 | 151 | Natural Gas Fired Combined Cycle | NG | CT | 5 | 2004 |  |  | (OP) Operating
17539 | South Carolina Electric&Gas Company | 55927 | Jasper | Electric Utility | SC | ST1 | 385 | Natural Gas Fired Combined Cycle | NG | CA | 5 | 2004 |  |  | (OP) Operating
12186 | McMinnville Electric System | 55928 | McMinnville | Electric Utility | TN | 1 | 1.8 | Petroleum Liquids | DFO | IC | 6 | 2001 |  |  | (OP) Operating
12186 | McMinnville Electric System | 55928 | McMinnville | Electric Utility | TN | 10 | 1.8 | Petroleum Liquids | DFO | IC | 6 | 2001 |  |  | (OP) Operating
12186 | McMinnville Electric System | 55928 | McMinnville | Electric Utility | TN | 11 | 1.8 | Petroleum Liquids | DFO | IC | 6 | 2001 |  |  | (OP) Operating
12186 | McMinnville Electric System | 55928 | McMinnville | Electric Utility | TN | 12 | 1.8 | Other Waste Biomass | OBL | IC | 7 | 2005 |  |  | (OP) Operating
12186 | McMinnville Electric System | 55928 | McMinnville | Electric Utility | TN | 2 | 1.8 | Petroleum Liquids | DFO | IC | 6 | 2001 |  |  | (OP) Operating
12186 | McMinnville Electric System | 55928 | McMinnville | Electric Utility | TN | 3 | 1.8 | Petroleum Liquids | DFO | IC | 6 | 2001 |  |  | (OP) Operating
12186 | McMinnville Electric System | 55928 | McMinnville | Electric Utility | TN | 4 | 1.8 | Petroleum Liquids | DFO | IC | 6 | 2001 |  |  | (OP) Operating
12186 | McMinnville Electric System | 55928 | McMinnville | Electric Utility | TN | 5 | 1.8 | Petroleum Liquids | DFO | IC | 6 | 2001 |  |  | (OP) Operating
12186 | McMinnville Electric System | 55928 | McMinnville | Electric Utility | TN | 6 | 1.8 | Petroleum Liquids | DFO | IC | 6 | 2001 |  |  | (OP) Operating
12186 | McMinnville Electric System | 55928 | McMinnville | Electric Utility | TN | 7 | 1.8 | Petroleum Liquids | DFO | IC | 6 | 2001 |  |  | (OP) Operating
12186 | McMinnville Electric System | 55928 | McMinnville | Electric Utility | TN | 8 | 1.8 | Petroleum Liquids | DFO | IC | 6 | 2001 |  |  | (OP) Operating
12186 | McMinnville Electric System | 55928 | McMinnville | Electric Utility | TN | 9 | 1.8 | Petroleum Liquids | DFO | IC | 6 | 2001 |  |  | (OP) Operating
1994 | Boulder City of | 55931 | Boulder City Silver Lake Hydro | IPP Non-CHP | CO | 0001 | 3.3 | Conventional Hydroelectric | WAT | HY | 5 | 2000 |  |  | (OP) Operating
7724 | GWF Energy LLC | 55933 | Tracy Combined Cycle Power Plant | IPP Non-CHP | CA | TCC1 | 156.2 | Natural Gas Fired Combined Cycle | NG | CA | 7 | 2012 |  |  | (OP) Operating
7724 | GWF Energy LLC | 55933 | Tracy Combined Cycle Power Plant | IPP Non-CHP | CA | TPP1 | 82.1 | Natural Gas Fired Combined Cycle | NG | CT | 4 | 2003 |  |  | (OP) Operating
7724 | GWF Energy LLC | 55933 | Tracy Combined Cycle Power Plant | IPP Non-CHP | CA | TPP2 | 81.8 | Natural Gas Fired Combined Cycle | NG | CT | 4 | 2003 |  |  | (OP) Operating
4382 | Colton Power LP | 55934 | Century Generating Facility | IPP Non-CHP | CA | C1 | 9.5 | Natural Gas Fired Combustion Turbine | NG | GT | 9 | 2001 |  |  | (OP) Operating
4382 | Colton Power LP | 55934 | Century Generating Facility | IPP Non-CHP | CA | C2 | 9.5 | Natural Gas Fired Combustion Turbine | NG | GT | 9 | 2001 |  |  | (OP) Operating
4382 | Colton Power LP | 55934 | Century Generating Facility | IPP Non-CHP | CA | C3 | 9.5 | Natural Gas Fired Combustion Turbine | NG | GT | 9 | 2001 |  |  | (OP) Operating
4382 | Colton Power LP | 55934 | Century Generating Facility | IPP Non-CHP | CA | C4 | 9.5 | Natural Gas Fired Combustion Turbine | NG | GT | 9 | 2001 |  |  | (OP) Operating
4382 | Colton Power LP | 55935 | Drews Generating Facility | IPP Non-CHP | CA | D1 | 9.5 | Natural Gas Fired Combustion Turbine | NG | GT | 8 | 2001 |  |  | (OP) Operating
4382 | Colton Power LP | 55935 | Drews Generating Facility | IPP Non-CHP | CA | D2 | 9.5 | Natural Gas Fired Combustion Turbine | NG | GT | 8 | 2001 |  |  | (OP) Operating
4382 | Colton Power LP | 55935 | Drews Generating Facility | IPP Non-CHP | CA | D3 | 9.5 | Natural Gas Fired Combustion Turbine | NG | GT | 8 | 2001 |  |  | (OP) Operating
4382 | Colton Power LP | 55935 | Drews Generating Facility | IPP Non-CHP | CA | D4 | 9.5 | Natural Gas Fired Combustion Turbine | NG | GT | 8 | 2001 |  |  | (OP) Operating
9262 | Indeck Operations Inc | 55936 | NRG Rockford II Energy Center | IPP Non-CHP | IL | GT3 | 154.4 | Natural Gas Fired Combustion Turbine | NG | GT | 6 | 2002 |  |  | (OP) Operating
56160 | NAEA Operating Company LLC | 55938 | NAEA Ocean Peaking Power LLC | IPP Non-CHP | NJ | OPP3 | 162.8 | Natural Gas Fired Combustion Turbine | NG | GT | 5 | 2003 |  |  | (OP) Operating
56160 | NAEA Operating Company LLC | 55938 | NAEA Ocean Peaking Power LLC | IPP Non-CHP | NJ | OPP4 | 162.8 | Natural Gas Fired Combustion Turbine | NG | GT | 5 | 2003 |  |  | (OP) Operating
19876 | Virginia Electric & Power Co | 55939 | Warren County | Electric Utility | VA | CT01 | 297.5 | Natural Gas Fired Combined Cycle | NG | CT | 12 | 2014 |  |  | (OP) Operating
19876 | Virginia Electric & Power Co | 55939 | Warren County | Electric Utility | VA | CT02 | 297.5 | Natural Gas Fired Combined Cycle | NG | CT | 12 | 2014 |  |  | (OP) Operating
19876 | Virginia Electric & Power Co | 55939 | Warren County | Electric Utility | VA | CT03 | 297.5 | Natural Gas Fired Combined Cycle | NG | CT | 12 | 2014 |  |  | (OP) Operating
19876 | Virginia Electric & Power Co | 55939 | Warren County | Electric Utility | VA | ST01 | 579.7 | Natural Gas Fired Combined Cycle | NG | CA | 12 | 2014 |  |  | (OP) Operating
1361 | Bay Windpower LLC | 55944 | Bay Windpower I | IPP Non-CHP | MI | BAY | 1.8 | Onshore Wind Turbine | WND | WT | 12 | 2001 |  |  | (OP) Operating
13989 | California Resources Elk Hills LLC | 55950 | Elk Hills Cogen | Industrial CHP | CA | U1 | 23.3 | Natural Gas Fired Combustion Turbine | NG | GT | 11 | 1994 |  |  | (OP) Operating
13989 | California Resources Elk Hills LLC | 55950 | Elk Hills Cogen | Industrial CHP | CA | U2 | 23.3 | Natural Gas Fired Combustion Turbine | NG | GT | 11 | 1994 |  |  | (OP) Operating
5532 | E I Colton LLC | 55951 | Agua Mansa Power Plant | Electric Utility | CA | AMP1 | 40.8 | Natural Gas Fired Combustion Turbine | NG | GT | 6 | 2003 |  |  | (OP) Operating
6715 | City of Franklin - (VA) | 55953 | Pretlow | Electric Utility | VA | 1 | 1.6 | Petroleum Liquids | DFO | IC | 4 | 2001 |  |  | (OP) Operating
6715 | City of Franklin - (VA) | 55953 | Pretlow | Electric Utility | VA | 2 | 1.6 | Petroleum Liquids | DFO | IC | 4 | 2001 |  |  | (OP) Operating
6715 | City of Franklin - (VA) | 55954 | Downtown | Electric Utility | VA | 1 | 1.6 | Petroleum Liquids | DFO | IC | 11 | 1992 |  |  | (OP) Operating
6715 | City of Franklin - (VA) | 55954 | Downtown | Electric Utility | VA | 2 | 1.6 | Petroleum Liquids | DFO | IC | 11 | 1992 |  |  | (OP) Operating
2874 | Gilroy Energy Center for Riverview | 55963 | Riverview Energy Center | IPP Non-CHP | CA | CTG1 | 46.1 | Natural Gas Fired Combustion Turbine | NG | GT | 5 | 2003 |  |  | (OP) Operating
15380 | Prince George's County | 55964 | Brown Station Road Plant II | Commercial Non-CHP | MD | 1 | 0.8 | Landfill Gas | LFG | IC | 12 | 2003 |  |  | (OP) Operating
15380 | Prince George's County | 55964 | Brown Station Road Plant II | Commercial Non-CHP | MD | 2 | 0.8 | Landfill Gas | LFG | IC | 12 | 2003 |  |  | (OP) Operating
15380 | Prince George's County | 55964 | Brown Station Road Plant II | Commercial Non-CHP | MD | 3 | 0.8 | Landfill Gas | LFG | IC | 12 | 2003 |  |  | (OP) Operating
15380 | Prince George's County | 55964 | Brown Station Road Plant II | Commercial Non-CHP | MD | 4 | 0.8 | Landfill Gas | LFG | IC | 12 | 2003 |  |  | (OP) Operating
17650 | Southern Power Co | 55965 | Wansley Combined Cycle | IPP Non-CHP | GA | CT6A | 567.6 | Natural Gas Fired Combined Cycle | NG | CT | 6 | 2002 |  |  | (OP) Operating
17650 | Southern Power Co | 55965 | Wansley Combined Cycle | IPP Non-CHP | GA | CT6B |  | Natural Gas Fired Combined Cycle | NG | CT | 6 | 2002 |  |  | (OP) Operating
17650 | Southern Power Co | 55965 | Wansley Combined Cycle | IPP Non-CHP | GA | CT7A | 575.5 | Natural Gas Fired Combined Cycle | NG | CT | 6 | 2002 |  |  | (OP) Operating
17650 | Southern Power Co | 55965 | Wansley Combined Cycle | IPP Non-CHP | GA | CT7B |  | Natural Gas Fired Combined Cycle | NG | CT | 6 | 2002 |  |  | (OP) Operating
17650 | Southern Power Co | 55965 | Wansley Combined Cycle | IPP Non-CHP | GA | ST6 |  | Natural Gas Fired Combined Cycle | NG | CA | 6 | 2002 |  |  | (OP) Operating
17650 | Southern Power Co | 55965 | Wansley Combined Cycle | IPP Non-CHP | GA | ST7 |  | Natural Gas Fired Combined Cycle | NG | CA | 6 | 2002 |  |  | (OP) Operating
19558 | Homer Electric Assn Inc | 55966 | Nikiski Co-Generation | Electric Utility | AK | GT1 | 37.9 | Natural Gas Fired Combined Cycle | NG | CT | 9 | 1986 |  |  | (OP) Operating
19558 | Homer Electric Assn Inc | 55966 | Nikiski Co-Generation | Electric Utility | AK | ST1 | 40 | All Other | WH | CA | 7 | 2013 |  |  | (OP) Operating
19171 | Trent Wind Farm LP | 55968 | Trent Wind Farm LP | IPP Non-CHP | TX | WTG1 | 150 | Onshore Wind Turbine | WND | WT | 7 | 2001 |  |  | (OP) Operating
7308 | Hawkeye Energy Greenport LLC | 55969 | Hawkeye Energy Greenport LLC | IPP Non-CHP | NY | U-01 | 52.5 | Petroleum Liquids | KER | GT | 7 | 2003 | 7 | 2018 | (OP) Operating
16534 | Sacramento Municipal Util Dist | 55970 | Cosumnes | Electric Utility | CA | 1 | 171 | Natural Gas Fired Combined Cycle | NG | CA | 2 | 2006 |  |  | (OP) Operating
16534 | Sacramento Municipal Util Dist | 55970 | Cosumnes | Electric Utility | CA | 2 | 166 | Natural Gas Fired Combined Cycle | NG | CT | 2 | 2006 |  |  | (OP) Operating
16534 | Sacramento Municipal Util Dist | 55970 | Cosumnes | Electric Utility | CA | 3 | 166 | Natural Gas Fired Combined Cycle | NG | CT | 2 | 2006 |  |  | (OP) Operating
14127 | Omaha Public Power District | 55972 | Cass County | Electric Utility | NE | CT-1 | 161.9 | Natural Gas Fired Combustion Turbine | NG | GT | 5 | 2003 |  |  | (OP) Operating
14127 | Omaha Public Power District | 55972 | Cass County | Electric Utility | NE | CT-2 | 162.5 | Natural Gas Fired Combustion Turbine | NG | GT | 5 | 2003 |  |  | (OP) Operating
54885 | NRG Wholesale Generation LP | 55976 | Hunterstown Power Plant | IPP Non-CHP | PA | 101 | 153 | Natural Gas Fired Combined Cycle | NG | CT | 7 | 2003 |  |  | (OP) Operating
54885 | NRG Wholesale Generation LP | 55976 | Hunterstown Power Plant | IPP Non-CHP | PA | 201 | 153 | Natural Gas Fired Combined Cycle | NG | CT | 7 | 2003 |  |  | (OP) Operating
54885 | NRG Wholesale Generation LP | 55976 | Hunterstown Power Plant | IPP Non-CHP | PA | 301 | 153 | Natural Gas Fired Combined Cycle | NG | CT | 7 | 2003 |  |  | (OP) Operating
54885 | NRG Wholesale Generation LP | 55976 | Hunterstown Power Plant | IPP Non-CHP | PA | 401 | 299 | Natural Gas Fired Combined Cycle | NG | CA | 7 | 2003 |  |  | (OP) Operating
6204 | City of Farmington - (NM) | 55977 | Bluffview | Electric Utility | NM | CTG1 | 31 | Natural Gas Fired Combined Cycle | NG | CT | 5 | 2005 |  |  | (OP) Operating
6204 | City of Farmington - (NM) | 55977 | Bluffview | Electric Utility | NM | STG1 | 27 | Natural Gas Fired Combined Cycle | NG | CA | 5 | 2005 |  |  | (OP) Operating
57170 | EDF Renewable Asset Holdings, Inc. | 55980 | Champepaden Wind Power | IPP Non-CHP | MN | 1 | 2 | Onshore Wind Turbine | WND | WT | 12 | 2001 |  |  | (OP) Operating
57170 | EDF Renewable Asset Holdings, Inc. | 55981 | Moulton Wind Power | IPP Non-CHP | MN | 1 | 2 | Onshore Wind Turbine | WND | WT | 12 | 2001 |  |  | (OP) Operating
49899 | CalEnergy Operating Corporation | 55983 | Salton Sea Power LLC - Unit 5 | IPP Non-CHP | CA | TG51 | 46 | Geothermal | GEO | ST | 4 | 2000 |  |  | (OP) Operating
49899 | CalEnergy Operating Corporation | 55984 | CE Turbo LLC | IPP Non-CHP | CA | TG21 | 10.9 | Geothermal | GEO | ST | 7 | 2000 |  |  | (OP) Operating
16609 | San Diego Gas & Electric Co | 55985 | Palomar Energy | Electric Utility | CA | CTG1 | 170 | Natural Gas Fired Combined Cycle | NG | CT | 10 | 2005 |  |  | (OP) Operating
16609 | San Diego Gas & Electric Co | 55985 | Palomar Energy | Electric Utility | CA | CTG2 | 170 | Natural Gas Fired Combined Cycle | NG | CT | 11 | 2005 |  |  | (OP) Operating
16609 | San Diego Gas & Electric Co | 55985 | Palomar Energy | Electric Utility | CA | STG | 222 | Natural Gas Fired Combined Cycle | NG | CA | 1 | 2006 |  |  | (OP) Operating
6870 | Backbone Mountain Windpower, LLC | 55986 | Mountaineer Wind Energy Center | IPP Non-CHP | WV | WT1 | 66 | Onshore Wind Turbine | WND | WT | 12 | 2002 |  |  | (OP) Operating
18125 | Stillwater Utilities Authority | 55987 | Stillwater Water Treatment Plant | Electric Utility | OK | 6 | 2 | Petroleum Liquids | DFO | IC | 9 | 2003 |  |  | (OP) Operating
8785 | Homestretch Geothermal LLC | 55988 | Wabuska | IPP Non-CHP | NV | 1 | 0.4 | Geothermal | GEO | ST | 3 | 1984 |  |  | (OP) Operating
8785 | Homestretch Geothermal LLC | 55988 | Wabuska | IPP Non-CHP | NV | 2 | 0.4 | Geothermal | GEO | ST | 5 | 1988 |  |  | (OP) Operating
8785 | Homestretch Geothermal LLC | 55988 | Wabuska | IPP Non-CHP | NV | 3 | 0.1 | Geothermal | GEO | ST | 7 | 2002 |  |  | (OP) Operating
8785 | Homestretch Geothermal LLC | 55988 | Wabuska | IPP Non-CHP | NV | 4 | 0.4 | Geothermal | GEO | ST | 8 | 2011 |  |  | (OP) Operating
8785 | Homestretch Geothermal LLC | 55988 | Wabuska | IPP Non-CHP | NV | 5 | 0.4 | Geothermal | GEO | ST | 9 | 2011 |  |  | (OP) Operating
8785 | Homestretch Geothermal LLC | 55988 | Wabuska | IPP Non-CHP | NV | 6 | 0.4 | Geothermal | GEO | ST | 8 | 2011 |  |  | (OP) Operating
8785 | Homestretch Geothermal LLC | 55988 | Wabuska | IPP Non-CHP | NV | 7 | 0.4 | Geothermal | GEO | ST | 8 | 2011 |  |  | (OP) Operating
6607 | FPL Energy Vansycle LLC | 55989 | FPL Energy Vansycle LLC (OR) | IPP Non-CHP | OR | V-47 | 122.8 | Onshore Wind Turbine | WND | WT | 12 | 2001 |  |  | (OP) Operating
58115 | DTE Ashtabula, LLC | 55990 | Ashtabula | IPP CHP | OH | 1 | 4.4 | Natural Gas Fired Combined Cycle | NG | CT | 2 | 2001 |  |  | (OP) Operating | [5 empty] | 0
58115 | DTE Ashtabula, LLC | 55990 | Ashtabula | IPP CHP | OH | 2 | 4.4 | Natural Gas Fired Combined Cycle | NG | CT | 2 | 2001 |  |  | (OP) Operating | [5 empty] | 0
58115 | DTE Ashtabula, LLC | 55990 | Ashtabula | IPP CHP | OH | 3 | 4.4 | Natural Gas Fired Combined Cycle | NG | CT | 2 | 2001 |  |  | (OP) Operating | [5 empty] | 0
58115 | DTE Ashtabula, LLC | 55990 | Ashtabula | IPP CHP | OH | 4 | 4.4 | Natural Gas Fired Combined Cycle | NG | CT | 2 | 2001 |  |  | (OP) Operating
58115 | DTE Ashtabula, LLC | 55990 | Ashtabula | IPP CHP | OH | 5 | 4.4 | Natural Gas Fired Combined Cycle | NG | CT | 2 | 2001 |  |  | (OP) Operating
58115 | DTE Ashtabula, LLC | 55990 | Ashtabula | IPP CHP | OH | 6 | 0.7 | Natural Gas Fired Combined Cycle | NG | CA | 2 | 2001 |  |  | (OP) Operating
58115 | DTE Ashtabula, LLC | 55990 | Ashtabula | IPP CHP | OH | 7 | 0.7 | Natural Gas Fired Combined Cycle | NG | CA | 2 | 2001 |  |  | (OP) Operating
34691 | Ormat Nevada Inc | 55991 | Brady | IPP Non-CHP | NV | OEC | 5.5 | Geothermal | GEO | ST | 8 | 2002 |  |  | (OP) Operating
34691 | Ormat Nevada Inc | 55991 | Brady | IPP Non-CHP | NV | TG-1 | 7.5 | Geothermal | GEO | ST | 6 | 1992 |  |  | (OP) Operating
34691 | Ormat Nevada Inc | 55991 | Brady | IPP Non-CHP | NV | TG-2 | 7.5 | Geothermal | GEO | ST | 6 | 1992 |  |  | (OP) Operating
34691 | Ormat Nevada Inc | 55991 | Brady | IPP Non-CHP | NV | TG-3 | 6.3 | Geothermal | GEO | ST | 6 | 1992 |  |  | (OP) Operating
49796 | Desert Sky Wind Farm LP | 55992 | Desert Sky | IPP Non-CHP | TX | 1 | 160.5 | Onshore Wind Turbine | WND | WT | 1 | 2002 |  |  | (OP) Operating
1307 | Basin Electric Power Coop | 55995 | Minot Wind Project | Electric Utility | ND | MWP | 2.6 | Onshore Wind Turbine | WND | WT | 1 | 2003 |  |  | (OP) Operating
1307 | Basin Electric Power Coop | 55995 | Minot Wind Project | Electric Utility | ND | MWP2 | 4.5 | Onshore Wind Turbine | WND | WT | 12 | 2009 |  |  | (OP) Operating
361 | Industrial Energy Applications Inc | 55996 | Alliant SBD0201 Penford Produc | IPP Non-CHP | IA | 01 | 1.8 | Petroleum Liquids | DFO | IC | 6 | 2003 |  |  | (SB) Standby/Backup: available for service but not normally used
361 | Industrial Energy Applications Inc | 55996 | Alliant SBD0201 Penford Produc | IPP Non-CHP | IA | 02 | 1.6 | Petroleum Liquids | DFO | IC | 6 | 2003 |  |  | (SB) Standby/Backup: available for service but not normally used
361 | Industrial Energy Applications Inc | 55996 | Alliant SBD0201 Penford Produc | IPP Non-CHP | IA | 03 | 1.6 | Petroleum Liquids | DFO | IC | 6 | 2003 |  |  | (SB) Standby/Backup: available for service but not normally used
361 | Industrial Energy Applications Inc | 55996 | Alliant SBD0201 Penford Produc | IPP Non-CHP | IA | 04 | 1.1 | Petroleum Liquids | DFO | IC | 6 | 2003 |  |  | (SB) Standby/Backup: available for service but not normally used
3329 | Borough of Chambersburg | 55997 | Orchard Park | Electric Utility | PA | 10 | 5.8 | Natural Gas Internal Combustion Engine | NG | IC | 12 | 2003 |  |  | (OP) Operating
3329 | Borough of Chambersburg | 55997 | Orchard Park | Electric Utility | PA | 11 | 5.8 | Natural Gas Internal Combustion Engine | NG | IC | 12 | 2003 |  |  | (OP) Operating
3329 | Borough of Chambersburg | 55997 | Orchard Park | Electric Utility | PA | 8 | 5.8 | Natural Gas Internal Combustion Engine | NG | IC | 12 | 2003 |  |  | (OP) Operating
3329 | Borough of Chambersburg | 55997 | Orchard Park | Electric Utility | PA | 9 | 5.8 | Natural Gas Internal Combustion Engine | NG | IC | 12 | 2003 |  |  | (OP) Operating
13815 | Northwestern Wisconsin Elec Co | 55998 | Danbury Diesel | Electric Utility | WI | GT1 | 4 | Petroleum Liquids | DFO | GT | 11 | 1981 |  |  | (OP) Operating
13815 | Northwestern Wisconsin Elec Co | 55998 | Danbury Diesel | Electric Utility | WI | IC1 | 0.5 | Petroleum Liquids | DFO | IC | 3 | 1982 |  |  | (OP) Operating
13815 | Northwestern Wisconsin Elec Co | 55998 | Danbury Diesel | Electric Utility | WI | IC2 | 0.5 | Petroleum Liquids | DFO | IC | 12 | 1966 |  |  | (OP) Operating
56221 | New England Confectionery Co Inc | 55999 | NECCO Co-Generation | IPP CHP | MA | GEN1 | 2.8 | Natural Gas Internal Combustion Engine | NG | IC | 3 | 2004 |  |  | (OP) Operating
56221 | New England Confectionery Co Inc | 55999 | NECCO Co-Generation | IPP CHP | MA | GEN2 | 2.8 | Natural Gas Internal Combustion Engine | NG | IC | 3 | 2004 |  |  | (OP) Operating
20208 | Waymart Wind Farm | 56001 | Waymart Wind | IPP Non-CHP | PA | GE15 | 64.5 | Onshore Wind Turbine | WND | WT | 10 | 2003 |  |  | (OP) Operating
12582 | Minwind Energy LLC | 56002 | Minwind | IPP Non-CHP | MN | 1 | 3.8 | Onshore Wind Turbine | WND | WT | 10 | 2002 |  |  | (OP) Operating
8198 | City of Harrisonburg - (VA) | 56004 | Mount Clinton | Electric Utility | VA | D-2 | 2 | Petroleum Liquids | DFO | IC | 9 | 2002 |  |  | (OP) Operating
8198 | City of Harrisonburg - (VA) | 56004 | Mount Clinton | Electric Utility | VA | D-3 | 2 | Petroleum Liquids | DFO | IC | 9 | 2002 |  |  | (OP) Operating
8198 | City of Harrisonburg - (VA) | 56004 | Mount Clinton | Electric Utility | VA | D-5 | 2 | Petroleum Liquids | DFO | IC | 4 | 2004 |  |  | (OP) Operating
8198 | City of Harrisonburg - (VA) | 56004 | Mount Clinton | Electric Utility | VA | D-7 | 2 | Petroleum Liquids | DFO | IC | 11 | 2009 |  |  | (OP) Operating
8198 | City of Harrisonburg - (VA) | 56004 | Mount Clinton | Electric Utility | VA | D-8 | 2 | Petroleum Liquids | DFO | IC | 11 | 2009 |  |  | (OP) Operating
8198 | City of Harrisonburg - (VA) | 56004 | Mount Clinton | Electric Utility | VA | MC-1 | 9 | Petroleum Liquids | DFO | GT | 5 | 1999 |  |  | (OP) Operating
8198 | City of Harrisonburg - (VA) | 56005 | Pleasant Valley (VA) | Electric Utility | VA | D-4 | 2 | Petroleum Liquids | DFO | IC | 9 | 2002 |  |  | (OP) Operating
8198 | City of Harrisonburg - (VA) | 56005 | Pleasant Valley (VA) | Electric Utility | VA | D-6 | 2 | Petroleum Liquids | DFO | IC | 9 | 2006 |  |  | (OP) Operating
8198 | City of Harrisonburg - (VA) | 56005 | Pleasant Valley (VA) | Electric Utility | VA | PV-1 | 9 | Petroleum Liquids | DFO | GT | 4 | 1997 |  |  | (OP) Operating
8198 | City of Harrisonburg - (VA) | 56006 | Harrisonburg Power Plant | Electric Utility | VA | ST-1 | 2.7 | Natural Gas Steam Turbine | NG | ST | 9 | 1997 | 1 | 2016 | (OP) Operating
6850 | FPL Energy Hancock County Wind, LLC | 56010 | Hancock County Wind Energy Center | IPP Non-CHP | IA | V-47 | 98 | Onshore Wind Turbine | WND | WT | 12 | 2002 |  |  | (OP) Operating
17058 | Shell Wind Energy Inc. | 56011 | Cabazon Wind Partners | IPP Non-CHP | CA | V-47 | 41 | Onshore Wind Turbine | WND | WT | 10 | 2002 |  |  | (OP) Operating
17058 | Shell Wind Energy Inc. | 56012 | Whitewater Hill Wind Partners | IPP Non-CHP | CA | 1 | 61.5 | Onshore Wind Turbine | WND | WT | 10 | 2002 |  |  | (OP) Operating
20421 | Western Minnesota Mun Pwr Agny | 56013 | Exira | Electric Utility | IA | U1 | 46.5 | Natural Gas Fired Combustion Turbine | NG | GT | 4 | 2004 |  |  | (OP) Operating
20421 | Western Minnesota Mun Pwr Agny | 56013 | Exira | Electric Utility | IA | U2 | 46.5 | Natural Gas Fired Combustion Turbine | NG | GT | 5 | 2004 |  |  | (OP) Operating
20421 | Western Minnesota Mun Pwr Agny | 56013 | Exira | Electric Utility | IA | U3 | 46.5 | Natural Gas Fired Combustion Turbine | NG | GT | 4 | 2007 |  |  | (OP) Operating
17555 | South Eastern Elec Devt Corp | 56015 | Bainbridge | IPP Non-CHP | GA | SEG1 | 37 | Petroleum Liquids | DFO | GT | 7 | 2000 |  |  | (OP) Operating
17555 | South Eastern Elec Devt Corp | 56015 | Bainbridge | IPP Non-CHP | GA | SEGC | 37 | Petroleum Liquids | DFO | GT | 7 | 2000 |  |  | (OP) Operating
22040 | Washington State University | 56016 | Grimes Way | Commercial Non-CHP | WA | 1 | 1 | Natural Gas Internal Combustion Engine | NG | IC | 1 | 2005 |  |  | (SB) Standby/Backup: available for service but not normally used
22040 | Washington State University | 56016 | Grimes Way | Commercial Non-CHP | WA | 2 | 1 | Natural Gas Internal Combustion Engine | NG | IC | 1 | 2005 |  |  | (SB) Standby/Backup: available for service but not normally used
22040 | Washington State University | 56016 | Grimes Way | Commercial Non-CHP | WA | 3 | 1.7 | Petroleum Liquids | DFO | IC | 1 | 2005 |  |  | (SB) Standby/Backup: available for service but not normally used
6716 | PUD No 1 of Franklin County | 56017 | Franklin/Grays | Electric Utility | WA | GT1 | 10.5 | Natural Gas Fired Combustion Turbine | NG | GT | 7 | 2002 |  |  | (SB) Standby/Backup: available for service but not normally used
6716 | PUD No 1 of Franklin County | 56017 | Franklin/Grays | Electric Utility | WA | GT2 | 10.5 | Natural Gas Fired Combustion Turbine | NG | GT | 7 | 2002 |  |  | (SB) Standby/Backup: available for service but not normally used
6716 | PUD No 1 of Franklin County | 56017 | Franklin/Grays | Electric Utility | WA | GT3 | 10.5 | Natural Gas Fired Combustion Turbine | NG | GT | 7 | 2002 |  |  | (SB) Standby/Backup: available for service but not normally used
6716 | PUD No 1 of Franklin County | 56017 | Franklin/Grays | Electric Utility | WA | GT4 | 10.5 | Natural Gas Fired Combustion Turbine | NG | GT | 7 | 2002 |  |  | (SB) Standby/Backup: available for service but not normally used
40614 | Alabama Municipal Elec Authority | 56018 | AMEA Peaking | Electric Utility | AL | 1 | 47.5 | Natural Gas Fired Combustion Turbine | NG | GT | 5 | 2004 |  |  | (OP) Operating
40614 | Alabama Municipal Elec Authority | 56018 | AMEA Peaking | Electric Utility | AL | 2 | 47.5 | Natural Gas Fired Combustion Turbine | NG | GT | 5 | 2004 |  |  | (OP) Operating
20813 | City of Winfield - (KS) | 56022 | Waste Water Plant Generator | Electric Utility | KS | 1 | 1.6 | Petroleum Liquids | DFO | IC | 7 | 2003 |  |  | (SB) Standby/Backup: available for service but not normally used
19062 | City of Traer - (IA) | 56025 | Traer East | Electric Utility | IA | 6 | 2 | Petroleum Liquids | DFO | IC | 3 | 2004 |  |  | (SB) Standby/Backup: available for service but not normally used
19062 | City of Traer - (IA) | 56025 | Traer East | Electric Utility | IA | 7 | 2 | Petroleum Liquids | DFO | IC | 3 | 2004 |  |  | (SB) Standby/Backup: available for service but not normally used
16655 | City of Santa Clara - (CA) | 56026 | Donald Von Raesfeld Power Plant | Electric Utility | CA | CTG1 | 50 | Natural Gas Fired Combined Cycle | NG | CT | 3 | 2005 |  |  | (OP) Operating
16655 | City of Santa Clara - (CA) | 56026 | Donald Von Raesfeld Power Plant | Electric Utility | CA | CTG2 | 50 | Natural Gas Fired Combined Cycle | NG | CT | 3 | 2005 |  |  | (OP) Operating
16655 | City of Santa Clara - (CA) | 56026 | Donald Von Raesfeld Power Plant | Electric Utility | CA | STG | 54 | Natural Gas Fired Combined Cycle | NG | CA | 3 | 2005 |  |  | (OP) Operating
20860 | Wisconsin Public Service Corp | 56031 | Fox Energy Center | Electric Utility | WI | CTG1 | 165.6 | Natural Gas Fired Combined Cycle | NG | CT | 6 | 2006 |  |  | (OP) Operating
20860 | Wisconsin Public Service Corp | 56031 | Fox Energy Center | Electric Utility | WI | CTG2 | 161.5 | Natural Gas Fired Combined Cycle | NG | CT | 6 | 2005 |  |  | (OP) Operating
20860 | Wisconsin Public Service Corp | 56031 | Fox Energy Center | Electric Utility | WI | STG | 238 | Natural Gas Fired Combined Cycle | NG | CA | 6 | 2005 |  |  | (OP) Operating
49845 | Equus Power I, L.P., | 56032 | Equus Freeport Power | IPP Non-CHP | NY | 0001 | 47.9 | Natural Gas Fired Combustion Turbine | NG | GT | 6 | 2004 |  |  | (OP) Operating
49845 | Equus Power I, L.P., | 56032 | Equus Freeport Power | IPP Non-CHP | NY | 001 | 47.7 | Natural Gas Fired Combustion Turbine | NG | GT | 6 | 2004 |  |  | (OP) Operating
18065 | Smithfield Farmland Corp-Wilson | 56035 | Smithfield Farmland Corp-Wilson | IPP CHP | NC | 1 | 1.3 | Petroleum Liquids | DFO | IC | 2 | 2002 |  |  | (SB) Standby/Backup: available for service but not normally used
18065 | Smithfield Farmland Corp-Wilson | 56035 | Smithfield Farmland Corp-Wilson | IPP CHP | NC | 2 | 1.3 | Petroleum Liquids | DFO | IC | 2 | 2002 |  |  | (SB) Standby/Backup: available for service but not normally used
5571 | East Bay Municipal Util Dist | 56036 | WWTP Power Generation Station | Commercial CHP | CA | GEN1 | 2 | Other Waste Biomass | OBG | IC | 8 | 1985 |  |  | (OP) Operating
5571 | East Bay Municipal Util Dist | 56036 | WWTP Power Generation Station | Commercial CHP | CA | GEN2 | 2 | Other Waste Biomass | OBG | IC | 8 | 1985 |  |  | (OP) Operating
5571 | East Bay Municipal Util Dist | 56036 | WWTP Power Generation Station | Commercial CHP | CA | GEN3 | 2 | Other Waste Biomass | OBG | IC | 8 | 1985 |  |  | (OP) Operating
19165 | Trigen-Cinergy Solutions College Park | 56038 | UMCP CHP Plant | IPP CHP | MD | 1 | 9.4 | Natural Gas Fired Combustion Turbine | NG | GT | 6 | 2003 |  |  | (OP) Operating
19165 | Trigen-Cinergy Solutions College Park | 56038 | UMCP CHP Plant | IPP CHP | MD | 2 | 9.4 | Natural Gas Fired Combustion Turbine | NG | GT | 6 | 2003 |  |  | (OP) Operating
19165 | Trigen-Cinergy Solutions College Park | 56038 | UMCP CHP Plant | IPP CHP | MD | 3 | 2 | Natural Gas Steam Turbine | NG | ST | 7 | 2003 |  |  | (OP) Operating
19798 | City of Vernon | 56039 | H. Gonzales | Electric Utility | CA | G1 | 5.4 | Natural Gas Fired Combustion Turbine | NG | GT | 1 | 1987 |  |  | (OP) Operating
19798 | City of Vernon | 56039 | H. Gonzales | Electric Utility | CA | G2 | 5.4 | Natural Gas Fired Combustion Turbine | NG | GT | 1 | 1987 |  |  | (OP) Operating
29116 | Colorado Energy Management LLC | 56041 | Malburg | IPP Non-CHP | CA | M1 | 45 | Natural Gas Fired Combined Cycle | NG | CT | 10 | 2005 |  |  | (OP) Operating
29116 | Colorado Energy Management LLC | 56041 | Malburg | IPP Non-CHP | CA | M2 | 45 | Natural Gas Fired Combined Cycle | NG | CT | 10 | 2005 |  |  | (OP) Operating
29116 | Colorado Energy Management LLC | 56041 | Malburg | IPP Non-CHP | CA | M3 | 53 | Natural Gas Fired Combined Cycle | NG | CA | 10 | 2005 |  |  | (OP) Operating
2507 | City of Burbank Water and Power | 56046 | Magnolia Power Project | Electric Utility | CA | 1 | 161 | Natural Gas Fired Combined Cycle | NG | CT | 9 | 2005 |  |  | (OP) Operating
2507 | City of Burbank Water and Power | 56046 | Magnolia Power Project | Electric Utility | CA | 2 | 140 | Natural Gas Fired Combined Cycle | NG | CA | 9 | 2005 |  |  | (OP) Operating
19198 | Trigen Inner Harbor East, LLC | 56050 | Inner Harbor East Heating | Commercial CHP | MD | 1 | 2.1 | Natural Gas Internal Combustion Engine | NG | IC | 9 | 2004 |  |  | (SB) Standby/Backup: available for service but not normally used
18986 | THUMS Long Beach Company | 56051 | THUMS | Industrial Non-CHP | CA | GEN1 | 45 | Natural Gas Fired Combustion Turbine | NG | GT | 1 | 2003 |  |  | (OP) Operating
6865 | FPL Energy Meyersdale Windpower LLC | 56052 | Meyersdale Windpower | IPP Non-CHP | PA | GE15 | 30 | Onshore Wind Turbine | WND | WT | 12 | 2003 |  |  | (OP) Operating
3153 | City of Casey - (IL) | 56053 | Casey City of | Electric Utility | IL | 1 | 1.8 | Petroleum Liquids | DFO | IC | 5 | 2002 |  |  | (SB) Standby/Backup: available for service but not normally used
3153 | City of Casey - (IL) | 56053 | Casey City of | Electric Utility | IL | 2 | 1.8 | Petroleum Liquids | DFO | IC | 5 | 2002 |  |  | (SB) Standby/Backup: available for service but not normally used
3153 | City of Casey - (IL) | 56053 | Casey City of | Electric Utility | IL | 3 | 1.8 | Petroleum Liquids | DFO | IC | 5 | 2002 |  |  | (SB) Standby/Backup: available for service but not normally used
6985 | Garwin McNeilus | 56054 | G McNeilus Wind Farm Dodge Center | IPP Non-CHP | MN | GM1 | 32 | Onshore Wind Turbine | WND | WT | 9 | 2002 |  |  | (OP) Operating
6985 | Garwin McNeilus | 56054 | G McNeilus Wind Farm Dodge Center | IPP Non-CHP | MN | GM2 | 8 | Onshore Wind Turbine | WND | WT | 5 | 2003 |  |  | (OP) Operating
6985 | Garwin McNeilus | 56054 | G McNeilus Wind Farm Dodge Center | IPP Non-CHP | MN | GM3 | 3 | Onshore Wind Turbine | WND | WT | 5 | 2004 |  |  | (OP) Operating
11843 | Maui Electric Co Ltd | 56055 | Hana Substation | Electric Utility | HI | MH1 | 1 | Petroleum Liquids | DFO | IC | 4 | 2001 |  |  | (OP) Operating
11843 | Maui Electric Co Ltd | 56055 | Hana Substation | Electric Utility | HI | MH2 | 1 | Petroleum Liquids | DFO | IC | 4 | 2001 |  |  | (OP) Operating
13630 | North Carolina Mun Power Agny #1 | 56059 | High Point, Fairfield | Electric Utility | NC | 1 | 1.8 | Petroleum Liquids | DFO | IC | 6 | 2002 |  |  | (OP) Operating
13630 | North Carolina Mun Power Agny #1 | 56062 | Statesville, Highway 64 | Electric Utility | NC | 1 | 1.8 | Petroleum Liquids | DFO | IC | 6 | 2002 |  |  | (OP) Operating
13630 | North Carolina Mun Power Agny #1 | 56063 | Shelby, Toms Street | Electric Utility | NC | 1 | 1.8 | Petroleum Liquids | DFO | IC | 6 | 2002 |  |  | (OP) Operating
13630 | North Carolina Mun Power Agny #1 | 56064 | Morganton, Parker Road | Electric Utility | NC | 1 | 1.8 | Petroleum Liquids | DFO | IC | 6 | 2002 |  |  | (OP) Operating
13630 | North Carolina Mun Power Agny #1 | 56067 | Lexington Health Center | Electric Utility | NC | 1 | 1.8 | Petroleum Liquids | DFO | IC | 6 | 2002 |  |  | (OP) Operating
20847 | Wisconsin Electric Power Co | 56068 | Elm Road Generating Station | Electric Utility | WI | 1 | 634 | Conventional Steam Coal | BIT | ST | 2 | 2010 |  |  | (OP) Operating
20847 | Wisconsin Electric Power Co | 56068 | Elm Road Generating Station | Electric Utility | WI | 2 | 634 | Conventional Steam Coal | BIT | ST | 1 | 2011 |  |  | (OP) Operating
54842 | WM Renewable Energy LLC | 56069 | Berlin Landfill Gas | IPP Non-CHP | WI | 1 | 0.8 | Landfill Gas | LFG | IC | 8 | 2001 |  |  | (OP) Operating
54842 | WM Renewable Energy LLC | 56069 | Berlin Landfill Gas | IPP Non-CHP | WI | 2 | 0.8 | Landfill Gas | LFG | IC | 8 | 2001 |  |  | (OP) Operating
54842 | WM Renewable Energy LLC | 56069 | Berlin Landfill Gas | IPP Non-CHP | WI | 3 | 0.8 | Landfill Gas | LFG | IC | 8 | 2001 |  |  | (OP) Operating
11479 | Madison Gas & Electric Co | 56070 | Diesel Generators | Electric Utility | WI | 1 | 49.7 | Petroleum Liquids | DFO | IC | 6 | 2001 |  |  | (OP) Operating
361 | Industrial Energy Applications Inc | 56073 | Alliant SBG 9802 Toyota | IPP Non-CHP | IA | 01 | 1 | Natural Gas Internal Combustion Engine | NG | IC | 12 | 1998 |  |  | (SB) Standby/Backup: available for service but not normally used
361 | Industrial Energy Applications Inc | 56074 | Alliant SBD 9901 GE Capital | IPP Non-CHP | IA | 01 | 1.1 | Petroleum Liquids | DFO | IC | 12 | 2000 |  |  | (SB) Standby/Backup: available for service but not normally used
8565 | FPLE High Winds, LLC | 56075 | High Winds LLC | IPP Non-CHP | CA | 1 | 145.8 | Onshore Wind Turbine | WND | WT | 7 | 2003 |  |  | (OP) Operating
8565 | FPLE High Winds, LLC | 56075 | High Winds LLC | IPP Non-CHP | CA | 2 | 16.2 | Onshore Wind Turbine | WND | WT | 12 | 2003 |  |  | (OP) Operating
5321 | Drummond Company, Inc. | 56076 | ABC Coke | Industrial CHP | AL | 1 | 3.8 | Other Gases | OG | ST | 8 | 1997 |  |  | (OP) Operating
19281 | Turlock Irrigation District | 56078 | Walnut Energy Center | Electric Utility | CA | 1 | 84 | Natural Gas Fired Combined Cycle | NG | CT | 2 | 2006 |  |  | (OP) Operating
19281 | Turlock Irrigation District | 56078 | Walnut Energy Center | Electric Utility | CA | 2 | 84 | Natural Gas Fired Combined Cycle | NG | CT | 2 | 2006 |  |  | (OP) Operating
19281 | Turlock Irrigation District | 56078 | Walnut Energy Center | Electric Utility | CA | 3 | 101 | Natural Gas Fired Combined Cycle | NG | CA | 2 | 2006 |  |  | (OP) Operating
15597 | Riceland Foods Inc. | 56079 | Riceland Foods Cogeneration Plant | IPP CHP | AR | STEC | 4 | Other Waste Biomass | OBS | ST | 1 | 1997 |  |  | (OA) Out of service but expected to return to service in next calendar year
16657 | San Jose/Santa Clara Water P C | 56080 | SJ/SC WPCP | Commercial CHP | CA | E2 | 0.8 | Other Waste Biomass | OBG | IC | 2 | 1953 |  |  | (OP) Operating
16657 | San Jose/Santa Clara Water P C | 56080 | SJ/SC WPCP | Commercial CHP | CA | E5 | 1.8 | Other Waste Biomass | OBG | IC | 3 | 1963 |  |  | (OP) Operating
16657 | San Jose/Santa Clara Water P C | 56080 | SJ/SC WPCP | Commercial CHP | CA | EG1 | 2.8 | Natural Gas Internal Combustion Engine | NG | IC | 11 | 1995 |  |  | (OP) Operating
16657 | San Jose/Santa Clara Water P C | 56080 | SJ/SC WPCP | Commercial CHP | CA | EG2 | 2.8 | Natural Gas Internal Combustion Engine | NG | IC | 7 | 1985 |  |  | (OP) Operating
16657 | San Jose/Santa Clara Water P C | 56080 | SJ/SC WPCP | Commercial CHP | CA | EG3 | 2.8 | Natural Gas Internal Combustion Engine | NG | IC | 7 | 1985 |  |  | (OP) Operating
1881 | Blue Canyon Windpower LLC | 56081 | Blue Canyon Windpower | IPP Non-CHP | OK | EW | 74.3 | Onshore Wind Turbine | WND | WT | 12 | 2003 |  |  | (OP) Operating
1828 | Linn Operating Inc | 56090 | Blacksand Generating Facility | Industrial Non-CHP | CA | D182 | 2.5 | Other Gases | OG | GT | 6 | 2000 |  |  | (OP) Operating
1828 | Linn Operating Inc | 56090 | Blacksand Generating Facility | Industrial Non-CHP | CA | D189 | 3 | Other Gases | OG | GT | 11 | 2000 |  |  | (OP) Operating
1828 | Linn Operating Inc | 56090 | Blacksand Generating Facility | Industrial Non-CHP | CA | D190 | 0.3 | Other Gases | OG | GT | 9 | 2012 |  |  | (OP) Operating
34721 | FPL Energy South Dakota Wind LLC | 56092 | South Dakota Wind Energy Cente | IPP Non-CHP | SD | GE15 | 40.5 | Onshore Wind Turbine | WND | WT | 10 | 2003 |  |  | (OP) Operating
58528 | NextEra Energy Operating Services LLC | 56093 | TransAlta Wyoming Wind | IPP Non-CHP | WY | GE15 | 144 | Onshore Wind Turbine | WND | WT | 12 | 2003 |  |  | (OP) Operating
34719 | FPL Energy Oklahoma Wind LLC | 56094 | Oklahoma Wind Energy Center | IPP Non-CHP | OK | GE15 | 51 | Onshore Wind Turbine | WND | WT | 10 | 2003 |  |  | (OP) Operating
34719 | FPL Energy Oklahoma Wind LLC | 56094 | Oklahoma Wind Energy Center | IPP Non-CHP | OK | GSOO | 51 | Onshore Wind Turbine | WND | WT | 10 | 2003 |  |  | (OP) Operating
34717 | FPL Energy New Mexico Wind LLC | 56097 | New Mexico Wind Energy Center | IPP Non-CHP | NM | GE15 | 204 | Onshore Wind Turbine | WND | WT | 9 | 2003 |  |  | (OP) Operating
8628 | City of Hillsboro - (ND) | 56098 | Hillsboro | Electric Utility | ND | 1 | 2 | Petroleum Liquids | DFO | IC | 7 | 2002 |  |  | (OP) Operating
8628 | City of Hillsboro - (ND) | 56098 | Hillsboro | Electric Utility | ND | 2 | 2 | Petroleum Liquids | DFO | IC | 7 | 2002 |  |  | (OP) Operating
34723 | FPL Energy North Dakota Wind LLC | 56099 | FPL Energy North Dakota Wind I/II | IPP Non-CHP | ND | GE15 | 61.5 | Onshore Wind Turbine | WND | WT | 10 | 2003 |  |  | (OP) Operating
17862 | City of St Charles - (MN) | 56100 | St. Charles Power Plant | Electric Utility | MN | 1 | 2 | Petroleum Liquids | DFO | IC | 12 | 2004 |  |  | (OP) Operating
17862 | City of St Charles - (MN) | 56100 | St. Charles Power Plant | Electric Utility | MN | 2 | 2 | Petroleum Liquids | DFO | IC | 12 | 2004 |  |  | (OP) Operating
17862 | City of St Charles - (MN) | 56100 | St. Charles Power Plant | Electric Utility | MN | 3 | 2 | Petroleum Liquids | DFO | IC | 12 | 2004 |  |  | (OP) Operating
17862 | City of St Charles - (MN) | 56100 | St. Charles Power Plant | Electric Utility | MN | 4 | 2 | Petroleum Liquids | DFO | IC | 12 | 2004 |  |  | (OP) Operating
14354 | PacifiCorp | 56102 | Currant Creek | Electric Utility | UT | CT1A | 135 | Natural Gas Fired Combined Cycle | NG | CT | 6 | 2005 |  |  | (OP) Operating
14354 | PacifiCorp | 56102 | Currant Creek | Electric Utility | UT | CT1B | 135 | Natural Gas Fired Combined Cycle | NG | CT | 6 | 2005 |  |  | (OP) Operating
14354 | PacifiCorp | 56102 | Currant Creek | Electric Utility | UT | ST1 | 254 | Natural Gas Fired Combined Cycle | NG | CA | 4 | 2006 |  |  | (OP) Operating
2338 | Calpine Central LP | 56104 | Mankato Energy Center | IPP Non-CHP | MN | CTG2 | 160 | Natural Gas Fired Combined Cycle | NG | CT | 7 | 2006 |  |  | (OP) Operating
2338 | Calpine Central LP | 56104 | Mankato Energy Center | IPP Non-CHP | MN | STG1 | 140 | Natural Gas Fired Combined Cycle | NG | CA | 7 | 2006 |  |  | (OP) Operating
21352 | Municipal Energy Agency of NE | 56106 | MEAN Wind Project | Electric Utility | NE | 1 | 10.5 | Onshore Wind Turbine | WND | WT | 10 | 2002 |  |  | (OP) Operating
50111 | Lafayette Utilities System | 56108 | T J Labbe Electric Generating | Electric Utility | LA | U-1 | 47 | Natural Gas Fired Combustion Turbine | NG | GT | 8 | 2005 |  |  | (OP) Operating
50111 | Lafayette Utilities System | 56108 | T J Labbe Electric Generating | Electric Utility | LA | U-2 | 47 | Natural Gas Fired Combustion Turbine | NG | GT | 8 | 2005 |  |  | (OP) Operating
17058 | Shell Wind Energy Inc. | 56111 | Brazos Wind Farm | IPP Non-CHP | TX | GEN1 | 160 | Onshore Wind Turbine | WND | WT | 12 | 2003 |  |  | (OP) Operating
15399 | Iberdrola Renewables Inc | 56112 | Mountain View III | IPP Non-CHP | CA | V47 | 22.4 | Onshore Wind Turbine | WND | WT | 12 | 2003 |  |  | (OP) Operating
55858 | Energy Developments Inc | 56113 | Tessman Road | IPP Non-CHP | TX | 1 | 1.4 | Landfill Gas | LFG | IC | 5 | 2003 |  |  | (OP) Operating
55858 | Energy Developments Inc | 56113 | Tessman Road | IPP Non-CHP | TX | 2 | 1.4 | Landfill Gas | LFG | IC | 5 | 2003 |  |  | (OP) Operating
55858 | Energy Developments Inc | 56113 | Tessman Road | IPP Non-CHP | TX | 3 | 1.4 | Landfill Gas | LFG | IC | 5 | 2003 |  |  | (OP) Operating
55858 | Energy Developments Inc | 56113 | Tessman Road | IPP Non-CHP | TX | 4 | 1.4 | Landfill Gas | LFG | IC | 5 | 2003 |  |  | (OP) Operating
55858 | Energy Developments Inc | 56113 | Tessman Road | IPP Non-CHP | TX | 5 | 1.4 | Landfill Gas | LFG | IC | 5 | 2003 |  |  | (OP) Operating
55858 | Energy Developments Inc | 56113 | Tessman Road | IPP Non-CHP | TX | 6 | 1.4 | Landfill Gas | LFG | IC | 5 | 2003 |  |  | (OP) Operating
8573 | City of Highland | 56114 | IMEA Highland | Electric Utility | IL | 1 | 1.8 | Petroleum Liquids | DFO | IC | 6 | 1996 |  |  | (SB) Standby/Backup: available for service but not normally used
8573 | City of Highland | 56114 | IMEA Highland | Electric Utility | IL | 2 | 1.8 | Petroleum Liquids | DFO | IC | 6 | 1996 |  |  | (SB) Standby/Backup: available for service but not normally used
9286 | Illinois Municipal Elec Agency | 56116 | IMEA Flora | Electric Utility | IL | 10 | 1.8 | Petroleum Liquids | DFO | IC | 12 | 2000 |  |  | (OP) Operating
9286 | Illinois Municipal Elec Agency | 56116 | IMEA Flora | Electric Utility | IL | 6 | 1.8 | Petroleum Liquids | DFO | IC | 12 | 2000 |  |  | (OP) Operating
9286 | Illinois Municipal Elec Agency | 56116 | IMEA Flora | Electric Utility | IL | 7 | 1.8 | Petroleum Liquids | DFO | IC | 12 | 2000 |  |  | (OP) Operating
9286 | Illinois Municipal Elec Agency | 56116 | IMEA Flora | Electric Utility | IL | 8 | 1.8 | Petroleum Liquids | DFO | IC | 12 | 2000 |  |  | (OP) Operating
9286 | Illinois Municipal Elec Agency | 56116 | IMEA Flora | Electric Utility | IL | 9 | 1.8 | Petroleum Liquids | DFO | IC | 12 | 2000 |  |  | (OP) Operating
6417 | City of Flora - (IL) | 56117 | Flora Site A | Electric Utility | IL | 1 | 1.8 | Petroleum Liquids | DFO | IC | 12 | 2001 |  |  | (OP) Operating
6417 | City of Flora - (IL) | 56117 | Flora Site A | Electric Utility | IL | 2 | 1.8 | Petroleum Liquids | DFO | IC | 12 | 2001 |  |  | (OP) Operating
6417 | City of Flora - (IL) | 56117 | Flora Site A | Electric Utility | IL | 3 | 1.8 | Petroleum Liquids | DFO | IC | 12 | 2001 |  |  | (OP) Operating
6417 | City of Flora - (IL) | 56118 | Flora Site B | Electric Utility | IL | 4 | 1.9 | Petroleum Liquids | DFO | IC | 12 | 2001 |  |  | (OP) Operating
6417 | City of Flora - (IL) | 56118 | Flora Site B | Electric Utility | IL | 5 | 1.8 | Petroleum Liquids | DFO | IC | 12 | 2001 |  |  | (OP) Operating
49775 | Middlesex Generating Company LLC | 56119 | Middlesex Generating Facility | IPP CHP | NJ | 100 | 4.1 | Landfill Gas | LFG | CT | 10 | 2001 |  |  | (OP) Operating
49775 | Middlesex Generating Company LLC | 56119 | Middlesex Generating Facility | IPP CHP | NJ | 200 | 4.1 | Landfill Gas | LFG | CT | 10 | 2001 |  |  | (OP) Operating
49775 | Middlesex Generating Company LLC | 56119 | Middlesex Generating Facility | IPP CHP | NJ | 300 | 10.6 | Landfill Gas | LFG | CA | 1 | 1961 |  |  | (OP) Operating
17543 | South Carolina Public Service Authority | 56120 | Lee County Landfill | Electric Utility | SC | L1 | 1.8 | Landfill Gas | LFG | IC | 1 | 2005 |  |  | (OP) Operating
17543 | South Carolina Public Service Authority | 56120 | Lee County Landfill | Electric Utility | SC | L2 | 1.8 | Landfill Gas | LFG | IC | 1 | 2005 |  |  | (OP) Operating
17543 | South Carolina Public Service Authority | 56120 | Lee County Landfill | Electric Utility | SC | L3 | 1.8 | Landfill Gas | LFG | IC | 1 | 2005 |  |  | (OP) Operating
17543 | South Carolina Public Service Authority | 56120 | Lee County Landfill | Electric Utility | SC | L4 | 5.2 | Landfill Gas | LFG | GT | 9 | 2006 |  |  | (OP) Operating
17543 | South Carolina Public Service Authority | 56121 | Anderson Regional Landfill | Electric Utility | SC | A2 | 1.5 | Landfill Gas | LFG | IC | 7 | 2008 |  |  | (OP) Operating
17543 | South Carolina Public Service Authority | 56121 | Anderson Regional Landfill | Electric Utility | SC | A3 | 1.5 | Landfill Gas | LFG | IC | 7 | 2008 |  |  | (OP) Operating
17543 | South Carolina Public Service Authority | 56122 | Richland County Landfill | Electric Utility | SC | R1 | 5.2 | Landfill Gas | LFG | GT | 1 | 2006 |  |  | (OP) Operating
17543 | South Carolina Public Service Authority | 56122 | Richland County Landfill | Electric Utility | SC | R2 | 1.5 | Landfill Gas | LFG | IC | 12 | 2010 |  |  | (OP) Operating
17543 | South Carolina Public Service Authority | 56122 | Richland County Landfill | Electric Utility | SC | R3 | 1.5 | Landfill Gas | LFG | IC | 12 | 2010 |  |  | (OP) Operating
12582 | Minwind Energy LLC | 56123 | Minwind 3-9 | IPP Non-CHP | MN | 1 | 11.6 | Onshore Wind Turbine | WND | WT | 12 | 2004 |  |  | (OP) Operating
49777 | SP Fiber Technologies NW LLC | 56124 | SPFT - Newberg Cogen | Industrial CHP | OR | TG1 | 3.2 | Wood/Wood Waste Biomass | WDS | ST | 4 | 1979 |  |  | (OP) Operating
49777 | SP Fiber Technologies NW LLC | 56124 | SPFT - Newberg Cogen | Industrial CHP | OR | TG2 | 11.9 | Wood/Wood Waste Biomass | WDS | ST | 2 | 1980 |  |  | (OP) Operating
30076 | Calleguas Mun Water District | 56125 | Springville Hydroelectric | IPP Non-CHP | CA | 4152 | 1 | Conventional Hydroelectric | WAT | HY | 3 | 1994 |  |  | (OP) Operating
11460 | City of Macon - (MO) | 56126 | Sub 2 Generating Station | Electric Utility | MO | 1 | 1.8 | Petroleum Liquids | DFO | IC | 1 | 2004 |  |  | (SB) Standby/Backup: available for service but not normally used
11460 | City of Macon - (MO) | 56126 | Sub 2 Generating Station | Electric Utility | MO | 2 | 1.8 | Petroleum Liquids | DFO | IC | 1 | 2004 |  |  | (SB) Standby/Backup: available for service but not normally used
11460 | City of Macon - (MO) | 56127 | Macon Energy Center | Electric Utility | MO | 1 | 8.5 | Natural Gas Fired Combustion Turbine | NG | GT | 5 | 2003 |  |  | (OP) Operating
11460 | City of Macon - (MO) | 56128 | Sub 3 Generating Station | Electric Utility | MO | 1 | 1.8 | Petroleum Liquids | DFO | IC | 11 | 2003 |  |  | (SB) Standby/Backup: available for service but not normally used
11460 | City of Macon - (MO) | 56128 | Sub 3 Generating Station | Electric Utility | MO | 2 | 1.8 | Petroleum Liquids | DFO | IC | 11 | 2003 |  |  | (SB) Standby/Backup: available for service but not normally used
11460 | City of Macon - (MO) | 56128 | Sub 3 Generating Station | Electric Utility | MO | 3 | 1.8 | Petroleum Liquids | DFO | IC | 11 | 2003 |  |  | (SB) Standby/Backup: available for service but not normally used
11460 | City of Macon - (MO) | 56128 | Sub 3 Generating Station | Electric Utility | MO | 4 | 1.8 | Petroleum Liquids | DFO | IC | 11 | 2003 |  |  | (SB) Standby/Backup: available for service but not normally used
59159 | Central Electric Power | 56129 | Thermal Kem | Electric Utility | SC | 1 | 2.4 | Petroleum Liquids | DFO | IC | 7 | 2003 |  |  | (OP) Operating
59159 | Central Electric Power | 56131 | Valenite | Electric Utility | SC | 1 | 2.4 | Petroleum Liquids | DFO | IC | 7 | 2003 |  |  | (OP) Operating
59159 | Central Electric Power | 56132 | Honea Path | Electric Utility | SC | 1 | 2.4 | Petroleum Liquids | DFO | IC | 7 | 2003 |  |  | (OP) Operating
55934 | City of Stockton MUD | 56134 | Regional Wastewater Control Facility | Commercial CHP | CA | 0101 | 1 | Natural Gas Internal Combustion Engine | NG | IC | 11 | 2000 |  |  | (OP) Operating
55934 | City of Stockton MUD | 56134 | Regional Wastewater Control Facility | Commercial CHP | CA | 0301 | 1 | Natural Gas Internal Combustion Engine | NG | IC | 11 | 2000 |  |  | (OP) Operating
55934 | City of Stockton MUD | 56134 | Regional Wastewater Control Facility | Commercial CHP | CA | 0401 | 1 | Natural Gas Internal Combustion Engine | NG | IC | 11 | 2000 |  |  | (OP) Operating
55934 | City of Stockton MUD | 56134 | Regional Wastewater Control Facility | Commercial CHP | CA | 0501 | 1 | Petroleum Liquids | DFO | IC | 11 | 2000 |  |  | (SB) Standby/Backup: available for service but not normally used
12745 | Modesto Irrigation District | 56135 | Ripon Generation Station | Electric Utility | CA | 1 | 48 | Natural Gas Fired Combustion Turbine | NG | GT | 6 | 2006 |  |  | (OP) Operating
12745 | Modesto Irrigation District | 56135 | Ripon Generation Station | Electric Utility | CA | 2 | 48 | Natural Gas Fired Combustion Turbine | NG | GT | 6 | 2006 |  |  | (OP) Operating
12341 | MidAmerican Energy Co | 56138 | Anderson Erickson | Electric Utility | IA | 1 | 2 | Petroleum Liquids | DFO | IC | 4 | 2000 |  |  | (OP) Operating
29925 | Enterprise Products Optg LP | 56139 | Neptune Gas Processing Plant | Industrial Non-CHP | LA | NPCG | 3.1 | All Other | OTH | OT | 2 | 2004 |  |  | (OP) Operating
49786 | Jamaica Bay Peaking Facility, LLC | 56141 | Jamaica Bay Peaking | IPP Non-CHP | NY | 2 | 54.3 | Petroleum Liquids | KER | GT | 7 | 2003 |  |  | (OP) Operating
57170 | EDF Renewable Asset Holdings, Inc. | 56142 | Chanarambie Power Partners, LLC | IPP Non-CHP | MN | WND1 | 85.5 | Onshore Wind Turbine | WND | WT | 12 | 2003 |  |  | (OP) Operating
16088 | City of Riverside - (CA) | 56143 | Riverside Energy Resource Center | Electric Utility | CA | 1 | 50 | Natural Gas Fired Combustion Turbine | NG | GT | 6 | 2006 |  |  | (OP) Operating
16088 | City of Riverside - (CA) | 56143 | Riverside Energy Resource Center | Electric Utility | CA | 2 | 50 | Natural Gas Fired Combustion Turbine | NG | GT | 7 | 2006 |  |  | (OP) Operating
16088 | City of Riverside - (CA) | 56143 | Riverside Energy Resource Center | Electric Utility | CA | 3 | 48 | Natural Gas Fired Combustion Turbine | NG | GT | 4 | 2011 |  |  | (OP) Operating
16088 | City of Riverside - (CA) | 56143 | Riverside Energy Resource Center | Electric Utility | CA | 4 | 48 | Natural Gas Fired Combustion Turbine | NG | GT | 4 | 2011 |  |  | (OP) Operating
16088 | City of Riverside - (CA) | 56144 | Springs Generating Station | Electric Utility | CA | 1 | 10 | Natural Gas Fired Combustion Turbine | NG | GT | 7 | 2002 |  |  | (OP) Operating
16088 | City of Riverside - (CA) | 56144 | Springs Generating Station | Electric Utility | CA | 2 | 10 | Natural Gas Fired Combustion Turbine | NG | GT | 7 | 2002 |  |  | (OP) Operating
16088 | City of Riverside - (CA) | 56144 | Springs Generating Station | Electric Utility | CA | 3 | 10 | Natural Gas Fired Combustion Turbine | NG | GT | 7 | 2002 |  |  | (OP) Operating
16088 | City of Riverside - (CA) | 56144 | Springs Generating Station | Electric Utility | CA | 4 | 10 | Natural Gas Fired Combustion Turbine | NG | GT | 7 | 2002 |  |  | (OP) Operating
219 | Alaska Power and Telephone Co | 56146 | False Island | Electric Utility | AK | 1 | 1.3 | Petroleum Liquids | DFO | IC | 11 | 2003 |  |  | (OP) Operating
219 | Alaska Power and Telephone Co | 56147 | Viking | Electric Utility | AK | 1 | 1 | Petroleum Liquids | DFO | IC | 2 | 2003 |  |  | (OP) Operating
6615 | City of Fort Pierre - (SD) | 56148 | Ft. Pierre | Electric Utility | SD | 5 | 2 | Petroleum Liquids | DFO | IC | 10 | 2004 |  |  | (OP) Operating
6615 | City of Fort Pierre - (SD) | 56148 | Ft. Pierre | Electric Utility | SD | 6 | 2 | Petroleum Liquids | DFO | IC | 10 | 2004 |  |  | (OP) Operating
6615 | City of Fort Pierre - (SD) | 56148 | Ft. Pierre | Electric Utility | SD | 7 | 2 | Petroleum Liquids | DFO | IC | 10 | 2004 |  |  | (OP) Operating
4716 | Dairyland Power Coop | 56149 | Seven Mile Creek LFG | Electric Utility | WI | 1 | 0.8 | Landfill Gas | LFG | IC | 4 | 2004 |  |  | (OP) Operating
4716 | Dairyland Power Coop | 56149 | Seven Mile Creek LFG | Electric Utility | WI | 2 | 0.8 | Landfill Gas | LFG | IC | 4 | 2004 |  |  | (OP) Operating
4716 | Dairyland Power Coop | 56149 | Seven Mile Creek LFG | Electric Utility | WI | 3 | 0.8 | Landfill Gas | LFG | IC | 4 | 2004 |  |  | (OP) Operating
4716 | Dairyland Power Coop | 56149 | Seven Mile Creek LFG | Electric Utility | WI | 4 | 1 | Landfill Gas | LFG | IC | 4 | 2008 |  |  | (OP) Operating
7140 | Georgia Power Co | 56150 | McIntosh Combined Cycle Facility | Electric Utility | GA | 10ST | 628.5 | Natural Gas Fired Combined Cycle | NG | CA | 6 | 2005 |  |  | (OP) Operating
7140 | Georgia Power Co | 56150 | McIntosh Combined Cycle Facility | Electric Utility | GA | 11ST | 628.3 | Natural Gas Fired Combined Cycle | NG | CA | 6 | 2005 |  |  | (OP) Operating
7140 | Georgia Power Co | 56150 | McIntosh Combined Cycle Facility | Electric Utility | GA | C10A |  | Natural Gas Fired Combined Cycle | NG | CT | 6 | 2005 |  |  | (OP) Operating
7140 | Georgia Power Co | 56150 | McIntosh Combined Cycle Facility | Electric Utility | GA | C10B |  | Natural Gas Fired Combined Cycle | NG | CT | 6 | 2005 |  |  | (OP) Operating
7140 | Georgia Power Co | 56150 | McIntosh Combined Cycle Facility | Electric Utility | GA | C11A |  | Natural Gas Fired Combined Cycle | NG | CT | 6 | 2005 |  |  | (OP) Operating
7140 | Georgia Power Co | 56150 | McIntosh Combined Cycle Facility | Electric Utility | GA | C11B |  | Natural Gas Fired Combined Cycle | NG | CT | 6 | 2005 |  |  | (OP) Operating
56211 | KCP&L Greater Missouri Operations Co | 56151 | South Harper | Electric Utility | MO | GT1 | 101.2 | Natural Gas Fired Combustion Turbine | NG | GT | 8 | 2005 |  |  | (OP) Operating
56211 | KCP&L Greater Missouri Operations Co | 56151 | South Harper | Electric Utility | MO | GT2 | 102.1 | Natural Gas Fired Combustion Turbine | NG | GT | 8 | 2005 |  |  | (OP) Operating
56211 | KCP&L Greater Missouri Operations Co | 56151 | South Harper | Electric Utility | MO | GT3 | 100 | Natural Gas Fired Combustion Turbine | NG | GT | 8 | 2005 |  |  | (OP) Operating
5338 | Dow Chemical Co | 56152 | Freeport Energy Center | Industrial CHP | TX | CTG1 | 169.4 | Natural Gas Fired Combined Cycle | NG | CT | 5 | 2007 |  |  | (OP) Operating
5338 | Dow Chemical Co | 56152 | Freeport Energy Center | Industrial CHP | TX | STG1 | 50 | Natural Gas Fired Combined Cycle | NG | CA | 5 | 2007 |  |  | (OP) Operating
57170 | EDF Renewable Asset Holdings, Inc. | 56153 | Viking Wind Partners | IPP Non-CHP | MN | 1 | 12 | Onshore Wind Turbine | WND | WT | 12 | 2003 |  |  | (OP) Operating
50123 | Infigen Asset Management LLC | 56160 | Mendota Hills, LLC | IPP Non-CHP | IL | GEN1 | 50.4 | Onshore Wind Turbine | WND | WT | 11 | 2003 |  |  | (OP) Operating
13337 | Nebraska Public Power District | 56162 | Ainsworth Wind | Electric Utility | NE | 1 | 59.4 | Onshore Wind Turbine | WND | WT | 10 | 2005 |  |  | (OP) Operating
49805 | Kennecott Utah Copper | 56163 | Kennecott Power Plant | Industrial CHP | UT | 1 | 50 | Conventional Steam Coal | BIT | ST | 1 | 1943 |  |  | (OP) Operating
49805 | Kennecott Utah Copper | 56163 | Kennecott Power Plant | Industrial CHP | UT | 2 | 25 | Conventional Steam Coal | BIT | ST | 1 | 1943 |  |  | (OP) Operating
49805 | Kennecott Utah Copper | 56163 | Kennecott Power Plant | Industrial CHP | UT | 3 | 25 | Conventional Steam Coal | BIT | ST | 1 | 1946 |  |  | (OP) Operating
49805 | Kennecott Utah Copper | 56163 | Kennecott Power Plant | Industrial CHP | UT | 4 | 75 | Conventional Steam Coal | BIT | ST | 1 | 1958 |  |  | (OP) Operating
49805 | Kennecott Utah Copper | 56163 | Kennecott Power Plant | Industrial CHP | UT | RCHP | 5.9 | Natural Gas Fired Combustion Turbine | NG | GT | 12 | 2010 |  |  | (OP) Operating
49805 | Kennecott Utah Copper | 56163 | Kennecott Power Plant | Industrial CHP | UT | SM58 | 31.8 | All Other | WH | ST | 1 | 1995 |  |  | (OP) Operating
12667 | Minnesota Municipal Power Agny | 56164 | Faribault Energy Park | Electric Utility | MN | EU01 | 153 | Natural Gas Fired Combined Cycle | NG | CT | 5 | 2005 |  |  | (OP) Operating
12667 | Minnesota Municipal Power Agny | 56164 | Faribault Energy Park | Electric Utility | MN | HRSG | 108 | Natural Gas Fired Combined Cycle | NG | CA | 8 | 2007 |  |  | (OP) Operating
20856 | Wisconsin Power & Light Co | 56166 | Sheboygan Falls | Electric Utility | WI | 1 | 150.1 | Natural Gas Fired Combustion Turbine | NG | GT | 6 | 2005 |  |  | (OP) Operating
20856 | Wisconsin Power & Light Co | 56166 | Sheboygan Falls | Electric Utility | WI | 2 | 149.3 | Natural Gas Fired Combustion Turbine | NG | GT | 6 | 2005 |  |  | (OP) Operating
49812 | NEO Freehold Gen LLC | 56169 | NEO Freehold Gen LLC | IPP CHP | NJ | UNT1 | 1.1 | Natural Gas Internal Combustion Engine | NG | IC | 10 | 1997 |  |  | (OP) Operating
49812 | NEO Freehold Gen LLC | 56169 | NEO Freehold Gen LLC | IPP CHP | NJ | UNT2 | 1.1 | Natural Gas Internal Combustion Engine | NG | IC | 10 | 1997 |  |  | (OP) Operating
57253 | MM Mid Valley Genco LLC | 56170 | Mid Valley Plant | IPP Non-CHP | CA | UNT1 | 1.3 | Landfill Gas | LFG | IC | 6 | 2003 |  |  | (OP) Operating
57253 | MM Mid Valley Genco LLC | 56170 | Mid Valley Plant | IPP Non-CHP | CA | UNT2 | 1.3 | Landfill Gas | LFG | IC | 6 | 2003 |  |  | (OP) Operating
57254 | MM Milliken Genco LLC | 56171 | Milliken Plant | IPP Non-CHP | CA | UNT1 | 1.1 | Landfill Gas | LFG | IC | 7 | 2003 |  |  | (OP) Operating
57254 | MM Milliken Genco LLC | 56171 | Milliken Plant | IPP Non-CHP | CA | UNT2 | 1.1 | Landfill Gas | LFG | IC | 7 | 2003 |  |  | (OP) Operating
15399 | Iberdrola Renewables Inc | 56172 | Flying Cloud Power Partners LLC | IPP Non-CHP | IA | FC | 43.5 | Onshore Wind Turbine | WND | WT | 12 | 2003 |  |  | (OP) Operating
15399 | Iberdrola Renewables Inc | 56173 | Colorado Green Holdings LLC | IPP Non-CHP | CO | CG | 162 | Onshore Wind Turbine | WND | WT | 12 | 2003 |  |  | (OP) Operating
15399 | Iberdrola Renewables Inc | 56174 | Moraine Wind LLC | IPP Non-CHP | MN | MOR | 51 | Onshore Wind Turbine | WND | WT | 12 | 2003 |  |  | (OP) Operating
40575 | Utah Associated Mun Power Sys | 56177 | Nebo Power Station | IPP Non-CHP | UT | GT1 | 65 | Natural Gas Fired Combined Cycle | NG | CT | 6 | 2004 |  |  | (OP) Operating
40575 | Utah Associated Mun Power Sys | 56177 | Nebo Power Station | IPP Non-CHP | UT | ST1 | 65 | Natural Gas Fired Combined Cycle | NG | CA | 6 | 2004 |  |  | (OP) Operating
7100 | Village of Genoa - (OH) | 56181 | Genoa Diesel Generating Station | Electric Utility | OH | 1 | 2 | Petroleum Liquids | DFO | IC | 12 | 2004 |  |  | (OP) Operating
7100 | Village of Genoa - (OH) | 56181 | Genoa Diesel Generating Station | Electric Utility | OH | 2 | 2 | Petroleum Liquids | DFO | IC | 12 | 2004 |  |  | (OP) Operating
7100 | Village of Genoa - (OH) | 56181 | Genoa Diesel Generating Station | Electric Utility | OH | 3 | 2 | Petroleum Liquids | DFO | IC | 12 | 2004 |  |  | (OP) Operating
49831 | Unilin Flooring NC LLC-Columbia Flooring | 56182 | Columbia Flooring Melbourne | Industrial CHP | AR | Kato | 1.7 | Wood/Wood Waste Biomass | WDS | ST | 1 | 1980 |  |  | (OP) Operating
55784 | California Power Holdings LLC | 56184 | Red Bluff | IPP Non-CHP | CA | IC1 | 2.8 | Natural Gas Internal Combustion Engine | NG | IC | 8 | 2001 |  |  | (OP) Operating
55784 | California Power Holdings LLC | 56184 | Red Bluff | IPP Non-CHP | CA | IC10 | 2.8 | Natural Gas Internal Combustion Engine | NG | IC | 8 | 2001 |  |  | (OP) Operating
55784 | California Power Holdings LLC | 56184 | Red Bluff | IPP Non-CHP | CA | IC11 | 2.8 | Natural Gas Internal Combustion Engine | NG | IC | 8 | 2001 |  |  | (OP) Operating
55784 | California Power Holdings LLC | 56184 | Red Bluff | IPP Non-CHP | CA | IC12 | 2.8 | Natural Gas Internal Combustion Engine | NG | IC | 8 | 2001 |  |  | (OP) Operating
55784 | California Power Holdings LLC | 56184 | Red Bluff | IPP Non-CHP | CA | IC13 | 2.8 | Natural Gas Internal Combustion Engine | NG | IC | 8 | 2001 |  |  | (OP) Operating
55784 | California Power Holdings LLC | 56184 | Red Bluff | IPP Non-CHP | CA | IC14 | 2.8 | Natural Gas Internal Combustion Engine | NG | IC | 8 | 2001 |  |  | (OP) Operating
55784 | California Power Holdings LLC | 56184 | Red Bluff | IPP Non-CHP | CA | IC15 | 2.8 | Natural Gas Internal Combustion Engine | NG | IC | 8 | 2001 |  |  | (OP) Operating
55784 | California Power Holdings LLC | 56184 | Red Bluff | IPP Non-CHP | CA | IC16 | 2.8 | Natural Gas Internal Combustion Engine | NG | IC | 8 | 2001 |  |  | (OP) Operating
55784 | California Power Holdings LLC | 56184 | Red Bluff | IPP Non-CHP | CA | IC2 | 2.8 | Natural Gas Internal Combustion Engine | NG | IC | 8 | 2001 |  |  | (OP) Operating
55784 | California Power Holdings LLC | 56184 | Red Bluff | IPP Non-CHP | CA | IC3 | 2.8 | Natural Gas Internal Combustion Engine | NG | IC | 8 | 2001 |  |  | (OP) Operating
55784 | California Power Holdings LLC | 56184 | Red Bluff | IPP Non-CHP | CA | IC4 | 2.8 | Natural Gas Internal Combustion Engine | NG | IC | 8 | 2001 |  |  | (OP) Operating
55784 | California Power Holdings LLC | 56184 | Red Bluff | IPP Non-CHP | CA | IC5 | 2.8 | Natural Gas Internal Combustion Engine | NG | IC | 8 | 2001 |  |  | (OP) Operating
55784 | California Power Holdings LLC | 56184 | Red Bluff | IPP Non-CHP | CA | IC6 | 2.8 | Natural Gas Internal Combustion Engine | NG | IC | 8 | 2001 |  |  | (OP) Operating
55784 | California Power Holdings LLC | 56184 | Red Bluff | IPP Non-CHP | CA | IC7 | 2.8 | Natural Gas Internal Combustion Engine | NG | IC | 8 | 2001 |  |  | (OP) Operating
55784 | California Power Holdings LLC | 56184 | Red Bluff | IPP Non-CHP | CA | IC8 | 2.8 | Natural Gas Internal Combustion Engine | NG | IC | 8 | 2001 |  |  | (OP) Operating
55784 | California Power Holdings LLC | 56184 | Red Bluff | IPP Non-CHP | CA | IC9 | 2.8 | Natural Gas Internal Combustion Engine | NG | IC | 8 | 2001 |  |  | (OP) Operating
55784 | California Power Holdings LLC | 56185 | Chowchilla II | IPP Non-CHP | CA | IC1 | 3.1 | Natural Gas Internal Combustion Engine | NG | IC | 6 | 2001 |  |  | (OP) Operating
55784 | California Power Holdings LLC | 56185 | Chowchilla II | IPP Non-CHP | CA | IC10 | 3.1 | Natural Gas Internal Combustion Engine | NG | IC | 6 | 2001 |  |  | (OP) Operating
55784 | California Power Holdings LLC | 56185 | Chowchilla II | IPP Non-CHP | CA | IC11 | 3.1 | Natural Gas Internal Combustion Engine | NG | IC | 6 | 2001 |  |  | (OP) Operating
55784 | California Power Holdings LLC | 56185 | Chowchilla II | IPP Non-CHP | CA | IC12 | 3.1 | Natural Gas Internal Combustion Engine | NG | IC | 6 | 2001 |  |  | (OP) Operating
55784 | California Power Holdings LLC | 56185 | Chowchilla II | IPP Non-CHP | CA | IC13 | 3.1 | Natural Gas Internal Combustion Engine | NG | IC | 6 | 2001 |  |  | (OP) Operating
55784 | California Power Holdings LLC | 56185 | Chowchilla II | IPP Non-CHP | CA | IC14 | 3.1 | Natural Gas Internal Combustion Engine | NG | IC | 6 | 2001 |  |  | (OP) Operating
55784 | California Power Holdings LLC | 56185 | Chowchilla II | IPP Non-CHP | CA | IC15 | 3.1 | Natural Gas Internal Combustion Engine | NG | IC | 6 | 2001 |  |  | (OP) Operating
55784 | California Power Holdings LLC | 56185 | Chowchilla II | IPP Non-CHP | CA | IC16 | 3.1 | Natural Gas Internal Combustion Engine | NG | IC | 6 | 2001 |  |  | (OP) Operating
55784 | California Power Holdings LLC | 56185 | Chowchilla II | IPP Non-CHP | CA | IC2 | 3.1 | Natural Gas Internal Combustion Engine | NG | IC | 6 | 2001 |  |  | (OP) Operating
55784 | California Power Holdings LLC | 56185 | Chowchilla II | IPP Non-CHP | CA | IC3 | 3.1 | Natural Gas Internal Combustion Engine | NG | IC | 6 | 2001 |  |  | (OP) Operating
55784 | California Power Holdings LLC | 56185 | Chowchilla II | IPP Non-CHP | CA | IC4 | 3.1 | Natural Gas Internal Combustion Engine | NG | IC | 6 | 2001 |  |  | (OP) Operating
55784 | California Power Holdings LLC | 56185 | Chowchilla II | IPP Non-CHP | CA | IC5 | 3.1 | Natural Gas Internal Combustion Engine | NG | IC | 6 | 2001 |  |  | (OP) Operating
55784 | California Power Holdings LLC | 56185 | Chowchilla II | IPP Non-CHP | CA | IC6 | 3.1 | Natural Gas Internal Combustion Engine | NG | IC | 6 | 2001 |  |  | (OP) Operating
55784 | California Power Holdings LLC | 56185 | Chowchilla II | IPP Non-CHP | CA | IC7 | 3.1 | Natural Gas Internal Combustion Engine | NG | IC | 6 | 2001 |  |  | (OP) Operating
55784 | California Power Holdings LLC | 56185 | Chowchilla II | IPP Non-CHP | CA | IC8 | 3.1 | Natural Gas Internal Combustion Engine | NG | IC | 6 | 2001 |  |  | (OP) Operating
55784 | California Power Holdings LLC | 56185 | Chowchilla II | IPP Non-CHP | CA | IC9 | 3.1 | Natural Gas Internal Combustion Engine | NG | IC | 6 | 2001 |  |  | (OP) Operating
49837 | Pinelawn Power LLC | 56188 | Pinelawn Power LLC | IPP Non-CHP | NY | CTG | 47 | Natural Gas Fired Combined Cycle | NG | CT | 7 | 2005 |  |  | (OP) Operating
49837 | Pinelawn Power LLC | 56188 | Pinelawn Power LLC | IPP Non-CHP | NY | STG | 27.5 | Natural Gas Fired Combined Cycle | NG | CA | 10 | 2005 |  |  | (OP) Operating
49840 | Waterside Power, LLC | 56189 | Waterside Power, LLC | IPP Non-CHP | CT | 1 | 23.2 | Petroleum Liquids | DFO | GT | 6 | 2003 |  |  | (SB) Standby/Backup: available for service but not normally used
49840 | Waterside Power, LLC | 56189 | Waterside Power, LLC | IPP Non-CHP | CT | 2 | 23.2 | Petroleum Liquids | DFO | GT | 6 | 2003 |  |  | (SB) Standby/Backup: available for service but not normally used
49840 | Waterside Power, LLC | 56189 | Waterside Power, LLC | IPP Non-CHP | CT | 4 | 23.3 | Petroleum Liquids | DFO | GT | 5 | 2004 |  |  | (SB) Standby/Backup: available for service but not normally used
49840 | Waterside Power, LLC | 56189 | Waterside Power, LLC | IPP Non-CHP | CT | 5 | 23.3 | Petroleum Liquids | DFO | GT | 5 | 2004 |  |  | (SB) Standby/Backup: available for service but not normally used
49840 | Waterside Power, LLC | 56189 | Waterside Power, LLC | IPP Non-CHP | CT | 7 | 23.3 | Petroleum Liquids | DFO | GT | 5 | 2006 |  |  | (SB) Standby/Backup: available for service but not normally used
3304 | Central Michigan University | 56190 | Central Michigan University | Commercial CHP | MI | GT1 | 3.2 | Natural Gas Fired Combustion Turbine | NG | GT | 12 | 1990 |  |  | (SB) Standby/Backup: available for service but not normally used
3304 | Central Michigan University | 56190 | Central Michigan University | Commercial CHP | MI | STM1 | 1 | Natural Gas Steam Turbine | NG | ST | 12 | 1987 |  |  | (OP) Operating
49842 | Georgia-Pacific Consr Prods LP-Wauna | 56192 | Georgia-Pacific Wauna Mill | Industrial CHP | OR | 1 | 22 | Wood/Wood Waste Biomass | BLQ | ST | 2 | 1996 |  |  | (OP) Operating
50082 | Boise Cascade Wood Products LLC | 56193 | Medford Operation | Industrial CHP | OR | 1 | 3.1 | Wood/Wood Waste Biomass | WDS | ST | 6 | 1956 |  |  | (OS) Out of service and NOT expected to return to service in next calendar year
50082 | Boise Cascade Wood Products LLC | 56193 | Medford Operation | Industrial CHP | OR | 2 | 4.4 | Wood/Wood Waste Biomass | WDS | ST | 1 | 1965 |  |  | (OS) Out of service and NOT expected to return to service in next calendar year
5155 | City of Dike | 56194 | Dike City Power Plant | Electric Utility | IA | 001 | 2.2 | Petroleum Liquids | DFO | IC | 6 | 2005 |  |  | (OP) Operating
49844 | Eurus Combine Hills I LLC | 56195 | Combine Hills I | IPP Non-CHP | OR | 001 | 41 | Onshore Wind Turbine | WND | WT | 12 | 2003 |  |  | (OP) Operating
15296 | New York Power Authority | 56196 | 500MW CC | Electric Utility | NY | CA01 | 161.7 | Natural Gas Fired Combined Cycle | NG | CA | 12 | 2005 |  |  | (OP) Operating
15296 | New York Power Authority | 56196 | 500MW CC | Electric Utility | NY | CT01 | 146.2 | Natural Gas Fired Combined Cycle | NG | CT | 12 | 2005 |  |  | (OP) Operating
15296 | New York Power Authority | 56196 | 500MW CC | Electric Utility | NY | CT02 | 146.2 | Natural Gas Fired Combined Cycle | NG | CT | 12 | 2005 |  |  | (OP) Operating
34505 | Edison Mission Energy | 56199 | TG Windfarm LLC | IPP Non-CHP | MN | 1 | 2 | Onshore Wind Turbine | WND | WT | 11 | 2003 |  |  | (OP) Operating
34505 | Edison Mission Energy | 56200 | CG Windfarm LLC | IPP Non-CHP | MN | I | 2 | Onshore Wind Turbine | WND | WT | 12 | 2003 |  |  | (OP) Operating
34505 | Edison Mission Energy | 56201 | Bisson Windfarm LLC | IPP Non-CHP | MN | I | 2 | Onshore Wind Turbine | WND | WT | 10 | 2003 |  |  | (OP) Operating
49867 | Tofteland Windfarm LLC | 56202 | Tofteland Windfarm LLC | IPP Non-CHP | MN | I | 2 | Onshore Wind Turbine | WND | WT | 10 | 2003 |  |  | (OP) Operating
34505 | Edison Mission Energy | 56203 | Westridge Windfarm LLC | IPP Non-CHP | MN | 1 | 2 | Onshore Wind Turbine | WND | WT | 11 | 2003 |  |  | (OP) Operating
49869 | Fey Windfarm LLC | 56204 | Fey Windfarm LLC | IPP Non-CHP | MN | 1 | 2 | Onshore Wind Turbine | WND | WT | 9 | 2003 |  |  | (OP) Operating
49870 | Windcurrent Farms LLC | 56205 | Windcurrent Farms LLC | IPP Non-CHP | MN | 1 | 2 | Onshore Wind Turbine | WND | WT | 9 | 2003 |  |  | (OP) Operating
34505 | Edison Mission Energy | 56206 | K-Brink Windfarm LLC | IPP Non-CHP | MN | 1 | 2 | Onshore Wind Turbine | WND | WT | 2 | 2003 |  |  | (OP) Operating
56800 | Brewster | 56207 | DL Windy Acres LLC | IPP Non-CHP | MN | 1 | 2 | Onshore Wind Turbine | WND | WT | 12 | 2003 |  |  | (OP) Operating
56800 | Brewster | 56208 | S&P Windfarm LLC | IPP Non-CHP | MN | 1 | 2 | Onshore Wind Turbine | WND | WT | 12 | 2003 |  |  | (OP) Operating
34505 | Edison Mission Energy | 56209 | Boeve Windfarm LLC | IPP Non-CHP | MN | 1 | 2 | Onshore Wind Turbine | WND | WT | 8 | 2003 |  |  | (OP) Operating
56800 | Brewster | 56210 | B&K Energy Systems LLC | IPP Non-CHP | MN | 1 | 2 | Onshore Wind Turbine | WND | WT | 12 | 2003 |  |  | (OP) Operating
50123 | Infigen Asset Management LLC | 56211 | Sweetwater Wind 1 LLC | IPP Non-CHP | TX | SW1 | 37.5 | Onshore Wind Turbine | WND | WT | 12 | 2003 |  |  | (OP) Operating
50123 | Infigen Asset Management LLC | 56212 | Sweetwater Wind 2 LLC | IPP Non-CHP | TX | SW2 | 91.5 | Onshore Wind Turbine | WND | WT | 2 | 2005 |  |  | (OP) Operating
34437 | Aeroturbine Energy Corporation | 56214 | Aeroturbine | IPP Non-CHP | CA | WT120 | 4.7 | Onshore Wind Turbine | WND | WT | 9 | 1989 |  |  | (OP) Operating
57202 | E&E Enterprises LLC | 56215 | Allendorf | IPP Non-CHP | IA | A1 | 1.4 | Onshore Wind Turbine | WND | WT | 10 | 1998 |  |  | (OP) Operating
56599 | Wind Energy America Inc | 56216 | L J Trust | IPP Non-CHP | IA | LJT2 | 2 | Onshore Wind Turbine | WND | WT | 6 | 2011 |  |  | (OS) Out of service and NOT expected to return to service in next calendar year
56599 | Wind Energy America Inc | 56217 | NAE Shaokatan Power | IPP Non-CHP | MN | SPP2 | 0.8 | Onshore Wind Turbine | WND | WT | 12 | 2011 |  |  | (OS) Out of service and NOT expected to return to service in next calendar year
56599 | Wind Energy America Inc | 56217 | NAE Shaokatan Power | IPP Non-CHP | MN | SPP3 | 0.8 | Onshore Wind Turbine | WND | WT | 6 | 2010 |  |  | (OS) Out of service and NOT expected to return to service in next calendar year
56599 | Wind Energy America Inc | 56218 | Zachary Ridge LLC | IPP Non-CHP | IA | ZR2 | 2 | Onshore Wind Turbine | WND | WT | 1 | 2010 |  |  | (OS) Out of service and NOT expected to return to service in next calendar year
28541 | Clatskanie Peoples Util Dist | 56223 | Alden Bailey Power Plant | Electric Utility | OR | LOKI | 9.8 | Natural Gas Fired Combustion Turbine | NG | GT | 12 | 2001 |  |  | (SB) Standby/Backup: available for service but not normally used
49896 | Newmont Nevada Energy Investment, LLC | 56224 | TS Power Plant | IPP Non-CHP | NV | 001 | 218.4 | Conventional Steam Coal | SUB | ST | 6 | 2008 |  |  | (OP) Operating
49903 | Aeolus Wind LLC | 56225 | Aeolus Wind Facility | IPP Non-CHP | TX | V90 | 3 | Onshore Wind Turbine | WND | WT | 12 | 2003 |  |  | (OP) Operating
40577 | American Mun Power-Ohio, Inc | 56226 | Bowling Green Wind | Electric Utility | OH | 1 | 1.8 | Onshore Wind Turbine | WND | WT | 12 | 2004 |  |  | (OP) Operating
40577 | American Mun Power-Ohio, Inc | 56226 | Bowling Green Wind | Electric Utility | OH | 2 | 1.8 | Onshore Wind Turbine | WND | WT | 10 | 2003 |  |  | (OP) Operating
40577 | American Mun Power-Ohio, Inc | 56226 | Bowling Green Wind | Electric Utility | OH | 3 | 1.8 | Onshore Wind Turbine | WND | WT | 10 | 2003 |  |  | (OP) Operating
40577 | American Mun Power-Ohio, Inc | 56226 | Bowling Green Wind | Electric Utility | OH | 4 | 1.8 | Onshore Wind Turbine | WND | WT | 11 | 2004 |  |  | (OP) Operating
15248 | Portland General Electric Co | 56227 | Port Westward | Electric Utility | OR | 1 | 256.2 | Natural Gas Fired Combined Cycle | NG | CT | 6 | 2007 |  |  | (OP) Operating
15248 | Portland General Electric Co | 56227 | Port Westward | Electric Utility | OR | 2 | 136 | Natural Gas Fired Combined Cycle | NG | CA | 6 | 2007 |  |  | (OP) Operating
803 | Arizona Public Service Co | 56228 | Prescott Airport | Electric Utility | AZ | PV1 | 2.1 | Solar Photovoltaic | SUN | PV | 10 | 2002 |  |  | (OP) Operating
49913 | University of Arizona | 56229 | Cogeneration 1 | Commercial CHP | AZ | CT1 | 8.3 | Natural Gas Fired Combined Cycle | NG | CS | 11 | 2002 |  |  | (OP) Operating
50109 | DeKalb Regional Health System | 56231 | DeKalb Medical Center-Hillandale | Commercial Non-CHP | GA | 01 | 0.7 | Petroleum Liquids | DFO | IC | 7 | 2005 |  |  | (SB) Standby/Backup: available for service but not normally used
50109 | DeKalb Regional Health System | 56231 | DeKalb Medical Center-Hillandale | Commercial Non-CHP | GA | 02 | 0.7 | Petroleum Liquids | DFO | IC | 7 | 2005 |  |  | (SB) Standby/Backup: available for service but not normally used
16609 | San Diego Gas & Electric Co | 56232 | Miramar Energy Facility | Electric Utility | CA | 1 | 47 | Natural Gas Fired Combustion Turbine | NG | GT | 6 | 2005 |  |  | (OP) Operating
16609 | San Diego Gas & Electric Co | 56232 | Miramar Energy Facility | Electric Utility | CA | 2 | 47 | Natural Gas Fired Combustion Turbine | NG | GT | 8 | 2009 |  |  | (OP) Operating
49949 | Kinder Morgan Production Company LP | 56233 | EG178 Facility | Industrial Non-CHP | TX | CT02 | 46 | Natural Gas Fired Combined Cycle | NG | CT | 6 | 2005 |  |  | (OP) Operating
49949 | Kinder Morgan Production Company LP | 56233 | EG178 Facility | Industrial Non-CHP | TX | CTG1 | 46 | Natural Gas Fired Combined Cycle | NG | CT | 6 | 2005 |  |  | (OP) Operating
49949 | Kinder Morgan Production Company LP | 56233 | EG178 Facility | Industrial Non-CHP | TX | STG | 18 | Natural Gas Fired Combined Cycle | NG | CA | 6 | 2005 |  |  | (OP) Operating
49950 | Caithness Long Island, LLC | 56234 | Caithness Long Island Energy Center | IPP Non-CHP | NY | CT01 | 170 | Natural Gas Fired Combined Cycle | NG | CT | 8 | 2009 |  |  | (OP) Operating |  |  |  | 2015 | 12 | 10
49950 | Caithness Long Island, LLC | 56234 | Caithness Long Island Energy Center | IPP Non-CHP | NY | ST01 | 137 | Natural Gas Fired Combined Cycle | NG | CA | 8 | 2009 |  |  | (OP) Operating
14354 | PacifiCorp | 56237 | Lake Side Power Plant | Electric Utility | UT | CT01 | 169 | Natural Gas Fired Combined Cycle | NG | CT | 9 | 2007 |  |  | (OP) Operating
14354 | PacifiCorp | 56237 | Lake Side Power Plant | Electric Utility | UT | CT02 | 169 | Natural Gas Fired Combined Cycle | NG | CT | 9 | 2007 |  |  | (OP) Operating
14354 | PacifiCorp | 56237 | Lake Side Power Plant | Electric Utility | UT | CT21 | 178 | Natural Gas Fired Combined Cycle | NG | CT | 5 | 2014 |  |  | (OP) Operating
14354 | PacifiCorp | 56237 | Lake Side Power Plant | Electric Utility | UT | CT22 | 178 | Natural Gas Fired Combined Cycle | NG | CT | 5 | 2014 |  |  | (OP) Operating
14354 | PacifiCorp | 56237 | Lake Side Power Plant | Electric Utility | UT | ST01 | 209 | Natural Gas Fired Combined Cycle | NG | CA | 9 | 2007 |  |  | (OP) Operating
14354 | PacifiCorp | 56237 | Lake Side Power Plant | Electric Utility | UT | ST2 | 273 | Natural Gas Fired Combined Cycle | NG | CA | 5 | 2014 |  |  | (OP) Operating
1307 | Basin Electric Power Coop | 56238 | Groton Generating Station | Electric Utility | SD | GT01 | 82.1 | Natural Gas Fired Combustion Turbine | NG | GT | 7 | 2006 |  |  | (OP) Operating
1307 | Basin Electric Power Coop | 56238 | Groton Generating Station | Electric Utility | SD | GT02 | 76.8 | Natural Gas Fired Combustion Turbine | NG | GT | 7 | 2008 |  |  | (OP) Operating
10325 | Kings River Conservation Dist | 56239 | Kings River | Electric Utility | CA | GT-1 | 54.5 | Natural Gas Fired Combustion Turbine | NG | GT | 9 | 2005 |  |  | (OP) Operating
10325 | Kings River Conservation Dist | 56239 | Kings River | Electric Utility | CA | GT-2 | 54.5 | Natural Gas Fired Combustion Turbine | NG | GT | 9 | 2005 |  |  | (OP) Operating
19740 | AES Wind Generation Inc | 56240 | Buffalo Gap Wind Farm | IPP Non-CHP | TX | 1 | 120.6 | Onshore Wind Turbine | WND | WT | 4 | 2006 |  |  | (OP) Operating
49893 | Invenergy Services LLC | 56241 | Cannon Falls Energy Center | IPP Non-CHP | MN | UNT1 | 199 | Natural Gas Fired Combustion Turbine | NG | GT | 4 | 2008 |  |  | (OP) Operating
49893 | Invenergy Services LLC | 56241 | Cannon Falls Energy Center | IPP Non-CHP | MN | UNT2 | 199 | Natural Gas Fired Combustion Turbine | NG | GT | 4 | 2008 |  |  | (OP) Operating
49991 | Kindred Public School | 56242 | Kindred School | Commercial Non-CHP | ND | 1 | 2 | Petroleum Liquids | DFO | IC | 10 | 2001 |  |  | (SB) Standby/Backup: available for service but not normally used
58200 | Prairie Lakes Municipal Solid Waste Auth | 56243 | Perham Incinerator | Commercial CHP | MN | 1 | 1.2 | Municipal Solid Waste | MSW | ST | 4 | 2003 |  |  | (SB) Standby/Backup: available for service but not normally used
49989 | State Auto Insurance, Inc. | 56244 | State Auto Insurance | Commercial Non-CHP | SD | 1 | 1.7 | Petroleum Liquids | DFO | IC | 4 | 2001 |  |  | (SB) Standby/Backup: available for service but not normally used
49993 | Stevens Community Medical Center | 56245 | Stevens Community Medical Center | Commercial Non-CHP | MN | 1 | 1 | Petroleum Liquids | DFO | IC | 5 | 2004 |  |  | (SB) Standby/Backup: available for service but not normally used | [5 empty] | 0
18981 | Thomson Corp | 56247 | West Group Data Center F | Commercial Non-CHP | MN | 1 | 0.6 | Petroleum Liquids | DFO | IC | 6 | 2004 |  |  | (SB) Standby/Backup: available for service but not normally used
18981 | Thomson Corp | 56247 | West Group Data Center F | Commercial Non-CHP | MN | 2 | 0.6 | Petroleum Liquids | DFO | IC | 6 | 2004 |  |  | (SB) Standby/Backup: available for service but not normally used
18981 | Thomson Corp | 56247 | West Group Data Center F | Commercial Non-CHP | MN | 3 | 0.6 | Petroleum Liquids | DFO | IC | 6 | 2004 |  |  | (SB) Standby/Backup: available for service but not normally used
18981 | Thomson Corp | 56247 | West Group Data Center F | Commercial Non-CHP | MN | 4 | 0.6 | Petroleum Liquids | DFO | IC | 6 | 2004 |  |  | (SB) Standby/Backup: available for service but not normally used
32501 | Air Liquide America Corp | 56248 | Shell Chemical | Industrial CHP | LA | 101G | 34.5 | Natural Gas Fired Combustion Turbine | NG | GT | 8 | 2002 |  |  | (OP) Operating
32501 | Air Liquide America Corp | 56248 | Shell Chemical | Industrial CHP | LA | 201G | 34.5 | Natural Gas Fired Combustion Turbine | NG | GT | 8 | 2002 |  |  | (OP) Operating
13683 | North Carolina El Member Corp | 56249 | Anson County Generation Facility | Electric Utility | NC | 1 | 56.5 | Natural Gas Fired Combustion Turbine | NG | GT | 6 | 2007 |  |  | (OP) Operating
13683 | North Carolina El Member Corp | 56249 | Anson County Generation Facility | Electric Utility | NC | 2 | 56.5 | Natural Gas Fired Combustion Turbine | NG | GT | 6 | 2007 |  |  | (OP) Operating
13683 | North Carolina El Member Corp | 56249 | Anson County Generation Facility | Electric Utility | NC | 3 | 56.5 | Natural Gas Fired Combustion Turbine | NG | GT | 6 | 2007 |  |  | (OP) Operating
13683 | North Carolina El Member Corp | 56249 | Anson County Generation Facility | Electric Utility | NC | 4 | 56.5 | Natural Gas Fired Combustion Turbine | NG | GT | 6 | 2007 |  |  | (OP) Operating
13683 | North Carolina El Member Corp | 56249 | Anson County Generation Facility | Electric Utility | NC | 5 | 56.5 | Natural Gas Fired Combustion Turbine | NG | GT | 6 | 2007 |  |  | (OP) Operating
13683 | North Carolina El Member Corp | 56249 | Anson County Generation Facility | Electric Utility | NC | 6 | 56.5 | Natural Gas Fired Combustion Turbine | NG | GT | 6 | 2007 |  |  | (OP) Operating
17283 | Seneca Energy II | 56250 | Ontario LFGTE | IPP Non-CHP | NY | GEN1 | 0.8 | Landfill Gas | LFG | IC | 11 | 2003 |  |  | (OP) Operating
17283 | Seneca Energy II | 56250 | Ontario LFGTE | IPP Non-CHP | NY | GEN10 | 1.6 | Landfill Gas | LFG | IC | 3 | 2013 |  |  | (OP) Operating
17283 | Seneca Energy II | 56250 | Ontario LFGTE | IPP Non-CHP | NY | GEN11 | 1.6 | Landfill Gas | LFG | IC | 3 | 2013 |  |  | (OP) Operating
17283 | Seneca Energy II | 56250 | Ontario LFGTE | IPP Non-CHP | NY | GEN2 | 0.8 | Landfill Gas | LFG | IC | 11 | 2003 |  |  | (OP) Operating
17283 | Seneca Energy II | 56250 | Ontario LFGTE | IPP Non-CHP | NY | GEN3 | 0.8 | Landfill Gas | LFG | IC | 11 | 2003 |  |  | (OP) Operating
17283 | Seneca Energy II | 56250 | Ontario LFGTE | IPP Non-CHP | NY | GEN4 | 0.8 | Landfill Gas | LFG | IC | 11 | 2003 |  |  | (OP) Operating
17283 | Seneca Energy II | 56250 | Ontario LFGTE | IPP Non-CHP | NY | GEN5 | 0.8 | Landfill Gas | LFG | IC | 5 | 2005 |  |  | (OP) Operating
17283 | Seneca Energy II | 56250 | Ontario LFGTE | IPP Non-CHP | NY | GEN6 | 0.8 | Landfill Gas | LFG | IC | 5 | 2005 |  |  | (OP) Operating
17283 | Seneca Energy II | 56250 | Ontario LFGTE | IPP Non-CHP | NY | GEN7 | 0.8 | Landfill Gas | LFG | IC | 5 | 2005 |  |  | (OP) Operating
17283 | Seneca Energy II | 56250 | Ontario LFGTE | IPP Non-CHP | NY | GEN8 | 0.8 | Landfill Gas | LFG | IC | 11 | 2010 |  |  | (OP) Operating
17283 | Seneca Energy II | 56250 | Ontario LFGTE | IPP Non-CHP | NY | GEN9 | 1.6 | Landfill Gas | LFG | IC | 3 | 2013 |  |  | (OP) Operating
12341 | MidAmerican Energy Co | 56251 | Intrepid | Electric Utility | IA | INWF | 175.5 | Onshore Wind Turbine | WND | WT | 12 | 2004 |  |  | (OP) Operating
12341 | MidAmerican Energy Co | 56252 | Century | Electric Utility | IA | CWF | 185 | Onshore Wind Turbine | WND | WT | 9 | 2005 |  |  | (OP) Operating
12341 | MidAmerican Energy Co | 56252 | Century | Electric Utility | IA | CWF2 | 15 | Onshore Wind Turbine | WND | WT | 12 | 2007 |  |  | (OP) Operating
17874 | City of St George | 56253 | Millcreek Power Generation | Electric Utility | UT | MC1 | 36.8 | Natural Gas Fired Combustion Turbine | NG | GT | 4 | 2006 |  |  | (OP) Operating
17874 | City of St George | 56253 | Millcreek Power Generation | Electric Utility | UT | MC2 | 36.8 | Natural Gas Fired Combustion Turbine | NG | GT | 6 | 2010 |  |  | (OP) Operating
15500 | Puget Sound Energy Inc | 56255 | Hopkins Ridge Wind | Electric Utility | WA | 1 | 149.4 | Onshore Wind Turbine | WND | WT | 11 | 2005 |  |  | (OP) Operating
15500 | Puget Sound Energy Inc | 56255 | Hopkins Ridge Wind | Electric Utility | WA | 2 | 7.2 | Onshore Wind Turbine | WND | WT | 8 | 2008 |  |  | (OP) Operating
4180 | Connecticut Mun Elec Engy Coop | 56256 | John Street 1, 3, 4 & 5 | Electric Utility | CT | JS 3 | 2 | Petroleum Liquids | DFO | IC | 1 | 2006 |  |  | (OS) Out of service and NOT expected to return to service in next calendar year
4180 | Connecticut Mun Elec Engy Coop | 56256 | John Street 1, 3, 4 & 5 | Electric Utility | CT | JS 4 | 2 | Petroleum Liquids | DFO | IC | 1 | 2006 |  |  | (OS) Out of service and NOT expected to return to service in next calendar year
4180 | Connecticut Mun Elec Engy Coop | 56256 | John Street 1, 3, 4 & 5 | Electric Utility | CT | JS 5 | 2 | Petroleum Liquids | DFO | IC | 12 | 2007 |  |  | (OS) Out of service and NOT expected to return to service in next calendar year
10071 | Kauai Island Utility Cooperative | 56258 | Kapaia Power Station | Electric Utility | HI | CT1 | 26.6 | All Other | OTH | GT | 9 | 2002 |  |  | (OP) Operating
56480 | Empire Generating Co LLC | 56259 | Empire Generating Co LLC | IPP CHP | NY | CT11 | 155 | Natural Gas Fired Combined Cycle | NG | CT | 9 | 2010 |  |  | (OP) Operating
56480 | Empire Generating Co LLC | 56259 | Empire Generating Co LLC | IPP CHP | NY | CT12 | 155 | Natural Gas Fired Combined Cycle | NG | CT | 9 | 2010 |  |  | (OP) Operating
56480 | Empire Generating Co LLC | 56259 | Empire Generating Co LLC | IPP CHP | NY | ST13 | 270 | Natural Gas Fired Combined Cycle | NG | CA | 9 | 2010 |  |  | (OP) Operating
13630 | North Carolina Mun Power Agny #1 | 56260 | High Point, Pump Station Rd | Electric Utility | NC | Unit1 | 1.8 | Petroleum Liquids | DFO | IC | 7 | 2005 |  |  | (OP) Operating
13630 | North Carolina Mun Power Agny #1 | 56260 | High Point, Pump Station Rd | Electric Utility | NC | Unit2 | 1.8 | Petroleum Liquids | DFO | IC | 7 | 2005 |  |  | (OP) Operating
13630 | North Carolina Mun Power Agny #1 | 56261 | Lexington | Electric Utility | NC | Unit1 | 1.8 | Petroleum Liquids | DFO | IC | 8 | 2005 |  |  | (OP) Operating
13630 | North Carolina Mun Power Agny #1 | 56261 | Lexington | Electric Utility | NC | Unit2 | 1.8 | Petroleum Liquids | DFO | IC | 8 | 2005 |  |  | (OP) Operating
13630 | North Carolina Mun Power Agny #1 | 56262 | Gastonia, Tulip Drive | Electric Utility | NC | DG3 | 1.8 | Petroleum Liquids | DFO | IC | 8 | 2005 |  |  | (OP) Operating
13630 | North Carolina Mun Power Agny #1 | 56262 | Gastonia, Tulip Drive | Electric Utility | NC | Unit1 | 1.8 | Petroleum Liquids | DFO | IC | 8 | 2005 |  |  | (OP) Operating
13630 | North Carolina Mun Power Agny #1 | 56262 | Gastonia, Tulip Drive | Electric Utility | NC | Unit2 | 1.8 | Petroleum Liquids | DFO | IC | 8 | 2005 |  |  | (OP) Operating
13630 | North Carolina Mun Power Agny #1 | 56263 | Albemarle Prime Power Park | Electric Utility | NC | Unit1 | 1.8 | Petroleum Liquids | DFO | IC | 5 | 2006 |  |  | (OP) Operating
13630 | North Carolina Mun Power Agny #1 | 56263 | Albemarle Prime Power Park | Electric Utility | NC | Unit2 | 1.8 | Petroleum Liquids | DFO | IC | 5 | 2006 |  |  | (OP) Operating
219 | Alaska Power and Telephone Co | 56265 | South Fork | Electric Utility | AK | 1 | 1.9 | Conventional Hydroelectric | WAT | HY | 12 | 2005 |  |  | (OP) Operating
20858 | WPPI Energy | 56266 | WPPI Hartford DG | Electric Utility | WI | 1 | 1.1 | Petroleum Liquids | DFO | IC | 4 | 2005 |  |  | (OP) Operating
16181 | Rochester Public Utilities | 56269 | IBM West | Electric Utility | MN | 1 | 1.8 | Petroleum Liquids | DFO | IC | 10 | 2005 |  |  | (SB) Standby/Backup: available for service but not normally used
16181 | Rochester Public Utilities | 56269 | IBM West | Electric Utility | MN | 2 | 1.8 | Petroleum Liquids | DFO | IC | 10 | 2005 |  |  | (SB) Standby/Backup: available for service but not normally used
50012 | FPL Energy Callahan Wind, LLC | 56270 | Callahan Divide Wind Energy Center | IPP Non-CHP | TX | 1 | 114 | Onshore Wind Turbine | WND | WT | 3 | 2005 |  |  | (OP) Operating
50013 | Diablo Wind LLC | 56271 | Diablo Wind LLC | IPP Non-CHP | CA | VEST | 18 | Onshore Wind Turbine | WND | WT | 12 | 2004 |  |  | (OP) Operating
50014 | FPL Energy Weatherford, LLC | 56273 | Weatherford Wind Energy Center | IPP Non-CHP | OK | 1 | 106.5 | Onshore Wind Turbine | WND | WT | 4 | 2005 |  |  | (OP) Operating
50014 | FPL Energy Weatherford, LLC | 56273 | Weatherford Wind Energy Center | IPP Non-CHP | OK | 2 | 40.5 | Onshore Wind Turbine | WND | WT | 12 | 2005 |  |  | (OP) Operating
49988 | Valley Queen Cheese Factory, Inc. | 56274 | Valley Queen Cheese | IPP Non-CHP | SD | 1 | 0.5 | Petroleum Liquids | DFO | IC | 4 | 2002 |  |  | (SB) Standby/Backup: available for service but not normally used
49988 | Valley Queen Cheese Factory, Inc. | 56274 | Valley Queen Cheese | IPP Non-CHP | SD | 2 | 0.5 | Petroleum Liquids | DFO | IC | 4 | 2002 |  |  | (SB) Standby/Backup: available for service but not normally used
49988 | Valley Queen Cheese Factory, Inc. | 56274 | Valley Queen Cheese | IPP Non-CHP | SD | 3 | 0.5 | Petroleum Liquids | DFO | IC | 5 | 2004 |  |  | (SB) Standby/Backup: available for service but not normally used
56899 | Wind Stream Operations LLC | 56275 | Helzel & Schwarzhoff 86 | IPP Non-CHP | CA | WGNS | 2.4 | Onshore Wind Turbine | WND | WT | 12 | 1986 |  |  | (OP) Operating
19740 | AES Wind Generation Inc | 56276 | ZCO | IPP Non-CHP | CA | WGNS | 1.6 | Onshore Wind Turbine | WND | WT | 12 | 1985 |  |  | (OP) Operating
5580 | East Kentucky Power Coop, Inc | 56277 | Bavarian LFGTE | Electric Utility | KY | 1 | 0.8 | Landfill Gas | LFG | IC | 9 | 2003 |  |  | (OP) Operating
5580 | East Kentucky Power Coop, Inc | 56277 | Bavarian LFGTE | Electric Utility | KY | 2 | 0.8 | Landfill Gas | LFG | IC | 9 | 2003 |  |  | (OP) Operating
5580 | East Kentucky Power Coop, Inc | 56277 | Bavarian LFGTE | Electric Utility | KY | 3 | 0.8 | Landfill Gas | LFG | IC | 9 | 2003 |  |  | (OP) Operating
5580 | East Kentucky Power Coop, Inc | 56277 | Bavarian LFGTE | Electric Utility | KY | 4 | 0.8 | Landfill Gas | LFG | IC | 9 | 2003 |  |  | (OP) Operating
5580 | East Kentucky Power Coop, Inc | 56278 | Green Valley LFGTE | Electric Utility | KY | 1 | 0.8 | Landfill Gas | LFG | IC | 9 | 2003 |  |  | (OP) Operating
5580 | East Kentucky Power Coop, Inc | 56278 | Green Valley LFGTE | Electric Utility | KY | 2 | 0.8 | Landfill Gas | LFG | IC | 9 | 2003 |  |  | (OP) Operating
5580 | East Kentucky Power Coop, Inc | 56278 | Green Valley LFGTE | Electric Utility | KY | 3 | 0.8 | Landfill Gas | LFG | IC | 9 | 2003 |  |  | (OP) Operating
5580 | East Kentucky Power Coop, Inc | 56279 | Laurel Ridge LFGTE | Electric Utility | KY | 1 | 0.8 | Landfill Gas | LFG | IC | 9 | 2003 |  |  | (OP) Operating
5580 | East Kentucky Power Coop, Inc | 56279 | Laurel Ridge LFGTE | Electric Utility | KY | 2 | 0.8 | Landfill Gas | LFG | IC | 9 | 2003 |  |  | (OP) Operating
5580 | East Kentucky Power Coop, Inc | 56279 | Laurel Ridge LFGTE | Electric Utility | KY | 3 | 0.8 | Landfill Gas | LFG | IC | 9 | 2003 |  |  | (OP) Operating
5580 | East Kentucky Power Coop, Inc | 56279 | Laurel Ridge LFGTE | Electric Utility | KY | 4 | 0.8 | Landfill Gas | LFG | IC | 9 | 2003 |  |  | (OP) Operating
5580 | East Kentucky Power Coop, Inc | 56279 | Laurel Ridge LFGTE | Electric Utility | KY | 5 | 0.8 | Landfill Gas | LFG | IC | 2 | 2006 |  |  | (OP) Operating
5580 | East Kentucky Power Coop, Inc | 56280 | Hardin County LFGTE | Electric Utility | KY | 1 | 0.8 | Landfill Gas | LFG | IC | 1 | 2006 |  |  | (OP) Operating
5580 | East Kentucky Power Coop, Inc | 56280 | Hardin County LFGTE | Electric Utility | KY | 2 | 0.8 | Landfill Gas | LFG | IC | 1 | 2006 |  |  | (OP) Operating
5580 | East Kentucky Power Coop, Inc | 56280 | Hardin County LFGTE | Electric Utility | KY | 3 | 0.8 | Landfill Gas | LFG | IC | 1 | 2006 |  |  | (OP) Operating
50111 | Lafayette Utilities System | 56283 | Hargis-Hebert Electric Generating | Electric Utility | LA | U-1 | 47 | Natural Gas Fired Combustion Turbine | NG | GT | 6 | 2006 |  |  | (OP) Operating
50111 | Lafayette Utilities System | 56283 | Hargis-Hebert Electric Generating | Electric Utility | LA | U-2 | 47 | Natural Gas Fired Combustion Turbine | NG | GT | 6 | 2006 |  |  | (OP) Operating
50045 | Phillips 66 Company | 56284 | Santa Maria EPG | Industrial Non-CHP | CA | EPG | 5.3 | Other Gases | OG | ST | 12 | 1995 |  |  | (OP) Operating
16558 | City of Salem - (VA) | 56288 | Salem Water Plant | Commercial Non-CHP | VA | 1 | 2 | Petroleum Liquids | DFO | IC | 8 | 2003 |  |  | (SB) Standby/Backup: available for service but not normally used
16558 | City of Salem - (VA) | 56289 | Salem Street Dept | Commercial Non-CHP | VA | 1 | 2 | Petroleum Liquids | DFO | IC | 7 | 2005 |  |  | (SB) Standby/Backup: available for service but not normally used
54684 | Flat Rock Windpower, LLC | 56290 | Maple Ridge Wind Farm | IPP Non-CHP | NY | 1 | 137 | Onshore Wind Turbine | WND | WT | 12 | 2005 |  |  | (OP) Operating
54684 | Flat Rock Windpower, LLC | 56290 | Maple Ridge Wind Farm | IPP Non-CHP | NY | 1A | 61 | Onshore Wind Turbine | WND | WT | 1 | 2006 |  |  | (OP) Operating
54684 | Flat Rock Windpower, LLC | 56290 | Maple Ridge Wind Farm | IPP Non-CHP | NY | 2 | 33 | Onshore Wind Turbine | WND | WT | 6 | 2006 |  |  | (OP) Operating
54684 | Flat Rock Windpower, LLC | 56290 | Maple Ridge Wind Farm | IPP Non-CHP | NY | 3 | 91 | Onshore Wind Turbine | WND | WT | 12 | 2006 |  |  | (OP) Operating
50063 | FPL Energy Horse Hollow LLC | 56291 | Horse Hollow Wind Energy Center | IPP Non-CHP | TX | 1 | 213 | Onshore Wind Turbine | WND | WT | 12 | 2005 |  |  | (OP) Operating
50063 | FPL Energy Horse Hollow LLC | 56291 | Horse Hollow Wind Energy Center | IPP Non-CHP | TX | 2 | 223.5 | Onshore Wind Turbine | WND | WT | 6 | 2006 |  |  | (OP) Operating
50063 | FPL Energy Horse Hollow LLC | 56291 | Horse Hollow Wind Energy Center | IPP Non-CHP | TX | 3 | 299 | Onshore Wind Turbine | WND | WT | 6 | 2006 |  |  | (OP) Operating
13683 | North Carolina El Member Corp | 56292 | Hamlet Generating Facility | Electric Utility | NC | ES1 | 56.5 | Natural Gas Fired Combustion Turbine | NG | GT | 12 | 2007 |  |  | (OP) Operating
13683 | North Carolina El Member Corp | 56292 | Hamlet Generating Facility | Electric Utility | NC | ES2 | 56.5 | Natural Gas Fired Combustion Turbine | NG | GT | 12 | 2007 |  |  | (OP) Operating
13683 | North Carolina El Member Corp | 56292 | Hamlet Generating Facility | Electric Utility | NC | ES3 | 56.5 | Natural Gas Fired Combustion Turbine | NG | GT | 12 | 2007 |  |  | (OP) Operating
13683 | North Carolina El Member Corp | 56292 | Hamlet Generating Facility | Electric Utility | NC | ES4 | 56.5 | Natural Gas Fired Combustion Turbine | NG | GT | 12 | 2007 |  |  | (OP) Operating
13683 | North Carolina El Member Corp | 56292 | Hamlet Generating Facility | Electric Utility | NC | ES5 | 56.5 | Natural Gas Fired Combustion Turbine | NG | GT | 12 | 2007 |  |  | (OP) Operating
13683 | North Carolina El Member Corp | 56292 | Hamlet Generating Facility | Electric Utility | NC | ES6 | 56.5 | Natural Gas Fired Combustion Turbine | NG | GT | 7 | 2013 |  |  | (OP) Operating
50123 | Infigen Asset Management LLC | 56293 | Caprock Wind Farm | IPP Non-CHP | NM | 1 | 60 | Onshore Wind Turbine | WND | WT | 12 | 2004 |  |  | (OP) Operating
50123 | Infigen Asset Management LLC | 56293 | Caprock Wind Farm | IPP Non-CHP | NM | 2 | 20 | Onshore Wind Turbine | WND | WT | 5 | 2005 |  |  | (OP) Operating
50095 | Phillips 66 | 56294 | Bayway Refinery | Industrial Non-CHP | NJ | FGX | 11.2 | All Other | OTH | OT | 12 | 1967 |  |  | (OP) Operating
50123 | Infigen Asset Management LLC | 56295 | Kumeyaay Wind | IPP Non-CHP | CA | 1 | 50 | Onshore Wind Turbine | WND | WT | 12 | 2005 |  |  | (OP) Operating
15399 | Iberdrola Renewables Inc | 56296 | Trimont Area Wind Farm | IPP Non-CHP | MN | 1 | 100.5 | Onshore Wind Turbine | WND | WT | 11 | 2005 |  |  | (OP) Operating
50123 | Infigen Asset Management LLC | 56297 | Crescent Ridge | IPP Non-CHP | IL | 1 | 53 | Onshore Wind Turbine | WND | WT | 12 | 2005 |  |  | (OP) Operating
16295 | City of Roseville - (CA) | 56298 | Roseville Energy Park | Electric Utility | CA | 0001 | 38 | Natural Gas Fired Combined Cycle | NG | CT | 11 | 2007 |  |  | (OP) Operating
16295 | City of Roseville - (CA) | 56298 | Roseville Energy Park | Electric Utility | CA | 0002 | 38 | Natural Gas Fired Combined Cycle | NG | CT | 11 | 2007 |  |  | (OP) Operating
16295 | City of Roseville - (CA) | 56298 | Roseville Energy Park | Electric Utility | CA | 0003 | 75 | Natural Gas Fired Combined Cycle | NG | CA | 11 | 2007 |  |  | (OP) Operating
50123 | Infigen Asset Management LLC | 56299 | Wind Park Bear Creek | IPP Non-CHP | PA | 1 | 24 | Onshore Wind Turbine | WND | WT | 3 | 2006 |  |  | (OP) Operating
50123 | Infigen Asset Management LLC | 56300 | Jersey-Atlantic Wind Farm | IPP Non-CHP | NJ | 1 | 7.5 | Onshore Wind Turbine | WND | WT | 3 | 2006 |  |  | (OP) Operating
49893 | Invenergy Services LLC | 56301 | Wolverine Creek | IPP Non-CHP | ID | 1 | 64.5 | Onshore Wind Turbine | WND | WT | 2 | 2006 |  |  | (OP) Operating
57170 | EDF Renewable Asset Holdings, Inc. | 56302 | Oasis Wind | IPP Non-CHP | CA | 1 | 60 | Onshore Wind Turbine | WND | WT | 12 | 2004 |  |  | (OP) Operating
15399 | Iberdrola Renewables Inc | 56303 | Elk River Wind | IPP Non-CHP | KS | 1 | 150 | Onshore Wind Turbine | WND | WT | 12 | 2005 |  |  | (OP) Operating
34505 | Edison Mission Energy | 56304 | San Juan Mesa | IPP Non-CHP | NM | 1 | 120 | Onshore Wind Turbine | WND | WT | 12 | 2005 |  |  | (OP) Operating
6985 | Garwin McNeilus | 56307 | Adams Wind Farm | IPP Non-CHP | MN | 1 | 14 | Onshore Wind Turbine | WND | WT | 9 | 2003 |  |  | (OP) Operating
6985 | Garwin McNeilus | 56307 | Adams Wind Farm | IPP Non-CHP | MN | 2 | 10 | Onshore Wind Turbine | WND | WT | 7 | 2004 |  |  | (OP) Operating
54845 | Colorado & Santa Fe Energy Co | 56308 | Fossil Gulch | IPP Non-CHP | ID | 1 | 10.5 | Onshore Wind Turbine | WND | WT | 2 | 2005 |  |  | (OP) Operating
50130 | Trigen St Louis Energy Corporation | 56309 | Trigen St. Louis | IPP CHP | MO | CT-1 | 4.8 | Natural Gas Fired Combined Cycle | NG | CS | 7 | 1999 |  |  | (OP) Operating
50130 | Trigen St Louis Energy Corporation | 56309 | Trigen St. Louis | IPP CHP | MO | CT-2 | 5 | Natural Gas Fired Combined Cycle | NG | CS | 7 | 1999 |  |  | (OP) Operating
50130 | Trigen St Louis Energy Corporation | 56309 | Trigen St. Louis | IPP CHP | MO | IC-1 | 1 | Petroleum Liquids | DFO | IC | 6 | 1999 |  |  | (OP) Operating
50130 | Trigen St Louis Energy Corporation | 56309 | Trigen St. Louis | IPP CHP | MO | ST-3 | 18 | Natural Gas Fired Combined Cycle | NG | CA | 6 | 2000 |  |  | (OP) Operating
50130 | Trigen St Louis Energy Corporation | 56309 | Trigen St. Louis | IPP CHP | MO | ST-4 | 1.5 | Natural Gas Steam Turbine | NG | ST | 6 | 1999 |  |  | (OP) Operating
50130 | Trigen St Louis Energy Corporation | 56309 | Trigen St. Louis | IPP CHP | MO | ST-5 | 1.5 | Natural Gas Steam Turbine | NG | ST | 6 | 1999 |  |  | (OP) Operating
50123 | Infigen Asset Management LLC | 56311 | Sweetwater Wind 3 LLC | IPP Non-CHP | TX | SW3 | 135 | Onshore Wind Turbine | WND | WT | 12 | 2005 |  |  | (OP) Operating
6529 | Exxon Mobil Production Co | 56312 | Shute Creek Facility | Industrial CHP | WY | 021A | 28 | Other Gases | OG | GT | 5 | 2005 |  |  | (OP) Operating
6529 | Exxon Mobil Production Co | 56312 | Shute Creek Facility | Industrial CHP | WY | 021B | 28 | Other Gases | OG | GT | 5 | 2005 |  |  | (OP) Operating
6529 | Exxon Mobil Production Co | 56312 | Shute Creek Facility | Industrial CHP | WY | 021C | 28 | Other Gases | OG | GT | 5 | 2005 |  |  | (OP) Operating
50134 | Holcomb Rock Company | 56313 | Coleman Falls | Industrial Non-CHP | VA | CGH2 | 0.5 | Conventional Hydroelectric | WAT | HY | 6 | 1983 |  |  | (OP) Operating
50134 | Holcomb Rock Company | 56313 | Coleman Falls | Industrial Non-CHP | VA | CGH3 | 0.5 | Conventional Hydroelectric | WAT | HY | 6 | 1983 |  |  | (OP) Operating
50134 | Holcomb Rock Company | 56313 | Coleman Falls | Industrial Non-CHP | VA | CHG1 | 0.5 | Conventional Hydroelectric | WAT | HY | 6 | 1983 |  |  | (OP) Operating
50134 | Holcomb Rock Company | 56314 | Holcomb Rock | Industrial Non-CHP | VA | HG1 | 0.2 | Conventional Hydroelectric | WAT | HY | 6 | 1920 |  |  | (OP) Operating
50134 | Holcomb Rock Company | 56314 | Holcomb Rock | Industrial Non-CHP | VA | HG2 | 0.2 | Conventional Hydroelectric | WAT | HY | 6 | 1920 |  |  | (OP) Operating
50134 | Holcomb Rock Company | 56314 | Holcomb Rock | Industrial Non-CHP | VA | HG3 | 0.2 | Conventional Hydroelectric | WAT | HY | 6 | 1920 |  |  | (OP) Operating
50147 | US Geothermal Inc. | 56317 | Raft River Geothermal Power Plant | IPP Non-CHP | ID | 1 | 10 | Geothermal | GEO | BT | 1 | 2008 |  |  | (OP) Operating
50152 | Fauquier Landfill Gas, LLC | 56318 | Fauquier Landfill Gas | IPP Non-CHP | VA | 1 | 1 | Landfill Gas | LFG | IC | 3 | 2004 |  |  | (OP) Operating
50152 | Fauquier Landfill Gas, LLC | 56318 | Fauquier Landfill Gas | IPP Non-CHP | VA | 2 | 1 | Landfill Gas | LFG | IC | 10 | 2004 |  |  | (OP) Operating
19545 | Black Hills Power Inc | 56319 | Wygen 2 | Electric Utility | WY | 0001 | 85 | Conventional Steam Coal | SUB | ST | 1 | 2008 |  |  | (OP) Operating
49893 | Invenergy Services LLC | 56320 | Spring Canyon | IPP Non-CHP | CO | 1 | 60 | Onshore Wind Turbine | WND | WT | 2 | 2006 |  |  | (OP) Operating
34691 | Ormat Nevada Inc | 56321 | Richard Burdette Geothermal | IPP Non-CHP | NV | 1 | 7.8 | Geothermal | GEO | BT | 11 | 2005 |  |  | (OP) Operating
34691 | Ormat Nevada Inc | 56321 | Richard Burdette Geothermal | IPP Non-CHP | NV | OEC2 | 7.8 | Geothermal | GEO | BT | 11 | 2005 |  |  | (OP) Operating
15500 | Puget Sound Energy Inc | 56322 | Wild Horse | Electric Utility | WA | 1 | 228.6 | Onshore Wind Turbine | WND | WT | 12 | 2006 |  |  | (OP) Operating
15500 | Puget Sound Energy Inc | 56322 | Wild Horse | Electric Utility | WA | WH2 | 44 | Onshore Wind Turbine | WND | WT | 11 | 2009 |  |  | (OP) Operating
15500 | Puget Sound Energy Inc | 56322 | Wild Horse | Electric Utility | WA | WHS1 | 0.5 | Solar Photovoltaic | SUN | PV | 10 | 2007 |  |  | (OP) Operating
50158 | Innovative Energy Systems Inc | 56323 | Modern Innovative Energy LLC | IPP Non-CHP | NY | GEN1 | 1.6 | Landfill Gas | LFG | IC | 2 | 2006 |  |  | (OP) Operating
50158 | Innovative Energy Systems Inc | 56323 | Modern Innovative Energy LLC | IPP Non-CHP | NY | GEN2 | 1.6 | Landfill Gas | LFG | IC | 2 | 2006 |  |  | (OP) Operating
50158 | Innovative Energy Systems Inc | 56323 | Modern Innovative Energy LLC | IPP Non-CHP | NY | GEN3 | 1.6 | Landfill Gas | LFG | IC | 2 | 2006 |  |  | (OP) Operating
50158 | Innovative Energy Systems Inc | 56323 | Modern Innovative Energy LLC | IPP Non-CHP | NY | GEN4 | 1.6 | Landfill Gas | LFG | IC | 2 | 2006 |  |  | (OP) Operating
50158 | Innovative Energy Systems Inc | 56324 | Colonie LFGTE Facility | IPP Non-CHP | NY | GEN1 | 1.6 | Landfill Gas | LFG | IC | 2 | 2006 |  |  | (OP) Operating
50158 | Innovative Energy Systems Inc | 56324 | Colonie LFGTE Facility | IPP Non-CHP | NY | GEN2 | 1.6 | Landfill Gas | LFG | IC | 2 | 2006 |  |  | (OP) Operating
50158 | Innovative Energy Systems Inc | 56324 | Colonie LFGTE Facility | IPP Non-CHP | NY | GEN3 | 1.6 | Landfill Gas | LFG | IC | 2 | 2006 |  |  | (OP) Operating
7353 | Golden Valley Elec Assn Inc | 56325 | Delta Power | Electric Utility | AK | 6 | 23.1 | Petroleum Liquids | DFO | GT | 11 | 1976 |  |  | (SB) Standby/Backup: available for service but not normally used
7349 | Golden Spread Electric Cooperative, Inc | 56326 | Mustang Station Unit 4 | Electric Utility | TX | GEN1 | 145 | Natural Gas Fired Combustion Turbine | NG | GT | 4 | 2006 |  |  | (OP) Operating
7349 | Golden Spread Electric Cooperative, Inc | 56326 | Mustang Station Unit 4 | Electric Utility | TX | GEN2 | 145 | Natural Gas Fired Combustion Turbine | NG | GT | 6 | 2007 |  |  | (OP) Operating
7349 | Golden Spread Electric Cooperative, Inc | 56326 | Mustang Station Unit 4 | Electric Utility | TX | GEN3 | 145 | Natural Gas Fired Combustion Turbine | NG | GT | 8 | 2013 |  |  | (OP) Operating
5580 | East Kentucky Power Coop, Inc | 56327 | Pendleton County LFGTE | Electric Utility | KY | 1 | 0.8 | Landfill Gas | LFG | IC | 2 | 2007 |  |  | (OP) Operating
5580 | East Kentucky Power Coop, Inc | 56327 | Pendleton County LFGTE | Electric Utility | KY | 2 | 0.8 | Landfill Gas | LFG | IC | 2 | 2007 |  |  | (OP) Operating
5580 | East Kentucky Power Coop, Inc | 56327 | Pendleton County LFGTE | Electric Utility | KY | 3 | 0.8 | Landfill Gas | LFG | IC | 2 | 2007 |  |  | (OP) Operating
5580 | East Kentucky Power Coop, Inc | 56327 | Pendleton County LFGTE | Electric Utility | KY | 4 | 0.8 | Landfill Gas | LFG | IC | 2 | 2007 |  |  | (OP) Operating
17698 | Southwestern Electric Power Co | 56328 | Harry D Mattison Gas Plant | Electric Utility | AR | 1 | 75 | Natural Gas Fired Combustion Turbine | NG | GT | 12 | 2007 |  |  | (SB) Standby/Backup: available for service but not normally used
17698 | Southwestern Electric Power Co | 56328 | Harry D Mattison Gas Plant | Electric Utility | AR | 2 | 75 | Natural Gas Fired Combustion Turbine | NG | GT | 12 | 2007 |  |  | (SB) Standby/Backup: available for service but not normally used
17698 | Southwestern Electric Power Co | 56328 | Harry D Mattison Gas Plant | Electric Utility | AR | 3 | 72 | Natural Gas Fired Combustion Turbine | NG | GT | 7 | 2007 |  |  | (SB) Standby/Backup: available for service but not normally used
17698 | Southwestern Electric Power Co | 56328 | Harry D Mattison Gas Plant | Electric Utility | AR | 4 | 72 | Natural Gas Fired Combustion Turbine | NG | GT | 7 | 2007 |  |  | (SB) Standby/Backup: available for service but not normally used
19547 | Hawaiian Electric Co Inc | 56329 | Campbell Industrial Park | Electric Utility | HI | CIP1 | 113 | Other Waste Biomass | OBL | GT | 7 | 2009 |  |  | (OP) Operating
54686 | Gauley River Power Partners LP | 56333 | Gauley River Power Partners | IPP Non-CHP | WV | GEN1 | 40 | Conventional Hydroelectric | WAT | HY | 7 | 2001 |  |  | (OP) Operating
54686 | Gauley River Power Partners LP | 56333 | Gauley River Power Partners | IPP Non-CHP | WV | GEN2 | 40 | Conventional Hydroelectric | WAT | HY | 7 | 2001 |  |  | (OP) Operating
54707 | Blue Canyon Windpower II LLC | 56335 | Blue Canyon Windpower II | IPP Non-CHP | OK | EW2 | 151 | Onshore Wind Turbine | WND | WT | 12 | 2005 |  |  | (OP) Operating
50123 | Infigen Asset Management LLC | 56336 | Aragonne Wind LLC | IPP Non-CHP | NM | 1 | 90 | Onshore Wind Turbine | WND | WT | 12 | 2006 |  |  | (OP) Operating
50123 | Infigen Asset Management LLC | 56337 | Sweetwater Wind 4 LLC | IPP Non-CHP | TX | SW4 | 241 | Onshore Wind Turbine | WND | WT | 5 | 2007 |  |  | (OP) Operating
54709 | High Trail Wind Farm LLC | 56338 | High Trail Wind Farm LLC | IPP Non-CHP | IL | 1 | 198 | Onshore Wind Turbine | WND | WT | 3 | 2007 |  |  | (OP) Operating
13630 | North Carolina Mun Power Agny #1 | 56339 | Albemarle Hospital Unit | Electric Utility | NC | 1 | 1.8 | Petroleum Liquids | DFO | IC | 8 | 2006 |  |  | (OP) Operating
13630 | North Carolina Mun Power Agny #1 | 56340 | Cherryville City Hall | Electric Utility | NC | 1 | 1.8 | Petroleum Liquids | DFO | IC | 8 | 2006 |  |  | (OP) Operating
13630 | North Carolina Mun Power Agny #1 | 56341 | Lincolnton High School | Electric Utility | NC | 1 | 1.8 | Petroleum Liquids | DFO | IC | 8 | 2006 |  |  | (OP) Operating
13630 | North Carolina Mun Power Agny #1 | 56342 | Maiden Community Center | Electric Utility | NC | 1 | 1.8 | Petroleum Liquids | DFO | IC | 9 | 2006 |  |  | (OP) Operating
13630 | North Carolina Mun Power Agny #1 | 56343 | Monroe Middle School | Electric Utility | NC | 1 | 1.8 | Petroleum Liquids | DFO | IC | 8 | 2006 |  |  | (OP) Operating
13630 | North Carolina Mun Power Agny #1 | 56344 | Morganton Station 5 | Electric Utility | NC | 1 | 1.8 | Petroleum Liquids | DFO | IC | 8 | 2006 |  |  | (OP) Operating
13630 | North Carolina Mun Power Agny #1 | 56345 | Pineville Delivery 1 | Electric Utility | NC | 1 | 1.8 | Petroleum Liquids | DFO | IC | 9 | 2006 |  |  | (OP) Operating
54710 | Golden State Water Company | 56346 | Bear Valley Power Plant | Electric Utility | CA | ICE1 | 1.2 | Natural Gas Internal Combustion Engine | NG | IC | 1 | 2005 |  |  | (OP) Operating
54710 | Golden State Water Company | 56346 | Bear Valley Power Plant | Electric Utility | CA | ICE2 | 1.2 | Natural Gas Internal Combustion Engine | NG | IC | 1 | 2005 |  |  | (OP) Operating
54710 | Golden State Water Company | 56346 | Bear Valley Power Plant | Electric Utility | CA | ICE3 | 1.2 | Natural Gas Internal Combustion Engine | NG | IC | 1 | 2005 |  |  | (OP) Operating
54710 | Golden State Water Company | 56346 | Bear Valley Power Plant | Electric Utility | CA | ICE4 | 1.2 | Natural Gas Internal Combustion Engine | NG | IC | 1 | 2005 |  |  | (OP) Operating
54710 | Golden State Water Company | 56346 | Bear Valley Power Plant | Electric Utility | CA | ICE5 | 1.2 | Natural Gas Internal Combustion Engine | NG | IC | 1 | 2005 |  |  | (OP) Operating
54710 | Golden State Water Company | 56346 | Bear Valley Power Plant | Electric Utility | CA | ICE6 | 1.2 | Natural Gas Internal Combustion Engine | NG | IC | 1 | 2005 |  |  | (OP) Operating
54710 | Golden State Water Company | 56346 | Bear Valley Power Plant | Electric Utility | CA | ICE7 | 1.2 | Natural Gas Internal Combustion Engine | NG | IC | 1 | 2005 |  |  | (OP) Operating
20856 | Wisconsin Power & Light Co | 56347 | Cedar Ridge | Electric Utility | WI | 1 | 67.7 | Onshore Wind Turbine | WND | WT | 12 | 2008 |  |  | (OP) Operating
10777 | Town of Laverne - (OK) | 56348 | Laverne Diesel Generating Plant | Electric Utility | OK | 1 | 2 | Petroleum Liquids | DFO | IC | 1 | 2006 |  |  | (OP) Operating
10777 | Town of Laverne - (OK) | 56348 | Laverne Diesel Generating Plant | Electric Utility | OK | 2 | 2 | Petroleum Liquids | DFO | IC | 1 | 2006 |  |  | (OP) Operating
56766 | CER Quail Run Energy Partners LP | 56349 | Quail Run Energy Center | IPP Non-CHP | TX | CT1A | 72 | Natural Gas Fired Combined Cycle | NG | CT | 5 | 2007 |  |  | (OP) Operating
56766 | CER Quail Run Energy Partners LP | 56349 | Quail Run Energy Center | IPP Non-CHP | TX | CT1B | 72 | Natural Gas Fired Combined Cycle | NG | CT | 5 | 2007 |  |  | (OP) Operating
56766 | CER Quail Run Energy Partners LP | 56349 | Quail Run Energy Center | IPP Non-CHP | TX | CT2A | 70 | Natural Gas Fired Combined Cycle | NG | CT | 5 | 2002 |  |  | (OP) Operating
56766 | CER Quail Run Energy Partners LP | 56349 | Quail Run Energy Center | IPP Non-CHP | TX | CT2B | 70 | Natural Gas Fired Combined Cycle | NG | CT | 5 | 2002 |  |  | (OP) Operating
56766 | CER Quail Run Energy Partners LP | 56349 | Quail Run Energy Center | IPP Non-CHP | TX | ST1 | 98 | Natural Gas Fired Combined Cycle | NG | CA | 5 | 2007 |  |  | (OP) Operating
56766 | CER Quail Run Energy Partners LP | 56349 | Quail Run Energy Center | IPP Non-CHP | TX | ST2 | 100 | Natural Gas Fired Combined Cycle | NG | CA | 5 | 2008 |  |  | (OP) Operating
56765 | CER Colorado Bend Energy Partners LP | 56350 | Colorado Bend Energy Center | IPP Non-CHP | TX | CT1A | 75 | Natural Gas Fired Combined Cycle | NG | CT | 5 | 2002 |  |  | (OP) Operating
56765 | CER Colorado Bend Energy Partners LP | 56350 | Colorado Bend Energy Center | IPP Non-CHP | TX | CT1B | 75 | Natural Gas Fired Combined Cycle | NG | CT | 5 | 2002 |  |  | (OP) Operating
56765 | CER Colorado Bend Energy Partners LP | 56350 | Colorado Bend Energy Center | IPP Non-CHP | TX | CT2A | 75 | Natural Gas Fired Combined Cycle | NG | CT | 5 | 2002 |  |  | (OP) Operating
56765 | CER Colorado Bend Energy Partners LP | 56350 | Colorado Bend Energy Center | IPP Non-CHP | TX | CT2B | 75 | Natural Gas Fired Combined Cycle | NG | CT | 5 | 2002 |  |  | (OP) Operating
56765 | CER Colorado Bend Energy Partners LP | 56350 | Colorado Bend Energy Center | IPP Non-CHP | TX | ST1 | 105 | Natural Gas Fired Combined Cycle | NG | CA | 5 | 2007 |  |  | (OP) Operating
56765 | CER Colorado Bend Energy Partners LP | 56350 | Colorado Bend Energy Center | IPP Non-CHP | TX | ST2 | 105 | Natural Gas Fired Combined Cycle | NG | CA | 6 | 2008 |  |  | (OP) Operating
10000 | Kansas City Power & Light Co | 56351 | Spearville | Electric Utility | KS | 1 | 100.5 | Onshore Wind Turbine | WND | WT | 9 | 2006 |  |  | (OP) Operating
10000 | Kansas City Power & Light Co | 56351 | Spearville | Electric Utility | KS | 2 | 48 | Onshore Wind Turbine | WND | WT | 12 | 2010 |  |  | (OP) Operating
9417 | Interstate Power and Light Co | 56355 | Whispering Willow Wind Farm - East | Electric Utility | IA | 1 | 199.7 | Onshore Wind Turbine | WND | WT | 12 | 2009 |  |  | (OP) Operating
16088 | City of Riverside - (CA) | 56356 | Clearwater Power Plant | Electric Utility | CA | CT1 | 21 | Natural Gas Fired Combined Cycle | NG | CT | 3 | 2005 |  |  | (OP) Operating
16088 | City of Riverside - (CA) | 56356 | Clearwater Power Plant | Electric Utility | CA | ST1 | 7 | Natural Gas Fired Combined Cycle | NG | CA | 3 | 2005 |  |  | (OP) Operating
54717 | FPL Energy Burleigh County Wind LLC | 56357 | FPL Energy Burleigh County Wind | IPP Non-CHP | ND | GE | 18 | Onshore Wind Turbine | WND | WT | 2 | 2006 |  |  | (OP) Operating
54717 | FPL Energy Burleigh County Wind LLC | 56357 | FPL Energy Burleigh County Wind | IPP Non-CHP | ND | GE15 | 31.5 | Onshore Wind Turbine | WND | WT | 12 | 2005 |  |  | (OP) Operating
54690 | Western Renewable Energy LLC | 56358 | Western Renewable Energy | IPP Non-CHP | AZ | 1 | 2.5 | Wood/Wood Waste Biomass | WDS | ST | 2 | 2004 |  |  | (OS) Out of service and NOT expected to return to service in next calendar year
15399 | Iberdrola Renewables Inc | 56359 | Klondike Windpower II | IPP Non-CHP | OR | PH2 | 75 | Onshore Wind Turbine | WND | WT | 7 | 2005 |  |  | (OP) Operating
14354 | PacifiCorp | 56360 | Leaning Juniper | Electric Utility | OR | 1 | 100.5 | Onshore Wind Turbine | WND | WT | 10 | 2006 |  |  | (OP) Operating
15399 | Iberdrola Renewables Inc | 56361 | Big Horn Wind Project | IPP Non-CHP | WA | 1 | 199 | Onshore Wind Turbine | WND | WT | 10 | 2006 |  |  | (OP) Operating
15399 | Iberdrola Renewables Inc | 56362 | Shiloh I Wind Project | IPP Non-CHP | CA | 1 | 150 | Onshore Wind Turbine | WND | WT | 5 | 2006 |  |  | (OP) Operating
4619 | Town of Culpeper- (VA) | 56367 | Electric Avenue Facility | Electric Utility | VA | 1 | 1.8 | Petroleum Liquids | DFO | IC | 12 | 2004 |  |  | (OP) Operating
4619 | Town of Culpeper- (VA) | 56367 | Electric Avenue Facility | Electric Utility | VA | 2 | 1.8 | Petroleum Liquids | DFO | IC | 12 | 2004 |  |  | (OP) Operating
4619 | Town of Culpeper- (VA) | 56367 | Electric Avenue Facility | Electric Utility | VA | 3 | 1.8 | Petroleum Liquids | DFO | IC | 12 | 2004 |  |  | (OP) Operating
11560 | City of Manassas - (VA) | 56368 | Water Treatment Plant Generators | Electric Utility | VA | WP1 | 1.7 | Petroleum Liquids | DFO | IC | 4 | 2007 |  |  | (OP) Operating
15399 | Iberdrola Renewables Inc | 56369 | Casselman Wind Power Project | IPP Non-CHP | PA | 1 | 34.5 | Onshore Wind Turbine | WND | WT | 12 | 2007 |  |  | (OP) Operating
50123 | Infigen Asset Management LLC | 56371 | Cedar Creek Wind | IPP Non-CHP | CO | 1 | 300 | Onshore Wind Turbine | WND | WT | 11 | 2007 |  |  | (OP) Operating
50123 | Infigen Asset Management LLC | 56372 | Sweetwater Wind 5 | IPP Non-CHP | TX | SW5 | 80.5 | Onshore Wind Turbine | WND | WT | 12 | 2007 |  |  | (OP) Operating
1015 | Austin Energy | 56374 | Robert Mueller Energy Center | Electric Utility | TX | CT1 | 3.7 | Natural Gas Fired Combustion Turbine | NG | GT | 7 | 2006 |  |  | (OP) Operating
1015 | Austin Energy | 56374 | Robert Mueller Energy Center | Electric Utility | TX | DG1 | 1.5 | Petroleum Liquids | DFO | IC | 7 | 2006 |  |  | (SB) Standby/Backup: available for service but not normally used
9209 | Illinois Rural Electric Coop | 56376 | Pike County Wind Power | Electric Utility | IL | WTG1 | 1.7 | Onshore Wind Turbine | WND | WT | 5 | 2005 |  |  | (OP) Operating
49893 | Invenergy Services LLC | 56377 | Judith Gap Wind Energy Center | IPP Non-CHP | MT | 1 | 135 | Onshore Wind Turbine | WND | WT | 12 | 2005 |  |  | (OP) Operating
794 | Apollo Energy Corp | 56378 | Pakini Nui Wind Farm | IPP Non-CHP | HI | 1 | 21 | Onshore Wind Turbine | WND | WT | 4 | 2007 |  |  | (OP) Operating
12341 | MidAmerican Energy Co | 56379 | Victory Wind Farm | Electric Utility | IA | VWF | 99 | Onshore Wind Turbine | WND | WT | 12 | 2006 |  |  | (OP) Operating
14063 | Oklahoma Gas & Electric Co | 56380 | Centennial Wind Farm | Electric Utility | OK | WT1 | 120 | Onshore Wind Turbine | WND | WT | 12 | 2006 |  |  | (OP) Operating
15399 | Iberdrola Renewables Inc | 56383 | Northern Iowa Windpower II | IPP Non-CHP | IA | TOI2 | 80 | Onshore Wind Turbine | WND | WT | 1 | 2008 |  |  | (OP) Operating
11479 | Madison Gas & Electric Co | 56386 | Top of Iowa Windfarm III | Electric Utility | IA | TOI3 | 3.4 | Onshore Wind Turbine | WND | WT | 2 | 2008 |  |  | (OP) Operating
20847 | Wisconsin Electric Power Co | 56391 | Blue Sky Green Field Wind Project | Electric Utility | WI | 1 | 21 | Onshore Wind Turbine | WND | WT | 5 | 2008 |  |  | (OP) Operating
55696 | FPL Energy Oliver County Wind | 56392 | FPL Energy Oliver Wind I LLC | IPP Non-CHP | ND | 1 | 50.6 | Onshore Wind Turbine | WND | WT | 12 | 2006 |  |  | (OP) Operating
56215 | E ON Climate Renewables N America LLC | 56394 | Forest Creek Wind Farm LLC | IPP Non-CHP | TX | 1 | 124.2 | Onshore Wind Turbine | WND | WT | 12 | 2006 |  |  | (OP) Operating
54759 | Lone Star Wind Farm LLC | 56395 | Mesquite Wind Power LLC | IPP Non-CHP | TX | 1 | 200 | Onshore Wind Turbine | WND | WT | 11 | 2007 |  |  | (OP) Operating
23279 | Allegheny Energy Supply Co LLC | 56397 | Hunlock Unit 4 | IPP Non-CHP | PA | 4 | 45 | Natural Gas Fired Combustion Turbine | NG | GT | 12 | 2000 |  |  | (OP) Operating
15399 | Iberdrola Renewables Inc | 56399 | Lempster Wind LLC | IPP Non-CHP | NH | 1 | 24 | Onshore Wind Turbine | WND | WT | 12 | 2008 |  |  | (OP) Operating
6616 | Fort Pierce Utilities Authority | 56400 | Treasure Coast Energy Center | Electric Utility | FL | CT1 | 158.8 | Natural Gas Fired Combined Cycle | NG | CT | 5 | 2008 |  |  | (OP) Operating
6616 | Fort Pierce Utilities Authority | 56400 | Treasure Coast Energy Center | Electric Utility | FL | ST1 | 159.2 | Natural Gas Fired Combined Cycle | NG | CA | 5 | 2008 |  |  | (OP) Operating
17833 | City Utilities of Springfield - (MO) | 56404 | Noble Hill Landfill | Electric Utility | MO | NHLC | 3 | Landfill Gas | LFG | IC | 5 | 2006 |  |  | (OP) Operating
55744 | Acciona Solar Power | 56405 | Nevada Solar One | IPP Non-CHP | NV | ONE | 68.5 | Solar Thermal without Energy Storage | SUN | ST | 6 | 2007 |  |  | (OP) Operating
17164 | Sierra Pacific Industries Inc | 56406 | Sierra Pacific Burlington Facility | Industrial CHP | WA | GEN1 | 24.6 | Wood/Wood Waste Biomass | WDS | ST | 3 | 2007 |  |  | (OP) Operating
6452 | Florida Power & Light Co | 56407 | West County Energy Center | Electric Utility | FL | 1A | 232 | Natural Gas Fired Combined Cycle | NG | CT | 8 | 2009 |  |  | (OP) Operating
6452 | Florida Power & Light Co | 56407 | West County Energy Center | Electric Utility | FL | 1B | 232 | Natural Gas Fired Combined Cycle | NG | CT | 8 | 2009 |  |  | (OP) Operating
6452 | Florida Power & Light Co | 56407 | West County Energy Center | Electric Utility | FL | 1C | 232 | Natural Gas Fired Combined Cycle | NG | CT | 8 | 2009 |  |  | (OP) Operating
6452 | Florida Power & Light Co | 56407 | West County Energy Center | Electric Utility | FL | 1ST | 523 | Natural Gas Fired Combined Cycle | NG | CA | 8 | 2009 |  |  | (OP) Operating
6452 | Florida Power & Light Co | 56407 | West County Energy Center | Electric Utility | FL | 2A | 232 | Natural Gas Fired Combined Cycle | NG | CT | 11 | 2009 |  |  | (OP) Operating
6452 | Florida Power & Light Co | 56407 | West County Energy Center | Electric Utility | FL | 2B | 232 | Natural Gas Fired Combined Cycle | NG | CT | 11 | 2009 |  |  | (OP) Operating
6452 | Florida Power & Light Co | 56407 | West County Energy Center | Electric Utility | FL | 2C | 232 | Natural Gas Fired Combined Cycle | NG | CT | 11 | 2009 |  |  | (OP) Operating
6452 | Florida Power & Light Co | 56407 | West County Energy Center | Electric Utility | FL | 2ST | 523 | Natural Gas Fired Combined Cycle | NG | CA | 11 | 2009 |  |  | (OP) Operating
6452 | Florida Power & Light Co | 56407 | West County Energy Center | Electric Utility | FL | 3A | 232 | Natural Gas Fired Combined Cycle | NG | CT | 5 | 2011 |  |  | (OP) Operating
6452 | Florida Power & Light Co | 56407 | West County Energy Center | Electric Utility | FL | 3B | 244 | Natural Gas Fired Combined Cycle | NG | CT | 5 | 2011 |  |  | (OP) Operating
6452 | Florida Power & Light Co | 56407 | West County Energy Center | Electric Utility | FL | 3C | 232 | Natural Gas Fired Combined Cycle | NG | CT | 5 | 2011 |  |  | (OP) Operating
6452 | Florida Power & Light Co | 56407 | West County Energy Center | Electric Utility | FL | 3ST | 523 | Natural Gas Fired Combined Cycle | NG | CA | 5 | 2011 |  |  | (OP) Operating
54789 | AgriWind LLC | 56408 | Agriwind LLC | IPP Non-CHP | IL | AWND1 | 8.4 | Onshore Wind Turbine | WND | WT | 7 | 2007 |  |  | (OP) Operating
54790 | Stahl Wind Energy LLC | 56409 | Stahl Wind Energy | IPP Non-CHP | MN | 1 | 1.7 | Onshore Wind Turbine | WND | WT | 12 | 2004 |  |  | (OP) Operating
54791 | Carstensen Wind LLC | 56410 | Carstensen Wind | IPP Non-CHP | MN | 1 | 1.7 | Onshore Wind Turbine | WND | WT | 12 | 2004 |  |  | (OP) Operating
54792 | Northern Lights Wind LLC | 56411 | Northern Lights Wind LLC | IPP Non-CHP | MN | 1 | 1.7 | Onshore Wind Turbine | WND | WT | 12 | 2004 |  |  | (OP) Operating
54793 | Lucky Wind LLC | 56412 | Lucky Wind | IPP Non-CHP | MN | 1 | 1.7 | Onshore Wind Turbine | WND | WT | 12 | 2004 |  |  | (OP) Operating
54794 | Greenback Energy LLC | 56413 | Greenback Energy | IPP Non-CHP | MN | 1 | 1.7 | Onshore Wind Turbine | WND | WT | 12 | 2004 |  |  | (OP) Operating
40580 | Southern Minnesota Mun P Agny | 56414 | Redwood Falls Wind | Electric Utility | MN | WND1 | 1.7 | Onshore Wind Turbine | WND | WT | 12 | 2004 |  |  | (OP) Operating
40580 | Southern Minnesota Mun P Agny | 56414 | Redwood Falls Wind | Electric Utility | MN | WND2 | 1.7 | Onshore Wind Turbine | WND | WT | 1 | 2005 |  |  | (OP) Operating
40580 | Southern Minnesota Mun P Agny | 56415 | Fairmont Wind | Electric Utility | MN | WND1 | 0.9 | Onshore Wind Turbine | WND | WT | 3 | 2003 |  |  | (OP) Operating
40580 | Southern Minnesota Mun P Agny | 56415 | Fairmont Wind | Electric Utility | MN | WND2 | 0.9 | Onshore Wind Turbine | WND | WT | 3 | 2003 |  |  | (OP) Operating
40580 | Southern Minnesota Mun P Agny | 56415 | Fairmont Wind | Electric Utility | MN | WND3 | 1.7 | Onshore Wind Turbine | WND | WT | 12 | 2004 |  |  | (OP) Operating
40580 | Southern Minnesota Mun P Agny | 56415 | Fairmont Wind | Electric Utility | MN | WND4 | 1.7 | Onshore Wind Turbine | WND | WT | 1 | 2005 |  |  | (OP) Operating
54800 | Michigan Wind 1 LLC | 56416 | Michigan Wind 1 LLC | IPP Non-CHP | MI | 1 | 69 | Onshore Wind Turbine | WND | WT | 12 | 2008 |  |  | (OP) Operating
54808 | Sexton Energy LLC | 56417 | Westchester Gas Recovery | IPP Non-CHP | IL | W1 | 1.8 | Landfill Gas | LFG | IC | 9 | 2004 |  |  | (OP) Operating
54808 | Sexton Energy LLC | 56417 | Westchester Gas Recovery | IPP Non-CHP | IL | W2 | 1.8 | Landfill Gas | LFG | IC | 9 | 2004 |  |  | (OP) Operating
54808 | Sexton Energy LLC | 56418 | Des Plaines Gas Recovery | IPP Non-CHP | IL | DP1 | 1.8 | Landfill Gas | LFG | IC | 10 | 2004 |  |  | (OP) Operating
54808 | Sexton Energy LLC | 56418 | Des Plaines Gas Recovery | IPP Non-CHP | IL | DP2 | 1.8 | Landfill Gas | LFG | IC | 10 | 2004 |  |  | (OP) Operating
54808 | Sexton Energy LLC | 56419 | Beecher Gas Recovery | IPP Non-CHP | IL | B1 | 1.1 | Landfill Gas | LFG | IC | 6 | 2006 |  |  | (OP) Operating
54808 | Sexton Energy LLC | 56419 | Beecher Gas Recovery | IPP Non-CHP | IL | B2 | 1.1 | Landfill Gas | LFG | IC | 6 | 2006 |  |  | (OP) Operating
54808 | Sexton Energy LLC | 56419 | Beecher Gas Recovery | IPP Non-CHP | IL | B3 | 1.1 | Landfill Gas | LFG | IC | 10 | 2008 |  |  | (OP) Operating
4065 | City of Columbus - (OH) | 56420 | Renick Run Pumping Station 03-04 | Electric Utility | OH | 0003 | 1.1 | Petroleum Liquids | DFO | IC | 9 | 2006 |  |  | (OP) Operating
4065 | City of Columbus - (OH) | 56420 | Renick Run Pumping Station 03-04 | Electric Utility | OH | 0004 | 1.1 | Petroleum Liquids | DFO | IC | 9 | 2006 |  |  | (OP) Operating
4065 | City of Columbus - (OH) | 56421 | PS ST-8 Engine No 1 | Electric Utility | OH | 0005 | 1.8 | Petroleum Liquids | DFO | IC | 1 | 2008 |  |  | (OP) Operating
4065 | City of Columbus - (OH) | 56422 | ST-1/1A Engine No 1 | Electric Utility | OH | 0006 | 1.1 | Petroleum Liquids | DFO | IC | 1 | 2008 |  |  | (OP) Operating
4065 | City of Columbus - (OH) | 56423 | Dodge Park Engine No 1 | Electric Utility | OH | 0007 | 1.8 | Petroleum Liquids | DFO | IC | 1 | 2008 |  |  | (OP) Operating
54819 | FPL Energy Mower County LLC | 56424 | Mower County Wind Energy Center | IPP Non-CHP | MN | 1 | 98.9 | Onshore Wind Turbine | WND | WT | 12 | 2006 |  |  | (OP) Operating
54812 | AMERESCO Chicopee Energy LLC | 56426 | Ameresco Chicopee Energy | IPP Non-CHP | MA | UNIT4 | 2 | Landfill Gas | LFG | IC | 3 | 2010 |  |  | (OP) Operating
54812 | AMERESCO Chicopee Energy LLC | 56426 | Ameresco Chicopee Energy | IPP Non-CHP | MA | Unit1 | 1.9 | Landfill Gas | LFG | IC | 2 | 2004 |  |  | (OP) Operating
54812 | AMERESCO Chicopee Energy LLC | 56426 | Ameresco Chicopee Energy | IPP Non-CHP | MA | Unit2 | 1.9 | Landfill Gas | LFG | IC | 2 | 2004 |  |  | (OP) Operating
54812 | AMERESCO Chicopee Energy LLC | 56426 | Ameresco Chicopee Energy | IPP Non-CHP | MA | Unit3 | 1.9 | Landfill Gas | LFG | IC | 2 | 2004 |  |  | (OP) Operating
54813 | AMERESCO Janesville LLC | 56427 | Ameresco Janesville | IPP Non-CHP | WI | Unit1 | 1 | Landfill Gas | LFG | IC | 10 | 2004 |  |  | (OP) Operating
54813 | AMERESCO Janesville LLC | 56427 | Ameresco Janesville | IPP Non-CHP | WI | Unit2 | 1 | Landfill Gas | LFG | IC | 10 | 2004 |  |  | (OP) Operating
54813 | AMERESCO Janesville LLC | 56427 | Ameresco Janesville | IPP Non-CHP | WI | Unit3 | 1 | Landfill Gas | LFG | IC | 10 | 2004 |  |  | (OP) Operating
54814 | AMERESCO Santa Cruz Energy LLC | 56428 | Ameresco Santa Cruz Energy | IPP Non-CHP | CA | Unit1 | 1 | Landfill Gas | LFG | IC | 1 | 2006 |  |  | (OP) Operating
54814 | AMERESCO Santa Cruz Energy LLC | 56428 | Ameresco Santa Cruz Energy | IPP Non-CHP | CA | Unit2 | 1 | Landfill Gas | LFG | IC | 1 | 2006 |  |  | (OP) Operating
54814 | AMERESCO Santa Cruz Energy LLC | 56428 | Ameresco Santa Cruz Energy | IPP Non-CHP | CA | Unit3 | 1 | Landfill Gas | LFG | IC | 1 | 2006 |  |  | (OP) Operating
54815 | AMERESCO Delaware South | 56429 | Ameresco Delaware South | IPP Non-CHP | DE | 1 | 1 | Landfill Gas | LFG | IC | 12 | 2006 |  |  | (OP) Operating
54815 | AMERESCO Delaware South | 56429 | Ameresco Delaware South | IPP Non-CHP | DE | 2 | 1 | Landfill Gas | LFG | IC | 12 | 2006 |  |  | (OP) Operating
54815 | AMERESCO Delaware South | 56429 | Ameresco Delaware South | IPP Non-CHP | DE | 3 | 1 | Landfill Gas | LFG | IC | 12 | 2006 |  |  | (OP) Operating
54815 | AMERESCO Delaware South | 56429 | Ameresco Delaware South | IPP Non-CHP | DE | 4 | 1 | Landfill Gas | LFG | IC | 12 | 2006 |  |  | (OP) Operating
54815 | AMERESCO Delaware South | 56429 | Ameresco Delaware South | IPP Non-CHP | DE | 5 | 1 | Landfill Gas | LFG | IC | 5 | 2010 |  |  | (OP) Operating
54816 | AMERESCO Delaware Central | 56430 | Ameresco Delaware Central | IPP Non-CHP | DE | 1C | 1 | Landfill Gas | LFG | IC | 12 | 2006 |  |  | (OP) Operating
54816 | AMERESCO Delaware Central | 56430 | Ameresco Delaware Central | IPP Non-CHP | DE | 2C | 1 | Landfill Gas | LFG | IC | 12 | 2006 |  |  | (OP) Operating
54816 | AMERESCO Delaware Central | 56430 | Ameresco Delaware Central | IPP Non-CHP | DE | 3C | 1 | Landfill Gas | LFG | IC | 12 | 2006 |  |  | (OP) Operating
54816 | AMERESCO Delaware Central | 56430 | Ameresco Delaware Central | IPP Non-CHP | DE | 4C | 1 | Landfill Gas | LFG | IC | 3 | 2014 |  |  | (OP) Operating
54816 | AMERESCO Delaware Central | 56430 | Ameresco Delaware Central | IPP Non-CHP | DE | 5C | 1 | Landfill Gas | LFG | IC | 3 | 2014 |  |  | (OP) Operating
34505 | Edison Mission Energy | 56432 | Wildorado Wind Ranch | IPP Non-CHP | TX | 1 | 161 | Onshore Wind Turbine | WND | WT | 4 | 2007 |  |  | (OP) Operating
11208 | Los Angeles Department of Water & Power | 56433 | Pine Tree Wind Power Project | Electric Utility | CA | 1 | 135 | Onshore Wind Turbine | WND | WT | 6 | 2009 |  |  | (OP) Operating
56592 | Idaho Wind Partners 1 LLC | 56434 | Burley Butte Windpark | IPP Non-CHP | ID | BBWP | 13.5 | Onshore Wind Turbine | WND | WT | 2 | 2011 |  |  | (OP) Operating
56592 | Idaho Wind Partners 1 LLC | 56435 | Golden Valley Wind Park LLC | IPP Non-CHP | ID | GVWP | 12 | Onshore Wind Turbine | WND | WT | 1 | 2011 |  |  | (OP) Operating
56592 | Idaho Wind Partners 1 LLC | 56437 | Milner Dam Wind Park LLC | IPP Non-CHP | ID | MDWP | 19.5 | Onshore Wind Turbine | WND | WT | 2 | 2011 |  |  | (OP) Operating
56592 | Idaho Wind Partners 1 LLC | 56439 | Oregon Trail Wind Park | IPP Non-CHP | ID | OTWP | 13.5 | Onshore Wind Turbine | WND | WT | 1 | 2011 |  |  | (OP) Operating
56592 | Idaho Wind Partners 1 LLC | 56440 | Pilgrim Stage Wind Park | IPP Non-CHP | ID | PSWP | 10.5 | Onshore Wind Turbine | WND | WT | 1 | 2011 |  |  | (OP) Operating
56592 | Idaho Wind Partners 1 LLC | 56441 | Salmon Falls Wind Park | IPP Non-CHP | ID | SFWP | 21 | Onshore Wind Turbine | WND | WT | 4 | 2011 |  |  | (OP) Operating
56592 | Idaho Wind Partners 1 LLC | 56442 | Thousand Springs Wind Park | IPP Non-CHP | ID | TSWP | 12 | Onshore Wind Turbine | WND | WT | 1 | 2011 |  |  | (OP) Operating
56592 | Idaho Wind Partners 1 LLC | 56443 | Tuana Gulch Wind Park | IPP Non-CHP | ID | TGWP | 10.5 | Onshore Wind Turbine | WND | WT | 1 | 2011 |  |  | (OP) Operating
49893 | Invenergy Services LLC | 56445 | Spindle Hill Energy Center | IPP Non-CHP | CO | GEN1 | 135 | Natural Gas Fired Combustion Turbine | NG | GT | 5 | 2007 |  |  | (OP) Operating
49893 | Invenergy Services LLC | 56445 | Spindle Hill Energy Center | IPP Non-CHP | CO | GEN2 | 135 | Natural Gas Fired Combustion Turbine | NG | GT | 5 | 2007 |  |  | (OP) Operating
50123 | Infigen Asset Management LLC | 56446 | Buena Vista Energy LLC | IPP Non-CHP | CA | 1 | 38 | Onshore Wind Turbine | WND | WT | 12 | 2006 |  |  | (OP) Operating
57170 | EDF Renewable Asset Holdings, Inc. | 56447 | Hawi Wind Farm | IPP Non-CHP | HI | V-47 | 10.6 | Onshore Wind Turbine | WND | WT | 5 | 2006 |  |  | (OP) Operating
59155 | First Wind O&M, LLC | 56448 | Mars Hill Wind Farm Project | IPP Non-CHP | ME | 1 | 42 | Onshore Wind Turbine | WND | WT | 3 | 2007 |  |  | (OP) Operating
59155 | First Wind O&M, LLC | 56449 | Kaheawa Pastures Wind Farm | IPP Non-CHP | HI | 1 | 30 | Onshore Wind Turbine | WND | WT | 1 | 2006 |  |  | (OP) Operating
50123 | Infigen Asset Management LLC | 56450 | GSG LLC | IPP Non-CHP | IL | 1 | 80 | Onshore Wind Turbine | WND | WT | 6 | 2007 |  |  | (OP) Operating
50123 | Infigen Asset Management LLC | 56451 | Allegheny Ridge Wind Farm | IPP Non-CHP | PA | 1 | 80 | Onshore Wind Turbine | WND | WT | 6 | 2007 |  |  | (OP) Operating
58905 | NRG Energy Services - Plum Point | 56456 | Plum Point Energy Station | IPP Non-CHP | AR | STG1 | 670 | Conventional Steam Coal | SUB | ST | 9 | 2010 |  |  | (OP) Operating
54870 | FPL Energy Red Canyon LLC | 56457 | Post Wind Farm LP | IPP Non-CHP | TX | 1 | 84 | Onshore Wind Turbine | WND | WT | 4 | 2006 |  |  | (OP) Operating
56358 | CAMS NM LLC | 56458 | Hobbs Generating Station | IPP Non-CHP | NM | GT1 | 160.9 | Natural Gas Fired Combined Cycle | NG | CT | 9 | 2008 |  |  | (OP) Operating
56358 | CAMS NM LLC | 56458 | Hobbs Generating Station | IPP Non-CHP | NM | GT2 | 154.2 | Natural Gas Fired Combined Cycle | NG | CT | 9 | 2008 |  |  | (OP) Operating
56358 | CAMS NM LLC | 56458 | Hobbs Generating Station | IPP Non-CHP | NM | ST3 | 252.8 | Natural Gas Fired Combined Cycle | NG | CA | 9 | 2008 |  |  | (OP) Operating
15399 | Iberdrola Renewables Inc | 56459 | MinnDakota Wind LLC | IPP Non-CHP | MN | 2 | 150 | Onshore Wind Turbine | WND | WT | 1 | 2008 |  |  | (OP) Operating
15399 | Iberdrola Renewables Inc | 56460 | Twin Buttes Wind Project | IPP Non-CHP | CO | WT1 | 75 | Onshore Wind Turbine | WND | WT | 7 | 2007 |  |  | (OP) Operating
54878 | Oregon Environmental Industries LLC | 56461 | Dry Creek LFG to Energy Project | Commercial Non-CHP | OR | DC1 | 1.5 | Landfill Gas | LFG | IC | 7 | 2007 |  |  | (OP) Operating
54878 | Oregon Environmental Industries LLC | 56461 | Dry Creek LFG to Energy Project | Commercial Non-CHP | OR | DC2 | 1.5 | Landfill Gas | LFG | IC | 7 | 2007 |  |  | (OP) Operating
7096 | City of Geneva- (IL) | 56462 | Geneva Generation Facility | Electric Utility | IL | GEN 1 | 5.4 | Natural Gas Internal Combustion Engine | NG | IC | 6 | 2005 |  |  | (OP) Operating
7096 | City of Geneva- (IL) | 56462 | Geneva Generation Facility | Electric Utility | IL | GEN 2 | 5.4 | Natural Gas Internal Combustion Engine | NG | IC | 6 | 2005 |  |  | (OP) Operating
7096 | City of Geneva- (IL) | 56462 | Geneva Generation Facility | Electric Utility | IL | GEN 3 | 5.4 | Natural Gas Internal Combustion Engine | NG | IC | 6 | 2005 |  |  | (OP) Operating
7096 | City of Geneva- (IL) | 56462 | Geneva Generation Facility | Electric Utility | IL | GEN 4 | 5.4 | Natural Gas Internal Combustion Engine | NG | IC | 6 | 2005 |  |  | (OP) Operating
7096 | City of Geneva- (IL) | 56462 | Geneva Generation Facility | Electric Utility | IL | GEN 5 | 5.4 | Natural Gas Internal Combustion Engine | NG | IC | 6 | 2005 |  |  | (OP) Operating
40211 | Wabash Valley Power Assn, Inc | 56463 | Oak Ridge LFGTE | Electric Utility | IN | 1 | 0.8 | Landfill Gas | LFG | IC | 12 | 2003 |  |  | (OP) Operating
40211 | Wabash Valley Power Assn, Inc | 56463 | Oak Ridge LFGTE | Electric Utility | IN | 2 | 0.8 | Landfill Gas | LFG | IC | 12 | 2003 |  |  | (OP) Operating
40211 | Wabash Valley Power Assn, Inc | 56463 | Oak Ridge LFGTE | Electric Utility | IN | 3 | 0.8 | Landfill Gas | LFG | IC | 12 | 2003 |  |  | (OP) Operating
40211 | Wabash Valley Power Assn, Inc | 56463 | Oak Ridge LFGTE | Electric Utility | IN | 4 | 0.8 | Landfill Gas | LFG | IC | 12 | 2003 |  |  | (OP) Operating
40211 | Wabash Valley Power Assn, Inc | 56464 | Jay County LFGTE | Electric Utility | IN | 1 | 0.8 | Landfill Gas | LFG | IC | 4 | 2005 |  |  | (OP) Operating
40211 | Wabash Valley Power Assn, Inc | 56464 | Jay County LFGTE | Electric Utility | IN | 2 | 0.8 | Landfill Gas | LFG | IC | 4 | 2005 |  |  | (OP) Operating
40211 | Wabash Valley Power Assn, Inc | 56464 | Jay County LFGTE | Electric Utility | IN | 3 | 0.8 | Landfill Gas | LFG | IC | 4 | 2005 |  |  | (OP) Operating
40211 | Wabash Valley Power Assn, Inc | 56464 | Jay County LFGTE | Electric Utility | IN | 4 | 0.8 | Landfill Gas | LFG | IC | 4 | 2005 |  |  | (OP) Operating
40211 | Wabash Valley Power Assn, Inc | 56465 | Liberty I & II LFGTE | Electric Utility | IN | 1 | 0.8 | Landfill Gas | LFG | IC | 8 | 2005 |  |  | (OP) Operating
40211 | Wabash Valley Power Assn, Inc | 56465 | Liberty I & II LFGTE | Electric Utility | IN | 1-II | 0.8 | Landfill Gas | LFG | IC | 1 | 2010 |  |  | (OP) Operating
40211 | Wabash Valley Power Assn, Inc | 56465 | Liberty I & II LFGTE | Electric Utility | IN | 2 | 0.8 | Landfill Gas | LFG | IC | 8 | 2005 |  |  | (OP) Operating
40211 | Wabash Valley Power Assn, Inc | 56465 | Liberty I & II LFGTE | Electric Utility | IN | 2-II | 0.8 | Landfill Gas | LFG | IC | 1 | 2010 |  |  | (OP) Operating
40211 | Wabash Valley Power Assn, Inc | 56465 | Liberty I & II LFGTE | Electric Utility | IN | 3 | 0.8 | Landfill Gas | LFG | IC | 8 | 2005 |  |  | (OP) Operating
40211 | Wabash Valley Power Assn, Inc | 56465 | Liberty I & II LFGTE | Electric Utility | IN | 3-II | 0.8 | Landfill Gas | LFG | IC | 1 | 2010 |  |  | (OP) Operating
40211 | Wabash Valley Power Assn, Inc | 56465 | Liberty I & II LFGTE | Electric Utility | IN | 4 | 0.8 | Landfill Gas | LFG | IC | 8 | 2005 |  |  | (OP) Operating
40211 | Wabash Valley Power Assn, Inc | 56465 | Liberty I & II LFGTE | Electric Utility | IN | 4-II | 0.8 | Landfill Gas | LFG | IC | 1 | 2010 |  |  | (OP) Operating
14354 | PacifiCorp | 56466 | Marengo Wind Plant | Electric Utility | WA | 1 | 140.4 | Onshore Wind Turbine | WND | WT | 8 | 2007 |  |  | (OP) Operating
14354 | PacifiCorp | 56466 | Marengo Wind Plant | Electric Utility | WA | 2 | 70.2 | Onshore Wind Turbine | WND | WT | 1 | 2008 |  |  | (OP) Operating
54890 | Russell City Energy Company LLC | 56467 | Russell City Energy Center | IPP Non-CHP | CA | CTG1 | 185 | Natural Gas Fired Combined Cycle | NG | CT | 8 | 2013 |  |  | (OP) Operating
54890 | Russell City Energy Company LLC | 56467 | Russell City Energy Center | IPP Non-CHP | CA | CTG2 | 185 | Natural Gas Fired Combined Cycle | NG | CT | 8 | 2013 |  |  | (OP) Operating
54890 | Russell City Energy Company LLC | 56467 | Russell City Energy Center | IPP Non-CHP | CA | STG1 | 245 | Natural Gas Fired Combined Cycle | NG | CA | 8 | 2013 |  |  | (OP) Operating
15399 | Iberdrola Renewables Inc | 56468 | Klondike Windpower III | IPP Non-CHP | OR | 1 | 221 | Onshore Wind Turbine | WND | WT | 11 | 2007 |  |  | (OP) Operating
15399 | Iberdrola Renewables Inc | 56468 | Klondike Windpower III | IPP Non-CHP | OR | 2 | 76.5 | Onshore Wind Turbine | WND | WT | 7 | 2008 |  |  | (OP) Operating
54894 | Roseburg Forest Products | 56469 | Roseburg Forest Products Biomass | Industrial CHP | CA | 1 | 9 | Wood/Wood Waste Biomass | WDS | ST | 12 | 1989 |  |  | (OP) Operating
15399 | Iberdrola Renewables Inc | 56470 | Locust Ridge | IPP Non-CHP | PA | LRWF | 26 | Onshore Wind Turbine | WND | WT | 3 | 2007 |  |  | (OP) Operating
17609 | Southern California Edison Co | 56471 | McGrath Peaker | Electric Utility | CA | 1 | 46 | Natural Gas Fired Combustion Turbine | NG | GT | 11 | 2012 |  |  | (OP) Operating
17609 | Southern California Edison Co | 56472 | Grapeland Peaker | Electric Utility | CA | 1 | 49 | Natural Gas Fired Combustion Turbine | NG | GT | 9 | 2007 |  |  | (OP) Operating
17609 | Southern California Edison Co | 56473 | Mira Loma Peaker | Electric Utility | CA | 1 | 49 | Natural Gas Fired Combustion Turbine | NG | GT | 9 | 2007 |  |  | (OP) Operating
17609 | Southern California Edison Co | 56474 | Barre Peaker | Electric Utility | CA | 1 | 49 | Natural Gas Fired Combustion Turbine | NG | GT | 9 | 2007 |  |  | (OP) Operating
17609 | Southern California Edison Co | 56475 | Center Peaker | Electric Utility | CA | 1 | 49 | Natural Gas Fired Combustion Turbine | NG | GT | 9 | 2007 |  |  | (OP) Operating
14328 | Pacific Gas & Electric Co | 56476 | Gateway Generating Station | Electric Utility | CA | A | 177 | Natural Gas Fired Combined Cycle | NG | CT | 1 | 2009 |  |  | (OP) Operating
14328 | Pacific Gas & Electric Co | 56476 | Gateway Generating Station | Electric Utility | CA | B | 177 | Natural Gas Fired Combined Cycle | NG | CT | 1 | 2009 |  |  | (OP) Operating
14328 | Pacific Gas & Electric Co | 56476 | Gateway Generating Station | Electric Utility | CA | C | 209.4 | Natural Gas Fired Combined Cycle | NG | CA | 1 | 2009 |  |  | (OP) Operating
12670 | Missouri Jnt Muni.Pwr Elec. Ut. Comm. | 56478 | MJMEUC Generating Station #1 | Electric Utility | MO | 0001 | 11.3 | Natural Gas Fired Combustion Turbine | NG | GT | 10 | 2007 |  |  | (OP) Operating
56215 | E ON Climate Renewables N America LLC | 56479 | Sand Bluff Wind Farm | IPP Non-CHP | TX | 2 | 90 | Onshore Wind Turbine | WND | WT | 1 | 2007 |  |  | (OP) Operating
11740 | City of Marshfield - (WI) | 56480 | Marshfield Utilities Gas Plant | Electric Utility | WI | M1 | 53.3 | Natural Gas Fired Combustion Turbine | NG | GT | 6 | 2011 |  |  | (OP) Operating
54902 | SunE Alamosa1 LLC | 56481 | SunE Alamosa | IPP Non-CHP | CO | 1 | 1 | Solar Photovoltaic | SUN | PV | 12 | 2007 |  |  | (OP) Operating
54902 | SunE Alamosa1 LLC | 56481 | SunE Alamosa | IPP Non-CHP | CO | 2 | 6.7 | Solar Photovoltaic | SUN | PV | 12 | 2007 |  |  | (OP) Operating
19728 | UNS Electric, Inc | 56482 | Black Mountain Generating Station | Electric Utility | AZ | 1 | 45 | Natural Gas Fired Combustion Turbine | NG | GT | 5 | 2008 |  |  | (OP) Operating
19728 | UNS Electric, Inc | 56482 | Black Mountain Generating Station | Electric Utility | AZ | 2 | 45 | Natural Gas Fired Combustion Turbine | NG | GT | 5 | 2008 |  |  | (OP) Operating
54759 | Lone Star Wind Farm LLC | 56483 | Post Oak Wind LLC | IPP Non-CHP | TX | 1 | 200 | Onshore Wind Turbine | WND | WT | 3 | 2008 |  |  | (OP) Operating
19740 | AES Wind Generation Inc | 56484 | Buffalo Gap 2 Wind Farm | IPP Non-CHP | TX | 1 | 232.5 | Onshore Wind Turbine | WND | WT | 7 | 2007 |  |  | (OP) Operating
15248 | Portland General Electric Co | 56485 | Biglow Canyon Wind Farm | Electric Utility | OR | 1 | 125.4 | Onshore Wind Turbine | WND | WT | 12 | 2007 |  |  | (OP) Operating
15248 | Portland General Electric Co | 56485 | Biglow Canyon Wind Farm | Electric Utility | OR | 2 | 163.3 | Onshore Wind Turbine | WND | WT | 9 | 2009 |  |  | (OP) Operating
15248 | Portland General Electric Co | 56485 | Biglow Canyon Wind Farm | Electric Utility | OR | 3 | 161 | Onshore Wind Turbine | WND | WT | 8 | 2010 |  |  | (OP) Operating
55907 | White Creek Wind 1 LLC | 56487 | White Creek Wind Farm | IPP Non-CHP | WA | 1 | 204 | Onshore Wind Turbine | WND | WT | 11 | 2007 |  |  | (OP) Operating
55886 | Smoky Hills Wind Farm I LLC | 56488 | Smoky Hills Wind Project Phase I | IPP Non-CHP | KS | 1 | 100.8 | Onshore Wind Turbine | WND | WT | 1 | 2008 |  |  | (OP) Operating
807 | Arkansas Electric Coop Corp | 56489 | Elkins Generating Center | Electric Utility | AR | A | 20 | Natural Gas Fired Combustion Turbine | NG | GT | 5 | 2010 |  |  | (OP) Operating
807 | Arkansas Electric Coop Corp | 56489 | Elkins Generating Center | Electric Utility | AR | B | 20 | Natural Gas Fired Combustion Turbine | NG | GT | 5 | 2010 |  |  | (OP) Operating
807 | Arkansas Electric Coop Corp | 56489 | Elkins Generating Center | Electric Utility | AR | C | 20 | Natural Gas Fired Combustion Turbine | NG | GT | 5 | 2013 |  |  | (OP) Operating
11560 | City of Manassas - (VA) | 56491 | Dean Drive Area Electric Generators | Electric Utility | VA | PG1 | 1.6 | Petroleum Liquids | DFO | IC | 4 | 2007 |  |  | (OP) Operating
11560 | City of Manassas - (VA) | 56491 | Dean Drive Area Electric Generators | Electric Utility | VA | PG2 | 1.6 | Petroleum Liquids | DFO | IC | 4 | 2007 |  |  | (OP) Operating
49893 | Invenergy Services LLC | 56493 | Buffalo Mountain Energy Center | IPP Non-CHP | TN | 4 | 27 | Onshore Wind Turbine | WND | WT | 12 | 2004 |  |  | (OP) Operating
54904 | High Prairie Wind Farm II LLC | 56494 | Prairie Star Wind Farm | IPP Non-CHP | MN | HP2 | 100.6 | Onshore Wind Turbine | WND | WT | 12 | 2007 |  |  | (OP) Operating
17058 | Shell Wind Energy Inc. | 56495 | NedPower Mount Storm | IPP Non-CHP | WV | MS1 | 164 | Onshore Wind Turbine | WND | WT | 3 | 2008 |  |  | (OP) Operating
17058 | Shell Wind Energy Inc. | 56495 | NedPower Mount Storm | IPP Non-CHP | WV | MS2 | 100 | Onshore Wind Turbine | WND | WT | 12 | 2008 |  |  | (OP) Operating
54916 | Phillips 66 Billings Refinery | 56496 | Phillips 66 Billings Refinery | Industrial Non-CHP | MT | 3701 | 1.5 | Other Gases | OG | ST | 12 | 2007 |  |  | (OA) Out of service but expected to return to service in next calendar year
12524 | Midwest Energy Inc | 56497 | Goodman Energy Center | Electric Utility | KS | 1 | 8.2 | Natural Gas Internal Combustion Engine | NG | IC | 6 | 2008 |  |  | (OP) Operating
12524 | Midwest Energy Inc | 56497 | Goodman Energy Center | Electric Utility | KS | 2 | 8.2 | Natural Gas Internal Combustion Engine | NG | IC | 6 | 2008 |  |  | (OP) Operating
12524 | Midwest Energy Inc | 56497 | Goodman Energy Center | Electric Utility | KS | 3 | 8.2 | Natural Gas Internal Combustion Engine | NG | IC | 6 | 2008 |  |  | (OP) Operating
12524 | Midwest Energy Inc | 56497 | Goodman Energy Center | Electric Utility | KS | 4 | 8.2 | Natural Gas Internal Combustion Engine | NG | IC | 6 | 2008 |  |  | (OP) Operating
12524 | Midwest Energy Inc | 56497 | Goodman Energy Center | Electric Utility | KS | 5 | 8.2 | Natural Gas Internal Combustion Engine | NG | IC | 6 | 2008 |  |  | (OP) Operating
12524 | Midwest Energy Inc | 56497 | Goodman Energy Center | Electric Utility | KS | 6 | 8.2 | Natural Gas Internal Combustion Engine | NG | IC | 6 | 2008 |  |  | (OP) Operating
12524 | Midwest Energy Inc | 56497 | Goodman Energy Center | Electric Utility | KS | 7 | 8.2 | Natural Gas Internal Combustion Engine | NG | IC | 9 | 2008 |  |  | (OP) Operating
12524 | Midwest Energy Inc | 56497 | Goodman Energy Center | Electric Utility | KS | 8 | 8.2 | Natural Gas Internal Combustion Engine | NG | IC | 9 | 2008 |  |  | (OP) Operating
12524 | Midwest Energy Inc | 56497 | Goodman Energy Center | Electric Utility | KS | 9 | 8.2 | Natural Gas Internal Combustion Engine | NG | IC | 9 | 2008 |  |  | (OP) Operating
1932 | Boise-Kuna Irrigation District | 56498 | Mora Drop Hydroelectric Project | IPP Non-CHP | ID | 1 | 0.8 | Conventional Hydroelectric | WAT | HY | 6 | 2006 |  |  | (OP) Operating
55704 | Tiber Montana LLC | 56499 | Tiber Dam Hydroelectric Plant | IPP Non-CHP | MT | HY1 | 7.5 | Conventional Hydroelectric | WAT | HY | 6 | 2004 |  |  | (OP) Operating
55710 | Barrick Goldstrike Mines Inc | 56500 | Western 102 Power Plant | Industrial Non-CHP | NV | A101 | 7.9 | Natural Gas Internal Combustion Engine | NG | IC | 12 | 2005 |  |  | (OP) Operating
55710 | Barrick Goldstrike Mines Inc | 56500 | Western 102 Power Plant | Industrial Non-CHP | NV | B102 | 7.9 | Natural Gas Internal Combustion Engine | NG | IC | 12 | 2005 |  |  | (OP) Operating
55710 | Barrick Goldstrike Mines Inc | 56500 | Western 102 Power Plant | Industrial Non-CHP | NV | B202 | 7.9 | Natural Gas Internal Combustion Engine | NG | IC | 12 | 2005 |  |  | (OP) Operating
55710 | Barrick Goldstrike Mines Inc | 56500 | Western 102 Power Plant | Industrial Non-CHP | NV | C102 | 7.9 | Natural Gas Internal Combustion Engine | NG | IC | 12 | 2005 |  |  | (OP) Operating
55710 | Barrick Goldstrike Mines Inc | 56500 | Western 102 Power Plant | Industrial Non-CHP | NV | C202 | 7.9 | Natural Gas Internal Combustion Engine | NG | IC | 12 | 2005 |  |  | (OP) Operating
55710 | Barrick Goldstrike Mines Inc | 56500 | Western 102 Power Plant | Industrial Non-CHP | NV | D101 | 7.9 | Natural Gas Internal Combustion Engine | NG | IC | 12 | 2005 |  |  | (OP) Operating
55710 | Barrick Goldstrike Mines Inc | 56500 | Western 102 Power Plant | Industrial Non-CHP | NV | E102 | 7.9 | Natural Gas Internal Combustion Engine | NG | IC | 12 | 2005 |  |  | (OP) Operating
55710 | Barrick Goldstrike Mines Inc | 56500 | Western 102 Power Plant | Industrial Non-CHP | NV | E202 | 7.9 | Natural Gas Internal Combustion Engine | NG | IC | 12 | 2005 |  |  | (OP) Operating
55710 | Barrick Goldstrike Mines Inc | 56500 | Western 102 Power Plant | Industrial Non-CHP | NV | F102 | 7.9 | Natural Gas Internal Combustion Engine | NG | IC | 12 | 2005 |  |  | (OP) Operating
55710 | Barrick Goldstrike Mines Inc | 56500 | Western 102 Power Plant | Industrial Non-CHP | NV | F202 | 7.9 | Natural Gas Internal Combustion Engine | NG | IC | 12 | 2005 |  |  | (OP) Operating
55710 | Barrick Goldstrike Mines Inc | 56500 | Western 102 Power Plant | Industrial Non-CHP | NV | G102 | 7.9 | Natural Gas Internal Combustion Engine | NG | IC | 12 | 2005 |  |  | (OP) Operating
55710 | Barrick Goldstrike Mines Inc | 56500 | Western 102 Power Plant | Industrial Non-CHP | NV | G202 | 7.9 | Natural Gas Internal Combustion Engine | NG | IC | 12 | 2005 |  |  | (OP) Operating
55710 | Barrick Goldstrike Mines Inc | 56500 | Western 102 Power Plant | Industrial Non-CHP | NV | H102 | 7.9 | Natural Gas Internal Combustion Engine | NG | IC | 12 | 2005 |  |  | (OP) Operating
55710 | Barrick Goldstrike Mines Inc | 56500 | Western 102 Power Plant | Industrial Non-CHP | NV | H202 | 7.9 | Natural Gas Internal Combustion Engine | NG | IC | 12 | 2005 |  |  | (OP) Operating
55710 | Barrick Goldstrike Mines Inc | 56500 | Western 102 Power Plant | Industrial Non-CHP | NV | PV1 | 1 | Solar Photovoltaic | SUN | PV | 12 | 2007 |  |  | (OP) Operating
12341 | MidAmerican Energy Co | 56501 | Pomeroy Wind Farm | Electric Utility | IA | PWF | 123 | Onshore Wind Turbine | WND | WT | 12 | 2007 |  |  | (OP) Operating
12341 | MidAmerican Energy Co | 56501 | Pomeroy Wind Farm | Electric Utility | IA | PWF2 | 75 | Onshore Wind Turbine | WND | WT | 12 | 2007 |  |  | (OP) Operating
12341 | MidAmerican Energy Co | 56501 | Pomeroy Wind Farm | Electric Utility | IA | PWF3 | 58.5 | Onshore Wind Turbine | WND | WT | 12 | 2008 |  |  | (OP) Operating
12341 | MidAmerican Energy Co | 56501 | Pomeroy Wind Farm | Electric Utility | IA | PWF4 | 29.9 | Onshore Wind Turbine | WND | WT | 8 | 2011 |  |  | (OP) Operating
22500 | Westar Energy Inc | 56502 | Emporia Energy Center | Electric Utility | KS | 1 | 45 | Natural Gas Fired Combustion Turbine | NG | GT | 6 | 2008 |  |  | (OP) Operating
22500 | Westar Energy Inc | 56502 | Emporia Energy Center | Electric Utility | KS | 2 | 45 | Natural Gas Fired Combustion Turbine | NG | GT | 6 | 2008 |  |  | (OP) Operating
22500 | Westar Energy Inc | 56502 | Emporia Energy Center | Electric Utility | KS | 3 | 44 | Natural Gas Fired Combustion Turbine | NG | GT | 6 | 2008 |  |  | (OP) Operating
22500 | Westar Energy Inc | 56502 | Emporia Energy Center | Electric Utility | KS | 4 | 46 | Natural Gas Fired Combustion Turbine | NG | GT | 6 | 2008 |  |  | (OP) Operating
22500 | Westar Energy Inc | 56502 | Emporia Energy Center | Electric Utility | KS | 5 | 157 | Natural Gas Fired Combustion Turbine | NG | GT | 6 | 2008 |  |  | (OP) Operating
22500 | Westar Energy Inc | 56502 | Emporia Energy Center | Electric Utility | KS | 6 | 153 | Natural Gas Fired Combustion Turbine | NG | GT | 2 | 2009 |  |  | (OP) Operating
22500 | Westar Energy Inc | 56502 | Emporia Energy Center | Electric Utility | KS | 7 | 156 | Natural Gas Fired Combustion Turbine | NG | GT | 2 | 2009 |  |  | (OP) Operating
21158 | City of Zeeland - (MI) | 56503 | Riley Generating Station | Electric Utility | MI | 1 | 2 | Natural Gas Internal Combustion Engine | NG | IC | 7 | 2006 |  |  | (OP) Operating
21158 | City of Zeeland - (MI) | 56503 | Riley Generating Station | Electric Utility | MI | 2 | 2 | Natural Gas Internal Combustion Engine | NG | IC | 7 | 2006 |  |  | (OP) Operating
21158 | City of Zeeland - (MI) | 56503 | Riley Generating Station | Electric Utility | MI | 3 | 2 | Natural Gas Internal Combustion Engine | NG | IC | 7 | 2006 |  |  | (OP) Operating
21158 | City of Zeeland - (MI) | 56503 | Riley Generating Station | Electric Utility | MI | 4 | 2 | Natural Gas Internal Combustion Engine | NG | IC | 7 | 2006 |  |  | (OP) Operating
21158 | City of Zeeland - (MI) | 56503 | Riley Generating Station | Electric Utility | MI | 5 | 2 | Natural Gas Internal Combustion Engine | NG | IC | 7 | 2006 |  |  | (OP) Operating
21158 | City of Zeeland - (MI) | 56504 | Municipal Power Plant | Electric Utility | MI | 1 | 1 | Natural Gas Internal Combustion Engine | NG | IC | 6 | 2002 |  |  | (SB) Standby/Backup: available for service but not normally used
21158 | City of Zeeland - (MI) | 56504 | Municipal Power Plant | Electric Utility | MI | 2 | 1 | Natural Gas Internal Combustion Engine | NG | IC | 6 | 2002 |  |  | (SB) Standby/Backup: available for service but not normally used
9879 | City Water and Light Plant | 56505 | Jonesboro City Water & Light Plant | Electric Utility | AR | SN01 | 20 | Natural Gas Fired Combustion Turbine | NG | GT | 7 | 1999 |  |  | (OP) Operating
9879 | City Water and Light Plant | 56505 | Jonesboro City Water & Light Plant | Electric Utility | AR | SN02 | 19 | Natural Gas Fired Combustion Turbine | NG | GT | 7 | 1999 |  |  | (OP) Operating
9879 | City Water and Light Plant | 56505 | Jonesboro City Water & Light Plant | Electric Utility | AR | SN04 | 46 | Natural Gas Fired Combustion Turbine | NG | GT | 5 | 2000 |  |  | (OP) Operating
9879 | City Water and Light Plant | 56505 | Jonesboro City Water & Light Plant | Electric Utility | AR | SN06 | 46 | Natural Gas Fired Combustion Turbine | NG | GT | 5 | 2003 |  |  | (OP) Operating
9879 | City Water and Light Plant | 56505 | Jonesboro City Water & Light Plant | Electric Utility | AR | SN07 | 46 | Natural Gas Fired Combustion Turbine | NG | GT | 5 | 2007 |  |  | (OP) Operating
49893 | Invenergy Services LLC | 56506 | Scurry County Wind LP | IPP Non-CHP | TX | SCW | 130.5 | Onshore Wind Turbine | WND | WT | 5 | 2007 |  |  | (OP) Operating
54911 | Tesoro Refng Marketing Co Mntn Region | 56509 | Tesoro SLC Cogeneration Plant | Industrial CHP | UT | 1 | 11 | Natural Gas Fired Combustion Turbine | NG | GT | 7 | 2004 |  |  | (OP) Operating
54911 | Tesoro Refng Marketing Co Mntn Region | 56509 | Tesoro SLC Cogeneration Plant | Industrial CHP | UT | 2 | 11 | Natural Gas Fired Combustion Turbine | NG | GT | 7 | 2004 |  |  | (OP) Operating
55723 | Talen Renewable Energy | 56510 | Frey Farm Landfill | IPP CHP | PA | GEN1 | 1.6 | Landfill Gas | LFG | IC | 1 | 2006 |  |  | (OP) Operating
55723 | Talen Renewable Energy | 56510 | Frey Farm Landfill | IPP CHP | PA | GEN2 | 1.6 | Landfill Gas | LFG | IC | 1 | 2006 |  |  | (OP) Operating
55723 | Talen Renewable Energy | 56511 | Pennsauken Landfill | IPP Non-CHP | NJ | GEN1 | 0.9 | Landfill Gas | LFG | IC | 12 | 2004 |  |  | (OP) Operating
55723 | Talen Renewable Energy | 56511 | Pennsauken Landfill | IPP Non-CHP | NJ | GEN2 | 0.9 | Landfill Gas | LFG | IC | 12 | 2004 |  |  | (OP) Operating
55723 | Talen Renewable Energy | 56512 | GLRA Landfill | IPP Non-CHP | PA | GEN1 | 1.6 | Landfill Gas | LFG | IC | 9 | 2007 |  |  | (OP) Operating
55723 | Talen Renewable Energy | 56512 | GLRA Landfill | IPP Non-CHP | PA | GEN2 | 1.6 | Landfill Gas | LFG | IC | 9 | 2007 |  |  | (OP) Operating
55723 | Talen Renewable Energy | 56513 | Whitemarsh Central Utility Plant | IPP CHP | PA | CGE | 1.6 | Natural Gas Internal Combustion Engine | NG | IC | 5 | 2007 |  |  | (OP) Operating
15142 | Plains End Operating Services LLC | 56516 | Plains End II LLC | IPP Non-CHP | CO | 2G01 | 8.3 | Natural Gas Internal Combustion Engine | NG | IC | 5 | 2008 |  |  | (OP) Operating
15142 | Plains End Operating Services LLC | 56516 | Plains End II LLC | IPP Non-CHP | CO | 2G02 | 8.3 | Natural Gas Internal Combustion Engine | NG | IC | 5 | 2008 |  |  | (OP) Operating
15142 | Plains End Operating Services LLC | 56516 | Plains End II LLC | IPP Non-CHP | CO | 2G03 | 8.3 | Natural Gas Internal Combustion Engine | NG | IC | 5 | 2008 |  |  | (OP) Operating
15142 | Plains End Operating Services LLC | 56516 | Plains End II LLC | IPP Non-CHP | CO | 2G04 | 8.3 | Natural Gas Internal Combustion Engine | NG | IC | 5 | 2008 |  |  | (OP) Operating
15142 | Plains End Operating Services LLC | 56516 | Plains End II LLC | IPP Non-CHP | CO | 2G05 | 8.3 | Natural Gas Internal Combustion Engine | NG | IC | 5 | 2008 |  |  | (OP) Operating
15142 | Plains End Operating Services LLC | 56516 | Plains End II LLC | IPP Non-CHP | CO | 2G06 | 8.3 | Natural Gas Internal Combustion Engine | NG | IC | 5 | 2008 |  |  | (OP) Operating
15142 | Plains End Operating Services LLC | 56516 | Plains End II LLC | IPP Non-CHP | CO | 2G07 | 8.3 | Natural Gas Internal Combustion Engine | NG | IC | 5 | 2008 |  |  | (OP) Operating
15142 | Plains End Operating Services LLC | 56516 | Plains End II LLC | IPP Non-CHP | CO | 2G08 | 8.3 | Natural Gas Internal Combustion Engine | NG | IC | 5 | 2008 |  |  | (OP) Operating
15142 | Plains End Operating Services LLC | 56516 | Plains End II LLC | IPP Non-CHP | CO | 2G09 | 8.3 | Natural Gas Internal Combustion Engine | NG | IC | 5 | 2008 |  |  | (OP) Operating
15142 | Plains End Operating Services LLC | 56516 | Plains End II LLC | IPP Non-CHP | CO | 2G10 | 8.3 | Natural Gas Internal Combustion Engine | NG | IC | 5 | 2008 |  |  | (OP) Operating
15142 | Plains End Operating Services LLC | 56516 | Plains End II LLC | IPP Non-CHP | CO | 2G11 | 8.3 | Natural Gas Internal Combustion Engine | NG | IC | 5 | 2008 |  |  | (OP) Operating
15142 | Plains End Operating Services LLC | 56516 | Plains End II LLC | IPP Non-CHP | CO | 2G12 | 8.3 | Natural Gas Internal Combustion Engine | NG | IC | 5 | 2008 |  |  | (OP) Operating
15142 | Plains End Operating Services LLC | 56516 | Plains End II LLC | IPP Non-CHP | CO | 2G13 | 8.3 | Natural Gas Internal Combustion Engine | NG | IC | 5 | 2008 |  |  | (OP) Operating
15142 | Plains End Operating Services LLC | 56516 | Plains End II LLC | IPP Non-CHP | CO | 2G14 | 8.3 | Natural Gas Internal Combustion Engine | NG | IC | 5 | 2008 |  |  | (OP) Operating
15180 | City of Pocahontas - (IA) | 56517 | West Diesel Generation Unit | Electric Utility | IA | East | 1.9 | Petroleum Liquids | DFO | IC | 6 | 2006 |  |  | (SB) Standby/Backup: available for service but not normally used
15180 | City of Pocahontas - (IA) | 56517 | West Diesel Generation Unit | Electric Utility | IA | West | 1.9 | Petroleum Liquids | DFO | IC | 6 | 2006 |  |  | (SB) Standby/Backup: available for service but not normally used
6909 | Gainesville Regional Utilities | 56518 | South Energy Center | Electric Utility | FL | GT1 | 4.3 | Natural Gas Fired Combustion Turbine | NG | GT | 5 | 2009 |  |  | (OP) Operating
16558 | City of Salem - (VA) | 56519 | Salem Electric Department | Electric Utility | VA | 1 | 1.3 | Petroleum Liquids | DFO | IC | 12 | 2007 |  |  | (SB) Standby/Backup: available for service but not normally used
54842 | WM Renewable Energy LLC | 56520 | Deertrack Park Gas Recovery | IPP Non-CHP | WI | GEN1 | 0.8 | Landfill Gas | LFG | IC | 2 | 2006 |  |  | (OP) Operating
54842 | WM Renewable Energy LLC | 56520 | Deertrack Park Gas Recovery | IPP Non-CHP | WI | GEN2 | 0.8 | Landfill Gas | LFG | IC | 2 | 2006 |  |  | (OP) Operating
54842 | WM Renewable Energy LLC | 56520 | Deertrack Park Gas Recovery | IPP Non-CHP | WI | GEN3 | 0.8 | Landfill Gas | LFG | IC | 2 | 2006 |  |  | (OP) Operating
54842 | WM Renewable Energy LLC | 56520 | Deertrack Park Gas Recovery | IPP Non-CHP | WI | GEN4 | 0.8 | Landfill Gas | LFG | IC | 2 | 2006 |  |  | (OP) Operating
54842 | WM Renewable Energy LLC | 56520 | Deertrack Park Gas Recovery | IPP Non-CHP | WI | GEN5 | 0.8 | Landfill Gas | LFG | IC | 12 | 2007 |  |  | (OP) Operating
54842 | WM Renewable Energy LLC | 56520 | Deertrack Park Gas Recovery | IPP Non-CHP | WI | GEN6 | 0.8 | Landfill Gas | LFG | IC | 12 | 2007 |  |  | (OP) Operating
54842 | WM Renewable Energy LLC | 56520 | Deertrack Park Gas Recovery | IPP Non-CHP | WI | GEN7 | 0.8 | Landfill Gas | LFG | IC | 12 | 2007 |  |  | (OP) Operating
54842 | WM Renewable Energy LLC | 56520 | Deertrack Park Gas Recovery | IPP Non-CHP | WI | GEN8 | 0.8 | Landfill Gas | LFG | IC | 12 | 2007 |  |  | (OP) Operating
54842 | WM Renewable Energy LLC | 56521 | Lake Mills Gas Recovery | IPP Non-CHP | IA | GEN1 | 0.8 | Landfill Gas | LFG | IC | 3 | 2006 |  |  | (OP) Operating
54842 | WM Renewable Energy LLC | 56521 | Lake Mills Gas Recovery | IPP Non-CHP | IA | GEN2 | 0.8 | Landfill Gas | LFG | IC | 3 | 2006 |  |  | (OP) Operating
54842 | WM Renewable Energy LLC | 56521 | Lake Mills Gas Recovery | IPP Non-CHP | IA | GEN3 | 0.8 | Landfill Gas | LFG | IC | 3 | 2006 |  |  | (OP) Operating
54842 | WM Renewable Energy LLC | 56521 | Lake Mills Gas Recovery | IPP Non-CHP | IA | GEN4 | 0.8 | Landfill Gas | LFG | IC | 3 | 2006 |  |  | (OP) Operating
54842 | WM Renewable Energy LLC | 56521 | Lake Mills Gas Recovery | IPP Non-CHP | IA | GEN5 | 0.8 | Landfill Gas | LFG | IC | 3 | 2006 |  |  | (OP) Operating
54842 | WM Renewable Energy LLC | 56521 | Lake Mills Gas Recovery | IPP Non-CHP | IA | GEN6 | 0.8 | Landfill Gas | LFG | IC | 3 | 2006 |  |  | (OP) Operating
54842 | WM Renewable Energy LLC | 56522 | Springhill Gas Recovery Plant | IPP Non-CHP | FL | GEN1 | 0.8 | Landfill Gas | LFG | IC | 5 | 2006 |  |  | (OP) Operating
54842 | WM Renewable Energy LLC | 56522 | Springhill Gas Recovery Plant | IPP Non-CHP | FL | GEN2 | 0.8 | Landfill Gas | LFG | IC | 5 | 2006 |  |  | (OP) Operating
54842 | WM Renewable Energy LLC | 56522 | Springhill Gas Recovery Plant | IPP Non-CHP | FL | GEN3 | 0.8 | Landfill Gas | LFG | IC | 5 | 2006 |  |  | (OP) Operating
54842 | WM Renewable Energy LLC | 56522 | Springhill Gas Recovery Plant | IPP Non-CHP | FL | GEN4 | 0.8 | Landfill Gas | LFG | IC | 5 | 2006 |  |  | (OP) Operating
54842 | WM Renewable Energy LLC | 56522 | Springhill Gas Recovery Plant | IPP Non-CHP | FL | GEN5 | 0.8 | Landfill Gas | LFG | IC | 5 | 2006 |  |  | (OP) Operating
54842 | WM Renewable Energy LLC | 56522 | Springhill Gas Recovery Plant | IPP Non-CHP | FL | GEN6 | 0.8 | Landfill Gas | LFG | IC | 5 | 2006 |  |  | (OP) Operating
54842 | WM Renewable Energy LLC | 56523 | Two Pine Landfill Gas Recovery | IPP Non-CHP | AR | GEN1 | 0.8 | Landfill Gas | LFG | IC | 10 | 2006 |  |  | (OP) Operating
54842 | WM Renewable Energy LLC | 56523 | Two Pine Landfill Gas Recovery | IPP Non-CHP | AR | GEN2 | 0.8 | Landfill Gas | LFG | IC | 10 | 2006 |  |  | (OP) Operating
54842 | WM Renewable Energy LLC | 56523 | Two Pine Landfill Gas Recovery | IPP Non-CHP | AR | GEN3 | 0.8 | Landfill Gas | LFG | IC | 10 | 2006 |  |  | (OP) Operating
54842 | WM Renewable Energy LLC | 56523 | Two Pine Landfill Gas Recovery | IPP Non-CHP | AR | GEN4 | 0.8 | Landfill Gas | LFG | IC | 10 | 2006 |  |  | (OP) Operating
54842 | WM Renewable Energy LLC | 56523 | Two Pine Landfill Gas Recovery | IPP Non-CHP | AR | GEN5 | 0.8 | Landfill Gas | LFG | IC | 10 | 2006 |  |  | (OP) Operating
54842 | WM Renewable Energy LLC | 56523 | Two Pine Landfill Gas Recovery | IPP Non-CHP | AR | GEN6 | 0.8 | Landfill Gas | LFG | IC | 10 | 2006 |  |  | (OP) Operating
54842 | WM Renewable Energy LLC | 56524 | Austin Gas Recovery | IPP Non-CHP | TX | GEN1 | 1.6 | Landfill Gas | LFG | IC | 10 | 2007 |  |  | (OP) Operating
54842 | WM Renewable Energy LLC | 56524 | Austin Gas Recovery | IPP Non-CHP | TX | GEN2 | 1.6 | Landfill Gas | LFG | IC | 10 | 2007 |  |  | (OP) Operating
54842 | WM Renewable Energy LLC | 56524 | Austin Gas Recovery | IPP Non-CHP | TX | GEN3 | 1.6 | Landfill Gas | LFG | IC | 10 | 2007 |  |  | (OP) Operating
54842 | WM Renewable Energy LLC | 56524 | Austin Gas Recovery | IPP Non-CHP | TX | GEN4 | 1.6 | Landfill Gas | LFG | IC | 10 | 2007 |  |  | (OP) Operating
54842 | WM Renewable Energy LLC | 56525 | Timberline Trail Gas Recovery | IPP Non-CHP | WI | GEN1 | 0.8 | Landfill Gas | LFG | IC | 2 | 2006 |  |  | (OP) Operating
54842 | WM Renewable Energy LLC | 56525 | Timberline Trail Gas Recovery | IPP Non-CHP | WI | GEN2 | 0.8 | Landfill Gas | LFG | IC | 2 | 2006 |  |  | (OP) Operating
54842 | WM Renewable Energy LLC | 56525 | Timberline Trail Gas Recovery | IPP Non-CHP | WI | GEN3 | 0.8 | Landfill Gas | LFG | IC | 2 | 2006 |  |  | (OP) Operating
54842 | WM Renewable Energy LLC | 56525 | Timberline Trail Gas Recovery | IPP Non-CHP | WI | GEN4 | 0.8 | Landfill Gas | LFG | IC | 2 | 2006 |  |  | (OP) Operating
54842 | WM Renewable Energy LLC | 56525 | Timberline Trail Gas Recovery | IPP Non-CHP | WI | GEN5 | 0.8 | Landfill Gas | LFG | IC | 12 | 2007 |  |  | (OP) Operating
54842 | WM Renewable Energy LLC | 56526 | Chaffee Gas Recovery | IPP Non-CHP | NY | GEN1 | 0.8 | Landfill Gas | LFG | IC | 8 | 2007 |  |  | (OP) Operating
54842 | WM Renewable Energy LLC | 56526 | Chaffee Gas Recovery | IPP Non-CHP | NY | GEN2 | 0.8 | Landfill Gas | LFG | IC | 8 | 2007 |  |  | (OP) Operating
54842 | WM Renewable Energy LLC | 56526 | Chaffee Gas Recovery | IPP Non-CHP | NY | GEN3 | 0.8 | Landfill Gas | LFG | IC | 8 | 2007 |  |  | (OP) Operating
54842 | WM Renewable Energy LLC | 56526 | Chaffee Gas Recovery | IPP Non-CHP | NY | GEN4 | 0.8 | Landfill Gas | LFG | IC | 8 | 2007 |  |  | (OP) Operating
54842 | WM Renewable Energy LLC | 56526 | Chaffee Gas Recovery | IPP Non-CHP | NY | GEN5 | 0.8 | Landfill Gas | LFG | IC | 8 | 2007 |  |  | (OP) Operating
54842 | WM Renewable Energy LLC | 56526 | Chaffee Gas Recovery | IPP Non-CHP | NY | GEN6 | 0.8 | Landfill Gas | LFG | IC | 8 | 2007 |  |  | (OP) Operating
54842 | WM Renewable Energy LLC | 56526 | Chaffee Gas Recovery | IPP Non-CHP | NY | GEN7 | 0.8 | Landfill Gas | LFG | IC | 10 | 2009 |  |  | (OP) Operating
54842 | WM Renewable Energy LLC | 56526 | Chaffee Gas Recovery | IPP Non-CHP | NY | GEN8 | 0.8 | Landfill Gas | LFG | IC | 10 | 2009 |  |  | (OP) Operating
54842 | WM Renewable Energy LLC | 56527 | Fitchburg Gas Recovery | IPP Non-CHP | MA | GEN1 | 1.6 | Landfill Gas | LFG | IC | 10 | 2007 |  |  | (OP) Operating
54842 | WM Renewable Energy LLC | 56527 | Fitchburg Gas Recovery | IPP Non-CHP | MA | GEN2 | 1.6 | Landfill Gas | LFG | IC | 10 | 2007 |  |  | (OP) Operating
54842 | WM Renewable Energy LLC | 56527 | Fitchburg Gas Recovery | IPP Non-CHP | MA | GEN3 | 1.6 | Landfill Gas | LFG | IC | 1 | 2009 |  |  | (OP) Operating
54842 | WM Renewable Energy LLC | 56528 | Skyline Gas Recovery | IPP Non-CHP | TX | GEN1 | 1.6 | Landfill Gas | LFG | IC | 6 | 2007 |  |  | (OP) Operating
54842 | WM Renewable Energy LLC | 56528 | Skyline Gas Recovery | IPP Non-CHP | TX | GEN2 | 1.6 | Landfill Gas | LFG | IC | 6 | 2007 |  |  | (OP) Operating
54842 | WM Renewable Energy LLC | 56528 | Skyline Gas Recovery | IPP Non-CHP | TX | GEN3 | 1.6 | Landfill Gas | LFG | IC | 6 | 2007 |  |  | (OP) Operating
54842 | WM Renewable Energy LLC | 56528 | Skyline Gas Recovery | IPP Non-CHP | TX | GEN4 | 1.6 | Landfill Gas | LFG | IC | 6 | 2007 |  |  | (OP) Operating
54842 | WM Renewable Energy LLC | 56529 | Five Oaks Gas Recovery | IPP Non-CHP | IL | GEN1 | 0.8 | Landfill Gas | LFG | IC | 2 | 2008 |  |  | (OP) Operating
54842 | WM Renewable Energy LLC | 56529 | Five Oaks Gas Recovery | IPP Non-CHP | IL | GEN2 | 0.8 | Landfill Gas | LFG | IC | 2 | 2008 |  |  | (OP) Operating
54842 | WM Renewable Energy LLC | 56529 | Five Oaks Gas Recovery | IPP Non-CHP | IL | GEN3 | 0.8 | Landfill Gas | LFG | IC | 2 | 2008 |  |  | (OP) Operating
54842 | WM Renewable Energy LLC | 56529 | Five Oaks Gas Recovery | IPP Non-CHP | IL | GEN4 | 0.8 | Landfill Gas | LFG | IC | 2 | 2008 |  |  | (OP) Operating
54842 | WM Renewable Energy LLC | 56530 | DADS Gas Recovery | IPP Non-CHP | CO | GEN1 | 0.8 | Landfill Gas | LFG | IC | 7 | 2008 |  |  | (OP) Operating
54842 | WM Renewable Energy LLC | 56530 | DADS Gas Recovery | IPP Non-CHP | CO | GEN2 | 0.8 | Landfill Gas | LFG | IC | 7 | 2008 |  |  | (OP) Operating
54842 | WM Renewable Energy LLC | 56530 | DADS Gas Recovery | IPP Non-CHP | CO | GEN3 | 0.8 | Landfill Gas | LFG | IC | 7 | 2008 |  |  | (OP) Operating
54842 | WM Renewable Energy LLC | 56530 | DADS Gas Recovery | IPP Non-CHP | CO | GEN4 | 0.8 | Landfill Gas | LFG | IC | 7 | 2008 |  |  | (OP) Operating
54842 | WM Renewable Energy LLC | 56531 | Waste Management Bethel LFGTE | IPP Non-CHP | VA | GEN1 | 0.8 | Landfill Gas | LFG | IC | 2 | 2008 |  |  | (OP) Operating
54842 | WM Renewable Energy LLC | 56531 | Waste Management Bethel LFGTE | IPP Non-CHP | VA | GEN2 | 0.8 | Landfill Gas | LFG | IC | 2 | 2008 |  |  | (OP) Operating
54842 | WM Renewable Energy LLC | 56531 | Waste Management Bethel LFGTE | IPP Non-CHP | VA | GEN3 | 0.8 | Landfill Gas | LFG | IC | 2 | 2008 |  |  | (OP) Operating
54842 | WM Renewable Energy LLC | 56531 | Waste Management Bethel LFGTE | IPP Non-CHP | VA | GEN4 | 0.8 | Landfill Gas | LFG | IC | 2 | 2008 |  |  | (OP) Operating
54842 | WM Renewable Energy LLC | 56531 | Waste Management Bethel LFGTE | IPP Non-CHP | VA | GEN5 | 0.8 | Landfill Gas | LFG | IC | 2 | 2008 |  |  | (OP) Operating
54842 | WM Renewable Energy LLC | 56531 | Waste Management Bethel LFGTE | IPP Non-CHP | VA | GEN6 | 0.8 | Landfill Gas | LFG | IC | 2 | 2008 |  |  | (OP) Operating
14328 | Pacific Gas & Electric Co | 56532 | Colusa Generating Station | Electric Utility | CA | A | 167 | Natural Gas Fired Combined Cycle | NG | CT | 12 | 2010 |  |  | (OP) Operating
14328 | Pacific Gas & Electric Co | 56532 | Colusa Generating Station | Electric Utility | CA | B | 167 | Natural Gas Fired Combined Cycle | NG | CT | 12 | 2010 |  |  | (OP) Operating
14328 | Pacific Gas & Electric Co | 56532 | Colusa Generating Station | Electric Utility | CA | C | 306 | Natural Gas Fired Combined Cycle | NG | CA | 12 | 2010 |  |  | (OP) Operating
55733 | Waste Management Energy Solutions Inc | 56534 | El Sobrante Gas Recovery | IPP Non-CHP | CA | GEN1 | 1.3 | Landfill Gas | LFG | IC | 12 | 2004 |  |  | (OP) Operating
55733 | Waste Management Energy Solutions Inc | 56534 | El Sobrante Gas Recovery | IPP Non-CHP | CA | GEN2 | 1.3 | Landfill Gas | LFG | IC | 12 | 2004 |  |  | (OP) Operating
55733 | Waste Management Energy Solutions Inc | 56534 | El Sobrante Gas Recovery | IPP Non-CHP | CA | GEN3 | 1.3 | Landfill Gas | LFG | IC | 12 | 2004 |  |  | (OP) Operating
55733 | Waste Management Energy Solutions Inc | 56535 | Waste Management Simi Valley LFGTE | IPP Non-CHP | CA | GEN1 | 1.3 | Landfill Gas | LFG | IC | 12 | 2004 |  |  | (OP) Operating
55733 | Waste Management Energy Solutions Inc | 56535 | Waste Management Simi Valley LFGTE | IPP Non-CHP | CA | GEN2 | 1.3 | Landfill Gas | LFG | IC | 12 | 2004 |  |  | (OP) Operating
55734 | Cow Branch | 56536 | Cow Branch Wind Power LLC | IPP Non-CHP | MO | 1 | 50.4 | Onshore Wind Turbine | WND | WT | 4 | 2008 |  |  | (OP) Operating
55735 | Conception | 56537 | CR Clearing LLC | IPP Non-CHP | MO | 1 | 50.4 | Onshore Wind Turbine | WND | WT | 4 | 2008 |  |  | (OP) Operating
55736 | Loess Hills | 56538 | Loess Hills Wind Farm LLC | IPP Non-CHP | MO | 1 | 5 | Onshore Wind Turbine | WND | WT | 2 | 2008 |  |  | (OP) Operating
9267 | Hoosier Energy R E C, Inc | 56539 | Clark-Floyd Landfill Gas Generating | Electric Utility | IN | ICG1 | 1 | Landfill Gas | LFG | IC | 10 | 2007 |  |  | (OP) Operating
9267 | Hoosier Energy R E C, Inc | 56539 | Clark-Floyd Landfill Gas Generating | Electric Utility | IN | ICG2 | 1 | Landfill Gas | LFG | IC | 10 | 2007 |  |  | (OP) Operating
9267 | Hoosier Energy R E C, Inc | 56539 | Clark-Floyd Landfill Gas Generating | Electric Utility | IN | ICG3 | 1.4 | Landfill Gas | LFG | IC | 6 | 2009 |  |  | (OP) Operating
34691 | Ormat Nevada Inc | 56540 | Galena 2 Geothermal Power Plant | IPP Non-CHP | NV | GEN1 | 9.2 | Geothermal | GEO | BT | 4 | 2007 |  |  | (OP) Operating
34691 | Ormat Nevada Inc | 56541 | Galena 3 Geothermal Power Plant | IPP Non-CHP | NV | GEN1 | 7.9 | Geothermal | GEO | BT | 2 | 2008 |  |  | (OP) Operating
34691 | Ormat Nevada Inc | 56541 | Galena 3 Geothermal Power Plant | IPP Non-CHP | NV | GEN2 | 7.9 | Geothermal | GEO | BT | 2 | 2008 |  |  | (OP) Operating
219 | Alaska Power and Telephone Co | 56542 | Kasidaya Creek Hydro | Electric Utility | AK | 1 | 3 | Conventional Hydroelectric | WAT | HY | 10 | 2008 |  |  | (OP) Operating
34505 | Edison Mission Energy | 56543 | Eastridge Wind Project | IPP Non-CHP | MN | 1 | 10.4 | Onshore Wind Turbine | WND | WT | 4 | 2006 |  |  | (OP) Operating
34505 | Edison Mission Energy | 56544 | Windom Wind Project | IPP Non-CHP | MN | 1 | 15.6 | Onshore Wind Turbine | WND | WT | 3 | 2006 |  |  | (OP) Operating
16921 | City of Seneca - (SC) | 56545 | Seneca City of | Electric Utility | SC | PPG1 | 1.8 | Petroleum Liquids | DFO | IC | 12 | 2004 |  |  | (OP) Operating
16921 | City of Seneca - (SC) | 56545 | Seneca City of | Electric Utility | SC | PPG2 | 1.8 | Petroleum Liquids | DFO | IC | 12 | 2004 |  |  | (OP) Operating
16921 | City of Seneca - (SC) | 56545 | Seneca City of | Electric Utility | SC | PPG3 | 1.8 | Petroleum Liquids | DFO | IC | 12 | 2004 |  |  | (OP) Operating
16921 | City of Seneca - (SC) | 56545 | Seneca City of | Electric Utility | SC | WPG1 | 1.8 | Petroleum Liquids | DFO | IC | 12 | 2004 |  |  | (OP) Operating
16921 | City of Seneca - (SC) | 56545 | Seneca City of | Electric Utility | SC | WPG2 | 1.8 | Petroleum Liquids | DFO | IC | 12 | 2004 |  |  | (OP) Operating
13630 | North Carolina Mun Power Agny #1 | 56546 | Cornelius Delivery No 1 | Electric Utility | NC | 1 | 2 | Petroleum Liquids | DFO | IC | 8 | 2007 |  |  | (OP) Operating
13630 | North Carolina Mun Power Agny #1 | 56547 | Bostic Delivery No 2 | Electric Utility | NC | 1 | 1 | Petroleum Liquids | DFO | IC | 8 | 2007 |  |  | (OP) Operating
13630 | North Carolina Mun Power Agny #1 | 56548 | Drexel Operations Center | Electric Utility | NC | 1 | 2 | Petroleum Liquids | DFO | IC | 8 | 2007 |  |  | (OP) Operating
13630 | North Carolina Mun Power Agny #1 | 56549 | Granite Falls Walmart | Electric Utility | NC | 1 | 2 | Petroleum Liquids | DFO | IC | 8 | 2007 |  |  | (OP) Operating
13630 | North Carolina Mun Power Agny #1 | 56550 | Huntersville Delivery No 2 | Electric Utility | NC | 1 | 2 | Petroleum Liquids | DFO | IC | 8 | 2007 |  |  | (OP) Operating
13630 | North Carolina Mun Power Agny #1 | 56551 | Landis Delivery No 2 | Electric Utility | NC | 1 | 2 | Petroleum Liquids | DFO | IC | 8 | 2007 |  |  | (OP) Operating
13630 | North Carolina Mun Power Agny #1 | 56552 | Statesville Delivery No 3 | Electric Utility | NC | 1 | 2 | Petroleum Liquids | DFO | IC | 8 | 2007 |  |  | (OP) Operating
12944 | City of Morganton - (NC) | 56553 | Catawba River Pollution Control | Commercial Non-CHP | NC | 1234 | 1.1 | Petroleum Liquids | DFO | IC | 7 | 2009 |  |  | (OP) Operating
56355 | LES Project Holdings LLC | 56554 | Salt Lake Energy Systems | IPP Non-CHP | UT | Unit1 | 0.8 | Landfill Gas | LFG | IC | 6 | 2006 |  |  | (OP) Operating
56355 | LES Project Holdings LLC | 56554 | Salt Lake Energy Systems | IPP Non-CHP | UT | Unit2 | 0.8 | Landfill Gas | LFG | IC | 6 | 2006 |  |  | (OP) Operating
56355 | LES Project Holdings LLC | 56554 | Salt Lake Energy Systems | IPP Non-CHP | UT | Unit3 | 1.5 | Landfill Gas | LFG | IC | 6 | 2006 |  |  | (OP) Operating
55737 | Wind Capital Holdings LLC | 56555 | Wind Capital Holdings LLC | IPP Non-CHP | MO | 1 | 56.7 | Onshore Wind Turbine | WND | WT | 6 | 2007 |  |  | (OP) Operating
55772 | Paducah Power System | 56556 | PPS Power Plant No 1 | Electric Utility | KY | 1 | 55 | Natural Gas Fired Combustion Turbine | NG | GT | 6 | 2010 |  |  | (OP) Operating
55772 | Paducah Power System | 56556 | PPS Power Plant No 1 | Electric Utility | KY | 2 | 55 | Natural Gas Fired Combustion Turbine | NG | GT | 6 | 2010 |  |  | (OP) Operating
55838 | EXC Wind 1 | 56557 | EXC Wind 1 LLC | IPP Non-CHP | TX | 1 | 10 | Onshore Wind Turbine | WND | WT | 2 | 2006 |  |  | (OP) Operating
55837 | EXC Wind 2 | 56558 | EXC Wind 2 LLC | IPP Non-CHP | TX | JDW2 | 10 | Onshore Wind Turbine | WND | WT | 2 | 2006 |  |  | (OP) Operating
55836 | EXC Wind 3 | 56559 | EXC Wind 3 LLC | IPP Non-CHP | TX | JDW3 | 10 | Onshore Wind Turbine | WND | WT | 2 | 2006 |  |  | (OP) Operating
55835 | EXC Wind 4 | 56560 | EXC Wind 4 LLC | IPP Non-CHP | TX | JDW4 | 79.8 | Onshore Wind Turbine | WND | WT | 1 | 2008 |  |  | (OP) Operating
55834 | EXC Wind 5 | 56561 | EXC Wind 5 LLC | IPP Non-CHP | TX | JDW5 | 10 | Onshore Wind Turbine | WND | WT | 11 | 2006 |  |  | (OP) Operating
55833 | EXC Wind 6 | 56562 | EXC Wind 6 LLC | IPP Non-CHP | TX | JDW6 | 10 | Onshore Wind Turbine | WND | WT | 1 | 2007 |  |  | (OP) Operating
55785 | FPL Peetz Table Wind Energy | 56563 | Peetz Table Wind Energy | IPP Non-CHP | CO | GE | 199.5 | Onshore Wind Turbine | WND | WT | 9 | 2007 |  |  | (OP) Operating
17698 | Southwestern Electric Power Co | 56564 | John W Turk Jr Power Plant | Electric Utility | AR | 1 | 609 | Conventional Steam Coal | SUB | ST | 12 | 2012 |  |  | (OP) Operating
17698 | Southwestern Electric Power Co | 56565 | J Lamar Stall Unit | Electric Utility | LA | 6A | 160 | Natural Gas Fired Combined Cycle | NG | CT | 6 | 2010 |  |  | (OP) Operating
17698 | Southwestern Electric Power Co | 56565 | J Lamar Stall Unit | Electric Utility | LA | 6B | 160 | Natural Gas Fired Combined Cycle | NG | CT | 6 | 2010 |  |  | (OP) Operating
17698 | Southwestern Electric Power Co | 56565 | J Lamar Stall Unit | Electric Utility | LA | 6STG | 187 | Natural Gas Fired Combined Cycle | NG | CA | 6 | 2010 |  |  | (OP) Operating
56203 | Solar Star NAFB LLC | 56568 | Nellis Air Force Base Solar Array | Commercial Non-CHP | NV | NS1 | 4.9 | Solar Photovoltaic | SUN | PV | 10 | 2007 |  |  | (OP) Operating
56203 | Solar Star NAFB LLC | 56568 | Nellis Air Force Base Solar Array | Commercial Non-CHP | NV | NS2 | 5.2 | Solar Photovoltaic | SUN | PV | 11 | 2007 |  |  | (OP) Operating
56203 | Solar Star NAFB LLC | 56568 | Nellis Air Force Base Solar Array | Commercial Non-CHP | NV | NS3 | 3.9 | Solar Photovoltaic | SUN | PV | 12 | 2007 |  |  | (OP) Operating
9216 | Imperial Irrigation District | 56569 | Niland Gas Turbine Plant | Electric Utility | CA | 1 | 47.5 | Natural Gas Fired Combustion Turbine | NG | GT | 6 | 2008 |  |  | (OP) Operating
9216 | Imperial Irrigation District | 56569 | Niland Gas Turbine Plant | Electric Utility | CA | 2 | 47.5 | Natural Gas Fired Combustion Turbine | NG | GT | 6 | 2008 |  |  | (OP) Operating
2770 | Terra-Gen Operating Co LLC | 56570 | Terra-Gen VG Wind LLC | IPP Non-CHP | CA | WGNS | 7.4 | Onshore Wind Turbine | WND | WT | 1 | 1984 |  |  | (OP) Operating
55796 | Eastern Landfill Gas LLC | 56571 | Eastern Landfill Gas LLC | IPP Non-CHP | MD | 1 | 1 | Landfill Gas | LFG | IC | 10 | 2006 |  |  | (OP) Operating
55796 | Eastern Landfill Gas LLC | 56571 | Eastern Landfill Gas LLC | IPP Non-CHP | MD | 2 | 1 | Landfill Gas | LFG | IC | 10 | 2006 |  |  | (OP) Operating
55796 | Eastern Landfill Gas LLC | 56571 | Eastern Landfill Gas LLC | IPP Non-CHP | MD | 3 | 1 | Landfill Gas | LFG | IC | 10 | 2006 |  |  | (OP) Operating
55795 | Bethlehem Renewable Energy LLC | 56572 | Bethlehem Renewable Energy LLC | IPP Non-CHP | PA | 1 | 4.7 | Landfill Gas | LFG | GT | 3 | 2008 |  |  | (OP) Operating
54799 | FPL Energy Oliver County Wind II LLC | 56573 | FPL Energy Oliver Wind II LLC | IPP Non-CHP | ND | 2 | 48 | Onshore Wind Turbine | WND | WT | 12 | 2007 |  |  | (OP) Operating
59155 | First Wind O&M, LLC | 56575 | Steel Winds Wind Farm | IPP Non-CHP | NY | 1 | 20 | Onshore Wind Turbine | WND | WT | 6 | 2007 |  |  | (OP) Operating
55832 | Cowell | 56577 | Shane's Wind Machine | IPP Non-CHP | MN | 1 | 1.3 | Onshore Wind Turbine | WND | WT | 7 | 2006 |  |  | (OP) Operating
56808 | Norgard 1 | 56578 | Roadrunner I LLC | IPP Non-CHP | MN | 1 | 1.3 | Onshore Wind Turbine | WND | WT | 5 | 2006 |  |  | (OP) Operating
56808 | Norgard 1 | 56579 | Windy Dog I LLC | IPP Non-CHP | MN | 1 | 1.3 | Onshore Wind Turbine | WND | WT | 5 | 2006 |  |  | (OP) Operating
56807 | Moore 1 | 56580 | Blue Breezes LLC | IPP Non-CHP | MN | 1 | 1.3 | Onshore Wind Turbine | WND | WT | 5 | 2006 |  |  | (OP) Operating
56807 | Moore 1 | 56581 | Blue Breezes II LLC | IPP Non-CHP | MN | 1 | 1.3 | Onshore Wind Turbine | WND | WT | 5 | 2006 |  |  | (OP) Operating
56808 | Norgard 1 | 56582 | Breezy Bucks II LLC | IPP Non-CHP | MN | 1 | 1.3 | Onshore Wind Turbine | WND | WT | 5 | 2006 |  |  | (OP) Operating
56808 | Norgard 1 | 56583 | Salty Dog I LLC | IPP Non-CHP | MN | 1 | 1.3 | Onshore Wind Turbine | WND | WT | 5 | 2006 |  |  | (OP) Operating
56808 | Norgard 1 | 56584 | Salty Dog II LLC | IPP Non-CHP | MN | 1 | 1.3 | Onshore Wind Turbine | WND | WT | 5 | 2006 |  |  | (OP) Operating
56808 | Norgard 1 | 56585 | Wallys Wind Farm LLC | IPP Non-CHP | MN | 1 | 1.3 | Onshore Wind Turbine | WND | WT | 5 | 2006 |  |  | (OP) Operating
57157 | Wolf Wind Project | 56586 | Sunset Breeze LLC | IPP Non-CHP | MN | 1 | 1.3 | Onshore Wind Turbine | WND | WT | 5 | 2006 |  |  | (OP) Operating
57157 | Wolf Wind Project | 56587 | Minnesota Breeze LLC | IPP Non-CHP | MN | 1 | 1.3 | Onshore Wind Turbine | WND | WT | 5 | 2006 |  |  | (OP) Operating
57157 | Wolf Wind Project | 56588 | G Flow Wind LLC | IPP Non-CHP | MN | 1 | 1.3 | Onshore Wind Turbine | WND | WT | 5 | 2006 |  |  | (OP) Operating
57157 | Wolf Wind Project | 56589 | Wolf Wind Enterprises LLC | IPP Non-CHP | MN | 1 | 1.3 | Onshore Wind Turbine | WND | WT | 5 | 2006 |  |  | (OP) Operating
57157 | Wolf Wind Project | 56590 | Green Acres Breeze LLC | IPP Non-CHP | MN | 1 | 1.3 | Onshore Wind Turbine | WND | WT | 5 | 2006 |  |  | (OP) Operating
56568 | United Materials of Great Falls Inc | 56591 | Horseshoe Bend Wind Park | IPP Non-CHP | MT | HBWP | 9 | Onshore Wind Turbine | WND | WT | 2 | 2006 |  |  | (OP) Operating
56215 | E ON Climate Renewables N America LLC | 56592 | Champion Wind Farm LLC | IPP Non-CHP | TX | CH1 | 126.5 | Onshore Wind Turbine | WND | WT | 2 | 2008 |  |  | (OP) Operating
56215 | E ON Climate Renewables N America LLC | 56593 | Roscoe Wind Farm LLC | IPP Non-CHP | TX | RO1 | 209 | Onshore Wind Turbine | WND | WT | 2 | 2008 |  |  | (OP) Operating
56215 | E ON Climate Renewables N America LLC | 56594 | Munnsville Wind Farm LLC | IPP Non-CHP | NY | MU1 | 34.5 | Onshore Wind Turbine | WND | WT | 10 | 2007 |  |  | (OP) Operating
56808 | Norgard 1 | 56595 | Breezy Bucks I LLC | IPP Non-CHP | MN | 1 | 1.3 | Onshore Wind Turbine | WND | WT | 5 | 2006 |  |  | (OP) Operating
19545 | Black Hills Power Inc | 56596 | Wygen III | Electric Utility | WY | 5 | 100 | Conventional Steam Coal | SUB | ST | 4 | 2010 |  |  | (OP) Operating
6205 | City of Farmington - (MO) | 56597 | Elm Street Substation Generators | Electric Utility | MO | EP01 | 1.3 | Petroleum Liquids | DFO | IC | 10 | 2002 |  |  | (SB) Standby/Backup: available for service but not normally used
6205 | City of Farmington - (MO) | 56597 | Elm Street Substation Generators | Electric Utility | MO | EP02 | 1.3 | Petroleum Liquids | DFO | IC | 10 | 2002 |  |  | (SB) Standby/Backup: available for service but not normally used
6205 | City of Farmington - (MO) | 56597 | Elm Street Substation Generators | Electric Utility | MO | EP03 | 1.3 | Petroleum Liquids | DFO | IC | 10 | 2002 |  |  | (SB) Standby/Backup: available for service but not normally used
6205 | City of Farmington - (MO) | 56597 | Elm Street Substation Generators | Electric Utility | MO | EP04 | 1.3 | Petroleum Liquids | DFO | IC | 10 | 2002 |  |  | (SB) Standby/Backup: available for service but not normally used
6205 | City of Farmington - (MO) | 56598 | Walton Street Substation | Electric Utility | MO | EP05 | 1.3 | Petroleum Liquids | DFO | IC | 1 | 2003 |  |  | (SB) Standby/Backup: available for service but not normally used
6205 | City of Farmington - (MO) | 56598 | Walton Street Substation | Electric Utility | MO | EP06 | 1.3 | Petroleum Liquids | DFO | IC | 1 | 2003 |  |  | (SB) Standby/Backup: available for service but not normally used
6205 | City of Farmington - (MO) | 56598 | Walton Street Substation | Electric Utility | MO | EP07 | 1.3 | Petroleum Liquids | DFO | IC | 1 | 2003 |  |  | (SB) Standby/Backup: available for service but not normally used
6205 | City of Farmington - (MO) | 56599 | Jefferson Street Substation | Electric Utility | MO | EP08 | 1.3 | Petroleum Liquids | DFO | IC | 11 | 2002 |  |  | (SB) Standby/Backup: available for service but not normally used
6205 | City of Farmington - (MO) | 56599 | Jefferson Street Substation | Electric Utility | MO | EP09 | 1.3 | Petroleum Liquids | DFO | IC | 11 | 2002 |  |  | (SB) Standby/Backup: available for service but not normally used
6205 | City of Farmington - (MO) | 56599 | Jefferson Street Substation | Electric Utility | MO | EP10 | 1.3 | Petroleum Liquids | DFO | IC | 11 | 2002 |  |  | (SB) Standby/Backup: available for service but not normally used
6205 | City of Farmington - (MO) | 56600 | Overall Road Station | Electric Utility | MO | EP11 | 1.3 | Petroleum Liquids | DFO | IC | 3 | 2003 |  |  | (SB) Standby/Backup: available for service but not normally used
6205 | City of Farmington - (MO) | 56600 | Overall Road Station | Electric Utility | MO | EP12 | 1.3 | Petroleum Liquids | DFO | IC | 3 | 2003 |  |  | (SB) Standby/Backup: available for service but not normally used
6205 | City of Farmington - (MO) | 56600 | Overall Road Station | Electric Utility | MO | EP13 | 1.3 | Petroleum Liquids | DFO | IC | 3 | 2003 |  |  | (SB) Standby/Backup: available for service but not normally used
6205 | City of Farmington - (MO) | 56600 | Overall Road Station | Electric Utility | MO | EP14 | 1.3 | Petroleum Liquids | DFO | IC | 3 | 2003 |  |  | (SB) Standby/Backup: available for service but not normally used
55847 | Snyder Wind Farm LLC | 56602 | Snyder Wind Farm | IPP Non-CHP | TX | SNY1 | 63 | Onshore Wind Turbine | WND | WT | 12 | 2007 |  |  | (OP) Operating
39347 | East Texas Electric Coop, Inc | 56603 | San Jacinto County Peaking Facility | Electric Utility | TX | SJC1 | 73 | Natural Gas Fired Combustion Turbine | NG | GT | 7 | 2001 |  |  | (OP) Operating
39347 | East Texas Electric Coop, Inc | 56603 | San Jacinto County Peaking Facility | Electric Utility | TX | SJC2 | 73 | Natural Gas Fired Combustion Turbine | NG | GT | 7 | 2001 |  |  | (OP) Operating
39347 | East Texas Electric Coop, Inc | 56603 | San Jacinto County Peaking Facility | Electric Utility | TX | SJCD1 | 0.5 | Petroleum Liquids | DFO | IC | 12 | 2012 |  |  | (SB) Standby/Backup: available for service but not normally used
39347 | East Texas Electric Coop, Inc | 56604 | Hardin County Peaking Facility | Electric Utility | TX | HC1 | 73 | Natural Gas Fired Combustion Turbine | NG | GT | 7 | 2001 |  |  | (OP) Operating
39347 | East Texas Electric Coop, Inc | 56604 | Hardin County Peaking Facility | Electric Utility | TX | HC2 | 73 | Natural Gas Fired Combustion Turbine | NG | GT | 7 | 2001 |  |  | (OP) Operating
55799 | FPL Energy Langdon Wind LLC | 56605 | Langdon Wind LLC | IPP Non-CHP | ND | GE15 | 159 | Onshore Wind Turbine | WND | WT | 12 | 2007 |  |  | (OP) Operating
1307 | Basin Electric Power Coop | 56606 | Culbertson Generation Station | Electric Utility | MT | 01 | 90.8 | Natural Gas Fired Combustion Turbine | NG | GT | 12 | 2010 |  |  | (OP) Operating
1307 | Basin Electric Power Coop | 56607 | Prairie Winds ND1 | Electric Utility | ND | ND1 | 115.5 | Onshore Wind Turbine | WND | WT | 12 | 2009 |  |  | (OP) Operating
1307 | Basin Electric Power Coop | 56608 | Prairie Winds SD1 | Electric Utility | SD | SD1 | 150 | Onshore Wind Turbine | WND | WT | 2 | 2011 |  |  | (OP) Operating
1307 | Basin Electric Power Coop | 56608 | Prairie Winds SD1 | Electric Utility | SD | SD2 | 10.5 | Onshore Wind Turbine | WND | WT | 2 | 2011 |  |  | (OP) Operating
1307 | Basin Electric Power Coop | 56608 | Prairie Winds SD1 | Electric Utility | SD | SD3 | 1.5 | Onshore Wind Turbine | WND | WT | 2 | 2011 |  |  | (OP) Operating
1307 | Basin Electric Power Coop | 56609 | Dry Fork Station | Electric Utility | WY | 01 | 380 | Conventional Steam Coal | SUB | ST | 11 | 2011 |  |  | (OP) Operating
1307 | Basin Electric Power Coop | 56610 | Deer Creek Station | Electric Utility | SD | 01 | 150 | Natural Gas Fired Combined Cycle | NG | CA | 8 | 2012 |  |  | (OP) Operating
1307 | Basin Electric Power Coop | 56610 | Deer Creek Station | Electric Utility | SD | 02 | 140 | Natural Gas Fired Combined Cycle | NG | CT | 8 | 2012 |  |  | (OP) Operating
55861 | Sandy Creek Energy Associates L P | 56611 | Sandy Creek Energy Station | IPP Non-CHP | TX | S01 | 936.5 | Conventional Steam Coal | SUB | ST | 5 | 2013 |  |  | (OP) Operating
55862 | Logan Wind Energy LLC | 56613 | Logan Wind Energy | IPP Non-CHP | CO | 1 | 201 | Onshore Wind Turbine | WND | WT | 10 | 2007 |  |  | (OP) Operating
55866 | Old Trail Wind Farm LLC | 56614 | Old Trail Wind Farm | IPP Non-CHP | IL | 2 | 198 | Onshore Wind Turbine | WND | WT | 12 | 2007 |  |  | (OP) Operating
27075 | San Diego County Water Auth | 56615 | Rancho Penasquitos | IPP Non-CHP | CA | G100 | 4.4 | Conventional Hydroelectric | WAT | HY | 1 | 2007 |  |  | (OP) Operating
55925 | Novo Biopower LLC | 56616 | Novo BioPower Plant | IPP Non-CHP | AZ | G3 | 22.2 | Wood/Wood Waste Biomass | WDS | ST | 6 | 2008 |  |  | (OP) Operating
57170 | EDF Renewable Asset Holdings, Inc. | 56617 | Fenton Wind Farm | IPP Non-CHP | MN | 1 | 205.5 | Onshore Wind Turbine | WND | WT | 9 | 2007 |  |  | (OP) Operating
55868 | Noble Wind Operations LLC | 56618 | Noble Clinton Windpark LLC | IPP Non-CHP | NY | 1 | 100.5 | Onshore Wind Turbine | WND | WT | 5 | 2008 |  |  | (OP) Operating
55868 | Noble Wind Operations LLC | 56619 | Noble Ellenburg Windpark LLC | IPP Non-CHP | NY | 1 | 81 | Onshore Wind Turbine | WND | WT | 5 | 2008 |  |  | (OP) Operating
55868 | Noble Wind Operations LLC | 56620 | Noble Bliss Windpark LLC | IPP Non-CHP | NY | 1 | 100.5 | Onshore Wind Turbine | WND | WT | 5 | 2008 |  |  | (OP) Operating
34505 | Edison Mission Energy | 56621 | Sleeping Bear LLC | IPP Non-CHP | OK | 1 | 94.5 | Onshore Wind Turbine | WND | WT | 10 | 2007 |  |  | (OP) Operating
15399 | Iberdrola Renewables Inc | 56622 | Providence Heights Wind LLC | IPP Non-CHP | IL | 1 | 72 | Onshore Wind Turbine | WND | WT | 8 | 2008 |  |  | (OP) Operating
55880 | Telocaset Wind Power Partners | 56623 | Elkhorn Valley Wind Farm | IPP Non-CHP | OR | EH1 | 100.7 | Onshore Wind Turbine | WND | WT | 12 | 2007 |  |  | (OP) Operating
57158 | Ewington Wind Project | 56624 | BC Energy LLC | IPP Non-CHP | MN | 1 | 4 | Onshore Wind Turbine | WND | WT | 1 | 2008 |  |  | (OP) Operating
57158 | Ewington Wind Project | 56625 | KC Energy LLC | IPP Non-CHP | MN | 1 | 4 | Onshore Wind Turbine | WND | WT | 1 | 2008 |  |  | (OP) Operating
57158 | Ewington Wind Project | 56626 | K&D Energy LLC | IPP Non-CHP | MN | 1 | 4 | Onshore Wind Turbine | WND | WT | 1 | 2008 |  |  | (OP) Operating
57158 | Ewington Wind Project | 56627 | KSS Turbines LLC | IPP Non-CHP | MN | 1 | 4 | Onshore Wind Turbine | WND | WT | 1 | 2008 |  |  | (OP) Operating
56805 | Exelon Wind LLC | 56628 | Prairie Wind Power LLC | IPP Non-CHP | MN | 1 | 4 | Onshore Wind Turbine | WND | WT | 1 | 2008 |  |  | (OP) Operating
54895 | FirstLight Power Resources Services LLC | 56629 | Waterbury Generation | IPP Non-CHP | CT | 10 | 95 | Natural Gas Fired Combustion Turbine | NG | GT | 6 | 2009 |  |  | (OP) Operating
12647 | ALLETE, Inc. | 56630 | Taconite Ridge 1 Wind Energy Center | Electric Utility | MN | 1 | 25 | Onshore Wind Turbine | WND | WT | 5 | 2008 |  |  | (OP) Operating
59155 | First Wind O&M, LLC | 56633 | Dutch Hill Wind Project | IPP Non-CHP | NY | 1 | 37.5 | Onshore Wind Turbine | WND | WT | 1 | 2009 |  |  | (OP) Operating
59155 | First Wind O&M, LLC | 56634 | Cohocton Wind Project | IPP Non-CHP | NY | 1 | 87.5 | Onshore Wind Turbine | WND | WT | 1 | 2009 |  |  | (OP) Operating
55873 | Harvest I | 56635 | Harvest Windfarm LLC | IPP Non-CHP | MI | 1 | 52.8 | Onshore Wind Turbine | WND | WT | 1 | 2008 |  |  | (OP) Operating
55891 | Hot Springs | 56636 | Hot Springs Windfarm LLC | IPP Non-CHP | ID | 1 | 21 | Onshore Wind Turbine | WND | WT | 5 | 2008 |  |  | (OP) Operating
55890 | Bennett Creek Windfarm LLC | 56637 | Bennett Creek Windfarm LLC | IPP Non-CHP | ID | 1 | 21 | Onshore Wind Turbine | WND | WT | 7 | 2008 |  |  | (OP) Operating
19740 | AES Wind Generation Inc | 56638 | Buffalo Gap 3 Wind Farm | IPP Non-CHP | TX | GEN1 | 170.2 | Onshore Wind Turbine | WND | WT | 8 | 2008 |  |  | (OP) Operating
59527 | Calpeak Operating Services, LLC | 56639 | Midway Peaking LLC | IPP Non-CHP | CA | 1 | 57.9 | Natural Gas Fired Combustion Turbine | NG | GT | 5 | 2009 |  |  | (OP) Operating
59527 | Calpeak Operating Services, LLC | 56639 | Midway Peaking LLC | IPP Non-CHP | CA | 2 | 60.6 | Natural Gas Fired Combustion Turbine | NG | GT | 5 | 2009 |  |  | (OP) Operating
55931 | Orion Energy Group LLC | 56640 | Camp Grove Wind Farm | IPP Non-CHP | IL | 1 | 150 | Onshore Wind Turbine | WND | WT | 12 | 2007 |  |  | (OP) Operating
55893 | St Paul Cogeneration LLC | 56643 | St Paul Cogeneration | IPP CHP | MN | 1 | 33 | Wood/Wood Waste Biomass | WDS | ST | 4 | 2003 |  |  | (OP) Operating
49893 | Invenergy Services LLC | 56644 | Stanton Wind Energy LLC | IPP Non-CHP | TX | 1 | 120 | Onshore Wind Turbine | WND | WT | 2 | 2008 |  |  | (OP) Operating
55901 | Osceola Windpower LLC | 56645 | Osceola Windpower LLC | IPP Non-CHP | IA | CL25 | 100 | Onshore Wind Turbine | WND | WT | 7 | 2008 |  |  | (OP) Operating
5906 | EDF Renewable Services Inc | 56646 | Chandler Hills Wind Farm | IPP Non-CHP | MN | 1 | 2 | Onshore Wind Turbine | WND | WT | 1 | 1999 |  |  | (OP) Operating
56484 | Butler Ridge Wind Energy Center | 56647 | Butler Ridge | IPP Non-CHP | WI | 1 | 54 | Onshore Wind Turbine | WND | WT | 2 | 2009 |  |  | (OP) Operating
58353 | NextEra Energy Majestic Wind | 56648 | Majestic 1 Wind Farm | IPP Non-CHP | TX | 1 | 79.5 | Onshore Wind Turbine | WND | WT | 1 | 2009 |  |  | (OP) Operating
55397 | NRG Energy Inc | 56649 | South Trent Wind Farm | IPP Non-CHP | TX | 1 | 101.2 | Onshore Wind Turbine | WND | WT | 1 | 2009 |  |  | (OP) Operating |  |  | 0 |  |  | 0
59102 | Wessington Wind | 56650 | Wessington Springs | IPP Non-CHP | SD | 1 | 51 | Onshore Wind Turbine | WND | WT | 2 | 2009 |  |  | (OP) Operating
56385 | Duke Energy DEGS North Allegheny | 56651 | North Allegheny Windpower Project | IPP Non-CHP | PA | 1 | 70 | Onshore Wind Turbine | WND | WT | 9 | 2009 |  |  | (OP) Operating
56545 | Pattern Operators LP | 56654 | Hatchet Ridge Wind Project | IPP Non-CHP | CA | 1 | 101.2 | Onshore Wind Turbine | WND | WT | 12 | 2010 |  |  | (OP) Operating
56951 | Michigan Wind 2 LLC | 56659 | Michigan Wind 2 | IPP Non-CHP | MI | 1 | 90 | Onshore Wind Turbine | WND | WT | 12 | 2011 |  |  | (OP) Operating
56545 | Pattern Operators LP | 56661 | Pattern Gulf Wind | IPP Non-CHP | TX | 1 | 283.2 | Onshore Wind Turbine | WND | WT | 12 | 2008 |  |  | (OP) Operating
55918 | Acciona Wind Energy USA LLC | 56665 | Dempsey Ridge Wind Farm | IPP Non-CHP | OK | DR | 132 | Onshore Wind Turbine | WND | WT | 5 | 2012 |  |  | (OP) Operating
14354 | PacifiCorp | 56666 | Goodnoe Hills | Electric Utility | WA | 1 | 94 | Onshore Wind Turbine | WND | WT | 6 | 2008 |  |  | (OP) Operating
55910 | Lanai Sustainability Research LLC | 56667 | Lanai Solar-Electric Plant | IPP Non-CHP | HI | 0001 | 0.1 | Solar Photovoltaic | SUN | PV | 12 | 2008 |  |  | (OP) Operating
55910 | Lanai Sustainability Research LLC | 56667 | Lanai Solar-Electric Plant | IPP Non-CHP | HI | 0002 | 0.1 | Solar Photovoltaic | SUN | PV | 12 | 2008 |  |  | (OP) Operating
55910 | Lanai Sustainability Research LLC | 56667 | Lanai Solar-Electric Plant | IPP Non-CHP | HI | 0003 | 0.1 | Solar Photovoltaic | SUN | PV | 12 | 2008 |  |  | (OP) Operating
55910 | Lanai Sustainability Research LLC | 56667 | Lanai Solar-Electric Plant | IPP Non-CHP | HI | 0004 | 0.1 | Solar Photovoltaic | SUN | PV | 12 | 2008 |  |  | (OP) Operating
55910 | Lanai Sustainability Research LLC | 56667 | Lanai Solar-Electric Plant | IPP Non-CHP | HI | 0005 | 0.1 | Solar Photovoltaic | SUN | PV | 12 | 2008 |  |  | (OP) Operating
55910 | Lanai Sustainability Research LLC | 56667 | Lanai Solar-Electric Plant | IPP Non-CHP | HI | 0006 | 0.1 | Solar Photovoltaic | SUN | PV | 12 | 2008 |  |  | (OP) Operating
55910 | Lanai Sustainability Research LLC | 56667 | Lanai Solar-Electric Plant | IPP Non-CHP | HI | 0007 | 0.1 | Solar Photovoltaic | SUN | PV | 12 | 2008 |  |  | (OP) Operating
55910 | Lanai Sustainability Research LLC | 56667 | Lanai Solar-Electric Plant | IPP Non-CHP | HI | 0008 | 0.1 | Solar Photovoltaic | SUN | PV | 12 | 2008 |  |  | (OP) Operating
55910 | Lanai Sustainability Research LLC | 56667 | Lanai Solar-Electric Plant | IPP Non-CHP | HI | 0009 | 0.1 | Solar Photovoltaic | SUN | PV | 12 | 2008 |  |  | (OP) Operating
55910 | Lanai Sustainability Research LLC | 56667 | Lanai Solar-Electric Plant | IPP Non-CHP | HI | 0010 | 0.1 | Solar Photovoltaic | SUN | PV | 12 | 2008 |  |  | (OP) Operating
55910 | Lanai Sustainability Research LLC | 56667 | Lanai Solar-Electric Plant | IPP Non-CHP | HI | 0011 | 0.1 | Solar Photovoltaic | SUN | PV | 12 | 2008 |  |  | (OP) Operating
55910 | Lanai Sustainability Research LLC | 56667 | Lanai Solar-Electric Plant | IPP Non-CHP | HI | 0012 | 0.1 | Solar Photovoltaic | SUN | PV | 12 | 2008 |  |  | (OP) Operating
14405 | Power Choice/Pepco Energy Serv | 56668 | NIH Cogeneration Facility | Commercial CHP | MD | CGTG | 21.2 | Natural Gas Fired Combustion Turbine | NG | GT | 7 | 2004 |  |  | (OP) Operating
55918 | Acciona Wind Energy USA LLC | 56669 | Tatanka Wind Power LLC | IPP Non-CHP | ND | TW1 | 180 | Onshore Wind Turbine | WND | WT | 1 | 2008 |  |  | (OP) Operating
55918 | Acciona Wind Energy USA LLC | 56670 | Velva Windfarm LLC | IPP Non-CHP | ND | VW1 | 11.9 | Onshore Wind Turbine | WND | WT | 12 | 2005 |  |  | (OP) Operating
55924 | GenPower | 56671 | Longview Power LLC | IPP Non-CHP | WV | MKA01 | 700 | Conventional Steam Coal | BIT | ST | 12 | 2011 |  |  | (OP) Operating
55922 | Whirlwind Energy LLC | 56673 | Whirlwind Energy Center | IPP Non-CHP | TX | WEC | 57 | Onshore Wind Turbine | WND | WT | 12 | 2007 |  |  | (OP) Operating
11269 | Lower Colorado River Authority | 56674 | Winchester Power Park | Electric Utility | TX | CGT1 | 44.8 | Natural Gas Fired Combustion Turbine | NG | GT | 5 | 2010 |  |  | (OP) Operating
11269 | Lower Colorado River Authority | 56674 | Winchester Power Park | Electric Utility | TX | CGT2 | 44.8 | Natural Gas Fired Combustion Turbine | NG | GT | 5 | 2010 |  |  | (OP) Operating
11269 | Lower Colorado River Authority | 56674 | Winchester Power Park | Electric Utility | TX | CGT3 | 44.8 | Natural Gas Fired Combustion Turbine | NG | GT | 5 | 2010 |  |  | (OP) Operating
11269 | Lower Colorado River Authority | 56674 | Winchester Power Park | Electric Utility | TX | CGT4 | 44.8 | Natural Gas Fired Combustion Turbine | NG | GT | 5 | 2010 |  |  | (OP) Operating
12341 | MidAmerican Energy Co | 56677 | Charles City Wind Farm | Electric Utility | IA | CCWF | 75 | Onshore Wind Turbine | WND | WT | 4 | 2008 |  |  | (OP) Operating
55931 | Orion Energy Group LLC | 56679 | Benton County Wind Farm | IPP Non-CHP | IN | 1 | 130.5 | Onshore Wind Turbine | WND | WT | 5 | 2008 |  |  | (OP) Operating
55938 | Industrial Power Generating Company LLC | 56680 | Wicomico | IPP Non-CHP | MD | 1 | 0.3 | Landfill Gas | LFG | IC | 5 | 2007 |  |  | (OP) Operating
55938 | Industrial Power Generating Company LLC | 56680 | Wicomico | IPP Non-CHP | MD | 10 | 0.3 | Landfill Gas | LFG | IC | 5 | 2007 |  |  | (OP) Operating
55938 | Industrial Power Generating Company LLC | 56680 | Wicomico | IPP Non-CHP | MD | 11 | 0.3 | Landfill Gas | LFG | IC | 5 | 2007 |  |  | (OP) Operating
55938 | Industrial Power Generating Company LLC | 56680 | Wicomico | IPP Non-CHP | MD | 12 | 0.3 | Landfill Gas | LFG | IC | 5 | 2007 |  |  | (OP) Operating
55938 | Industrial Power Generating Company LLC | 56680 | Wicomico | IPP Non-CHP | MD | 13 | 0.3 | Landfill Gas | LFG | IC | 5 | 2007 |  |  | (OP) Operating
55938 | Industrial Power Generating Company LLC | 56680 | Wicomico | IPP Non-CHP | MD | 14 | 0.3 | Landfill Gas | LFG | IC | 5 | 2007 |  |  | (OP) Operating
55938 | Industrial Power Generating Company LLC | 56680 | Wicomico | IPP Non-CHP | MD | 15 | 0.3 | Landfill Gas | LFG | IC | 5 | 2007 |  |  | (OP) Operating
55938 | Industrial Power Generating Company LLC | 56680 | Wicomico | IPP Non-CHP | MD | 16 | 0.3 | Landfill Gas | LFG | IC | 5 | 2007 |  |  | (OP) Operating
55938 | Industrial Power Generating Company LLC | 56680 | Wicomico | IPP Non-CHP | MD | 17 | 0.3 | Landfill Gas | LFG | IC | 5 | 2007 |  |  | (OP) Operating
55938 | Industrial Power Generating Company LLC | 56680 | Wicomico | IPP Non-CHP | MD | 18 | 0.3 | Landfill Gas | LFG | IC | 5 | 2007 |  |  | (OP) Operating
55938 | Industrial Power Generating Company LLC | 56680 | Wicomico | IPP Non-CHP | MD | 2 | 0.3 | Landfill Gas | LFG | IC | 5 | 2007 |  |  | (OP) Operating
55938 | Industrial Power Generating Company LLC | 56680 | Wicomico | IPP Non-CHP | MD | 3 | 0.3 | Landfill Gas | LFG | IC | 5 | 2007 |  |  | (OP) Operating
55938 | Industrial Power Generating Company LLC | 56680 | Wicomico | IPP Non-CHP | MD | 4 | 0.3 | Landfill Gas | LFG | IC | 5 | 2007 |  |  | (OP) Operating
55938 | Industrial Power Generating Company LLC | 56680 | Wicomico | IPP Non-CHP | MD | 5 | 0.3 | Landfill Gas | LFG | IC | 5 | 2007 |  |  | (OP) Operating
55938 | Industrial Power Generating Company LLC | 56680 | Wicomico | IPP Non-CHP | MD | 6 | 0.3 | Landfill Gas | LFG | IC | 5 | 2007 |  |  | (OP) Operating
55938 | Industrial Power Generating Company LLC | 56680 | Wicomico | IPP Non-CHP | MD | 7 | 0.3 | Landfill Gas | LFG | IC | 5 | 2007 |  |  | (OP) Operating
55938 | Industrial Power Generating Company LLC | 56680 | Wicomico | IPP Non-CHP | MD | 8 | 0.3 | Landfill Gas | LFG | IC | 5 | 2007 |  |  | (OP) Operating
55938 | Industrial Power Generating Company LLC | 56680 | Wicomico | IPP Non-CHP | MD | 9 | 0.3 | Landfill Gas | LFG | IC | 5 | 2007 |  |  | (OP) Operating
55938 | Industrial Power Generating Company LLC | 56681 | Amelia | IPP Non-CHP | VA | 1 | 0.3 | Landfill Gas | LFG | IC | 8 | 2001 |  |  | (OP) Operating
55938 | Industrial Power Generating Company LLC | 56681 | Amelia | IPP Non-CHP | VA | 10 | 0.3 | Landfill Gas | LFG | IC | 8 | 2001 |  |  | (OP) Operating
55938 | Industrial Power Generating Company LLC | 56681 | Amelia | IPP Non-CHP | VA | 11 | 0.3 | Landfill Gas | LFG | IC | 8 | 2001 |  |  | (OP) Operating
55938 | Industrial Power Generating Company LLC | 56681 | Amelia | IPP Non-CHP | VA | 12 | 0.3 | Landfill Gas | LFG | IC | 8 | 2001 |  |  | (OP) Operating
55938 | Industrial Power Generating Company LLC | 56681 | Amelia | IPP Non-CHP | VA | 13 | 0.3 | Landfill Gas | LFG | IC | 8 | 2001 |  |  | (OP) Operating
55938 | Industrial Power Generating Company LLC | 56681 | Amelia | IPP Non-CHP | VA | 14 | 0.3 | Landfill Gas | LFG | IC | 8 | 2001 |  |  | (OP) Operating
55938 | Industrial Power Generating Company LLC | 56681 | Amelia | IPP Non-CHP | VA | 15 | 0.3 | Landfill Gas | LFG | IC | 8 | 2001 |  |  | (OP) Operating
55938 | Industrial Power Generating Company LLC | 56681 | Amelia | IPP Non-CHP | VA | 16 | 0.3 | Landfill Gas | LFG | IC | 8 | 2001 |  |  | (OP) Operating
55938 | Industrial Power Generating Company LLC | 56681 | Amelia | IPP Non-CHP | VA | 17 | 0.3 | Landfill Gas | LFG | IC | 8 | 2001 |  |  | (OP) Operating
55938 | Industrial Power Generating Company LLC | 56681 | Amelia | IPP Non-CHP | VA | 18 | 0.3 | Landfill Gas | LFG | IC | 8 | 2001 |  |  | (OP) Operating
55938 | Industrial Power Generating Company LLC | 56681 | Amelia | IPP Non-CHP | VA | 19 | 0.3 | Landfill Gas | LFG | IC | 8 | 2001 |  |  | (OP) Operating
55938 | Industrial Power Generating Company LLC | 56681 | Amelia | IPP Non-CHP | VA | 2 | 0.3 | Landfill Gas | LFG | IC | 8 | 2001 |  |  | (OP) Operating
55938 | Industrial Power Generating Company LLC | 56681 | Amelia | IPP Non-CHP | VA | 20 | 0.3 | Landfill Gas | LFG | IC | 8 | 2001 |  |  | (OP) Operating
55938 | Industrial Power Generating Company LLC | 56681 | Amelia | IPP Non-CHP | VA | 21 | 0.3 | Landfill Gas | LFG | IC | 8 | 2001 |  |  | (OP) Operating
55938 | Industrial Power Generating Company LLC | 56681 | Amelia | IPP Non-CHP | VA | 22 | 0.3 | Landfill Gas | LFG | IC | 8 | 2001 |  |  | (OP) Operating
55938 | Industrial Power Generating Company LLC | 56681 | Amelia | IPP Non-CHP | VA | 23 | 0.3 | Landfill Gas | LFG | IC | 8 | 2001 |  |  | (OP) Operating
55938 | Industrial Power Generating Company LLC | 56681 | Amelia | IPP Non-CHP | VA | 24 | 0.3 | Landfill Gas | LFG | IC | 8 | 2001 |  |  | (OP) Operating
55938 | Industrial Power Generating Company LLC | 56681 | Amelia | IPP Non-CHP | VA | 25 | 0.3 | Landfill Gas | LFG | IC | 8 | 2001 |  |  | (OP) Operating
55938 | Industrial Power Generating Company LLC | 56681 | Amelia | IPP Non-CHP | VA | 26 | 0.3 | Landfill Gas | LFG | IC | 8 | 2001 |  |  | (OP) Operating
55938 | Industrial Power Generating Company LLC | 56681 | Amelia | IPP Non-CHP | VA | 27 | 0.3 | Landfill Gas | LFG | IC | 8 | 2001 |  |  | (OP) Operating
55938 | Industrial Power Generating Company LLC | 56681 | Amelia | IPP Non-CHP | VA | 28 | 0.3 | Landfill Gas | LFG | IC | 8 | 2001 |  |  | (OP) Operating
55938 | Industrial Power Generating Company LLC | 56681 | Amelia | IPP Non-CHP | VA | 29 | 0.3 | Landfill Gas | LFG | IC | 8 | 2001 |  |  | (OP) Operating
55938 | Industrial Power Generating Company LLC | 56681 | Amelia | IPP Non-CHP | VA | 3 | 0.3 | Landfill Gas | LFG | IC | 8 | 2001 |  |  | (OP) Operating
55938 | Industrial Power Generating Company LLC | 56681 | Amelia | IPP Non-CHP | VA | 30 | 0.3 | Landfill Gas | LFG | IC | 8 | 2001 |  |  | (OP) Operating
55938 | Industrial Power Generating Company LLC | 56681 | Amelia | IPP Non-CHP | VA | 31 | 0.3 | Landfill Gas | LFG | IC | 8 | 2001 |  |  | (OP) Operating
55938 | Industrial Power Generating Company LLC | 56681 | Amelia | IPP Non-CHP | VA | 32 | 0.3 | Landfill Gas | LFG | IC | 8 | 2001 |  |  | (OP) Operating
55938 | Industrial Power Generating Company LLC | 56681 | Amelia | IPP Non-CHP | VA | 33 | 0.3 | Landfill Gas | LFG | IC | 8 | 2001 |  |  | (OP) Operating
55938 | Industrial Power Generating Company LLC | 56681 | Amelia | IPP Non-CHP | VA | 34 | 0.3 | Landfill Gas | LFG | IC | 8 | 2001 |  |  | (OP) Operating
55938 | Industrial Power Generating Company LLC | 56681 | Amelia | IPP Non-CHP | VA | 35 | 0.3 | Landfill Gas | LFG | IC | 8 | 2001 |  |  | (OP) Operating
55938 | Industrial Power Generating Company LLC | 56681 | Amelia | IPP Non-CHP | VA | 36 | 0.3 | Landfill Gas | LFG | IC | 8 | 2001 |  |  | (OP) Operating
55938 | Industrial Power Generating Company LLC | 56681 | Amelia | IPP Non-CHP | VA | 37 | 0.3 | Landfill Gas | LFG | IC | 8 | 2001 |  |  | (OP) Operating
55938 | Industrial Power Generating Company LLC | 56681 | Amelia | IPP Non-CHP | VA | 38 | 0.3 | Landfill Gas | LFG | IC | 8 | 2001 |  |  | (OP) Operating
55938 | Industrial Power Generating Company LLC | 56681 | Amelia | IPP Non-CHP | VA | 39 | 0.3 | Landfill Gas | LFG | IC | 8 | 2001 |  |  | (OP) Operating
55938 | Industrial Power Generating Company LLC | 56681 | Amelia | IPP Non-CHP | VA | 4 | 0.3 | Landfill Gas | LFG | IC | 8 | 2001 |  |  | (OP) Operating
55938 | Industrial Power Generating Company LLC | 56681 | Amelia | IPP Non-CHP | VA | 40 | 0.3 | Landfill Gas | LFG | IC | 8 | 2001 |  |  | (OP) Operating
55938 | Industrial Power Generating Company LLC | 56681 | Amelia | IPP Non-CHP | VA | 41 | 0.3 | Landfill Gas | LFG | IC | 8 | 2001 |  |  | (OP) Operating
55938 | Industrial Power Generating Company LLC | 56681 | Amelia | IPP Non-CHP | VA | 42 | 0.3 | Landfill Gas | LFG | IC | 8 | 2001 |  |  | (OP) Operating
55938 | Industrial Power Generating Company LLC | 56681 | Amelia | IPP Non-CHP | VA | 43 | 0.3 | Landfill Gas | LFG | IC | 8 | 2001 |  |  | (OP) Operating
55938 | Industrial Power Generating Company LLC | 56681 | Amelia | IPP Non-CHP | VA | 44 | 0.3 | Landfill Gas | LFG | IC | 8 | 2001 |  |  | (OP) Operating
55938 | Industrial Power Generating Company LLC | 56681 | Amelia | IPP Non-CHP | VA | 45 | 0.3 | Landfill Gas | LFG | IC | 8 | 2001 |  |  | (OP) Operating
55938 | Industrial Power Generating Company LLC | 56681 | Amelia | IPP Non-CHP | VA | 46 | 0.3 | Landfill Gas | LFG | IC | 8 | 2001 |  |  | (OP) Operating
55938 | Industrial Power Generating Company LLC | 56681 | Amelia | IPP Non-CHP | VA | 47 | 0.3 | Landfill Gas | LFG | IC | 8 | 2001 |  |  | (OP) Operating
55938 | Industrial Power Generating Company LLC | 56681 | Amelia | IPP Non-CHP | VA | 48 | 0.3 | Landfill Gas | LFG | IC | 8 | 2001 |  |  | (OP) Operating
55938 | Industrial Power Generating Company LLC | 56681 | Amelia | IPP Non-CHP | VA | 5 | 0.3 | Landfill Gas | LFG | IC | 8 | 2001 |  |  | (OP) Operating
55938 | Industrial Power Generating Company LLC | 56681 | Amelia | IPP Non-CHP | VA | 6 | 0.3 | Landfill Gas | LFG | IC | 8 | 2001 |  |  | (OP) Operating
55938 | Industrial Power Generating Company LLC | 56681 | Amelia | IPP Non-CHP | VA | 7 | 0.3 | Landfill Gas | LFG | IC | 8 | 2001 |  |  | (OP) Operating
55938 | Industrial Power Generating Company LLC | 56681 | Amelia | IPP Non-CHP | VA | 8 | 0.3 | Landfill Gas | LFG | IC | 8 | 2001 |  |  | (OP) Operating
55938 | Industrial Power Generating Company LLC | 56681 | Amelia | IPP Non-CHP | VA | 9 | 0.3 | Landfill Gas | LFG | IC | 8 | 2001 |  |  | (OP) Operating
55938 | Industrial Power Generating Company LLC | 56682 | Brunswick Landfill Gas | IPP Non-CHP | VA | 10 | 0.3 | Landfill Gas | LFG | IC | 10 | 2007 |  |  | (OP) Operating
55938 | Industrial Power Generating Company LLC | 56682 | Brunswick Landfill Gas | IPP Non-CHP | VA | 11 | 0.3 | Landfill Gas | LFG | IC | 10 | 2007 |  |  | (OP) Operating
55938 | Industrial Power Generating Company LLC | 56682 | Brunswick Landfill Gas | IPP Non-CHP | VA | 12 | 0.3 | Landfill Gas | LFG | IC | 10 | 2007 |  |  | (OP) Operating
55938 | Industrial Power Generating Company LLC | 56682 | Brunswick Landfill Gas | IPP Non-CHP | VA | 13 | 0.3 | Landfill Gas | LFG | IC | 10 | 2007 |  |  | (OP) Operating
55938 | Industrial Power Generating Company LLC | 56682 | Brunswick Landfill Gas | IPP Non-CHP | VA | 14 | 0.3 | Landfill Gas | LFG | IC | 10 | 2007 |  |  | (OP) Operating
55938 | Industrial Power Generating Company LLC | 56682 | Brunswick Landfill Gas | IPP Non-CHP | VA | 15 | 0.3 | Landfill Gas | LFG | IC | 10 | 2007 |  |  | (OP) Operating
55938 | Industrial Power Generating Company LLC | 56682 | Brunswick Landfill Gas | IPP Non-CHP | VA | 16 | 0.3 | Landfill Gas | LFG | IC | 10 | 2007 |  |  | (OP) Operating
55938 | Industrial Power Generating Company LLC | 56682 | Brunswick Landfill Gas | IPP Non-CHP | VA | 17 | 0.3 | Landfill Gas | LFG | IC | 10 | 2007 |  |  | (OP) Operating
55938 | Industrial Power Generating Company LLC | 56682 | Brunswick Landfill Gas | IPP Non-CHP | VA | 18 | 0.3 | Landfill Gas | LFG | IC | 10 | 2007 |  |  | (OP) Operating
55938 | Industrial Power Generating Company LLC | 56682 | Brunswick Landfill Gas | IPP Non-CHP | VA | 19 | 0.3 | Landfill Gas | LFG | IC | 10 | 2007 |  |  | (OP) Operating
55938 | Industrial Power Generating Company LLC | 56682 | Brunswick Landfill Gas | IPP Non-CHP | VA | 2 | 0.3 | Landfill Gas | LFG | IC | 10 | 2007 |  |  | (OP) Operating
55938 | Industrial Power Generating Company LLC | 56682 | Brunswick Landfill Gas | IPP Non-CHP | VA | 20 | 0.3 | Landfill Gas | LFG | IC | 10 | 2007 |  |  | (OP) Operating
55938 | Industrial Power Generating Company LLC | 56682 | Brunswick Landfill Gas | IPP Non-CHP | VA | 21 | 0.3 | Landfill Gas | LFG | IC | 10 | 2007 |  |  | (OP) Operating
55938 | Industrial Power Generating Company LLC | 56682 | Brunswick Landfill Gas | IPP Non-CHP | VA | 22 | 0.3 | Landfill Gas | LFG | IC | 10 | 2007 |  |  | (OP) Operating
55938 | Industrial Power Generating Company LLC | 56682 | Brunswick Landfill Gas | IPP Non-CHP | VA | 23 | 0.3 | Landfill Gas | LFG | IC | 10 | 2007 |  |  | (OP) Operating
55938 | Industrial Power Generating Company LLC | 56682 | Brunswick Landfill Gas | IPP Non-CHP | VA | 24 | 0.3 | Landfill Gas | LFG | IC | 10 | 2007 |  |  | (OP) Operating
55938 | Industrial Power Generating Company LLC | 56682 | Brunswick Landfill Gas | IPP Non-CHP | VA | 25 | 0.3 | Landfill Gas | LFG | IC | 10 | 2007 |  |  | (OP) Operating
55938 | Industrial Power Generating Company LLC | 56682 | Brunswick Landfill Gas | IPP Non-CHP | VA | 26 | 0.3 | Landfill Gas | LFG | IC | 10 | 2007 |  |  | (OP) Operating
55938 | Industrial Power Generating Company LLC | 56682 | Brunswick Landfill Gas | IPP Non-CHP | VA | 27 | 0.3 | Landfill Gas | LFG | IC | 10 | 2007 |  |  | (OP) Operating
55938 | Industrial Power Generating Company LLC | 56682 | Brunswick Landfill Gas | IPP Non-CHP | VA | 28 | 0.3 | Landfill Gas | LFG | IC | 10 | 2007 |  |  | (OP) Operating
55938 | Industrial Power Generating Company LLC | 56682 | Brunswick Landfill Gas | IPP Non-CHP | VA | 29 | 0.3 | Landfill Gas | LFG | IC | 10 | 2007 |  |  | (OP) Operating
55938 | Industrial Power Generating Company LLC | 56682 | Brunswick Landfill Gas | IPP Non-CHP | VA | 3 | 0.3 | Landfill Gas | LFG | IC | 10 | 2007 |  |  | (OP) Operating
55938 | Industrial Power Generating Company LLC | 56682 | Brunswick Landfill Gas | IPP Non-CHP | VA | 30 | 0.3 | Landfill Gas | LFG | IC | 10 | 2007 |  |  | (OP) Operating
55938 | Industrial Power Generating Company LLC | 56682 | Brunswick Landfill Gas | IPP Non-CHP | VA | 31 | 0.3 | Landfill Gas | LFG | IC | 10 | 2007 |  |  | (OP) Operating
55938 | Industrial Power Generating Company LLC | 56682 | Brunswick Landfill Gas | IPP Non-CHP | VA | 32 | 0.3 | Landfill Gas | LFG | IC | 10 | 2007 |  |  | (OP) Operating
55938 | Industrial Power Generating Company LLC | 56682 | Brunswick Landfill Gas | IPP Non-CHP | VA | 33 | 0.3 | Landfill Gas | LFG | IC | 10 | 2007 |  |  | (OP) Operating
55938 | Industrial Power Generating Company LLC | 56682 | Brunswick Landfill Gas | IPP Non-CHP | VA | 34 | 0.3 | Landfill Gas | LFG | IC | 10 | 2007 |  |  | (OP) Operating
55938 | Industrial Power Generating Company LLC | 56682 | Brunswick Landfill Gas | IPP Non-CHP | VA | 35 | 0.3 | Landfill Gas | LFG | IC | 10 | 2007 |  |  | (OP) Operating
55938 | Industrial Power Generating Company LLC | 56682 | Brunswick Landfill Gas | IPP Non-CHP | VA | 36 | 0.3 | Landfill Gas | LFG | IC | 10 | 2007 |  |  | (OP) Operating
55938 | Industrial Power Generating Company LLC | 56682 | Brunswick Landfill Gas | IPP Non-CHP | VA | 4 | 0.3 | Landfill Gas | LFG | IC | 10 | 2007 |  |  | (OP) Operating
55938 | Industrial Power Generating Company LLC | 56682 | Brunswick Landfill Gas | IPP Non-CHP | VA | 5 | 0.3 | Landfill Gas | LFG | IC | 10 | 2007 |  |  | (OP) Operating
55938 | Industrial Power Generating Company LLC | 56682 | Brunswick Landfill Gas | IPP Non-CHP | VA | 6 | 0.3 | Landfill Gas | LFG | IC | 10 | 2007 |  |  | (OP) Operating
55938 | Industrial Power Generating Company LLC | 56682 | Brunswick Landfill Gas | IPP Non-CHP | VA | 7 | 0.3 | Landfill Gas | LFG | IC | 10 | 2007 |  |  | (OP) Operating
55938 | Industrial Power Generating Company LLC | 56682 | Brunswick Landfill Gas | IPP Non-CHP | VA | 8 | 0.3 | Landfill Gas | LFG | IC | 10 | 2007 |  |  | (OP) Operating
55938 | Industrial Power Generating Company LLC | 56682 | Brunswick Landfill Gas | IPP Non-CHP | VA | 9 | 0.3 | Landfill Gas | LFG | IC | 10 | 2007 |  |  | (OP) Operating
55938 | Industrial Power Generating Company LLC | 56683 | Charles City | IPP Non-CHP | VA | 1 | 0.3 | Landfill Gas | LFG | IC | 11 | 2003 |  |  | (OP) Operating
55938 | Industrial Power Generating Company LLC | 56683 | Charles City | IPP Non-CHP | VA | 10 | 0.3 | Landfill Gas | LFG | IC | 11 | 2003 |  |  | (OP) Operating
55938 | Industrial Power Generating Company LLC | 56683 | Charles City | IPP Non-CHP | VA | 11 | 0.3 | Landfill Gas | LFG | IC | 11 | 2003 |  |  | (OP) Operating
55938 | Industrial Power Generating Company LLC | 56683 | Charles City | IPP Non-CHP | VA | 12 | 0.3 | Landfill Gas | LFG | IC | 11 | 2003 |  |  | (OP) Operating
55938 | Industrial Power Generating Company LLC | 56683 | Charles City | IPP Non-CHP | VA | 13 | 0.3 | Landfill Gas | LFG | IC | 11 | 2003 |  |  | (OP) Operating
55938 | Industrial Power Generating Company LLC | 56683 | Charles City | IPP Non-CHP | VA | 14 | 0.3 | Landfill Gas | LFG | IC | 11 | 2003 |  |  | (OP) Operating
55938 | Industrial Power Generating Company LLC | 56683 | Charles City | IPP Non-CHP | VA | 15 | 0.3 | Landfill Gas | LFG | IC | 11 | 2003 |  |  | (OP) Operating
55938 | Industrial Power Generating Company LLC | 56683 | Charles City | IPP Non-CHP | VA | 16 | 0.3 | Landfill Gas | LFG | IC | 11 | 2003 |  |  | (OP) Operating
55938 | Industrial Power Generating Company LLC | 56683 | Charles City | IPP Non-CHP | VA | 17 | 0.3 | Landfill Gas | LFG | IC | 11 | 2003 |  |  | (OP) Operating
55938 | Industrial Power Generating Company LLC | 56683 | Charles City | IPP Non-CHP | VA | 18 | 0.3 | Landfill Gas | LFG | IC | 11 | 2003 |  |  | (OP) Operating
55938 | Industrial Power Generating Company LLC | 56683 | Charles City | IPP Non-CHP | VA | 19 | 0.3 | Landfill Gas | LFG | IC | 11 | 2003 |  |  | (OP) Operating
55938 | Industrial Power Generating Company LLC | 56683 | Charles City | IPP Non-CHP | VA | 2 | 0.3 | Landfill Gas | LFG | IC | 11 | 2003 |  |  | (OP) Operating
55938 | Industrial Power Generating Company LLC | 56683 | Charles City | IPP Non-CHP | VA | 20 | 0.3 | Landfill Gas | LFG | IC | 11 | 2003 |  |  | (OP) Operating
55938 | Industrial Power Generating Company LLC | 56683 | Charles City | IPP Non-CHP | VA | 21 | 0.3 | Landfill Gas | LFG | IC | 11 | 2003 |  |  | (OP) Operating
55938 | Industrial Power Generating Company LLC | 56683 | Charles City | IPP Non-CHP | VA | 22 | 0.3 | Landfill Gas | LFG | IC | 11 | 2003 |  |  | (OP) Operating
55938 | Industrial Power Generating Company LLC | 56683 | Charles City | IPP Non-CHP | VA | 23 | 0.3 | Landfill Gas | LFG | IC | 11 | 2003 |  |  | (OP) Operating
55938 | Industrial Power Generating Company LLC | 56683 | Charles City | IPP Non-CHP | VA | 24 | 0.3 | Landfill Gas | LFG | IC | 11 | 2003 |  |  | (OP) Operating
55938 | Industrial Power Generating Company LLC | 56683 | Charles City | IPP Non-CHP | VA | 25 | 0.3 | Landfill Gas | LFG | IC | 11 | 2003 |  |  | (OP) Operating
55938 | Industrial Power Generating Company LLC | 56683 | Charles City | IPP Non-CHP | VA | 26 | 0.3 | Landfill Gas | LFG | IC | 11 | 2003 |  |  | (OP) Operating
55938 | Industrial Power Generating Company LLC | 56683 | Charles City | IPP Non-CHP | VA | 27 | 0.3 | Landfill Gas | LFG | IC | 11 | 2003 |  |  | (OP) Operating
55938 | Industrial Power Generating Company LLC | 56683 | Charles City | IPP Non-CHP | VA | 28 | 0.3 | Landfill Gas | LFG | IC | 11 | 2003 |  |  | (OP) Operating
55938 | Industrial Power Generating Company LLC | 56683 | Charles City | IPP Non-CHP | VA | 29 | 0.3 | Landfill Gas | LFG | IC | 11 | 2003 |  |  | (OP) Operating
55938 | Industrial Power Generating Company LLC | 56683 | Charles City | IPP Non-CHP | VA | 3 | 0.3 | Landfill Gas | LFG | IC | 11 | 2003 |  |  | (OP) Operating
55938 | Industrial Power Generating Company LLC | 56683 | Charles City | IPP Non-CHP | VA | 30 | 0.3 | Landfill Gas | LFG | IC | 11 | 2003 |  |  | (OP) Operating
55938 | Industrial Power Generating Company LLC | 56683 | Charles City | IPP Non-CHP | VA | 31 | 0.3 | Landfill Gas | LFG | IC | 11 | 2003 |  |  | (OP) Operating
55938 | Industrial Power Generating Company LLC | 56683 | Charles City | IPP Non-CHP | VA | 32 | 0.3 | Landfill Gas | LFG | IC | 11 | 2003 |  |  | (OP) Operating
55938 | Industrial Power Generating Company LLC | 56683 | Charles City | IPP Non-CHP | VA | 33 | 0.3 | Landfill Gas | LFG | IC | 11 | 2003 |  |  | (OP) Operating
55938 | Industrial Power Generating Company LLC | 56683 | Charles City | IPP Non-CHP | VA | 34 | 0.3 | Landfill Gas | LFG | IC | 11 | 2003 |  |  | (OP) Operating
55938 | Industrial Power Generating Company LLC | 56683 | Charles City | IPP Non-CHP | VA | 35 | 0.3 | Landfill Gas | LFG | IC | 11 | 2003 |  |  | (OP) Operating
55938 | Industrial Power Generating Company LLC | 56683 | Charles City | IPP Non-CHP | VA | 36 | 0.3 | Landfill Gas | LFG | IC | 11 | 2003 |  |  | (OP) Operating
55938 | Industrial Power Generating Company LLC | 56683 | Charles City | IPP Non-CHP | VA | 37 | 0.3 | Landfill Gas | LFG | IC | 11 | 2003 |  |  | (OP) Operating
55938 | Industrial Power Generating Company LLC | 56683 | Charles City | IPP Non-CHP | VA | 38 | 0.3 | Landfill Gas | LFG | IC | 11 | 2003 |  |  | (OP) Operating
55938 | Industrial Power Generating Company LLC | 56683 | Charles City | IPP Non-CHP | VA | 39 | 0.3 | Landfill Gas | LFG | IC | 11 | 2003 |  |  | (OP) Operating
55938 | Industrial Power Generating Company LLC | 56683 | Charles City | IPP Non-CHP | VA | 4 | 0.3 | Landfill Gas | LFG | IC | 11 | 2003 |  |  | (OP) Operating
55938 | Industrial Power Generating Company LLC | 56683 | Charles City | IPP Non-CHP | VA | 40 | 0.3 | Landfill Gas | LFG | IC | 11 | 2003 |  |  | (OP) Operating
55938 | Industrial Power Generating Company LLC | 56683 | Charles City | IPP Non-CHP | VA | 41 | 0.3 | Landfill Gas | LFG | IC | 11 | 2003 |  |  | (OP) Operating
55938 | Industrial Power Generating Company LLC | 56683 | Charles City | IPP Non-CHP | VA | 42 | 0.3 | Landfill Gas | LFG | IC | 11 | 2003 |  |  | (OP) Operating
55938 | Industrial Power Generating Company LLC | 56683 | Charles City | IPP Non-CHP | VA | 43 | 0.3 | Landfill Gas | LFG | IC | 11 | 2003 |  |  | (OP) Operating
55938 | Industrial Power Generating Company LLC | 56683 | Charles City | IPP Non-CHP | VA | 44 | 0.3 | Landfill Gas | LFG | IC | 11 | 2003 |  |  | (OP) Operating
55938 | Industrial Power Generating Company LLC | 56683 | Charles City | IPP Non-CHP | VA | 45 | 0.3 | Landfill Gas | LFG | IC | 11 | 2003 |  |  | (OP) Operating
55938 | Industrial Power Generating Company LLC | 56683 | Charles City | IPP Non-CHP | VA | 46 | 0.3 | Landfill Gas | LFG | IC | 11 | 2003 |  |  | (OP) Operating
55938 | Industrial Power Generating Company LLC | 56683 | Charles City | IPP Non-CHP | VA | 47 | 0.3 | Landfill Gas | LFG | IC | 11 | 2003 |  |  | (OP) Operating
55938 | Industrial Power Generating Company LLC | 56683 | Charles City | IPP Non-CHP | VA | 48 | 0.3 | Landfill Gas | LFG | IC | 11 | 2003 |  |  | (OP) Operating
55938 | Industrial Power Generating Company LLC | 56683 | Charles City | IPP Non-CHP | VA | 5 | 0.3 | Landfill Gas | LFG | IC | 11 | 2003 |  |  | (OP) Operating
55938 | Industrial Power Generating Company LLC | 56683 | Charles City | IPP Non-CHP | VA | 6 | 0.3 | Landfill Gas | LFG | IC | 11 | 2003 |  |  | (OP) Operating
55938 | Industrial Power Generating Company LLC | 56683 | Charles City | IPP Non-CHP | VA | 7 | 0.3 | Landfill Gas | LFG | IC | 11 | 2003 |  |  | (OP) Operating
55938 | Industrial Power Generating Company LLC | 56683 | Charles City | IPP Non-CHP | VA | 8 | 0.3 | Landfill Gas | LFG | IC | 11 | 2003 |  |  | (OP) Operating
55938 | Industrial Power Generating Company LLC | 56683 | Charles City | IPP Non-CHP | VA | 9 | 0.3 | Landfill Gas | LFG | IC | 11 | 2003 |  |  | (OP) Operating
55938 | Industrial Power Generating Company LLC | 56684 | Chesterfield Landfill Gas | IPP Non-CHP | VA | 1 | 0.3 | Landfill Gas | LFG | IC | 6 | 2004 |  |  | (OP) Operating
55938 | Industrial Power Generating Company LLC | 56684 | Chesterfield Landfill Gas | IPP Non-CHP | VA | 10 | 0.3 | Landfill Gas | LFG | IC | 6 | 2004 |  |  | (OP) Operating
55938 | Industrial Power Generating Company LLC | 56684 | Chesterfield Landfill Gas | IPP Non-CHP | VA | 11 | 0.3 | Landfill Gas | LFG | IC | 6 | 2004 |  |  | (OP) Operating
55938 | Industrial Power Generating Company LLC | 56684 | Chesterfield Landfill Gas | IPP Non-CHP | VA | 12 | 0.3 | Landfill Gas | LFG | IC | 6 | 2004 |  |  | (OP) Operating
55938 | Industrial Power Generating Company LLC | 56684 | Chesterfield Landfill Gas | IPP Non-CHP | VA | 13 | 0.3 | Landfill Gas | LFG | IC | 6 | 2004 |  |  | (OP) Operating
55938 | Industrial Power Generating Company LLC | 56684 | Chesterfield Landfill Gas | IPP Non-CHP | VA | 14 | 0.3 | Landfill Gas | LFG | IC | 6 | 2004 |  |  | (OP) Operating
55938 | Industrial Power Generating Company LLC | 56684 | Chesterfield Landfill Gas | IPP Non-CHP | VA | 15 | 0.3 | Landfill Gas | LFG | IC | 6 | 2004 |  |  | (OP) Operating
55938 | Industrial Power Generating Company LLC | 56684 | Chesterfield Landfill Gas | IPP Non-CHP | VA | 16 | 0.3 | Landfill Gas | LFG | IC | 6 | 2004 |  |  | (OP) Operating
55938 | Industrial Power Generating Company LLC | 56684 | Chesterfield Landfill Gas | IPP Non-CHP | VA | 17 | 0.3 | Landfill Gas | LFG | IC | 6 | 2004 |  |  | (OP) Operating
55938 | Industrial Power Generating Company LLC | 56684 | Chesterfield Landfill Gas | IPP Non-CHP | VA | 18 | 0.3 | Landfill Gas | LFG | IC | 6 | 2004 |  |  | (OP) Operating
55938 | Industrial Power Generating Company LLC | 56684 | Chesterfield Landfill Gas | IPP Non-CHP | VA | 19 | 0.3 | Landfill Gas | LFG | IC | 6 | 2004 |  |  | (OP) Operating
55938 | Industrial Power Generating Company LLC | 56684 | Chesterfield Landfill Gas | IPP Non-CHP | VA | 2 | 0.3 | Landfill Gas | LFG | IC | 6 | 2004 |  |  | (OP) Operating
55938 | Industrial Power Generating Company LLC | 56684 | Chesterfield Landfill Gas | IPP Non-CHP | VA | 20 | 0.3 | Landfill Gas | LFG | IC | 6 | 2004 |  |  | (OP) Operating
55938 | Industrial Power Generating Company LLC | 56684 | Chesterfield Landfill Gas | IPP Non-CHP | VA | 21 | 0.3 | Landfill Gas | LFG | IC | 6 | 2004 |  |  | (OP) Operating
55938 | Industrial Power Generating Company LLC | 56684 | Chesterfield Landfill Gas | IPP Non-CHP | VA | 22 | 0.3 | Landfill Gas | LFG | IC | 6 | 2004 |  |  | (OP) Operating
55938 | Industrial Power Generating Company LLC | 56684 | Chesterfield Landfill Gas | IPP Non-CHP | VA | 23 | 0.3 | Landfill Gas | LFG | IC | 6 | 2004 |  |  | (OP) Operating
55938 | Industrial Power Generating Company LLC | 56684 | Chesterfield Landfill Gas | IPP Non-CHP | VA | 24 | 0.3 | Landfill Gas | LFG | IC | 6 | 2004 |  |  | (OP) Operating
55938 | Industrial Power Generating Company LLC | 56684 | Chesterfield Landfill Gas | IPP Non-CHP | VA | 25 | 0.3 | Landfill Gas | LFG | IC | 6 | 2004 |  |  | (OP) Operating
55938 | Industrial Power Generating Company LLC | 56684 | Chesterfield Landfill Gas | IPP Non-CHP | VA | 26 | 0.3 | Landfill Gas | LFG | IC | 6 | 2004 |  |  | (OP) Operating
55938 | Industrial Power Generating Company LLC | 56684 | Chesterfield Landfill Gas | IPP Non-CHP | VA | 27 | 0.3 | Landfill Gas | LFG | IC | 6 | 2004 |  |  | (OP) Operating
55938 | Industrial Power Generating Company LLC | 56684 | Chesterfield Landfill Gas | IPP Non-CHP | VA | 28 | 0.3 | Landfill Gas | LFG | IC | 6 | 2004 |  |  | (OP) Operating
55938 | Industrial Power Generating Company LLC | 56684 | Chesterfield Landfill Gas | IPP Non-CHP | VA | 29 | 0.3 | Landfill Gas | LFG | IC | 6 | 2004 |  |  | (OP) Operating
55938 | Industrial Power Generating Company LLC | 56684 | Chesterfield Landfill Gas | IPP Non-CHP | VA | 3 | 0.3 | Landfill Gas | LFG | IC | 6 | 2004 |  |  | (OP) Operating
55938 | Industrial Power Generating Company LLC | 56684 | Chesterfield Landfill Gas | IPP Non-CHP | VA | 30 | 0.3 | Landfill Gas | LFG | IC | 6 | 2004 |  |  | (OP) Operating
55938 | Industrial Power Generating Company LLC | 56684 | Chesterfield Landfill Gas | IPP Non-CHP | VA | 31 | 0.3 | Landfill Gas | LFG | IC | 6 | 2004 |  |  | (OP) Operating
55938 | Industrial Power Generating Company LLC | 56684 | Chesterfield Landfill Gas | IPP Non-CHP | VA | 32 | 0.3 | Landfill Gas | LFG | IC | 6 | 2004 |  |  | (OP) Operating
55938 | Industrial Power Generating Company LLC | 56684 | Chesterfield Landfill Gas | IPP Non-CHP | VA | 33 | 0.3 | Landfill Gas | LFG | IC | 6 | 2004 |  |  | (OP) Operating
55938 | Industrial Power Generating Company LLC | 56684 | Chesterfield Landfill Gas | IPP Non-CHP | VA | 34 | 0.3 | Landfill Gas | LFG | IC | 6 | 2004 |  |  | (OP) Operating
55938 | Industrial Power Generating Company LLC | 56684 | Chesterfield Landfill Gas | IPP Non-CHP | VA | 35 | 0.3 | Landfill Gas | LFG | IC | 6 | 2004 |  |  | (OP) Operating
55938 | Industrial Power Generating Company LLC | 56684 | Chesterfield Landfill Gas | IPP Non-CHP | VA | 36 | 0.3 | Landfill Gas | LFG | IC | 6 | 2004 |  |  | (OP) Operating
55938 | Industrial Power Generating Company LLC | 56684 | Chesterfield Landfill Gas | IPP Non-CHP | VA | 37 | 0.3 | Landfill Gas | LFG | IC | 6 | 2004 |  |  | (OP) Operating
55938 | Industrial Power Generating Company LLC | 56684 | Chesterfield Landfill Gas | IPP Non-CHP | VA | 38 | 0.3 | Landfill Gas | LFG | IC | 6 | 2004 |  |  | (OP) Operating
55938 | Industrial Power Generating Company LLC | 56684 | Chesterfield Landfill Gas | IPP Non-CHP | VA | 39 | 0.3 | Landfill Gas | LFG | IC | 6 | 2004 |  |  | (OP) Operating
55938 | Industrial Power Generating Company LLC | 56684 | Chesterfield Landfill Gas | IPP Non-CHP | VA | 4 | 0.3 | Landfill Gas | LFG | IC | 6 | 2004 |  |  | (OP) Operating
55938 | Industrial Power Generating Company LLC | 56684 | Chesterfield Landfill Gas | IPP Non-CHP | VA | 40 | 0.3 | Landfill Gas | LFG | IC | 6 | 2004 |  |  | (OP) Operating
55938 | Industrial Power Generating Company LLC | 56684 | Chesterfield Landfill Gas | IPP Non-CHP | VA | 41 | 0.3 | Landfill Gas | LFG | IC | 6 | 2004 |  |  | (OP) Operating
55938 | Industrial Power Generating Company LLC | 56684 | Chesterfield Landfill Gas | IPP Non-CHP | VA | 42 | 0.3 | Landfill Gas | LFG | IC | 6 | 2004 |  |  | (OP) Operating
55938 | Industrial Power Generating Company LLC | 56684 | Chesterfield Landfill Gas | IPP Non-CHP | VA | 43 | 0.3 | Landfill Gas | LFG | IC | 6 | 2004 |  |  | (OP) Operating
55938 | Industrial Power Generating Company LLC | 56684 | Chesterfield Landfill Gas | IPP Non-CHP | VA | 44 | 0.3 | Landfill Gas | LFG | IC | 6 | 2004 |  |  | (OP) Operating
55938 | Industrial Power Generating Company LLC | 56684 | Chesterfield Landfill Gas | IPP Non-CHP | VA | 45 | 0.3 | Landfill Gas | LFG | IC | 6 | 2004 |  |  | (OP) Operating
55938 | Industrial Power Generating Company LLC | 56684 | Chesterfield Landfill Gas | IPP Non-CHP | VA | 46 | 0.3 | Landfill Gas | LFG | IC | 6 | 2004 |  |  | (OP) Operating
55938 | Industrial Power Generating Company LLC | 56684 | Chesterfield Landfill Gas | IPP Non-CHP | VA | 47 | 0.3 | Landfill Gas | LFG | IC | 6 | 2004 |  |  | (OP) Operating
55938 | Industrial Power Generating Company LLC | 56684 | Chesterfield Landfill Gas | IPP Non-CHP | VA | 48 | 0.3 | Landfill Gas | LFG | IC | 6 | 2004 |  |  | (OP) Operating
55938 | Industrial Power Generating Company LLC | 56684 | Chesterfield Landfill Gas | IPP Non-CHP | VA | 5 | 0.3 | Landfill Gas | LFG | IC | 6 | 2004 |  |  | (OP) Operating
55938 | Industrial Power Generating Company LLC | 56684 | Chesterfield Landfill Gas | IPP Non-CHP | VA | 6 | 0.3 | Landfill Gas | LFG | IC | 6 | 2004 |  |  | (OP) Operating
55938 | Industrial Power Generating Company LLC | 56684 | Chesterfield Landfill Gas | IPP Non-CHP | VA | 7 | 0.3 | Landfill Gas | LFG | IC | 6 | 2004 |  |  | (OP) Operating
55938 | Industrial Power Generating Company LLC | 56684 | Chesterfield Landfill Gas | IPP Non-CHP | VA | 8 | 0.3 | Landfill Gas | LFG | IC | 6 | 2004 |  |  | (OP) Operating
55938 | Industrial Power Generating Company LLC | 56684 | Chesterfield Landfill Gas | IPP Non-CHP | VA | 9 | 0.3 | Landfill Gas | LFG | IC | 6 | 2004 |  |  | (OP) Operating
55938 | Industrial Power Generating Company LLC | 56686 | King & Queen | IPP Non-CHP | VA | 1 | 0.3 | Landfill Gas | LFG | IC | 1 | 2008 |  |  | (OP) Operating
55938 | Industrial Power Generating Company LLC | 56686 | King & Queen | IPP Non-CHP | VA | 10 | 0.3 | Landfill Gas | LFG | IC | 1 | 2008 |  |  | (OP) Operating
55938 | Industrial Power Generating Company LLC | 56686 | King & Queen | IPP Non-CHP | VA | 11 | 0.3 | Landfill Gas | LFG | IC | 1 | 2008 |  |  | (OP) Operating
55938 | Industrial Power Generating Company LLC | 56686 | King & Queen | IPP Non-CHP | VA | 12 | 0.3 | Landfill Gas | LFG | IC | 1 | 2008 |  |  | (OP) Operating
55938 | Industrial Power Generating Company LLC | 56686 | King & Queen | IPP Non-CHP | VA | 13 | 0.3 | Landfill Gas | LFG | IC | 1 | 2008 |  |  | (OP) Operating
55938 | Industrial Power Generating Company LLC | 56686 | King & Queen | IPP Non-CHP | VA | 14 | 0.3 | Landfill Gas | LFG | IC | 1 | 2008 |  |  | (OP) Operating
55938 | Industrial Power Generating Company LLC | 56686 | King & Queen | IPP Non-CHP | VA | 15 | 0.3 | Landfill Gas | LFG | IC | 1 | 2008 |  |  | (OP) Operating
55938 | Industrial Power Generating Company LLC | 56686 | King & Queen | IPP Non-CHP | VA | 16 | 0.3 | Landfill Gas | LFG | IC | 1 | 2008 |  |  | (OP) Operating
55938 | Industrial Power Generating Company LLC | 56686 | King & Queen | IPP Non-CHP | VA | 17 | 0.3 | Landfill Gas | LFG | IC | 1 | 2008 |  |  | (OP) Operating
55938 | Industrial Power Generating Company LLC | 56686 | King & Queen | IPP Non-CHP | VA | 18 | 0.3 | Landfill Gas | LFG | IC | 1 | 2008 |  |  | (OP) Operating
55938 | Industrial Power Generating Company LLC | 56686 | King & Queen | IPP Non-CHP | VA | 19 | 0.3 | Landfill Gas | LFG | IC | 1 | 2008 |  |  | (OP) Operating
55938 | Industrial Power Generating Company LLC | 56686 | King & Queen | IPP Non-CHP | VA | 2 | 0.3 | Landfill Gas | LFG | IC | 1 | 2008 |  |  | (OP) Operating
55938 | Industrial Power Generating Company LLC | 56686 | King & Queen | IPP Non-CHP | VA | 20 | 0.3 | Landfill Gas | LFG | IC | 1 | 2008 |  |  | (OP) Operating
55938 | Industrial Power Generating Company LLC | 56686 | King & Queen | IPP Non-CHP | VA | 21 | 0.3 | Landfill Gas | LFG | IC | 1 | 2008 |  |  | (OP) Operating
55938 | Industrial Power Generating Company LLC | 56686 | King & Queen | IPP Non-CHP | VA | 22 | 0.3 | Landfill Gas | LFG | IC | 1 | 2008 |  |  | (OP) Operating
55938 | Industrial Power Generating Company LLC | 56686 | King & Queen | IPP Non-CHP | VA | 23 | 0.3 | Landfill Gas | LFG | IC | 1 | 2008 |  |  | (OP) Operating
55938 | Industrial Power Generating Company LLC | 56686 | King & Queen | IPP Non-CHP | VA | 24 | 0.3 | Landfill Gas | LFG | IC | 1 | 2008 |  |  | (OP) Operating
55938 | Industrial Power Generating Company LLC | 56686 | King & Queen | IPP Non-CHP | VA | 25 | 0.3 | Landfill Gas | LFG | IC | 1 | 2008 |  |  | (OP) Operating
55938 | Industrial Power Generating Company LLC | 56686 | King & Queen | IPP Non-CHP | VA | 26 | 0.3 | Landfill Gas | LFG | IC | 1 | 2008 |  |  | (OP) Operating
55938 | Industrial Power Generating Company LLC | 56686 | King & Queen | IPP Non-CHP | VA | 27 | 0.3 | Landfill Gas | LFG | IC | 1 | 2008 |  |  | (OP) Operating
55938 | Industrial Power Generating Company LLC | 56686 | King & Queen | IPP Non-CHP | VA | 28 | 0.3 | Landfill Gas | LFG | IC | 1 | 2008 |  |  | (OP) Operating
55938 | Industrial Power Generating Company LLC | 56686 | King & Queen | IPP Non-CHP | VA | 29 | 0.3 | Landfill Gas | LFG | IC | 1 | 2008 |  |  | (OP) Operating
55938 | Industrial Power Generating Company LLC | 56686 | King & Queen | IPP Non-CHP | VA | 3 | 0.3 | Landfill Gas | LFG | IC | 1 | 2008 |  |  | (OP) Operating
55938 | Industrial Power Generating Company LLC | 56686 | King & Queen | IPP Non-CHP | VA | 30 | 0.3 | Landfill Gas | LFG | IC | 1 | 2008 |  |  | (OP) Operating
55938 | Industrial Power Generating Company LLC | 56686 | King & Queen | IPP Non-CHP | VA | 31 | 0.3 | Landfill Gas | LFG | IC | 1 | 2008 |  |  | (OP) Operating
55938 | Industrial Power Generating Company LLC | 56686 | King & Queen | IPP Non-CHP | VA | 32 | 0.3 | Landfill Gas | LFG | IC | 1 | 2008 |  |  | (OP) Operating
55938 | Industrial Power Generating Company LLC | 56686 | King & Queen | IPP Non-CHP | VA | 33 | 0.3 | Landfill Gas | LFG | IC | 1 | 2008 |  |  | (OP) Operating
55938 | Industrial Power Generating Company LLC | 56686 | King & Queen | IPP Non-CHP | VA | 34 | 0.3 | Landfill Gas | LFG | IC | 1 | 2008 |  |  | (OP) Operating
55938 | Industrial Power Generating Company LLC | 56686 | King & Queen | IPP Non-CHP | VA | 35 | 0.3 | Landfill Gas | LFG | IC | 1 | 2008 |  |  | (OP) Operating
55938 | Industrial Power Generating Company LLC | 56686 | King & Queen | IPP Non-CHP | VA | 36 | 0.3 | Landfill Gas | LFG | IC | 1 | 2008 |  |  | (OP) Operating
55938 | Industrial Power Generating Company LLC | 56686 | King & Queen | IPP Non-CHP | VA | 4 | 0.3 | Landfill Gas | LFG | IC | 1 | 2008 |  |  | (OP) Operating
55938 | Industrial Power Generating Company LLC | 56686 | King & Queen | IPP Non-CHP | VA | 5 | 0.3 | Landfill Gas | LFG | IC | 1 | 2008 |  |  | (OP) Operating
55938 | Industrial Power Generating Company LLC | 56686 | King & Queen | IPP Non-CHP | VA | 6 | 0.3 | Landfill Gas | LFG | IC | 1 | 2008 |  |  | (OP) Operating
55938 | Industrial Power Generating Company LLC | 56686 | King & Queen | IPP Non-CHP | VA | 7 | 0.3 | Landfill Gas | LFG | IC | 1 | 2008 |  |  | (OP) Operating
55938 | Industrial Power Generating Company LLC | 56686 | King & Queen | IPP Non-CHP | VA | 8 | 0.3 | Landfill Gas | LFG | IC | 1 | 2008 |  |  | (OP) Operating
55938 | Industrial Power Generating Company LLC | 56686 | King & Queen | IPP Non-CHP | VA | 9 | 0.3 | Landfill Gas | LFG | IC | 1 | 2008 |  |  | (OP) Operating
55938 | Industrial Power Generating Company LLC | 56687 | Mountain View | IPP Non-CHP | PA | 1 | 0.3 | Landfill Gas | LFG | IC | 3 | 2003 |  |  | (OP) Operating
55938 | Industrial Power Generating Company LLC | 56687 | Mountain View | IPP Non-CHP | PA | 10 | 0.3 | Landfill Gas | LFG | IC | 3 | 2003 |  |  | (OP) Operating
55938 | Industrial Power Generating Company LLC | 56687 | Mountain View | IPP Non-CHP | PA | 11 | 0.3 | Landfill Gas | LFG | IC | 3 | 2003 |  |  | (OP) Operating
55938 | Industrial Power Generating Company LLC | 56687 | Mountain View | IPP Non-CHP | PA | 12 | 0.3 | Landfill Gas | LFG | IC | 3 | 2003 |  |  | (OP) Operating
55938 | Industrial Power Generating Company LLC | 56687 | Mountain View | IPP Non-CHP | PA | 13 | 0.3 | Landfill Gas | LFG | IC | 3 | 2003 |  |  | (OP) Operating
55938 | Industrial Power Generating Company LLC | 56687 | Mountain View | IPP Non-CHP | PA | 14 | 0.3 | Landfill Gas | LFG | IC | 3 | 2003 |  |  | (OP) Operating
55938 | Industrial Power Generating Company LLC | 56687 | Mountain View | IPP Non-CHP | PA | 15 | 0.3 | Landfill Gas | LFG | IC | 3 | 2003 |  |  | (OP) Operating
55938 | Industrial Power Generating Company LLC | 56687 | Mountain View | IPP Non-CHP | PA | 16 | 0.3 | Landfill Gas | LFG | IC | 3 | 2003 |  |  | (OP) Operating
55938 | Industrial Power Generating Company LLC | 56687 | Mountain View | IPP Non-CHP | PA | 17 | 0.3 | Landfill Gas | LFG | IC | 3 | 2003 |  |  | (OP) Operating
55938 | Industrial Power Generating Company LLC | 56687 | Mountain View | IPP Non-CHP | PA | 18 | 0.3 | Landfill Gas | LFG | IC | 3 | 2003 |  |  | (OP) Operating
55938 | Industrial Power Generating Company LLC | 56687 | Mountain View | IPP Non-CHP | PA | 19 | 0.3 | Landfill Gas | LFG | IC | 3 | 2003 |  |  | (OP) Operating
55938 | Industrial Power Generating Company LLC | 56687 | Mountain View | IPP Non-CHP | PA | 2 | 0.3 | Landfill Gas | LFG | IC | 3 | 2003 |  |  | (OP) Operating
55938 | Industrial Power Generating Company LLC | 56687 | Mountain View | IPP Non-CHP | PA | 20 | 0.3 | Landfill Gas | LFG | IC | 3 | 2003 |  |  | (OP) Operating
55938 | Industrial Power Generating Company LLC | 56687 | Mountain View | IPP Non-CHP | PA | 21 | 0.3 | Landfill Gas | LFG | IC | 3 | 2003 |  |  | (OP) Operating
55938 | Industrial Power Generating Company LLC | 56687 | Mountain View | IPP Non-CHP | PA | 22 | 0.3 | Landfill Gas | LFG | IC | 3 | 2003 |  |  | (OP) Operating
55938 | Industrial Power Generating Company LLC | 56687 | Mountain View | IPP Non-CHP | PA | 23 | 0.3 | Landfill Gas | LFG | IC | 3 | 2003 |  |  | (OP) Operating
55938 | Industrial Power Generating Company LLC | 56687 | Mountain View | IPP Non-CHP | PA | 24 | 0.3 | Landfill Gas | LFG | IC | 3 | 2003 |  |  | (OP) Operating
55938 | Industrial Power Generating Company LLC | 56687 | Mountain View | IPP Non-CHP | PA | 25 | 0.3 | Landfill Gas | LFG | IC | 3 | 2003 |  |  | (OP) Operating
55938 | Industrial Power Generating Company LLC | 56687 | Mountain View | IPP Non-CHP | PA | 26 | 0.3 | Landfill Gas | LFG | IC | 3 | 2003 |  |  | (OP) Operating
55938 | Industrial Power Generating Company LLC | 56687 | Mountain View | IPP Non-CHP | PA | 27 | 0.3 | Landfill Gas | LFG | IC | 3 | 2003 |  |  | (OP) Operating
55938 | Industrial Power Generating Company LLC | 56687 | Mountain View | IPP Non-CHP | PA | 28 | 0.3 | Landfill Gas | LFG | IC | 3 | 2003 |  |  | (OP) Operating
55938 | Industrial Power Generating Company LLC | 56687 | Mountain View | IPP Non-CHP | PA | 29 | 0.3 | Landfill Gas | LFG | IC | 3 | 2003 |  |  | (OP) Operating
55938 | Industrial Power Generating Company LLC | 56687 | Mountain View | IPP Non-CHP | PA | 3 | 0.3 | Landfill Gas | LFG | IC | 3 | 2003 |  |  | (OP) Operating
55938 | Industrial Power Generating Company LLC | 56687 | Mountain View | IPP Non-CHP | PA | 30 | 0.3 | Landfill Gas | LFG | IC | 3 | 2003 |  |  | (OP) Operating
55938 | Industrial Power Generating Company LLC | 56687 | Mountain View | IPP Non-CHP | PA | 31 | 0.3 | Landfill Gas | LFG | IC | 3 | 2003 |  |  | (OP) Operating
55938 | Industrial Power Generating Company LLC | 56687 | Mountain View | IPP Non-CHP | PA | 32 | 0.3 | Landfill Gas | LFG | IC | 3 | 2003 |  |  | (OP) Operating
55938 | Industrial Power Generating Company LLC | 56687 | Mountain View | IPP Non-CHP | PA | 33 | 0.3 | Landfill Gas | LFG | IC | 3 | 2003 |  |  | (OP) Operating
55938 | Industrial Power Generating Company LLC | 56687 | Mountain View | IPP Non-CHP | PA | 34 | 0.3 | Landfill Gas | LFG | IC | 3 | 2003 |  |  | (OP) Operating
55938 | Industrial Power Generating Company LLC | 56687 | Mountain View | IPP Non-CHP | PA | 35 | 0.3 | Landfill Gas | LFG | IC | 3 | 2003 |  |  | (OP) Operating
55938 | Industrial Power Generating Company LLC | 56687 | Mountain View | IPP Non-CHP | PA | 36 | 0.3 | Landfill Gas | LFG | IC | 3 | 2003 |  |  | (OP) Operating
55938 | Industrial Power Generating Company LLC | 56687 | Mountain View | IPP Non-CHP | PA | 37 | 0.3 | Landfill Gas | LFG | IC | 3 | 2003 |  |  | (OP) Operating
55938 | Industrial Power Generating Company LLC | 56687 | Mountain View | IPP Non-CHP | PA | 38 | 0.3 | Landfill Gas | LFG | IC | 3 | 2003 |  |  | (OP) Operating
55938 | Industrial Power Generating Company LLC | 56687 | Mountain View | IPP Non-CHP | PA | 39 | 0.3 | Landfill Gas | LFG | IC | 3 | 2003 |  |  | (OP) Operating
55938 | Industrial Power Generating Company LLC | 56687 | Mountain View | IPP Non-CHP | PA | 4 | 0.3 | Landfill Gas | LFG | IC | 3 | 2003 |  |  | (OP) Operating
55938 | Industrial Power Generating Company LLC | 56687 | Mountain View | IPP Non-CHP | PA | 40 | 0.3 | Landfill Gas | LFG | IC | 3 | 2003 |  |  | (OP) Operating
55938 | Industrial Power Generating Company LLC | 56687 | Mountain View | IPP Non-CHP | PA | 41 | 0.3 | Landfill Gas | LFG | IC | 3 | 2003 |  |  | (OP) Operating
55938 | Industrial Power Generating Company LLC | 56687 | Mountain View | IPP Non-CHP | PA | 42 | 0.3 | Landfill Gas | LFG | IC | 3 | 2003 |  |  | (OP) Operating
55938 | Industrial Power Generating Company LLC | 56687 | Mountain View | IPP Non-CHP | PA | 43 | 0.3 | Landfill Gas | LFG | IC | 3 | 2003 |  |  | (OP) Operating
55938 | Industrial Power Generating Company LLC | 56687 | Mountain View | IPP Non-CHP | PA | 44 | 0.3 | Landfill Gas | LFG | IC | 3 | 2003 |  |  | (OP) Operating
55938 | Industrial Power Generating Company LLC | 56687 | Mountain View | IPP Non-CHP | PA | 45 | 0.3 | Landfill Gas | LFG | IC | 3 | 2003 |  |  | (OP) Operating
55938 | Industrial Power Generating Company LLC | 56687 | Mountain View | IPP Non-CHP | PA | 46 | 0.3 | Landfill Gas | LFG | IC | 3 | 2003 |  |  | (OP) Operating
55938 | Industrial Power Generating Company LLC | 56687 | Mountain View | IPP Non-CHP | PA | 47 | 0.3 | Landfill Gas | LFG | IC | 3 | 2003 |  |  | (OP) Operating
55938 | Industrial Power Generating Company LLC | 56687 | Mountain View | IPP Non-CHP | PA | 48 | 0.3 | Landfill Gas | LFG | IC | 3 | 2003 |  |  | (OP) Operating
55938 | Industrial Power Generating Company LLC | 56687 | Mountain View | IPP Non-CHP | PA | 5 | 0.3 | Landfill Gas | LFG | IC | 3 | 2003 |  |  | (OP) Operating
55938 | Industrial Power Generating Company LLC | 56687 | Mountain View | IPP Non-CHP | PA | 6 | 0.3 | Landfill Gas | LFG | IC | 3 | 2003 |  |  | (OP) Operating
55938 | Industrial Power Generating Company LLC | 56687 | Mountain View | IPP Non-CHP | PA | 7 | 0.3 | Landfill Gas | LFG | IC | 3 | 2003 |  |  | (OP) Operating
55938 | Industrial Power Generating Company LLC | 56687 | Mountain View | IPP Non-CHP | PA | 8 | 0.3 | Landfill Gas | LFG | IC | 3 | 2003 |  |  | (OP) Operating
55938 | Industrial Power Generating Company LLC | 56687 | Mountain View | IPP Non-CHP | PA | 9 | 0.3 | Landfill Gas | LFG | IC | 3 | 2003 |  |  | (OP) Operating
55938 | Industrial Power Generating Company LLC | 56688 | New Bern | IPP Non-CHP | NC | 1 | 0.3 | Landfill Gas | LFG | IC | 8 | 2007 |  |  | (OP) Operating
55938 | Industrial Power Generating Company LLC | 56688 | New Bern | IPP Non-CHP | NC | 10 | 0.3 | Landfill Gas | LFG | IC | 8 | 2007 |  |  | (OP) Operating
55938 | Industrial Power Generating Company LLC | 56688 | New Bern | IPP Non-CHP | NC | 11 | 0.3 | Landfill Gas | LFG | IC | 8 | 2007 |  |  | (OP) Operating
55938 | Industrial Power Generating Company LLC | 56688 | New Bern | IPP Non-CHP | NC | 12 | 0.3 | Landfill Gas | LFG | IC | 8 | 2007 |  |  | (OP) Operating
55938 | Industrial Power Generating Company LLC | 56688 | New Bern | IPP Non-CHP | NC | 13 | 0.3 | Landfill Gas | LFG | IC | 5 | 2011 |  |  | (OP) Operating
55938 | Industrial Power Generating Company LLC | 56688 | New Bern | IPP Non-CHP | NC | 14 | 0.3 | Landfill Gas | LFG | IC | 5 | 2011 |  |  | (OP) Operating
55938 | Industrial Power Generating Company LLC | 56688 | New Bern | IPP Non-CHP | NC | 15 | 0.3 | Landfill Gas | LFG | IC | 5 | 2011 |  |  | (OP) Operating
55938 | Industrial Power Generating Company LLC | 56688 | New Bern | IPP Non-CHP | NC | 16 | 0.3 | Landfill Gas | LFG | IC | 5 | 2011 |  |  | (OP) Operating
55938 | Industrial Power Generating Company LLC | 56688 | New Bern | IPP Non-CHP | NC | 17 | 0.3 | Landfill Gas | LFG | IC | 5 | 2011 |  |  | (OP) Operating
55938 | Industrial Power Generating Company LLC | 56688 | New Bern | IPP Non-CHP | NC | 18 | 0.3 | Landfill Gas | LFG | IC | 5 | 2011 |  |  | (OP) Operating
55938 | Industrial Power Generating Company LLC | 56688 | New Bern | IPP Non-CHP | NC | 2 | 0.3 | Landfill Gas | LFG | IC | 8 | 2007 |  |  | (OP) Operating
55938 | Industrial Power Generating Company LLC | 56688 | New Bern | IPP Non-CHP | NC | 3 | 0.3 | Landfill Gas | LFG | IC | 8 | 2007 |  |  | (OP) Operating
55938 | Industrial Power Generating Company LLC | 56688 | New Bern | IPP Non-CHP | NC | 4 | 0.3 | Landfill Gas | LFG | IC | 8 | 2007 |  |  | (OP) Operating
55938 | Industrial Power Generating Company LLC | 56688 | New Bern | IPP Non-CHP | NC | 5 | 0.3 | Landfill Gas | LFG | IC | 8 | 2007 |  |  | (OP) Operating
55938 | Industrial Power Generating Company LLC | 56688 | New Bern | IPP Non-CHP | NC | 6 | 0.3 | Landfill Gas | LFG | IC | 8 | 2007 |  |  | (OP) Operating
55938 | Industrial Power Generating Company LLC | 56688 | New Bern | IPP Non-CHP | NC | 7 | 0.3 | Landfill Gas | LFG | IC | 8 | 2007 |  |  | (OP) Operating
55938 | Industrial Power Generating Company LLC | 56688 | New Bern | IPP Non-CHP | NC | 8 | 0.3 | Landfill Gas | LFG | IC | 8 | 2007 |  |  | (OP) Operating
55938 | Industrial Power Generating Company LLC | 56688 | New Bern | IPP Non-CHP | NC | 9 | 0.3 | Landfill Gas | LFG | IC | 8 | 2007 |  |  | (OP) Operating
55938 | Industrial Power Generating Company LLC | 56690 | Pine Grove | IPP Non-CHP | PA | 1 | 0.3 | Landfill Gas | LFG | IC | 2 | 2008 |  |  | (OP) Operating
55938 | Industrial Power Generating Company LLC | 56690 | Pine Grove | IPP Non-CHP | PA | 10 | 0.3 | Landfill Gas | LFG | IC | 2 | 2008 |  |  | (OP) Operating
55938 | Industrial Power Generating Company LLC | 56690 | Pine Grove | IPP Non-CHP | PA | 11 | 0.3 | Landfill Gas | LFG | IC | 2 | 2008 |  |  | (OP) Operating
55938 | Industrial Power Generating Company LLC | 56690 | Pine Grove | IPP Non-CHP | PA | 12 | 0.3 | Landfill Gas | LFG | IC | 2 | 2008 |  |  | (OP) Operating
55938 | Industrial Power Generating Company LLC | 56690 | Pine Grove | IPP Non-CHP | PA | 13 | 0.3 | Landfill Gas | LFG | IC | 2 | 2008 |  |  | (OP) Operating
55938 | Industrial Power Generating Company LLC | 56690 | Pine Grove | IPP Non-CHP | PA | 14 | 0.3 | Landfill Gas | LFG | IC | 2 | 2008 |  |  | (OP) Operating
55938 | Industrial Power Generating Company LLC | 56690 | Pine Grove | IPP Non-CHP | PA | 15 | 0.3 | Landfill Gas | LFG | IC | 2 | 2008 |  |  | (OP) Operating
55938 | Industrial Power Generating Company LLC | 56690 | Pine Grove | IPP Non-CHP | PA | 16 | 0.3 | Landfill Gas | LFG | IC | 2 | 2008 |  |  | (OP) Operating
55938 | Industrial Power Generating Company LLC | 56690 | Pine Grove | IPP Non-CHP | PA | 17 | 0.3 | Landfill Gas | LFG | IC | 2 | 2008 |  |  | (OP) Operating
55938 | Industrial Power Generating Company LLC | 56690 | Pine Grove | IPP Non-CHP | PA | 18 | 0.3 | Landfill Gas | LFG | IC | 2 | 2008 |  |  | (OP) Operating
55938 | Industrial Power Generating Company LLC | 56690 | Pine Grove | IPP Non-CHP | PA | 2 | 0.3 | Landfill Gas | LFG | IC | 2 | 2008 |  |  | (OP) Operating
55938 | Industrial Power Generating Company LLC | 56690 | Pine Grove | IPP Non-CHP | PA | 3 | 0.3 | Landfill Gas | LFG | IC | 2 | 2008 |  |  | (OP) Operating
55938 | Industrial Power Generating Company LLC | 56690 | Pine Grove | IPP Non-CHP | PA | 4 | 0.3 | Landfill Gas | LFG | IC | 2 | 2008 |  |  | (OP) Operating
55938 | Industrial Power Generating Company LLC | 56690 | Pine Grove | IPP Non-CHP | PA | 5 | 0.3 | Landfill Gas | LFG | IC | 2 | 2008 |  |  | (OP) Operating
55938 | Industrial Power Generating Company LLC | 56690 | Pine Grove | IPP Non-CHP | PA | 6 | 0.3 | Landfill Gas | LFG | IC | 2 | 2008 |  |  | (OP) Operating
55938 | Industrial Power Generating Company LLC | 56690 | Pine Grove | IPP Non-CHP | PA | 7 | 0.3 | Landfill Gas | LFG | IC | 2 | 2008 |  |  | (OP) Operating
55938 | Industrial Power Generating Company LLC | 56690 | Pine Grove | IPP Non-CHP | PA | 8 | 0.3 | Landfill Gas | LFG | IC | 2 | 2008 |  |  | (OP) Operating
55938 | Industrial Power Generating Company LLC | 56690 | Pine Grove | IPP Non-CHP | PA | 9 | 0.3 | Landfill Gas | LFG | IC | 2 | 2008 |  |  | (OP) Operating
55938 | Industrial Power Generating Company LLC | 56692 | Rockville 1 & 2 | IPP Non-CHP | VA | 1A | 0.3 | Petroleum Liquids | DFO | IC | 10 | 1995 |  |  | (OP) Operating
55938 | Industrial Power Generating Company LLC | 56692 | Rockville 1 & 2 | IPP Non-CHP | VA | 1B | 0.3 | Petroleum Liquids | DFO | IC | 10 | 1995 |  |  | (OP) Operating
55938 | Industrial Power Generating Company LLC | 56692 | Rockville 1 & 2 | IPP Non-CHP | VA | 1C | 0.3 | Petroleum Liquids | DFO | IC | 10 | 1995 |  |  | (OP) Operating
55938 | Industrial Power Generating Company LLC | 56692 | Rockville 1 & 2 | IPP Non-CHP | VA | 1D | 0.3 | Petroleum Liquids | DFO | IC | 10 | 1995 |  |  | (OP) Operating
55938 | Industrial Power Generating Company LLC | 56692 | Rockville 1 & 2 | IPP Non-CHP | VA | 1E | 0.3 | Petroleum Liquids | DFO | IC | 10 | 1995 |  |  | (OP) Operating
55938 | Industrial Power Generating Company LLC | 56692 | Rockville 1 & 2 | IPP Non-CHP | VA | 1F | 0.3 | Petroleum Liquids | DFO | IC | 10 | 1995 |  |  | (OP) Operating
55938 | Industrial Power Generating Company LLC | 56692 | Rockville 1 & 2 | IPP Non-CHP | VA | 1G | 0.3 | Petroleum Liquids | DFO | IC | 10 | 1995 |  |  | (OP) Operating
55938 | Industrial Power Generating Company LLC | 56692 | Rockville 1 & 2 | IPP Non-CHP | VA | 1H | 0.3 | Petroleum Liquids | DFO | IC | 10 | 1995 |  |  | (OP) Operating
55938 | Industrial Power Generating Company LLC | 56692 | Rockville 1 & 2 | IPP Non-CHP | VA | 1I | 0.3 | Petroleum Liquids | DFO | IC | 10 | 1995 |  |  | (OP) Operating
55938 | Industrial Power Generating Company LLC | 56692 | Rockville 1 & 2 | IPP Non-CHP | VA | 1J | 0.3 | Petroleum Liquids | DFO | IC | 10 | 1995 |  |  | (OP) Operating
55938 | Industrial Power Generating Company LLC | 56692 | Rockville 1 & 2 | IPP Non-CHP | VA | 1K | 0.3 | Petroleum Liquids | DFO | IC | 10 | 1995 |  |  | (OP) Operating
55938 | Industrial Power Generating Company LLC | 56692 | Rockville 1 & 2 | IPP Non-CHP | VA | 1L | 0.3 | Petroleum Liquids | DFO | IC | 10 | 1995 |  |  | (OP) Operating
55938 | Industrial Power Generating Company LLC | 56692 | Rockville 1 & 2 | IPP Non-CHP | VA | 1M | 0.3 | Petroleum Liquids | DFO | IC | 10 | 1995 |  |  | (OP) Operating
55938 | Industrial Power Generating Company LLC | 56692 | Rockville 1 & 2 | IPP Non-CHP | VA | 1N | 0.3 | Petroleum Liquids | DFO | IC | 10 | 1995 |  |  | (OP) Operating
55938 | Industrial Power Generating Company LLC | 56692 | Rockville 1 & 2 | IPP Non-CHP | VA | 1O | 0.3 | Petroleum Liquids | DFO | IC | 10 | 1995 |  |  | (OP) Operating
55938 | Industrial Power Generating Company LLC | 56692 | Rockville 1 & 2 | IPP Non-CHP | VA | 2A | 0.3 | Petroleum Liquids | DFO | IC | 6 | 2000 |  |  | (OP) Operating
55938 | Industrial Power Generating Company LLC | 56692 | Rockville 1 & 2 | IPP Non-CHP | VA | 2B | 0.3 | Petroleum Liquids | DFO | IC | 6 | 2000 |  |  | (OP) Operating
55938 | Industrial Power Generating Company LLC | 56692 | Rockville 1 & 2 | IPP Non-CHP | VA | 2C | 0.3 | Petroleum Liquids | DFO | IC | 6 | 2000 |  |  | (OP) Operating
55938 | Industrial Power Generating Company LLC | 56692 | Rockville 1 & 2 | IPP Non-CHP | VA | 2D | 0.3 | Petroleum Liquids | DFO | IC | 6 | 2000 |  |  | (OP) Operating
55938 | Industrial Power Generating Company LLC | 56692 | Rockville 1 & 2 | IPP Non-CHP | VA | 2E | 0.3 | Petroleum Liquids | DFO | IC | 6 | 2000 |  |  | (OP) Operating
55938 | Industrial Power Generating Company LLC | 56692 | Rockville 1 & 2 | IPP Non-CHP | VA | 2F | 0.3 | Petroleum Liquids | DFO | IC | 6 | 2000 |  |  | (OP) Operating
55938 | Industrial Power Generating Company LLC | 56692 | Rockville 1 & 2 | IPP Non-CHP | VA | 2G | 0.3 | Petroleum Liquids | DFO | IC | 6 | 2000 |  |  | (OP) Operating
55938 | Industrial Power Generating Company LLC | 56692 | Rockville 1 & 2 | IPP Non-CHP | VA | 2H | 0.3 | Petroleum Liquids | DFO | IC | 6 | 2000 |  |  | (OP) Operating
55938 | Industrial Power Generating Company LLC | 56692 | Rockville 1 & 2 | IPP Non-CHP | VA | 2I | 0.3 | Petroleum Liquids | DFO | IC | 6 | 2000 |  |  | (OP) Operating
55938 | Industrial Power Generating Company LLC | 56692 | Rockville 1 & 2 | IPP Non-CHP | VA | 2J | 0.3 | Petroleum Liquids | DFO | IC | 6 | 2000 |  |  | (OP) Operating
55938 | Industrial Power Generating Company LLC | 56692 | Rockville 1 & 2 | IPP Non-CHP | VA | 2K | 0.3 | Petroleum Liquids | DFO | IC | 6 | 2000 |  |  | (OP) Operating
55938 | Industrial Power Generating Company LLC | 56692 | Rockville 1 & 2 | IPP Non-CHP | VA | 2L | 0.3 | Petroleum Liquids | DFO | IC | 6 | 2000 |  |  | (OP) Operating
55938 | Industrial Power Generating Company LLC | 56692 | Rockville 1 & 2 | IPP Non-CHP | VA | 2M | 0.3 | Petroleum Liquids | DFO | IC | 6 | 2000 |  |  | (OP) Operating
55938 | Industrial Power Generating Company LLC | 56692 | Rockville 1 & 2 | IPP Non-CHP | VA | 2N | 0.3 | Petroleum Liquids | DFO | IC | 6 | 2000 |  |  | (OP) Operating
55938 | Industrial Power Generating Company LLC | 56692 | Rockville 1 & 2 | IPP Non-CHP | VA | 2O | 0.3 | Petroleum Liquids | DFO | IC | 6 | 2000 |  |  | (OP) Operating
55938 | Industrial Power Generating Company LLC | 56692 | Rockville 1 & 2 | IPP Non-CHP | VA | 2P | 0.3 | Petroleum Liquids | DFO | IC | 6 | 2000 |  |  | (OP) Operating
55938 | Industrial Power Generating Company LLC | 56692 | Rockville 1 & 2 | IPP Non-CHP | VA | 2Q | 0.3 | Petroleum Liquids | DFO | IC | 6 | 2000 |  |  | (OP) Operating
55938 | Industrial Power Generating Company LLC | 56692 | Rockville 1 & 2 | IPP Non-CHP | VA | 2R | 0.3 | Petroleum Liquids | DFO | IC | 6 | 2000 |  |  | (OP) Operating
55938 | Industrial Power Generating Company LLC | 56692 | Rockville 1 & 2 | IPP Non-CHP | VA | 2S | 0.3 | Petroleum Liquids | DFO | IC | 6 | 2000 |  |  | (OP) Operating
55938 | Industrial Power Generating Company LLC | 56692 | Rockville 1 & 2 | IPP Non-CHP | VA | 2T | 0.3 | Petroleum Liquids | DFO | IC | 6 | 2000 |  |  | (OP) Operating
55938 | Industrial Power Generating Company LLC | 56692 | Rockville 1 & 2 | IPP Non-CHP | VA | 2U | 0.3 | Petroleum Liquids | DFO | IC | 6 | 2000 |  |  | (OP) Operating
55938 | Industrial Power Generating Company LLC | 56693 | Virginia Beach | IPP Non-CHP | VA | 1 | 0.3 | Landfill Gas | LFG | IC | 11 | 2001 |  |  | (OP) Operating
55938 | Industrial Power Generating Company LLC | 56693 | Virginia Beach | IPP Non-CHP | VA | 10 | 0.3 | Landfill Gas | LFG | IC | 11 | 2001 |  |  | (OP) Operating
55938 | Industrial Power Generating Company LLC | 56693 | Virginia Beach | IPP Non-CHP | VA | 11 | 0.3 | Landfill Gas | LFG | IC | 11 | 2001 |  |  | (OP) Operating
55938 | Industrial Power Generating Company LLC | 56693 | Virginia Beach | IPP Non-CHP | VA | 12 | 0.3 | Landfill Gas | LFG | IC | 11 | 2001 |  |  | (OP) Operating
55938 | Industrial Power Generating Company LLC | 56693 | Virginia Beach | IPP Non-CHP | VA | 13 | 0.3 | Landfill Gas | LFG | IC | 11 | 2001 |  |  | (OP) Operating
55938 | Industrial Power Generating Company LLC | 56693 | Virginia Beach | IPP Non-CHP | VA | 14 | 0.3 | Landfill Gas | LFG | IC | 11 | 2001 |  |  | (OP) Operating
55938 | Industrial Power Generating Company LLC | 56693 | Virginia Beach | IPP Non-CHP | VA | 15 | 0.3 | Landfill Gas | LFG | IC | 11 | 2001 |  |  | (OP) Operating
55938 | Industrial Power Generating Company LLC | 56693 | Virginia Beach | IPP Non-CHP | VA | 16 | 0.3 | Landfill Gas | LFG | IC | 11 | 2001 |  |  | (OP) Operating
55938 | Industrial Power Generating Company LLC | 56693 | Virginia Beach | IPP Non-CHP | VA | 17 | 0.3 | Landfill Gas | LFG | IC | 11 | 2001 |  |  | (OP) Operating
55938 | Industrial Power Generating Company LLC | 56693 | Virginia Beach | IPP Non-CHP | VA | 18 | 0.3 | Landfill Gas | LFG | IC | 11 | 2001 |  |  | (OP) Operating
55938 | Industrial Power Generating Company LLC | 56693 | Virginia Beach | IPP Non-CHP | VA | 19 | 0.3 | Landfill Gas | LFG | IC | 11 | 2001 |  |  | (OP) Operating
55938 | Industrial Power Generating Company LLC | 56693 | Virginia Beach | IPP Non-CHP | VA | 2 | 0.3 | Landfill Gas | LFG | IC | 11 | 2001 |  |  | (OP) Operating
55938 | Industrial Power Generating Company LLC | 56693 | Virginia Beach | IPP Non-CHP | VA | 20 | 0.3 | Landfill Gas | LFG | IC | 11 | 2001 |  |  | (OP) Operating
55938 | Industrial Power Generating Company LLC | 56693 | Virginia Beach | IPP Non-CHP | VA | 21 | 0.3 | Landfill Gas | LFG | IC | 11 | 2001 |  |  | (OP) Operating
55938 | Industrial Power Generating Company LLC | 56693 | Virginia Beach | IPP Non-CHP | VA | 22 | 0.3 | Landfill Gas | LFG | IC | 11 | 2001 |  |  | (OP) Operating
55938 | Industrial Power Generating Company LLC | 56693 | Virginia Beach | IPP Non-CHP | VA | 23 | 0.3 | Landfill Gas | LFG | IC | 11 | 2001 |  |  | (OP) Operating
55938 | Industrial Power Generating Company LLC | 56693 | Virginia Beach | IPP Non-CHP | VA | 24 | 0.3 | Landfill Gas | LFG | IC | 11 | 2001 |  |  | (OP) Operating
55938 | Industrial Power Generating Company LLC | 56693 | Virginia Beach | IPP Non-CHP | VA | 25 | 0.3 | Landfill Gas | LFG | IC | 11 | 2001 |  |  | (OP) Operating
55938 | Industrial Power Generating Company LLC | 56693 | Virginia Beach | IPP Non-CHP | VA | 26 | 0.3 | Landfill Gas | LFG | IC | 11 | 2001 |  |  | (OP) Operating
55938 | Industrial Power Generating Company LLC | 56693 | Virginia Beach | IPP Non-CHP | VA | 27 | 0.3 | Landfill Gas | LFG | IC | 11 | 2001 |  |  | (OP) Operating
55938 | Industrial Power Generating Company LLC | 56693 | Virginia Beach | IPP Non-CHP | VA | 28 | 0.3 | Landfill Gas | LFG | IC | 11 | 2001 |  |  | (OP) Operating
55938 | Industrial Power Generating Company LLC | 56693 | Virginia Beach | IPP Non-CHP | VA | 29 | 0.3 | Landfill Gas | LFG | IC | 11 | 2001 |  |  | (OP) Operating
55938 | Industrial Power Generating Company LLC | 56693 | Virginia Beach | IPP Non-CHP | VA | 3 | 0.3 | Landfill Gas | LFG | IC | 11 | 2001 |  |  | (OP) Operating
55938 | Industrial Power Generating Company LLC | 56693 | Virginia Beach | IPP Non-CHP | VA | 30 | 0.3 | Landfill Gas | LFG | IC | 11 | 2001 |  |  | (OP) Operating
55938 | Industrial Power Generating Company LLC | 56693 | Virginia Beach | IPP Non-CHP | VA | 31 | 0.3 | Landfill Gas | LFG | IC | 11 | 2001 |  |  | (OP) Operating
55938 | Industrial Power Generating Company LLC | 56693 | Virginia Beach | IPP Non-CHP | VA | 32 | 0.3 | Landfill Gas | LFG | IC | 11 | 2001 |  |  | (OP) Operating
55938 | Industrial Power Generating Company LLC | 56693 | Virginia Beach | IPP Non-CHP | VA | 33 | 0.3 | Landfill Gas | LFG | IC | 11 | 2001 |  |  | (OP) Operating
55938 | Industrial Power Generating Company LLC | 56693 | Virginia Beach | IPP Non-CHP | VA | 34 | 0.3 | Landfill Gas | LFG | IC | 11 | 2001 |  |  | (OP) Operating
55938 | Industrial Power Generating Company LLC | 56693 | Virginia Beach | IPP Non-CHP | VA | 35 | 0.3 | Landfill Gas | LFG | IC | 11 | 2001 |  |  | (OP) Operating
55938 | Industrial Power Generating Company LLC | 56693 | Virginia Beach | IPP Non-CHP | VA | 36 | 0.3 | Landfill Gas | LFG | IC | 11 | 2001 |  |  | (OP) Operating
55938 | Industrial Power Generating Company LLC | 56693 | Virginia Beach | IPP Non-CHP | VA | 4 | 0.3 | Landfill Gas | LFG | IC | 11 | 2001 |  |  | (OP) Operating
55938 | Industrial Power Generating Company LLC | 56693 | Virginia Beach | IPP Non-CHP | VA | 5 | 0.3 | Landfill Gas | LFG | IC | 11 | 2001 |  |  | (OP) Operating
55938 | Industrial Power Generating Company LLC | 56693 | Virginia Beach | IPP Non-CHP | VA | 6 | 0.3 | Landfill Gas | LFG | IC | 11 | 2001 |  |  | (OP) Operating
55938 | Industrial Power Generating Company LLC | 56693 | Virginia Beach | IPP Non-CHP | VA | 7 | 0.3 | Landfill Gas | LFG | IC | 11 | 2001 |  |  | (OP) Operating
55938 | Industrial Power Generating Company LLC | 56693 | Virginia Beach | IPP Non-CHP | VA | 8 | 0.3 | Landfill Gas | LFG | IC | 11 | 2001 |  |  | (OP) Operating
55938 | Industrial Power Generating Company LLC | 56693 | Virginia Beach | IPP Non-CHP | VA | 9 | 0.3 | Landfill Gas | LFG | IC | 11 | 2001 |  |  | (OP) Operating
55939 | Grand Coulee Project Hydroelectric Auth | 56694 | Russell D Smith | Electric Utility | WA | 1 | 6.1 | Conventional Hydroelectric | WAT | HY | 9 | 1982 |  |  | (OP) Operating
55939 | Grand Coulee Project Hydroelectric Auth | 56695 | Summer Falls Power Plant | Electric Utility | WA | 1 | 46 | Conventional Hydroelectric | WAT | HY | 1 | 1985 |  |  | (OP) Operating
55939 | Grand Coulee Project Hydroelectric Auth | 56695 | Summer Falls Power Plant | Electric Utility | WA | 2 | 46 | Conventional Hydroelectric | WAT | HY | 1 | 1985 |  |  | (OP) Operating
55939 | Grand Coulee Project Hydroelectric Auth | 56696 | Eltopia Branch Canal 4.6 | Electric Utility | WA | 1 | 2.2 | Conventional Hydroelectric | WAT | HY | 5 | 1983 |  |  | (OP) Operating
55939 | Grand Coulee Project Hydroelectric Auth | 56697 | Potholes East Canal 66.0 | Electric Utility | WA | 1 | 2.3 | Conventional Hydroelectric | WAT | HY | 3 | 1985 |  |  | (OP) Operating
55939 | Grand Coulee Project Hydroelectric Auth | 56698 | Main Canal Headworks | Electric Utility | WA | 1 | 26.8 | Conventional Hydroelectric | WAT | HY | 1 | 1987 |  |  | (OP) Operating
34505 | Edison Mission Energy | 56699 | Forward Windpower LLC | IPP Non-CHP | PA | 1 | 29.4 | Onshore Wind Turbine | WND | WT | 4 | 2008 |  |  | (OP) Operating
34505 | Edison Mission Energy | 56700 | Lookout Windpower LLC | IPP Non-CHP | PA | 1 | 37.8 | Onshore Wind Turbine | WND | WT | 10 | 2008 |  |  | (OP) Operating
55723 | Talen Renewable Energy | 56701 | Haworth Water Treatment Plant | IPP Non-CHP | NJ | GEN1 | 2 | Natural Gas Internal Combustion Engine | NG | IC | 12 | 2004 |  |  | (OP) Operating
55723 | Talen Renewable Energy | 56701 | Haworth Water Treatment Plant | IPP Non-CHP | NJ | GEN2 | 2 | Natural Gas Internal Combustion Engine | NG | IC | 12 | 2004 |  |  | (OP) Operating
55723 | Talen Renewable Energy | 56701 | Haworth Water Treatment Plant | IPP Non-CHP | NJ | GEN3 | 2 | Natural Gas Internal Combustion Engine | NG | IC | 12 | 2004 |  |  | (OP) Operating
55723 | Talen Renewable Energy | 56701 | Haworth Water Treatment Plant | IPP Non-CHP | NJ | GEN4 | 2 | Natural Gas Internal Combustion Engine | NG | IC | 12 | 2004 |  |  | (OP) Operating
19281 | Turlock Irrigation District | 56702 | Tuolumne Wind Project | Electric Utility | WA | WPT1 | 136.3 | Onshore Wind Turbine | WND | WT | 5 | 2009 |  |  | (OP) Operating
55941 | Northbrook Lyons Falls LLC | 56703 | Lyons Falls Hydroelectric | IPP Non-CHP | NY | 1 | 1 | Conventional Hydroelectric | WAT | HY | 12 | 1923 |  |  | (OP) Operating
55941 | Northbrook Lyons Falls LLC | 56703 | Lyons Falls Hydroelectric | IPP Non-CHP | NY | 6 | 1.2 | Conventional Hydroelectric | WAT | HY | 4 | 1963 |  |  | (OP) Operating
55941 | Northbrook Lyons Falls LLC | 56703 | Lyons Falls Hydroelectric | IPP Non-CHP | NY | 7 | 1.2 | Conventional Hydroelectric | WAT | HY | 5 | 1966 |  |  | (OP) Operating
55941 | Northbrook Lyons Falls LLC | 56703 | Lyons Falls Hydroelectric | IPP Non-CHP | NY | 8 | 1.2 | Conventional Hydroelectric | WAT | HY | 3 | 1974 |  |  | (OP) Operating
55941 | Northbrook Lyons Falls LLC | 56703 | Lyons Falls Hydroelectric | IPP Non-CHP | NY | 9 | 0.9 | Conventional Hydroelectric | WAT | HY | 4 | 1971 |  |  | (OP) Operating
55941 | Northbrook Lyons Falls LLC | 56704 | Gouldtown | IPP Non-CHP | NY | 3 | 2 | Conventional Hydroelectric | WAT | HY | 8 | 1953 |  |  | (OP) Operating
55941 | Northbrook Lyons Falls LLC | 56705 | Kosterville | IPP Non-CHP | NY | 4 | 0.5 | Conventional Hydroelectric | WAT | HY | 5 | 1955 |  |  | (OP) Operating
55941 | Northbrook Lyons Falls LLC | 56705 | Kosterville | IPP Non-CHP | NY | 5 | 0.5 | Conventional Hydroelectric | WAT | HY | 10 | 1958 |  |  | (OP) Operating
55953 | Ampersand Chowchilla Biomass LLC | 56706 | Ampersand Chowchilla Biomass LLC | IPP Non-CHP | CA | AMPC | 10.8 | Wood/Wood Waste Biomass | WDS | ST | 5 | 2008 |  |  | (OP) Operating |  |  | 0 |  |  | 0
55952 | Merced Power LLC | 56707 | El Nido Facility | IPP Non-CHP | CA | AMPC | 10.5 | Wood/Wood Waste Biomass | WDS | ST | 8 | 2008 |  |  | (OP) Operating |  |  |  | 2015 | 12 | 0.5
6541 | Formosa Plastics Corp | 56708 | CFB Power Plant | Industrial Non-CHP | TX | G2101 | 143.1 | Natural Gas Steam Turbine | NG | ST | 5 | 2012 |  |  | (OP) Operating
6541 | Formosa Plastics Corp | 56708 | CFB Power Plant | Industrial Non-CHP | TX | G2201 | 143.1 | Natural Gas Steam Turbine | NG | ST | 3 | 2012 |  |  | (OP) Operating
56801 | Cisco | 56709 | Christoffer Wind Energy I LLC | IPP Non-CHP | MN | 1 | 2.1 | Onshore Wind Turbine | WND | WT | 2 | 2008 |  |  | (OP) Operating
56801 | Cisco | 56710 | Christoffer Wind Energy II LLC | IPP Non-CHP | MN | 1 | 2.1 | Onshore Wind Turbine | WND | WT | 2 | 2008 |  |  | (OP) Operating
56801 | Cisco | 56711 | Christoffer Wind Energy III LLC | IPP Non-CHP | MN | 1 | 2.1 | Onshore Wind Turbine | WND | WT | 2 | 2008 |  |  | (OP) Operating
56801 | Cisco | 56712 | Christoffer Wind Energy IV LLC | IPP Non-CHP | MN | 1 | 2.1 | Onshore Wind Turbine | WND | WT | 2 | 2008 |  |  | (OP) Operating
34505 | Edison Mission Energy | 56750 | Jeffers Wind 20 LLC | IPP Non-CHP | MN | 1 | 50 | Onshore Wind Turbine | WND | WT | 10 | 2008 |  |  | (OP) Operating
34505 | Edison Mission Energy | 56751 | Spanish Fork Wind Park 2 LLC | IPP Non-CHP | UT | 1 | 18.9 | Onshore Wind Turbine | WND | WT | 7 | 2008 |  |  | (OP) Operating
34505 | Edison Mission Energy | 56752 | Mountain Wind Power LLC | IPP Non-CHP | WY | 1 | 61 | Onshore Wind Turbine | WND | WT | 7 | 2008 |  |  | (OP) Operating
34505 | Edison Mission Energy | 56753 | Mountain Wind Power II LLC | IPP Non-CHP | WY | 1 | 80 | Onshore Wind Turbine | WND | WT | 9 | 2008 |  |  | (OP) Operating
34505 | Edison Mission Energy | 56754 | Goat Wind LP | IPP Non-CHP | TX | 1 | 80 | Onshore Wind Turbine | WND | WT | 4 | 2008 |  |  | (OP) Operating
34505 | Edison Mission Energy | 56754 | Goat Wind LP | IPP Non-CHP | TX | 2 | 69.6 | Onshore Wind Turbine | WND | WT | 6 | 2009 |  |  | (OP) Operating
34505 | Edison Mission Energy | 56755 | Odin Wind Farm | IPP Non-CHP | MN | 1 | 20 | Onshore Wind Turbine | WND | WT | 5 | 2008 |  |  | (OP) Operating
55958 | Capricorn Ridge Wind LLC | 56763 | Capricorn Ridge Wind LLC | IPP Non-CHP | TX | 1 | 149.5 | Onshore Wind Turbine | WND | WT | 11 | 2007 |  |  | (OP) Operating
55958 | Capricorn Ridge Wind LLC | 56763 | Capricorn Ridge Wind LLC | IPP Non-CHP | TX | 2 | 214.5 | Onshore Wind Turbine | WND | WT | 11 | 2007 |  |  | (OP) Operating
55958 | Capricorn Ridge Wind LLC | 56763 | Capricorn Ridge Wind LLC | IPP Non-CHP | TX | 3 | 186 | Onshore Wind Turbine | WND | WT | 4 | 2008 |  |  | (OP) Operating
55958 | Capricorn Ridge Wind LLC | 56763 | Capricorn Ridge Wind LLC | IPP Non-CHP | TX | 4 | 112.5 | Onshore Wind Turbine | WND | WT | 5 | 2008 |  |  | (OP) Operating
15399 | Iberdrola Renewables Inc | 56764 | Winnebago Wind Power Project | IPP Non-CHP | IA | 1 | 20 | Onshore Wind Turbine | WND | WT | 9 | 2008 |  |  | (OP) Operating
15399 | Iberdrola Renewables Inc | 56765 | Barton Windpower LLC | IPP Non-CHP | IA | 1 | 28 | Onshore Wind Turbine | WND | WT | 6 | 2009 |  |  | (OP) Operating
15399 | Iberdrola Renewables Inc | 56765 | Barton Windpower LLC | IPP Non-CHP | IA | 2 | 132 | Onshore Wind Turbine | WND | WT | 6 | 2009 |  |  | (OP) Operating
15399 | Iberdrola Renewables Inc | 56767 | Farmers City Wind LLC | IPP Non-CHP | MO | 1 | 146 | Onshore Wind Turbine | WND | WT | 4 | 2009 |  |  | (OP) Operating
55961 | CalRenew-1 LLC | 56768 | CalRenew-1 | IPP Non-CHP | CA | CR1 | 5 | Solar Photovoltaic | SUN | PV | 4 | 2010 |  |  | (OP) Operating
15399 | Iberdrola Renewables Inc | 56770 | Locust Ridge II LLC | IPP Non-CHP | PA | 1 | 102 | Onshore Wind Turbine | WND | WT | 5 | 2009 |  |  | (OP) Operating
55963 | AE Power Services LLC | 56771 | Silver Star I Wind Power Project | IPP Non-CHP | TX | 1 | 60 | Onshore Wind Turbine | WND | WT | 9 | 2008 |  |  | (OP) Operating
49893 | Invenergy Services LLC | 56773 | McAdoo Wind Energy LLC | IPP Non-CHP | TX | 1 | 150 | Onshore Wind Turbine | WND | WT | 9 | 2008 |  |  | (OP) Operating
49893 | Invenergy Services LLC | 56774 | Turkey Track Wind Energy LLC | IPP Non-CHP | TX | 1 | 169.5 | Onshore Wind Turbine | WND | WT | 11 | 2008 |  |  | (OP) Operating
49893 | Invenergy Services LLC | 56775 | Scurry County Wind II | IPP Non-CHP | TX | 1 | 120 | Onshore Wind Turbine | WND | WT | 12 | 2007 |  |  | (OP) Operating
55963 | AE Power Services LLC | 56777 | Fowler Ridge Wind Farm LLC | IPP Non-CHP | IN | FIA | 201.3 | Onshore Wind Turbine | WND | WT | 3 | 2009 |  |  | (OP) Operating
55963 | AE Power Services LLC | 56777 | Fowler Ridge Wind Farm LLC | IPP Non-CHP | IN | FIB | 100 | Onshore Wind Turbine | WND | WT | 3 | 2009 |  |  | (OP) Operating
55963 | AE Power Services LLC | 56777 | Fowler Ridge Wind Farm LLC | IPP Non-CHP | IN | FII | 200 | Onshore Wind Turbine | WND | WT | 12 | 2009 |  |  | (OP) Operating
55963 | AE Power Services LLC | 56777 | Fowler Ridge Wind Farm LLC | IPP Non-CHP | IN | FIII | 99 | Onshore Wind Turbine | WND | WT | 2 | 2009 |  |  | (OP) Operating
55963 | AE Power Services LLC | 56779 | Sherbino I Wind Farm | IPP Non-CHP | TX | 1 | 150 | Onshore Wind Turbine | WND | WT | 10 | 2008 |  |  | (OP) Operating
49893 | Invenergy Services LLC | 56781 | Evergreen BioPower LLC | Industrial CHP | OR | 1 | 10 | Wood/Wood Waste Biomass | WDS | ST | 9 | 2007 |  |  | (OP) Operating
12199 | Montana-Dakota Utilities Co | 56782 | Diamond Willow Wind Facility | Electric Utility | MT | DIAW | 30 | Onshore Wind Turbine | WND | WT | 12 | 2007 |  |  | (OP) Operating
55981 | Elbow Creek Wind Project LLC | 56783 | Elbow Creek Wind Project LLC | IPP Non-CHP | TX | 1 | 121.9 | Onshore Wind Turbine | WND | WT | 12 | 2008 |  |  | (OP) Operating
55990 | Cloud County Windfarm, LLC | 56784 | Cloud County Wind Farm | IPP Non-CHP | KS | 1 | 105 | Onshore Wind Turbine | WND | WT | 12 | 2008 |  |  | (OP) Operating
55990 | Cloud County Windfarm, LLC | 56784 | Cloud County Wind Farm | IPP Non-CHP | KS | 2 | 96 | Onshore Wind Turbine | WND | WT | 12 | 2008 |  |  | (OP) Operating
55988 | Virginia Polytechnic Inst and State Unv | 56785 | Virginia Tech Power Plant | Commercial CHP | VA | WG01 | 2.5 | Conventional Steam Coal | BIT | ST | 3 | 1976 |  |  | (OP) Operating
7570 | Great River Energy | 56786 | Spiritwood Station | Electric Utility | ND | 1 | 52 | Conventional Steam Coal | LIG | ST | 11 | 2014 |  |  | (OP) Operating
335 | Air Liquide Large Industries U.S. LP | 56787 | Geismar Cogen | Industrial CHP | LA | GTG | 72.5 | Natural Gas Fired Combustion Turbine | NG | GT | 1 | 2000 |  |  | (OP) Operating
15399 | Iberdrola Renewables Inc | 56789 | Pebble Springs Wind LLC | IPP Non-CHP | OR | 1 | 98.7 | Onshore Wind Turbine | WND | WT | 1 | 2009 |  |  | (OP) Operating
15399 | Iberdrola Renewables Inc | 56790 | Hay Canyon Wind Power LLC | IPP Non-CHP | OR | 1 | 108 | Onshore Wind Turbine | WND | WT | 2 | 2009 |  |  | (OP) Operating
15399 | Iberdrola Renewables Inc | 56791 | Dillon Wind LLC | IPP Non-CHP | CA | 1 | 45 | Onshore Wind Turbine | WND | WT | 4 | 2008 |  |  | (OP) Operating
15399 | Iberdrola Renewables Inc | 56792 | Buffalo Ridge I LLC | IPP Non-CHP | SD | 1 | 50.4 | Onshore Wind Turbine | WND | WT | 4 | 2009 |  |  | (OP) Operating
15399 | Iberdrola Renewables Inc | 56793 | Elm Creek Wind LLC | IPP Non-CHP | MN | 1 | 99 | Onshore Wind Turbine | WND | WT | 12 | 2008 |  |  | (OP) Operating
15399 | Iberdrola Renewables Inc | 56794 | Moraine II Wind LLC | IPP Non-CHP | MN | 1 | 49.5 | Onshore Wind Turbine | WND | WT | 2 | 2009 |  |  | (OP) Operating
15399 | Iberdrola Renewables Inc | 56795 | Penascal Wind Power LLC | IPP Non-CHP | TX | 1 | 201.6 | Onshore Wind Turbine | WND | WT | 4 | 2009 |  |  | (OP) Operating
15399 | Iberdrola Renewables Inc | 56796 | South Chestnut LLC | IPP Non-CHP | PA | 1 | 50.4 | Onshore Wind Turbine | WND | WT | 4 | 2012 |  |  | (OP) Operating
55992 | Pioneer Prairie Wind Farm I, LLC | 56797 | Pioneer Prairie Wind Farm | IPP Non-CHP | IA | 1 | 300 | Onshore Wind Turbine | WND | WT | 10 | 2008 |  |  | (OP) Operating
55993 | Kleen Energy Systems, LLC | 56798 | Kleen Energy Systems Project | IPP Non-CHP | CT | ST | 268 | Natural Gas Fired Combined Cycle | NG | CA | 7 | 2011 |  |  | (OP) Operating
55993 | Kleen Energy Systems, LLC | 56798 | Kleen Energy Systems Project | IPP Non-CHP | CT | U1 | 177 | Natural Gas Fired Combined Cycle | NG | CT | 7 | 2011 |  |  | (OP) Operating
55993 | Kleen Energy Systems, LLC | 56798 | Kleen Energy Systems Project | IPP Non-CHP | CT | U2 | 177 | Natural Gas Fired Combined Cycle | NG | CT | 7 | 2011 |  |  | (OP) Operating
9617 | JEA | 56799 | Greenland Energy Center | Electric Utility | FL | 1 | 148 | Natural Gas Fired Combustion Turbine | NG | GT | 6 | 2011 |  |  | (OP) Operating
9617 | JEA | 56799 | Greenland Energy Center | Electric Utility | FL | 2 | 148 | Natural Gas Fired Combustion Turbine | NG | GT | 6 | 2011 |  |  | (OP) Operating
8797 | Hull Municipal Light Plant | 56800 | Hull Wind II | Electric Utility | MA | HW2 | 1.8 | Onshore Wind Turbine | WND | WT | 5 | 2006 |  |  | (OP) Operating
56019 | Panoche Energy Center, LLC | 56803 | Panoche Energy Center | IPP Non-CHP | CA | 1 | 97 | Natural Gas Fired Combustion Turbine | NG | GT | 6 | 2009 |  |  | (OP) Operating
56019 | Panoche Energy Center, LLC | 56803 | Panoche Energy Center | IPP Non-CHP | CA | 2 | 97 | Natural Gas Fired Combustion Turbine | NG | GT | 7 | 2009 |  |  | (OP) Operating
56019 | Panoche Energy Center, LLC | 56803 | Panoche Energy Center | IPP Non-CHP | CA | 3 | 97 | Natural Gas Fired Combustion Turbine | NG | GT | 6 | 2009 |  |  | (OP) Operating
56019 | Panoche Energy Center, LLC | 56803 | Panoche Energy Center | IPP Non-CHP | CA | 4 | 97 | Natural Gas Fired Combustion Turbine | NG | GT | 7 | 2009 |  |  | (OP) Operating
55918 | Acciona Wind Energy USA LLC | 56804 | Red Hills Wind Project LLC | IPP Non-CHP | OK | RH | 123 | Onshore Wind Turbine | WND | WT | 12 | 2008 |  |  | (OP) Operating
55918 | Acciona Wind Energy USA LLC | 56805 | EcoGrove Wind LLC | IPP Non-CHP | IL | 1 | 100.5 | Onshore Wind Turbine | WND | WT | 7 | 2009 |  |  | (OP) Operating
56020 | NRG Cedar Bayou Development Company LLC | 56806 | Cedar Bayou 4 | IPP Non-CHP | TX | 4 | 172 | Natural Gas Fired Combined Cycle | NG | CA | 6 | 2009 |  |  | (OP) Operating
56020 | NRG Cedar Bayou Development Company LLC | 56806 | Cedar Bayou 4 | IPP Non-CHP | TX | 41 | 165 | Natural Gas Fired Combined Cycle | NG | CT | 6 | 2009 |  |  | (OP) Operating
56020 | NRG Cedar Bayou Development Company LLC | 56806 | Cedar Bayou 4 | IPP Non-CHP | TX | 42 | 165 | Natural Gas Fired Combined Cycle | NG | CT | 6 | 2009 |  |  | (OP) Operating
19876 | Virginia Electric & Power Co | 56807 | Bear Garden | Electric Utility | VA | 1A | 165 | Natural Gas Fired Combined Cycle | NG | CT | 5 | 2011 |  |  | (OP) Operating
19876 | Virginia Electric & Power Co | 56807 | Bear Garden | Electric Utility | VA | 1B | 170 | Natural Gas Fired Combined Cycle | NG | CT | 5 | 2011 |  |  | (OP) Operating
19876 | Virginia Electric & Power Co | 56807 | Bear Garden | Electric Utility | VA | 1C | 254 | Natural Gas Fired Combined Cycle | NG | CA | 5 | 2011 |  |  | (OP) Operating
19876 | Virginia Electric & Power Co | 56808 | Virginia City Hybrid Energy Center | Electric Utility | VA | 1 | 610 | Conventional Steam Coal | BIT | ST | 7 | 2012 |  |  | (OP) Operating
12341 | MidAmerican Energy Co | 56809 | Carroll Wind Farm | Electric Utility | IA | CWF | 150 | Onshore Wind Turbine | WND | WT | 12 | 2008 |  |  | (OP) Operating
12341 | MidAmerican Energy Co | 56810 | Adair Wind Farm | Electric Utility | IA | AWF | 174.8 | Onshore Wind Turbine | WND | WT | 12 | 2008 |  |  | (OP) Operating
12341 | MidAmerican Energy Co | 56811 | Walnut Wind Farm | Electric Utility | IA | WWF | 153 | Onshore Wind Turbine | WND | WT | 12 | 2008 |  |  | (OP) Operating
56023 | Arizona Solar One LLC | 56812 | Solana Generating Station | IPP Non-CHP | AZ | GEN 1 | 147.7 | Solar Thermal with Energy Storage | SUN | CP | 10 | 2013 |  |  | (OP) Operating
56023 | Arizona Solar One LLC | 56812 | Solana Generating Station | IPP Non-CHP | AZ | GEN2 | 147.7 | Solar Thermal with Energy Storage | SUN | CP | 10 | 2013 |  |  | (OP) Operating
56028 | MMA Fresno Power LP | 56813 | CSU Fresno Solar Project | IPP Non-CHP | CA | 1 | 0.5 | Solar Photovoltaic | SUN | PV | 12 | 2007 |  |  | (OP) Operating
56028 | MMA Fresno Power LP | 56813 | CSU Fresno Solar Project | IPP Non-CHP | CA | 2 | 0.5 | Solar Photovoltaic | SUN | PV | 12 | 2007 |  |  | (OP) Operating
56027 | MMA LA Power LP | 56814 | ELACC Photovoltaic Power Facility | IPP Non-CHP | CA | PV1 | 0.4 | Solar Photovoltaic | SUN | PV | 5 | 2008 |  |  | (OP) Operating
56027 | MMA LA Power LP | 56814 | ELACC Photovoltaic Power Facility | IPP Non-CHP | CA | PV2 | 0.4 | Solar Photovoltaic | SUN | PV | 5 | 2008 |  |  | (OP) Operating
56026 | MMA DAS Power | 56815 | Denver Int Airport | IPP Non-CHP | CO | 1 | 1.9 | Solar Photovoltaic | SUN | PV | 9 | 2008 |  |  | (OP) Operating
22500 | Westar Energy Inc | 56818 | Central Plains Wind Farm | Electric Utility | KS | 1 | 99 | Onshore Wind Turbine | WND | WT | 3 | 2009 |  |  | (OP) Operating
22500 | Westar Energy Inc | 56819 | Flat Ridge Wind Farm | Electric Utility | KS | 1 | 50 | Onshore Wind Turbine | WND | WT | 2 | 2009 |  |  | (OP) Operating
56033 | Hackberry Wind LLC | 56823 | Hackberry Wind Farm | IPP Non-CHP | TX | HWFG1 | 162.3 | Onshore Wind Turbine | WND | WT | 12 | 2008 |  |  | (OP) Operating
56806 | Marshall Wind | 56824 | Marshall Wind 2 LLC | IPP Non-CHP | MN | 1 | 4.2 | Onshore Wind Turbine | WND | WT | 12 | 2007 |  |  | (OP) Operating
56806 | Marshall Wind | 56825 | Marshall Wind 3 LLC | IPP Non-CHP | MN | 1 | 4.2 | Onshore Wind Turbine | WND | WT | 12 | 2007 |  |  | (OP) Operating
56806 | Marshall Wind | 56826 | Marshall Wind 4 LLC | IPP Non-CHP | MN | 1 | 4.2 | Onshore Wind Turbine | WND | WT | 12 | 2007 |  |  | (OP) Operating
56806 | Marshall Wind | 56827 | Marshall Wind 5 LLC | IPP Non-CHP | MN | 1 | 2.1 | Onshore Wind Turbine | WND | WT | 12 | 2007 |  |  | (OP) Operating
56806 | Marshall Wind | 56828 | Marshall Wind 6 LLC | IPP Non-CHP | MN | 1 | 2.1 | Onshore Wind Turbine | WND | WT | 12 | 2007 |  |  | (OP) Operating
56030 | TransCanada Maine Wind Development Inc | 56829 | Kibby Wind Power Project | IPP Non-CHP | ME | 1 | 66 | Onshore Wind Turbine | WND | WT | 10 | 2009 |  |  | (OP) Operating
56030 | TransCanada Maine Wind Development Inc | 56829 | Kibby Wind Power Project | IPP Non-CHP | ME | 2 | 66 | Onshore Wind Turbine | WND | WT | 10 | 2010 |  |  | (OP) Operating
20860 | Wisconsin Public Service Corp | 56831 | Crane Creek Wind Energy Center | Electric Utility | IA | 1 | 29 | Onshore Wind Turbine | WND | WT | 12 | 2009 |  |  | (OP) Operating
34691 | Ormat Nevada Inc | 56832 | North Brawley Geothermal Plant | IPP Non-CHP | CA | GE1 | 16 | Geothermal | GEO | BT | 10 | 2009 |  |  | (OP) Operating
34691 | Ormat Nevada Inc | 56832 | North Brawley Geothermal Plant | IPP Non-CHP | CA | GE2 | 16 | Geothermal | GEO | BT | 10 | 2009 |  |  | (OP) Operating
34691 | Ormat Nevada Inc | 56832 | North Brawley Geothermal Plant | IPP Non-CHP | CA | GE3 | 16 | Geothermal | GEO | BT | 10 | 2009 |  |  | (OP) Operating
34691 | Ormat Nevada Inc | 56832 | North Brawley Geothermal Plant | IPP Non-CHP | CA | GE4 | 16 | Geothermal | GEO | BT | 10 | 2009 |  |  | (OP) Operating
34691 | Ormat Nevada Inc | 56833 | OREG 1 Inc | IPP Non-CHP | MT | CS10 | 5.5 | All Other | WH | OT | 10 | 2006 |  |  | (OP) Operating
34691 | Ormat Nevada Inc | 56833 | OREG 1 Inc | IPP Non-CHP | MT | CS11 | 5.5 | All Other | WH | OT | 8 | 2006 |  |  | (OP) Operating
34691 | Ormat Nevada Inc | 56833 | OREG 1 Inc | IPP Non-CHP | MT | CS7 | 5.5 | All Other | WH | OT | 7 | 2006 |  |  | (OP) Operating
34691 | Ormat Nevada Inc | 56833 | OREG 1 Inc | IPP Non-CHP | MT | CS9 | 5.5 | All Other | WH | OT | 8 | 2006 |  |  | (OP) Operating
56046 | High Plains | 56834 | High Plains Wind Power LLC | IPP Non-CHP | TX | 1 | 10 | Onshore Wind Turbine | WND | WT | 4 | 2008 |  |  | (OP) Operating
56045 | EXC Wind 11 | 56835 | EXC Wind 11 LLC | IPP Non-CHP | TX | 1 | 10 | Onshore Wind Turbine | WND | WT | 5 | 2008 |  |  | (OP) Operating
56044 | EXC Wind 10 | 56836 | EXC Wind 10 LLC | IPP Non-CHP | TX | 1 | 10 | Onshore Wind Turbine | WND | WT | 5 | 2008 |  |  | (OP) Operating
56043 | EXC Wind 9 | 56837 | EXC Wind 9 LLC | IPP Non-CHP | TX | 1 | 10 | Onshore Wind Turbine | WND | WT | 4 | 2008 |  |  | (OP) Operating
56042 | EXC Wind 8 | 56838 | EXC Wind 8 LLC | IPP Non-CHP | TX | 1 | 10 | Onshore Wind Turbine | WND | WT | 4 | 2008 |  |  | (OP) Operating
56041 | EXC Wind 7 | 56839 | EXC Wind 7 LLC | IPP Non-CHP | TX | 1 | 10 | Onshore Wind Turbine | WND | WT | 4 | 2008 |  |  | (OP) Operating
56806 | Marshall Wind | 56840 | Marshall Wind 1 LLC | IPP Non-CHP | MN | 1 | 2.1 | Onshore Wind Turbine | WND | WT | 12 | 2007 |  |  | (OP) Operating
14354 | PacifiCorp | 56841 | Glenrock | Electric Utility | WY | 1 | 99 | Onshore Wind Turbine | WND | WT | 12 | 2008 |  |  | (OP) Operating
14354 | PacifiCorp | 56841 | Glenrock | Electric Utility | WY | 2 | 39 | Onshore Wind Turbine | WND | WT | 1 | 2009 |  |  | (OP) Operating
14354 | PacifiCorp | 56842 | Rolling Hills | Electric Utility | WY | 1 | 99 | Onshore Wind Turbine | WND | WT | 1 | 2009 |  |  | (OP) Operating
14354 | PacifiCorp | 56843 | Seven Mile Hill | Electric Utility | WY | 1 | 99 | Onshore Wind Turbine | WND | WT | 12 | 2008 |  |  | (OP) Operating
14354 | PacifiCorp | 56843 | Seven Mile Hill | Electric Utility | WY | 2 | 19.5 | Onshore Wind Turbine | WND | WT | 12 | 2008 |  |  | (OP) Operating
56067 | Plainfield Renewable Energy, LLC | 56847 | Plainfield Renewable Energy LLC | IPP Non-CHP | CT | STG | 37.5 | Wood/Wood Waste Biomass | WDS | ST | 12 | 2013 |  |  | (OP) Operating
56069 | SunCoke Energy, Inc. | 56848 | Haverhill North Cogeneration Facility | IPP CHP | OH | SCKG1 | 53 | Other Gases | OG | ST | 12 | 2008 |  |  | (OP) Operating
7477 | Granger Electric Co | 56850 | Lanchester Generating Station | IPP Non-CHP | PA | 1 | 1.6 | Landfill Gas | LFG | IC | 12 | 2006 |  |  | (OP) Operating
7477 | Granger Electric Co | 56850 | Lanchester Generating Station | IPP Non-CHP | PA | 2 | 1.6 | Landfill Gas | LFG | IC | 8 | 2010 |  |  | (OP) Operating
7477 | Granger Electric Co | 56851 | South Kent Generating Station | IPP Non-CHP | MI | 1 | 1.5 | Landfill Gas | LFG | IC | 3 | 2009 |  |  | (OP) Operating
7477 | Granger Electric Co | 56851 | South Kent Generating Station | IPP Non-CHP | MI | 2 | 1.5 | Landfill Gas | LFG | IC | 3 | 2009 |  |  | (OP) Operating
7477 | Granger Electric Co | 56852 | White Feather Generating Station | IPP Non-CHP | MI | 1 | 1.5 | Landfill Gas | LFG | IC | 3 | 2009 |  |  | (OP) Operating
7477 | Granger Electric Co | 56852 | White Feather Generating Station | IPP Non-CHP | MI | 2 | 1.5 | Landfill Gas | LFG | IC | 3 | 2009 |  |  | (OP) Operating
7477 | Granger Electric Co | 56853 | Trans-Jordan Generating Station | IPP Non-CHP | UT | 1 | 1.5 | Landfill Gas | LFG | IC | 3 | 2009 |  |  | (OP) Operating
7477 | Granger Electric Co | 56853 | Trans-Jordan Generating Station | IPP Non-CHP | UT | 2 | 1.5 | Landfill Gas | LFG | IC | 3 | 2009 |  |  | (OP) Operating
7477 | Granger Electric Co | 56853 | Trans-Jordan Generating Station | IPP Non-CHP | UT | 3 | 1.5 | Landfill Gas | LFG | IC | 3 | 2009 |  |  | (OP) Operating
56073 | Wheat Field Wind Power Project LLC | 56854 | Wheat Field Wind Power Project | IPP Non-CHP | OR | GEN1 | 96.6 | Onshore Wind Turbine | WND | WT | 2 | 2009 |  |  | (OP) Operating
56074 | Arlington Wind Power Project LLC | 56855 | Arlington Wind Power Project | IPP Non-CHP | OR | GEN1 | 102.9 | Onshore Wind Turbine | WND | WT | 12 | 2008 |  |  | (OP) Operating
56075 | Rail Splitter Wind Farm LLC | 56856 | Rail Splitter Wind Farm | IPP Non-CHP | IL | GEN1 | 100.5 | Onshore Wind Turbine | WND | WT | 8 | 2009 |  |  | (OP) Operating
56072 | Marble River, LLC | 56857 | Marble River Wind Farm | IPP Non-CHP | NY | GEN1 | 215 | Onshore Wind Turbine | WND | WT | 11 | 2012 |  |  | (OP) Operating
56071 | Sagebrush Power Partners, LLC | 56858 | Sagebrush Power Partners | IPP Non-CHP | WA | GEN1 | 100.7 | Onshore Wind Turbine | WND | WT | 11 | 2010 |  |  | (OP) Operating
34505 | Edison Mission Energy | 56859 | Crosswind Energy Project | IPP Non-CHP | IA | 1 | 21 | Onshore Wind Turbine | WND | WT | 6 | 2007 |  |  | (OP) Operating
34505 | Edison Mission Energy | 56860 | Hardin Hilltop Wind LLC | IPP Non-CHP | IA | 1 | 14.7 | Onshore Wind Turbine | WND | WT | 5 | 2007 |  |  | (OP) Operating
56105 | MMA WBF Power LP | 56862 | Bolthouse S&P and Rowen Farms Solar | IPP Non-CHP | CA | 1 | 0.3 | Solar Photovoltaic | SUN | PV | 11 | 2008 |  |  | (OP) Operating
56105 | MMA WBF Power LP | 56862 | Bolthouse S&P and Rowen Farms Solar | IPP Non-CHP | CA | 2 | 0.3 | Solar Photovoltaic | SUN | PV | 11 | 2008 |  |  | (OP) Operating
56105 | MMA WBF Power LP | 56862 | Bolthouse S&P and Rowen Farms Solar | IPP Non-CHP | CA | 3 | 0.3 | Solar Photovoltaic | SUN | PV | 11 | 2008 |  |  | (OP) Operating
56105 | MMA WBF Power LP | 56862 | Bolthouse S&P and Rowen Farms Solar | IPP Non-CHP | CA | 4 | 0.3 | Solar Photovoltaic | SUN | PV | 11 | 2008 |  |  | (OP) Operating
55858 | Energy Developments Inc | 56863 | Model Gas Power Station | IPP Non-CHP | OH | 1 | 1.4 | Landfill Gas | LFG | IC | 3 | 2001 |  |  | (OS) Out of service and NOT expected to return to service in next calendar year
55858 | Energy Developments Inc | 56863 | Model Gas Power Station | IPP Non-CHP | OH | 2 | 1.4 | Landfill Gas | LFG | IC | 3 | 2001 |  |  | (OS) Out of service and NOT expected to return to service in next calendar year
55858 | Energy Developments Inc | 56864 | Covel Gardens Gas Recovery | IPP Non-CHP | TX | 1 | 1.6 | Landfill Gas | LFG | IC | 11 | 2005 |  |  | (OP) Operating
55858 | Energy Developments Inc | 56864 | Covel Gardens Gas Recovery | IPP Non-CHP | TX | 2 | 1.6 | Landfill Gas | LFG | IC | 11 | 2005 |  |  | (OP) Operating
55858 | Energy Developments Inc | 56864 | Covel Gardens Gas Recovery | IPP Non-CHP | TX | 3 | 1.6 | Landfill Gas | LFG | IC | 11 | 2005 |  |  | (OP) Operating
55858 | Energy Developments Inc | 56864 | Covel Gardens Gas Recovery | IPP Non-CHP | TX | 4 | 1.6 | Landfill Gas | LFG | IC | 11 | 2005 |  |  | (OP) Operating
55858 | Energy Developments Inc | 56864 | Covel Gardens Gas Recovery | IPP Non-CHP | TX | 5 | 1.6 | Landfill Gas | LFG | IC | 11 | 2005 |  |  | (OP) Operating
55858 | Energy Developments Inc | 56864 | Covel Gardens Gas Recovery | IPP Non-CHP | TX | 6 | 1.6 | Landfill Gas | LFG | IC | 11 | 2005 |  |  | (OP) Operating
55858 | Energy Developments Inc | 56865 | Ottawa County Project | IPP Non-CHP | OH | 1 | 1.4 | Landfill Gas | LFG | IC | 3 | 2001 |  |  | (OS) Out of service and NOT expected to return to service in next calendar year
55858 | Energy Developments Inc | 56865 | Ottawa County Project | IPP Non-CHP | OH | 2 | 1.4 | Landfill Gas | LFG | IC | 3 | 2001 |  |  | (OP) Operating
55858 | Energy Developments Inc | 56865 | Ottawa County Project | IPP Non-CHP | OH | 3 | 1.4 | Landfill Gas | LFG | IC | 5 | 2004 |  |  | (OP) Operating
55858 | Energy Developments Inc | 56868 | Carbon Limestone | IPP Non-CHP | OH | 1 | 1.4 | Landfill Gas | LFG | IC | 11 | 2001 |  |  | (OP) Operating
55858 | Energy Developments Inc | 56868 | Carbon Limestone | IPP Non-CHP | OH | 10 | 1.4 | Landfill Gas | LFG | IC | 11 | 2001 |  |  | (OP) Operating
55858 | Energy Developments Inc | 56868 | Carbon Limestone | IPP Non-CHP | OH | 11 | 1.4 | Landfill Gas | LFG | IC | 11 | 2001 |  |  | (OP) Operating
55858 | Energy Developments Inc | 56868 | Carbon Limestone | IPP Non-CHP | OH | 12 | 1.4 | Landfill Gas | LFG | IC | 12 | 2003 |  |  | (OP) Operating
55858 | Energy Developments Inc | 56868 | Carbon Limestone | IPP Non-CHP | OH | 13 | 1.4 | Landfill Gas | LFG | IC | 12 | 2003 |  |  | (OP) Operating
55858 | Energy Developments Inc | 56868 | Carbon Limestone | IPP Non-CHP | OH | 14 | 1.4 | Landfill Gas | LFG | IC | 1 | 2006 |  |  | (OP) Operating
55858 | Energy Developments Inc | 56868 | Carbon Limestone | IPP Non-CHP | OH | 15 | 1.4 | Landfill Gas | LFG | IC | 4 | 2011 |  |  | (OP) Operating
55858 | Energy Developments Inc | 56868 | Carbon Limestone | IPP Non-CHP | OH | 16 | 1.4 | Landfill Gas | LFG | IC | 4 | 2011 |  |  | (OP) Operating
55858 | Energy Developments Inc | 56868 | Carbon Limestone | IPP Non-CHP | OH | 17 | 1.6 | Landfill Gas | LFG | IC | 1 | 2012 |  |  | (OP) Operating
55858 | Energy Developments Inc | 56868 | Carbon Limestone | IPP Non-CHP | OH | 18 | 1.6 | Landfill Gas | LFG | IC | 1 | 2012 |  |  | (OP) Operating
55858 | Energy Developments Inc | 56868 | Carbon Limestone | IPP Non-CHP | OH | 2 | 1.4 | Landfill Gas | LFG | IC | 11 | 2001 |  |  | (OP) Operating
55858 | Energy Developments Inc | 56868 | Carbon Limestone | IPP Non-CHP | OH | 3 | 1.4 | Landfill Gas | LFG | IC | 11 | 2001 |  |  | (OP) Operating
55858 | Energy Developments Inc | 56868 | Carbon Limestone | IPP Non-CHP | OH | 4 | 1.4 | Landfill Gas | LFG | IC | 11 | 2001 |  |  | (OP) Operating
55858 | Energy Developments Inc | 56868 | Carbon Limestone | IPP Non-CHP | OH | 5 | 1.4 | Landfill Gas | LFG | IC | 11 | 2001 |  |  | (OP) Operating
55858 | Energy Developments Inc | 56868 | Carbon Limestone | IPP Non-CHP | OH | 6 | 1.4 | Landfill Gas | LFG | IC | 11 | 2001 |  |  | (OP) Operating
55858 | Energy Developments Inc | 56868 | Carbon Limestone | IPP Non-CHP | OH | 7 | 1.4 | Landfill Gas | LFG | IC | 11 | 2001 |  |  | (OP) Operating
55858 | Energy Developments Inc | 56868 | Carbon Limestone | IPP Non-CHP | OH | 8 | 1.4 | Landfill Gas | LFG | IC | 11 | 2001 |  |  | (OP) Operating
55858 | Energy Developments Inc | 56868 | Carbon Limestone | IPP Non-CHP | OH | 9 | 1.4 | Landfill Gas | LFG | IC | 11 | 2001 |  |  | (OP) Operating
55858 | Energy Developments Inc | 56869 | Loraine County Project | IPP Non-CHP | OH | 1 | 1.4 | Landfill Gas | LFG | IC | 12 | 2001 |  |  | (OP) Operating
55858 | Energy Developments Inc | 56869 | Loraine County Project | IPP Non-CHP | OH | 10 | 1.6 | Landfill Gas | LFG | IC | 11 | 2012 |  |  | (OP) Operating
55858 | Energy Developments Inc | 56869 | Loraine County Project | IPP Non-CHP | OH | 11 | 1.6 | Landfill Gas | LFG | IC | 11 | 2012 |  |  | (OP) Operating
55858 | Energy Developments Inc | 56869 | Loraine County Project | IPP Non-CHP | OH | 12 | 1.6 | Landfill Gas | LFG | IC | 11 | 2012 |  |  | (OP) Operating
55858 | Energy Developments Inc | 56869 | Loraine County Project | IPP Non-CHP | OH | 13 | 1.6 | Landfill Gas | LFG | IC | 11 | 2012 |  |  | (OP) Operating
55858 | Energy Developments Inc | 56869 | Loraine County Project | IPP Non-CHP | OH | 14 | 1.6 | Landfill Gas | LFG | IC | 11 | 2012 |  |  | (OP) Operating
55858 | Energy Developments Inc | 56869 | Loraine County Project | IPP Non-CHP | OH | 15 | 1.6 | Landfill Gas | LFG | IC | 11 | 2012 |  |  | (OP) Operating
55858 | Energy Developments Inc | 56869 | Loraine County Project | IPP Non-CHP | OH | 16 | 1.6 | Landfill Gas | LFG | IC | 11 | 2012 |  |  | (OP) Operating
55858 | Energy Developments Inc | 56869 | Loraine County Project | IPP Non-CHP | OH | 17 | 1.6 | Landfill Gas | LFG | IC | 11 | 2012 |  |  | (OP) Operating
55858 | Energy Developments Inc | 56869 | Loraine County Project | IPP Non-CHP | OH | 18 | 1.6 | Landfill Gas | LFG | IC | 11 | 2012 |  |  | (OP) Operating
55858 | Energy Developments Inc | 56869 | Loraine County Project | IPP Non-CHP | OH | 2 | 1.4 | Landfill Gas | LFG | IC | 12 | 2001 |  |  | (OP) Operating
55858 | Energy Developments Inc | 56869 | Loraine County Project | IPP Non-CHP | OH | 3 | 1.4 | Landfill Gas | LFG | IC | 12 | 2001 |  |  | (OP) Operating
55858 | Energy Developments Inc | 56869 | Loraine County Project | IPP Non-CHP | OH | 4 | 1.4 | Landfill Gas | LFG | IC | 12 | 2001 |  |  | (OP) Operating
55858 | Energy Developments Inc | 56869 | Loraine County Project | IPP Non-CHP | OH | 5 | 1.4 | Landfill Gas | LFG | IC | 12 | 2001 |  |  | (OP) Operating
55858 | Energy Developments Inc | 56869 | Loraine County Project | IPP Non-CHP | OH | 6 | 1.4 | Landfill Gas | LFG | IC | 12 | 2001 |  |  | (OP) Operating
55858 | Energy Developments Inc | 56869 | Loraine County Project | IPP Non-CHP | OH | 7 | 1.4 | Landfill Gas | LFG | IC | 7 | 2003 |  |  | (OP) Operating
55858 | Energy Developments Inc | 56869 | Loraine County Project | IPP Non-CHP | OH | 8 | 1.4 | Landfill Gas | LFG | IC | 7 | 2003 |  |  | (OP) Operating
55858 | Energy Developments Inc | 56869 | Loraine County Project | IPP Non-CHP | OH | 9 | 1.6 | Landfill Gas | LFG | IC | 11 | 2012 |  |  | (OP) Operating
55858 | Energy Developments Inc | 56870 | Taylor | IPP Non-CHP | GA | 1 | 1 | Landfill Gas | LFG | IC | 9 | 2003 |  |  | (OP) Operating
55858 | Energy Developments Inc | 56870 | Taylor | IPP Non-CHP | GA | 2 | 1 | Landfill Gas | LFG | IC | 9 | 2003 |  |  | (OP) Operating
55858 | Energy Developments Inc | 56870 | Taylor | IPP Non-CHP | GA | 3 | 1 | Landfill Gas | LFG | IC | 9 | 2003 |  |  | (OP) Operating
55858 | Energy Developments Inc | 56870 | Taylor | IPP Non-CHP | GA | 4 | 1 | Landfill Gas | LFG | IC | 9 | 2003 |  |  | (OP) Operating
55858 | Energy Developments Inc | 56870 | Taylor | IPP Non-CHP | GA | 5 | 1 | Landfill Gas | LFG | IC | 12 | 2011 |  |  | (OP) Operating
55858 | Energy Developments Inc | 56870 | Taylor | IPP Non-CHP | GA | 6 | 1 | Landfill Gas | LFG | IC | 12 | 2011 |  |  | (OP) Operating
55858 | Energy Developments Inc | 56870 | Taylor | IPP Non-CHP | GA | 7 | 1 | Landfill Gas | LFG | IC | 12 | 2011 |  |  | (OP) Operating
55858 | Energy Developments Inc | 56870 | Taylor | IPP Non-CHP | GA | 8 | 1 | Landfill Gas | LFG | IC | 12 | 2011 |  |  | (OP) Operating
55858 | Energy Developments Inc | 56871 | Zion Landfill Gas to Energy Facility | IPP Non-CHP | IL | 1 | 1.4 | Landfill Gas | LFG | IC | 7 | 2002 |  |  | (OP) Operating
55858 | Energy Developments Inc | 56871 | Zion Landfill Gas to Energy Facility | IPP Non-CHP | IL | 2 | 1.4 | Landfill Gas | LFG | IC | 7 | 2002 |  |  | (OP) Operating
55858 | Energy Developments Inc | 56871 | Zion Landfill Gas to Energy Facility | IPP Non-CHP | IL | 3 | 1.4 | Landfill Gas | LFG | IC | 7 | 2002 |  |  | (OP) Operating
55858 | Energy Developments Inc | 56871 | Zion Landfill Gas to Energy Facility | IPP Non-CHP | IL | 4 | 1.4 | Landfill Gas | LFG | IC | 7 | 2002 |  |  | (OP) Operating
55858 | Energy Developments Inc | 56871 | Zion Landfill Gas to Energy Facility | IPP Non-CHP | IL | 5 | 1.4 | Landfill Gas | LFG | IC | 8 | 2007 |  |  | (OP) Operating
56081 | Southeastern Chester County Refuse Auth | 56873 | SECCRA Community Landfill | Commercial Non-CHP | PA | 1 | 0.9 | Landfill Gas | LFG | IC | 1 | 2007 |  |  | (OP) Operating
56081 | Southeastern Chester County Refuse Auth | 56873 | SECCRA Community Landfill | Commercial Non-CHP | PA | 3 | 1.6 | Landfill Gas | LFG | IC | 11 | 2010 |  |  | (OP) Operating
57170 | EDF Renewable Asset Holdings, Inc. | 56874 | Shiloh Wind Project 2 LLC | IPP Non-CHP | CA | TBD | 150 | Onshore Wind Turbine | WND | WT | 1 | 2009 |  |  | (OP) Operating
57170 | EDF Renewable Asset Holdings, Inc. | 56875 | Sacramento Soleil LLC | IPP Non-CHP | CA | TBD | 1 | Solar Photovoltaic | SUN | PV | 8 | 2008 |  |  | (OP) Operating
57170 | EDF Renewable Asset Holdings, Inc. | 56876 | Wapsipinicon Wind Project | IPP Non-CHP | MN | TBD | 100.5 | Onshore Wind Turbine | WND | WT | 2 | 2009 |  |  | (OP) Operating
59100 | Sunlight General Solar Fund II, LLC | 56877 | Hall's Warehouse Solar Project | IPP Non-CHP | NJ | TBD | 1.7 | Solar Photovoltaic | SUN | PV | 2 | 2009 |  |  | (OP) Operating
57170 | EDF Renewable Asset Holdings, Inc. | 56878 | Hoosier Wind Project LLC | IPP Non-CHP | IN | TBD | 106 | Onshore Wind Turbine | WND | WT | 11 | 2009 |  |  | (OP) Operating
55963 | AE Power Services LLC | 56879 | Flat Ridge Wind Energy LLC | IPP Non-CHP | KS | 1 | 50 | Onshore Wind Turbine | WND | WT | 3 | 2009 |  |  | (OP) Operating
34691 | Ormat Nevada Inc | 56880 | OREG 2 Inc | IPP Non-CHP | MT | CS12 | 5.5 | All Other | WH | OT | 10 | 2009 |  |  | (OP) Operating
34691 | Ormat Nevada Inc | 56880 | OREG 2 Inc | IPP Non-CHP | MT | CS3 | 5.5 | All Other | WH | OT | 12 | 2009 |  |  | (OP) Operating
34691 | Ormat Nevada Inc | 56880 | OREG 2 Inc | IPP Non-CHP | MT | CS5 | 5.5 | All Other | WH | OT | 2 | 2009 |  |  | (OP) Operating
34691 | Ormat Nevada Inc | 56880 | OREG 2 Inc | IPP Non-CHP | MT | CS8 | 5.5 | All Other | WH | OT | 12 | 2008 |  |  | (OP) Operating
55723 | Talen Renewable Energy | 56883 | Pennsauken Solar | IPP Non-CHP | NJ | GEN 1 | 0.2 | Solar Photovoltaic | SUN | PV | 6 | 2006 |  |  | (OP) Operating
55723 | Talen Renewable Energy | 56883 | Pennsauken Solar | IPP Non-CHP | NJ | GEN 2 | 0.2 | Solar Photovoltaic | SUN | PV | 6 | 2006 |  |  | (OP) Operating
55723 | Talen Renewable Energy | 56883 | Pennsauken Solar | IPP Non-CHP | NJ | GEN 3 | 0.1 | Solar Photovoltaic | SUN | PV | 12 | 2007 |  |  | (OP) Operating
55723 | Talen Renewable Energy | 56883 | Pennsauken Solar | IPP Non-CHP | NJ | GEN 4 | 0.2 | Solar Photovoltaic | SUN | PV | 12 | 2007 |  |  | (OP) Operating
55723 | Talen Renewable Energy | 56883 | Pennsauken Solar | IPP Non-CHP | NJ | GEN 5 | 0.1 | Solar Photovoltaic | SUN | PV | 12 | 2007 |  |  | (OP) Operating
55723 | Talen Renewable Energy | 56883 | Pennsauken Solar | IPP Non-CHP | NJ | GEN 6 | 0.2 | Solar Photovoltaic | SUN | PV | 12 | 2007 |  |  | (OP) Operating
55723 | Talen Renewable Energy | 56883 | Pennsauken Solar | IPP Non-CHP | NJ | GEN 7 | 0.2 | Solar Photovoltaic | SUN | PV | 12 | 2007 |  |  | (OP) Operating
55723 | Talen Renewable Energy | 56883 | Pennsauken Solar | IPP Non-CHP | NJ | GEN 8 | 0.2 | Solar Photovoltaic | SUN | PV | 12 | 2007 |  |  | (OP) Operating
55723 | Talen Renewable Energy | 56883 | Pennsauken Solar | IPP Non-CHP | NJ | GEN 9 | 0.1 | Solar Photovoltaic | SUN | PV | 12 | 2007 |  |  | (OP) Operating
55723 | Talen Renewable Energy | 56884 | Cumberland County Solid Waste Complex | IPP Non-CHP | NJ | GEN 2 | 1.6 | Landfill Gas | LFG | IC | 11 | 2008 |  |  | (OP) Operating
55723 | Talen Renewable Energy | 56884 | Cumberland County Solid Waste Complex | IPP Non-CHP | NJ | GEN 3 | 1.6 | Landfill Gas | LFG | IC | 11 | 2008 |  |  | (OP) Operating
55723 | Talen Renewable Energy | 56884 | Cumberland County Solid Waste Complex | IPP Non-CHP | NJ | GEN1 | 1.6 | Landfill Gas | LFG | IC | 11 | 2008 |  |  | (OP) Operating
55723 | Talen Renewable Energy | 56887 | Cumberland County PA LFG Recovery | IPP Non-CHP | PA | GEN 1 | 1.6 | Landfill Gas | LFG | IC | 1 | 2009 |  |  | (OP) Operating
55723 | Talen Renewable Energy | 56887 | Cumberland County PA LFG Recovery | IPP Non-CHP | PA | GEN 2 | 1.6 | Landfill Gas | LFG | IC | 1 | 2009 |  |  | (OP) Operating
55723 | Talen Renewable Energy | 56887 | Cumberland County PA LFG Recovery | IPP Non-CHP | PA | GEN 3 | 1.6 | Landfill Gas | LFG | IC | 1 | 2009 |  |  | (OP) Operating
55723 | Talen Renewable Energy | 56887 | Cumberland County PA LFG Recovery | IPP Non-CHP | PA | GEN 4 | 1.6 | Landfill Gas | LFG | IC | 1 | 2009 |  |  | (OP) Operating
55723 | Talen Renewable Energy | 56888 | Warren County Solar | IPP Non-CHP | NJ | GEN 1 | 0.5 | Solar Photovoltaic | SUN | PV | 6 | 2012 |  |  | (OP) Operating
55723 | Talen Renewable Energy | 56888 | Warren County Solar | IPP Non-CHP | NJ | GEN 2 | 0.5 | Solar Photovoltaic | SUN | PV | 6 | 2012 |  |  | (OP) Operating
55723 | Talen Renewable Energy | 56888 | Warren County Solar | IPP Non-CHP | NJ | GEN 3 | 0.5 | Solar Photovoltaic | SUN | PV | 6 | 2012 |  |  | (OP) Operating
55723 | Talen Renewable Energy | 56888 | Warren County Solar | IPP Non-CHP | NJ | GEN 4 | 0.5 | Solar Photovoltaic | SUN | PV | 6 | 2012 |  |  | (OP) Operating
55723 | Talen Renewable Energy | 56889 | PPL Renewable Energy Merck Solar | IPP Non-CHP | NJ | GEN 1 | 1.7 | Solar Photovoltaic | SUN | PV | 5 | 2009 |  |  | (OP) Operating
55723 | Talen Renewable Energy | 56890 | Norther Tier Landfill | IPP Non-CHP | PA | GEN 1 | 1.6 | Landfill Gas | LFG | IC | 1 | 2009 |  |  | (OP) Operating
55723 | Talen Renewable Energy | 56891 | Moretown | IPP Non-CHP | VT | GEN 1 | 1.6 | Landfill Gas | LFG | IC | 12 | 2008 |  |  | (OP) Operating
55723 | Talen Renewable Energy | 56891 | Moretown | IPP Non-CHP | VT | GEN 2 | 1.6 | Landfill Gas | LFG | IC | 12 | 2008 |  |  | (OP) Operating
12944 | City of Morganton - (NC) | 56892 | Silver Creek Lift Station | Electric Utility | NC | 1255 | 0.2 | Petroleum Liquids | DFO | IC | 10 | 2008 |  |  | (OP) Operating
6169 | Fall River Rural Elec Coop Inc | 56893 | Chester Diversion Hydroelectric Project | Electric Utility | ID | 1 | 1.2 | Conventional Hydroelectric | WAT | HY | 6 | 2014 |  |  | (OP) Operating
6169 | Fall River Rural Elec Coop Inc | 56893 | Chester Diversion Hydroelectric Project | Electric Utility | ID | 2 | 1.2 | Conventional Hydroelectric | WAT | HY | 5 | 2014 |  |  | (OP) Operating
6169 | Fall River Rural Elec Coop Inc | 56893 | Chester Diversion Hydroelectric Project | Electric Utility | ID | 3 | 1.2 | Conventional Hydroelectric | WAT | HY | 5 | 2014 |  |  | (OP) Operating
56100 | AMERESCO Stafford LLC | 56894 | Ameresco Stafford | IPP Non-CHP | VA | 1 | 1 | Landfill Gas | LFG | IC | 5 | 2009 |  |  | (OP) Operating
56100 | AMERESCO Stafford LLC | 56894 | Ameresco Stafford | IPP Non-CHP | VA | 2 | 1 | Landfill Gas | LFG | IC | 5 | 2009 |  |  | (OP) Operating
56101 | AMERESCO Ox Mountain Energy LLC | 56895 | Ameresco Ox Mountain | IPP Non-CHP | CA | 1 | 1.8 | Landfill Gas | LFG | IC | 12 | 2008 |  |  | (OP) Operating
56101 | AMERESCO Ox Mountain Energy LLC | 56895 | Ameresco Ox Mountain | IPP Non-CHP | CA | 2 | 1.8 | Landfill Gas | LFG | IC | 12 | 2008 |  |  | (OP) Operating
56101 | AMERESCO Ox Mountain Energy LLC | 56895 | Ameresco Ox Mountain | IPP Non-CHP | CA | 3 | 1.8 | Landfill Gas | LFG | IC | 12 | 2008 |  |  | (OP) Operating
56101 | AMERESCO Ox Mountain Energy LLC | 56895 | Ameresco Ox Mountain | IPP Non-CHP | CA | 4 | 1.8 | Landfill Gas | LFG | IC | 12 | 2008 |  |  | (OP) Operating
56101 | AMERESCO Ox Mountain Energy LLC | 56895 | Ameresco Ox Mountain | IPP Non-CHP | CA | 5 | 1.8 | Landfill Gas | LFG | IC | 12 | 2008 |  |  | (OP) Operating
56101 | AMERESCO Ox Mountain Energy LLC | 56895 | Ameresco Ox Mountain | IPP Non-CHP | CA | 6 | 1.8 | Landfill Gas | LFG | IC | 12 | 2008 |  |  | (OP) Operating
56102 | AMERESCO Jefferson City LLC | 56896 | Ameresco Jefferson City | IPP Non-CHP | MO | 1 | 0.9 | Landfill Gas | LFG | IC | 3 | 2009 |  |  | (OP) Operating
56102 | AMERESCO Jefferson City LLC | 56896 | Ameresco Jefferson City | IPP Non-CHP | MO | 2 | 0.9 | Landfill Gas | LFG | IC | 3 | 2009 |  |  | (OP) Operating
56102 | AMERESCO Jefferson City LLC | 56896 | Ameresco Jefferson City | IPP Non-CHP | MO | 3 | 0.9 | Landfill Gas | LFG | IC | 3 | 2009 |  |  | (OP) Operating
56103 | AMERESCO Keller Canyon LLC | 56897 | Ameresco Keller Canyon | IPP Non-CHP | CA | 1 | 1.8 | Landfill Gas | LFG | IC | 7 | 2009 |  |  | (OP) Operating
56103 | AMERESCO Keller Canyon LLC | 56897 | Ameresco Keller Canyon | IPP Non-CHP | CA | 2 | 1.8 | Landfill Gas | LFG | IC | 7 | 2009 |  |  | (OP) Operating
56104 | AMERESCO Chiquita Canyon LLC | 56898 | Ameresco Chiquita Canyon | IPP Non-CHP | CA | 1 | 4 | Landfill Gas | LFG | GT | 11 | 2010 |  |  | (OP) Operating
56104 | AMERESCO Chiquita Canyon LLC | 56898 | Ameresco Chiquita Canyon | IPP Non-CHP | CA | 2 | 4 | Landfill Gas | LFG | GT | 11 | 2010 |  |  | (OP) Operating
6957 | Garkane Energy Coop, Inc | 56899 | IRC Generator Facility | Electric Utility | AZ | 290 | 1.5 | Petroleum Liquids | DFO | IC | 12 | 1986 |  |  | (SB) Standby/Backup: available for service but not normally used
6957 | Garkane Energy Coop, Inc | 56899 | IRC Generator Facility | Electric Utility | AZ | 291 | 1.5 | Petroleum Liquids | DFO | IC | 12 | 1986 |  |  | (SB) Standby/Backup: available for service but not normally used
14405 | Power Choice/Pepco Energy Serv | 56900 | Atlantic City Convention Center | Commercial Non-CHP | NJ | 1 | 0.5 | Solar Photovoltaic | SUN | PV | 12 | 2008 |  |  | (OP) Operating
14405 | Power Choice/Pepco Energy Serv | 56900 | Atlantic City Convention Center | Commercial Non-CHP | NJ | 2 | 0.5 | Solar Photovoltaic | SUN | PV | 12 | 2008 |  |  | (OP) Operating
14405 | Power Choice/Pepco Energy Serv | 56900 | Atlantic City Convention Center | Commercial Non-CHP | NJ | 3 | 0.5 | Solar Photovoltaic | SUN | PV | 12 | 2008 |  |  | (OP) Operating
14405 | Power Choice/Pepco Energy Serv | 56900 | Atlantic City Convention Center | Commercial Non-CHP | NJ | 4 | 0.5 | Solar Photovoltaic | SUN | PV | 12 | 2008 |  |  | (OP) Operating
55868 | Noble Wind Operations LLC | 56901 | Noble Altona Windpark LLC | IPP Non-CHP | NY | 1 | 97.5 | Onshore Wind Turbine | WND | WT | 4 | 2009 |  |  | (OP) Operating
55868 | Noble Wind Operations LLC | 56902 | Noble Wethersfield Windpark LLC | IPP Non-CHP | NY | 1 | 126 | Onshore Wind Turbine | WND | WT | 4 | 2009 |  |  | (OP) Operating
55868 | Noble Wind Operations LLC | 56904 | Noble Chateaugay Windpark LLC | IPP Non-CHP | NY | 1 | 106.5 | Onshore Wind Turbine | WND | WT | 4 | 2009 |  |  | (OP) Operating
55868 | Noble Wind Operations LLC | 56905 | Noble Great Plains Windpark LLC | IPP Non-CHP | TX | 1 | 114 | Onshore Wind Turbine | WND | WT | 1 | 2009 |  |  | (OP) Operating
56815 | NorthWestern Energy DGGS | 56908 | Dave Gates Generating Station | Electric Utility | MT | 1 | 44.1 | Natural Gas Fired Combustion Turbine | NG | GT | 1 | 2011 |  |  | (OP) Operating
56815 | NorthWestern Energy DGGS | 56908 | Dave Gates Generating Station | Electric Utility | MT | 2 | 44.1 | Natural Gas Fired Combustion Turbine | NG | GT | 1 | 2011 |  |  | (OP) Operating
56815 | NorthWestern Energy DGGS | 56908 | Dave Gates Generating Station | Electric Utility | MT | 3 | 44.1 | Natural Gas Fired Combustion Turbine | NG | GT | 1 | 2011 |  |  | (OP) Operating
56113 | MMA GDC Power LP | 56909 | Gap Pacific Distribution Center | Commercial Non-CHP | CA | 1 | 0.3 | Solar Photovoltaic | SUN | PV | 10 | 2008 |  |  | (OP) Operating
56113 | MMA GDC Power LP | 56909 | Gap Pacific Distribution Center | Commercial Non-CHP | CA | 2 | 0.3 | Solar Photovoltaic | SUN | PV | 10 | 2008 |  |  | (OP) Operating
56113 | MMA GDC Power LP | 56909 | Gap Pacific Distribution Center | Commercial Non-CHP | CA | 3 | 0.3 | Solar Photovoltaic | SUN | PV | 10 | 2008 |  |  | (OP) Operating
56113 | MMA GDC Power LP | 56909 | Gap Pacific Distribution Center | Commercial Non-CHP | CA | 4 | 0.3 | Solar Photovoltaic | SUN | PV | 10 | 2008 |  |  | (OP) Operating
19391 | UGI Development Co | 56911 | Broad Mountain | IPP Non-CHP | PA | GEN1 | 4.3 | Landfill Gas | LFG | GT | 1 | 2009 |  |  | (OP) Operating
19391 | UGI Development Co | 56911 | Broad Mountain | IPP Non-CHP | PA | GEN2 | 4.4 | Landfill Gas | LFG | GT | 1 | 2009 |  |  | (OP) Operating
55799 | FPL Energy Langdon Wind LLC | 56912 | Langdon Wind II LLC | IPP Non-CHP | ND | GE15 | 40.5 | Onshore Wind Turbine | WND | WT | 9 | 2008 |  |  | (OP) Operating
56121 | Osceola Windpower II | 56913 | Osceola Windpower II | IPP Non-CHP | IA | CL25 | 50 | Onshore Wind Turbine | WND | WT | 9 | 2008 |  |  | (OP) Operating
56127 | Orange Grove Energy LP | 56914 | Orange Grove Peaking Facility | IPP Non-CHP | CA | CTG1 | 47.8 | Natural Gas Fired Combustion Turbine | NG | GT | 6 | 2010 |  |  | (OP) Operating
56127 | Orange Grove Energy LP | 56914 | Orange Grove Peaking Facility | IPP Non-CHP | CA | CTG2 | 47.8 | Natural Gas Fired Combustion Turbine | NG | GT | 6 | 2010 |  |  | (OP) Operating
56128 | SAS Institute Inc | 56915 | SAS Solar Farm | IPP Non-CHP | NC | 1 | 0.5 | Solar Photovoltaic | SUN | PV | 12 | 2008 |  |  | (OP) Operating
56128 | SAS Institute Inc | 56915 | SAS Solar Farm | IPP Non-CHP | NC | 2 | 0.5 | Solar Photovoltaic | SUN | PV | 12 | 2008 |  |  | (OP) Operating
56128 | SAS Institute Inc | 56915 | SAS Solar Farm | IPP Non-CHP | NC | 3 | 0.6 | Solar Photovoltaic | SUN | PV | 8 | 2010 |  |  | (OP) Operating
56128 | SAS Institute Inc | 56915 | SAS Solar Farm | IPP Non-CHP | NC | 4 | 0.6 | Solar Photovoltaic | SUN | PV | 8 | 2010 |  |  | (OP) Operating
56167 | Imperial Valley Solar, LLC | 56917 | Imperial Valley Solar, LLC | IPP Non-CHP | CA | 1 | 101 | Solar Photovoltaic | SUN | PV | 11 | 2013 |  |  | (OP) Operating
56167 | Imperial Valley Solar, LLC | 56917 | Imperial Valley Solar, LLC | IPP Non-CHP | CA | 1A | 64.6 | Solar Photovoltaic | SUN | PV | 12 | 2013 |  |  | (OP) Operating
56167 | Imperial Valley Solar, LLC | 56917 | Imperial Valley Solar, LLC | IPP Non-CHP | CA | 1B | 34.3 | Solar Photovoltaic | SUN | PV | 3 | 2014 |  |  | (OP) Operating
56122 | FPL Energy Ashtabula Wind LLC | 56919 | FPL Energy Ashtabula Wind LLC | IPP Non-CHP | ND | GE15 | 148.5 | Onshore Wind Turbine | WND | WT | 12 | 2008 |  |  | (OP) Operating
56215 | E ON Climate Renewables N America LLC | 56920 | EC&R Panther Creek Wind Farm I | IPP Non-CHP | TX | 1 | 142.5 | Onshore Wind Turbine | WND | WT | 7 | 2008 |  |  | (OP) Operating
56215 | E ON Climate Renewables N America LLC | 56921 | EC&R Panther Creek Wind Farm II | IPP Non-CHP | TX | 1 | 115.5 | Onshore Wind Turbine | WND | WT | 12 | 2008 |  |  | (OP) Operating
56431 | SunE U6 Holdings LLC | 56922 | WWRF Solar Plant | IPP Non-CHP | CO | EAST | 0.4 | Solar Photovoltaic | SUN | PV | 2 | 2009 |  |  | (OP) Operating
56431 | SunE U6 Holdings LLC | 56922 | WWRF Solar Plant | IPP Non-CHP | CO | WEST | 0.9 | Solar Photovoltaic | SUN | PV | 2 | 2009 |  |  | (OP) Operating
56123 | FPL Energy Crystal Lake Wind LLC | 56923 | FPL Energy Crystal Lake Wind LLC | IPP Non-CHP | IA | GE15 | 150 | Onshore Wind Turbine | WND | WT | 12 | 2008 |  |  | (OP) Operating
56119 | FPL Energy Story Wind LLC | 56924 | FPL Energy Story Wind LLC | IPP Non-CHP | IA | GE15 | 150 | Onshore Wind Turbine | WND | WT | 12 | 2008 |  |  | (OP) Operating
56124 | FPL Energy Crystal Lake Wind II LLC | 56925 | FPL Energy Crystal Lake Wind II LLC | IPP Non-CHP | IA | CL25 | 200 | Onshore Wind Turbine | WND | WT | 1 | 2009 |  |  | (OP) Operating
56143 | Fairfield University | 56928 | Fairfield University CHP Plant | Commercial CHP | CT | CHP1 | 4.5 | Natural Gas Fired Combustion Turbine | NG | GT | 10 | 2007 |  |  | (OP) Operating
6452 | Florida Power & Light Co | 56929 | DeSoto Next Generation Solar Energy | Electric Utility | FL | 1 | 25 | Solar Photovoltaic | SUN | PV | 10 | 2009 |  |  | (OP) Operating
6452 | Florida Power & Light Co | 56930 | Space Coast Next Gen Solar Energy | Electric Utility | FL | 1 | 10 | Solar Photovoltaic | SUN | PV | 4 | 2010 |  |  | (OP) Operating
56148 | Aspen Power LLC | 56931 | Aspen Biomass Power Plant | IPP Non-CHP | TX | GEN7 | 50 | Wood/Wood Waste Biomass | WDS | ST | 9 | 2011 |  |  | (OP) Operating
22040 | Washington State University | 56932 | Biotech LS 0836 | Commercial Non-CHP | WA | BLS1 | 1 | Petroleum Liquids | DFO | IC | 5 | 2009 |  |  | (SB) Standby/Backup: available for service but not normally used
56159 | Threemile Canyon Wind I | 56933 | Threemile Canyon Wind I LLC | IPP Non-CHP | OR | 1 | 9.9 | Onshore Wind Turbine | WND | WT | 7 | 2009 |  |  | (OP) Operating
56158 | Cassia Wind | 56934 | Cassia Wind Farm LLC | IPP Non-CHP | ID | 1 | 10.5 | Onshore Wind Turbine | WND | WT | 3 | 2009 |  |  | (OP) Operating
56157 | Cassia Gulch | 56935 | Cassia Gulch Wind Park LLC | IPP Non-CHP | ID | 1 | 18.9 | Onshore Wind Turbine | WND | WT | 3 | 2009 |  |  | (OP) Operating
5914 | Erie Boulevard Hydropower LP | 56936 | Brookfield Power Glen Falls Hydro | Industrial Non-CHP | NY | GEN1 | 2.3 | Conventional Hydroelectric | WAT | HY | 1 | 1944 |  |  | (OP) Operating
5914 | Erie Boulevard Hydropower LP | 56936 | Brookfield Power Glen Falls Hydro | Industrial Non-CHP | NY | GEN2 | 1.9 | Conventional Hydroelectric | WAT | HY | 1 | 1957 |  |  | (OP) Operating
5914 | Erie Boulevard Hydropower LP | 56936 | Brookfield Power Glen Falls Hydro | Industrial Non-CHP | NY | GEN3 | 2.1 | Conventional Hydroelectric | WAT | HY | 1 | 1980 |  |  | (OP) Operating
5914 | Erie Boulevard Hydropower LP | 56936 | Brookfield Power Glen Falls Hydro | Industrial Non-CHP | NY | GEN4 | 2.3 | Conventional Hydroelectric | WAT | HY | 1 | 1980 |  |  | (OP) Operating
5914 | Erie Boulevard Hydropower LP | 56936 | Brookfield Power Glen Falls Hydro | Industrial Non-CHP | NY | GEN5 | 2.7 | Conventional Hydroelectric | WAT | HY | 1 | 1965 |  |  | (OP) Operating
56175 | Fairbanks Morse Engine | 56937 | Fairbanks Morse Engine | Industrial Non-CHP | WI | IPE | 1.5 | Petroleum Liquids | DFO | IC | 5 | 1989 |  |  | (SB) Standby/Backup: available for service but not normally used
56183 | SunE NC Progress 1 LLC | 56938 | SunEdison LV Sutton Plant Site | IPP Non-CHP | NC | NCP1 | 1.2 | Solar Photovoltaic | SUN | PV | 12 | 2008 |  |  | (OP) Operating
59399 | NRG Solar Blythe | 56939 | NRG Solar Blythe LLC | IPP Non-CHP | CA | 1 | 21 | Solar Photovoltaic | SUN | PV | 12 | 2009 |  |  | (OP) Operating
49893 | Invenergy Services LLC | 56941 | Grand Ridge Wind Energy Center | IPP Non-CHP | IL | 1 | 99 | Onshore Wind Turbine | WND | WT | 10 | 2008 |  |  | (OP) Operating
49893 | Invenergy Services LLC | 56941 | Grand Ridge Wind Energy Center | IPP Non-CHP | IL | 2 | 51 | Onshore Wind Turbine | WND | WT | 12 | 2009 |  |  | (OP) Operating
49893 | Invenergy Services LLC | 56941 | Grand Ridge Wind Energy Center | IPP Non-CHP | IL | 3 | 49.5 | Onshore Wind Turbine | WND | WT | 12 | 2009 |  |  | (OP) Operating
49893 | Invenergy Services LLC | 56941 | Grand Ridge Wind Energy Center | IPP Non-CHP | IL | 4 | 10.5 | Onshore Wind Turbine | WND | WT | 12 | 2009 |  |  | (OP) Operating
49893 | Invenergy Services LLC | 56942 | Forward Wind Energy Center | IPP Non-CHP | WI | 1 | 99 | Onshore Wind Turbine | WND | WT | 7 | 2008 |  |  | (OP) Operating
49893 | Invenergy Services LLC | 56942 | Forward Wind Energy Center | IPP Non-CHP | WI | 2 | 30 | Onshore Wind Turbine | WND | WT | 5 | 2009 |  |  | (OP) Operating
57036 | Copper Mountain 1 LLC | 56944 | CM10 | IPP Non-CHP | NV | PV01 | 10 | Solar Photovoltaic | SUN | PV | 12 | 2008 |  |  | (OP) Operating
34505 | Edison Mission Energy | 56945 | High Lonesome Mesa LLC | IPP Non-CHP | NM | 1 | 100 | Onshore Wind Turbine | WND | WT | 7 | 2009 |  |  | (OP) Operating
34505 | Edison Mission Energy | 56946 | Buffalo Bear LLC | IPP Non-CHP | OK | 1 | 18.9 | Onshore Wind Turbine | WND | WT | 12 | 2008 |  |  | (OP) Operating
34505 | Edison Mission Energy | 56947 | Elkhorn Ridge Wind LLC | IPP Non-CHP | NE | 1 | 81 | Onshore Wind Turbine | WND | WT | 3 | 2009 |  |  | (OP) Operating
56218 | Coolidge Power LLC | 56948 | Coolidge Generation Station | IPP Non-CHP | AZ | 1 | 43.4 | Natural Gas Fired Combustion Turbine | NG | GT | 5 | 2011 |  |  | (OP) Operating
56218 | Coolidge Power LLC | 56948 | Coolidge Generation Station | IPP Non-CHP | AZ | 10 | 43.4 | Natural Gas Fired Combustion Turbine | NG | GT | 5 | 2011 |  |  | (OP) Operating
56218 | Coolidge Power LLC | 56948 | Coolidge Generation Station | IPP Non-CHP | AZ | 11 | 43.4 | Natural Gas Fired Combustion Turbine | NG | GT | 5 | 2011 |  |  | (OP) Operating
56218 | Coolidge Power LLC | 56948 | Coolidge Generation Station | IPP Non-CHP | AZ | 12 | 43.4 | Natural Gas Fired Combustion Turbine | NG | GT | 5 | 2011 |  |  | (OP) Operating
56218 | Coolidge Power LLC | 56948 | Coolidge Generation Station | IPP Non-CHP | AZ | 2 | 43.4 | Natural Gas Fired Combustion Turbine | NG | GT | 5 | 2011 |  |  | (OP) Operating
56218 | Coolidge Power LLC | 56948 | Coolidge Generation Station | IPP Non-CHP | AZ | 3 | 43.4 | Natural Gas Fired Combustion Turbine | NG | GT | 5 | 2011 |  |  | (OP) Operating
56218 | Coolidge Power LLC | 56948 | Coolidge Generation Station | IPP Non-CHP | AZ | 4 | 43.4 | Natural Gas Fired Combustion Turbine | NG | GT | 5 | 2011 |  |  | (OP) Operating
56218 | Coolidge Power LLC | 56948 | Coolidge Generation Station | IPP Non-CHP | AZ | 5 | 43.4 | Natural Gas Fired Combustion Turbine | NG | GT | 5 | 2011 |  |  | (OP) Operating
56218 | Coolidge Power LLC | 56948 | Coolidge Generation Station | IPP Non-CHP | AZ | 6 | 43.4 | Natural Gas Fired Combustion Turbine | NG | GT | 5 | 2011 |  |  | (OP) Operating
56218 | Coolidge Power LLC | 56948 | Coolidge Generation Station | IPP Non-CHP | AZ | 7 | 43.4 | Natural Gas Fired Combustion Turbine | NG | GT | 5 | 2011 |  |  | (OP) Operating
56218 | Coolidge Power LLC | 56948 | Coolidge Generation Station | IPP Non-CHP | AZ | 8 | 43.4 | Natural Gas Fired Combustion Turbine | NG | GT | 5 | 2011 |  |  | (OP) Operating
56218 | Coolidge Power LLC | 56948 | Coolidge Generation Station | IPP Non-CHP | AZ | 9 | 43.4 | Natural Gas Fired Combustion Turbine | NG | GT | 5 | 2011 |  |  | (OP) Operating
58523 | Enerdyne Power Systems Inc | 56951 | Enoree Phase II Landfill Gas Recovery | IPP Non-CHP | SC | 1 | 1.5 | Landfill Gas | LFG | IC | 8 | 2008 |  |  | (OP) Operating
58523 | Enerdyne Power Systems Inc | 56951 | Enoree Phase II Landfill Gas Recovery | IPP Non-CHP | SC | 2 | 1.5 | Landfill Gas | LFG | IC | 8 | 2008 |  |  | (OP) Operating
49893 | Invenergy Services LLC | 56952 | Willow Creek Energy Center | IPP Non-CHP | OR | 1 | 72 | Onshore Wind Turbine | WND | WT | 1 | 2009 |  |  | (OP) Operating
49893 | Invenergy Services LLC | 56953 | High Sheldon Wind Farm | IPP Non-CHP | NY | 1 | 112 | Onshore Wind Turbine | WND | WT | 2 | 2009 |  |  | (OP) Operating
13630 | North Carolina Mun Power Agny #1 | 56954 | Gastonia Prime Power Park | Electric Utility | NC | 1 | 2 | Petroleum Liquids | DFO | IC | 6 | 2008 |  |  | (OP) Operating
13630 | North Carolina Mun Power Agny #1 | 56954 | Gastonia Prime Power Park | Electric Utility | NC | 2 | 2 | Petroleum Liquids | DFO | IC | 6 | 2008 |  |  | (OP) Operating
13630 | North Carolina Mun Power Agny #1 | 56954 | Gastonia Prime Power Park | Electric Utility | NC | 3 | 1.8 | Petroleum Liquids | DFO | IC | 12 | 2012 |  |  | (OP) Operating
13630 | North Carolina Mun Power Agny #1 | 56954 | Gastonia Prime Power Park | Electric Utility | NC | 4 | 1.8 | Petroleum Liquids | DFO | IC | 12 | 2012 |  |  | (OP) Operating
13630 | North Carolina Mun Power Agny #1 | 56954 | Gastonia Prime Power Park | Electric Utility | NC | 5 | 1.8 | Petroleum Liquids | DFO | IC | 1 | 2013 |  |  | (OP) Operating
13630 | North Carolina Mun Power Agny #1 | 56954 | Gastonia Prime Power Park | Electric Utility | NC | 6 | 1.8 | Petroleum Liquids | DFO | IC | 1 | 2013 |  |  | (OP) Operating
56222 | Bull Creek Wind LLC | 56956 | Bull Creek Wind | IPP Non-CHP | TX | 001 | 180 | Onshore Wind Turbine | WND | WT | 12 | 2008 |  |  | (OP) Operating
56266 | Green Gas Americas, Inc. | 56957 | Green Gas - Pioneer Crossing Energy, LLC | IPP Non-CHP | PA | LFG1 | 1.6 | Landfill Gas | LFG | IC | 10 | 2008 |  |  | (OP) Operating
56266 | Green Gas Americas, Inc. | 56957 | Green Gas - Pioneer Crossing Energy, LLC | IPP Non-CHP | PA | LFG2 | 1.6 | Landfill Gas | LFG | IC | 10 | 2008 |  |  | (OP) Operating
56266 | Green Gas Americas, Inc. | 56957 | Green Gas - Pioneer Crossing Energy, LLC | IPP Non-CHP | PA | LFG3 | 1.6 | Landfill Gas | LFG | IC | 10 | 2008 |  |  | (OP) Operating
56266 | Green Gas Americas, Inc. | 56957 | Green Gas - Pioneer Crossing Energy, LLC | IPP Non-CHP | PA | LFG4 | 1.6 | Landfill Gas | LFG | IC | 10 | 2008 |  |  | (OP) Operating
56266 | Green Gas Americas, Inc. | 56957 | Green Gas - Pioneer Crossing Energy, LLC | IPP Non-CHP | PA | LFG5 | 1.6 | Landfill Gas | LFG | IC | 11 | 2013 |  |  | (OP) Operating
50158 | Innovative Energy Systems Inc | 56958 | DANC LFGTE Facility | IPP Non-CHP | NY | GEN1 | 1.6 | Landfill Gas | LFG | IC | 10 | 2008 |  |  | (OP) Operating
50158 | Innovative Energy Systems Inc | 56958 | DANC LFGTE Facility | IPP Non-CHP | NY | GEN2 | 1.6 | Landfill Gas | LFG | IC | 10 | 2008 |  |  | (OP) Operating
50158 | Innovative Energy Systems Inc | 56958 | DANC LFGTE Facility | IPP Non-CHP | NY | GEN3 | 1.6 | Landfill Gas | LFG | IC | 10 | 2008 |  |  | (OP) Operating
50158 | Innovative Energy Systems Inc | 56958 | DANC LFGTE Facility | IPP Non-CHP | NY | GEN4 | 1.6 | Landfill Gas | LFG | IC | 4 | 2012 |  |  | (OP) Operating
56273 | Duke Energy DEGS Ocotillo | 56959 | Ocotillo Windpower | IPP Non-CHP | TX | OWF | 58.8 | Onshore Wind Turbine | WND | WT | 9 | 2008 |  |  | (OP) Operating
56271 | Duke Energy DEGS Happy Jack | 56960 | Happy Jack Windpower Project | IPP Non-CHP | WY | HJW01 | 29.4 | Onshore Wind Turbine | WND | WT | 8 | 2008 |  |  | (OP) Operating
56272 | Duke Energy DEGS Notrees | 56961 | Notrees Windpower | IPP Non-CHP | TX | BATT | 36 | Batteries | MWH | BA | 12 | 2012 |  |  | (OP) Operating
56272 | Duke Energy DEGS Notrees | 56961 | Notrees Windpower | IPP Non-CHP | TX | GE | 60 | Onshore Wind Turbine | WND | WT | 4 | 2009 |  |  | (OP) Operating
56272 | Duke Energy DEGS Notrees | 56961 | Notrees Windpower | IPP Non-CHP | TX | VESTA | 92.5 | Onshore Wind Turbine | WND | WT | 4 | 2009 |  |  | (OP) Operating
56261 | Iredell Transmission LLC | 56962 | Iredell County LFG Facility | IPP Non-CHP | NC | 1 | 1.6 | Landfill Gas | LFG | IC | 8 | 2008 |  |  | (OP) Operating
56261 | Iredell Transmission LLC | 56962 | Iredell County LFG Facility | IPP Non-CHP | NC | 2 | 1.6 | Landfill Gas | LFG | IC | 8 | 2008 |  |  | (OP) Operating
56236 | West Deptford Energy LLC | 56963 | West Deptford Energy Station | IPP Non-CHP | NJ | E101 | 193 | Natural Gas Fired Combined Cycle | NG | CT | 10 | 2014 |  |  | (OP) Operating
56236 | West Deptford Energy LLC | 56963 | West Deptford Energy Station | IPP Non-CHP | NJ | E102 | 193 | Natural Gas Fired Combined Cycle | NG | CT | 10 | 2014 |  |  | (OP) Operating
56236 | West Deptford Energy LLC | 56963 | West Deptford Energy Station | IPP Non-CHP | NJ | STG1 | 283.3 | Natural Gas Fired Combined Cycle | NG | CA | 10 | 2014 |  |  | (OP) Operating
56267 | Bayonne Energy Center LLC | 56964 | Bayonne Energy Center | IPP Non-CHP | NJ | GT1 | 61.2 | Natural Gas Fired Combustion Turbine | NG | GT | 6 | 2012 |  |  | (OP) Operating
56267 | Bayonne Energy Center LLC | 56964 | Bayonne Energy Center | IPP Non-CHP | NJ | GT2 | 59.4 | Natural Gas Fired Combustion Turbine | NG | GT | 6 | 2012 |  |  | (OP) Operating
56267 | Bayonne Energy Center LLC | 56964 | Bayonne Energy Center | IPP Non-CHP | NJ | GT3 | 58.9 | Natural Gas Fired Combustion Turbine | NG | GT | 6 | 2012 |  |  | (OP) Operating
56267 | Bayonne Energy Center LLC | 56964 | Bayonne Energy Center | IPP Non-CHP | NJ | GT4 | 59.7 | Natural Gas Fired Combustion Turbine | NG | GT | 6 | 2012 |  |  | (OP) Operating
56267 | Bayonne Energy Center LLC | 56964 | Bayonne Energy Center | IPP Non-CHP | NJ | GT5 | 59.4 | Natural Gas Fired Combustion Turbine | NG | GT | 6 | 2012 |  |  | (OP) Operating
56267 | Bayonne Energy Center LLC | 56964 | Bayonne Energy Center | IPP Non-CHP | NJ | GT6 | 59.9 | Natural Gas Fired Combustion Turbine | NG | GT | 6 | 2012 |  |  | (OP) Operating
56267 | Bayonne Energy Center LLC | 56964 | Bayonne Energy Center | IPP Non-CHP | NJ | GT7 | 60.5 | Natural Gas Fired Combustion Turbine | NG | GT | 6 | 2012 |  |  | (OP) Operating
56267 | Bayonne Energy Center LLC | 56964 | Bayonne Energy Center | IPP Non-CHP | NJ | GT8 | 60.9 | Natural Gas Fired Combustion Turbine | NG | GT | 6 | 2012 |  |  | (OP) Operating
56237 | QVC Inc | 56966 | QVC Inc | IPP Non-CHP | NC | 1 | 1.1 | Solar Photovoltaic | SUN | PV | 12 | 2008 |  |  | (OP) Operating
56804 | Echo 3 | 56967 | Butter Creek Power LLC | IPP Non-CHP | OR | 1 | 5 | Onshore Wind Turbine | WND | WT | 6 | 2009 |  |  | (OP) Operating
56804 | Echo 3 | 56968 | Big Top LLC | IPP Non-CHP | OR | 1 | 1.7 | Onshore Wind Turbine | WND | WT | 6 | 2009 |  |  | (OP) Operating
56803 | Echo 2 | 56969 | Four Corners Windfarm LLC | IPP Non-CHP | OR | 1 | 10 | Onshore Wind Turbine | WND | WT | 6 | 2009 |  |  | (OP) Operating
56803 | Echo 2 | 56970 | Four Mile Canyon Windfarm LLC | IPP Non-CHP | OR | 1 | 10 | Onshore Wind Turbine | WND | WT | 6 | 2009 |  |  | (OP) Operating
56802 | Echo 1 | 56971 | Oregon Trail Windfarm LLC | IPP Non-CHP | OR | 1 | 9.9 | Onshore Wind Turbine | WND | WT | 6 | 2009 |  |  | (OP) Operating
56802 | Echo 1 | 56972 | Pacific Canyon Windfarm LLC | IPP Non-CHP | OR | 1 | 8.3 | Onshore Wind Turbine | WND | WT | 6 | 2009 |  |  | (OP) Operating
56802 | Echo 1 | 56973 | Sand Ranch Windfarm LLC | IPP Non-CHP | OR | 1 | 9.9 | Onshore Wind Turbine | WND | WT | 6 | 2009 |  |  | (OP) Operating
56804 | Echo 3 | 56974 | Wagon Trail LLC | IPP Non-CHP | OR | 1 | 3.3 | Onshore Wind Turbine | WND | WT | 6 | 2009 |  |  | (OP) Operating
56802 | Echo 1 | 56975 | Ward Butte Windfarm LLC | IPP Non-CHP | OR | 1 | 6.6 | Onshore Wind Turbine | WND | WT | 6 | 2009 |  |  | (OP) Operating
5580 | East Kentucky Power Coop, Inc | 56977 | Mason County LFGTE | Electric Utility | KY | 1 | 1.6 | Landfill Gas | LFG | IC | 5 | 2009 |  |  | (OP) Operating
56268 | City of Rock Island | 56978 | Sears Hydroelectric Plant | IPP Non-CHP | IL | 1 | 0.3 | Conventional Hydroelectric | WAT | HY | 11 | 1985 |  |  | (OP) Operating
56268 | City of Rock Island | 56978 | Sears Hydroelectric Plant | IPP Non-CHP | IL | 2 | 0.3 | Conventional Hydroelectric | WAT | HY | 7 | 1986 |  |  | (OP) Operating
56268 | City of Rock Island | 56978 | Sears Hydroelectric Plant | IPP Non-CHP | IL | 3 | 0.3 | Conventional Hydroelectric | WAT | HY | 6 | 2010 |  |  | (OP) Operating
56268 | City of Rock Island | 56978 | Sears Hydroelectric Plant | IPP Non-CHP | IL | 4 | 0.3 | Conventional Hydroelectric | WAT | HY | 6 | 2010 |  |  | (OP) Operating
56215 | E ON Climate Renewables N America LLC | 56979 | EC&R Panther Creek Wind Farm III | IPP Non-CHP | TX | 1 | 199.5 | Onshore Wind Turbine | WND | WT | 8 | 2009 |  |  | (OP) Operating
56215 | E ON Climate Renewables N America LLC | 56980 | Stony Creek Wind Farm LLC | IPP Non-CHP | PA | 1 | 52.5 | Onshore Wind Turbine | WND | WT | 11 | 2009 |  |  | (OP) Operating
56215 | E ON Climate Renewables N America LLC | 56981 | Pyron Wind Farm LLC | IPP Non-CHP | TX | 1 | 249 | Onshore Wind Turbine | WND | WT | 2 | 2009 |  |  | (OP) Operating
56249 | NGP Blue Mountain I LLC | 56982 | NGP Blue Mountain I LLC | IPP Non-CHP | NV | BM1 | 13 | Geothermal | GEO | BT | 11 | 2009 |  |  | (OP) Operating
56249 | NGP Blue Mountain I LLC | 56982 | NGP Blue Mountain I LLC | IPP Non-CHP | NV | BM2 | 13 | Geothermal | GEO | BT | 11 | 2009 |  |  | (OP) Operating
56249 | NGP Blue Mountain I LLC | 56982 | NGP Blue Mountain I LLC | IPP Non-CHP | NV | BM3 | 13 | Geothermal | GEO | BT | 11 | 2009 |  |  | (OP) Operating
56215 | E ON Climate Renewables N America LLC | 56983 | EC&R Papalote Creek I LLC | IPP Non-CHP | TX | 1 | 180 | Onshore Wind Turbine | WND | WT | 9 | 2009 |  |  | (OP) Operating
56215 | E ON Climate Renewables N America LLC | 56984 | Inadale Wind Farm LLC | IPP Non-CHP | TX | 1 | 197 | Onshore Wind Turbine | WND | WT | 9 | 2009 |  |  | (OP) Operating
56285 | Smoky Hills Wind Project II LLC | 56985 | Smoky Hills Wind Project Phase II | IPP Non-CHP | KS | SMKII | 148.5 | Onshore Wind Turbine | WND | WT | 11 | 2008 |  |  | (OP) Operating
56983 | Gibson County Generation LLC | 56986 | Clinton LFGTE Facility | IPP Non-CHP | NY | GEN1 | 1.6 | Landfill Gas | LFG | IC | 10 | 2008 |  |  | (OP) Operating
56983 | Gibson County Generation LLC | 56986 | Clinton LFGTE Facility | IPP Non-CHP | NY | GEN2 | 1.6 | Landfill Gas | LFG | IC | 10 | 2008 |  |  | (OP) Operating
56983 | Gibson County Generation LLC | 56986 | Clinton LFGTE Facility | IPP Non-CHP | NY | GEN3 | 1.6 | Landfill Gas | LFG | IC | 10 | 2008 |  |  | (OP) Operating
56983 | Gibson County Generation LLC | 56986 | Clinton LFGTE Facility | IPP Non-CHP | NY | GEN4 | 1.6 | Landfill Gas | LFG | IC | 8 | 2009 |  |  | (OP) Operating
50158 | Innovative Energy Systems Inc | 56987 | Hyland LFGTE Facility | IPP Non-CHP | NY | GEN1 | 1.6 | Landfill Gas | LFG | IC | 8 | 2008 |  |  | (OP) Operating
50158 | Innovative Energy Systems Inc | 56987 | Hyland LFGTE Facility | IPP Non-CHP | NY | GEN2 | 1.6 | Landfill Gas | LFG | IC | 8 | 2008 |  |  | (OP) Operating
50158 | Innovative Energy Systems Inc | 56987 | Hyland LFGTE Facility | IPP Non-CHP | NY | GEN3 | 1.6 | Landfill Gas | LFG | IC | 8 | 2008 |  |  | (OP) Operating
59155 | First Wind O&M, LLC | 56989 | Stetson Wind I | IPP Non-CHP | ME | 1 | 57 | Onshore Wind Turbine | WND | WT | 1 | 2009 |  |  | (OP) Operating
59155 | First Wind O&M, LLC | 56990 | Rollins Wind Project | IPP Non-CHP | ME | 1 | 60 | Onshore Wind Turbine | WND | WT | 7 | 2011 |  |  | (OP) Operating
59155 | First Wind O&M, LLC | 56991 | Stetson Wind II | IPP Non-CHP | ME | 1 | 25.5 | Onshore Wind Turbine | WND | WT | 3 | 2010 |  |  | (OP) Operating
56284 | MF Mesa Lane LLC | 56993 | MF Mesa Lane LLC | IPP Non-CHP | PA | MESA | 1.5 | Solar Photovoltaic | SUN | PV | 11 | 2008 |  |  | (OP) Operating
13781 | Northern States Power Co - Minnesota | 56994 | Grand Meadow | Electric Utility | MN | WND67 | 14.8 | Onshore Wind Turbine | WND | WT | 12 | 2008 |  |  | (OP) Operating
17543 | South Carolina Public Service Authority | 56995 | Georgetown LFGTE | Electric Utility | SC | G1 | 1 | Landfill Gas | LFG | IC | 1 | 2010 |  |  | (OP) Operating
17609 | Southern California Edison Co | 56996 | Solar Photovoltaic Project #02 | Electric Utility | CA | S1A | 0.5 | Solar Photovoltaic | SUN | PV | 12 | 2009 |  |  | (OP) Operating
17609 | Southern California Edison Co | 56996 | Solar Photovoltaic Project #02 | Electric Utility | CA | S1B | 0.5 | Solar Photovoltaic | SUN | PV | 12 | 2009 |  |  | (OP) Operating
1932 | Boise-Kuna Irrigation District | 56997 | Arrowrock Hydroelectric Project | IPP Non-CHP | ID | 1 | 8 | Conventional Hydroelectric | WAT | HY | 4 | 2010 |  |  | (OP) Operating
1932 | Boise-Kuna Irrigation District | 56997 | Arrowrock Hydroelectric Project | IPP Non-CHP | ID | 2 | 8 | Conventional Hydroelectric | WAT | HY | 4 | 2010 |  |  | (OP) Operating
56771 | Black Hills Service Company LLC | 56998 | Pueblo Airport Generating Station | IPP Non-CHP | CO | 4 | 37 | Natural Gas Fired Combined Cycle | NG | CT | 1 | 2012 |  |  | (OP) Operating
56771 | Black Hills Service Company LLC | 56998 | Pueblo Airport Generating Station | IPP Non-CHP | CO | 43 | 20 | Natural Gas Fired Combined Cycle | NG | CA | 1 | 2012 |  |  | (OP) Operating
56771 | Black Hills Service Company LLC | 56998 | Pueblo Airport Generating Station | IPP Non-CHP | CO | 5 | 37 | Natural Gas Fired Combined Cycle | NG | CT | 1 | 2012 |  |  | (OP) Operating
56771 | Black Hills Service Company LLC | 56998 | Pueblo Airport Generating Station | IPP Non-CHP | CO | 53 | 20 | Natural Gas Fired Combined Cycle | NG | CA | 1 | 2012 |  |  | (OP) Operating
56771 | Black Hills Service Company LLC | 56998 | Pueblo Airport Generating Station | IPP Non-CHP | CO | 6 | 37 | Natural Gas Fired Combined Cycle | NG | CT | 1 | 2012 |  |  | (OP) Operating
56771 | Black Hills Service Company LLC | 56998 | Pueblo Airport Generating Station | IPP Non-CHP | CO | 7 | 37 | Natural Gas Fired Combined Cycle | NG | CT | 1 | 2012 |  |  | (OP) Operating
56771 | Black Hills Service Company LLC | 56998 | Pueblo Airport Generating Station | IPP Non-CHP | CO | GT1 | 90 | Natural Gas Fired Combustion Turbine | NG | GT | 1 | 2012 |  |  | (OP) Operating
56771 | Black Hills Service Company LLC | 56998 | Pueblo Airport Generating Station | IPP Non-CHP | CO | GT2 | 90 | Natural Gas Fired Combustion Turbine | NG | GT | 1 | 2012 |  |  | (OP) Operating
56275 | El Cajon Energy LLC | 57001 | El Cajon Energy Center | IPP Non-CHP | CA | GEN1 | 43.5 | Natural Gas Fired Combustion Turbine | NG | GT | 6 | 2010 |  |  | (OP) Operating
50158 | Innovative Energy Systems Inc | 57003 | Fulton LFGTE Facility | IPP Non-CHP | NY | GEN1 | 1.6 | Landfill Gas | LFG | IC | 6 | 2010 |  |  | (OP) Operating
50158 | Innovative Energy Systems Inc | 57003 | Fulton LFGTE Facility | IPP Non-CHP | NY | GEN2 | 1.6 | Landfill Gas | LFG | IC | 6 | 2010 |  |  | (OP) Operating
56294 | SunE WG113 Moreno Valley LLC | 57004 | SunEdison Walgreens Moreno Valley | IPP Non-CHP | CA | 1 | 0.9 | Solar Photovoltaic | SUN | PV | 9 | 2007 |  |  | (OP) Operating
56431 | SunE U6 Holdings LLC | 57005 | Mariani Packing Vacaville Solar | IPP Non-CHP | CA | 1 | 0.9 | Solar Photovoltaic | SUN | PV | 11 | 2008 |  |  | (OP) Operating
56296 | SunE WG45 Woodland LLC | 57006 | Walgreens Woodland Distribution Center | IPP Non-CHP | CA | 1 | 0.9 | Solar Photovoltaic | SUN | PV | 8 | 2007 |  |  | (OP) Operating
56297 | SunE CPA CDC2 LLC | 57007 | SunEdison Ironwood State Prison | IPP Non-CHP | CA | 1 | 0.9 | Solar Photovoltaic | SUN | PV | 5 | 2008 |  |  | (OP) Operating
56431 | SunE U6 Holdings LLC | 57008 | SunEdison Procter & Gamble Oxnard | IPP Non-CHP | CA | 1 | 0.8 | Solar Photovoltaic | SUN | PV | 10 | 2009 |  |  | (OP) Operating
56300 | SunE KHL55 San Bernardino LLC | 57009 | Kohls San Bernardino Solar Facility | IPP Non-CHP | CA | 1 | 0.9 | Solar Photovoltaic | SUN | PV | 11 | 2007 |  |  | (OP) Operating
56434 | SunE M5 Holdings LLC | 57010 | SunEdison Anheuser Busch Fairfield | IPP Non-CHP | CA | 1 | 0.9 | Solar Photovoltaic | SUN | PV | 12 | 2008 |  |  | (OP) Operating
56302 | SunE CPA CDC1 LLC | 57011 | Chuckawalla Valley State Prison | IPP Non-CHP | CA | 1 | 0.9 | Solar Photovoltaic | SUN | PV | 6 | 2006 |  |  | (OP) Operating
56434 | SunE M5 Holdings LLC | 57012 | SunEdison Walmart Apple Valley DC | IPP Non-CHP | CA | 1 | 0.9 | Solar Photovoltaic | SUN | PV | 3 | 2009 |  |  | (OP) Operating
56306 | DeKalb County GA | 57013 | DeKalb County Green Energy Facility | Commercial Non-CHP | GA | 1 | 1.6 | Landfill Gas | LFG | IC | 10 | 2006 |  |  | (OP) Operating
56306 | DeKalb County GA | 57013 | DeKalb County Green Energy Facility | Commercial Non-CHP | GA | 2 | 1.6 | Landfill Gas | LFG | IC | 10 | 2006 |  |  | (OP) Operating
54842 | WM Renewable Energy LLC | 57014 | Waste Management Arden LFGTE | IPP Non-CHP | PA | GEN1 | 0.8 | Landfill Gas | LFG | IC | 2 | 2009 |  |  | (OP) Operating
54842 | WM Renewable Energy LLC | 57014 | Waste Management Arden LFGTE | IPP Non-CHP | PA | GEN2 | 0.8 | Landfill Gas | LFG | IC | 2 | 2009 |  |  | (OP) Operating
54842 | WM Renewable Energy LLC | 57014 | Waste Management Arden LFGTE | IPP Non-CHP | PA | GEN3 | 0.8 | Landfill Gas | LFG | IC | 2 | 2009 |  |  | (OP) Operating
54842 | WM Renewable Energy LLC | 57014 | Waste Management Arden LFGTE | IPP Non-CHP | PA | GEN4 | 0.8 | Landfill Gas | LFG | IC | 2 | 2009 |  |  | (OP) Operating
54842 | WM Renewable Energy LLC | 57014 | Waste Management Arden LFGTE | IPP Non-CHP | PA | GEN5 | 0.8 | Landfill Gas | LFG | IC | 2 | 2009 |  |  | (OP) Operating
54842 | WM Renewable Energy LLC | 57014 | Waste Management Arden LFGTE | IPP Non-CHP | PA | GEN6 | 0.8 | Landfill Gas | LFG | IC | 2 | 2009 |  |  | (OP) Operating
54842 | WM Renewable Energy LLC | 57015 | Waste Management Columbia Ridge LFGTE | IPP Non-CHP | OR | GEN1 | 0.8 | Landfill Gas | LFG | IC | 12 | 2009 |  |  | (OP) Operating
54842 | WM Renewable Energy LLC | 57015 | Waste Management Columbia Ridge LFGTE | IPP Non-CHP | OR | GEN10 | 1.6 | Landfill Gas | LFG | IC | 8 | 2014 |  |  | (OP) Operating
54842 | WM Renewable Energy LLC | 57015 | Waste Management Columbia Ridge LFGTE | IPP Non-CHP | OR | GEN11 | 1.6 | Landfill Gas | LFG | IC | 8 | 2014 |  |  | (OP) Operating
54842 | WM Renewable Energy LLC | 57015 | Waste Management Columbia Ridge LFGTE | IPP Non-CHP | OR | GEN12 | 1.6 | Landfill Gas | LFG | IC | 8 | 2014 |  |  | (OP) Operating
54842 | WM Renewable Energy LLC | 57015 | Waste Management Columbia Ridge LFGTE | IPP Non-CHP | OR | GEN2 | 0.8 | Landfill Gas | LFG | IC | 12 | 2009 |  |  | (OP) Operating
54842 | WM Renewable Energy LLC | 57015 | Waste Management Columbia Ridge LFGTE | IPP Non-CHP | OR | GEN3 | 0.8 | Landfill Gas | LFG | IC | 12 | 2009 |  |  | (OP) Operating
54842 | WM Renewable Energy LLC | 57015 | Waste Management Columbia Ridge LFGTE | IPP Non-CHP | OR | GEN4 | 0.8 | Landfill Gas | LFG | IC | 12 | 2009 |  |  | (OP) Operating
54842 | WM Renewable Energy LLC | 57015 | Waste Management Columbia Ridge LFGTE | IPP Non-CHP | OR | GEN5 | 0.8 | Landfill Gas | LFG | IC | 12 | 2009 |  |  | (OP) Operating
54842 | WM Renewable Energy LLC | 57015 | Waste Management Columbia Ridge LFGTE | IPP Non-CHP | OR | GEN6 | 0.8 | Landfill Gas | LFG | IC | 12 | 2009 |  |  | (OP) Operating
54842 | WM Renewable Energy LLC | 57015 | Waste Management Columbia Ridge LFGTE | IPP Non-CHP | OR | GEN7 | 0.8 | Landfill Gas | LFG | IC | 12 | 2009 |  |  | (OP) Operating
54842 | WM Renewable Energy LLC | 57015 | Waste Management Columbia Ridge LFGTE | IPP Non-CHP | OR | GEN8 | 0.8 | Landfill Gas | LFG | IC | 12 | 2009 |  |  | (OP) Operating
54842 | WM Renewable Energy LLC | 57015 | Waste Management Columbia Ridge LFGTE | IPP Non-CHP | OR | GEN9 | 1.6 | Landfill Gas | LFG | IC | 8 | 2014 |  |  | (OP) Operating
54842 | WM Renewable Energy LLC | 57016 | Waste Management Crossroads LFGTE | IPP Non-CHP | ME | GEN1 | 1.6 | Landfill Gas | LFG | IC | 3 | 2009 |  |  | (OP) Operating
54842 | WM Renewable Energy LLC | 57016 | Waste Management Crossroads LFGTE | IPP Non-CHP | ME | GEN2 | 1.6 | Landfill Gas | LFG | IC | 3 | 2009 |  |  | (OP) Operating
54842 | WM Renewable Energy LLC | 57017 | Spruce Ridge Gas Recovery | IPP Non-CHP | MN | GEN1 | 0.8 | Landfill Gas | LFG | IC | 4 | 2008 |  |  | (OP) Operating
54842 | WM Renewable Energy LLC | 57017 | Spruce Ridge Gas Recovery | IPP Non-CHP | MN | GEN2 | 0.8 | Landfill Gas | LFG | IC | 4 | 2008 |  |  | (OP) Operating
54842 | WM Renewable Energy LLC | 57017 | Spruce Ridge Gas Recovery | IPP Non-CHP | MN | GEN3 | 0.8 | Landfill Gas | LFG | IC | 4 | 2008 |  |  | (OP) Operating
54842 | WM Renewable Energy LLC | 57017 | Spruce Ridge Gas Recovery | IPP Non-CHP | MN | GEN4 | 0.8 | Landfill Gas | LFG | IC | 12 | 2010 |  |  | (OP) Operating
54842 | WM Renewable Energy LLC | 57018 | Waste Management Middle Peninsula LFGTE | IPP Non-CHP | VA | GEN1 | 0.8 | Landfill Gas | LFG | IC | 9 | 2009 |  |  | (OP) Operating
54842 | WM Renewable Energy LLC | 57018 | Waste Management Middle Peninsula LFGTE | IPP Non-CHP | VA | GEN2 | 0.8 | Landfill Gas | LFG | IC | 9 | 2009 |  |  | (OP) Operating
54842 | WM Renewable Energy LLC | 57018 | Waste Management Middle Peninsula LFGTE | IPP Non-CHP | VA | GEN3 | 0.8 | Landfill Gas | LFG | IC | 9 | 2009 |  |  | (OP) Operating
54842 | WM Renewable Energy LLC | 57018 | Waste Management Middle Peninsula LFGTE | IPP Non-CHP | VA | GEN4 | 0.8 | Landfill Gas | LFG | IC | 9 | 2009 |  |  | (OP) Operating
54842 | WM Renewable Energy LLC | 57018 | Waste Management Middle Peninsula LFGTE | IPP Non-CHP | VA | GEN5 | 0.8 | Landfill Gas | LFG | IC | 9 | 2009 |  |  | (OP) Operating
54842 | WM Renewable Energy LLC | 57018 | Waste Management Middle Peninsula LFGTE | IPP Non-CHP | VA | GEN6 | 0.8 | Landfill Gas | LFG | IC | 9 | 2009 |  |  | (OP) Operating
54842 | WM Renewable Energy LLC | 57018 | Waste Management Middle Peninsula LFGTE | IPP Non-CHP | VA | GEN7 | 0.8 | Landfill Gas | LFG | IC | 9 | 2009 |  |  | (OP) Operating
54842 | WM Renewable Energy LLC | 57018 | Waste Management Middle Peninsula LFGTE | IPP Non-CHP | VA | GEN8 | 0.8 | Landfill Gas | LFG | IC | 9 | 2009 |  |  | (OP) Operating
54842 | WM Renewable Energy LLC | 57019 | Riverbend Landfill | IPP Non-CHP | OR | GEN1 | 0.8 | Landfill Gas | LFG | IC | 6 | 2010 |  |  | (OP) Operating
54842 | WM Renewable Energy LLC | 57019 | Riverbend Landfill | IPP Non-CHP | OR | GEN2 | 0.8 | Landfill Gas | LFG | IC | 6 | 2010 |  |  | (OP) Operating
54842 | WM Renewable Energy LLC | 57019 | Riverbend Landfill | IPP Non-CHP | OR | GEN3 | 0.8 | Landfill Gas | LFG | IC | 6 | 2010 |  |  | (OP) Operating
54842 | WM Renewable Energy LLC | 57019 | Riverbend Landfill | IPP Non-CHP | OR | GEN4 | 0.8 | Landfill Gas | LFG | IC | 6 | 2010 |  |  | (OP) Operating
54842 | WM Renewable Energy LLC | 57019 | Riverbend Landfill | IPP Non-CHP | OR | GEN5 | 0.8 | Landfill Gas | LFG | IC | 6 | 2010 |  |  | (OP) Operating
54842 | WM Renewable Energy LLC | 57019 | Riverbend Landfill | IPP Non-CHP | OR | GEN6 | 0.8 | Landfill Gas | LFG | IC | 6 | 2010 |  |  | (OP) Operating
54842 | WM Renewable Energy LLC | 57020 | Westside Landfill Gas Recovery | IPP Non-CHP | TX | GEN1 | 1.6 | Landfill Gas | LFG | IC | 3 | 2010 |  |  | (OP) Operating
54842 | WM Renewable Energy LLC | 57020 | Westside Landfill Gas Recovery | IPP Non-CHP | TX | GEN2 | 1.6 | Landfill Gas | LFG | IC | 3 | 2010 |  |  | (OP) Operating
54842 | WM Renewable Energy LLC | 57020 | Westside Landfill Gas Recovery | IPP Non-CHP | TX | GEN3 | 1.6 | Landfill Gas | LFG | IC | 3 | 2010 |  |  | (OP) Operating
54842 | WM Renewable Energy LLC | 57021 | Waste Management Madison County LFGTE | IPP Non-CHP | NY | GEN1 | 1.6 | Landfill Gas | LFG | IC | 6 | 2009 |  |  | (OP) Operating
54842 | WM Renewable Energy LLC | 57022 | Waste Management King George LFGTE | IPP Non-CHP | VA | GEN1 | 2.8 | Landfill Gas | LFG | GT | 5 | 2010 |  |  | (OP) Operating
54842 | WM Renewable Energy LLC | 57022 | Waste Management King George LFGTE | IPP Non-CHP | VA | GEN2 | 2.8 | Landfill Gas | LFG | GT | 5 | 2010 |  |  | (OP) Operating
54842 | WM Renewable Energy LLC | 57022 | Waste Management King George LFGTE | IPP Non-CHP | VA | GEN3 | 2.8 | Landfill Gas | LFG | GT | 5 | 2010 |  |  | (OP) Operating
54842 | WM Renewable Energy LLC | 57022 | Waste Management King George LFGTE | IPP Non-CHP | VA | GEN4 | 2.9 | Landfill Gas | LFG | GT | 6 | 2011 |  |  | (OP) Operating
54842 | WM Renewable Energy LLC | 57023 | Waste Management Rolling Meadows LFGTE | IPP Non-CHP | KS | GEN1 | 0.8 | Landfill Gas | LFG | IC | 1 | 2010 |  |  | (OP) Operating
54842 | WM Renewable Energy LLC | 57023 | Waste Management Rolling Meadows LFGTE | IPP Non-CHP | KS | GEN2 | 0.8 | Landfill Gas | LFG | IC | 1 | 2010 |  |  | (OP) Operating
54842 | WM Renewable Energy LLC | 57023 | Waste Management Rolling Meadows LFGTE | IPP Non-CHP | KS | GEN3 | 0.8 | Landfill Gas | LFG | IC | 1 | 2010 |  |  | (OP) Operating
54842 | WM Renewable Energy LLC | 57023 | Waste Management Rolling Meadows LFGTE | IPP Non-CHP | KS | GEN4 | 0.8 | Landfill Gas | LFG | IC | 1 | 2010 |  |  | (OP) Operating
54842 | WM Renewable Energy LLC | 57023 | Waste Management Rolling Meadows LFGTE | IPP Non-CHP | KS | GEN5 | 0.8 | Landfill Gas | LFG | IC | 1 | 2010 |  |  | (OP) Operating
54842 | WM Renewable Energy LLC | 57023 | Waste Management Rolling Meadows LFGTE | IPP Non-CHP | KS | GEN6 | 0.8 | Landfill Gas | LFG | IC | 1 | 2010 |  |  | (OP) Operating
54842 | WM Renewable Energy LLC | 57023 | Waste Management Rolling Meadows LFGTE | IPP Non-CHP | KS | GEN7 | 0.8 | Landfill Gas | LFG | IC | 1 | 2010 |  |  | (OP) Operating
54842 | WM Renewable Energy LLC | 57024 | Waste Management Northern Oaks LFGTE | IPP Non-CHP | MI | GEN1 | 1.6 | Landfill Gas | LFG | IC | 11 | 2010 |  |  | (OP) Operating
54842 | WM Renewable Energy LLC | 57025 | Waste Management Eco Vista LFGTE | IPP Non-CHP | AR | GEN1 | 0.8 | Landfill Gas | LFG | IC | 11 | 2010 |  |  | (OP) Operating
54842 | WM Renewable Energy LLC | 57025 | Waste Management Eco Vista LFGTE | IPP Non-CHP | AR | GEN2 | 0.8 | Landfill Gas | LFG | IC | 11 | 2010 |  |  | (OP) Operating
54842 | WM Renewable Energy LLC | 57025 | Waste Management Eco Vista LFGTE | IPP Non-CHP | AR | GEN3 | 0.8 | Landfill Gas | LFG | IC | 11 | 2010 |  |  | (OP) Operating
54842 | WM Renewable Energy LLC | 57025 | Waste Management Eco Vista LFGTE | IPP Non-CHP | AR | GEN4 | 0.8 | Landfill Gas | LFG | IC | 11 | 2010 |  |  | (OP) Operating
54842 | WM Renewable Energy LLC | 57025 | Waste Management Eco Vista LFGTE | IPP Non-CHP | AR | GEN5 | 0.8 | Landfill Gas | LFG | IC | 11 | 2010 |  |  | (OP) Operating
54842 | WM Renewable Energy LLC | 57026 | Superior Landfill Gas Recovery | IPP Non-CHP | GA | GEN 5 | 0.8 | Landfill Gas | LFG | IC | 11 | 2009 |  |  | (OP) Operating
54842 | WM Renewable Energy LLC | 57026 | Superior Landfill Gas Recovery | IPP Non-CHP | GA | GEN1 | 0.8 | Landfill Gas | LFG | IC | 11 | 2009 |  |  | (OP) Operating
54842 | WM Renewable Energy LLC | 57026 | Superior Landfill Gas Recovery | IPP Non-CHP | GA | GEN2 | 0.8 | Landfill Gas | LFG | IC | 11 | 2009 |  |  | (OP) Operating
54842 | WM Renewable Energy LLC | 57026 | Superior Landfill Gas Recovery | IPP Non-CHP | GA | GEN3 | 0.8 | Landfill Gas | LFG | IC | 11 | 2009 |  |  | (OP) Operating
54842 | WM Renewable Energy LLC | 57026 | Superior Landfill Gas Recovery | IPP Non-CHP | GA | GEN4 | 0.8 | Landfill Gas | LFG | IC | 11 | 2009 |  |  | (OP) Operating
54842 | WM Renewable Energy LLC | 57026 | Superior Landfill Gas Recovery | IPP Non-CHP | GA | GEN6 | 0.8 | Landfill Gas | LFG | IC | 11 | 2009 |  |  | (OP) Operating
54842 | WM Renewable Energy LLC | 57026 | Superior Landfill Gas Recovery | IPP Non-CHP | GA | GEN7 | 0.8 | Landfill Gas | LFG | IC | 11 | 2009 |  |  | (OP) Operating
54842 | WM Renewable Energy LLC | 57026 | Superior Landfill Gas Recovery | IPP Non-CHP | GA | GEN8 | 0.8 | Landfill Gas | LFG | IC | 11 | 2009 |  |  | (OP) Operating
590 | City of Anaheim - (CA) | 57027 | Canyon Power Plant | Electric Utility | CA | CPP1 | 49.4 | Natural Gas Fired Combustion Turbine | NG | GT | 9 | 2011 |  |  | (OP) Operating
590 | City of Anaheim - (CA) | 57027 | Canyon Power Plant | Electric Utility | CA | CPP2 | 48 | Natural Gas Fired Combustion Turbine | NG | GT | 9 | 2011 |  |  | (OP) Operating
590 | City of Anaheim - (CA) | 57027 | Canyon Power Plant | Electric Utility | CA | CPP3 | 48 | Natural Gas Fired Combustion Turbine | NG | GT | 8 | 2011 |  |  | (OP) Operating
590 | City of Anaheim - (CA) | 57027 | Canyon Power Plant | Electric Utility | CA | CPP4 | 49.4 | Natural Gas Fired Combustion Turbine | NG | GT | 8 | 2011 |  |  | (OP) Operating
9191 | Idaho Power Co | 57028 | Langley Gulch Power Plant | Electric Utility | ID | GTG | 176.9 | Natural Gas Fired Combined Cycle | NG | CT | 6 | 2012 |  |  | (OP) Operating
9191 | Idaho Power Co | 57028 | Langley Gulch Power Plant | Electric Utility | ID | STG | 122.8 | Natural Gas Fired Combined Cycle | NG | CA | 6 | 2012 |  |  | (OP) Operating
17650 | Southern Power Co | 57029 | Cleveland Cnty Generating Facility | IPP Non-CHP | NC | 1 | 180 | Natural Gas Fired Combustion Turbine | NG | GT | 12 | 2012 |  |  | (OP) Operating
17650 | Southern Power Co | 57029 | Cleveland Cnty Generating Facility | IPP Non-CHP | NC | 2 | 180 | Natural Gas Fired Combustion Turbine | NG | GT | 12 | 2012 |  |  | (OP) Operating
17650 | Southern Power Co | 57029 | Cleveland Cnty Generating Facility | IPP Non-CHP | NC | 3 | 180 | Natural Gas Fired Combustion Turbine | NG | GT | 12 | 2012 |  |  | (OP) Operating
17650 | Southern Power Co | 57029 | Cleveland Cnty Generating Facility | IPP Non-CHP | NC | 4 | 180 | Natural Gas Fired Combustion Turbine | NG | GT | 12 | 2012 |  |  | (OP) Operating
11118 | Lockhart Power Co | 57030 | Pacolet Diesel Generation Facility | Electric Utility | SC | DI 1 | 1.8 | Petroleum Liquids | DFO | IC | 12 | 2006 |  |  | (OP) Operating
11118 | Lockhart Power Co | 57030 | Pacolet Diesel Generation Facility | Electric Utility | SC | DI 2 | 1.8 | Petroleum Liquids | DFO | IC | 12 | 2006 |  |  | (OP) Operating
11118 | Lockhart Power Co | 57030 | Pacolet Diesel Generation Facility | Electric Utility | SC | DI 3 | 1.8 | Petroleum Liquids | DFO | IC | 12 | 2006 |  |  | (OP) Operating
14232 | Otter Tail Power Co | 57031 | Luverne Wind Farm | Electric Utility | ND | 1 | 4 | Onshore Wind Turbine | WND | WT | 9 | 2009 |  |  | (OP) Operating
14232 | Otter Tail Power Co | 57032 | Ashtabula Wind Energy Center | Electric Utility | ND | 1 | 48 | Onshore Wind Turbine | WND | WT | 10 | 2008 |  |  | (OP) Operating
14232 | Otter Tail Power Co | 57033 | Langdon Wind Energy Center | Electric Utility | ND | 1 | 40.5 | Onshore Wind Turbine | WND | WT | 12 | 2007 |  |  | (OP) Operating
20737 | Willmar Municipal Utilities | 57034 | Willmar Municipal East Substation | Electric Utility | MN | E04 | 2 | Petroleum Liquids | DFO | IC | 6 | 2000 |  |  | (OP) Operating
20737 | Willmar Municipal Utilities | 57034 | Willmar Municipal East Substation | Electric Utility | MN | E05 | 2 | Petroleum Liquids | DFO | IC | 6 | 2000 |  |  | (OP) Operating
20737 | Willmar Municipal Utilities | 57034 | Willmar Municipal East Substation | Electric Utility | MN | E06 | 2 | Petroleum Liquids | DFO | IC | 6 | 2000 |  |  | (OP) Operating
20737 | Willmar Municipal Utilities | 57035 | Willmar Municipal SW Substation | Electric Utility | MN | SW01 | 2 | Petroleum Liquids | DFO | IC | 6 | 2000 |  |  | (OP) Operating
20737 | Willmar Municipal Utilities | 57035 | Willmar Municipal SW Substation | Electric Utility | MN | SW02 | 2 | Petroleum Liquids | DFO | IC | 6 | 2000 |  |  | (OP) Operating
20737 | Willmar Municipal Utilities | 57035 | Willmar Municipal SW Substation | Electric Utility | MN | SW03 | 2 | Petroleum Liquids | DFO | IC | 6 | 2000 |  |  | (OP) Operating
3522 | Chugach Electric Assn Inc | 57036 | Southcentral Power Project | Electric Utility | AK | 1 | 39.8 | Natural Gas Fired Combined Cycle | NG | CT | 1 | 2013 |  |  | (OP) Operating
3522 | Chugach Electric Assn Inc | 57036 | Southcentral Power Project | Electric Utility | AK | 2 | 39.8 | Natural Gas Fired Combined Cycle | NG | CT | 1 | 2013 |  |  | (OP) Operating
3522 | Chugach Electric Assn Inc | 57036 | Southcentral Power Project | Electric Utility | AK | 3 | 39.8 | Natural Gas Fired Combined Cycle | NG | CT | 1 | 2013 |  |  | (OP) Operating
3522 | Chugach Electric Assn Inc | 57036 | Southcentral Power Project | Electric Utility | AK | 4 | 50.3 | Natural Gas Fired Combined Cycle | NG | CA | 1 | 2013 |  |  | (OP) Operating
12686 | Mississippi Power Co | 57037 | Kemper County IGCC Project | Electric Utility | MS | 1A | 204.5 | Natural Gas Fired Combined Cycle | NG | CT | 8 | 2014 |  |  | (OP) Operating
12686 | Mississippi Power Co | 57037 | Kemper County IGCC Project | Electric Utility | MS | 1B | 204.5 | Natural Gas Fired Combined Cycle | NG | CT | 8 | 2014 |  |  | (OP) Operating
12686 | Mississippi Power Co | 57037 | Kemper County IGCC Project | Electric Utility | MS | 1C | 146.2 | Natural Gas Fired Combined Cycle | NG | CA | 8 | 2014 |  |  | (OP) Operating
12647 | ALLETE, Inc. | 57038 | Bison I Wind Energy Center | Electric Utility | ND | PHS1 | 36.8 | Onshore Wind Turbine | WND | WT | 12 | 2010 |  |  | (OP) Operating
12647 | ALLETE, Inc. | 57038 | Bison I Wind Energy Center | Electric Utility | ND | PHS2 | 45 | Onshore Wind Turbine | WND | WT | 1 | 2012 |  |  | (OP) Operating
14354 | PacifiCorp | 57039 | McFadden Ridge | Electric Utility | WY | 1 | 28.5 | Onshore Wind Turbine | WND | WT | 10 | 2009 |  |  | (OP) Operating
14354 | PacifiCorp | 57040 | High Plains | Electric Utility | WY | 1 | 99 | Onshore Wind Turbine | WND | WT | 9 | 2009 |  |  | (OP) Operating
14328 | Pacific Gas & Electric Co | 57041 | Vaca Dixon Solar Station | Electric Utility | CA | 1 | 2.5 | Solar Photovoltaic | SUN | PV | 12 | 2009 |  |  | (OP) Operating
14328 | Pacific Gas & Electric Co | 57042 | CSU East Bay | Electric Utility | CA | 1 | 1.4 | Other Natural Gas | NG | FC | 9 | 2011 |  |  | (OP) Operating
14328 | Pacific Gas & Electric Co | 57043 | SF State University | Electric Utility | CA | 1 | 0.2 | Other Natural Gas | NG | FC | 9 | 2011 |  |  | (OP) Operating
14328 | Pacific Gas & Electric Co | 57043 | SF State University | Electric Utility | CA | 2 | 1.4 | Other Natural Gas | NG | FC | 9 | 2011 |  |  | (OP) Operating
56344 | Allete Clean Energy | 57044 | Armenia Mountain Wind Farm | IPP Non-CHP | PA | 1 | 100.5 | Onshore Wind Turbine | WND | WT | 12 | 2009 |  |  | (OP) Operating
55963 | AE Power Services LLC | 57045 | Rolling Thunder Wind Farm | IPP Non-CHP | SD | 1 | 25 | Onshore Wind Turbine | WND | WT | 11 | 2009 |  |  | (OP) Operating
772 | Archer Daniels Midland Co | 57046 | Archer Daniels Midland Columbus | Industrial CHP | NE | GEN1 | 61 | Conventional Steam Coal | SUB | ST | 5 | 2010 |  |  | (OP) Operating
13781 | Northern States Power Co - Minnesota | 57047 | Nobles Wind Project | Electric Utility | MN | 1 | 29.5 | Onshore Wind Turbine | WND | WT | 12 | 2010 |  |  | (OP) Operating
56365 | NaturEner Glacier Wind Energy 1 LLC | 57049 | NaturEner Glacier Wind Energy 1 | IPP Non-CHP | MT | NGW1 | 104.2 | Onshore Wind Turbine | WND | WT | 10 | 2008 |  |  | (OP) Operating
56366 | NaturEner Glacier Wind Energy 2 LLC | 57050 | NaturEner Glacier Wind Energy 2 | IPP Non-CHP | MT | NGW2 | 100 | Onshore Wind Turbine | WND | WT | 11 | 2009 |  |  | (OP) Operating
221 | Alaska Village Elec Coop, Inc | 57051 | Noatak | Electric Utility | AK | 5A | 0.5 | Petroleum Liquids | JF | IC | 6 | 2015 |  |  | (OP) Operating
221 | Alaska Village Elec Coop, Inc | 57051 | Noatak | Electric Utility | AK | UNIT2 | 0.3 | Petroleum Liquids | JF | IC | 12 | 2008 |  |  | (OP) Operating
221 | Alaska Village Elec Coop, Inc | 57051 | Noatak | Electric Utility | AK | UNIT4 | 0.5 | Petroleum Liquids | JF | IC | 7 | 2004 |  |  | (OP) Operating
221 | Alaska Village Elec Coop, Inc | 57052 | Savoonga | Electric Utility | AK | UNIT1 | 0.4 | Petroleum Liquids | JF | IC | 7 | 2008 |  |  | (OP) Operating
221 | Alaska Village Elec Coop, Inc | 57052 | Savoonga | Electric Utility | AK | UNIT2 | 0.5 | Petroleum Liquids | JF | IC | 7 | 2008 |  |  | (OP) Operating
221 | Alaska Village Elec Coop, Inc | 57052 | Savoonga | Electric Utility | AK | UNIT3 | 0.8 | Petroleum Liquids | JF | IC | 7 | 2008 |  |  | (OP) Operating
221 | Alaska Village Elec Coop, Inc | 57053 | Alakanuk | Electric Utility | AK | UNIT1 | 0.4 | Petroleum Liquids | JF | IC | 1 | 2008 |  |  | (OP) Operating
221 | Alaska Village Elec Coop, Inc | 57053 | Alakanuk | Electric Utility | AK | UNIT2 | 0.5 | Petroleum Liquids | JF | IC | 12 | 1999 |  |  | (OP) Operating
221 | Alaska Village Elec Coop, Inc | 57053 | Alakanuk | Electric Utility | AK | UNIT3 | 0.4 | Petroleum Liquids | JF | IC | 10 | 1993 |  |  | (OP) Operating
221 | Alaska Village Elec Coop, Inc | 57053 | Alakanuk | Electric Utility | AK | UNIT4 | 0.8 | Petroleum Liquids | JF | IC | 8 | 2013 |  |  | (OP) Operating
221 | Alaska Village Elec Coop, Inc | 57054 | Upper Kalskag | Electric Utility | AK | UNIT1 | 0.2 | Petroleum Liquids | JF | IC | 12 | 2004 |  |  | (OP) Operating
221 | Alaska Village Elec Coop, Inc | 57054 | Upper Kalskag | Electric Utility | AK | UNIT2 | 0.4 | Petroleum Liquids | JF | IC | 12 | 2004 |  |  | (OP) Operating
221 | Alaska Village Elec Coop, Inc | 57054 | Upper Kalskag | Electric Utility | AK | UNIT3 | 0.5 | Petroleum Liquids | JF | IC | 12 | 2004 |  |  | (OP) Operating
221 | Alaska Village Elec Coop, Inc | 57055 | Stebbins | Electric Utility | AK | 1 | 0.5 | Petroleum Liquids | JF | IC | 3 | 2014 |  |  | (OP) Operating
221 | Alaska Village Elec Coop, Inc | 57055 | Stebbins | Electric Utility | AK | 2 | 0.5 | Petroleum Liquids | JF | IC | 3 | 2014 |  |  | (OP) Operating
221 | Alaska Village Elec Coop, Inc | 57055 | Stebbins | Electric Utility | AK | 3 | 0.5 | Petroleum Liquids | JF | IC | 3 | 2014 |  |  | (OP) Operating
221 | Alaska Village Elec Coop, Inc | 57055 | Stebbins | Electric Utility | AK | 4 | 0.5 | Petroleum Liquids | JF | IC | 3 | 2014 |  |  | (OP) Operating
221 | Alaska Village Elec Coop, Inc | 57056 | Scammon Bay | Electric Utility | AK | UNIT1 | 0.4 | Petroleum Liquids | JF | IC | 5 | 2004 |  |  | (OP) Operating
221 | Alaska Village Elec Coop, Inc | 57056 | Scammon Bay | Electric Utility | AK | UNIT2 | 0.4 | Petroleum Liquids | JF | IC | 9 | 2001 |  |  | (OP) Operating
221 | Alaska Village Elec Coop, Inc | 57056 | Scammon Bay | Electric Utility | AK | UNIT3 | 0.5 | Petroleum Liquids | JF | IC | 1 | 2007 |  |  | (OP) Operating
221 | Alaska Village Elec Coop, Inc | 57057 | Quinhagak | Electric Utility | AK | UNIT1 | 0.4 | Petroleum Liquids | JF | IC | 12 | 1996 |  |  | (OP) Operating
221 | Alaska Village Elec Coop, Inc | 57057 | Quinhagak | Electric Utility | AK | UNIT2 | 0.3 | Petroleum Liquids | JF | IC | 3 | 2002 |  |  | (OP) Operating
221 | Alaska Village Elec Coop, Inc | 57057 | Quinhagak | Electric Utility | AK | UNIT3 | 0.4 | Petroleum Liquids | JF | IC | 12 | 1986 |  |  | (OP) Operating
221 | Alaska Village Elec Coop, Inc | 57058 | Pilot Station | Electric Utility | AK | UNIT1 | 0.4 | Petroleum Liquids | JF | IC | 12 | 1998 |  |  | (OP) Operating
221 | Alaska Village Elec Coop, Inc | 57058 | Pilot Station | Electric Utility | AK | UNIT2 | 0.5 | Petroleum Liquids | JF | IC | 1 | 2005 |  |  | (OP) Operating
221 | Alaska Village Elec Coop, Inc | 57058 | Pilot Station | Electric Utility | AK | UNIT3 | 0.3 | Petroleum Liquids | JF | IC | 1 | 2002 |  |  | (OP) Operating
221 | Alaska Village Elec Coop, Inc | 57059 | Koyuk | Electric Utility | AK | UNIT1 | 0.2 | Petroleum Liquids | JF | IC | 2 | 2005 |  |  | (OP) Operating
221 | Alaska Village Elec Coop, Inc | 57059 | Koyuk | Electric Utility | AK | UNIT2 | 0.4 | Petroleum Liquids | JF | IC | 2 | 2005 |  |  | (OP) Operating
221 | Alaska Village Elec Coop, Inc | 57059 | Koyuk | Electric Utility | AK | UNIT3 | 0.5 | Petroleum Liquids | JF | IC | 2 | 2005 |  |  | (OP) Operating
221 | Alaska Village Elec Coop, Inc | 57060 | Elim | Electric Utility | AK | UNIT1 | 0.2 | Petroleum Liquids | JF | IC | 6 | 2003 |  |  | (OP) Operating
221 | Alaska Village Elec Coop, Inc | 57060 | Elim | Electric Utility | AK | UNIT2 | 0.4 | Petroleum Liquids | JF | IC | 6 | 2003 |  |  | (OP) Operating
221 | Alaska Village Elec Coop, Inc | 57060 | Elim | Electric Utility | AK | UNIT3 | 0.5 | Petroleum Liquids | JF | IC | 6 | 2003 |  |  | (OP) Operating
221 | Alaska Village Elec Coop, Inc | 57061 | St. Michael | Electric Utility | AK | 4 | 0.7 | Petroleum Liquids | JF | IC | 5 | 2015 |  |  | (OP) Operating
221 | Alaska Village Elec Coop, Inc | 57062 | Gambell | Electric Utility | AK | UNIT1 | 0.3 | Petroleum Liquids | JF | IC | 12 | 1985 |  |  | (OP) Operating
221 | Alaska Village Elec Coop, Inc | 57062 | Gambell | Electric Utility | AK | UNIT2 | 0.5 | Petroleum Liquids | JF | IC | 9 | 2006 |  |  | (OP) Operating
221 | Alaska Village Elec Coop, Inc | 57062 | Gambell | Electric Utility | AK | UNIT3 | 0.8 | Petroleum Liquids | JF | IC | 9 | 2006 |  |  | (OP) Operating
221 | Alaska Village Elec Coop, Inc | 57063 | Shungnak | Electric Utility | AK | UNIT1 | 0.2 | Petroleum Liquids | JF | IC | 3 | 1991 |  |  | (OP) Operating
221 | Alaska Village Elec Coop, Inc | 57063 | Shungnak | Electric Utility | AK | UNIT2 | 0.3 | Petroleum Liquids | JF | IC | 11 | 1984 |  |  | (OP) Operating
221 | Alaska Village Elec Coop, Inc | 57063 | Shungnak | Electric Utility | AK | UNIT3 | 0.3 | Petroleum Liquids | JF | IC | 8 | 1998 |  |  | (OP) Operating
221 | Alaska Village Elec Coop, Inc | 57063 | Shungnak | Electric Utility | AK | UNIT4 | 0.4 | Petroleum Liquids | JF | IC | 3 | 1991 |  |  | (OP) Operating
221 | Alaska Village Elec Coop, Inc | 57064 | Kotlik | Electric Utility | AK | UNIT1 | 0.3 | Petroleum Liquids | JF | IC | 9 | 2007 |  |  | (OP) Operating
221 | Alaska Village Elec Coop, Inc | 57064 | Kotlik | Electric Utility | AK | UNIT2 | 0.3 | Petroleum Liquids | JF | IC | 9 | 2007 |  |  | (OP) Operating
221 | Alaska Village Elec Coop, Inc | 57064 | Kotlik | Electric Utility | AK | UNIT3 | 0.5 | Petroleum Liquids | JF | IC | 9 | 2007 |  |  | (OP) Operating
221 | Alaska Village Elec Coop, Inc | 57064 | Kotlik | Electric Utility | AK | UNIT4 | 0.5 | Petroleum Liquids | JF | IC | 9 | 2007 |  |  | (OP) Operating
221 | Alaska Village Elec Coop, Inc | 57065 | Kivalina | Electric Utility | AK | UNIT1 | 0.2 | Petroleum Liquids | JF | IC | 4 | 1996 |  |  | (OP) Operating
221 | Alaska Village Elec Coop, Inc | 57065 | Kivalina | Electric Utility | AK | UNIT2 | 0.3 | Petroleum Liquids | JF | IC | 10 | 1977 |  |  | (OP) Operating
221 | Alaska Village Elec Coop, Inc | 57065 | Kivalina | Electric Utility | AK | UNIT3 | 0.2 | Petroleum Liquids | JF | IC | 5 | 1990 |  |  | (OP) Operating
221 | Alaska Village Elec Coop, Inc | 57065 | Kivalina | Electric Utility | AK | UNIT4 | 0.4 | Petroleum Liquids | JF | IC | 12 | 2004 |  |  | (OP) Operating
221 | Alaska Village Elec Coop, Inc | 57066 | Kasigluk | Electric Utility | AK | 5A | 0.7 | Petroleum Liquids | JF | IC | 8 | 2004 |  |  | (OP) Operating
221 | Alaska Village Elec Coop, Inc | 57066 | Kasigluk | Electric Utility | AK | UNIT1 | 0.4 | Petroleum Liquids | JF | IC | 5 | 2006 |  |  | (OP) Operating
221 | Alaska Village Elec Coop, Inc | 57066 | Kasigluk | Electric Utility | AK | UNIT2 | 0.5 | Petroleum Liquids | JF | IC | 2 | 2006 |  |  | (OP) Operating
221 | Alaska Village Elec Coop, Inc | 57067 | Toksook Bay | Electric Utility | AK | UNIT1 | 0.4 | Petroleum Liquids | JF | IC | 8 | 2005 |  |  | (OP) Operating
221 | Alaska Village Elec Coop, Inc | 57067 | Toksook Bay | Electric Utility | AK | UNIT2 | 0.5 | Petroleum Liquids | JF | IC | 8 | 2005 |  |  | (OP) Operating
221 | Alaska Village Elec Coop, Inc | 57067 | Toksook Bay | Electric Utility | AK | UNIT3 | 0.8 | Petroleum Liquids | JF | IC | 8 | 2005 |  |  | (OP) Operating
56354 | GenConn Middletown LLC | 57068 | GenConn Middletown LLC | IPP Non-CHP | CT | 12 | 48.5 | Petroleum Liquids | KER | GT | 6 | 2011 |  |  | (OP) Operating
56354 | GenConn Middletown LLC | 57068 | GenConn Middletown LLC | IPP Non-CHP | CT | 13 | 48.5 | Petroleum Liquids | KER | GT | 6 | 2011 |  |  | (OP) Operating
56354 | GenConn Middletown LLC | 57068 | GenConn Middletown LLC | IPP Non-CHP | CT | 14 | 48.5 | Petroleum Liquids | KER | GT | 6 | 2011 |  |  | (OP) Operating
56354 | GenConn Middletown LLC | 57068 | GenConn Middletown LLC | IPP Non-CHP | CT | 15 | 48.5 | Petroleum Liquids | KER | GT | 6 | 2011 |  |  | (OP) Operating
56353 | Twin Cities Hydro LLC | 57069 | Twin Cities Hydro LLC | IPP Non-CHP | MN | 1 | 4.5 | Conventional Hydroelectric | WAT | HY | 10 | 1924 |  |  | (OP) Operating
56353 | Twin Cities Hydro LLC | 57069 | Twin Cities Hydro LLC | IPP Non-CHP | MN | 2 | 4.5 | Conventional Hydroelectric | WAT | HY | 10 | 1924 |  |  | (OP) Operating
56353 | Twin Cities Hydro LLC | 57069 | Twin Cities Hydro LLC | IPP Non-CHP | MN | 3 | 4.5 | Conventional Hydroelectric | WAT | HY | 10 | 1924 |  |  | (OP) Operating
56353 | Twin Cities Hydro LLC | 57069 | Twin Cities Hydro LLC | IPP Non-CHP | MN | 4 | 4.5 | Conventional Hydroelectric | WAT | HY | 10 | 1924 |  |  | (OP) Operating
56352 | GenConn Devon LLC | 57070 | GenConn Devon LLC | IPP Non-CHP | CT | 15 | 46.9 | Petroleum Liquids | KER | GT | 7 | 2010 |  |  | (OP) Operating
56352 | GenConn Devon LLC | 57070 | GenConn Devon LLC | IPP Non-CHP | CT | 16 | 46.9 | Petroleum Liquids | KER | GT | 6 | 2010 |  |  | (OP) Operating
56352 | GenConn Devon LLC | 57070 | GenConn Devon LLC | IPP Non-CHP | CT | 17 | 46.9 | Petroleum Liquids | KER | GT | 6 | 2010 |  |  | (OP) Operating
56352 | GenConn Devon LLC | 57070 | GenConn Devon LLC | IPP Non-CHP | CT | 18 | 46.9 | Petroleum Liquids | KER | GT | 6 | 2010 |  |  | (OP) Operating
56351 | Denton Power LLC | 57071 | Denton Power LLC | IPP Non-CHP | TX | 1 | 1.6 | Landfill Gas | LFG | IC | 12 | 2008 |  |  | (OP) Operating
56364 | United States Steel Granite City Works | 57072 | Granite City Works | Industrial CHP | IL | G-1 | 78 | Other Gases | BFG | ST | 6 | 2010 |  |  | (OP) Operating
57499 | NRG Energy Services | 57073 | Ivanpah 2 | IPP Non-CHP | CA | ST1 | 133.4 | Solar Thermal without Energy Storage | SUN | ST | 12 | 2013 |  |  | (OP) Operating
57499 | NRG Energy Services | 57074 | Ivanpah 1 | IPP Non-CHP | CA | ST1 | 133 | Solar Thermal without Energy Storage | SUN | ST | 12 | 2013 |  |  | (OP) Operating
57499 | NRG Energy Services | 57075 | Ivanpah 3 | IPP Non-CHP | CA | ST1 | 133.4 | Solar Thermal without Energy Storage | SUN | ST | 12 | 2013 |  |  | (OP) Operating
56367 | Columbus Water Works | 57076 | South Columbus Water Resource Facility | Commercial CHP | GA | GEN1 | 1.8 | Other Waste Biomass | OBG | IC | 7 | 2010 |  |  | (OP) Operating
56367 | Columbus Water Works | 57076 | South Columbus Water Resource Facility | Commercial CHP | GA | GEN2 | 1.8 | Other Waste Biomass | OBG | IC | 7 | 2010 |  |  | (OP) Operating
59155 | First Wind O&M, LLC | 57078 | Steel Winds II | IPP Non-CHP | NY | 1 | 15 | Onshore Wind Turbine | WND | WT | 1 | 2012 |  |  | (OP) Operating
59155 | First Wind O&M, LLC | 57079 | Milford Wind Corridor I LLC | IPP Non-CHP | UT | 1 | 203.5 | Onshore Wind Turbine | WND | WT | 9 | 2009 |  |  | (OP) Operating
59155 | First Wind O&M, LLC | 57080 | Sheffield Wind | IPP Non-CHP | VT | 1 | 40 | Onshore Wind Turbine | WND | WT | 10 | 2011 |  |  | (OP) Operating
56610 | Calpine Vineland Solar LLC | 57081 | Calpine Vineland Solar LLC | IPP Non-CHP | NJ | CVS1 | 2.3 | Solar Photovoltaic | SUN | PV | 8 | 2009 |  |  | (OP) Operating
56610 | Calpine Vineland Solar LLC | 57081 | Calpine Vineland Solar LLC | IPP Non-CHP | NJ | CVS2 | 1.8 | Solar Photovoltaic | SUN | PV | 12 | 2009 |  |  | (OP) Operating
59155 | First Wind O&M, LLC | 57082 | Kaheawa Wind Power II LLC | IPP Non-CHP | HI | 1 | 21 | Onshore Wind Turbine | WND | WT | 6 | 2012 |  |  | (OP) Operating
59155 | First Wind O&M, LLC | 57082 | Kaheawa Wind Power II LLC | IPP Non-CHP | HI | 2 | 10 | Batteries | MWH | BA | 6 | 2012 |  |  | (OP) Operating
59155 | First Wind O&M, LLC | 57083 | Bull Hill Wind Project | IPP Non-CHP | ME | 1 | 34.5 | Onshore Wind Turbine | WND | WT | 10 | 2012 |  |  | (OP) Operating
213 | Alaska Electric Light&Power Co | 57085 | Lake Dorothy Hydroelectric Project | Electric Utility | AK | 1 | 14.3 | Conventional Hydroelectric | WAT | HY | 9 | 2009 |  |  | (OP) Operating
59155 | First Wind O&M, LLC | 57087 | Kahuku Wind Power LLC | IPP Non-CHP | HI | 1 | 30 | Onshore Wind Turbine | WND | WT | 3 | 2011 |  |  | (OA) Out of service but expected to return to service in next calendar year
56378 | Duke Energy DEGS Campbell Hill | 57090 | Campbell Hill Windpower | IPP Non-CHP | WY | CHWF | 99 | Onshore Wind Turbine | WND | WT | 12 | 2009 |  |  | (OP) Operating
56377 | Duke Energy DEGS Silver Sage Wndpwr LLC | 57091 | Silver Sage Windpower | IPP Non-CHP | WY | SSW01 | 42 | Onshore Wind Turbine | WND | WT | 10 | 2009 |  |  | (OP) Operating
56394 | Chevron USA | 57093 | Casper Wind Farm | IPP Non-CHP | WY | CWGT | 17 | Onshore Wind Turbine | WND | WT | 12 | 2009 |  |  | (OP) Operating
15399 | Iberdrola Renewables Inc | 57094 | Streator Cayuga Ridge South | IPP Non-CHP | IL | 1 | 300 | Onshore Wind Turbine | WND | WT | 3 | 2010 |  |  | (OP) Operating
15399 | Iberdrola Renewables Inc | 57095 | Penascal II Wind Project LLC | IPP Non-CHP | TX | 1 | 201 | Onshore Wind Turbine | WND | WT | 3 | 2010 |  |  | (OP) Operating
15399 | Iberdrola Renewables Inc | 57096 | Star Point Wind Project LLC | IPP Non-CHP | OR | 1 | 98.7 | Onshore Wind Turbine | WND | WT | 2 | 2010 |  |  | (OP) Operating
15399 | Iberdrola Renewables Inc | 57097 | Rugby Wind Power Project | IPP Non-CHP | ND | 1 | 149 | Onshore Wind Turbine | WND | WT | 12 | 2009 |  |  | (OP) Operating
15399 | Iberdrola Renewables Inc | 57098 | Dry Lake Wind LLC | IPP Non-CHP | AZ | 1 | 63 | Onshore Wind Turbine | WND | WT | 8 | 2009 |  |  | (OP) Operating
59348 | RockTenn CP, LLC-Tacoma Mill | 57099 | RockTenn CP, LLC-Tacoma Mill | Industrial CHP | WA | STG1 | 55 | Wood/Wood Waste Biomass | BLQ | ST | 7 | 2009 |  |  | (OP) Operating
56396 | J&A-Santa Maria LLC | 57100 | Santa Maria LFG Power Plant | IPP CHP | CA | EN01 | 1 | Landfill Gas | LFG | IC | 1 | 2008 |  |  | (OP) Operating
56397 | J&A-Santa Maria II LLC | 57101 | J&A-Santa Maria II LLC | IPP CHP | CA | 1 | 1.4 | Landfill Gas | LFG | IC | 9 | 2010 |  |  | (OP) Operating
56395 | J&A-Whittier LLC | 57102 | Whittier LFG Power Plant #1 | IPP CHP | CA | EN01 | 1 | Landfill Gas | LFG | IC | 12 | 2006 |  |  | (OP) Operating
56395 | J&A-Whittier LLC | 57102 | Whittier LFG Power Plant #1 | IPP CHP | CA | EN02 | 1 | Landfill Gas | LFG | IC | 4 | 2010 |  |  | (OP) Operating
56406 | Newark America | 57103 | Newark America Mill | Industrial CHP | MA | 1 | 3 | Natural Gas Steam Turbine | NG | ST | 2 | 2007 |  |  | (SB) Standby/Backup: available for service but not normally used
56410 | Mesalands Community College | 57106 | Mesalands Comm College Wind Turbine | Commercial Non-CHP | NM | 1 | 1.5 | Onshore Wind Turbine | WND | WT | 12 | 2008 |  |  | (OP) Operating
56409 | Milford Wind Corridor Stage II LLC | 57107 | Milford Wind Corridor Stage II LLC | IPP Non-CHP | UT | 1 | 102 | Onshore Wind Turbine | WND | WT | 5 | 2011 |  |  | (OP) Operating
56416 | Blue Canyon Windpower V LLC | 57108 | Blue Canyon Windpower V LLC | IPP Non-CHP | OK | GEN 1 | 99 | Onshore Wind Turbine | WND | WT | 10 | 2009 |  |  | (OP) Operating
56417 | Meadow Lake Wind Farm LLC | 57109 | Meadow Lake Wind Farm LLC | IPP Non-CHP | IN | GEN 1 | 199.7 | Onshore Wind Turbine | WND | WT | 10 | 2009 |  |  | (OP) Operating
56418 | Blackstone Wind Farm LLC | 57110 | Blackstone Wind Farm LLC | IPP Non-CHP | IL | GEN 1 | 102 | Onshore Wind Turbine | WND | WT | 10 | 2009 |  |  | (OP) Operating
56419 | Lost Lakes Wind Farm LLC | 57111 | Lost Lakes Wind Farm LLC | IPP Non-CHP | IA | GEN 1 | 100 | Onshore Wind Turbine | WND | WT | 12 | 2009 |  |  | (OP) Operating
56420 | Meadow Lake Wind Farm II LLC | 57112 | Meadow Lake Wind Farm II LLC | IPP Non-CHP | IN | GEN1 | 99 | Onshore Wind Turbine | WND | WT | 8 | 2010 |  |  | (OP) Operating
56421 | Blackstone Wind Farm II LLC | 57113 | Blackstone Wind Farm II LLC | IPP Non-CHP | IL | GEN 1 | 200 | Onshore Wind Turbine | WND | WT | 8 | 2010 |  |  | (OP) Operating
56423 | Meadow Lake Wind Farm III LLC | 57115 | Meadow Lake Wind Farm III LLC | IPP Non-CHP | IN | GEN 1 | 103.5 | Onshore Wind Turbine | WND | WT | 9 | 2010 |  |  | (OP) Operating
56246 | Greensburg | 57118 | Greensburg Wind Farm LLC | IPP Non-CHP | KS | GEN 1 | 12.5 | Onshore Wind Turbine | WND | WT | 2 | 2010 |  |  | (OP) Operating
56413 | Koda Energy LLC | 57119 | Koda Biomass Plant | IPP CHP | MN | 2222 | 20.3 | Other Waste Biomass | AB | ST | 5 | 2009 |  |  | (OP) Operating
56415 | Wilton Wind II LLC | 57120 | Wilton Wind II LLC | IPP Non-CHP | ND | 1 | 49.5 | Onshore Wind Turbine | WND | WT | 11 | 2009 |  |  | (OP) Operating
56414 | Ashtabula Wind II LLC | 57121 | Ashtabula Wind II LLC | IPP Non-CHP | ND | 1 | 120 | Onshore Wind Turbine | WND | WT | 10 | 2009 |  |  | (OP) Operating
56427 | University of California Irvine | 57122 | UCI Facilities Management Central Plant | Commercial CHP | CA | CTG1 | 13.5 | Natural Gas Fired Combined Cycle | NG | CT | 7 | 2007 |  |  | (OP) Operating
56427 | University of California Irvine | 57122 | UCI Facilities Management Central Plant | Commercial CHP | CA | STG1 | 5.5 | Natural Gas Fired Combined Cycle | NG | CA | 7 | 2007 |  |  | (OP) Operating
56355 | LES Project Holdings LLC | 57123 | Trail Ridge Landfill Gas Recovery | IPP Non-CHP | FL | 1 | 1.5 | Landfill Gas | LFG | IC | 12 | 2008 |  |  | (OP) Operating
56355 | LES Project Holdings LLC | 57123 | Trail Ridge Landfill Gas Recovery | IPP Non-CHP | FL | 2 | 1.5 | Landfill Gas | LFG | IC | 12 | 2008 |  |  | (OP) Operating
56355 | LES Project Holdings LLC | 57123 | Trail Ridge Landfill Gas Recovery | IPP Non-CHP | FL | 3 | 1.5 | Landfill Gas | LFG | IC | 12 | 2008 |  |  | (OP) Operating
56355 | LES Project Holdings LLC | 57123 | Trail Ridge Landfill Gas Recovery | IPP Non-CHP | FL | 4 | 1.5 | Landfill Gas | LFG | IC | 12 | 2008 |  |  | (OP) Operating
56355 | LES Project Holdings LLC | 57123 | Trail Ridge Landfill Gas Recovery | IPP Non-CHP | FL | 5 | 1.5 | Landfill Gas | LFG | IC | 12 | 2008 |  |  | (OP) Operating
56355 | LES Project Holdings LLC | 57123 | Trail Ridge Landfill Gas Recovery | IPP Non-CHP | FL | 6 | 1.5 | Landfill Gas | LFG | IC | 12 | 2008 |  |  | (OP) Operating
56592 | Idaho Wind Partners 1 LLC | 57124 | Payne's Ferry | IPP Non-CHP | ID | PFWP | 21 | Onshore Wind Turbine | WND | WT | 12 | 2010 |  |  | (OP) Operating
56592 | Idaho Wind Partners 1 LLC | 57125 | Camp Reed | IPP Non-CHP | ID | CRWP | 22.5 | Onshore Wind Turbine | WND | WT | 12 | 2010 |  |  | (OP) Operating
56592 | Idaho Wind Partners 1 LLC | 57126 | Yahoo Creek | IPP Non-CHP | ID | YCWP | 21 | Onshore Wind Turbine | WND | WT | 12 | 2010 |  |  | (OP) Operating
56440 | G2 Energy LLC | 57128 | G2 Energy Marion LLC | IPP Non-CHP | FL | 357 | 1.5 | Landfill Gas | LFG | IC | 1 | 2009 |  |  | (OP) Operating
56440 | G2 Energy LLC | 57128 | G2 Energy Marion LLC | IPP Non-CHP | FL | 358 | 1.5 | Landfill Gas | LFG | IC | 1 | 2009 |  |  | (OP) Operating
56440 | G2 Energy LLC | 57128 | G2 Energy Marion LLC | IPP Non-CHP | FL | 360 | 0.8 | Landfill Gas | LFG | IC | 10 | 2010 |  |  | (OP) Operating
56439 | Beaver Ridge Wind LLC | 57130 | Beaver Ridge Wind | IPP Non-CHP | ME | BR1 | 4.5 | Onshore Wind Turbine | WND | WT | 11 | 2008 |  |  | (OP) Operating
56437 | Heritage Stoney Corners Wind Farm I LLC | 57131 | Stoney Corners Wind Farm | IPP Non-CHP | MI | SCWF1 | 59 | Onshore Wind Turbine | WND | WT | 12 | 2009 |  |  | (OP) Operating
56469 | Enbridge G & P (Oklahoma) LP | 57132 | Nine Mile Gas Processing Plant | Industrial Non-CHP | OK | 1 | 2 | Natural Gas Internal Combustion Engine | NG | IC | 6 | 2001 |  |  | (OS) Out of service and NOT expected to return to service in next calendar year
56469 | Enbridge G & P (Oklahoma) LP | 57132 | Nine Mile Gas Processing Plant | Industrial Non-CHP | OK | 2 | 2.1 | Natural Gas Internal Combustion Engine | NG | IC | 2 | 2001 |  |  | (OS) Out of service and NOT expected to return to service in next calendar year
56469 | Enbridge G & P (Oklahoma) LP | 57132 | Nine Mile Gas Processing Plant | Industrial Non-CHP | OK | 3 | 2.1 | Natural Gas Internal Combustion Engine | NG | IC | 4 | 2001 |  |  | (OS) Out of service and NOT expected to return to service in next calendar year
56440 | G2 Energy LLC | 57133 | G2 Energy Ostrom Road LLC | IPP Non-CHP | CA | 359 | 1.5 | Landfill Gas | LFG | IC | 2 | 2009 |  |  | (OP) Operating
56440 | G2 Energy LLC | 57133 | G2 Energy Ostrom Road LLC | IPP Non-CHP | CA | 361 | 1.5 | Landfill Gas | LFG | IC | 8 | 2013 |  |  | (OP) Operating
34691 | Ormat Nevada Inc | 57134 | OREG 4 Peetz | IPP Non-CHP | CO | 1 | 3.2 | All Other | WH | OT | 3 | 2009 |  |  | (OP) Operating
58672 | Everpower Wind Holdings Inc | 57135 | Big Sky Wind LLC | IPP Non-CHP | IL | 1 | 240 | Onshore Wind Turbine | WND | WT | 2 | 2011 |  |  | (OP) Operating
56475 | Tuana Springs Energy LLC | 57136 | Tuana Springs | IPP Non-CHP | ID | 1 | 16.8 | Onshore Wind Turbine | WND | WT | 5 | 2010 |  |  | (OP) Operating
56483 | Eurus Combine Hills II LLC | 57137 | Eurus Combine Hills Turbine Ranch 2 | IPP Non-CHP | OR | 1 | 63 | Onshore Wind Turbine | WND | WT | 1 | 2010 |  |  | (OP) Operating
56476 | Ameresco | 57138 | Savannah River Site Biomass Cogen | IPP CHP | SC | 1 | 16 | Wood/Wood Waste Biomass | WDS | ST | 1 | 2012 |  |  | (OP) Operating
58672 | Everpower Wind Holdings Inc | 57139 | Highland Wind Project (PA) | IPP Non-CHP | PA | 1 | 62.5 | Onshore Wind Turbine | WND | WT | 8 | 2009 |  |  | (OP) Operating
56493 | RV CSU Power LLC | 57141 | RV CSU Power LLC | Commercial Non-CHP | CO | CSU1 | 1.9 | Solar Photovoltaic | SUN | PV | 12 | 2009 |  |  | (OP) Operating
49893 | Invenergy Services LLC | 57151 | Beech Ridge Energy LLC | IPP Non-CHP | WV | GEN1 | 100.5 | Onshore Wind Turbine | WND | WT | 1 | 2010 |  |  | (OP) Operating
56499 | Harvest Wind Project TIC | 57152 | Harvest Wind Project | IPP Non-CHP | WA | HWP1 | 98.9 | Onshore Wind Turbine | WND | WT | 12 | 2009 |  |  | (OP) Operating
56506 | Langford Wind Power LLC | 57153 | Langford Wind Power | IPP Non-CHP | TX | 1 | 150 | Onshore Wind Turbine | WND | WT | 12 | 2009 |  |  | (OP) Operating |  |  | 0 |  |  | 0
59186 | Mesquite Lake Water & Power Plant 1 | 57154 | Mesquite Lake Water & Power Plant 1 | IPP Non-CHP | CA | 1209 | 13 | Wood/Wood Waste Biomass | WDS | ST | 6 | 2009 |  |  | (OS) Out of service and NOT expected to return to service in next calendar year
15399 | Iberdrola Renewables Inc | 57156 | Barton Chapel Wind Farm | IPP Non-CHP | TX | BC | 120 | Onshore Wind Turbine | WND | WT | 1 | 2009 |  |  | (OP) Operating
56514 | Windy Flats Partners LLC | 57159 | Windy Flats Wind Project | IPP Non-CHP | WA | GEN1 | 262.2 | Onshore Wind Turbine | WND | WT | 10 | 2009 |  |  | (OP) Operating
56515 | White River Hydroelectric | 57160 | White River Lock and Dam 1 | IPP Non-CHP | AR | LD#1 | 4.3 | Conventional Hydroelectric | WAT | HY | 6 | 2007 |  |  | (OP) Operating
56515 | White River Hydroelectric | 57161 | White River Lock and Dam 2 | IPP Non-CHP | AR | LD#2 | 3.5 | Conventional Hydroelectric | WAT | HY | 3 | 2007 |  |  | (OS) Out of service and NOT expected to return to service in next calendar year
56515 | White River Hydroelectric | 57162 | White River Lock and Dam 3 | IPP Non-CHP | AR | LD#3 | 4.3 | Conventional Hydroelectric | WAT | HY | 8 | 2006 |  |  | (OP) Operating
11217 | Los Angeles County Sanitation | 57163 | Calabasas Gas to Energy Facility | Commercial Non-CHP | CA | GEN1 | 3.3 | Landfill Gas | LFG | GT | 7 | 2010 |  |  | (OP) Operating
11217 | Los Angeles County Sanitation | 57163 | Calabasas Gas to Energy Facility | Commercial Non-CHP | CA | GEN2 | 3.3 | Landfill Gas | LFG | GT | 7 | 2010 |  |  | (OP) Operating
11217 | Los Angeles County Sanitation | 57163 | Calabasas Gas to Energy Facility | Commercial Non-CHP | CA | GEN3 | 3.3 | Landfill Gas | LFG | GT | 7 | 2010 |  |  | (OP) Operating
54842 | WM Renewable Energy LLC | 57165 | Farmers Branch Renewable Energy Facility | IPP Non-CHP | TX | GEN1 | 1.6 | Landfill Gas | LFG | IC | 1 | 2011 |  |  | (OP) Operating
54842 | WM Renewable Energy LLC | 57165 | Farmers Branch Renewable Energy Facility | IPP Non-CHP | TX | GEN2 | 1.6 | Landfill Gas | LFG | IC | 1 | 2011 |  |  | (OP) Operating
54842 | WM Renewable Energy LLC | 57166 | Waste Management Lockwood LFGTE | IPP Non-CHP | NV | GEN1 | 1.6 | Landfill Gas | LFG | IC | 3 | 2012 |  |  | (OP) Operating
54842 | WM Renewable Energy LLC | 57166 | Waste Management Lockwood LFGTE | IPP Non-CHP | NV | GEN2 | 1.6 | Landfill Gas | LFG | IC | 3 | 2012 |  |  | (OP) Operating
54842 | WM Renewable Energy LLC | 57167 | Mesquite Creek LFGTE Project | IPP Non-CHP | TX | GEN1 | 1.6 | Landfill Gas | LFG | IC | 12 | 2010 |  |  | (OP) Operating
54842 | WM Renewable Energy LLC | 57167 | Mesquite Creek LFGTE Project | IPP Non-CHP | TX | GEN2 | 1.6 | Landfill Gas | LFG | IC | 12 | 2010 |  |  | (OP) Operating
54842 | WM Renewable Energy LLC | 57168 | Waste Management Naples LFGTE Project | IPP Non-CHP | FL | GEN1 | 0.8 | Landfill Gas | LFG | IC | 5 | 2011 |  |  | (OP) Operating
54842 | WM Renewable Energy LLC | 57168 | Waste Management Naples LFGTE Project | IPP Non-CHP | FL | GEN2 | 0.8 | Landfill Gas | LFG | IC | 5 | 2011 |  |  | (OP) Operating
54842 | WM Renewable Energy LLC | 57168 | Waste Management Naples LFGTE Project | IPP Non-CHP | FL | GEN3 | 0.8 | Landfill Gas | LFG | IC | 5 | 2011 |  |  | (OP) Operating
54842 | WM Renewable Energy LLC | 57168 | Waste Management Naples LFGTE Project | IPP Non-CHP | FL | GEN4 | 0.8 | Landfill Gas | LFG | IC | 5 | 2011 |  |  | (OP) Operating
54842 | WM Renewable Energy LLC | 57168 | Waste Management Naples LFGTE Project | IPP Non-CHP | FL | GEN5 | 0.8 | Landfill Gas | LFG | IC | 5 | 2011 |  |  | (OP) Operating
54842 | WM Renewable Energy LLC | 57169 | Waste Management Piedmont LFGTE Project | IPP Non-CHP | NC | GEN1 | 0.8 | Landfill Gas | LFG | IC | 3 | 2011 |  |  | (OP) Operating
54842 | WM Renewable Energy LLC | 57169 | Waste Management Piedmont LFGTE Project | IPP Non-CHP | NC | GEN2 | 0.8 | Landfill Gas | LFG | IC | 3 | 2011 |  |  | (OP) Operating
54842 | WM Renewable Energy LLC | 57169 | Waste Management Piedmont LFGTE Project | IPP Non-CHP | NC | GEN3 | 0.8 | Landfill Gas | LFG | IC | 3 | 2011 |  |  | (OP) Operating
54842 | WM Renewable Energy LLC | 57170 | Suburban Landfill Gas Recovery | IPP Non-CHP | OH | GEN1 | 0.8 | Landfill Gas | LFG | IC | 1 | 2011 |  |  | (OP) Operating
54842 | WM Renewable Energy LLC | 57170 | Suburban Landfill Gas Recovery | IPP Non-CHP | OH | GEN2 | 0.8 | Landfill Gas | LFG | IC | 1 | 2011 |  |  | (OP) Operating
54842 | WM Renewable Energy LLC | 57170 | Suburban Landfill Gas Recovery | IPP Non-CHP | OH | GEN3 | 0.8 | Landfill Gas | LFG | IC | 1 | 2011 |  |  | (OP) Operating
54842 | WM Renewable Energy LLC | 57170 | Suburban Landfill Gas Recovery | IPP Non-CHP | OH | GEN4 | 0.8 | Landfill Gas | LFG | IC | 1 | 2011 |  |  | (OP) Operating
54842 | WM Renewable Energy LLC | 57170 | Suburban Landfill Gas Recovery | IPP Non-CHP | OH | GEN5 | 0.8 | Landfill Gas | LFG | IC | 1 | 2011 |  |  | (OP) Operating
54842 | WM Renewable Energy LLC | 57170 | Suburban Landfill Gas Recovery | IPP Non-CHP | OH | GEN6 | 0.8 | Landfill Gas | LFG | IC | 1 | 2011 |  |  | (OP) Operating
54842 | WM Renewable Energy LLC | 57170 | Suburban Landfill Gas Recovery | IPP Non-CHP | OH | GEN7 | 0.8 | Landfill Gas | LFG | IC | 1 | 2011 |  |  | (OP) Operating
12199 | Montana-Dakota Utilities Co | 57171 | Cedar Hills Wind Farm | Electric Utility | ND | 1 | 19.5 | Onshore Wind Turbine | WND | WT | 6 | 2010 |  |  | (OP) Operating
12199 | Montana-Dakota Utilities Co | 57172 | Glen Ullin Station 6 | Electric Utility | ND | 1 | 5.3 | All Other | WH | ST | 7 | 2009 |  |  | (OP) Operating
56498 | Weaver Bridgewater Dairy | 57173 | Bridgewater Dairy Anaerobic Digester | Industrial Non-CHP | OH | 1 | 0.6 | Other Waste Biomass | OBG | IC | 9 | 2008 |  |  | (OP) Operating | [5 empty] | 0
56498 | Weaver Bridgewater Dairy | 57173 | Bridgewater Dairy Anaerobic Digester | Industrial Non-CHP | OH | 2 | 0.6 | Other Waste Biomass | OBG | IC | 9 | 2008 |  |  | (OP) Operating
56523 | Colorado Highlands Wind LLC | 57174 | Colorado Highlands Wind | IPP Non-CHP | CO | CHW1 | 67.2 | Onshore Wind Turbine | WND | WT | 12 | 2012 |  |  | (OP) Operating
56523 | Colorado Highlands Wind LLC | 57174 | Colorado Highlands Wind | IPP Non-CHP | CO | CHW2 | 23.8 | Onshore Wind Turbine | WND | WT | 9 | 2013 |  |  | (OP) Operating
56518 | First State Marine Wind | 57176 | University of Delaware Wind Turbine | Commercial Non-CHP | DE | FSMW | 2 | Onshore Wind Turbine | WND | WT | 7 | 2010 |  |  | (OP) Operating
56520 | Meadow Lake Wind Farm IV LLC | 57177 | Meadow Lake Wind Farm IV | IPP Non-CHP | IN | GEN 1 | 98.7 | Onshore Wind Turbine | WND | WT | 10 | 2010 |  |  | (OP) Operating
8153 | Hartford Steam Co | 57179 | HSCo CHP | Commercial CHP | CT | 1 | 3.5 | Natural Gas Fired Combustion Turbine | NG | GT | 10 | 2009 |  |  | (OP) Operating
55723 | Talen Renewable Energy | 57182 | PPL Frey Farm Landfill Wind | IPP Non-CHP | PA | 1 | 3.2 | Onshore Wind Turbine | WND | WT | 1 | 2011 |  |  | (OP) Operating
55723 | Talen Renewable Energy | 57183 | PPL Glendon LFGTE Plant | IPP Non-CHP | PA | 1 | 1.6 | Landfill Gas | LFG | IC | 6 | 2011 |  |  | (OP) Operating
55723 | Talen Renewable Energy | 57183 | PPL Glendon LFGTE Plant | IPP Non-CHP | PA | 2 | 1.6 | Landfill Gas | LFG | IC | 6 | 2011 |  |  | (OP) Operating
59178 | Brookfield Black Bear Hydro, LLC | 57184 | Orono Hydro Station | IPP Non-CHP | ME | 1 | 0.5 | Conventional Hydroelectric | WAT | HY | 3 | 2009 |  |  | (OP) Operating
59178 | Brookfield Black Bear Hydro, LLC | 57184 | Orono Hydro Station | IPP Non-CHP | ME | 2 | 0.6 | Conventional Hydroelectric | WAT | HY | 3 | 2009 |  |  | (OP) Operating
59178 | Brookfield Black Bear Hydro, LLC | 57184 | Orono Hydro Station | IPP Non-CHP | ME | 3 | 0.8 | Conventional Hydroelectric | WAT | HY | 1 | 2009 |  |  | (OP) Operating
59178 | Brookfield Black Bear Hydro, LLC | 57184 | Orono Hydro Station | IPP Non-CHP | ME | 4 | 0.8 | Conventional Hydroelectric | WAT | HY | 1 | 2009 |  |  | (OP) Operating
50158 | Innovative Energy Systems Inc | 57186 | Chautauqua LFGTE Facility | IPP Non-CHP | NY | GEN1 | 1.6 | Landfill Gas | LFG | IC | 2 | 2010 |  |  | (OP) Operating
50158 | Innovative Energy Systems Inc | 57186 | Chautauqua LFGTE Facility | IPP Non-CHP | NY | GEN2 | 1.6 | Landfill Gas | LFG | IC | 2 | 2010 |  |  | (OP) Operating
50158 | Innovative Energy Systems Inc | 57186 | Chautauqua LFGTE Facility | IPP Non-CHP | NY | GEN3 | 1.6 | Landfill Gas | LFG | IC | 2 | 2010 |  |  | (OP) Operating
50158 | Innovative Energy Systems Inc | 57186 | Chautauqua LFGTE Facility | IPP Non-CHP | NY | GEN4 | 1.6 | Landfill Gas | LFG | IC | 2 | 2010 |  |  | (OP) Operating
50158 | Innovative Energy Systems Inc | 57186 | Chautauqua LFGTE Facility | IPP Non-CHP | NY | GEN5 | 1.6 | Landfill Gas | LFG | IC | 7 | 2011 |  |  | (OP) Operating
50158 | Innovative Energy Systems Inc | 57186 | Chautauqua LFGTE Facility | IPP Non-CHP | NY | GEN6 | 1.6 | Landfill Gas | LFG | IC | 7 | 2011 |  |  | (OP) Operating
10433 | Kodiak Electric Assn Inc | 57187 | Pillar Mountain Wind Project | Electric Utility | AK | 1 | 4.5 | Onshore Wind Turbine | WND | WT | 6 | 2009 |  |  | (OP) Operating
10433 | Kodiak Electric Assn Inc | 57187 | Pillar Mountain Wind Project | Electric Utility | AK | 2 | 4.5 | Onshore Wind Turbine | WND | WT | 9 | 2012 |  |  | (OP) Operating
49893 | Invenergy Services LLC | 57188 | Vantage Wind Energy LLC | IPP Non-CHP | WA | 1 | 90 | Onshore Wind Turbine | WND | WT | 8 | 2010 |  |  | (OP) Operating
56548 | Lost Creek Wind LLC | 57189 | Lost Creek Wind Energy Facility | IPP Non-CHP | MO | LCW | 150 | Onshore Wind Turbine | WND | WT | 5 | 2010 |  |  | (OP) Operating
56540 | Northbrook Wisconsin LLC | 57190 | Little Quinnesec Falls Hydro Project | IPP Non-CHP | WI | UNIT1 | 1.9 | Conventional Hydroelectric | WAT | HY | 12 | 1909 |  |  | (OP) Operating
56540 | Northbrook Wisconsin LLC | 57190 | Little Quinnesec Falls Hydro Project | IPP Non-CHP | WI | UNIT2 | 0.8 | Conventional Hydroelectric | WAT | HY | 12 | 1900 |  |  | (OP) Operating
56540 | Northbrook Wisconsin LLC | 57190 | Little Quinnesec Falls Hydro Project | IPP Non-CHP | WI | UNIT3 | 1.9 | Conventional Hydroelectric | WAT | HY | 12 | 1911 |  |  | (OP) Operating
56540 | Northbrook Wisconsin LLC | 57190 | Little Quinnesec Falls Hydro Project | IPP Non-CHP | WI | UNIT4 | 1 | Conventional Hydroelectric | WAT | HY | 12 | 1900 |  |  | (OP) Operating
56540 | Northbrook Wisconsin LLC | 57190 | Little Quinnesec Falls Hydro Project | IPP Non-CHP | WI | UNIT5 | 1 | Conventional Hydroelectric | WAT | HY | 12 | 1900 |  |  | (OP) Operating
56540 | Northbrook Wisconsin LLC | 57190 | Little Quinnesec Falls Hydro Project | IPP Non-CHP | WI | UNIT6 | 2.4 | Conventional Hydroelectric | WAT | HY | 12 | 1916 |  |  | (OP) Operating
6035 | Exelon Power | 57191 | Exelon Solar Chicago | IPP Non-CHP | IL | ECS1 | 9 | Solar Photovoltaic | SUN | PV | 12 | 2009 |  |  | (OP) Operating
56545 | Pattern Operators LP | 57192 | Spring Valley Wind Project | IPP Non-CHP | NV | WTG | 150 | Onshore Wind Turbine | WND | WT | 8 | 2012 |  |  | (OP) Operating
56561 | Day County Wind LLC | 57194 | Day County Wind LLC | IPP Non-CHP | SD | GE15 | 99 | Onshore Wind Turbine | WND | WT | 4 | 2010 |  |  | (OP) Operating
15500 | Puget Sound Energy Inc | 57195 | Lower Snake River Wind Energy Project | Electric Utility | WA | LSR 1 | 342.7 | Onshore Wind Turbine | WND | WT | 2 | 2012 |  |  | (OP) Operating
13630 | North Carolina Mun Power Agny #1 | 57196 | High Point, POLO | Electric Utility | NC | 1 | 1.8 | Petroleum Liquids | DFO | IC | 11 | 2007 |  |  | (OP) Operating
56565 | TX Solar I LLC | 57197 | Blue Wing Solar Energy Generation | IPP Non-CHP | TX | 1 | 13.5 | Solar Photovoltaic | SUN | PV | 11 | 2010 |  |  | (OP) Operating
20856 | Wisconsin Power & Light Co | 57198 | Bent Tree Wind Farm Phase 1 | Electric Utility | MN | 1 | 201.3 | Onshore Wind Turbine | WND | WT | 2 | 2011 |  |  | (OP) Operating
20847 | Wisconsin Electric Power Co | 57199 | Glacier Hills | Electric Utility | WI | 1 | 28 | Onshore Wind Turbine | WND | WT | 12 | 2011 |  |  | (OP) Operating
56563 | Solar Star North Carolina I LLC | 57200 | Shelby Solar Energy Generation Facility | IPP Non-CHP | NC | 1 | 1 | Solar Photovoltaic | SUN | PV | 5 | 2010 |  |  | (OP) Operating
56555 | FPL Energy Montezuma Wind | 57201 | FPL Energy Montezuma Winds LLC | IPP Non-CHP | CA | S2.3 | 36.8 | Onshore Wind Turbine | WND | WT | 11 | 2010 |  |  | (OP) Operating
56582 | Jacksonville Solar LLC | 57202 | Jacksonville Solar | IPP Non-CHP | FL | 1 | 12.5 | Solar Photovoltaic | SUN | PV | 4 | 2010 |  |  | (OP) Operating
56583 | Wyandot Solar LLC | 57203 | Wyandot Solar Farm | IPP Non-CHP | OH | 1 | 10 | Solar Photovoltaic | SUN | PV | 4 | 2010 |  |  | (OP) Operating
56584 | PSEG Solar Hackettstown LLC | 57204 | PSEG Hackettstown | IPP Non-CHP | NJ | 1 | 2.2 | Solar Photovoltaic | SUN | PV | 9 | 2009 |  |  | (OP) Operating
57036 | Copper Mountain 1 LLC | 57205 | CM48 | IPP Non-CHP | NV | PV02 | 8 | Solar Photovoltaic | SUN | PV | 6 | 2010 |  |  | (OP) Operating
57036 | Copper Mountain 1 LLC | 57205 | CM48 | IPP Non-CHP | NV | PV03 | 10 | Solar Photovoltaic | SUN | PV | 9 | 2010 |  |  | (OP) Operating
57036 | Copper Mountain 1 LLC | 57205 | CM48 | IPP Non-CHP | NV | PV04 | 10 | Solar Photovoltaic | SUN | PV | 10 | 2010 |  |  | (OP) Operating
57036 | Copper Mountain 1 LLC | 57205 | CM48 | IPP Non-CHP | NV | PV05 | 10 | Solar Photovoltaic | SUN | PV | 11 | 2010 |  |  | (OP) Operating
57036 | Copper Mountain 1 LLC | 57205 | CM48 | IPP Non-CHP | NV | PV06 | 10 | Solar Photovoltaic | SUN | PV | 12 | 2010 |  |  | (OP) Operating
19558 | Homer Electric Assn Inc | 57206 | Soldotna | Electric Utility | AK | 1 | 44 | Natural Gas Fired Combustion Turbine | NG | GT | 4 | 2014 |  |  | (OP) Operating
18981 | Thomson Corp | 57207 | Thomson Reuters Data Center Bldg ES101 | Commercial Non-CHP | MN | 1 | 0.6 | Petroleum Liquids | DFO | IC | 5 | 2009 |  |  | (SB) Standby/Backup: available for service but not normally used
18981 | Thomson Corp | 57208 | Thomson Reuters Data Center Bldg H | Commercial Non-CHP | MN | 1 | 0.6 | Petroleum Liquids | DFO | IC | 1 | 2007 |  |  | (SB) Standby/Backup: available for service but not normally used
18981 | Thomson Corp | 57208 | Thomson Reuters Data Center Bldg H | Commercial Non-CHP | MN | 2 | 0.6 | Petroleum Liquids | DFO | IC | 1 | 2007 |  |  | (SB) Standby/Backup: available for service but not normally used
18981 | Thomson Corp | 57208 | Thomson Reuters Data Center Bldg H | Commercial Non-CHP | MN | 3 | 0.6 | Petroleum Liquids | DFO | IC | 1 | 2007 |  |  | (SB) Standby/Backup: available for service but not normally used
18981 | Thomson Corp | 57208 | Thomson Reuters Data Center Bldg H | Commercial Non-CHP | MN | 4 | 0.6 | Petroleum Liquids | DFO | IC | 1 | 2007 |  |  | (SB) Standby/Backup: available for service but not normally used
55963 | AE Power Services LLC | 57210 | Cedar Creek II | IPP Non-CHP | CO | 1 | 250.8 | Onshore Wind Turbine | WND | WT | 3 | 2011 |  |  | (OP) Operating
55963 | AE Power Services LLC | 57211 | Goshen Phase II | IPP Non-CHP | ID | 1 | 124.5 | Onshore Wind Turbine | WND | WT | 9 | 2010 |  |  | (OP) Operating
56215 | E ON Climate Renewables N America LLC | 57212 | EC&R Papalote Creek II LLC | IPP Non-CHP | TX | 1 | 200.1 | Onshore Wind Turbine | WND | WT | 12 | 2010 |  |  | (OP) Operating
56657 | ENEL Salt Wells LLC | 57213 | ENEL Salt Wells LLC | IPP Non-CHP | NV | 101 | 10.1 | Geothermal | GEO | BT | 3 | 2009 |  |  | (OP) Operating
56657 | ENEL Salt Wells LLC | 57213 | ENEL Salt Wells LLC | IPP Non-CHP | NV | 201 | 10.1 | Geothermal | GEO | BT | 3 | 2009 |  |  | (OP) Operating
20214 | Waverly Municipal Elec Utility | 57214 | Waverly Community Wind Project | Electric Utility | IA | CAN1 | 0.9 | Onshore Wind Turbine | WND | WT | 3 | 2009 |  |  | (OP) Operating
20214 | Waverly Municipal Elec Utility | 57214 | Waverly Community Wind Project | Electric Utility | IA | CAN2 | 0.9 | Onshore Wind Turbine | WND | WT | 9 | 2012 |  |  | (OP) Operating
20214 | Waverly Municipal Elec Utility | 57214 | Waverly Community Wind Project | Electric Utility | IA | SK4 | 0.9 | Onshore Wind Turbine | WND | WT | 12 | 2001 |  |  | (OP) Operating
19391 | UGI Development Co | 57216 | Crayola Solar Project | IPP Non-CHP | PA | 1 | 1 | Solar Photovoltaic | SUN | PV | 5 | 2010 |  |  | (OP) Operating
19391 | UGI Development Co | 57216 | Crayola Solar Project | IPP Non-CHP | PA | 2 | 1 | Solar Photovoltaic | SUN | PV | 4 | 2011 |  |  | (OP) Operating
19391 | UGI Development Co | 57216 | Crayola Solar Project | IPP Non-CHP | PA | 3 | 0.8 | Solar Photovoltaic | SUN | PV | 1 | 2012 |  |  | (OP) Operating
17609 | Southern California Edison Co | 57217 | Solar Photovoltaic Project #03 | Electric Utility | CA | S003A | 0.5 | Solar Photovoltaic | SUN | PV | 3 | 2011 |  |  | (OP) Operating
17609 | Southern California Edison Co | 57217 | Solar Photovoltaic Project #03 | Electric Utility | CA | S003B | 0.5 | Solar Photovoltaic | SUN | PV | 3 | 2011 |  |  | (OP) Operating
17609 | Southern California Edison Co | 57219 | Solar Photovoltaic Project #05 | Electric Utility | CA | S005A | 0.5 | Solar Photovoltaic | SUN | PV | 11 | 2012 |  |  | (OP) Operating
17609 | Southern California Edison Co | 57219 | Solar Photovoltaic Project #05 | Electric Utility | CA | S005B | 0.5 | Solar Photovoltaic | SUN | PV | 11 | 2012 |  |  | (OP) Operating
17609 | Southern California Edison Co | 57219 | Solar Photovoltaic Project #05 | Electric Utility | CA | S005C | 0.5 | Solar Photovoltaic | SUN | PV | 11 | 2012 |  |  | (OP) Operating
17609 | Southern California Edison Co | 57219 | Solar Photovoltaic Project #05 | Electric Utility | CA | S005D | 0.5 | Solar Photovoltaic | SUN | PV | 11 | 2012 |  |  | (OP) Operating
17609 | Southern California Edison Co | 57219 | Solar Photovoltaic Project #05 | Electric Utility | CA | S005E | 0.5 | Solar Photovoltaic | SUN | PV | 11 | 2012 |  |  | (OP) Operating
17609 | Southern California Edison Co | 57220 | Solar Photovoltaic Project #06 | Electric Utility | CA | S006A | 0.5 | Solar Photovoltaic | SUN | PV | 8 | 2011 |  |  | (OP) Operating
17609 | Southern California Edison Co | 57220 | Solar Photovoltaic Project #06 | Electric Utility | CA | S006B | 0.5 | Solar Photovoltaic | SUN | PV | 8 | 2011 |  |  | (OP) Operating
17609 | Southern California Edison Co | 57220 | Solar Photovoltaic Project #06 | Electric Utility | CA | S006C | 0.5 | Solar Photovoltaic | SUN | PV | 8 | 2011 |  |  | (OP) Operating
17609 | Southern California Edison Co | 57220 | Solar Photovoltaic Project #06 | Electric Utility | CA | S006D | 0.5 | Solar Photovoltaic | SUN | PV | 8 | 2011 |  |  | (OP) Operating
17609 | Southern California Edison Co | 57221 | Solar Photovoltaic Project #07 | Electric Utility | CA | S007A | 0.5 | Solar Photovoltaic | SUN | PV | 11 | 2012 |  |  | (OP) Operating
17609 | Southern California Edison Co | 57221 | Solar Photovoltaic Project #07 | Electric Utility | CA | S007B | 0.5 | Solar Photovoltaic | SUN | PV | 11 | 2012 |  |  | (OP) Operating
17609 | Southern California Edison Co | 57221 | Solar Photovoltaic Project #07 | Electric Utility | CA | S007C | 0.5 | Solar Photovoltaic | SUN | PV | 11 | 2012 |  |  | (OP) Operating
17609 | Southern California Edison Co | 57221 | Solar Photovoltaic Project #07 | Electric Utility | CA | S007D | 0.5 | Solar Photovoltaic | SUN | PV | 11 | 2012 |  |  | (OP) Operating
17609 | Southern California Edison Co | 57221 | Solar Photovoltaic Project #07 | Electric Utility | CA | S007E | 0.5 | Solar Photovoltaic | SUN | PV | 11 | 2012 |  |  | (OP) Operating
17609 | Southern California Edison Co | 57222 | Solar Photovoltaic Project #08 | Electric Utility | CA | S008A | 0.5 | Solar Photovoltaic | SUN | PV | 8 | 2011 |  |  | (OP) Operating
17609 | Southern California Edison Co | 57222 | Solar Photovoltaic Project #08 | Electric Utility | CA | S008B | 0.5 | Solar Photovoltaic | SUN | PV | 8 | 2011 |  |  | (OP) Operating
17609 | Southern California Edison Co | 57222 | Solar Photovoltaic Project #08 | Electric Utility | CA | S008C | 0.5 | Solar Photovoltaic | SUN | PV | 8 | 2011 |  |  | (OP) Operating
17609 | Southern California Edison Co | 57222 | Solar Photovoltaic Project #08 | Electric Utility | CA | S008D | 0.5 | Solar Photovoltaic | SUN | PV | 8 | 2011 |  |  | (OP) Operating
17609 | Southern California Edison Co | 57223 | Solar Photovoltaic Project #09 | Electric Utility | CA | S009A | 0.5 | Solar Photovoltaic | SUN | PV | 8 | 2011 |  |  | (OP) Operating
17609 | Southern California Edison Co | 57223 | Solar Photovoltaic Project #09 | Electric Utility | CA | S009B | 0.5 | Solar Photovoltaic | SUN | PV | 8 | 2011 |  |  | (OP) Operating
17609 | Southern California Edison Co | 57224 | Solar Photovoltaic Project #10 | Electric Utility | CA | S010A | 0.5 | Solar Photovoltaic | SUN | PV | 1 | 2013 |  |  | (OP) Operating
17609 | Southern California Edison Co | 57224 | Solar Photovoltaic Project #10 | Electric Utility | CA | S010B | 0.5 | Solar Photovoltaic | SUN | PV | 1 | 2013 |  |  | (OP) Operating
17609 | Southern California Edison Co | 57224 | Solar Photovoltaic Project #10 | Electric Utility | CA | S010C | 0.5 | Solar Photovoltaic | SUN | PV | 1 | 2013 |  |  | (OP) Operating
17609 | Southern California Edison Co | 57225 | Solar Photovoltaic Project #11 | Electric Utility | CA | S011A | 0.5 | Solar Photovoltaic | SUN | PV | 2 | 2015 |  |  | (OP) Operating
17609 | Southern California Edison Co | 57225 | Solar Photovoltaic Project #11 | Electric Utility | CA | S011B | 0.5 | Solar Photovoltaic | SUN | PV | 2 | 2015 |  |  | (OP) Operating
17609 | Southern California Edison Co | 57225 | Solar Photovoltaic Project #11 | Electric Utility | CA | S011C | 0.5 | Solar Photovoltaic | SUN | PV | 2 | 2015 |  |  | (OP) Operating
17609 | Southern California Edison Co | 57225 | Solar Photovoltaic Project #11 | Electric Utility | CA | S011D | 0.5 | Solar Photovoltaic | SUN | PV | 2 | 2015 |  |  | (OP) Operating
17609 | Southern California Edison Co | 57225 | Solar Photovoltaic Project #11 | Electric Utility | CA | S011E | 0.5 | Solar Photovoltaic | SUN | PV | 2 | 2015 |  |  | (OP) Operating
17609 | Southern California Edison Co | 57225 | Solar Photovoltaic Project #11 | Electric Utility | CA | S011F | 0.5 | Solar Photovoltaic | SUN | PV | 2 | 2015 |  |  | (OP) Operating
17609 | Southern California Edison Co | 57225 | Solar Photovoltaic Project #11 | Electric Utility | CA | S011G | 0.5 | Solar Photovoltaic | SUN | PV | 2 | 2015 |  |  | (OP) Operating
17609 | Southern California Edison Co | 57226 | Solar Photovoltaic Project #12 | Electric Utility | CA | S012A | 0.5 | Solar Photovoltaic | SUN | PV | 8 | 2011 |  |  | (OP) Operating
17609 | Southern California Edison Co | 57227 | Solar Photovoltaic Project #13 | Electric Utility | CA | S013A | 0.5 | Solar Photovoltaic | SUN | PV | 2 | 2015 |  |  | (OP) Operating
17609 | Southern California Edison Co | 57227 | Solar Photovoltaic Project #13 | Electric Utility | CA | S013B | 0.5 | Solar Photovoltaic | SUN | PV | 2 | 2015 |  |  | (OP) Operating
17609 | Southern California Edison Co | 57227 | Solar Photovoltaic Project #13 | Electric Utility | CA | S013C | 0.5 | Solar Photovoltaic | SUN | PV | 2 | 2015 |  |  | (OP) Operating
17609 | Southern California Edison Co | 57227 | Solar Photovoltaic Project #13 | Electric Utility | CA | S013D | 0.5 | Solar Photovoltaic | SUN | PV | 2 | 2015 |  |  | (OP) Operating
17609 | Southern California Edison Co | 57227 | Solar Photovoltaic Project #13 | Electric Utility | CA | S013E | 0.5 | Solar Photovoltaic | SUN | PV | 2 | 2015 |  |  | (OP) Operating
17609 | Southern California Edison Co | 57227 | Solar Photovoltaic Project #13 | Electric Utility | CA | S013F | 0.5 | Solar Photovoltaic | SUN | PV | 2 | 2015 |  |  | (OP) Operating
17609 | Southern California Edison Co | 57227 | Solar Photovoltaic Project #13 | Electric Utility | CA | S013G | 0.5 | Solar Photovoltaic | SUN | PV | 2 | 2015 |  |  | (OP) Operating
17609 | Southern California Edison Co | 57229 | Solar Photovoltaic Project #15 | Electric Utility | CA | S015A | 0.5 | Solar Photovoltaic | SUN | PV | 1 | 2013 |  |  | (OP) Operating
17609 | Southern California Edison Co | 57229 | Solar Photovoltaic Project #15 | Electric Utility | CA | S015B | 0.5 | Solar Photovoltaic | SUN | PV | 1 | 2013 |  |  | (OP) Operating
17609 | Southern California Edison Co | 57229 | Solar Photovoltaic Project #15 | Electric Utility | CA | S015C | 0.5 | Solar Photovoltaic | SUN | PV | 1 | 2013 |  |  | (OP) Operating
17609 | Southern California Edison Co | 57229 | Solar Photovoltaic Project #15 | Electric Utility | CA | S015D | 0.5 | Solar Photovoltaic | SUN | PV | 1 | 2013 |  |  | (OP) Operating
17609 | Southern California Edison Co | 57229 | Solar Photovoltaic Project #15 | Electric Utility | CA | S015E | 0.5 | Solar Photovoltaic | SUN | PV | 1 | 2013 |  |  | (OP) Operating
17609 | Southern California Edison Co | 57229 | Solar Photovoltaic Project #15 | Electric Utility | CA | S015F | 0.5 | Solar Photovoltaic | SUN | PV | 1 | 2013 |  |  | (OP) Operating
17609 | Southern California Edison Co | 57229 | Solar Photovoltaic Project #15 | Electric Utility | CA | S015G | 0.5 | Solar Photovoltaic | SUN | PV | 1 | 2013 |  |  | (OP) Operating
17609 | Southern California Edison Co | 57230 | Solar Photovoltaic Project #16 | Electric Utility | CA | S016A | 0.5 | Solar Photovoltaic | SUN | PV | 2 | 2015 |  |  | (OP) Operating
17609 | Southern California Edison Co | 57230 | Solar Photovoltaic Project #16 | Electric Utility | CA | S016B | 0.5 | Solar Photovoltaic | SUN | PV | 2 | 2015 |  |  | (OP) Operating
17609 | Southern California Edison Co | 57230 | Solar Photovoltaic Project #16 | Electric Utility | CA | S016C | 0.5 | Solar Photovoltaic | SUN | PV | 2 | 2015 |  |  | (OP) Operating
17609 | Southern California Edison Co | 57231 | Solar Photovoltaic Project #17 | Electric Utility | CA | S017A | 0.5 | Solar Photovoltaic | SUN | PV | 1 | 2015 |  |  | (OP) Operating
17609 | Southern California Edison Co | 57231 | Solar Photovoltaic Project #17 | Electric Utility | CA | S017B | 0.5 | Solar Photovoltaic | SUN | PV | 1 | 2015 |  |  | (OP) Operating
17609 | Southern California Edison Co | 57231 | Solar Photovoltaic Project #17 | Electric Utility | CA | S017C | 0.5 | Solar Photovoltaic | SUN | PV | 1 | 2015 |  |  | (OP) Operating
17609 | Southern California Edison Co | 57231 | Solar Photovoltaic Project #17 | Electric Utility | CA | S017D | 0.5 | Solar Photovoltaic | SUN | PV | 1 | 2015 |  |  | (OP) Operating
17609 | Southern California Edison Co | 57231 | Solar Photovoltaic Project #17 | Electric Utility | CA | S017E | 0.5 | Solar Photovoltaic | SUN | PV | 1 | 2015 |  |  | (OP) Operating
17609 | Southern California Edison Co | 57231 | Solar Photovoltaic Project #17 | Electric Utility | CA | S017F | 0.5 | Solar Photovoltaic | SUN | PV | 1 | 2015 |  |  | (OP) Operating
17609 | Southern California Edison Co | 57231 | Solar Photovoltaic Project #17 | Electric Utility | CA | S017G | 0.5 | Solar Photovoltaic | SUN | PV | 1 | 2015 |  |  | (OP) Operating
17609 | Southern California Edison Co | 57232 | Solar Photovoltaic Project #18 | Electric Utility | CA | S018A | 0.5 | Solar Photovoltaic | SUN | PV | 11 | 2012 |  |  | (OP) Operating
17609 | Southern California Edison Co | 57232 | Solar Photovoltaic Project #18 | Electric Utility | CA | S018B | 0.5 | Solar Photovoltaic | SUN | PV | 11 | 2012 |  |  | (OP) Operating
17609 | Southern California Edison Co | 57232 | Solar Photovoltaic Project #18 | Electric Utility | CA | S018C | 0.5 | Solar Photovoltaic | SUN | PV | 11 | 2012 |  |  | (OP) Operating
17609 | Southern California Edison Co | 57236 | Solar Photovoltaic Project #23 | Electric Utility | CA | S023A | 0.5 | Solar Photovoltaic | SUN | PV | 1 | 2013 |  |  | (OP) Operating
17609 | Southern California Edison Co | 57236 | Solar Photovoltaic Project #23 | Electric Utility | CA | S023B | 0.5 | Solar Photovoltaic | SUN | PV | 1 | 2013 |  |  | (OP) Operating
17609 | Southern California Edison Co | 57236 | Solar Photovoltaic Project #23 | Electric Utility | CA | S023C | 0.5 | Solar Photovoltaic | SUN | PV | 1 | 2013 |  |  | (OP) Operating
17609 | Southern California Edison Co | 57236 | Solar Photovoltaic Project #23 | Electric Utility | CA | S023D | 0.5 | Solar Photovoltaic | SUN | PV | 1 | 2013 |  |  | (OP) Operating
17609 | Southern California Edison Co | 57236 | Solar Photovoltaic Project #23 | Electric Utility | CA | S023E | 0.5 | Solar Photovoltaic | SUN | PV | 1 | 2013 |  |  | (OP) Operating
17609 | Southern California Edison Co | 57237 | Solar Photovoltaic Project #22 | Electric Utility | CA | S022A | 0.5 | Solar Photovoltaic | SUN | PV | 8 | 2011 |  |  | (OP) Operating
17609 | Southern California Edison Co | 57237 | Solar Photovoltaic Project #22 | Electric Utility | CA | S022B | 0.5 | Solar Photovoltaic | SUN | PV | 8 | 2011 |  |  | (OP) Operating
17609 | Southern California Edison Co | 57237 | Solar Photovoltaic Project #22 | Electric Utility | CA | S022C | 0.5 | Solar Photovoltaic | SUN | PV | 8 | 2011 |  |  | (OP) Operating
17609 | Southern California Edison Co | 57237 | Solar Photovoltaic Project #22 | Electric Utility | CA | S022D | 0.5 | Solar Photovoltaic | SUN | PV | 8 | 2011 |  |  | (OP) Operating
56603 | Roth Rock Wind Farm LLC | 57239 | Roth Rock Wind Farm LLC | IPP Non-CHP | MD | SRRW1 | 40 | Onshore Wind Turbine | WND | WT | 8 | 2011 |  |  | (OP) Operating
56603 | Roth Rock Wind Farm LLC | 57240 | Roth Rock North Wind Farm, LLC | IPP Non-CHP | MD | SRRNW | 10 | Onshore Wind Turbine | WND | WT | 8 | 2011 |  |  | (OP) Operating
56611 | Gainesville Renewable Energy Center LLC | 57241 | Gainesville Renewable Energy Center | IPP Non-CHP | FL | 1 | 102.5 | Wood/Wood Waste Biomass | WDS | ST | 12 | 2013 |  |  | (OP) Operating
17650 | Southern Power Co | 57243 | Cimarron Solar Facility | IPP Non-CHP | NM | CIM1 | 30.6 | Solar Photovoltaic | SUN | PV | 12 | 2010 |  |  | (OP) Operating
56612 | Kit Carson Windpower LLC | 57244 | Kit Carson Windpower | IPP Non-CHP | CO | KCW | 51 | Onshore Wind Turbine | WND | WT | 11 | 2010 |  |  | (OP) Operating
17609 | Southern California Edison Co | 57245 | Solar Photovoltaic Project #26 | Electric Utility | CA | S026A | 0.5 | Solar Photovoltaic | SUN | PV | 2 | 2015 |  |  | (OP) Operating
17609 | Southern California Edison Co | 57245 | Solar Photovoltaic Project #26 | Electric Utility | CA | S026B | 0.5 | Solar Photovoltaic | SUN | PV | 2 | 2015 |  |  | (OP) Operating
17609 | Southern California Edison Co | 57245 | Solar Photovoltaic Project #26 | Electric Utility | CA | S026C | 0.5 | Solar Photovoltaic | SUN | PV | 2 | 2015 |  |  | (OP) Operating
17609 | Southern California Edison Co | 57245 | Solar Photovoltaic Project #26 | Electric Utility | CA | S026D | 0.5 | Solar Photovoltaic | SUN | PV | 2 | 2015 |  |  | (OP) Operating
17609 | Southern California Edison Co | 57245 | Solar Photovoltaic Project #26 | Electric Utility | CA | S026E | 0.5 | Solar Photovoltaic | SUN | PV | 2 | 2015 |  |  | (OP) Operating
17609 | Southern California Edison Co | 57245 | Solar Photovoltaic Project #26 | Electric Utility | CA | S026F | 0.5 | Solar Photovoltaic | SUN | PV | 2 | 2015 |  |  | (OP) Operating
17609 | Southern California Edison Co | 57245 | Solar Photovoltaic Project #26 | Electric Utility | CA | S026G | 0.5 | Solar Photovoltaic | SUN | PV | 2 | 2015 |  |  | (OP) Operating
17609 | Southern California Edison Co | 57245 | Solar Photovoltaic Project #26 | Electric Utility | CA | S026H | 0.5 | Solar Photovoltaic | SUN | PV | 2 | 2015 |  |  | (OP) Operating
17609 | Southern California Edison Co | 57245 | Solar Photovoltaic Project #26 | Electric Utility | CA | S026I | 0.5 | Solar Photovoltaic | SUN | PV | 2 | 2015 |  |  | (OP) Operating
17609 | Southern California Edison Co | 57245 | Solar Photovoltaic Project #26 | Electric Utility | CA | S026J | 0.5 | Solar Photovoltaic | SUN | PV | 2 | 2015 |  |  | (OP) Operating
17609 | Southern California Edison Co | 57245 | Solar Photovoltaic Project #26 | Electric Utility | CA | SO26K | 0.5 | Solar Photovoltaic | SUN | PV | 2 | 2015 |  |  | (OP) Operating
17609 | Southern California Edison Co | 57245 | Solar Photovoltaic Project #26 | Electric Utility | CA | SO26L | 0.5 | Solar Photovoltaic | SUN | PV | 2 | 2015 |  |  | (OP) Operating
17609 | Southern California Edison Co | 57246 | Solar Photovoltaic Project #27 | Electric Utility | CA | S027A | 0.5 | Solar Photovoltaic | SUN | PV | 2 | 2015 |  |  | (OP) Operating
17609 | Southern California Edison Co | 57246 | Solar Photovoltaic Project #27 | Electric Utility | CA | S027B | 0.5 | Solar Photovoltaic | SUN | PV | 2 | 2015 |  |  | (OP) Operating
17609 | Southern California Edison Co | 57246 | Solar Photovoltaic Project #27 | Electric Utility | CA | S027C | 0.5 | Solar Photovoltaic | SUN | PV | 2 | 2015 |  |  | (OP) Operating
17609 | Southern California Edison Co | 57246 | Solar Photovoltaic Project #27 | Electric Utility | CA | S027D | 0.5 | Solar Photovoltaic | SUN | PV | 2 | 2015 |  |  | (OP) Operating
17609 | Southern California Edison Co | 57247 | Solar Photovoltaic Project #28 | Electric Utility | CA | S028A | 0.5 | Solar Photovoltaic | SUN | PV | 2 | 2015 |  |  | (OP) Operating
17609 | Southern California Edison Co | 57247 | Solar Photovoltaic Project #28 | Electric Utility | CA | S028B | 0.5 | Solar Photovoltaic | SUN | PV | 2 | 2015 |  |  | (OP) Operating
17609 | Southern California Edison Co | 57247 | Solar Photovoltaic Project #28 | Electric Utility | CA | S028C | 0.5 | Solar Photovoltaic | SUN | PV | 2 | 2015 |  |  | (OP) Operating
17609 | Southern California Edison Co | 57247 | Solar Photovoltaic Project #28 | Electric Utility | CA | S028D | 0.5 | Solar Photovoltaic | SUN | PV | 2 | 2015 |  |  | (OP) Operating
17609 | Southern California Edison Co | 57247 | Solar Photovoltaic Project #28 | Electric Utility | CA | S028E | 0.5 | Solar Photovoltaic | SUN | PV | 2 | 2015 |  |  | (OP) Operating
17609 | Southern California Edison Co | 57247 | Solar Photovoltaic Project #28 | Electric Utility | CA | S028F | 0.5 | Solar Photovoltaic | SUN | PV | 2 | 2015 |  |  | (OP) Operating
17609 | Southern California Edison Co | 57247 | Solar Photovoltaic Project #28 | Electric Utility | CA | S028G | 0.5 | Solar Photovoltaic | SUN | PV | 2 | 2015 |  |  | (OP) Operating
6258 | Federated Rural Electric Assn | 57248 | Welcome Wind Turbine | Electric Utility | MN | WIND1 | 2.1 | Onshore Wind Turbine | WND | WT | 5 | 2008 |  |  | (OP) Operating
55920 | Bio-Gas Technologies LTD | 57249 | Renewable Energy Services of Ohio | IPP Non-CHP | OH | GEN1 | 1.6 | Landfill Gas | LFG | IC | 4 | 2010 |  |  | (OP) Operating
55920 | Bio-Gas Technologies LTD | 57249 | Renewable Energy Services of Ohio | IPP Non-CHP | OH | GEN2 | 0.8 | Landfill Gas | LFG | IC | 8 | 2014 |  |  | (OP) Operating
40211 | Wabash Valley Power Assn, Inc | 57250 | Earthmovers LFGTE | Electric Utility | IN | 1 | 0.8 | Landfill Gas | LFG | IC | 10 | 2010 |  |  | (OP) Operating
40211 | Wabash Valley Power Assn, Inc | 57250 | Earthmovers LFGTE | Electric Utility | IN | 2 | 0.8 | Landfill Gas | LFG | IC | 10 | 2010 |  |  | (OP) Operating
40211 | Wabash Valley Power Assn, Inc | 57250 | Earthmovers LFGTE | Electric Utility | IN | 3 | 0.8 | Landfill Gas | LFG | IC | 10 | 2010 |  |  | (OP) Operating
40211 | Wabash Valley Power Assn, Inc | 57250 | Earthmovers LFGTE | Electric Utility | IN | 4 | 0.8 | Landfill Gas | LFG | IC | 10 | 2010 |  |  | (OP) Operating
40211 | Wabash Valley Power Assn, Inc | 57250 | Earthmovers LFGTE | Electric Utility | IN | 5 | 0.8 | Landfill Gas | LFG | IC | 10 | 2010 |  |  | (OP) Operating
40211 | Wabash Valley Power Assn, Inc | 57250 | Earthmovers LFGTE | Electric Utility | IN | 6 | 0.8 | Landfill Gas | LFG | IC | 10 | 2010 |  |  | (OP) Operating
9425 | Iowa Lakes Electric Coop | 57251 | Lakota Wind Wind Farm | Electric Utility | IA | LAK1 | 10.5 | Onshore Wind Turbine | WND | WT | 3 | 2009 |  |  | (OP) Operating
9425 | Iowa Lakes Electric Coop | 57252 | Iowa Lakes Superior Wind Farm | Electric Utility | IA | SUP1 | 10.5 | Onshore Wind Turbine | WND | WT | 4 | 2009 |  |  | (OP) Operating
56619 | Air Force Civil Engineer Center | 57253 | MA Military Reservation Wind Project | IPP Non-CHP | MA | 1 | 1.5 | Onshore Wind Turbine | WND | WT | 12 | 2009 |  |  | (OP) Operating
56619 | Air Force Civil Engineer Center | 57253 | MA Military Reservation Wind Project | IPP Non-CHP | MA | 2 | 1.5 | Onshore Wind Turbine | WND | WT | 11 | 2011 |  |  | (OP) Operating
56619 | Air Force Civil Engineer Center | 57253 | MA Military Reservation Wind Project | IPP Non-CHP | MA | 3 | 1.5 | Onshore Wind Turbine | WND | WT | 11 | 2011 |  |  | (OP) Operating
56618 | Victor Valley Community College District | 57254 | Victor Valley CC CPV Solar | Commercial Non-CHP | CA | 1PV | 1 | Solar Photovoltaic | SUN | PV | 6 | 2010 |  |  | (OP) Operating
56769 | Consolidated Edison Development Inc. | 57256 | PA Solar Park | IPP Non-CHP | PA | 1 | 10 | Solar Photovoltaic | SUN | PV | 10 | 2012 |  |  | (OP) Operating
56617 | Iowa Lakes Community College | 57257 | Iowa Lakes Community College Wind Farm | Commercial Non-CHP | IA | VMN82 | 1 | Onshore Wind Turbine | WND | WT | 2 | 2005 |  |  | (OP) Operating
56630 | Texico Wind LP | 57258 | Texico Wind Ranch LP | IPP Non-CHP | NM | 1 | 1.9 | Onshore Wind Turbine | WND | WT | 12 | 2003 |  |  | (OP) Operating
56629 | Lubbock Wind LLC | 57259 | Lubbock Wind Ranch | IPP Non-CHP | TX | 1 | 7.5 | Onshore Wind Turbine | WND | WT | 2 | 2010 |  |  | (OP) Operating
34505 | Edison Mission Energy | 57260 | Cedro Hill Wind LLC | IPP Non-CHP | TX | 1 | 150 | Onshore Wind Turbine | WND | WT | 12 | 2010 |  |  | (OP) Operating
34505 | Edison Mission Energy | 57261 | Taloga Wind LLC | IPP Non-CHP | OK | 1 | 130 | Onshore Wind Turbine | WND | WT | 7 | 2011 |  |  | (OP) Operating
34505 | Edison Mission Energy | 57262 | Laredo Ridge Wind LLC | IPP Non-CHP | NE | 1 | 79.9 | Onshore Wind Turbine | WND | WT | 2 | 2011 |  |  | (OP) Operating
56627 | DeWind Co. | 57263 | Little Pringle I Wind Farm | IPP Non-CHP | TX | LP1 | 10 | Onshore Wind Turbine | WND | WT | 10 | 2010 |  |  | (OP) Operating
56627 | DeWind Co. | 57264 | Little Pringle II Wind Farm | IPP Non-CHP | TX | LP2 | 10 | Onshore Wind Turbine | WND | WT | 10 | 2010 |  |  | (OP) Operating
11804 | Massachusetts Electric Co | 57265 | Dorchester Solar Site | Electric Utility | MA | 1 | 1 | Solar Photovoltaic | SUN | PV | 1 | 2012 |  |  | (OP) Operating
56635 | NRG Marsh Landing LLC | 57267 | Marsh Landing Generating Station | IPP Non-CHP | CA | 1 | 191.9 | Natural Gas Fired Combustion Turbine | NG | GT | 5 | 2013 |  |  | (OP) Operating
56635 | NRG Marsh Landing LLC | 57267 | Marsh Landing Generating Station | IPP Non-CHP | CA | 2 | 190 | Natural Gas Fired Combustion Turbine | NG | GT | 5 | 2013 |  |  | (OP) Operating
56635 | NRG Marsh Landing LLC | 57267 | Marsh Landing Generating Station | IPP Non-CHP | CA | 3 | 191 | Natural Gas Fired Combustion Turbine | NG | GT | 5 | 2013 |  |  | (OP) Operating
56635 | NRG Marsh Landing LLC | 57267 | Marsh Landing Generating Station | IPP Non-CHP | CA | 4 | 191.4 | Natural Gas Fired Combustion Turbine | NG | GT | 5 | 2013 |  |  | (OP) Operating
57170 | EDF Renewable Asset Holdings, Inc. | 57268 | Chestnut Flats Wind Farm | IPP Non-CHP | PA | 1 | 38 | Onshore Wind Turbine | WND | WT | 12 | 2011 |  |  | (OP) Operating
11804 | Massachusetts Electric Co | 57269 | Haverhill Solar Power Project | Electric Utility | MA | 1 | 0.8 | Solar Photovoltaic | SUN | PV | 12 | 2010 |  |  | (OP) Operating
11804 | Massachusetts Electric Co | 57270 | NEDC Solar Site | Electric Utility | MA | 1 | 0.8 | Solar Photovoltaic | SUN | PV | 6 | 2010 |  |  | (OP) Operating
56642 | Grant County Wind LLC | 57274 | Grant County Wind LLC | IPP Non-CHP | MN | 1 | 20 | Onshore Wind Turbine | WND | WT | 12 | 2010 |  |  | (OP) Operating
34505 | Edison Mission Energy | 57278 | Crofton Bluffs Wind LLC | IPP Non-CHP | NE | CWET1 | 40 | Onshore Wind Turbine | WND | WT | 11 | 2012 |  |  | (OP) Operating
56645 | Aqua America Inc | 57280 | Aqua Ingrams Mill | IPP Non-CHP | PA | 1 | 0.4 | Solar Photovoltaic | SUN | PV | 12 | 2009 |  |  | (OP) Operating | [5 empty] | 0
34691 | Ormat Nevada Inc | 57281 | OREG 3 Inc | IPP Non-CHP | MN | CS13 | 5 | All Other | WH | OT | 8 | 2010 |  |  | (OP) Operating
2770 | Terra-Gen Operating Co LLC | 57282 | Alta Wind Energy Center I | IPP Non-CHP | CA | AW01 | 150 | Onshore Wind Turbine | WND | WT | 1 | 2011 |  |  | (OP) Operating
56625 | Flat Water Wind Farm LLC | 57283 | Flat Water Wind Farm LLC | IPP Non-CHP | NE | WTG1 | 60 | Onshore Wind Turbine | WND | WT | 12 | 2010 |  |  | (OP) Operating
59050 | Algonquin Power Co | 57284 | Minonk Wind Farm | IPP Non-CHP | IL | 1 | 192.3 | Onshore Wind Turbine | WND | WT | 11 | 2012 |  |  | (OP) Operating
59050 | Algonquin Power Co | 57285 | Sandy Ridge Wind Farm | IPP Non-CHP | PA | 1 | 48.2 | Onshore Wind Turbine | WND | WT | 2 | 2012 |  |  | (OP) Operating
14063 | Oklahoma Gas & Electric Co | 57286 | OU Spirit Wind Farm | Electric Utility | OK | WT1 | 101.2 | Onshore Wind Turbine | WND | WT | 12 | 2009 |  |  | (OP) Operating
15399 | Iberdrola Renewables Inc | 57287 | Hardscrabble Wind Power LLC | IPP Non-CHP | NY | 1 | 74 | Onshore Wind Turbine | WND | WT | 1 | 2011 |  |  | (OP) Operating
58150 | Big Blue Wind Farm LLC | 57289 | Big Blue | IPP Non-CHP | MN | BBWP | 36 | Onshore Wind Turbine | WND | WT | 12 | 2012 |  |  | (OP) Operating
56653 | Northern Colorado Wind LLC | 57290 | Northern Colorado Wind LLC | IPP Non-CHP | CO | GE | 22.5 | Onshore Wind Turbine | WND | WT | 8 | 2009 |  |  | (OP) Operating
56653 | Northern Colorado Wind LLC | 57290 | Northern Colorado Wind LLC | IPP Non-CHP | CO | SIEM | 151.8 | Onshore Wind Turbine | WND | WT | 8 | 2009 |  |  | (OP) Operating
2770 | Terra-Gen Operating Co LLC | 57291 | Alta Wind Energy Center II | IPP Non-CHP | CA | AW02 | 150 | Onshore Wind Turbine | WND | WT | 1 | 2011 |  |  | (OP) Operating
2770 | Terra-Gen Operating Co LLC | 57292 | Alta Wind Energy Center III | IPP Non-CHP | CA | AW03 | 150 | Onshore Wind Turbine | WND | WT | 2 | 2011 |  |  | (OP) Operating
2770 | Terra-Gen Operating Co LLC | 57293 | Alta Wind Energy Center IV | IPP Non-CHP | CA | AW04 | 102 | Onshore Wind Turbine | WND | WT | 4 | 2011 |  |  | (OP) Operating
2770 | Terra-Gen Operating Co LLC | 57294 | Alta Wind Energy Center V | IPP Non-CHP | CA | AW05 | 168 | Onshore Wind Turbine | WND | WT | 4 | 2011 |  |  | (OP) Operating
59397 | NRG Solar Alpine | 57295 | Alpine Solar | IPP Non-CHP | CA | 1 | 66 | Solar Photovoltaic | SUN | PV | 2 | 2013 |  |  | (OP) Operating
56654 | Carleton College | 57296 | Carleton College | Commercial Non-CHP | MN | GEN1 | 2.3 | Petroleum Liquids | DFO | IC | 6 | 2009 |  |  | (SB) Standby/Backup: available for service but not normally used
56654 | Carleton College | 57296 | Carleton College | Commercial Non-CHP | MN | GEN2 | 2.3 | Petroleum Liquids | DFO | IC | 6 | 2009 |  |  | (SB) Standby/Backup: available for service but not normally used
56654 | Carleton College | 57296 | Carleton College | Commercial Non-CHP | MN | WIND1 | 1.6 | Onshore Wind Turbine | WND | WT | 9 | 2004 |  |  | (OP) Operating
56654 | Carleton College | 57296 | Carleton College | Commercial Non-CHP | MN | WIND2 | 1.6 | Onshore Wind Turbine | WND | WT | 10 | 2011 |  |  | (OP) Operating
55938 | Industrial Power Generating Company LLC | 57298 | Cedar Hills | IPP Non-CHP | WA | 1 | 0.3 | Landfill Gas | LFG | IC | 4 | 2009 |  |  | (OP) Operating
55938 | Industrial Power Generating Company LLC | 57298 | Cedar Hills | IPP Non-CHP | WA | 10 | 0.3 | Landfill Gas | LFG | IC | 4 | 2009 |  |  | (OP) Operating
55938 | Industrial Power Generating Company LLC | 57298 | Cedar Hills | IPP Non-CHP | WA | 11 | 0.3 | Landfill Gas | LFG | IC | 4 | 2009 |  |  | (OP) Operating
55938 | Industrial Power Generating Company LLC | 57298 | Cedar Hills | IPP Non-CHP | WA | 12 | 0.3 | Landfill Gas | LFG | IC | 4 | 2009 |  |  | (OP) Operating
55938 | Industrial Power Generating Company LLC | 57298 | Cedar Hills | IPP Non-CHP | WA | 13 | 0.3 | Landfill Gas | LFG | IC | 4 | 2009 |  |  | (OP) Operating
55938 | Industrial Power Generating Company LLC | 57298 | Cedar Hills | IPP Non-CHP | WA | 14 | 0.3 | Landfill Gas | LFG | IC | 4 | 2009 |  |  | (OP) Operating
55938 | Industrial Power Generating Company LLC | 57298 | Cedar Hills | IPP Non-CHP | WA | 15 | 0.3 | Landfill Gas | LFG | IC | 4 | 2009 |  |  | (OP) Operating
55938 | Industrial Power Generating Company LLC | 57298 | Cedar Hills | IPP Non-CHP | WA | 16 | 0.3 | Landfill Gas | LFG | IC | 4 | 2009 |  |  | (OP) Operating
55938 | Industrial Power Generating Company LLC | 57298 | Cedar Hills | IPP Non-CHP | WA | 17 | 0.3 | Landfill Gas | LFG | IC | 4 | 2009 |  |  | (OP) Operating
55938 | Industrial Power Generating Company LLC | 57298 | Cedar Hills | IPP Non-CHP | WA | 18 | 0.3 | Landfill Gas | LFG | IC | 4 | 2009 |  |  | (OP) Operating
55938 | Industrial Power Generating Company LLC | 57298 | Cedar Hills | IPP Non-CHP | WA | 2 | 0.3 | Landfill Gas | LFG | IC | 4 | 2009 |  |  | (OP) Operating
55938 | Industrial Power Generating Company LLC | 57298 | Cedar Hills | IPP Non-CHP | WA | 3 | 0.3 | Landfill Gas | LFG | IC | 4 | 2009 |  |  | (OP) Operating
55938 | Industrial Power Generating Company LLC | 57298 | Cedar Hills | IPP Non-CHP | WA | 4 | 0.3 | Landfill Gas | LFG | IC | 4 | 2009 |  |  | (OP) Operating
55938 | Industrial Power Generating Company LLC | 57298 | Cedar Hills | IPP Non-CHP | WA | 5 | 0.3 | Landfill Gas | LFG | IC | 4 | 2009 |  |  | (OP) Operating
55938 | Industrial Power Generating Company LLC | 57298 | Cedar Hills | IPP Non-CHP | WA | 6 | 0.3 | Landfill Gas | LFG | IC | 4 | 2009 |  |  | (OP) Operating
55938 | Industrial Power Generating Company LLC | 57298 | Cedar Hills | IPP Non-CHP | WA | 7 | 0.3 | Landfill Gas | LFG | IC | 4 | 2009 |  |  | (OP) Operating
55938 | Industrial Power Generating Company LLC | 57298 | Cedar Hills | IPP Non-CHP | WA | 8 | 0.3 | Landfill Gas | LFG | IC | 4 | 2009 |  |  | (OP) Operating
55938 | Industrial Power Generating Company LLC | 57298 | Cedar Hills | IPP Non-CHP | WA | 9 | 0.3 | Landfill Gas | LFG | IC | 4 | 2009 |  |  | (OP) Operating
14354 | PacifiCorp | 57299 | Dunlap | Electric Utility | WY | 1 | 111 | Onshore Wind Turbine | WND | WT | 10 | 2010 |  |  | (OP) Operating
56661 | Criterion Power Partners LLC | 57300 | Criterion Wind Project | IPP Non-CHP | MD | 1 | 70 | Onshore Wind Turbine | WND | WT | 12 | 2010 |  |  | (OP) Operating
56665 | Dutch Energy Corporation | 57301 | Dutch Wind Energy | IPP Non-CHP | CA | DEC | 8 | Onshore Wind Turbine | WND | WT | 8 | 1994 |  |  | (OP) Operating |  |  | 0 |  |  | 0
56664 | Garnet Energy Corporation | 57302 | Garnet Wind Energy Center | IPP Non-CHP | CA | 1 | 6.5 | Onshore Wind Turbine | WND | WT | 6 | 2009 |  |  | (OP) Operating |  |  | 0 |  |  | 0
56667 | Loraine Windpower Park LLC | 57303 | Loraine Windpark Project LLC | IPP Non-CHP | TX | LWG1 | 75 | Onshore Wind Turbine | WND | WT | 10 | 2009 |  |  | (OP) Operating
56667 | Loraine Windpower Park LLC | 57303 | Loraine Windpark Project LLC | IPP Non-CHP | TX | LWG2 | 75 | Onshore Wind Turbine | WND | WT | 10 | 2009 |  |  | (OP) Operating
11208 | Los Angeles Department of Water & Power | 57305 | Adelanto Solar Project | Electric Utility | CA | 1 | 10 | Solar Photovoltaic | SUN | PV | 6 | 2012 |  |  | (OP) Operating
11208 | Los Angeles Department of Water & Power | 57306 | Pine Tree Solar Project | Electric Utility | CA | 1 | 8.5 | Solar Photovoltaic | SUN | PV | 3 | 2013 |  |  | (OP) Operating
11208 | Los Angeles Department of Water & Power | 57310 | 1420 Coil Av #C | Commercial Non-CHP | CA | 1 | 1.3 | Solar Photovoltaic | SUN | PV | 3 | 2011 |  |  | (OP) Operating
11208 | Los Angeles Department of Water & Power | 57311 | Occidental College Solar Project | Commercial Non-CHP | CA | 1 | 1 | Solar Photovoltaic | SUN | PV | 2 | 2013 |  |  | (OP) Operating
11208 | Los Angeles Department of Water & Power | 57313 | Metro Support Services Center Solar | Commercial Non-CHP | CA | 1 | 1.2 | Solar Photovoltaic | SUN | PV | 4 | 2005 |  |  | (OP) Operating
11208 | Los Angeles Department of Water & Power | 57314 | Los Angeles Harbor College | Commercial Non-CHP | CA | 1 | 1.2 | Solar Photovoltaic | SUN | PV | 10 | 2010 |  |  | (OP) Operating |  |  |  | 2016 | 9 | 0.3
56662 | Cedar Point LLC | 57315 | Cedar Point Wind | IPP Non-CHP | CO | 1-139 | 243 | Onshore Wind Turbine | WND | WT | 5 | 2011 |  |  | (OP) Operating
15399 | Iberdrola Renewables Inc | 57317 | San Luis Valley Solar Ranch | IPP Non-CHP | CO | 1 | 35 | Solar Photovoltaic | SUN | PV | 12 | 2011 |  |  | (OP) Operating
15399 | Iberdrola Renewables Inc | 57318 | Copper Crossing Solar LLC | IPP Non-CHP | AZ | 1 | 20 | Solar Photovoltaic | SUN | PV | 12 | 2011 |  |  | (OP) Operating
15399 | Iberdrola Renewables Inc | 57319 | Big Horn Wind II | IPP Non-CHP | WA | 1 | 50 | Onshore Wind Turbine | WND | WT | 1 | 2011 |  |  | (OP) Operating
15399 | Iberdrola Renewables Inc | 57320 | Juniper Canyon I Wind Project | IPP Non-CHP | WA | 1 | 151.2 | Onshore Wind Turbine | WND | WT | 3 | 2011 |  |  | (OP) Operating
56663 | Mayberry Solar LLC | 57321 | Mayberry Solar LLC | IPP Non-CHP | NC | 1PV | 1.2 | Solar Photovoltaic | SUN | PV | 10 | 2011 |  |  | (OP) Operating
56672 | Targa Co-Generation LLC | 57322 | Mont Belvieu Cogeneration Unit | Industrial CHP | TX | GT01 | 12.3 | Natural Gas Fired Combustion Turbine | NG | GT | 7 | 2009 |  |  | (OP) Operating
56679 | Sierra SunTower LLC | 57323 | Sierra SunTower Solar Gen Station | IPP Non-CHP | CA | UNIT1 | 3.2 | Solar Thermal without Energy Storage | SUN | ST | 7 | 2009 |  |  | (OS) Out of service and NOT expected to return to service in next calendar year
56678 | FPL Energy Illinois Wind LLC | 57325 | FPL Energy Illinois Wind LLC | IPP Non-CHP | IL | GE1.5 | 217.5 | Onshore Wind Turbine | WND | WT | 12 | 2009 |  |  | (OP) Operating
56680 | Diamond Shamrock Refining Company LP | 57326 | Sunray Wind I | IPP Non-CHP | TX | WND1 | 49.5 | Onshore Wind Turbine | WND | WT | 9 | 2009 |  |  | (OP) Operating
56682 | Duke Energy Top Of the World WindPower | 57327 | Top of the World Windpower Project | IPP Non-CHP | WY | TOTW1 | 200 | Onshore Wind Turbine | WND | WT | 10 | 2010 |  |  | (OP) Operating
56681 | Kent County Levy Court Dept of Pub Work | 57330 | Kent County Wastewater Treatment Solar | IPP Non-CHP | DE | 1 | 1.2 | Solar Photovoltaic | SUN | PV | 3 | 2011 |  |  | (OP) Operating
56660 | Mojave Solar LLC | 57331 | Mojave Solar Project | IPP Non-CHP | CA | MSP1 | 125 | Solar Thermal without Energy Storage | SUN | ST | 12 | 2014 |  |  | (OP) Operating
56660 | Mojave Solar LLC | 57331 | Mojave Solar Project | IPP Non-CHP | CA | MSP2 | 125 | Solar Thermal without Energy Storage | SUN | ST | 12 | 2014 |  |  | (OP) Operating
14063 | Oklahoma Gas & Electric Co | 57332 | Crossroads Wind Farm | Electric Utility | OK | 1-98 | 227 | Onshore Wind Turbine | WND | WT | 1 | 2012 |  |  | (OP) Operating
15399 | Iberdrola Renewables Inc | 57333 | Leaning Juniper Wind Power II | IPP Non-CHP | OR | 1 | 201 | Onshore Wind Turbine | WND | WT | 3 | 2011 |  |  | (OP) Operating
5416 | Duke Energy Carolinas, LLC | 57334 | DE Solar 10240 Old Dowd Rd | Electric Utility | NC | PV01 | 1.9 | Solar Photovoltaic | SUN | PV | 9 | 2010 |  |  | (OP) Operating
5416 | Duke Energy Carolinas, LLC | 57335 | DE Solar 657 Brigham Rd | Electric Utility | NC | PV01 | 1.3 | Solar Photovoltaic | SUN | PV | 4 | 2010 |  |  | (OP) Operating
5416 | Duke Energy Carolinas, LLC | 57336 | DE Solar 1725 Drywall Dr | Electric Utility | NC | PV01 | 1 | Solar Photovoltaic | SUN | PV | 1 | 2010 |  |  | (OP) Operating
56673 | White Oak Solar Energy LLC | 57337 | Dover Sun Park | IPP Non-CHP | DE | 1 | 10 | Solar Photovoltaic | SUN | PV | 7 | 2011 |  |  | (OP) Operating
59400 | NRG Solar Roadrunner | 57338 | Roadrunner Solar | IPP Non-CHP | NM | 1 | 20 | Solar Photovoltaic | SUN | PV | 8 | 2011 |  |  | (OP) Operating
15477 | Public Service Elec & Gas Co | 57341 | Silver Lake Solar Farm | Electric Utility | NJ | SILV | 1.7 | Solar Photovoltaic | SUN | PV | 10 | 2010 |  |  | (OP) Operating
56684 | White Oak Energy LLC | 57342 | White Oak Energy LLC | IPP Non-CHP | IL | 1 | 150 | Onshore Wind Turbine | WND | WT | 6 | 2011 |  |  | (OP) Operating
56685 | Cargill Inc | 57343 | Cargill B6 Biofactory | IPP CHP | ID | 1 | 1.1 | Other Waste Biomass | OBG | IC | 12 | 2009 |  |  | (OA) Out of service but expected to return to service in next calendar year
56685 | Cargill Inc | 57343 | Cargill B6 Biofactory | IPP CHP | ID | 2 | 1.1 | Other Waste Biomass | OBG | IC | 12 | 2009 |  |  | (OA) Out of service but expected to return to service in next calendar year
58992 | AgPower DCD, LLC | 57344 | Cargill Dry Creek Biofactory | Industrial CHP | ID | GS1 | 0.8 | Other Waste Biomass | OBG | IC | 10 | 2008 |  |  | (OP) Operating
58992 | AgPower DCD, LLC | 57344 | Cargill Dry Creek Biofactory | Industrial CHP | ID | GS2 | 0.8 | Other Waste Biomass | OBG | IC | 10 | 2008 |  |  | (OP) Operating
58992 | AgPower DCD, LLC | 57344 | Cargill Dry Creek Biofactory | Industrial CHP | ID | GS3 | 0.8 | Other Waste Biomass | OBG | IC | 10 | 2008 |  |  | (OP) Operating
56685 | Cargill Inc | 57345 | Cargill Kettle Butte Biofactory | IPP CHP | ID | 1 | 0.9 | Other Waste Biomass | OBG | IC | 5 | 2011 |  |  | (OP) Operating
56685 | Cargill Inc | 57345 | Cargill Kettle Butte Biofactory | IPP CHP | ID | 2 | 0.9 | Other Waste Biomass | OBG | IC | 5 | 2011 |  |  | (OP) Operating
56683 | Elk City LLC | 57346 | Elk City LLC | IPP Non-CHP | OK | 1 | 98.9 | Onshore Wind Turbine | WND | WT | 12 | 2009 |  |  | (OP) Operating
56683 | Elk City LLC | 57346 | Elk City LLC | IPP Non-CHP | OK | 2 | 99.2 | Onshore Wind Turbine | WND | WT | 12 | 2010 |  |  | (OP) Operating
56688 | Baldwin Wind LLC | 57347 | Baldwin Wind LLC | IPP Non-CHP | ND | GE1 | 102.4 | Onshore Wind Turbine | WND | WT | 12 | 2010 |  |  | (OP) Operating
56687 | CityCenter Land LLC | 57348 | CityCenter Central Plant Cogen Units | Commercial CHP | NV | UNITA | 4 | Natural Gas Fired Combustion Turbine | NG | GT | 12 | 2009 |  |  | (OP) Operating
56687 | CityCenter Land LLC | 57348 | CityCenter Central Plant Cogen Units | Commercial CHP | NV | UNITB | 4 | Natural Gas Fired Combustion Turbine | NG | GT | 12 | 2009 |  |  | (OP) Operating
56691 | Garrison Energy Center LLC | 57349 | Garrison Energy Center LLC | IPP Non-CHP | DE | CTG1 | 183 | Natural Gas Fired Combined Cycle | NG | CT | 6 | 2015 |  |  | (OP) Operating
56691 | Garrison Energy Center LLC | 57349 | Garrison Energy Center LLC | IPP Non-CHP | DE | STG2 | 126 | Natural Gas Fired Combined Cycle | NG | CA | 6 | 2015 |  |  | (OP) Operating
56690 | Town of Portsmouth | 57350 | Portsmouth Wind Turbine | IPP Non-CHP | RI | WTG-1 | 1.5 | Onshore Wind Turbine | WND | WT | 3 | 2009 |  |  | (OA) Out of service but expected to return to service in next calendar year
56689 | Renew Energy Maintenance LLC | 57351 | Uilk Wind LLC | Commercial Non-CHP | MN | FA01 | 1.5 | Onshore Wind Turbine | WND | WT | 1 | 2010 |  |  | (OP) Operating
56689 | Renew Energy Maintenance LLC | 57351 | Uilk Wind LLC | Commercial Non-CHP | MN | FA02 | 1.5 | Onshore Wind Turbine | WND | WT | 1 | 2010 |  |  | (OP) Operating
56689 | Renew Energy Maintenance LLC | 57351 | Uilk Wind LLC | Commercial Non-CHP | MN | FA03 | 1.5 | Onshore Wind Turbine | WND | WT | 1 | 2010 |  |  | (OP) Operating
15477 | Public Service Elec & Gas Co | 57352 | Trenton Solar Farm | Electric Utility | NJ | TREN | 1 | Solar Photovoltaic | SUN | PV | 10 | 2010 |  |  | (OP) Operating
56694 | Thermo No 1 BE 01 LLC | 57353 | Thermo No 1 | IPP Non-CHP | UT | 2 | 14 | Geothermal | GEO | BT | 4 | 2013 |  |  | (OP) Operating
56693 | Fox Island Wind LLC | 57354 | Fox Island Wind LLC | IPP Non-CHP | ME | 1 | 4.5 | Onshore Wind Turbine | WND | WT | 11 | 2009 |  |  | (OP) Operating
55938 | Industrial Power Generating Company LLC | 57356 | Henrico | IPP Non-CHP | VA | 1 | 0.3 | Landfill Gas | LFG | IC | 9 | 2010 |  |  | (OP) Operating
55938 | Industrial Power Generating Company LLC | 57356 | Henrico | IPP Non-CHP | VA | 10 | 0.3 | Landfill Gas | LFG | IC | 9 | 2010 |  |  | (OP) Operating
55938 | Industrial Power Generating Company LLC | 57356 | Henrico | IPP Non-CHP | VA | 11 | 0.3 | Landfill Gas | LFG | IC | 9 | 2010 |  |  | (OP) Operating
55938 | Industrial Power Generating Company LLC | 57356 | Henrico | IPP Non-CHP | VA | 12 | 0.3 | Landfill Gas | LFG | IC | 9 | 2010 |  |  | (OP) Operating
55938 | Industrial Power Generating Company LLC | 57356 | Henrico | IPP Non-CHP | VA | 2 | 0.3 | Landfill Gas | LFG | IC | 9 | 2010 |  |  | (OP) Operating
55938 | Industrial Power Generating Company LLC | 57356 | Henrico | IPP Non-CHP | VA | 3 | 0.3 | Landfill Gas | LFG | IC | 9 | 2010 |  |  | (OP) Operating
55938 | Industrial Power Generating Company LLC | 57356 | Henrico | IPP Non-CHP | VA | 4 | 0.3 | Landfill Gas | LFG | IC | 9 | 2010 |  |  | (OP) Operating
55938 | Industrial Power Generating Company LLC | 57356 | Henrico | IPP Non-CHP | VA | 5 | 0.3 | Landfill Gas | LFG | IC | 9 | 2010 |  |  | (OP) Operating
55938 | Industrial Power Generating Company LLC | 57356 | Henrico | IPP Non-CHP | VA | 6 | 0.3 | Landfill Gas | LFG | IC | 9 | 2010 |  |  | (OP) Operating
55938 | Industrial Power Generating Company LLC | 57356 | Henrico | IPP Non-CHP | VA | 7 | 0.3 | Landfill Gas | LFG | IC | 9 | 2010 |  |  | (OP) Operating
55938 | Industrial Power Generating Company LLC | 57356 | Henrico | IPP Non-CHP | VA | 8 | 0.3 | Landfill Gas | LFG | IC | 9 | 2010 |  |  | (OP) Operating
55938 | Industrial Power Generating Company LLC | 57356 | Henrico | IPP Non-CHP | VA | 9 | 0.3 | Landfill Gas | LFG | IC | 9 | 2010 |  |  | (OP) Operating
56698 | Red Mesa Wind LLC | 57357 | Red Mesa Wind LLC | IPP Non-CHP | NM | EXIS | 102.4 | Onshore Wind Turbine | WND | WT | 12 | 2010 |  |  | (OP) Operating
56699 | CPV Keenan II Renewable Energy Co LLC | 57358 | Keenan II Renewable Energy Co LLC | IPP Non-CHP | OK | 1 | 151.8 | Onshore Wind Turbine | WND | WT | 12 | 2010 |  |  | (OP) Operating
56700 | Avenal Solar Holdings LLC | 57359 | Avenal Park | IPP Non-CHP | CA | 1 | 6 | Solar Photovoltaic | SUN | PV | 8 | 2011 |  |  | (OP) Operating
56700 | Avenal Solar Holdings LLC | 57360 | Sun City Project LLC | IPP Non-CHP | CA | 1 | 20 | Solar Photovoltaic | SUN | PV | 8 | 2011 |  |  | (OP) Operating
56700 | Avenal Solar Holdings LLC | 57361 | Sand Drag LLC | IPP Non-CHP | CA | 1 | 19 | Solar Photovoltaic | SUN | PV | 8 | 2011 |  |  | (OP) Operating
56701 | The Hankin Group | 57362 | Morgantown Solar Park | IPP Non-CHP | PA | 1 | 1.6 | Solar Photovoltaic | SUN | PV | 11 | 2011 |  |  | (OP) Operating
56702 | 510 REPP One LLC | 57363 | 510 REPP One | IPP Non-CHP | NC | 1 | 1.3 | Solar Photovoltaic | SUN | PV | 9 | 2014 |  |  | (OP) Operating
56707 | Yuma County Water User's Association | 57364 | Siphon Drop Power Plant | IPP Non-CHP | CA | 1 | 2.2 | Conventional Hydroelectric | WAT | HY | 9 | 1987 |  |  | (OP) Operating
56707 | Yuma County Water User's Association | 57364 | Siphon Drop Power Plant | IPP Non-CHP | CA | 2 | 2.2 | Conventional Hydroelectric | WAT | HY | 12 | 1987 |  |  | (OP) Operating
56703 | MP Durham LLC | 57365 | MP Durham LLC | IPP Non-CHP | NC | 1A | 1.1 | Landfill Gas | LFG | IC | 2 | 2010 |  |  | (OP) Operating
56703 | MP Durham LLC | 57365 | MP Durham LLC | IPP Non-CHP | NC | 1B | 1.1 | Landfill Gas | LFG | IC | 2 | 2010 |  |  | (OP) Operating
56703 | MP Durham LLC | 57365 | MP Durham LLC | IPP Non-CHP | NC | 1C | 1.1 | Landfill Gas | LFG | IC | 2 | 2010 |  |  | (OP) Operating
56704 | MP Wayne LLC | 57366 | MP Wayne LLC | IPP Non-CHP | NC | 1A | 1.1 | Landfill Gas | LFG | IC | 12 | 2010 |  |  | (OP) Operating
56704 | MP Wayne LLC | 57366 | MP Wayne LLC | IPP Non-CHP | NC | 1B | 1.1 | Landfill Gas | LFG | IC | 12 | 2010 |  |  | (OP) Operating
56704 | MP Wayne LLC | 57366 | MP Wayne LLC | IPP Non-CHP | NC | 1C | 1.1 | Landfill Gas | LFG | IC | 12 | 2010 |  |  | (OP) Operating
56705 | Pocono International Raceway Inc | 57367 | Pocono Solar Project | Commercial Non-CHP | PA | POCON | 3 | Solar Photovoltaic | SUN | PV | 8 | 2010 |  |  | (OP) Operating
56696 | Alamosa Operating Services LLC | 57368 | Cogentrix of Alamosa | IPP Non-CHP | CO | 1 | 30 | Solar Photovoltaic | SUN | PV | 4 | 2012 |  |  | (OP) Operating
56706 | Chevron Technology Ventures | 57369 | Questa Solar Facility | IPP Non-CHP | NM | QST | 1 | Solar Photovoltaic | SUN | PV | 1 | 2011 | 12 | 2019 | (OP) Operating
57170 | EDF Renewable Asset Holdings, Inc. | 57372 | Bellevue Solar Project | IPP Non-CHP | OR | INV-1 | 1.6 | Solar Photovoltaic | SUN | PV | 10 | 2011 |  |  | (OP) Operating
59396 | Agua Caliente Solar | 57373 | Agua Caliente Solar Project | IPP Non-CHP | AZ | AGU1 | 90.7 | Solar Photovoltaic | SUN | PV | 5 | 2012 |  |  | (OP) Operating
59396 | Agua Caliente Solar | 57373 | Agua Caliente Solar Project | IPP Non-CHP | AZ | AGU2 | 136 | Solar Photovoltaic | SUN | PV | 12 | 2012 |  |  | (OP) Operating
59396 | Agua Caliente Solar | 57373 | Agua Caliente Solar Project | IPP Non-CHP | AZ | AGU3 | 121 | Solar Photovoltaic | SUN | PV | 2 | 2014 |  |  | (OP) Operating
57170 | EDF Renewable Asset Holdings, Inc. | 57374 | Lakefield Wind Project LLC | IPP Non-CHP | MN | LAKE1 | 205.5 | Onshore Wind Turbine | WND | WT | 10 | 2011 |  |  | (OP) Operating
56713 | Adams Wind Generations LLC | 57375 | Adams Wind Generations LLC | IPP Non-CHP | MN | AWG | 20 | Onshore Wind Turbine | WND | WT | 3 | 2011 |  |  | (OP) Operating
34691 | Ormat Nevada Inc | 57376 | Jersey Valley Geothermal Power Plant | IPP Non-CHP | NV | OEC 1 | 8.5 | Geothermal | GEO | BT | 12 | 2010 |  |  | (OP) Operating
34691 | Ormat Nevada Inc | 57376 | Jersey Valley Geothermal Power Plant | IPP Non-CHP | NV | OEC 2 | 4 | Geothermal | GEO | BT | 12 | 2010 |  |  | (OP) Operating
56720 | Greater Sandhill I LLC | 57377 | Greater Sandhill I | IPP Non-CHP | CO | GS-P1 | 10 | Solar Photovoltaic | SUN | PV | 9 | 2010 |  |  | (OP) Operating
56720 | Greater Sandhill I LLC | 57377 | Greater Sandhill I | IPP Non-CHP | CO | GS-P2 | 9 | Solar Photovoltaic | SUN | PV | 12 | 2010 |  |  | (OP) Operating
56722 | AV Solar Ranch 1 LLC | 57378 | AV Solar Ranch One | IPP Non-CHP | CA | AVSR | 241.5 | Solar Photovoltaic | SUN | PV | 8 | 2014 |  |  | (OP) Operating
15399 | Iberdrola Renewables Inc | 57379 | Dry Lake Wind II LLC | IPP Non-CHP | AZ | 1 | 65.1 | Onshore Wind Turbine | WND | WT | 12 | 2010 |  |  | (OP) Operating
15399 | Iberdrola Renewables Inc | 57380 | New England Wind LLC | IPP Non-CHP | MA | 1 | 28.5 | Onshore Wind Turbine | WND | WT | 12 | 2012 |  |  | (OP) Operating
15477 | Public Service Elec & Gas Co | 57381 | Linden Solar Farm | Electric Utility | NJ | LIND | 2.7 | Solar Photovoltaic | SUN | PV | 12 | 2010 |  |  | (OP) Operating
15477 | Public Service Elec & Gas Co | 57382 | Yardville Solar Farm | Electric Utility | NJ | YARD | 3.6 | Solar Photovoltaic | SUN | PV | 12 | 2010 |  |  | (OP) Operating
15477 | Public Service Elec & Gas Co | 57383 | WEA Texas Bayonne | Electric Utility | NJ | BAYO | 1.5 | Solar Photovoltaic | SUN | PV | 12 | 2010 |  |  | (OP) Operating
15477 | Public Service Elec & Gas Co | 57384 | Matrix Buildings A&B (Perth Amboy) Solar | Electric Utility | NJ | MATR | 2.5 | Solar Photovoltaic | SUN | PV | 1 | 2011 |  |  | (OP) Operating
15477 | Public Service Elec & Gas Co | 57384 | Matrix Buildings A&B (Perth Amboy) Solar | Electric Utility | NJ | SWC1 | 3.5 | Solar Photovoltaic | SUN | PV | 10 | 2012 |  |  | (OP) Operating
34505 | Edison Mission Energy | 57385 | Community Wind North LLC | IPP Non-CHP | MN | 34505 | 30 | Onshore Wind Turbine | WND | WT | 5 | 2011 |  |  | (OP) Operating
56715 | Ridgewind Power Partners LLC | 57386 | Ridgewind | IPP Non-CHP | MN | WTG1 | 25.3 | Onshore Wind Turbine | WND | WT | 1 | 2011 |  |  | (OP) Operating
56727 | Ashtabula Wind III LLC | 57387 | Ashtabula Wind III LLC | IPP Non-CHP | ND | GE16 | 62.4 | Onshore Wind Turbine | WND | WT | 12 | 2010 |  |  | (OP) Operating
56732 | GlaxoSmithKline Consumer Healthcare L P | 57390 | GSK York RDC Solar Facility | IPP Non-CHP | PA | 1 | 1.5 | Solar Photovoltaic | SUN | PV | 12 | 2010 |  |  | (OP) Operating
24211 | Tucson Electric Power Co | 57392 | UASTP I | Electric Utility | AZ | UATP1 | 1.2 | Solar Photovoltaic | SUN | PV | 12 | 2010 |  |  | (OP) Operating
56718 | DF-AP #1 LLC | 57393 | Big Sky Dairy Digester | IPP Non-CHP | ID | GEN1 | 0.7 | Other Waste Biomass | OBG | IC | 1 | 2009 |  |  | (OP) Operating
56718 | DF-AP #1 LLC | 57393 | Big Sky Dairy Digester | IPP Non-CHP | ID | GEN2 | 0.7 | Other Waste Biomass | OBG | IC | 1 | 2009 |  |  | (OP) Operating
56723 | Genesis Solar LLC | 57394 | Genesis Solar Energy Project | IPP Non-CHP | CA | GEN01 | 125 | Solar Thermal without Energy Storage | SUN | ST | 3 | 2014 |  |  | (OP) Operating
56723 | Genesis Solar LLC | 57394 | Genesis Solar Energy Project | IPP Non-CHP | CA | GEN02 | 125 | Solar Thermal without Energy Storage | SUN | ST | 11 | 2013 |  |  | (OP) Operating
56721 | Danielson Wind Farms LLC | 57396 | Danielson Wind Farms LLC | IPP Non-CHP | MN | DWF | 20 | Onshore Wind Turbine | WND | WT | 3 | 2011 |  |  | (OP) Operating
56728 | Dow Jones & Co | 57397 | Dow Jones South Brunswick Solar | IPP Non-CHP | NJ | PV01 | 2.5 | Solar Photovoltaic | SUN | PV | 12 | 2010 |  |  | (OP) Operating
56728 | Dow Jones & Co | 57397 | Dow Jones South Brunswick Solar | IPP Non-CHP | NJ | PV02 | 1.6 | Solar Photovoltaic | SUN | PV | 3 | 2011 |  |  | (OP) Operating
56798 | Taylorsville Solar LLC | 57402 | Taylorsville Solar LLC | IPP Non-CHP | NC | TAY1 | 1 | Solar Photovoltaic | SUN | PV | 10 | 2010 |  |  | (OP) Operating
54842 | WM Renewable Energy LLC | 57403 | Northwest Regional | IPP Non-CHP | AZ | GEN1 | 1.6 | Landfill Gas | LFG | IC | 8 | 2012 |  |  | (OP) Operating
54842 | WM Renewable Energy LLC | 57403 | Northwest Regional | IPP Non-CHP | AZ | GEN2 | 1.6 | Landfill Gas | LFG | IC | 8 | 2012 |  |  | (OP) Operating
54842 | WM Renewable Energy LLC | 57404 | Oneida Herkimer | IPP Non-CHP | NY | GEN1 | 1.6 | Landfill Gas | LFG | IC | 4 | 2012 |  |  | (OP) Operating
54842 | WM Renewable Energy LLC | 57404 | Oneida Herkimer | IPP Non-CHP | NY | GEN2 | 1.6 | Landfill Gas | LFG | IC | 5 | 2013 |  |  | (OP) Operating
54842 | WM Renewable Energy LLC | 57405 | Eagle Valley (MI) | IPP Non-CHP | MI | GEN1 | 1.6 | Landfill Gas | LFG | IC | 7 | 2011 |  |  | (OP) Operating
54842 | WM Renewable Energy LLC | 57405 | Eagle Valley (MI) | IPP Non-CHP | MI | GEN2 | 1.6 | Landfill Gas | LFG | IC | 7 | 2011 |  |  | (OP) Operating
54842 | WM Renewable Energy LLC | 57406 | Prairie View IL | IPP Non-CHP | IL | GEN1 | 1.6 | Landfill Gas | LFG | IC | 12 | 2011 |  |  | (OP) Operating
54842 | WM Renewable Energy LLC | 57406 | Prairie View IL | IPP Non-CHP | IL | GEN2 | 1.6 | Landfill Gas | LFG | IC | 12 | 2011 |  |  | (OP) Operating
54842 | WM Renewable Energy LLC | 57406 | Prairie View IL | IPP Non-CHP | IL | GEN3 | 1.6 | Landfill Gas | LFG | IC | 12 | 2011 |  |  | (OP) Operating
54842 | WM Renewable Energy LLC | 57408 | Prairie Bluff | IPP Non-CHP | MS | GEN1 | 1.6 | Landfill Gas | LFG | IC | 10 | 2012 |  |  | (OP) Operating
54842 | WM Renewable Energy LLC | 57409 | West Camden | IPP Non-CHP | TN | GEN1 | 1.6 | Landfill Gas | LFG | IC | 3 | 2012 |  |  | (OP) Operating
54842 | WM Renewable Energy LLC | 57409 | West Camden | IPP Non-CHP | TN | GEN2 | 1.6 | Landfill Gas | LFG | IC | 3 | 2012 |  |  | (OP) Operating
54842 | WM Renewable Energy LLC | 57409 | West Camden | IPP Non-CHP | TN | GEN3 | 1.6 | Landfill Gas | LFG | IC | 3 | 2012 |  |  | (OP) Operating
54842 | WM Renewable Energy LLC | 57410 | Geneva | IPP Non-CHP | OH | GEN1 | 0.8 | Landfill Gas | LFG | IC | 7 | 2013 |  |  | (OP) Operating
54842 | WM Renewable Energy LLC | 57410 | Geneva | IPP Non-CHP | OH | GEN2 | 0.8 | Landfill Gas | LFG | IC | 7 | 2013 |  |  | (OP) Operating
54842 | WM Renewable Energy LLC | 57410 | Geneva | IPP Non-CHP | OH | GEN3 | 0.8 | Landfill Gas | LFG | IC | 7 | 2013 |  |  | (OP) Operating
54842 | WM Renewable Energy LLC | 57410 | Geneva | IPP Non-CHP | OH | GEN4 | 0.8 | Landfill Gas | LFG | IC | 7 | 2013 |  |  | (OP) Operating
54842 | WM Renewable Energy LLC | 57410 | Geneva | IPP Non-CHP | OH | GEN5 | 0.8 | Landfill Gas | LFG | IC | 7 | 2013 |  |  | (OP) Operating
54842 | WM Renewable Energy LLC | 57411 | Mahoning | IPP Non-CHP | OH | GEN1 | 0.8 | Landfill Gas | LFG | IC | 1 | 2013 |  |  | (OP) Operating
54842 | WM Renewable Energy LLC | 57411 | Mahoning | IPP Non-CHP | OH | GEN2 | 0.8 | Landfill Gas | LFG | IC | 1 | 2013 |  |  | (OP) Operating
54842 | WM Renewable Energy LLC | 57411 | Mahoning | IPP Non-CHP | OH | GEN3 | 0.8 | Landfill Gas | LFG | IC | 1 | 2013 |  |  | (OP) Operating
54842 | WM Renewable Energy LLC | 57411 | Mahoning | IPP Non-CHP | OH | GEN4 | 0.8 | Landfill Gas | LFG | IC | 1 | 2013 |  |  | (OP) Operating
54842 | WM Renewable Energy LLC | 57411 | Mahoning | IPP Non-CHP | OH | GEN5 | 0.8 | Landfill Gas | LFG | IC | 1 | 2013 |  |  | (OP) Operating
56741 | Knouse Food Cooperative Inc | 57412 | Knouse Solar Project 1 | Industrial Non-CHP | PA | 1 | 0.4 | Solar Photovoltaic | SUN | PV | 12 | 2010 |  |  | (OP) Operating
56742 | Notus Clean Energy LLC | 57414 | Notus Wind 1 | IPP Non-CHP | MA | 1 | 1.7 | Onshore Wind Turbine | WND | WT | 7 | 2010 |  |  | (OP) Operating
55963 | AE Power Services LLC | 57415 | Sherbino II | IPP Non-CHP | TX | 1 | 147.5 | Onshore Wind Turbine | WND | WT | 11 | 2011 |  |  | (OP) Operating
56744 | Elk Wind Energy LLC | 57417 | Elk Wind Farm | IPP Non-CHP | IA | NORD | 40.8 | Onshore Wind Turbine | WND | WT | 12 | 2011 |  |  | (OP) Operating
56748 | RP1 Fuel Cell LLC | 57419 | RPI Fuel Cell LLC | IPP CHP | CA | 0001 | 2 | Other Waste Biomass | OBG | FC | 1 | 2013 |  |  | (OP) Operating
56749 | UTS SJ1 LLC | 57420 | UTS SJ1 LLC | IPP CHP | CA | 0001 | 1.4 | Other Waste Biomass | OBG | FC | 6 | 2012 |  |  | (OP) Operating
5109 | DTE Electric Company | 57421 | Gratiot Wind Park | Electric Utility | MI | 1 | 102 | Onshore Wind Turbine | WND | WT | 11 | 2011 |  |  | (OP) Operating
56751 | Yolo County of | 57422 | Yolo County Solar Project | Commercial Non-CHP | CA | 1 | 1 | Solar Photovoltaic | SUN | PV | 12 | 2010 |  |  | (OP) Operating
15399 | Iberdrola Renewables Inc | 57424 | Buffalo Ridge II LLC | IPP Non-CHP | SD | 1 | 210 | Onshore Wind Turbine | WND | WT | 12 | 2010 |  |  | (OP) Operating
56753 | AgPower Jerome LLC | 57425 | Double A Digester | IPP CHP | ID | 1 | 1.5 | Other Waste Biomass | OBG | IC | 12 | 2011 |  |  | (OP) Operating
56753 | AgPower Jerome LLC | 57425 | Double A Digester | IPP CHP | ID | 2 | 1.5 | Other Waste Biomass | OBG | IC | 1 | 2012 |  |  | (OP) Operating
56753 | AgPower Jerome LLC | 57425 | Double A Digester | IPP CHP | ID | 3 | 1.5 | Other Waste Biomass | OBG | IC | 2 | 2012 |  |  | (OP) Operating
57337 | Aegis Renewables LLC | 57427 | Ryegrass Windfarm | IPP Non-CHP | ID | 1 | 23 | Onshore Wind Turbine | WND | WT | 12 | 2012 |  |  | (OP) Operating
57337 | Aegis Renewables LLC | 57428 | Hammett Hill Windfarm | IPP Non-CHP | ID | 1 | 23 | Onshore Wind Turbine | WND | WT | 12 | 2012 |  |  | (OP) Operating
57337 | Aegis Renewables LLC | 57429 | Mainline Windfarm | IPP Non-CHP | ID | 1 | 23 | Onshore Wind Turbine | WND | WT | 12 | 2012 |  |  | (OP) Operating
57337 | Aegis Renewables LLC | 57430 | Desert Meadow Windfarm | IPP Non-CHP | ID | 1 | 23 | Onshore Wind Turbine | WND | WT | 12 | 2012 |  |  | (OP) Operating
57337 | Aegis Renewables LLC | 57431 | Cold Springs Windfarm | IPP Non-CHP | ID | 1 | 23 | Onshore Wind Turbine | WND | WT | 12 | 2012 |  |  | (OP) Operating
12667 | Minnesota Municipal Power Agny | 57432 | Oak Glen Wind Farm | Electric Utility | MN | 1 | 44 | Onshore Wind Turbine | WND | WT | 11 | 2011 |  |  | (OP) Operating
56756 | Bellefontaine Gas Producers LLC | 57433 | Bellefontaine Gas Producers LLC | IPP Non-CHP | OH | 1 | 1.6 | Landfill Gas | LFG | IC | 2 | 2009 |  |  | (OP) Operating
56756 | Bellefontaine Gas Producers LLC | 57433 | Bellefontaine Gas Producers LLC | IPP Non-CHP | OH | 2 | 1.6 | Landfill Gas | LFG | IC | 2 | 2009 |  |  | (OP) Operating
56756 | Bellefontaine Gas Producers LLC | 57433 | Bellefontaine Gas Producers LLC | IPP Non-CHP | OH | 3 | 1.6 | Landfill Gas | LFG | IC | 2 | 2009 |  |  | (OP) Operating
56757 | Valley View Transmission LLC | 57434 | Valley View Transmission LLC | IPP Non-CHP | MN | VVT | 10 | Onshore Wind Turbine | WND | WT | 7 | 2011 |  |  | (OP) Operating
56758 | Solar Star North Carolina II LLC | 57435 | Solar Star North Carolina II LLC | IPP Non-CHP | NC | 1 | 1 | Solar Photovoltaic | SUN | PV | 12 | 2011 |  |  | (OP) Operating
56758 | Solar Star North Carolina II LLC | 57435 | Solar Star North Carolina II LLC | IPP Non-CHP | NC | 2 | 1 | Solar Photovoltaic | SUN | PV | 12 | 2011 |  |  | (OP) Operating
56758 | Solar Star North Carolina II LLC | 57435 | Solar Star North Carolina II LLC | IPP Non-CHP | NC | 3 | 1 | Solar Photovoltaic | SUN | PV | 12 | 2011 |  |  | (OP) Operating
56758 | Solar Star North Carolina II LLC | 57435 | Solar Star North Carolina II LLC | IPP Non-CHP | NC | 4 | 1 | Solar Photovoltaic | SUN | PV | 12 | 2011 |  |  | (OP) Operating
56758 | Solar Star North Carolina II LLC | 57435 | Solar Star North Carolina II LLC | IPP Non-CHP | NC | 5 | 1 | Solar Photovoltaic | SUN | PV | 12 | 2011 |  |  | (OP) Operating
56760 | Davidson Gas Producers LLC | 57436 | Davidson Gas Producers LLC | IPP Non-CHP | NC | 1 | 1.6 | Landfill Gas | LFG | IC | 11 | 2010 |  |  | (OP) Operating
3220 | Central Oregon Irrigation Dist | 57437 | Juniper Ridge Hydroelectric Project | IPP Non-CHP | OR | 21-01 | 3.3 | Conventional Hydroelectric | WAT | HY | 10 | 2010 |  |  | (OP) Operating |  |  |  | 2016 | 4 | 1.7
56761 | 6th St Solar Park of Gainesville FL | 57438 | 6th St Solar Park of Gainesville FL | IPP Non-CHP | FL | 1 | 1.6 | Solar Photovoltaic | SUN | PV | 7 | 2011 |  |  | (OP) Operating
56762 | High Plains Ranch II, LLC | 57439 | California Valley Solar Ranch | IPP Non-CHP | CA | HPR2 | 32.3 | Solar Photovoltaic | SUN | PV | 10 | 2013 |  |  | (OP) Operating
56762 | High Plains Ranch II, LLC | 57439 | California Valley Solar Ranch | IPP Non-CHP | CA | HPR2A | 21 | Solar Photovoltaic | SUN | PV | 9 | 2012 |  |  | (OP) Operating
56762 | High Plains Ranch II, LLC | 57439 | California Valley Solar Ranch | IPP Non-CHP | CA | HPR2B | 86.5 | Solar Photovoltaic | SUN | PV | 1 | 2013 |  |  | (OP) Operating
56762 | High Plains Ranch II, LLC | 57439 | California Valley Solar Ranch | IPP Non-CHP | CA | HPR2C | 70 | Solar Photovoltaic | SUN | PV | 10 | 2013 |  |  | (OP) Operating
56762 | High Plains Ranch II, LLC | 57439 | California Valley Solar Ranch | IPP Non-CHP | CA | HPR2D | 40 | Solar Photovoltaic | SUN | PV | 1 | 2013 |  |  | (OP) Operating
17609 | Southern California Edison Co | 57441 | Solar Photovoltaic Project #42 | Electric Utility | CA | S42A | 0.5 | Solar Photovoltaic | SUN | PV | 11 | 2012 |  |  | (OP) Operating
17609 | Southern California Edison Co | 57441 | Solar Photovoltaic Project #42 | Electric Utility | CA | S42B | 0.5 | Solar Photovoltaic | SUN | PV | 11 | 2012 |  |  | (OP) Operating
17609 | Southern California Edison Co | 57441 | Solar Photovoltaic Project #42 | Electric Utility | CA | S42C | 0.5 | Solar Photovoltaic | SUN | PV | 11 | 2012 |  |  | (OP) Operating
17609 | Southern California Edison Co | 57441 | Solar Photovoltaic Project #42 | Electric Utility | CA | S42D | 0.5 | Solar Photovoltaic | SUN | PV | 11 | 2012 |  |  | (OP) Operating
17609 | Southern California Edison Co | 57441 | Solar Photovoltaic Project #42 | Electric Utility | CA | S42E | 0.5 | Solar Photovoltaic | SUN | PV | 11 | 2012 |  |  | (OP) Operating
17609 | Southern California Edison Co | 57441 | Solar Photovoltaic Project #42 | Electric Utility | CA | S42F | 0.5 | Solar Photovoltaic | SUN | PV | 11 | 2012 |  |  | (OP) Operating
17609 | Southern California Edison Co | 57441 | Solar Photovoltaic Project #42 | Electric Utility | CA | S42G | 0.5 | Solar Photovoltaic | SUN | PV | 11 | 2012 |  |  | (OP) Operating
17609 | Southern California Edison Co | 57441 | Solar Photovoltaic Project #42 | Electric Utility | CA | S42H | 0.5 | Solar Photovoltaic | SUN | PV | 11 | 2012 |  |  | (OP) Operating
17609 | Southern California Edison Co | 57441 | Solar Photovoltaic Project #42 | Electric Utility | CA | S42I | 0.5 | Solar Photovoltaic | SUN | PV | 11 | 2012 |  |  | (OP) Operating
17609 | Southern California Edison Co | 57441 | Solar Photovoltaic Project #42 | Electric Utility | CA | S42J | 0.5 | Solar Photovoltaic | SUN | PV | 11 | 2012 |  |  | (OP) Operating
56615 | First Solar Project Development | 57442 | Silver State Solar Power North | IPP Non-CHP | NV | 56188 | 50 | Solar Photovoltaic | SUN | PV | 5 | 2012 |  |  | (OP) Operating
54842 | WM Renewable Energy LLC | 57443 | Pine Tree Acres WM LFGTE | IPP Non-CHP | MI | GEN1 | 1.6 | Landfill Gas | LFG | IC | 3 | 2012 |  |  | (OP) Operating
54842 | WM Renewable Energy LLC | 57443 | Pine Tree Acres WM LFGTE | IPP Non-CHP | MI | GEN2 | 1.6 | Landfill Gas | LFG | IC | 3 | 2012 |  |  | (OP) Operating
54842 | WM Renewable Energy LLC | 57443 | Pine Tree Acres WM LFGTE | IPP Non-CHP | MI | GEN3 | 1.6 | Landfill Gas | LFG | IC | 3 | 2012 |  |  | (OP) Operating
54842 | WM Renewable Energy LLC | 57443 | Pine Tree Acres WM LFGTE | IPP Non-CHP | MI | GEN4 | 1.6 | Landfill Gas | LFG | IC | 3 | 2012 |  |  | (OP) Operating
54842 | WM Renewable Energy LLC | 57443 | Pine Tree Acres WM LFGTE | IPP Non-CHP | MI | GEN5 | 1.6 | Landfill Gas | LFG | IC | 3 | 2012 |  |  | (OP) Operating
54842 | WM Renewable Energy LLC | 57443 | Pine Tree Acres WM LFGTE | IPP Non-CHP | MI | GEN6 | 1.6 | Landfill Gas | LFG | IC | 3 | 2012 |  |  | (OP) Operating
54842 | WM Renewable Energy LLC | 57443 | Pine Tree Acres WM LFGTE | IPP Non-CHP | MI | GEN7 | 1.6 | Landfill Gas | LFG | IC | 3 | 2012 |  |  | (OP) Operating
54842 | WM Renewable Energy LLC | 57443 | Pine Tree Acres WM LFGTE | IPP Non-CHP | MI | GEN8 | 1.6 | Landfill Gas | LFG | IC | 3 | 2012 |  |  | (OP) Operating
57337 | Aegis Renewables LLC | 57444 | Two Ponds Windfarm | IPP Non-CHP | ID | 1 | 23 | Onshore Wind Turbine | WND | WT | 12 | 2012 |  |  | (OP) Operating
34691 | Ormat Nevada Inc | 57446 | McGinness Hills | IPP Non-CHP | NV | 1 | 12 | Geothermal | GEO | BT | 5 | 2012 |  |  | (OP) Operating
34691 | Ormat Nevada Inc | 57446 | McGinness Hills | IPP Non-CHP | NV | 2 | 12 | Geothermal | GEO | BT | 6 | 2012 |  |  | (OP) Operating
34691 | Ormat Nevada Inc | 57446 | McGinness Hills | IPP Non-CHP | NV | 3 | 6 | Geothermal | GEO | BT | 6 | 2012 |  |  | (OP) Operating
34691 | Ormat Nevada Inc | 57446 | McGinness Hills | IPP Non-CHP | NV | OEC21 | 12 | Geothermal | GEO | BT | 2 | 2015 |  |  | (OP) Operating
34691 | Ormat Nevada Inc | 57446 | McGinness Hills | IPP Non-CHP | NV | OEC22 | 12 | Geothermal | GEO | BT | 2 | 2015 |  |  | (OP) Operating
34691 | Ormat Nevada Inc | 57446 | McGinness Hills | IPP Non-CHP | NV | OEC23 | 6 | Geothermal | GEO | BT | 2 | 2015 |  |  | (OP) Operating
19740 | AES Wind Generation Inc | 57447 | Laurel Mountain | IPP Non-CHP | WV | 1 | 97.6 | Onshore Wind Turbine | WND | WT | 8 | 2011 |  |  | (OP) Operating
19740 | AES Wind Generation Inc | 57447 | Laurel Mountain | IPP Non-CHP | WV | 2 | 32 | Batteries | MWH | BA | 10 | 2011 |  |  | (OP) Operating
56769 | Consolidated Edison Development Inc. | 57448 | Pilesgrove | IPP Non-CHP | NJ | PILE | 17.7 | Solar Photovoltaic | SUN | PV | 8 | 2011 |  |  | (OP) Operating
15399 | Iberdrola Renewables Inc | 57449 | Blue Creek Wind Project | IPP Non-CHP | OH | 1 | 302 | Onshore Wind Turbine | WND | WT | 12 | 2011 |  |  | (OP) Operating
34691 | Ormat Nevada Inc | 57451 | Tuscarora Geothermal Power Plant | IPP Non-CHP | NV | G9200 | 9 | Geothermal | GEO | BT | 1 | 2012 |  |  | (OP) Operating
34691 | Ormat Nevada Inc | 57451 | Tuscarora Geothermal Power Plant | IPP Non-CHP | NV | G9250 | 9 | Geothermal | GEO | BT | 1 | 2012 |  |  | (OP) Operating
57271 | NRG Solar Borrego I | 57455 | NRG Solar Borrego I | IPP Non-CHP | CA | SB1 | 26 | Solar Photovoltaic | SUN | PV | 2 | 2013 |  |  | (OP) Operating
56764 | USG Nevada LLC | 57456 | San Emidio | IPP Non-CHP | NV | SE-U1 | 6.1 | Geothermal | GEO | ST | 5 | 2012 |  |  | (OP) Operating
56776 | Seneca Sustainable Energy LLC | 57457 | Seneca Sustainable Energy LLC | Industrial Non-CHP | OR | 1 | 19.8 | Wood/Wood Waste Biomass | WDS | ST | 4 | 2011 |  |  | (OP) Operating
56777 | Avidan Energy Solutions | 57458 | 145 Talmadge Solar | IPP Non-CHP | NJ | 1 | 3.8 | Solar Photovoltaic | SUN | PV | 4 | 2011 |  |  | (OP) Operating
19740 | AES Wind Generation Inc | 57459 | Mountain View IV | IPP Non-CHP | CA | 1 | 49 | Onshore Wind Turbine | WND | WT | 2 | 2012 |  |  | (OP) Operating
56778 | Bloom Energy 2009 PPA | 57460 | Caltech Central | IPP Non-CHP | CA | CL00 | 0.1 | Other Waste Biomass | OBG | FC | 11 | 2010 | 11 | 2020 | (OP) Operating
56778 | Bloom Energy 2009 PPA | 57460 | Caltech Central | IPP Non-CHP | CA | CL01 | 0.1 | Other Waste Biomass | OBG | FC | 11 | 2010 | 11 | 2020 | (OP) Operating
56778 | Bloom Energy 2009 PPA | 57460 | Caltech Central | IPP Non-CHP | CA | CL02 | 0.1 | Other Waste Biomass | OBG | FC | 11 | 2010 | 11 | 2020 | (OP) Operating
56778 | Bloom Energy 2009 PPA | 57460 | Caltech Central | IPP Non-CHP | CA | CL03 | 0.1 | Other Waste Biomass | OBG | FC | 11 | 2010 | 11 | 2020 | (OP) Operating
56778 | Bloom Energy 2009 PPA | 57460 | Caltech Central | IPP Non-CHP | CA | CL04 | 0.1 | Other Waste Biomass | OBG | FC | 11 | 2010 | 11 | 2020 | (OP) Operating
56778 | Bloom Energy 2009 PPA | 57460 | Caltech Central | IPP Non-CHP | CA | CL05 | 0.1 | Other Waste Biomass | OBG | FC | 11 | 2010 | 11 | 2020 | (OP) Operating
56778 | Bloom Energy 2009 PPA | 57460 | Caltech Central | IPP Non-CHP | CA | CL06 | 0.1 | Other Waste Biomass | OBG | FC | 11 | 2010 | 11 | 2020 | (OP) Operating
56778 | Bloom Energy 2009 PPA | 57460 | Caltech Central | IPP Non-CHP | CA | CL07 | 0.1 | Other Waste Biomass | OBG | FC | 11 | 2010 | 11 | 2020 | (OP) Operating
56778 | Bloom Energy 2009 PPA | 57460 | Caltech Central | IPP Non-CHP | CA | CL08 | 0.1 | Other Waste Biomass | OBG | FC | 11 | 2010 | 11 | 2020 | (OP) Operating
56778 | Bloom Energy 2009 PPA | 57460 | Caltech Central | IPP Non-CHP | CA | CL09 | 0.1 | Other Waste Biomass | OBG | FC | 11 | 2010 | 11 | 2020 | (OP) Operating
56778 | Bloom Energy 2009 PPA | 57460 | Caltech Central | IPP Non-CHP | CA | CL10 | 0.1 | Other Waste Biomass | OBG | FC | 11 | 2010 | 11 | 2020 | (OP) Operating
56779 | Martins Creek Solar NC, LLC | 57461 | Martins Creek Solar NC, LLC | IPP Non-CHP | NC | 1 | 0.9 | Solar Photovoltaic | SUN | PV | 3 | 2011 |  |  | (OP) Operating
56780 | Enfinity BNB Napoleon Solar LLC | 57462 | Napoleon Solar I | IPP Non-CHP | OH | 1 | 8 | Solar Photovoltaic | SUN | PV | 12 | 2011 |  |  | (OP) Operating
49893 | Invenergy Services LLC | 57463 | Bishop Hill Energy LLC | IPP Non-CHP | IL | 1 | 200 | Onshore Wind Turbine | WND | WT | 6 | 2012 |  |  | (OP) Operating
56783 | Romark Logistics of PA Inc. | 57465 | Romark PA Solar | IPP Non-CHP | PA | 1 | 1.8 | Solar Photovoltaic | SUN | PV | 11 | 2011 |  |  | (OP) Operating
55723 | Talen Renewable Energy | 57466 | Blue Ridge Landfill | IPP Non-CHP | PA | GEN1 | 1.6 | Landfill Gas | LFG | IC | 1 | 2013 |  |  | (OP) Operating
55723 | Talen Renewable Energy | 57466 | Blue Ridge Landfill | IPP Non-CHP | PA | GEN2 | 1.6 | Landfill Gas | LFG | IC | 1 | 2013 |  |  | (OP) Operating
55723 | Talen Renewable Energy | 57466 | Blue Ridge Landfill | IPP Non-CHP | PA | GEN3 | 1.6 | Landfill Gas | LFG | IC | 1 | 2013 |  |  | (OP) Operating
55723 | Talen Renewable Energy | 57466 | Blue Ridge Landfill | IPP Non-CHP | PA | GEN4 | 1.6 | Landfill Gas | LFG | IC | 1 | 2013 |  |  | (OP) Operating
56785 | The Westervelt Co | 57467 | Westervelt Moundville Cogen | Industrial CHP | AL | TG1 | 8.2 | Wood/Wood Waste Biomass | WDS | ST | 12 | 2011 |  |  | (OP) Operating
56786 | Crystal Lake 3 LLC | 57468 | Crystal Lake 3 LLC | IPP Non-CHP | IA | GE1.5 | 66 | Onshore Wind Turbine | WND | WT | 12 | 2009 |  |  | (OP) Operating
56787 | Garden Wind LLC | 57469 | Garden Wind LLC | IPP Non-CHP | IA | GE1.5 | 150 | Onshore Wind Turbine | WND | WT | 12 | 2009 |  |  | (OP) Operating
56788 | Domtar Paper Company Bennettsville | 57470 | Marlboro Mill | Industrial CHP | SC | MG1 | 34.2 | Wood/Wood Waste Biomass | BLQ | ST | 9 | 2010 |  |  | (OP) Operating
56769 | Consolidated Edison Development Inc. | 57471 | Murray Hill Solar | IPP Non-CHP | NJ | MHNJ | 1 | Solar Photovoltaic | SUN | PV | 5 | 2011 |  |  | (OP) Operating
56769 | Consolidated Edison Development Inc. | 57473 | Dartmouth Solar | IPP Non-CHP | MA | DSMA | 1.6 | Solar Photovoltaic | SUN | PV | 3 | 2011 |  |  | (OP) Operating
56790 | Ralls Wind Farm LLC | 57474 | Ralls Wind Farm | IPP Non-CHP | TX | 1 | 10 | Onshore Wind Turbine | WND | WT | 7 | 2011 |  |  | (OP) Operating
58465 | Green States Energy, Inc. | 57475 | John L. Featherstone Plant | IPP Non-CHP | CA | HRP1 | 49.9 | Geothermal | GEO | ST | 3 | 2012 |  |  | (OP) Operating |  | 0 | 0 |  | 0 | 0
30151 | Tri-State G & T Assn, Inc | 57476 | TSGT Mobile Generator #15 | Electric Utility | NM | M15G | 2 | Petroleum Liquids | DFO | IC | 12 | 2009 |  |  | (OS) Out of service and NOT expected to return to service in next calendar year
56795 | Chittenden County Solar Partners LLC | 57481 | Chittenden County Solar Partners | IPP Non-CHP | VT | 01 | 2.2 | Solar Photovoltaic | SUN | PV | 5 | 2011 |  |  | (OP) Operating
56887 | CPV Sentinel LLC | 57482 | CPV Sentinel Energy Project | IPP Non-CHP | CA | CTG1 | 100 | Natural Gas Fired Combustion Turbine | NG | GT | 5 | 2013 |  |  | (OP) Operating
56887 | CPV Sentinel LLC | 57482 | CPV Sentinel Energy Project | IPP Non-CHP | CA | CTG2 | 100 | Natural Gas Fired Combustion Turbine | NG | GT | 5 | 2013 |  |  | (OP) Operating
56887 | CPV Sentinel LLC | 57482 | CPV Sentinel Energy Project | IPP Non-CHP | CA | CTG3 | 100 | Natural Gas Fired Combustion Turbine | NG | GT | 5 | 2013 |  |  | (OP) Operating
56887 | CPV Sentinel LLC | 57482 | CPV Sentinel Energy Project | IPP Non-CHP | CA | CTG4 | 100 | Natural Gas Fired Combustion Turbine | NG | GT | 5 | 2013 |  |  | (OP) Operating
56887 | CPV Sentinel LLC | 57482 | CPV Sentinel Energy Project | IPP Non-CHP | CA | CTG5 | 100 | Natural Gas Fired Combustion Turbine | NG | GT | 5 | 2013 |  |  | (OP) Operating
56887 | CPV Sentinel LLC | 57482 | CPV Sentinel Energy Project | IPP Non-CHP | CA | CTG6 | 100 | Natural Gas Fired Combustion Turbine | NG | GT | 5 | 2013 |  |  | (OP) Operating
56887 | CPV Sentinel LLC | 57482 | CPV Sentinel Energy Project | IPP Non-CHP | CA | CTG7 | 100 | Natural Gas Fired Combustion Turbine | NG | GT | 5 | 2013 |  |  | (OP) Operating
56887 | CPV Sentinel LLC | 57482 | CPV Sentinel Energy Project | IPP Non-CHP | CA | CTG8 | 100 | Natural Gas Fired Combustion Turbine | NG | GT | 5 | 2013 |  |  | (OP) Operating
49981 | Diamond Generating Corporation | 57483 | Mariposa Energy Project | IPP Non-CHP | CA | CTG1 | 49.9 | Natural Gas Fired Combustion Turbine | NG | GT | 10 | 2012 |  |  | (OP) Operating
49981 | Diamond Generating Corporation | 57483 | Mariposa Energy Project | IPP Non-CHP | CA | CTG2 | 49.9 | Natural Gas Fired Combustion Turbine | NG | GT | 10 | 2012 |  |  | (OP) Operating
49981 | Diamond Generating Corporation | 57483 | Mariposa Energy Project | IPP Non-CHP | CA | CTG3 | 49.9 | Natural Gas Fired Combustion Turbine | NG | GT | 10 | 2012 |  |  | (OP) Operating
49981 | Diamond Generating Corporation | 57483 | Mariposa Energy Project | IPP Non-CHP | CA | CTG4 | 49.9 | Natural Gas Fired Combustion Turbine | NG | GT | 10 | 2012 |  |  | (OP) Operating
15399 | Iberdrola Renewables Inc | 57484 | Manzana Wind LLC | IPP Non-CHP | CA | GEN1 | 189 | Onshore Wind Turbine | WND | WT | 12 | 2012 |  |  | (OP) Operating
56769 | Consolidated Edison Development Inc. | 57485 | Flemington Solar | IPP Non-CHP | NJ | FSNJ | 7.9 | Solar Photovoltaic | SUN | PV | 12 | 2011 |  |  | (OP) Operating
56769 | Consolidated Edison Development Inc. | 57486 | Frenchtown I Solar | IPP Non-CHP | NJ | F1NJ | 3 | Solar Photovoltaic | SUN | PV | 1 | 2012 |  |  | (OP) Operating
56769 | Consolidated Edison Development Inc. | 57487 | Frenchtown II Solar | IPP Non-CHP | NJ | F2NJ | 3 | Solar Photovoltaic | SUN | PV | 12 | 2011 |  |  | (OP) Operating
56769 | Consolidated Edison Development Inc. | 57488 | Lebanon Solar | IPP Non-CHP | NJ | LSNJ | 2 | Solar Photovoltaic | SUN | PV | 12 | 2011 |  |  | (OP) Operating
58523 | Enerdyne Power Systems Inc | 57489 | Oak Grove Gas Producers | IPP Non-CHP | KS | G1 | 1.5 | Landfill Gas | LFG | IC | 3 | 2010 |  |  | (OP) Operating
58523 | Enerdyne Power Systems Inc | 57489 | Oak Grove Gas Producers | IPP Non-CHP | KS | G2 | 1.9 | Landfill Gas | LFG | IC | 12 | 2013 |  |  | (OP) Operating
56819 | CSOLAR IV South LLC | 57490 | Imperial Solar Energy Center South | IPP Non-CHP | CA | 56819 | 130 | Solar Photovoltaic | SUN | PV | 11 | 2013 |  |  | (OP) Operating
56814 | Black Creek Renewable Energy LLC | 57492 | Sampson County Landfill | IPP Non-CHP | NC | GEN1 | 1.6 | Landfill Gas | LFG | IC | 3 | 2011 |  |  | (OP) Operating
56814 | Black Creek Renewable Energy LLC | 57492 | Sampson County Landfill | IPP Non-CHP | NC | GEN2 | 1.6 | Landfill Gas | LFG | IC | 3 | 2011 |  |  | (OP) Operating
56814 | Black Creek Renewable Energy LLC | 57492 | Sampson County Landfill | IPP Non-CHP | NC | GEN3 | 1.6 | Landfill Gas | LFG | IC | 3 | 2011 |  |  | (OP) Operating
56814 | Black Creek Renewable Energy LLC | 57492 | Sampson County Landfill | IPP Non-CHP | NC | GEN4 | 1.6 | Landfill Gas | LFG | IC | 3 | 2011 |  |  | (OP) Operating
56814 | Black Creek Renewable Energy LLC | 57492 | Sampson County Landfill | IPP Non-CHP | NC | GEN5 | 1.6 | Landfill Gas | LFG | IC | 12 | 2011 |  |  | (OP) Operating
56814 | Black Creek Renewable Energy LLC | 57492 | Sampson County Landfill | IPP Non-CHP | NC | GEN6 | 1.6 | Landfill Gas | LFG | IC | 1 | 2014 |  |  | (OP) Operating
56215 | E ON Climate Renewables N America LLC | 57493 | Settlers Trail Wind Farm LLC | IPP Non-CHP | IL | STWF | 150.4 | Onshore Wind Turbine | WND | WT | 10 | 2011 |  |  | (OP) Operating
56816 | Masser Farms Realty Ltd | 57494 | Masser Farms Realty Solar | IPP Non-CHP | PA | MFRS | 1 | Solar Photovoltaic | SUN | PV | 5 | 2011 |  |  | (OP) Operating
2507 | City of Burbank Water and Power | 57496 | Tieton Dam Hydro Electric Project | Electric Utility | WA | UNIT1 | 6.9 | Conventional Hydroelectric | WAT | HY | 9 | 2006 |  |  | (OP) Operating
2507 | City of Burbank Water and Power | 57496 | Tieton Dam Hydro Electric Project | Electric Utility | WA | UNIT2 | 6.9 | Conventional Hydroelectric | WAT | HY | 9 | 2006 |  |  | (OP) Operating
14328 | Pacific Gas & Electric Co | 57497 | Stroud Solar Station | Electric Utility | CA | 1 | 20 | Solar Photovoltaic | SUN | PV | 9 | 2011 |  |  | (OP) Operating
14328 | Pacific Gas & Electric Co | 57498 | Five Points Solar Station | Electric Utility | CA | 1 | 15 | Solar Photovoltaic | SUN | PV | 9 | 2011 |  |  | (OP) Operating
14328 | Pacific Gas & Electric Co | 57499 | Westside Solar Station | Electric Utility | CA | 1 | 15 | Solar Photovoltaic | SUN | PV | 8 | 2011 |  |  | (OP) Operating
12341 | MidAmerican Energy Co | 57500 | Laurel Wind Farm | Electric Utility | IA | LWF | 119.6 | Onshore Wind Turbine | WND | WT | 12 | 2011 |  |  | (OP) Operating
12341 | MidAmerican Energy Co | 57501 | Rolling Hills Wind Farm | Electric Utility | IA | RHWF | 443.9 | Onshore Wind Turbine | WND | WT | 12 | 2011 |  |  | (OP) Operating
7801 | Gulf Power Co | 57502 | Perdido | Electric Utility | FL | 1 | 1.5 | Landfill Gas | LFG | IC | 10 | 2010 |  |  | (OP) Operating
7801 | Gulf Power Co | 57502 | Perdido | Electric Utility | FL | 2 | 1.5 | Landfill Gas | LFG | IC | 10 | 2010 |  |  | (OP) Operating
56826 | Texas Medical Center Central | 57504 | TECO CHP-1 | Commercial CHP | TX | CHP1 | 48 | Natural Gas Fired Combustion Turbine | NG | GT | 9 | 2010 |  |  | (OP) Operating
13630 | North Carolina Mun Power Agny #1 | 57505 | Monroe Generating Station | Electric Utility | NC | 1 | 12 | Natural Gas Fired Combustion Turbine | NG | GT | 4 | 2010 |  |  | (OP) Operating
13630 | North Carolina Mun Power Agny #1 | 57505 | Monroe Generating Station | Electric Utility | NC | 2 | 12 | Natural Gas Fired Combustion Turbine | NG | GT | 4 | 2010 |  |  | (OP) Operating
56827 | FRV SI Transport Solar LP | 57506 | FRV SI Transport Solar LP | IPP Non-CHP | CA | SEIM | 1 | Solar Photovoltaic | SUN | PV | 8 | 2010 |  |  | (OP) Operating
56828 | RV CSU Power II LLC | 57507 | RV CSU Power II LLC | Commercial Non-CHP | CO | CSUII | 3 | Solar Photovoltaic | SUN | PV | 12 | 2010 |  |  | (OP) Operating
56829 | McKinney LFG LLC | 57508 | McKinney LFG | IPP Non-CHP | TX | GEN1 | 1.4 | Landfill Gas | LFG | IC | 5 | 2011 |  |  | (OP) Operating
56829 | McKinney LFG LLC | 57508 | McKinney LFG | IPP Non-CHP | TX | GEN2 | 1.4 | Landfill Gas | LFG | IC | 5 | 2011 |  |  | (OP) Operating
56830 | Carson Solar 1 LLC | 57509 | Carson Solar I | IPP Non-CHP | CO | 1 | 1.5 | Solar Photovoltaic | SUN | PV | 12 | 2007 |  |  | (OP) Operating
56545 | Pattern Operators LP | 57514 | Ocotillo Express LLC | IPP Non-CHP | CA | WTG | 265.4 | Onshore Wind Turbine | WND | WT | 12 | 2012 |  |  | (OP) Operating
34505 | Edison Mission Energy | 57515 | Walnut Creek Energy Park | IPP Non-CHP | CA | GT1 | 97 | Natural Gas Fired Combustion Turbine | NG | GT | 4 | 2013 |  |  | (OP) Operating
34505 | Edison Mission Energy | 57515 | Walnut Creek Energy Park | IPP Non-CHP | CA | GT2 | 97 | Natural Gas Fired Combustion Turbine | NG | GT | 4 | 2013 |  |  | (OP) Operating
34505 | Edison Mission Energy | 57515 | Walnut Creek Energy Park | IPP Non-CHP | CA | GT3 | 97 | Natural Gas Fired Combustion Turbine | NG | GT | 4 | 2013 |  |  | (OP) Operating
34505 | Edison Mission Energy | 57515 | Walnut Creek Energy Park | IPP Non-CHP | CA | GT4 | 97 | Natural Gas Fired Combustion Turbine | NG | GT | 4 | 2013 |  |  | (OP) Operating
34505 | Edison Mission Energy | 57515 | Walnut Creek Energy Park | IPP Non-CHP | CA | GT5 | 97 | Natural Gas Fired Combustion Turbine | NG | GT | 5 | 2013 |  |  | (OP) Operating
56627 | DeWind Co. | 57516 | KODE Novus I | IPP Non-CHP | OK | NOVUS | 80 | Onshore Wind Turbine | WND | WT | 9 | 2012 |  |  | (OP) Operating
56627 | DeWind Co. | 57517 | DeWind Frisco | IPP Non-CHP | TX | FRISC | 20 | Onshore Wind Turbine | WND | WT | 2 | 2012 |  |  | (OP) Operating
56856 | Trexlertown Solar Array North and South | 57519 | Trexlertown Solar Array North and South | Industrial Non-CHP | PA | GEN1 | 1.9 | Solar Photovoltaic | SUN | PV | 6 | 2011 |  |  | (OP) Operating
55963 | AE Power Services LLC | 57520 | Trinity Hills | IPP Non-CHP | TX | 1 | 225 | Onshore Wind Turbine | WND | WT | 12 | 2011 |  |  | (OP) Operating
14328 | Pacific Gas & Electric Co | 57521 | Giffen | Electric Utility | CA | 1 | 10 | Solar Photovoltaic | SUN | PV | 6 | 2012 |  |  | (OP) Operating
14328 | Pacific Gas & Electric Co | 57522 | Cantua Solar Station | Electric Utility | CA | 1 | 20 | Solar Photovoltaic | SUN | PV | 6 | 2012 |  |  | (OP) Operating
14328 | Pacific Gas & Electric Co | 57523 | Huron Solar Station | Electric Utility | CA | 1 | 20 | Solar Photovoltaic | SUN | PV | 6 | 2012 |  |  | (OP) Operating
56857 | SunE M5C Holdings LLC | 57524 | Roger Road WWTP | IPP Non-CHP | AZ | 1 | 0.9 | Solar Photovoltaic | SUN | PV | 8 | 2010 |  |  | (OP) Operating
56863 | Kapaa Solar LLC | 57525 | Kapaa Photovoltaic Project | IPP Non-CHP | HI | KSPV | 1 | Solar Photovoltaic | SUN | PV | 12 | 2010 |  |  | (OP) Operating
56865 | Caithness Shepherds Flat LLC | 57526 | North Hurlburt Wind LLC | IPP Non-CHP | OR | NORTH | 265 | Onshore Wind Turbine | WND | WT | 2 | 2012 |  |  | (OP) Operating
56868 | Kawailoa Wind LLC | 57529 | Kawailoa Wind | IPP Non-CHP | HI | 1 | 69 | Onshore Wind Turbine | WND | WT | 11 | 2012 |  |  | (OP) Operating
59155 | First Wind O&M, LLC | 57530 | Palouse | IPP Non-CHP | WA | 1 | 105.3 | Onshore Wind Turbine | WND | WT | 12 | 2012 |  |  | (OP) Operating
17609 | Southern California Edison Co | 57534 | Solar Photovoltaic Project #32 | Electric Utility | CA | S32A | 0.5 | Solar Photovoltaic | SUN | PV | 2 | 2015 |  |  | (OP) Operating
17609 | Southern California Edison Co | 57534 | Solar Photovoltaic Project #32 | Electric Utility | CA | S32B | 0.5 | Solar Photovoltaic | SUN | PV | 2 | 2015 |  |  | (OP) Operating
17609 | Southern California Edison Co | 57534 | Solar Photovoltaic Project #32 | Electric Utility | CA | S32C | 0.5 | Solar Photovoltaic | SUN | PV | 2 | 2015 |  |  | (OP) Operating
17609 | Southern California Edison Co | 57535 | Solar Photovoltaic Project #33 | Electric Utility | CA | S33A | 0.5 | Solar Photovoltaic | SUN | PV | 1 | 2015 |  |  | (OP) Operating
17609 | Southern California Edison Co | 57535 | Solar Photovoltaic Project #33 | Electric Utility | CA | S33B | 0.5 | Solar Photovoltaic | SUN | PV | 1 | 2015 |  |  | (OP) Operating
17609 | Southern California Edison Co | 57540 | Solar Photovoltaic Project #44 | Electric Utility | CA | S44A | 0.5 | Solar Photovoltaic | SUN | PV | 2 | 2015 |  |  | (OP) Operating
17609 | Southern California Edison Co | 57540 | Solar Photovoltaic Project #44 | Electric Utility | CA | S44B | 0.5 | Solar Photovoltaic | SUN | PV | 2 | 2015 |  |  | (OP) Operating
17609 | Southern California Edison Co | 57540 | Solar Photovoltaic Project #44 | Electric Utility | CA | S44C | 0.5 | Solar Photovoltaic | SUN | PV | 2 | 2015 |  |  | (OP) Operating
17609 | Southern California Edison Co | 57540 | Solar Photovoltaic Project #44 | Electric Utility | CA | S44D | 0.5 | Solar Photovoltaic | SUN | PV | 2 | 2015 |  |  | (OP) Operating
17609 | Southern California Edison Co | 57540 | Solar Photovoltaic Project #44 | Electric Utility | CA | S44E | 0.5 | Solar Photovoltaic | SUN | PV | 2 | 2015 |  |  | (OP) Operating
17609 | Southern California Edison Co | 57540 | Solar Photovoltaic Project #44 | Electric Utility | CA | S44F | 0.5 | Solar Photovoltaic | SUN | PV | 2 | 2015 |  |  | (OP) Operating
17609 | Southern California Edison Co | 57540 | Solar Photovoltaic Project #44 | Electric Utility | CA | S44G | 0.5 | Solar Photovoltaic | SUN | PV | 2 | 2015 |  |  | (OP) Operating
17609 | Southern California Edison Co | 57540 | Solar Photovoltaic Project #44 | Electric Utility | CA | S44H | 0.5 | Solar Photovoltaic | SUN | PV | 2 | 2015 |  |  | (OP) Operating
17609 | Southern California Edison Co | 57540 | Solar Photovoltaic Project #44 | Electric Utility | CA | S44I | 0.5 | Solar Photovoltaic | SUN | PV | 2 | 2015 |  |  | (OP) Operating
17609 | Southern California Edison Co | 57540 | Solar Photovoltaic Project #44 | Electric Utility | CA | S44J | 0.5 | Solar Photovoltaic | SUN | PV | 2 | 2015 |  |  | (OP) Operating
17609 | Southern California Edison Co | 57540 | Solar Photovoltaic Project #44 | Electric Utility | CA | S44K | 0.5 | Solar Photovoltaic | SUN | PV | 2 | 2015 |  |  | (OP) Operating
17609 | Southern California Edison Co | 57540 | Solar Photovoltaic Project #44 | Electric Utility | CA | S44L | 0.5 | Solar Photovoltaic | SUN | PV | 2 | 2015 |  |  | (OP) Operating
17609 | Southern California Edison Co | 57540 | Solar Photovoltaic Project #44 | Electric Utility | CA | S44M | 0.5 | Solar Photovoltaic | SUN | PV | 2 | 2015 |  |  | (OP) Operating
17609 | Southern California Edison Co | 57540 | Solar Photovoltaic Project #44 | Electric Utility | CA | S44N | 0.5 | Solar Photovoltaic | SUN | PV | 2 | 2015 |  |  | (OP) Operating
17609 | Southern California Edison Co | 57540 | Solar Photovoltaic Project #44 | Electric Utility | CA | S44O | 0.5 | Solar Photovoltaic | SUN | PV | 2 | 2015 |  |  | (OP) Operating
17609 | Southern California Edison Co | 57540 | Solar Photovoltaic Project #44 | Electric Utility | CA | S44P | 0.5 | Solar Photovoltaic | SUN | PV | 2 | 2015 |  |  | (OP) Operating
17609 | Southern California Edison Co | 57544 | Cal State Univ San Bernardino FC01 | Electric Utility | CA | FC01 | 1.4 | Other Natural Gas | NG | FC | 9 | 2013 |  |  | (OP) Operating
56874 | Winona County Wind LLC | 57547 | Winona County Wind LLC | IPP Non-CHP | MN | WCW | 1.5 | Onshore Wind Turbine | WND | WT | 10 | 2011 |  |  | (OP) Operating
56865 | Caithness Shepherds Flat LLC | 57549 | South Hurlburt Wind LLC | IPP Non-CHP | OR | SOUTH | 290 | Onshore Wind Turbine | WND | WT | 7 | 2012 |  |  | (OP) Operating
56865 | Caithness Shepherds Flat LLC | 57550 | Horseshoe Bend Wind LLC | IPP Non-CHP | OR | HORSE | 290 | Onshore Wind Turbine | WND | WT | 7 | 2012 |  |  | (OP) Operating
56880 | Shoshone Irrigation District | 57551 | Garland Canal Power Plant | IPP Non-CHP | WY | MAIN | 2.6 | Conventional Hydroelectric | WAT | HY | 9 | 1983 |  |  | (OP) Operating
56891 | Shirley Wind LLC | 57553 | Shirley Wind | IPP Non-CHP | WI | 1 | 20 | Onshore Wind Turbine | WND | WT | 11 | 2010 |  |  | (OP) Operating
56892 | Solar Star Colorado II LLC | 57554 | AFA Solar Farm | IPP Non-CHP | CO | AFA1 | 5.5 | Solar Photovoltaic | SUN | PV | 3 | 2011 |  |  | (OP) Operating
19728 | UNS Electric, Inc | 57556 | La Senita | Electric Utility | AZ | 1 | 1 | Solar Photovoltaic | SUN | PV | 11 | 2011 |  |  | (OP) Operating
56898 | Sunnyvale City of WPCP | 57557 | Sunnyvale City of WPCP | Electric Utility | CA | S-14 | 0.8 | Landfill Gas | LFG | IC | 11 | 1997 |  |  | (OP) Operating
56898 | Sunnyvale City of WPCP | 57557 | Sunnyvale City of WPCP | Electric Utility | CA | S-15 | 0.8 | Landfill Gas | LFG | IC | 11 | 1997 |  |  | (OP) Operating
56902 | RE SFCity1, LP | 57559 | Sunset Reservoir North Basin | IPP Non-CHP | CA | 1 | 4.5 | Solar Photovoltaic | SUN | PV | 9 | 2010 |  |  | (OP) Operating
803 | Arizona Public Service Co | 57560 | Chino Solar Valley | Electric Utility | AZ | PV1 | 19 | Solar Photovoltaic | SUN | PV | 12 | 2012 |  |  | (OP) Operating
803 | Arizona Public Service Co | 57561 | Cotton Center Solar | Electric Utility | AZ | PV1 | 17 | Solar Photovoltaic | SUN | PV | 11 | 2011 |  |  | (OP) Operating
803 | Arizona Public Service Co | 57562 | Paloma Solar | Electric Utility | AZ | PV1 | 17.6 | Solar Photovoltaic | SUN | PV | 9 | 2011 |  |  | (OP) Operating
803 | Arizona Public Service Co | 57563 | Hyder Solar | Electric Utility | AZ | PV1 | 17 | Solar Photovoltaic | SUN | PV | 11 | 2011 |  |  | (OP) Operating
803 | Arizona Public Service Co | 57563 | Hyder Solar | Electric Utility | AZ | PV2 | 5 | Solar Photovoltaic | SUN | PV | 2 | 2012 |  |  | (OP) Operating
56905 | Algonquin Power Sanger LLC | 57564 | Algonquin Power Sanger LLC | IPP CHP | CA | CTG | 49 | Natural Gas Fired Combined Cycle | NG | CT | 12 | 2007 |  |  | (OP) Operating
56905 | Algonquin Power Sanger LLC | 57564 | Algonquin Power Sanger LLC | IPP CHP | CA | STG2 | 12.5 | All Other | WH | CA | 5 | 2012 |  |  | (OP) Operating
56904 | RP-Orlando, LLC | 57565 | RP-Orlando, LLC | IPP Non-CHP | FL | 1 | 5.1 | Solar Photovoltaic | SUN | PV | 12 | 2011 |  |  | (OP) Operating
58270 | GE Wind Energy LLC | 57566 | GE 1 6 100 Prototype | IPP Non-CHP | CA | 1.7SF | 1.8 | Onshore Wind Turbine | WND | WT | 5 | 2014 |  |  | (OP) Operating
56615 | First Solar Project Development | 57567 | Albuquerque Solar Energy Center | Electric Utility | NM | ASEC1 | 2 | Solar Photovoltaic | SUN | PV | 4 | 2011 |  |  | (OP) Operating
56909 | Record Hill Wind LLC | 57568 | Record Hill Wind | IPP Non-CHP | ME | RHW | 50.6 | Onshore Wind Turbine | WND | WT | 1 | 2012 |  |  | (OP) Operating
56912 | V.H. Cooper & Co., Inc. | 57570 | Cooper Farms VW Project | Industrial Non-CHP | OH | WTG | 4.5 | Onshore Wind Turbine | WND | WT | 3 | 2012 |  |  | (OP) Operating
56615 | First Solar Project Development | 57571 | Los Lunas Solar Energy Center | Electric Utility | NM | LLSEC | 5 | Solar Photovoltaic | SUN | PV | 6 | 2011 |  |  | (OP) Operating
56615 | First Solar Project Development | 57571 | Los Lunas Solar Energy Center | Electric Utility | NM | LMS2 | 2 | Solar Photovoltaic | SUN | PV | 10 | 2013 |  |  | (OP) Operating
56914 | Central Contra Costa Sanitary District | 57573 | CCCSD Wastewater Treatment Plnt | Commercial CHP | CA | S188 | 3 | Natural Gas Fired Combustion Turbine | NG | GT | 12 | 1995 |  |  | (OP) Operating
56915 | Solar Star New Jersey IV, LLC | 57574 | ETS Ewing Solar Facility | IPP Non-CHP | NJ | ETS1 | 1.3 | Solar Photovoltaic | SUN | PV | 6 | 2010 |  |  | (OP) Operating
56615 | First Solar Project Development | 57575 | Deming Solar Energy Center | Electric Utility | NM | DSEC | 5 | Solar Photovoltaic | SUN | PV | 8 | 2011 |  |  | (OP) Operating
56615 | First Solar Project Development | 57575 | Deming Solar Energy Center | Electric Utility | NM | HON2 | 4 | Solar Photovoltaic | SUN | PV | 11 | 2013 |  |  | (OP) Operating
56615 | First Solar Project Development | 57576 | Las Vegas Solar Energy Center | Electric Utility | NM | LVSEC | 5 | Solar Photovoltaic | SUN | PV | 11 | 2011 |  |  | (OP) Operating
56615 | First Solar Project Development | 57577 | Alamogordo Solar Energy Center | Electric Utility | NM | AGSEC | 5 | Solar Photovoltaic | SUN | PV | 10 | 2011 |  |  | (OP) Operating
56916 | PaTu Wind Farm LLC | 57578 | PaTu Wind Farm LLC | IPP Non-CHP | OR | PATU | 9 | Onshore Wind Turbine | WND | WT | 12 | 2010 |  |  | (OP) Operating |  |  | 0 |  |  | 0
17573 | South San Joaquin Irr District | 57579 | Robert O Schulz Solar Farm | Electric Utility | CA | 1 | 0.9 | Solar Photovoltaic | SUN | PV | 5 | 2008 |  |  | (OP) Operating
17573 | South San Joaquin Irr District | 57579 | Robert O Schulz Solar Farm | Electric Utility | CA | 2 | 0.4 | Solar Photovoltaic | SUN | PV | 5 | 2009 |  |  | (OP) Operating
56917 | DST Output | 57580 | DST Cogen | IPP CHP | CA | CG1 | 2.1 | Natural Gas Internal Combustion Engine | NG | IC | 5 | 2008 |  |  | (OP) Operating
56917 | DST Output | 57580 | DST Cogen | IPP CHP | CA | CG2 | 2.1 | Natural Gas Internal Combustion Engine | NG | IC | 5 | 2008 |  |  | (OP) Operating
55723 | Talen Renewable Energy | 57581 | Allenwood | IPP Non-CHP | PA | 1 | 1.6 | Landfill Gas | LFG | IC | 10 | 2012 |  |  | (OP) Operating
55723 | Talen Renewable Energy | 57581 | Allenwood | IPP Non-CHP | PA | 2 | 1.6 | Landfill Gas | LFG | IC | 10 | 2012 |  |  | (OP) Operating
55723 | Talen Renewable Energy | 57582 | Lycoming County | IPP Non-CHP | PA | 1 | 1.5 | Landfill Gas | LFG | IC | 10 | 2012 |  |  | (OP) Operating
55723 | Talen Renewable Energy | 57582 | Lycoming County | IPP Non-CHP | PA | 2 | 1.5 | Landfill Gas | LFG | IC | 10 | 2012 |  |  | (OP) Operating
7353 | Golden Valley Elec Assn Inc | 57583 | Battery Energy Storage System | Electric Utility | AK | BESS | 27 | Batteries | MWH | BA | 12 | 2003 |  |  | (OP) Operating
56918 | University of California San Diego | 57584 | University of California San Diego | Commercial CHP | CA | NT2 | 13.5 | Natural Gas Fired Combined Cycle | NG | CT | 7 | 2001 |  |  | (OP) Operating
56918 | University of California San Diego | 57584 | University of California San Diego | Commercial CHP | CA | ST1 | 13.5 | Natural Gas Fired Combined Cycle | NG | CT | 7 | 2001 |  |  | (OP) Operating
56918 | University of California San Diego | 57584 | University of California San Diego | Commercial CHP | CA | STG | 3 | Natural Gas Fired Combined Cycle | NG | CA | 7 | 2001 |  |  | (OP) Operating
58264 | New-Indy, Oxnard LLC | 57585 | Oxnard Paper Mill | Industrial CHP | CA | 1 | 29 | Natural Gas Fired Combustion Turbine | NG | GT | 3 | 1986 |  |  | (OP) Operating
57170 | EDF Renewable Asset Holdings, Inc. | 57586 | Shiloh III Wind Project LLC | IPP Non-CHP | CA | 1 | 102.5 | Onshore Wind Turbine | WND | WT | 12 | 2011 |  |  | (OP) Operating
56921 | Charleston Clean Energy LLC | 57587 | The Charleston Clean Energy Facility | IPP Non-CHP | WV | 1 | 1.1 | Landfill Gas | LFG | IC | 2 | 2011 |  |  | (OP) Operating
56921 | Charleston Clean Energy LLC | 57587 | The Charleston Clean Energy Facility | IPP Non-CHP | WV | 2 | 1.1 | Landfill Gas | LFG | IC | 2 | 2011 |  |  | (OP) Operating
15477 | Public Service Elec & Gas Co | 57588 | Matrix Stults Road Solar Facility | Electric Utility | NJ | STULT | 2.6 | Solar Photovoltaic | SUN | PV | 6 | 2011 |  |  | (OP) Operating
56924 | Long Island Solar Farm LLC | 57589 | Long Island Solar Farm LLC | IPP Non-CHP | NY | 9WUBN | 31.5 | Solar Photovoltaic | SUN | PV | 12 | 2011 |  |  | (OP) Operating
56925 | FPLE Wind, LLC | 57590 | Minco Wind I, LLC | IPP Non-CHP | OK | 1 | 99.2 | Onshore Wind Turbine | WND | WT | 12 | 2010 |  |  | (OP) Operating
56926 | Hatch Solar Energy Center I, LLC | 57591 | Hatch Solar Energy Center I, LLC | IPP Non-CHP | NM | 1 | 5 | Solar Photovoltaic | SUN | PV | 6 | 2011 |  |  | (OP) Operating
34505 | Edison Mission Energy | 57593 | Broken Bow Wind LLC | IPP Non-CHP | NE | 1 | 79.9 | Onshore Wind Turbine | WND | WT | 12 | 2012 |  |  | (OP) Operating
56930 | Foundation HA Energy Generation, LLC | 57594 | Teichert Materials-Teichert Vernalis | IPP Non-CHP | CA | WTG1 | 1.5 | Onshore Wind Turbine | WND | WT | 10 | 2010 |  |  | (OP) Operating
34505 | Edison Mission Energy | 57595 | Pinnacle Wind Force LLC | IPP Non-CHP | WV | 1 | 55.2 | Onshore Wind Turbine | WND | WT | 12 | 2011 |  |  | (OP) Operating
59366 | EnLink Midstream Services, LLC | 57597 | Cana Gas Processing Plant | Industrial Non-CHP | OK | 3005 | 2.5 | Petroleum Liquids | DFO | IC | 9 | 2010 |  |  | (SB) Standby/Backup: available for service but not normally used
59366 | EnLink Midstream Services, LLC | 57597 | Cana Gas Processing Plant | Industrial Non-CHP | OK | 3006 | 2.5 | Petroleum Liquids | DFO | IC | 9 | 2010 |  |  | (SB) Standby/Backup: available for service but not normally used
59366 | EnLink Midstream Services, LLC | 57597 | Cana Gas Processing Plant | Industrial Non-CHP | OK | 6214 | 2.5 | Petroleum Liquids | DFO | IC | 4 | 2012 |  |  | (SB) Standby/Backup: available for service but not normally used
4180 | Connecticut Mun Elec Engy Coop | 57598 | Bridge Street 1 & 2 | Electric Utility | CT | BS1 | 2.6 | Petroleum Liquids | DFO | IC | 8 | 2010 |  |  | (OP) Operating
4180 | Connecticut Mun Elec Engy Coop | 57598 | Bridge Street 1 & 2 | Electric Utility | CT | BS2 | 2.6 | Petroleum Liquids | DFO | IC | 7 | 2010 |  |  | (OP) Operating
4180 | Connecticut Mun Elec Engy Coop | 57599 | Fort Hill 1, 2, 3 & 4 | Electric Utility | CT | FH1 | 2.5 | Petroleum Liquids | DFO | IC | 8 | 2010 |  |  | (OP) Operating
4180 | Connecticut Mun Elec Engy Coop | 57599 | Fort Hill 1, 2, 3 & 4 | Electric Utility | CT | FH2 | 2.5 | Petroleum Liquids | DFO | IC | 8 | 2010 |  |  | (OP) Operating
4180 | Connecticut Mun Elec Engy Coop | 57599 | Fort Hill 1, 2, 3 & 4 | Electric Utility | CT | FH3 | 2.5 | Petroleum Liquids | DFO | IC | 8 | 2010 |  |  | (OP) Operating
4180 | Connecticut Mun Elec Engy Coop | 57599 | Fort Hill 1, 2, 3 & 4 | Electric Utility | CT | FH4 | 2.5 | Petroleum Liquids | DFO | IC | 8 | 2010 |  |  | (OP) Operating
4180 | Connecticut Mun Elec Engy Coop | 57600 | Fishers Island 1 | Electric Utility | NY | FI1 | 2.5 | Petroleum Liquids | DFO | IC | 12 | 2010 |  |  | (OP) Operating
4180 | Connecticut Mun Elec Engy Coop | 57601 | Gary Court 1 & 2 | Electric Utility | CT | GC1 | 2.6 | Petroleum Liquids | DFO | IC | 7 | 2010 |  |  | (OP) Operating
4180 | Connecticut Mun Elec Engy Coop | 57601 | Gary Court 1 & 2 | Electric Utility | CT | GC2 | 2.6 | Petroleum Liquids | DFO | IC | 7 | 2010 |  |  | (OP) Operating
4180 | Connecticut Mun Elec Engy Coop | 57602 | Jewett City 1 | Electric Utility | CT | JC1 | 2.6 | Petroleum Liquids | DFO | IC | 2 | 2010 |  |  | (OP) Operating
4180 | Connecticut Mun Elec Engy Coop | 57603 | LNG 1 & 2 | Electric Utility | CT | LNG1 | 2.6 | Petroleum Liquids | DFO | IC | 4 | 2010 |  |  | (OP) Operating
4180 | Connecticut Mun Elec Engy Coop | 57603 | LNG 1 & 2 | Electric Utility | CT | LNG2 | 2.6 | Petroleum Liquids | DFO | IC | 4 | 2010 |  |  | (OP) Operating
4180 | Connecticut Mun Elec Engy Coop | 57604 | Lebanon Pines 1 & 2 | Electric Utility | CT | LP1 | 2.6 | Petroleum Liquids | DFO | IC | 4 | 2010 |  |  | (OP) Operating
4180 | Connecticut Mun Elec Engy Coop | 57604 | Lebanon Pines 1 & 2 | Electric Utility | CT | LP2 | 2.6 | Petroleum Liquids | DFO | IC | 4 | 2010 |  |  | (OP) Operating
4180 | Connecticut Mun Elec Engy Coop | 57605 | Water Treatment 1 & 2 | Electric Utility | CT | WT1 | 2.6 | Petroleum Liquids | DFO | IC | 10 | 2010 |  |  | (OP) Operating
4180 | Connecticut Mun Elec Engy Coop | 57605 | Water Treatment 1 & 2 | Electric Utility | CT | WT2 | 2.6 | Petroleum Liquids | DFO | IC | 10 | 2010 |  |  | (OP) Operating
56934 | Town Of High Point | 57606 | Eastside WWTP | Electric Utility | NC | 1 | 1.8 | Petroleum Liquids | DFO | IC | 8 | 2004 |  |  | (OP) Operating
56934 | Town Of High Point | 57606 | Eastside WWTP | Electric Utility | NC | 2 | 1.8 | Petroleum Liquids | DFO | IC | 8 | 2004 |  |  | (OP) Operating
56934 | Town Of High Point | 57606 | Eastside WWTP | Electric Utility | NC | 3 | 1.8 | Petroleum Liquids | DFO | IC | 8 | 2004 |  |  | (OP) Operating
56934 | Town Of High Point | 57607 | Ward WTP | Electric Utility | NC | 1 | 1 | Petroleum Liquids | DFO | IC | 2 | 1999 |  |  | (OP) Operating
56934 | Town Of High Point | 57607 | Ward WTP | Electric Utility | NC | 2 | 1 | Petroleum Liquids | DFO | IC | 2 | 1999 |  |  | (OP) Operating
56934 | Town Of High Point | 57608 | Westside WWTP | Electric Utility | NC | 1 | 1.8 | Petroleum Liquids | DFO | IC | 5 | 2005 |  |  | (OP) Operating
15399 | Iberdrola Renewables Inc | 57609 | New Harvest Wind Project LLC | IPP Non-CHP | IA | 1 | 100 | Onshore Wind Turbine | WND | WT | 12 | 2011 |  |  | (OP) Operating
56952 | Lincoln Electric Company | 57613 | LE Wind Turbine 1 | Industrial Non-CHP | OH | WTG1 | 2.5 | Onshore Wind Turbine | WND | WT | 7 | 2011 |  |  | (OP) Operating
56945 | Blue Canyon Windpower VI LLC | 57616 | Blue Canyon Windpower VI LLC | IPP Non-CHP | OK | GEN1 | 100 | Onshore Wind Turbine | WND | WT | 12 | 2011 |  |  | (OP) Operating
56936 | Paulding Wind Farm II LLC | 57620 | Paulding Wind Farm II | IPP Non-CHP | OH | GEN1 | 99 | Onshore Wind Turbine | WND | WT | 7 | 2011 |  |  | (OP) Operating
56937 | Rising Tree Wind Farm LLC | 57621 | Rising Tree Wind Farm | IPP Non-CHP | CA | GEN1 | 79.2 | Onshore Wind Turbine | WND | WT | 1 | 2015 |  |  | (OP) Operating
13831 | City of Norwich - (CT) | 57624 | Norwich WWTP | Commercial Non-CHP | CT | 1 | 2 | Petroleum Liquids | DFO | IC | 5 | 2006 |  |  | (OP) Operating
56953 | Bos Dairy, LLC | 57625 | Bos Dairy, LLC | Industrial Non-CHP | IN | BOS1 | 0.3 | Other Waste Biomass | OBG | IC | 1 | 2005 |  |  | (OS) Out of service and NOT expected to return to service in next calendar year
56953 | Bos Dairy, LLC | 57625 | Bos Dairy, LLC | Industrial Non-CHP | IN | BOS2 | 0.6 | Other Waste Biomass | OBG | IC | 2 | 2011 |  |  | (OP) Operating
56953 | Bos Dairy, LLC | 57625 | Bos Dairy, LLC | Industrial Non-CHP | IN | BOS3 | 0.3 | Other Waste Biomass | OBG | IC | 12 | 2011 |  |  | (OP) Operating
56930 | Foundation HA Energy Generation, LLC | 57626 | Foundation ST | IPP Non-CHP | CA | WTG1 | 2 | Onshore Wind Turbine | WND | WT | 6 | 2011 |  |  | (OP) Operating
56960 | Gastonia City of | 57629 | Gaston Memorial Hospital | Commercial Non-CHP | NC | GMH1 | 1.8 | Petroleum Liquids | DFO | IC | 5 | 2006 |  |  | (OP) Operating
56960 | Gastonia City of | 57630 | Long Creek Waste Water Plant | Electric Utility | NC | ES1 | 1.7 | Petroleum Liquids | DFO | IC | 1 | 1995 |  |  | (OP) Operating
56960 | Gastonia City of | 57630 | Long Creek Waste Water Plant | Electric Utility | NC | ES2 | 1.7 | Petroleum Liquids | DFO | IC | 1 | 1995 |  |  | (OP) Operating
56960 | Gastonia City of | 57630 | Long Creek Waste Water Plant | Electric Utility | NC | ES3 | 1.7 | Petroleum Liquids | DFO | IC | 1 | 1995 |  |  | (OP) Operating
56962 | Wolverine Wind Energy, LLC | 57631 | Wolverine | IPP Non-CHP | IA | 1 | 1.5 | Onshore Wind Turbine | WND | WT | 10 | 2010 |  |  | (OP) Operating
56961 | Bulldog Wind Energy, LLC | 57632 | Bulldog | IPP Non-CHP | IA | 1 | 1.5 | Onshore Wind Turbine | WND | WT | 10 | 2010 |  |  | (OP) Operating
11208 | Los Angeles Department of Water & Power | 57635 | Linden Wind Energy Project | Electric Utility | WA | LW1 | 50 | Onshore Wind Turbine | WND | WT | 6 | 2010 |  |  | (OP) Operating
56965 | Auburn Energy, LLC | 57636 | Auburn LFG Energy Facility | IPP Non-CHP | NY | 1 | 1.1 | Landfill Gas | LFG | IC | 1 | 2010 |  |  | (OP) Operating
56965 | Auburn Energy, LLC | 57636 | Auburn LFG Energy Facility | IPP Non-CHP | NY | 3 | 1.1 | Landfill Gas | LFG | IC | 1 | 2010 |  |  | (OP) Operating
56855 | Performance Services | 57637 | Union City Wind Turbine | IPP Non-CHP | IN | 1 | 1 | Onshore Wind Turbine | WND | WT | 3 | 2010 |  |  | (OP) Operating |  |  | 0 |  |  | 0
56855 | Performance Services | 57638 | Randolph Eastern School Wind Turbine | Commercial Non-CHP | IN | 1 | 1 | Onshore Wind Turbine | WND | WT | 3 | 2010 |  |  | (OP) Operating
56967 | Ironwood Windpower LLC | 57639 | Ironwood Wind | IPP Non-CHP | KS | 1 | 167.9 | Onshore Wind Turbine | WND | WT | 8 | 2012 |  |  | (OP) Operating
56971 | 500 Virginia Solar, LP | 57640 | 500 Virginia Solar | IPP Non-CHP | PA | 1 | 1 | Solar Photovoltaic | SUN | PV | 7 | 2011 |  |  | (OP) Operating
56972 | Vestas Towers America, Inc | 57643 | Vestas Towers America, Inc. | Industrial Non-CHP | CO | V100 | 1.8 | Onshore Wind Turbine | WND | WT | 4 | 2010 |  |  | (OP) Operating
59380 | Enel Green Power NA, Inc. | 57644 | Prairie Rose Wind Farm | IPP Non-CHP | MN | PR1 | 200 | Onshore Wind Turbine | WND | WT | 12 | 2012 |  |  | (OP) Operating
56974 | Denver Airport Solar, LLC | 57645 | City & County of Denver at Denver Int'l | IPP Non-CHP | CO | PV1 | 3.4 | Solar Photovoltaic | SUN | PV | 6 | 2011 |  |  | (OP) Operating
56975 | Constellation Solar Maryland, LLC | 57646 | McCormick & Co. Inc. at Belcamp | IPP Non-CHP | MD | PV1 | 1.4 | Solar Photovoltaic | SUN | PV | 12 | 2010 |  |  | (OP) Operating
56976 | Constellation Solar New Jersey II, LLC | 57647 | Toys R Us- DE, Inc. at Mt. Olive, NJ | IPP Non-CHP | NJ | PV1 | 4.1 | Solar Photovoltaic | SUN | PV | 12 | 2011 |  |  | (OP) Operating
56977 | Zotos International | 57648 | Zotos International WPGF | Industrial Non-CHP | NY | WT1 | 1.7 | Onshore Wind Turbine | WND | WT | 1 | 2012 |  |  | (OP) Operating
56977 | Zotos International | 57648 | Zotos International WPGF | Industrial Non-CHP | NY | WT2 | 1.7 | Onshore Wind Turbine | WND | WT | 1 | 2012 |  |  | (OP) Operating
15399 | Iberdrola Renewables Inc | 57649 | Elm Creek Wind II LLC | IPP Non-CHP | MN | 1 | 148.8 | Onshore Wind Turbine | WND | WT | 12 | 2010 |  |  | (OP) Operating
56980 | Regulus Solar, LLC | 57650 | Regulus Solar Project | IPP Non-CHP | CA | FRV4 | 60 | Solar Photovoltaic | SUN | PV | 11 | 2014 |  |  | (OP) Operating
17650 | Southern Power Co | 57651 | FRV Cygnus Solar Project | IPP Non-CHP | CA | FRV3 | 20 | Solar Photovoltaic | SUN | PV | 5 | 2014 |  |  | (OP) Operating
57170 | EDF Renewable Asset Holdings, Inc. | 57652 | Yamhill Solar LLC | IPP Non-CHP | OR | 1 | 1 | Solar Photovoltaic | SUN | PV | 10 | 2011 |  |  | (OP) Operating
56968 | Oregon State University | 57653 | Oregon State University Energy Center | Commercial CHP | OR | CTG | 5.2 | Natural Gas Fired Combined Cycle | NG | CT | 6 | 2010 |  |  | (OP) Operating
56968 | Oregon State University | 57653 | Oregon State University Energy Center | Commercial CHP | OR | STG | 0.5 | Natural Gas Fired Combined Cycle | NG | CA | 6 | 2010 |  |  | (OP) Operating
56981 | Town of Falmouth | 57654 | Town of Falmouth WWTP | Commercial Non-CHP | MA | WIND1 | 0.8 | Onshore Wind Turbine | WND | WT | 3 | 2010 |  |  | (OP) Operating
56981 | Town of Falmouth | 57654 | Town of Falmouth WWTP | Commercial Non-CHP | MA | WIND2 | 0.8 | Onshore Wind Turbine | WND | WT | 2 | 2012 |  |  | (OP) Operating
56982 | Kern Community College District | 57655 | Bakersfield College Solar 01 | Commercial Non-CHP | CA | BC01 | 1.1 | Solar Photovoltaic | SUN | PV | 11 | 2010 |  |  | (OP) Operating
56984 | Temescal Canyon RV, LLC | 57656 | Temescal Canyon RV, LLC | IPP Non-CHP | CA | 1 | 1.5 | Solar Photovoltaic | SUN | PV | 5 | 2011 |  |  | (OP) Operating
59398 | NRG Solar Avra Valley | 57657 | Avra Valley Solar | IPP Non-CHP | AZ | 1 | 25 | Solar Photovoltaic | SUN | PV | 1 | 2013 |  |  | (OP) Operating
56990 | NJR Clean Energy Ventures Corporation | 57660 | Vineland Mays Landing Solar | IPP Non-CHP | NJ | VNLND | 5.7 | Solar Photovoltaic | SUN | PV | 10 | 2011 |  |  | (OP) Operating
56990 | NJR Clean Energy Ventures Corporation | 57661 | Manalapan Village Solar | IPP Non-CHP | NJ | MANVL | 4.6 | Solar Photovoltaic | SUN | PV | 12 | 2011 |  |  | (OP) Operating
56990 | NJR Clean Energy Ventures Corporation | 57662 | McGraw Hill Solar | IPP Non-CHP | NJ | MCGRH | 12 | Solar Photovoltaic | SUN | PV | 12 | 2011 |  |  | (OP) Operating
56988 | Cimarron Windpower II, LLC | 57663 | Cimarron Windpower II | IPP Non-CHP | KS | 1 | 131 | Onshore Wind Turbine | WND | WT | 6 | 2012 |  |  | (OP) Operating
56991 | Astoria Energy II LLC | 57664 | Astoria Energy II | IPP Non-CHP | NY | CT3 | 156 | Natural Gas Fired Combined Cycle | NG | CT | 7 | 2011 |  |  | (OP) Operating
56991 | Astoria Energy II LLC | 57664 | Astoria Energy II | IPP Non-CHP | NY | CT4 | 156 | Natural Gas Fired Combined Cycle | NG | CT | 7 | 2011 |  |  | (OP) Operating
56991 | Astoria Energy II LLC | 57664 | Astoria Energy II | IPP Non-CHP | NY | ST2 | 228 | Natural Gas Fired Combined Cycle | NG | CA | 7 | 2011 |  |  | (OP) Operating
56989 | SAF Hydroelectric LLC | 57665 | SAF Hydroelectric LLC | IPP Non-CHP | MN | 1 | 0.6 | Conventional Hydroelectric | WAT | HY | 12 | 2011 |  |  | (OP) Operating
56989 | SAF Hydroelectric LLC | 57665 | SAF Hydroelectric LLC | IPP Non-CHP | MN | 10 | 0.6 | Conventional Hydroelectric | WAT | HY | 12 | 2011 |  |  | (OP) Operating
56989 | SAF Hydroelectric LLC | 57665 | SAF Hydroelectric LLC | IPP Non-CHP | MN | 11 | 0.6 | Conventional Hydroelectric | WAT | HY | 12 | 2011 |  |  | (OP) Operating
56989 | SAF Hydroelectric LLC | 57665 | SAF Hydroelectric LLC | IPP Non-CHP | MN | 12 | 0.6 | Conventional Hydroelectric | WAT | HY | 12 | 2011 |  |  | (OP) Operating
56989 | SAF Hydroelectric LLC | 57665 | SAF Hydroelectric LLC | IPP Non-CHP | MN | 13 | 0.6 | Conventional Hydroelectric | WAT | HY | 12 | 2011 |  |  | (OP) Operating
56989 | SAF Hydroelectric LLC | 57665 | SAF Hydroelectric LLC | IPP Non-CHP | MN | 14 | 0.6 | Conventional Hydroelectric | WAT | HY | 12 | 2011 |  |  | (OP) Operating
56989 | SAF Hydroelectric LLC | 57665 | SAF Hydroelectric LLC | IPP Non-CHP | MN | 15 | 0.6 | Conventional Hydroelectric | WAT | HY | 12 | 2011 |  |  | (OP) Operating
56989 | SAF Hydroelectric LLC | 57665 | SAF Hydroelectric LLC | IPP Non-CHP | MN | 16 | 0.6 | Conventional Hydroelectric | WAT | HY | 12 | 2011 |  |  | (OP) Operating
56989 | SAF Hydroelectric LLC | 57665 | SAF Hydroelectric LLC | IPP Non-CHP | MN | 2 | 0.6 | Conventional Hydroelectric | WAT | HY | 12 | 2011 |  |  | (OP) Operating
56989 | SAF Hydroelectric LLC | 57665 | SAF Hydroelectric LLC | IPP Non-CHP | MN | 3 | 0.6 | Conventional Hydroelectric | WAT | HY | 12 | 2011 |  |  | (OP) Operating
56989 | SAF Hydroelectric LLC | 57665 | SAF Hydroelectric LLC | IPP Non-CHP | MN | 4 | 0.6 | Conventional Hydroelectric | WAT | HY | 12 | 2011 |  |  | (OP) Operating
56989 | SAF Hydroelectric LLC | 57665 | SAF Hydroelectric LLC | IPP Non-CHP | MN | 5 | 0.6 | Conventional Hydroelectric | WAT | HY | 12 | 2011 |  |  | (OP) Operating
56989 | SAF Hydroelectric LLC | 57665 | SAF Hydroelectric LLC | IPP Non-CHP | MN | 6 | 0.6 | Conventional Hydroelectric | WAT | HY | 12 | 2011 |  |  | (OP) Operating
56989 | SAF Hydroelectric LLC | 57665 | SAF Hydroelectric LLC | IPP Non-CHP | MN | 7 | 0.6 | Conventional Hydroelectric | WAT | HY | 12 | 2011 |  |  | (OP) Operating
56989 | SAF Hydroelectric LLC | 57665 | SAF Hydroelectric LLC | IPP Non-CHP | MN | 8 | 0.6 | Conventional Hydroelectric | WAT | HY | 12 | 2011 |  |  | (OP) Operating
56989 | SAF Hydroelectric LLC | 57665 | SAF Hydroelectric LLC | IPP Non-CHP | MN | 9 | 0.6 | Conventional Hydroelectric | WAT | HY | 12 | 2011 |  |  | (OP) Operating
56992 | Foxwoods Resort Casino | 57666 | Foxwoods CoGen | Commercial CHP | CT | CT1 | 6 | Natural Gas Fired Combustion Turbine | NG | GT | 6 | 2010 |  |  | (OP) Operating
56992 | Foxwoods Resort Casino | 57666 | Foxwoods CoGen | Commercial CHP | CT | CT2 | 6 | Natural Gas Fired Combustion Turbine | NG | GT | 6 | 2010 |  |  | (OP) Operating
56993 | SBS Energy Partners LLC | 57667 | Seabrook Solar Plant | IPP Non-CHP | NJ | SBS1 | 3.2 | Solar Photovoltaic | SUN | PV | 3 | 2011 |  |  | (OP) Operating
56994 | Carlisle Area School District | 57668 | CASD Solar | Commercial Non-CHP | PA | CASDE | 0.9 | Solar Photovoltaic | SUN | PV | 10 | 2010 |  |  | (OP) Operating
56994 | Carlisle Area School District | 57668 | CASD Solar | Commercial Non-CHP | PA | CASDW | 0.4 | Solar Photovoltaic | SUN | PV | 10 | 2010 |  |  | (OP) Operating
56995 | Sacramento PV Energy, LLC | 57669 | SMUD at Grundman | IPP Non-CHP | CA | PV1 | 17 | Solar Photovoltaic | SUN | PV | 12 | 2011 |  |  | (OP) Operating
56995 | Sacramento PV Energy, LLC | 57670 | SMUD at Van Conett | IPP Non-CHP | CA | PV1 | 2.9 | Solar Photovoltaic | SUN | PV | 12 | 2011 |  |  | (OP) Operating
56995 | Sacramento PV Energy, LLC | 57671 | SMUD at Fleshman | IPP Non-CHP | CA | PV1 | 2.9 | Solar Photovoltaic | SUN | PV | 12 | 2011 |  |  | (OP) Operating
19539 | University of Iowa | 57672 | Oakdale Renewable Energy Plant | Commercial Non-CHP | IA | GE1 | 1.4 | Natural Gas Internal Combustion Engine | NG | IC | 6 | 2010 |  |  | (OP) Operating
19539 | University of Iowa | 57672 | Oakdale Renewable Energy Plant | Commercial Non-CHP | IA | GE2 | 1.4 | Natural Gas Internal Combustion Engine | NG | IC | 6 | 2010 |  |  | (OP) Operating
56998 | Macys Corporate Services, Inc | 57673 | Macys Goodyear | IPP Non-CHP | AZ | 1 | 3.5 | Solar Photovoltaic | SUN | PV | 12 | 2010 |  |  | (OP) Operating
56999 | Western Massachusetts Electric Company | 57674 | Indian Orchard PV Facility | Electric Utility | MA | 1 | 2.3 | Solar Photovoltaic | SUN | PV | 12 | 2011 |  |  | (OP) Operating
56215 | E ON Climate Renewables N America LLC | 57675 | Pioneer Trail Wind Farm, LLC | IPP Non-CHP | IL | PTWF | 150.4 | Onshore Wind Turbine | WND | WT | 12 | 2011 |  |  | (OP) Operating
56999 | Western Massachusetts Electric Company | 57676 | Silver Lake Solar Photovoltaic Facility | Electric Utility | MA | 1 | 1.8 | Solar Photovoltaic | SUN | PV | 12 | 2010 |  |  | (OP) Operating
57001 | Murphy Farm Power, LLC | 57677 | Murphy Farm Power, LLC | IPP Non-CHP | NC | 1 | 0.9 | Solar Photovoltaic | SUN | PV | 5 | 2011 |  |  | (OP) Operating
57002 | Post Rock Wind Power Project, LLC | 57678 | Post Rock Wind Power Project, LLC | IPP Non-CHP | KS | 1 | 201 | Onshore Wind Turbine | WND | WT | 9 | 2012 |  |  | (OP) Operating
57004 | Arlington Valley Solar Energy II LLC | 57680 | Arlington Valley Solar Energy II | IPP Non-CHP | AZ | AVSE1 | 18.5 | Solar Photovoltaic | SUN | PV | 4 | 2013 |  |  | (OP) Operating
57004 | Arlington Valley Solar Energy II LLC | 57680 | Arlington Valley Solar Energy II | IPP Non-CHP | AZ | AVSE2 | 27.3 | Solar Photovoltaic | SUN | PV | 4 | 2013 |  |  | (OP) Operating
57004 | Arlington Valley Solar Energy II LLC | 57680 | Arlington Valley Solar Energy II | IPP Non-CHP | AZ | AVSE3 | 27.3 | Solar Photovoltaic | SUN | PV | 5 | 2013 |  |  | (OP) Operating
57004 | Arlington Valley Solar Energy II LLC | 57680 | Arlington Valley Solar Energy II | IPP Non-CHP | AZ | AVSE4 | 25 | Solar Photovoltaic | SUN | PV | 8 | 2013 |  |  | (OP) Operating
57004 | Arlington Valley Solar Energy II LLC | 57680 | Arlington Valley Solar Energy II | IPP Non-CHP | AZ | AVSE5 | 27.3 | Solar Photovoltaic | SUN | PV | 8 | 2013 |  |  | (OP) Operating
57005 | SunE NLB-2, LLC | 57681 | City of Boulder WWTP | IPP Non-CHP | CO | 1 | 0.9 | Solar Photovoltaic | SUN | PV | 6 | 2010 |  |  | (OP) Operating
57006 | SunE GIL1, LLC | 57682 | City of Madera WWTP | IPP Non-CHP | CA | 1 | 1 | Solar Photovoltaic | SUN | PV | 9 | 2009 |  |  | (OP) Operating
57007 | SunE WF3-ST Holdings, LLC | 57683 | Staples La Mirada, CA | IPP Non-CHP | CA | 1 | 0.9 | Solar Photovoltaic | SUN | PV | 3 | 2009 |  |  | (OP) Operating
13407 | Nevada Power Co | 57684 | Goodsprings Waste Heat Recovery | Electric Utility | NV | HR1 | 6.5 | Natural Gas Steam Turbine | NG | ST | 11 | 2010 |  |  | (OP) Operating
59184 | Humphrey Realty | 57685 | Rinehart | IPP Non-CHP | FL | 1 | 10 | Solar Photovoltaic | SUN | PV | 6 | 2011 |  |  | (OP) Operating
57011 | CS Murphy Point, LLC | 57687 | CS Murphy Point, LLC | IPP Non-CHP | NC | 1 | 0.9 | Solar Photovoltaic | SUN | PV | 8 | 2011 |  |  | (OP) Operating
57015 | Third Taxing District of Norwalk | 57689 | Norden 1-3 | Electric Utility | CT | NORD1 | 2 | Petroleum Liquids | DFO | IC | 6 | 2004 |  |  | (OP) Operating
57015 | Third Taxing District of Norwalk | 57689 | Norden 1-3 | Electric Utility | CT | NORD2 | 2 | Petroleum Liquids | DFO | IC | 6 | 2004 |  |  | (OP) Operating
57015 | Third Taxing District of Norwalk | 57689 | Norden 1-3 | Electric Utility | CT | NORD3 | 2 | Petroleum Liquids | DFO | IC | 6 | 2004 |  |  | (OP) Operating
57018 | Turnbull Hydro LLC | 57690 | Turnbull Hydro | IPP Non-CHP | MT | 1 | 5.3 | Conventional Hydroelectric | WAT | HY | 7 | 2011 |  |  | (OP) Operating
57018 | Turnbull Hydro LLC | 57690 | Turnbull Hydro | IPP Non-CHP | MT | 2 | 7.7 | Conventional Hydroelectric | WAT | HY | 6 | 2011 |  |  | (OP) Operating
57017 | DOE National Renewable Energy Laboratory | 57692 | DOE Golden NWTC Load Side | Commercial Non-CHP | CO | SEPV | 1.1 | Solar Photovoltaic | SUN | PV | 10 | 2009 |  |  | (OP) Operating
57017 | DOE National Renewable Energy Laboratory | 57693 | DOE Golden NWTC Turbine Side | Commercial Non-CHP | CO | ALSTO | 3 | Onshore Wind Turbine | WND | WT | 9 | 2011 |  |  | (OP) Operating
57017 | DOE National Renewable Energy Laboratory | 57693 | DOE Golden NWTC Turbine Side | Commercial Non-CHP | CO | GAMES | 2 | Onshore Wind Turbine | WND | WT | 10 | 2011 |  |  | (OP) Operating
57017 | DOE National Renewable Energy Laboratory | 57693 | DOE Golden NWTC Turbine Side | Commercial Non-CHP | CO | GEDOE | 1.5 | Onshore Wind Turbine | WND | WT | 1 | 2010 |  |  | (OP) Operating
57017 | DOE National Renewable Energy Laboratory | 57693 | DOE Golden NWTC Turbine Side | Commercial Non-CHP | CO | SIEM | 2.3 | Onshore Wind Turbine | WND | WT | 1 | 2010 |  |  | (OP) Operating
57017 | DOE National Renewable Energy Laboratory | 57694 | DOE Golden NREL Main Campus | Commercial Non-CHP | CO | MESA | 0.7 | Solar Photovoltaic | SUN | PV | 12 | 2008 |  |  | (OP) Operating
57017 | DOE National Renewable Energy Laboratory | 57694 | DOE Golden NREL Main Campus | Commercial Non-CHP | CO | PARKG | 1.2 | Solar Photovoltaic | SUN | PV | 3 | 2013 |  |  | (OP) Operating
57017 | DOE National Renewable Energy Laboratory | 57694 | DOE Golden NREL Main Campus | Commercial Non-CHP | CO | PARKL | 0.5 | Solar Photovoltaic | SUN | PV | 9 | 2011 |  |  | (OP) Operating
57017 | DOE National Renewable Energy Laboratory | 57694 | DOE Golden NREL Main Campus | Commercial Non-CHP | CO | RSF1 | 0.5 | Solar Photovoltaic | SUN | PV | 12 | 2010 |  |  | (OP) Operating
57017 | DOE National Renewable Energy Laboratory | 57694 | DOE Golden NREL Main Campus | Commercial Non-CHP | CO | RSF2 | 0.4 | Solar Photovoltaic | SUN | PV | 2 | 2012 |  |  | (OP) Operating
57017 | DOE National Renewable Energy Laboratory | 57694 | DOE Golden NREL Main Campus | Commercial Non-CHP | CO | STF | 0.1 | Solar Photovoltaic | SUN | PV | 6 | 2009 |  |  | (OP) Operating
56615 | First Solar Project Development | 57695 | Topaz Solar Farm | IPP Non-CHP | CA | TPZ1 | 129.8 | Solar Photovoltaic | SUN | PV | 4 | 2013 |  |  | (OP) Operating
56615 | First Solar Project Development | 57695 | Topaz Solar Farm | IPP Non-CHP | CA | TPZ2 | 151.2 | Solar Photovoltaic | SUN | PV | 6 | 2013 |  |  | (OP) Operating
56615 | First Solar Project Development | 57695 | Topaz Solar Farm | IPP Non-CHP | CA | TPZ3 | 102.1 | Solar Photovoltaic | SUN | PV | 1 | 2014 |  |  | (OP) Operating
56615 | First Solar Project Development | 57695 | Topaz Solar Farm | IPP Non-CHP | CA | TPZ4 | 90.3 | Solar Photovoltaic | SUN | PV | 11 | 2014 |  |  | (OP) Operating
56615 | First Solar Project Development | 57695 | Topaz Solar Farm | IPP Non-CHP | CA | TPZ5 | 112.5 | Solar Photovoltaic | SUN | PV | 10 | 2014 |  |  | (OP) Operating
5571 | East Bay Municipal Util Dist | 57696 | Power Generation Station (PGS) 2 | Commercial CHP | CA | 1 | 3.8 | Other Waste Biomass | OBG | GT | 12 | 2011 |  |  | (OP) Operating
57022 | Solar Power Inc. | 57697 | Aerojet I | IPP Non-CHP | CA | 1 | 3 | Solar Photovoltaic | SUN | PV | 12 | 2009 |  |  | (OP) Operating
57022 | Solar Power Inc. | 57698 | Aerojet II | IPP Non-CHP | CA | 1 | 2.7 | Solar Photovoltaic | SUN | PV | 6 | 2010 |  |  | (OP) Operating
57021 | FRV AE Solar LLC | 57699 | Webberville Solar Project | IPP Non-CHP | TX | AES1 | 30 | Solar Photovoltaic | SUN | PV | 12 | 2011 |  |  | (OP) Operating
57024 | Vasco Winds, LLC | 57700 | Vasco Winds | IPP Non-CHP | CA | 1 | 78.2 | Onshore Wind Turbine | WND | WT | 12 | 2011 |  |  | (OP) Operating
57026 | NextEra Energy Montezuma Wind II, LLC | 57701 | Montezuma Wind II | IPP Non-CHP | CA | 1 | 78.2 | Onshore Wind Turbine | WND | WT | 1 | 2012 |  |  | (OP) Operating
57027 | Signal Hill Petroleum, Inc | 57702 | Signal Hill West Unit | Industrial Non-CHP | CA | 1 | 5.7 | Other Gases | OG | GT | 7 | 2004 |  |  | (OP) Operating
56771 | Black Hills Service Company LLC | 57703 | Cheyenne Prairie Generating Station | IPP Non-CHP | WY | 01A | 37 | Natural Gas Fired Combined Cycle | NG | CT | 10 | 2014 |  |  | (OP) Operating
56771 | Black Hills Service Company LLC | 57703 | Cheyenne Prairie Generating Station | IPP Non-CHP | WY | 01B | 37 | Natural Gas Fired Combined Cycle | NG | CT | 10 | 2014 |  |  | (OP) Operating
56771 | Black Hills Service Company LLC | 57703 | Cheyenne Prairie Generating Station | IPP Non-CHP | WY | 01C | 20 | Natural Gas Fired Combined Cycle | NG | CA | 10 | 2014 |  |  | (OP) Operating
56771 | Black Hills Service Company LLC | 57703 | Cheyenne Prairie Generating Station | IPP Non-CHP | WY | 02A | 37 | Natural Gas Fired Combustion Turbine | NG | GT | 10 | 2014 |  |  | (OP) Operating
57029 | Blue Water Renewables Inc | 57706 | Blue Water Renewables Inc | IPP Non-CHP | MI | 1 | 1.6 | Landfill Gas | LFG | IC | 12 | 2011 |  |  | (OP) Operating
57029 | Blue Water Renewables Inc | 57706 | Blue Water Renewables Inc | IPP Non-CHP | MI | 2 | 1.6 | Landfill Gas | LFG | IC | 12 | 2011 |  |  | (OP) Operating
57030 | Mesquite Solar 1, LLC | 57707 | Mesquite Solar 1 | IPP Non-CHP | AZ | 1 | 16 | Solar Photovoltaic | SUN | PV | 11 | 2011 |  |  | (OP) Operating
57030 | Mesquite Solar 1, LLC | 57707 | Mesquite Solar 1 | IPP Non-CHP | AZ | 10 | 12 | Solar Photovoltaic | SUN | PV | 10 | 2012 |  |  | (OP) Operating
57030 | Mesquite Solar 1, LLC | 57707 | Mesquite Solar 1 | IPP Non-CHP | AZ | 11 | 16 | Solar Photovoltaic | SUN | PV | 10 | 2012 |  |  | (OP) Operating
57030 | Mesquite Solar 1, LLC | 57707 | Mesquite Solar 1 | IPP Non-CHP | AZ | 12 | 16 | Solar Photovoltaic | SUN | PV | 12 | 2012 |  |  | (OP) Operating
57030 | Mesquite Solar 1, LLC | 57707 | Mesquite Solar 1 | IPP Non-CHP | AZ | 2 | 16 | Solar Photovoltaic | SUN | PV | 1 | 2012 |  |  | (OP) Operating
57030 | Mesquite Solar 1, LLC | 57707 | Mesquite Solar 1 | IPP Non-CHP | AZ | 3 | 10 | Solar Photovoltaic | SUN | PV | 12 | 2011 |  |  | (OP) Operating
57030 | Mesquite Solar 1, LLC | 57707 | Mesquite Solar 1 | IPP Non-CHP | AZ | 4 | 16 | Solar Photovoltaic | SUN | PV | 5 | 2012 |  |  | (OP) Operating
57030 | Mesquite Solar 1, LLC | 57707 | Mesquite Solar 1 | IPP Non-CHP | AZ | 5 | 16 | Solar Photovoltaic | SUN | PV | 6 | 2012 |  |  | (OP) Operating
57030 | Mesquite Solar 1, LLC | 57707 | Mesquite Solar 1 | IPP Non-CHP | AZ | 6 | 8 | Solar Photovoltaic | SUN | PV | 8 | 2012 |  |  | (OP) Operating
57030 | Mesquite Solar 1, LLC | 57707 | Mesquite Solar 1 | IPP Non-CHP | AZ | 7 | 16 | Solar Photovoltaic | SUN | PV | 9 | 2012 |  |  | (OP) Operating
57030 | Mesquite Solar 1, LLC | 57707 | Mesquite Solar 1 | IPP Non-CHP | AZ | 8 | 12 | Solar Photovoltaic | SUN | PV | 10 | 2012 |  |  | (OP) Operating
57030 | Mesquite Solar 1, LLC | 57707 | Mesquite Solar 1 | IPP Non-CHP | AZ | 9 | 16 | Solar Photovoltaic | SUN | PV | 10 | 2012 |  |  | (OP) Operating
57170 | EDF Renewable Asset Holdings, Inc. | 57708 | Catalina Solar LLC | IPP Non-CHP | CA | INV | 110 | Solar Photovoltaic | SUN | PV | 12 | 2012 |  |  | (OP) Operating
57031 | Beacon Power LLC | 57710 | Stephentown Spindle | IPP Non-CHP | NY | SRS1 | 20 | Flywheels | MWH | FW | 1 | 2011 |  |  | (OP) Operating
57031 | Beacon Power LLC | 57711 | Beacon Power Flywheel System 1 | IPP Non-CHP | MA | TYN1 | 1 | Flywheels | MWH | FW | 11 | 2008 |  |  | (OP) Operating
57031 | Beacon Power LLC | 57712 | Beacon Power Flywheel System 2 | IPP Non-CHP | MA | TYN2 | 2 | Flywheels | MWH | FW | 7 | 2009 |  |  | (OA) Out of service but expected to return to service in next calendar year
57032 | UTAS Aerostructures | 57713 | Rohr Inc, a UTC Aerospace Systems Company | Industrial CHP | CA | 151 | 3.2 | Natural Gas Internal Combustion Engine | NG | IC | 4 | 2002 |  |  | (OP) Operating
57032 | UTAS Aerostructures | 57713 | Rohr Inc, a UTC Aerospace Systems Company | Industrial CHP | CA | 152 | 3.2 | Natural Gas Internal Combustion Engine | NG | IC | 4 | 2002 |  |  | (OP) Operating
57032 | UTAS Aerostructures | 57713 | Rohr Inc, a UTC Aerospace Systems Company | Industrial CHP | CA | 153 | 3.2 | Natural Gas Internal Combustion Engine | NG | IC | 4 | 2002 |  |  | (OP) Operating
57033 | City of Palo Alto | 57714 | City of Palo Alto | Electric Utility | CA | GEN1 | 1.1 | Natural Gas Internal Combustion Engine | NG | IC | 3 | 2002 |  |  | (SB) Standby/Backup: available for service but not normally used
57033 | City of Palo Alto | 57714 | City of Palo Alto | Electric Utility | CA | GEN2 | 1.1 | Natural Gas Internal Combustion Engine | NG | IC | 3 | 2002 |  |  | (SB) Standby/Backup: available for service but not normally used
57033 | City of Palo Alto | 57714 | City of Palo Alto | Electric Utility | CA | GEN3 | 1.1 | Natural Gas Internal Combustion Engine | NG | IC | 3 | 2002 |  |  | (SB) Standby/Backup: available for service but not normally used
57033 | City of Palo Alto | 57714 | City of Palo Alto | Electric Utility | CA | GEN4 | 1.1 | Natural Gas Internal Combustion Engine | NG | IC | 3 | 2002 |  |  | (SB) Standby/Backup: available for service but not normally used
57034 | Watkins Manufacturing Corporation | 57715 | Watkins Manufacturing Co. | Industrial Non-CHP | CA | GEN1 | 1 | Natural Gas Internal Combustion Engine | NG | IC | 11 | 2001 |  |  | (OP) Operating
57034 | Watkins Manufacturing Corporation | 57715 | Watkins Manufacturing Co. | Industrial Non-CHP | CA | GEN2 | 1 | Natural Gas Internal Combustion Engine | NG | IC | 11 | 2001 |  |  | (OP) Operating
57031 | Beacon Power LLC | 57716 | Hazle Spindle | IPP Non-CHP | PA | HRS1 | 20 | Flywheels | MWH | FW | 9 | 2013 |  |  | (OP) Operating
24211 | Tucson Electric Power Co | 57717 | UASTP II | Electric Utility | AZ | UATP2 | 4 | Solar Photovoltaic | SUN | PV | 1 | 2012 |  |  | (OP) Operating
11806 | Massachusetts Mun Wholes Electric Co | 57721 | Berkshire Wind Power Project | Electric Utility | MA | BWP | 15 | Onshore Wind Turbine | WND | WT | 5 | 2011 |  |  | (OP) Operating
57022 | Solar Power Inc. | 57722 | North Palm Springs 4A | IPP Non-CHP | CA | 1 | 4 | Solar Photovoltaic | SUN | PV | 10 | 2012 |  |  | (OP) Operating
56976 | Constellation Solar New Jersey II, LLC | 57723 | Johnson Matthey, Inc. Solar | IPP Non-CHP | NJ | PV1 | 4 | Solar Photovoltaic | SUN | PV | 3 | 2011 |  |  | (OP) Operating
15477 | Public Service Elec & Gas Co | 57724 | NJMC Landfill | Electric Utility | NJ | NJMC | 2.5 | Solar Photovoltaic | SUN | PV | 12 | 2011 |  |  | (OP) Operating
57170 | EDF Renewable Asset Holdings, Inc. | 57725 | Shiloh IV Wind Project LLC | IPP Non-CHP | CA | 1 | 101.3 | Onshore Wind Turbine | WND | WT | 12 | 2012 |  |  | (OP) Operating
15477 | Public Service Elec & Gas Co | 57726 | Summit Associates | Electric Utility | NJ | SUMA | 1.9 | Solar Photovoltaic | SUN | PV | 12 | 2011 |  |  | (OP) Operating
15477 | Public Service Elec & Gas Co | 57727 | BlackRock-Matrix | Electric Utility | NJ | BLAR | 2.5 | Solar Photovoltaic | SUN | PV | 3 | 2012 |  |  | (OP) Operating
15477 | Public Service Elec & Gas Co | 57728 | Mill Creek Solar | Electric Utility | NJ | MILLC | 3.5 | Solar Photovoltaic | SUN | PV | 12 | 2011 |  |  | (OP) Operating
27075 | San Diego County Water Auth | 57729 | Lake Hodges Hydroelectric Facility | Electric Utility | CA | 1 | 21 | Hydroelectric Pumped Storage | WAT | PS | 8 | 2012 |  |  | (OP) Operating
27075 | San Diego County Water Auth | 57729 | Lake Hodges Hydroelectric Facility | Electric Utility | CA | 2 | 21 | Hydroelectric Pumped Storage | WAT | PS | 8 | 2012 |  |  | (OP) Operating
11208 | Los Angeles Department of Water & Power | 57730 | Lopez Canyon | Electric Utility | CA | 1 | 1.5 | Landfill Gas | LFG | GT | 8 | 2002 |  |  | (OP) Operating
57046 | University of Minnestoa Morris Campus | 57732 | UMM Wind Turbine | Commercial Non-CHP | MN | UMM1 | 0.6 | Onshore Wind Turbine | WND | WT | 6 | 2011 |  |  | (OP) Operating
57044 | Constellation Solar New Jersey, LLC | 57733 | Benjamin Moore & Co. Solar | Commercial Non-CHP | NJ | PV1 | 1.4 | Solar Photovoltaic | SUN | PV | 12 | 2010 |  |  | (OP) Operating
57049 | NFI Solar LLC | 57734 | Cherry Hill | IPP Non-CHP | NJ | CH | 1.1 | Solar Photovoltaic | SUN | PV | 3 | 2010 |  |  | (OP) Operating
57047 | BioFuels Point Loma LLC | 57735 | UCSD Fuel Cell Plant | IPP Non-CHP | CA | UCSD | 2.8 | Other Waste Biomass | OBG | FC | 11 | 2011 |  |  | (OP) Operating
57055 | SunE SPS1, LLC | 57736 | SPS1 Dollarhide | IPP Non-CHP | NM | 1 | 10 | Solar Photovoltaic | SUN | PV | 9 | 2011 |  |  | (OP) Operating
57056 | SunE SPS2, LLC | 57737 | SPS2 Jal | IPP Non-CHP | NM | 1 | 10 | Solar Photovoltaic | SUN | PV | 9 | 2011 |  |  | (OP) Operating
57057 | SunE SPS3, LLC | 57738 | SPS3 Lea | IPP Non-CHP | NM | 1 | 10 | Solar Photovoltaic | SUN | PV | 11 | 2011 |  |  | (OP) Operating
57059 | SunE SPS4, LLC | 57739 | SPS4 Monument | IPP Non-CHP | NM | 1 | 10.1 | Solar Photovoltaic | SUN | PV | 12 | 2011 |  |  | (OP) Operating
57058 | SunE SPS5, LLC | 57740 | SPS5 Hopi | IPP Non-CHP | NM | 1 | 10.1 | Solar Photovoltaic | SUN | PV | 12 | 2011 |  |  | (OP) Operating
57054 | Suzlon Project VIII LLC | 57741 | Suzlon Project VIII LLC | IPP Non-CHP | TX | SP95 | 2.1 | Onshore Wind Turbine | WND | WT | 10 | 2011 |  |  | (OA) Out of service but expected to return to service in next calendar year
57054 | Suzlon Project VIII LLC | 57741 | Suzlon Project VIII LLC | IPP Non-CHP | TX | SP97 | 2.1 | Onshore Wind Turbine | WND | WT | 10 | 2011 |  |  | (OP) Operating
57049 | NFI Solar LLC | 57742 | Vineland Headquarters | IPP Non-CHP | NJ | VHQ | 1.1 | Solar Photovoltaic | SUN | PV | 6 | 2011 |  |  | (OP) Operating
57022 | Solar Power Inc. | 57743 | North Palm Springs 1A | IPP Non-CHP | CA | 1 | 2.4 | Solar Photovoltaic | SUN | PV | 4 | 2012 |  |  | (OP) Operating
57053 | Laurel Wind Energy LLC | 57744 | Laurel Hill Wind | IPP Non-CHP | PA | 1 | 69 | Onshore Wind Turbine | WND | WT | 9 | 2012 |  |  | (OP) Operating
57044 | Constellation Solar New Jersey, LLC | 57745 | The City of Vineland at West Vineland | IPP Non-CHP | NJ | PV1 | 3.7 | Solar Photovoltaic | SUN | PV | 10 | 2011 |  |  | (OP) Operating
57044 | Constellation Solar New Jersey, LLC | 57746 | The City of Vineland at North Vineland | IPP Non-CHP | NJ | PV1 | 2.3 | Solar Photovoltaic | SUN | PV | 10 | 2011 |  |  | (OP) Operating
57052 | NRG Solar Arrowhead LLC | 57747 | FedEx Field Solar Facility | IPP Non-CHP | MD | 1 | 2 | Solar Photovoltaic | SUN | PV | 9 | 2011 |  |  | (OP) Operating
57042 | Gordon Butte Wind LLC | 57748 | Gordon Butte Wind LLC | IPP Non-CHP | MT | GBW | 9.6 | Onshore Wind Turbine | WND | WT | 1 | 2012 |  |  | (OP) Operating
57041 | Idaho Winds LLC | 57749 | Sawtooth Wind Project | IPP Non-CHP | ID | ST | 22.4 | Onshore Wind Turbine | WND | WT | 10 | 2011 |  |  | (OP) Operating
57049 | NFI Solar LLC | 57750 | Maple Solar | IPP Non-CHP | NJ | P1 | 1.6 | Solar Photovoltaic | SUN | PV | 5 | 2011 |  |  | (OP) Operating
57049 | NFI Solar LLC | 57750 | Maple Solar | IPP Non-CHP | NJ | P2 | 0.8 | Solar Photovoltaic | SUN | PV | 9 | 2011 |  |  | (OP) Operating
57063 | Los Vientos Wind 1A, LLC | 57751 | Los Vientos Wind 1A | IPP Non-CHP | TX | 1 | 200 | Onshore Wind Turbine | WND | WT | 12 | 2012 |  |  | (OP) Operating
57064 | Los Vientos Wind 1B, LLC | 57752 | Los Vientos Wind 1B | IPP Non-CHP | TX | 1 | 201.6 | Onshore Wind Turbine | WND | WT | 12 | 2012 |  |  | (OP) Operating
56995 | Sacramento PV Energy, LLC | 57753 | SMUD at Lawrence | IPP Non-CHP | CA | PV1 | 1 | Solar Photovoltaic | SUN | PV | 12 | 2011 |  |  | (OP) Operating
57051 | Frederick County Virginia | 57754 | Frederick County LFGTE Facility | Commercial Non-CHP | VA | 1 | 1 | Landfill Gas | LFG | IC | 11 | 2010 |  |  | (OP) Operating
57051 | Frederick County Virginia | 57754 | Frederick County LFGTE Facility | Commercial Non-CHP | VA | 2 | 1 | Landfill Gas | LFG | IC | 11 | 2010 |  |  | (OP) Operating
57050 | TPW Petersburg LLC | 57755 | TPW Petersburg | IPP Non-CHP | NE | PETE | 40.5 | Onshore Wind Turbine | WND | WT | 11 | 2011 |  |  | (OP) Operating
57066 | Coastal Community Action Program | 57756 | Coastal Energy Project | IPP Non-CHP | WA | 1 | 6 | Onshore Wind Turbine | WND | WT | 6 | 2010 |  |  | (OP) Operating
57170 | EDF Renewable Asset Holdings, Inc. | 57757 | Pacific Wind LLC | IPP Non-CHP | CA | 1 | 140 | Onshore Wind Turbine | WND | WT | 8 | 2012 |  |  | (OP) Operating
57065 | Constellation Solar Horizons LLC | 57758 | Mount Saint Mary's | IPP Non-CHP | MD | PV1 | 13.7 | Solar Photovoltaic | SUN | PV | 7 | 2012 |  |  | (OP) Operating
14354 | PacifiCorp | 57759 | Consumer Products (Camas) LLC | Industrial Non-CHP | WA | STG1 | 10 | All Other | PUR | ST | 12 | 1995 |  |  | (OP) Operating
57068 | Power County Wind Park South LLC | 57760 | Power County Wind Park South | IPP Non-CHP | ID | PCWPS | 22.5 | Onshore Wind Turbine | WND | WT | 12 | 2011 |  |  | (OP) Operating
57069 | Power County Wind Park North LLC | 57761 | Power County Wind Park North | IPP Non-CHP | ID | PCWPN | 22.5 | Onshore Wind Turbine | WND | WT | 12 | 2011 |  |  | (OP) Operating
58143 | Cimarron Wind Energy LLC | 57762 | Cimarron Wind Energy LLC | IPP Non-CHP | KS | CPV1 | 165.6 | Onshore Wind Turbine | WND | WT | 11 | 2012 |  |  | (OP) Operating
17470 | PUD 1 of Snohomish County | 57763 | Youngs Creek Hydroelectric Project | Electric Utility | WA | 1 | 7.9 | Conventional Hydroelectric | WAT | HY | 11 | 2011 |  |  | (OP) Operating
57073 | Solar Star California XV, LLC | 57764 | Naval Air Weapons Station China Lake | Commercial Non-CHP | CA | 1 | 11.1 | Solar Photovoltaic | SUN | PV | 9 | 2012 |  |  | (OP) Operating
58863 | Main Street Power | 57765 | Arizona Western College PV | IPP Non-CHP | AZ | SFC | 1 | Solar Photovoltaic | SUN | PV | 11 | 2011 |  |  | (OP) Operating
58863 | Main Street Power | 57765 | Arizona Western College PV | IPP Non-CHP | AZ | SHP | 0.9 | Solar Photovoltaic | SUN | PV | 11 | 2011 |  |  | (OP) Operating
58863 | Main Street Power | 57765 | Arizona Western College PV | IPP Non-CHP | AZ | SOLEG | 1 | Solar Photovoltaic | SUN | PV | 4 | 2015 |  |  | (OP) Operating
58863 | Main Street Power | 57765 | Arizona Western College PV | IPP Non-CHP | AZ | STE | 0.9 | Solar Photovoltaic | SUN | PV | 11 | 2011 |  |  | (OP) Operating
58863 | Main Street Power | 57765 | Arizona Western College PV | IPP Non-CHP | AZ | SWD | 0.9 | Solar Photovoltaic | SUN | PV | 11 | 2011 |  |  | (OP) Operating
57075 | Ridgeline Energy LLC | 57766 | Rockland Wind Farm | IPP Non-CHP | ID | RLWF | 79.2 | Onshore Wind Turbine | WND | WT | 12 | 2011 |  |  | (OP) Operating
57077 | Adams Electric Cooperative | 57767 | Brown County Wind Turbine | Electric Utility | IL | 1 | 1.5 | Onshore Wind Turbine | WND | WT | 9 | 2011 |  |  | (OP) Operating
57078 | Ecogy Pennsylvania Systems LLC | 57768 | Longwood Gardens | IPP Non-CHP | PA | 1 | 1.3 | Solar Photovoltaic | SUN | PV | 5 | 2010 |  |  | (OP) Operating
55963 | AE Power Services LLC | 57769 | Mehoopany Wind Energy LLC | IPP Non-CHP | PA | 1 | 142.6 | Onshore Wind Turbine | WND | WT | 12 | 2012 |  |  | (OP) Operating
57047 | BioFuels Point Loma LLC | 57770 | South Bay Fuel Cell Plant | IPP Non-CHP | CA | SBFC | 1.4 | Other Waste Biomass | OBG | FC | 1 | 2012 |  |  | (OP) Operating
57079 | Ameresco Butte County LLC | 57771 | Ameresco Butte County | IPP Non-CHP | CA | 1 | 2 | Landfill Gas | LFG | IC | 2 | 2013 |  |  | (OP) Operating
57081 | Washington Gas Energy Systems, Inc. | 57772 | Perdue Bridgeville Photovoltaic | IPP Non-CHP | DE | BRID | 1.3 | Solar Photovoltaic | SUN | PV | 7 | 2011 |  |  | (OP) Operating
58315 | SSA Solar of CA 2 LLC | 57773 | Palo Verde College | Commercial Non-CHP | CA | 1 | 1.2 | Solar Photovoltaic | SUN | PV | 8 | 2009 |  |  | (OP) Operating
11556 | Brookfield Energy Marketing LP | 57774 | Windstar 1 | IPP Non-CHP | CA | WGNS | 120 | Onshore Wind Turbine | WND | WT | 2 | 2012 |  |  | (OP) Operating
11556 | Brookfield Energy Marketing LP | 57775 | Kingman 1 | IPP Non-CHP | AZ | PV | 0.5 | Solar Photovoltaic | SUN | PV | 9 | 2011 |  |  | (OP) Operating
11556 | Brookfield Energy Marketing LP | 57775 | Kingman 1 | IPP Non-CHP | AZ | WGNS | 10 | Onshore Wind Turbine | WND | WT | 9 | 2011 |  |  | (OP) Operating
58316 | SSA Solar of NJ LLC | 57776 | FedEx Woodbridge | IPP Non-CHP | NJ | 1 | 2.4 | Solar Photovoltaic | SUN | PV | 12 | 2009 |  |  | (OP) Operating
57087 | RE Dillard LLC | 57777 | RE Dillard 1 | IPP Non-CHP | CA | DL1 | 3 | Solar Photovoltaic | SUN | PV | 1 | 2012 |  |  | (OP) Operating
57090 | RE Kammerer LLC | 57778 | RE Kammerer 1 | IPP Non-CHP | CA | KAM1 | 5 | Solar Photovoltaic | SUN | PV | 1 | 2012 |  |  | (OP) Operating
57087 | RE Dillard LLC | 57779 | RE Dillard 2 | IPP Non-CHP | CA | DIL2 | 3 | Solar Photovoltaic | SUN | PV | 1 | 2012 |  |  | (OP) Operating
57090 | RE Kammerer LLC | 57780 | RE Kammerer 2 | IPP Non-CHP | CA | KAM2 | 5 | Solar Photovoltaic | SUN | PV | 2 | 2012 |  |  | (OP) Operating
57087 | RE Dillard LLC | 57781 | RE Dillard 3 | IPP Non-CHP | CA | DIL3 | 3 | Solar Photovoltaic | SUN | PV | 1 | 2012 |  |  | (OP) Operating
57090 | RE Kammerer LLC | 57782 | RE Kammerer 3 | IPP Non-CHP | CA | KAM3 | 5 | Solar Photovoltaic | SUN | PV | 2 | 2012 |  |  | (OP) Operating
57093 | RE Bruceville LLC | 57783 | RE Bruceville 1 | IPP Non-CHP | CA | BRU1 | 5 | Solar Photovoltaic | SUN | PV | 1 | 2012 |  |  | (OP) Operating
57093 | RE Bruceville LLC | 57784 | RE Bruceville 2 | IPP Non-CHP | CA | BRU2 | 5 | Solar Photovoltaic | SUN | PV | 2 | 2012 |  |  | (OP) Operating
57093 | RE Bruceville LLC | 57785 | RE Bruceville 3 | IPP Non-CHP | CA | BRU3 | 5 | Solar Photovoltaic | SUN | PV | 2 | 2012 |  |  | (OP) Operating
57101 | FC Landfill Energy | 57786 | FC Landfill Energy | IPP Non-CHP | MD | UNIT1 | 1 | Landfill Gas | LFG | IC | 6 | 2010 |  |  | (OP) Operating
57101 | FC Landfill Energy | 57786 | FC Landfill Energy | IPP Non-CHP | MD | UNIT2 | 1 | Landfill Gas | LFG | IC | 6 | 2010 |  |  | (OP) Operating
55963 | AE Power Services LLC | 57787 | Flat Ridge 2 Wind Energy LLC | IPP Non-CHP | KS | 1 | 470.4 | Onshore Wind Turbine | WND | WT | 10 | 2012 |  |  | (OP) Operating
57103 | US GSA Heating and Transmission | 57788 | US GSA Heating and Transmission | Commercial CHP | DC | TG1 | 4.5 | Natural Gas Fired Combustion Turbine | NG | GT | 7 | 2004 |  |  | (OP) Operating
57103 | US GSA Heating and Transmission | 57788 | US GSA Heating and Transmission | Commercial CHP | DC | TG2 | 4.5 | Natural Gas Fired Combustion Turbine | NG | GT | 7 | 2004 |  |  | (OP) Operating
57106 | Peak Power 1, LLC | 57789 | Peak Power 1 Cogen | Commercial Non-CHP | NY | GEN1 | 2 | Natural Gas Internal Combustion Engine | NG | IC | 7 | 2010 |  |  | (OP) Operating
57106 | Peak Power 1, LLC | 57789 | Peak Power 1 Cogen | Commercial Non-CHP | NY | GEN2 | 2 | Natural Gas Internal Combustion Engine | NG | IC | 7 | 2010 |  |  | (OP) Operating
57106 | Peak Power 1, LLC | 57789 | Peak Power 1 Cogen | Commercial Non-CHP | NY | GEN3 | 2 | Natural Gas Internal Combustion Engine | NG | IC | 7 | 2010 |  |  | (OP) Operating
57107 | RE Bagdad Solar 1 LLC | 57790 | RE Bagdad Solar I LLC | IPP Non-CHP | AZ | 1 | 16.6 | Solar Photovoltaic | SUN | PV | 12 | 2011 |  |  | (OP) Operating
56930 | Foundation HA Energy Generation, LLC | 57791 | Foundation AB | IPP Non-CHP | CA | WTG1 | 1.5 | Onshore Wind Turbine | WND | WT | 11 | 2011 |  |  | (OP) Operating
56930 | Foundation HA Energy Generation, LLC | 57792 | Foundation IE | IPP Non-CHP | CA | WTG1 | 1 | Onshore Wind Turbine | WND | WT | 12 | 2011 |  |  | (OP) Operating
57108 | The County of Sonoma | 57793 | Sonoma County Fuel Cell | Commercial CHP | CA | FC-1 | 1.4 | Other Natural Gas | NG | FC | 12 | 2010 |  |  | (OP) Operating
57112 | RE Ajo 1 LLC | 57795 | RE Ajo 1 LLC | IPP Non-CHP | AZ | 1 | 4.5 | Solar Photovoltaic | SUN | PV | 8 | 2011 |  |  | (OP) Operating
57104 | Golden Springs Development Company LLC | 57796 | Golden Springs Building C-1 | IPP Non-CHP | CA | 1 | 1.2 | Solar Photovoltaic | SUN | PV | 2 | 2012 |  |  | (OP) Operating
57104 | Golden Springs Development Company LLC | 57797 | Golden Springs Building D | IPP Non-CHP | CA | 1 | 1.3 | Solar Photovoltaic | SUN | PV | 3 | 2012 |  |  | (OP) Operating
57120 | OBP Cogen LLC | 57798 | OBP Cogen | Commercial CHP | NY | 1OBP | 4.6 | Natural Gas Fired Combustion Turbine | NG | GT | 6 | 2010 |  |  | (OP) Operating
57113 | ISH Solar Central, LLC | 57799 | ISH Solar Central, LLC | IPP Non-CHP | NJ | 1 | 1.4 | Solar Photovoltaic | SUN | PV | 10 | 2011 |  |  | (OP) Operating
12647 | ALLETE, Inc. | 57800 | Bison 2 Wind Energy Center | Electric Utility | ND | BISO2 | 105 | Onshore Wind Turbine | WND | WT | 12 | 2012 |  |  | (OP) Operating
12647 | ALLETE, Inc. | 57801 | Bison 3 Wind Energy Center | Electric Utility | ND | BISO3 | 105 | Onshore Wind Turbine | WND | WT | 12 | 2012 |  |  | (OP) Operating
56215 | E ON Climate Renewables N America LLC | 57802 | Magic Valley Wind Farm I LLC | IPP Non-CHP | TX | MV1 | 203 | Onshore Wind Turbine | WND | WT | 9 | 2012 |  |  | (OP) Operating
57122 | Lime Wind LLC | 57803 | Lime Wind | IPP Non-CHP | OR | T1-6 | 3 | Onshore Wind Turbine | WND | WT | 12 | 2011 |  |  | (OP) Operating
57123 | Middlebury College Biomass | 57804 | Middlebury College | Commercial Non-CHP | VT | 1 | 0.1 | Wood/Wood Waste Biomass | WDS | ST | 1 | 1980 |  |  | (OS) Out of service and NOT expected to return to service in next calendar year
57123 | Middlebury College Biomass | 57804 | Middlebury College | Commercial Non-CHP | VT | 2 | 0.4 | Wood/Wood Waste Biomass | WDS | ST | 1 | 1985 |  |  | (OP) Operating
57123 | Middlebury College Biomass | 57804 | Middlebury College | Commercial Non-CHP | VT | 3 | 0.3 | Wood/Wood Waste Biomass | WDS | ST | 1 | 1999 |  |  | (OP) Operating
57124 | Nautilus Solar WPU LLC | 57805 | William Paterson University | Commercial Non-CHP | NJ | WPU1 | 1.4 | Solar Photovoltaic | SUN | PV | 10 | 2010 |  |  | (OP) Operating
57087 | RE Dillard LLC | 57806 | RE Dillard 4 | IPP Non-CHP | CA | DIL4 | 0.4 | Solar Photovoltaic | SUN | PV | 1 | 2012 |  |  | (OP) Operating
56778 | Bloom Energy 2009 PPA | 57807 | Coca Cola American Canyon | IPP Non-CHP | CA | COK01 | 1 | Other Natural Gas | NG | FC | 9 | 2011 |  |  | (OP) Operating
57128 | Bloom Energy | 57808 | Lockheed Martin Sunnyvale | IPP Non-CHP | CA | LOK00 | 1 | Other Natural Gas | NG | FC | 12 | 2011 |  |  | (OP) Operating
57128 | Bloom Energy | 57809 | Franklin Templeton San Mateo | IPP Non-CHP | CA | FRK00 | 1 | Other Natural Gas | NG | FC | 11 | 2011 |  |  | (OP) Operating
57128 | Bloom Energy | 57811 | Adobe San Jose | IPP Non-CHP | CA | ADB00 | 0.8 | Other Natural Gas | NG | FC | 8 | 2010 |  |  | (OP) Operating
57128 | Bloom Energy | 57811 | Adobe San Jose | IPP Non-CHP | CA | ADB01 | 0.4 | Other Natural Gas | NG | FC | 8 | 2010 |  |  | (OP) Operating
57127 | GL Wind LLC | 57813 | GL Wind | IPP Non-CHP | MN | TURB1 | 2.4 | Onshore Wind Turbine | WND | WT | 12 | 2011 |  |  | (OP) Operating
57127 | GL Wind LLC | 57813 | GL Wind | IPP Non-CHP | MN | TURB2 | 2.4 | Onshore Wind Turbine | WND | WT | 12 | 2011 |  |  | (OP) Operating
57130 | Janssen Pharmaceutical Co | 57815 | Titusville Solar | Commercial Non-CHP | NJ | PV1 | 4.1 | Solar Photovoltaic | SUN | PV | 9 | 2010 |  |  | (OP) Operating
57114 | RE McKenzie LLC | 57816 | RE McKenzie 1 | IPP Non-CHP | CA | MCK1 | 5 | Solar Photovoltaic | SUN | PV | 11 | 2012 |  |  | (OP) Operating
57114 | RE McKenzie LLC | 57817 | RE McKenzie 2 | IPP Non-CHP | CA | MCK2 | 5 | Solar Photovoltaic | SUN | PV | 11 | 2012 |  |  | (OP) Operating
57114 | RE McKenzie LLC | 57818 | RE McKenzie 3 | IPP Non-CHP | CA | MCK3 | 5 | Solar Photovoltaic | SUN | PV | 11 | 2012 |  |  | (OP) Operating
57114 | RE McKenzie LLC | 57819 | RE McKenzie 4 | IPP Non-CHP | CA | MCK4 | 5 | Solar Photovoltaic | SUN | PV | 11 | 2012 |  |  | (OP) Operating
57114 | RE McKenzie LLC | 57820 | RE McKenzie 5 | IPP Non-CHP | CA | MCK5 | 5 | Solar Photovoltaic | SUN | PV | 11 | 2012 |  |  | (OP) Operating
57114 | RE McKenzie LLC | 57821 | RE McKenzie 6 | IPP Non-CHP | CA | MCK6 | 5 | Solar Photovoltaic | SUN | PV | 11 | 2012 |  |  | (OP) Operating
56069 | SunCoke Energy, Inc. | 57822 | Middletown Coke Company, LLC | IPP Non-CHP | OH | YNKE | 47 | Other Gases | OG | ST | 12 | 2011 |  |  | (OP) Operating
57138 | University of Minnesota WCROC | 57823 | WCROC Wind Farm | IPP Non-CHP | MN | WTG1 | 0.4 | Onshore Wind Turbine | WND | WT | 3 | 2005 |  |  | (OP) Operating
57142 | Gundersen Lutheran Biogas I LLC | 57824 | Onalaska Campus Landfill Biogas | IPP Non-CHP | WI | 416LF | 1.1 | Landfill Gas | LFG | IC | 3 | 2012 |  |  | (OP) Operating
58661 | Sustainable Power Group, LLC | 57827 | Dinuba Wastewater Treatment Plant | Commercial Non-CHP | CA | DSPV | 1 | Solar Photovoltaic | SUN | PV | 11 | 2011 |  |  | (OP) Operating
57146 | Tulsa LFG LLC | 57828 | Tulsa LFG LLC | IPP Non-CHP | OK | GEN1 | 1.4 | Landfill Gas | LFG | IC | 2 | 2013 |  |  | (OP) Operating
57146 | Tulsa LFG LLC | 57828 | Tulsa LFG LLC | IPP Non-CHP | OK | GEN2 | 1.4 | Landfill Gas | LFG | IC | 2 | 2013 |  |  | (OP) Operating
57148 | Glendale Energy LLC | 57829 | Glendale Energy Power Plant | IPP Non-CHP | AZ | GLEN1 | 1.4 | Landfill Gas | LFG | IC | 1 | 2010 |  |  | (OP) Operating
57148 | Glendale Energy LLC | 57829 | Glendale Energy Power Plant | IPP Non-CHP | AZ | GLEN2 | 1.4 | Landfill Gas | LFG | IC | 1 | 2010 |  |  | (OP) Operating
57149 | Rippey Wind Energy LLC | 57830 | Rippey Wind Farm | IPP Non-CHP | IA | NORD | 50 | Onshore Wind Turbine | WND | WT | 8 | 2012 |  |  | (OP) Operating
57154 | Heliocentric LLC | 57831 | Heliocentric | IPP Non-CHP | CA | 1 | 1.3 | Solar Photovoltaic | SUN | PV | 3 | 2012 |  |  | (OP) Operating
57150 | Bethel Wind Energy LLC | 57832 | Hawkeye Wind Farm | IPP Non-CHP | IA | NORD | 34 | Onshore Wind Turbine | WND | WT | 10 | 2012 |  |  | (OP) Operating
58672 | Everpower Wind Holdings Inc | 57833 | Mustang Hills LLC | IPP Non-CHP | CA | AW06 | 150 | Onshore Wind Turbine | WND | WT | 5 | 2012 |  |  | (OP) Operating
57493 | MidAmerican Renewables LLC | 57834 | Pinyon Pine I | IPP Non-CHP | CA | AW07 | 168 | Onshore Wind Turbine | WND | WT | 11 | 2012 |  |  | (OP) Operating
11556 | Brookfield Energy Marketing LP | 57835 | Alta Wind VIII | IPP Non-CHP | CA | AW08 | 150 | Onshore Wind Turbine | WND | WT | 1 | 2012 |  |  | (OP) Operating
57159 | L-8 Solar Project LLC | 57836 | L-8 Solar Project | IPP Non-CHP | CA | TSM | 1.3 | Solar Photovoltaic | SUN | PV | 5 | 2012 |  |  | (OP) Operating
57493 | MidAmerican Renewables LLC | 57837 | Pinyon Pine II | IPP Non-CHP | CA | AW09 | 132 | Onshore Wind Turbine | WND | WT | 11 | 2012 |  |  | (OP) Operating
56769 | Consolidated Edison Development Inc. | 57838 | Dartmouth II Solar | IPP Non-CHP | MA | D2MA | 2 | Solar Photovoltaic | SUN | PV | 6 | 2012 |  |  | (OP) Operating
57167 | ISH Solar Hospitals LLC | 57840 | ISH Solar Hospital SDMC | IPP Non-CHP | CA | 1 | 1.1 | Solar Photovoltaic | SUN | PV | 12 | 2011 |  |  | (OP) Operating
57167 | ISH Solar Hospitals LLC | 57841 | ISH Solar Hospital Downey | IPP Non-CHP | CA | 1 | 1.1 | Solar Photovoltaic | SUN | PV | 9 | 2011 |  |  | (OP) Operating
40211 | Wabash Valley Power Assn, Inc | 57842 | Wabash Valley Power IGCC | Electric Utility | IN | 1 | 85 | Petroleum Coke | SGP | CA | 12 | 1953 |  |  | (OP) Operating
40211 | Wabash Valley Power Assn, Inc | 57842 | Wabash Valley Power IGCC | Electric Utility | IN | 1A | 189 | Petroleum Coke | SGP | CT | 11 | 1995 |  |  | (OP) Operating
57172 | SC Landfill Energy LLC | 57843 | SC Landfill Energy LLC | IPP Non-CHP | NJ | GEN1 | 1.7 | Landfill Gas | LFG | IC | 12 | 2008 |  |  | (OP) Operating
57171 | Franklin County Wind LLC | 57844 | Franklin County Wind Farm | IPP Non-CHP | IA | 1 | 99 | Onshore Wind Turbine | WND | WT | 12 | 2012 |  |  | (OP) Operating
57173 | AC Landfill Energy LLC | 57845 | AC Landfill Energy LLC | IPP Non-CHP | NJ | UNIT1 | 1.5 | Landfill Gas | LFG | IC | 3 | 2005 |  |  | (OP) Operating
57173 | AC Landfill Energy LLC | 57845 | AC Landfill Energy LLC | IPP Non-CHP | NJ | UNIT2 | 1.8 | Landfill Gas | LFG | IC | 3 | 2005 |  |  | (OP) Operating
57173 | AC Landfill Energy LLC | 57845 | AC Landfill Energy LLC | IPP Non-CHP | NJ | UNIT3 | 1.8 | Landfill Gas | LFG | IC | 3 | 2005 |  |  | (OP) Operating
57174 | SX Landfill Energy LLC | 57846 | SX Landfill Energy LLC | IPP Non-CHP | NJ | UNIT1 | 1.5 | Landfill Gas | LFG | IC | 6 | 2011 |  |  | (OP) Operating
57174 | SX Landfill Energy LLC | 57846 | SX Landfill Energy LLC | IPP Non-CHP | NJ | UNIT2 | 1.5 | Landfill Gas | LFG | IC | 6 | 2011 |  |  | (OP) Operating
57175 | BC Landfill Energy LLC | 57847 | BC Landfill Energy LLC | IPP Non-CHP | NJ | UNIT1 | 1.4 | Landfill Gas | LFG | IC | 8 | 2007 |  |  | (OP) Operating
57175 | BC Landfill Energy LLC | 57847 | BC Landfill Energy LLC | IPP Non-CHP | NJ | UNIT2 | 1.4 | Landfill Gas | LFG | IC | 8 | 2007 |  |  | (OP) Operating
57175 | BC Landfill Energy LLC | 57847 | BC Landfill Energy LLC | IPP Non-CHP | NJ | UNIT3 | 1.4 | Landfill Gas | LFG | IC | 8 | 2007 |  |  | (OP) Operating
57175 | BC Landfill Energy LLC | 57847 | BC Landfill Energy LLC | IPP Non-CHP | NJ | UNIT4 | 1.4 | Landfill Gas | LFG | IC | 8 | 2007 |  |  | (OP) Operating
57175 | BC Landfill Energy LLC | 57847 | BC Landfill Energy LLC | IPP Non-CHP | NJ | UNIT5 | 1.4 | Landfill Gas | LFG | IC | 8 | 2007 |  |  | (OP) Operating
57176 | WC Landfill Energy LLC | 57848 | WC Landfill Energy LLC | IPP Non-CHP | NJ | GEN1 | 1.6 | Landfill Gas | LFG | IC | 11 | 2006 |  |  | (OP) Operating
57176 | WC Landfill Energy LLC | 57848 | WC Landfill Energy LLC | IPP Non-CHP | NJ | SOLAR | 1.2 | Solar Photovoltaic | SUN | PV | 9 | 2013 |  |  | (OP) Operating
57177 | SEAI Elk Grove LLC | 57849 | Green Acres Solar Facility 1 | IPP Non-CHP | CA | GASF1 | 3 | Solar Photovoltaic | SUN | PV | 9 | 2012 |  |  | (OP) Operating
57177 | SEAI Elk Grove LLC | 57850 | Green Acres Solar Facility 2 | IPP Non-CHP | CA | GASF2 | 1 | Solar Photovoltaic | SUN | PV | 9 | 2012 |  |  | (OP) Operating
5109 | DTE Electric Company | 57851 | Sigel Wind Park | Electric Utility | MI | 1 | 64 | Onshore Wind Turbine | WND | WT | 12 | 2012 |  |  | (OP) Operating
5109 | DTE Electric Company | 57852 | Minden Wind Park | Electric Utility | MI | 1 | 32 | Onshore Wind Turbine | WND | WT | 12 | 2012 |  |  | (OP) Operating
5109 | DTE Electric Company | 57853 | McKinley Wind Park | Electric Utility | MI | 1 | 14 | Onshore Wind Turbine | WND | WT | 12 | 2012 |  |  | (OP) Operating
11208 | Los Angeles Department of Water & Power | 57854 | North Hollywood | Commercial Non-CHP | CA | 1PT1 | 1.8 | Hydroelectric Pumped Storage | WAT | PS | 1 | 1993 |  |  | (OS) Out of service and NOT expected to return to service in next calendar year
11208 | Los Angeles Department of Water & Power | 57854 | North Hollywood | Commercial Non-CHP | CA | 1PT2 | 1.8 | Hydroelectric Pumped Storage | WAT | PS | 1 | 1993 |  |  | (OP) Operating
11208 | Los Angeles Department of Water & Power | 57854 | North Hollywood | Commercial Non-CHP | CA | 1PT3 | 1.8 | Hydroelectric Pumped Storage | WAT | PS | 1 | 1993 |  |  | (OP) Operating
11208 | Los Angeles Department of Water & Power | 57854 | North Hollywood | Commercial Non-CHP | CA | 2T1 | 1.2 | Conventional Hydroelectric | WAT | HY | 1 | 1993 |  |  | (OP) Operating
11208 | Los Angeles Department of Water & Power | 57854 | North Hollywood | Commercial Non-CHP | CA | 2T2 | 1.2 | Conventional Hydroelectric | WAT | HY | 1 | 1993 |  |  | (OP) Operating
11208 | Los Angeles Department of Water & Power | 57854 | North Hollywood | Commercial Non-CHP | CA | 2T3 | 0.5 | Conventional Hydroelectric | WAT | HY | 1 | 1993 |  |  | (OP) Operating
11208 | Los Angeles Department of Water & Power | 57854 | North Hollywood | Commercial Non-CHP | CA | 3T1 | 0.5 | Conventional Hydroelectric | WAT | HY | 1 | 1993 |  |  | (OP) Operating
11208 | Los Angeles Department of Water & Power | 57854 | North Hollywood | Commercial Non-CHP | CA | 3T2 | 0.2 | Conventional Hydroelectric | WAT | HY | 1 | 1993 |  |  | (OP) Operating
9442 | Town of Ipswich - (MA) | 57855 | Ipswich Wind Turbine | Electric Utility | MA | 1 | 1.6 | Onshore Wind Turbine | WND | WT | 5 | 2011 |  |  | (OP) Operating
56918 | University of California San Diego | 57856 | Univ of California San Diego Solar | Commercial Non-CHP | CA | SGU1 | 1.2 | Solar Photovoltaic | SUN | PV | 12 | 2008 |  |  | (OP) Operating
57183 | Shasta Renewable Resources LLC | 57857 | Shasta Renewable Resources Plant | IPP CHP | CA | 1 | 5.5 | Wood/Wood Waste Biomass | WDS | ST | 12 | 2012 |  |  | (OS) Out of service and NOT expected to return to service in next calendar year
57191 | Caney River Wind Project | 57858 | Caney River Wind Project | IPP Non-CHP | KS | 1 | 200 | Onshore Wind Turbine | WND | WT | 11 | 2011 |  |  | (OP) Operating
57194 | City of Industry | 57860 | Industry MetroLink PV 1 | Electric Utility | CA | 1 | 1.5 | Solar Photovoltaic | SUN | PV | 4 | 2012 |  |  | (OP) Operating
57189 | Hidden Hollow Energy LLC | 57861 | Hidden Hollow Energy | IPP Non-CHP | ID | UNT1 | 1.5 | Landfill Gas | LFG | IC | 1 | 2007 |  |  | (OP) Operating
57189 | Hidden Hollow Energy LLC | 57861 | Hidden Hollow Energy | IPP Non-CHP | ID | UNT2 | 1.5 | Landfill Gas | LFG | IC | 1 | 2007 |  |  | (OP) Operating
56215 | E ON Climate Renewables N America LLC | 57862 | Wildcat Wind Farm I, LLC | IPP Non-CHP | IN | 1 | 200 | Onshore Wind Turbine | WND | WT | 12 | 2012 |  |  | (OP) Operating
56997 | Marina Energy LLC | 57863 | McKee City Solar Phase 2 | Electric Utility | NJ | UNIT1 | 2.6 | Solar Photovoltaic | SUN | PV | 12 | 2011 |  |  | (OP) Operating
56997 | Marina Energy LLC | 57864 | Stockton Athletic Center | Commercial Non-CHP | NJ | 2LOT7 | 0.5 | Solar Photovoltaic | SUN | PV | 10 | 2009 |  |  | (OP) Operating
56997 | Marina Energy LLC | 57864 | Stockton Athletic Center | Commercial Non-CHP | NJ | LOT7 | 0.2 | Solar Photovoltaic | SUN | PV | 4 | 2009 |  |  | (OP) Operating
56997 | Marina Energy LLC | 57864 | Stockton Athletic Center | Commercial Non-CHP | NJ | LOT7B | 0.2 | Solar Photovoltaic | SUN | PV | 4 | 2009 |  |  | (OP) Operating
56997 | Marina Energy LLC | 57864 | Stockton Athletic Center | Commercial Non-CHP | NJ | SAC | 0.3 | Solar Photovoltaic | SUN | PV | 2 | 2009 |  |  | (OP) Operating
7349 | Golden Spread Electric Cooperative, Inc | 57865 | Antelope Station | Electric Utility | TX | E01 | 8.9 | Natural Gas Internal Combustion Engine | NG | IC | 6 | 2011 |  |  | (OP) Operating
7349 | Golden Spread Electric Cooperative, Inc | 57865 | Antelope Station | Electric Utility | TX | E02 | 8.9 | Natural Gas Internal Combustion Engine | NG | IC | 6 | 2011 |  |  | (OP) Operating
7349 | Golden Spread Electric Cooperative, Inc | 57865 | Antelope Station | Electric Utility | TX | E03 | 8.9 | Natural Gas Internal Combustion Engine | NG | IC | 6 | 2011 |  |  | (OP) Operating
7349 | Golden Spread Electric Cooperative, Inc | 57865 | Antelope Station | Electric Utility | TX | E04 | 8.9 | Natural Gas Internal Combustion Engine | NG | IC | 6 | 2011 |  |  | (OP) Operating
7349 | Golden Spread Electric Cooperative, Inc | 57865 | Antelope Station | Electric Utility | TX | E05 | 8.9 | Natural Gas Internal Combustion Engine | NG | IC | 6 | 2011 |  |  | (OP) Operating
7349 | Golden Spread Electric Cooperative, Inc | 57865 | Antelope Station | Electric Utility | TX | E06 | 8.9 | Natural Gas Internal Combustion Engine | NG | IC | 6 | 2011 |  |  | (OP) Operating
7349 | Golden Spread Electric Cooperative, Inc | 57865 | Antelope Station | Electric Utility | TX | E07 | 8.9 | Natural Gas Internal Combustion Engine | NG | IC | 6 | 2011 |  |  | (OP) Operating
7349 | Golden Spread Electric Cooperative, Inc | 57865 | Antelope Station | Electric Utility | TX | E08 | 8.9 | Natural Gas Internal Combustion Engine | NG | IC | 6 | 2011 |  |  | (OP) Operating
7349 | Golden Spread Electric Cooperative, Inc | 57865 | Antelope Station | Electric Utility | TX | E09 | 8.9 | Natural Gas Internal Combustion Engine | NG | IC | 6 | 2011 |  |  | (OP) Operating
7349 | Golden Spread Electric Cooperative, Inc | 57865 | Antelope Station | Electric Utility | TX | E10 | 8.9 | Natural Gas Internal Combustion Engine | NG | IC | 6 | 2011 |  |  | (OP) Operating
7349 | Golden Spread Electric Cooperative, Inc | 57865 | Antelope Station | Electric Utility | TX | E11 | 8.9 | Natural Gas Internal Combustion Engine | NG | IC | 6 | 2011 |  |  | (OP) Operating
7349 | Golden Spread Electric Cooperative, Inc | 57865 | Antelope Station | Electric Utility | TX | E12 | 8.9 | Natural Gas Internal Combustion Engine | NG | IC | 6 | 2011 |  |  | (OP) Operating
7349 | Golden Spread Electric Cooperative, Inc | 57865 | Antelope Station | Electric Utility | TX | E13 | 8.9 | Natural Gas Internal Combustion Engine | NG | IC | 6 | 2011 |  |  | (OP) Operating
7349 | Golden Spread Electric Cooperative, Inc | 57865 | Antelope Station | Electric Utility | TX | E14 | 8.9 | Natural Gas Internal Combustion Engine | NG | IC | 6 | 2011 |  |  | (OP) Operating
7349 | Golden Spread Electric Cooperative, Inc | 57865 | Antelope Station | Electric Utility | TX | E15 | 8.9 | Natural Gas Internal Combustion Engine | NG | IC | 6 | 2011 |  |  | (OP) Operating
7349 | Golden Spread Electric Cooperative, Inc | 57865 | Antelope Station | Electric Utility | TX | E16 | 8.9 | Natural Gas Internal Combustion Engine | NG | IC | 6 | 2011 |  |  | (OP) Operating
7349 | Golden Spread Electric Cooperative, Inc | 57865 | Antelope Station | Electric Utility | TX | E17 | 8.9 | Natural Gas Internal Combustion Engine | NG | IC | 6 | 2011 |  |  | (OP) Operating
7349 | Golden Spread Electric Cooperative, Inc | 57865 | Antelope Station | Electric Utility | TX | E18 | 8.9 | Natural Gas Internal Combustion Engine | NG | IC | 6 | 2011 |  |  | (OP) Operating
7349 | Golden Spread Electric Cooperative, Inc | 57866 | Golden Spread Panhandle Wnd Rch | Electric Utility | TX | PWR | 78.2 | Onshore Wind Turbine | WND | WT | 9 | 2011 |  |  | (OP) Operating
58672 | Everpower Wind Holdings Inc | 57867 | Howard Wind Farm | IPP Non-CHP | NY | 1 | 51.3 | Onshore Wind Turbine | WND | WT | 12 | 2011 |  |  | (OP) Operating
58672 | Everpower Wind Holdings Inc | 57867 | Howard Wind Farm | IPP Non-CHP | NY | 2 | 4.1 | Onshore Wind Turbine | WND | WT | 12 | 2012 |  |  | (OP) Operating
56997 | Marina Energy LLC | 57868 | L'Oreal Piscataway | Industrial Non-CHP | NJ | UNIT1 | 1 | Solar Photovoltaic | SUN | PV | 12 | 2011 |  |  | (OP) Operating
56997 | Marina Energy LLC | 57869 | Heller Industrial Parks | IPP Non-CHP | NJ | UNIT1 | 2.7 | Solar Photovoltaic | SUN | PV | 12 | 2011 |  |  | (OP) Operating
57213 | Castle Rock Cooling | 57870 | Castle Rock Vineyards | Commercial Non-CHP | CA | SOLAR | 1 | Solar Photovoltaic | SUN | PV | 9 | 2010 |  |  | (OP) Operating
11208 | Los Angeles Department of Water & Power | 57871 | 2555 E Olympic Bl | Commercial Non-CHP | CA | 1 | 1 | Solar Photovoltaic | SUN | PV | 3 | 2012 |  |  | (OP) Operating
20447 | Western Farmers Elec Coop, Inc | 57872 | LCEC Generation LLVC | Electric Utility | NM | UNIT1 | 8.7 | Natural Gas Internal Combustion Engine | NG | IC | 2 | 2012 |  |  | (OP) Operating
20447 | Western Farmers Elec Coop, Inc | 57872 | LCEC Generation LLVC | Electric Utility | NM | UNIT2 | 8.7 | Natural Gas Internal Combustion Engine | NG | IC | 2 | 2012 |  |  | (OP) Operating
20447 | Western Farmers Elec Coop, Inc | 57872 | LCEC Generation LLVC | Electric Utility | NM | UNIT3 | 8.7 | Natural Gas Internal Combustion Engine | NG | IC | 2 | 2012 |  |  | (OP) Operating
20447 | Western Farmers Elec Coop, Inc | 57872 | LCEC Generation LLVC | Electric Utility | NM | UNIT4 | 8.7 | Natural Gas Internal Combustion Engine | NG | IC | 2 | 2012 |  |  | (OP) Operating
20447 | Western Farmers Elec Coop, Inc | 57872 | LCEC Generation LLVC | Electric Utility | NM | UNIT5 | 8.7 | Natural Gas Internal Combustion Engine | NG | IC | 2 | 2012 |  |  | (OP) Operating
12341 | MidAmerican Energy Co | 57873 | Eclipse Wind Farm | Electric Utility | IA | EWF | 200 | Onshore Wind Turbine | WND | WT | 9 | 2012 |  |  | (OP) Operating
12341 | MidAmerican Energy Co | 57874 | Vienna Wind Farm | Electric Utility | IA | VIIWF | 44.6 | Onshore Wind Turbine | WND | WT | 12 | 2013 |  |  | (OP) Operating
12341 | MidAmerican Energy Co | 57874 | Vienna Wind Farm | Electric Utility | IA | VIWF | 105.6 | Onshore Wind Turbine | WND | WT | 11 | 2012 |  |  | (OP) Operating
12341 | MidAmerican Energy Co | 57875 | Morning Light Wind Farm | Electric Utility | IA | MLWF | 101.2 | Onshore Wind Turbine | WND | WT | 10 | 2012 |  |  | (OP) Operating
57197 | Santa Cruz Energy LLC | 57876 | Santa Cruz Energy | IPP Non-CHP | CA | UNT1 | 1.5 | Landfill Gas | LFG | IC | 11 | 2009 |  |  | (OP) Operating
57081 | Washington Gas Energy Systems, Inc. | 57879 | Perdue Salisbury Photovoltaic | IPP Non-CHP | MD | SALI | 1 | Solar Photovoltaic | SUN | PV | 9 | 2011 |  |  | (OP) Operating
57215 | Regents of the University of Minnesota | 57880 | Eolos Wind Energy Research Field Station | IPP Non-CHP | MN | 1 | 2.5 | Onshore Wind Turbine | WND | WT | 10 | 2011 |  |  | (OP) Operating
1307 | Basin Electric Power Coop | 57881 | Pioneer Generating Station | Electric Utility | ND | 01 | 40 | Natural Gas Fired Combustion Turbine | NG | GT | 9 | 2013 |  |  | (OP) Operating
1307 | Basin Electric Power Coop | 57881 | Pioneer Generating Station | Electric Utility | ND | 02 | 40 | Natural Gas Fired Combustion Turbine | NG | GT | 1 | 2014 |  |  | (OP) Operating
1307 | Basin Electric Power Coop | 57881 | Pioneer Generating Station | Electric Utility | ND | 03 | 40 | Natural Gas Fired Combustion Turbine | NG | GT | 2 | 2014 |  |  | (OP) Operating
15248 | Portland General Electric Co | 57882 | Baldock Solar Highway | Electric Utility | OR | BSH1 | 1.7 | Solar Photovoltaic | SUN | PV | 1 | 2012 |  |  | (OP) Operating
57219 | Siete Solar LLC | 57883 | Queen Creek Solar Farm | IPP Non-CHP | AZ | GEN1 | 18.6 | Solar Photovoltaic | SUN | PV | 10 | 2012 |  |  | (OP) Operating
5065 | Equistar Chemicals LP | 57884 | Lake Charles Polymers | Industrial CHP | LA | G-900 | 11.5 | Natural Gas Fired Combustion Turbine | NG | GT | 9 | 2011 |  |  | (OP) Operating
5065 | Equistar Chemicals LP | 57884 | Lake Charles Polymers | Industrial CHP | LA | G-901 | 8 | Natural Gas Internal Combustion Engine | NG | IC | 9 | 2011 |  |  | (OP) Operating
5065 | Equistar Chemicals LP | 57884 | Lake Charles Polymers | Industrial CHP | LA | G-902 | 8 | Natural Gas Internal Combustion Engine | NG | IC | 9 | 2011 |  |  | (OP) Operating
11118 | Lockhart Power Co | 57885 | Wellford Renewable Energy Plant | Electric Utility | SC | LFG1 | 1.6 | Landfill Gas | LFG | IC | 5 | 2011 |  |  | (OP) Operating
11118 | Lockhart Power Co | 57886 | City West Diesel Plant | Electric Utility | SC | DI1 | 1.8 | Petroleum Liquids | DFO | IC | 6 | 2011 |  |  | (OP) Operating
11118 | Lockhart Power Co | 57886 | City West Diesel Plant | Electric Utility | SC | DI2 | 1.8 | Petroleum Liquids | DFO | IC | 6 | 2011 |  |  | (OP) Operating
11118 | Lockhart Power Co | 57886 | City West Diesel Plant | Electric Utility | SC | DI3 | 1.8 | Petroleum Liquids | DFO | IC | 6 | 2011 |  |  | (OP) Operating
11118 | Lockhart Power Co | 57886 | City West Diesel Plant | Electric Utility | SC | DI4 | 1.8 | Petroleum Liquids | DFO | IC | 6 | 2011 |  |  | (OP) Operating
57257 | Wildcat Wind LLC | 57887 | Wildcat Wind | IPP Non-CHP | NM | 1 | 27.3 | Onshore Wind Turbine | WND | WT | 7 | 2012 |  |  | (OP) Operating
57256 | Harvest II Windfarm LLC | 57888 | Harvest II Windfarm | IPP Non-CHP | MI | 1 | 59.4 | Onshore Wind Turbine | WND | WT | 11 | 2012 |  |  | (OP) Operating
56627 | DeWind Co. | 57889 | KODE Novus II | IPP Non-CHP | OK | NOVII | 40 | Onshore Wind Turbine | WND | WT | 12 | 2012 |  |  | (OP) Operating
58208 | Horse Butte Wind I, LLC | 57890 | Horse Butte Wind I, LLC | Electric Utility | ID | 1 | 57.6 | Onshore Wind Turbine | WND | WT | 8 | 2012 |  |  | (OP) Operating
14328 | Pacific Gas & Electric Co | 57891 | Guernsey Solar Station | Electric Utility | CA | 1 | 20 | Solar Photovoltaic | SUN | PV | 8 | 2013 |  |  | (OP) Operating
14328 | Pacific Gas & Electric Co | 57892 | Gates Solar Station | Electric Utility | CA | 1 | 20 | Solar Photovoltaic | SUN | PV | 6 | 2013 |  |  | (OP) Operating
11770 | City of Martinsville - (VA) | 57893 | Martinsville LFG Generator | Electric Utility | VA | LFG1 | 1 | Landfill Gas | LFG | IC | 3 | 2012 |  |  | (OP) Operating
57262 | Kern County Water Agency | 57895 | Improvement Dst No. 4 | Commercial Non-CHP | CA | ID4 | 1.1 | Solar Photovoltaic | SUN | PV | 1 | 2009 |  |  | (OP) Operating
57258 | Concord Energy LLC | 57896 | Concord Energy | IPP Non-CHP | NC | UNT1 | 3.9 | Landfill Gas | LFG | GT | 2 | 2012 |  |  | (OP) Operating
57258 | Concord Energy LLC | 57896 | Concord Energy | IPP Non-CHP | NC | UNT2 | 3.9 | Landfill Gas | LFG | GT | 2 | 2012 |  |  | (OP) Operating
57259 | Richmond Energy LLC | 57897 | Richmond Energy | IPP Non-CHP | VA | UNT1 | 1.6 | Landfill Gas | LFG | IC | 1 | 2012 |  |  | (OP) Operating
57259 | Richmond Energy LLC | 57897 | Richmond Energy | IPP Non-CHP | VA | UNT2 | 1.6 | Landfill Gas | LFG | IC | 1 | 2012 |  |  | (OP) Operating
57259 | Richmond Energy LLC | 57897 | Richmond Energy | IPP Non-CHP | VA | UNT3 | 1.6 | Landfill Gas | LFG | IC | 1 | 2012 |  |  | (OP) Operating
57259 | Richmond Energy LLC | 57897 | Richmond Energy | IPP Non-CHP | VA | UNT4 | 1.6 | Landfill Gas | LFG | IC | 1 | 2012 |  |  | (OP) Operating
17445 | Solid Waste Auth of Palm Beach | 57898 | Palm Beach Renewable Energy Facility#2 | Electric Utility | FL | GEN2 | 85 | Municipal Solid Waste | MSW | ST | 7 | 2015 |  |  | (OP) Operating
9128 | Hurricane Power Committee | 57899 | Hurricane City Power | Electric Utility | UT | 1 | 1.6 | Petroleum Liquids | DFO | IC | 11 | 2001 |  |  | (SB) Standby/Backup: available for service but not normally used | [5 empty] | 0
9128 | Hurricane Power Committee | 57899 | Hurricane City Power | Electric Utility | UT | 2 | 1.6 | Petroleum Liquids | DFO | IC | 12 | 1999 |  |  | (SB) Standby/Backup: available for service but not normally used | [5 empty] | 0
9128 | Hurricane Power Committee | 57899 | Hurricane City Power | Electric Utility | UT | 3 | 1.6 | Petroleum Liquids | DFO | IC | 12 | 1999 |  |  | (SB) Standby/Backup: available for service but not normally used | [5 empty] | 0
9128 | Hurricane Power Committee | 57899 | Hurricane City Power | Electric Utility | UT | 4 | 1.9 | Natural Gas Internal Combustion Engine | NG | IC | 7 | 2004 |  |  | (OP) Operating
9128 | Hurricane Power Committee | 57899 | Hurricane City Power | Electric Utility | UT | 5 | 1.9 | Natural Gas Internal Combustion Engine | NG | IC | 7 | 2004 |  |  | (OP) Operating
9128 | Hurricane Power Committee | 57899 | Hurricane City Power | Electric Utility | UT | 6 | 1.9 | Natural Gas Internal Combustion Engine | NG | IC | 6 | 2006 |  |  | (OP) Operating
9128 | Hurricane Power Committee | 57899 | Hurricane City Power | Electric Utility | UT | 7 | 1.9 | Natural Gas Internal Combustion Engine | NG | IC | 5 | 2007 |  |  | (OP) Operating
9128 | Hurricane Power Committee | 57899 | Hurricane City Power | Electric Utility | UT | 8 | 1.9 | Natural Gas Internal Combustion Engine | NG | IC | 5 | 2007 |  |  | (OP) Operating
17609 | Southern California Edison Co | 57900 | Solar Photovoltaic Project #48 | Electric Utility | CA | S48A | 0.5 | Solar Photovoltaic | SUN | PV | 2 | 2015 |  |  | (OP) Operating
17609 | Southern California Edison Co | 57900 | Solar Photovoltaic Project #48 | Electric Utility | CA | S48B | 0.5 | Solar Photovoltaic | SUN | PV | 2 | 2015 |  |  | (OP) Operating
17609 | Southern California Edison Co | 57900 | Solar Photovoltaic Project #48 | Electric Utility | CA | S48C | 0.5 | Solar Photovoltaic | SUN | PV | 2 | 2015 |  |  | (OP) Operating
17609 | Southern California Edison Co | 57900 | Solar Photovoltaic Project #48 | Electric Utility | CA | S48D | 0.5 | Solar Photovoltaic | SUN | PV | 2 | 2015 |  |  | (OP) Operating
17609 | Southern California Edison Co | 57900 | Solar Photovoltaic Project #48 | Electric Utility | CA | S48E | 0.5 | Solar Photovoltaic | SUN | PV | 2 | 2015 |  |  | (OP) Operating
17609 | Southern California Edison Co | 57900 | Solar Photovoltaic Project #48 | Electric Utility | CA | S48F | 0.5 | Solar Photovoltaic | SUN | PV | 2 | 2015 |  |  | (OP) Operating
17609 | Southern California Edison Co | 57900 | Solar Photovoltaic Project #48 | Electric Utility | CA | S48G | 0.5 | Solar Photovoltaic | SUN | PV | 2 | 2015 |  |  | (OP) Operating
17609 | Southern California Edison Co | 57900 | Solar Photovoltaic Project #48 | Electric Utility | CA | S48H | 0.5 | Solar Photovoltaic | SUN | PV | 2 | 2015 |  |  | (OP) Operating
17609 | Southern California Edison Co | 57900 | Solar Photovoltaic Project #48 | Electric Utility | CA | S48I | 0.5 | Solar Photovoltaic | SUN | PV | 2 | 2015 |  |  | (OP) Operating
17609 | Southern California Edison Co | 57900 | Solar Photovoltaic Project #48 | Electric Utility | CA | S48J | 0.5 | Solar Photovoltaic | SUN | PV | 2 | 2015 |  |  | (OP) Operating
13584 | NRG El Segundo Operations Inc | 57901 | El Segundo Energy Center LLC | IPP Non-CHP | CA | 5 | 195 | Natural Gas Fired Combined Cycle | NG | CT | 8 | 2013 |  |  | (OP) Operating
13584 | NRG El Segundo Operations Inc | 57901 | El Segundo Energy Center LLC | IPP Non-CHP | CA | 6 | 60 | Natural Gas Fired Combined Cycle | NG | CA | 8 | 2013 |  |  | (OP) Operating
13584 | NRG El Segundo Operations Inc | 57901 | El Segundo Energy Center LLC | IPP Non-CHP | CA | 7 | 195 | Natural Gas Fired Combined Cycle | NG | CT | 7 | 2013 |  |  | (OP) Operating
13584 | NRG El Segundo Operations Inc | 57901 | El Segundo Energy Center LLC | IPP Non-CHP | CA | 8 | 60 | Natural Gas Fired Combined Cycle | NG | CA | 7 | 2013 |  |  | (OP) Operating
57272 | Kootenai Electric Cooperative Inc | 57902 | Fighting Creek LFGTE Plant | Electric Utility | ID | G-123 | 1.6 | Landfill Gas | LFG | IC | 3 | 2012 |  |  | (OP) Operating
57272 | Kootenai Electric Cooperative Inc | 57902 | Fighting Creek LFGTE Plant | Electric Utility | ID | G-162 | 1.6 | Landfill Gas | LFG | IC | 3 | 2012 |  |  | (OP) Operating
40580 | Southern Minnesota Mun P Agny | 57903 | SMMPA Methane Energy Facility | Electric Utility | MN | UNIT1 | 1.5 | Landfill Gas | LFG | IC | 4 | 2012 |  |  | (OP) Operating
57273 | SS San Antonio West LLC | 57904 | San Antonio West Solar Rooftop | IPP Non-CHP | CA | CHNO | 1.5 | Solar Photovoltaic | SUN | PV | 8 | 2012 |  |  | (OP) Operating
57281 | University of Cincinnati | 57908 | Central Utility Plant Cincinnati | Commercial CHP | OH | CTG1 | 12.5 | Natural Gas Fired Combined Cycle | NG | CT | 6 | 2004 |  |  | (OP) Operating
57281 | University of Cincinnati | 57908 | Central Utility Plant Cincinnati | Commercial CHP | OH | CTG2 | 12.5 | Natural Gas Fired Combined Cycle | NG | CT | 6 | 2004 |  |  | (OP) Operating
57281 | University of Cincinnati | 57908 | Central Utility Plant Cincinnati | Commercial CHP | OH | P005 | 1.9 | Petroleum Liquids | DFO | IC | 6 | 2004 |  |  | (OP) Operating
57281 | University of Cincinnati | 57908 | Central Utility Plant Cincinnati | Commercial CHP | OH | STG | 21.5 | Natural Gas Fired Combined Cycle | NG | CA | 6 | 2004 |  |  | (OP) Operating
57282 | Piedmont Green Power | 57909 | Piedmont Green Power | IPP Non-CHP | GA | GEN1 | 53.5 | Wood/Wood Waste Biomass | WDS | ST | 4 | 2013 |  |  | (OP) Operating
12894 | City of Moorhead - (MN) | 57910 | Centennial Generating Station | Electric Utility | MN | 1 | 2 | Petroleum Liquids | DFO | IC | 8 | 2011 |  |  | (OP) Operating
12894 | City of Moorhead - (MN) | 57910 | Centennial Generating Station | Electric Utility | MN | 2 | 2 | Petroleum Liquids | DFO | IC | 8 | 2011 |  |  | (OP) Operating
12894 | City of Moorhead - (MN) | 57910 | Centennial Generating Station | Electric Utility | MN | 3 | 2 | Petroleum Liquids | DFO | IC | 8 | 2011 |  |  | (OP) Operating
12894 | City of Moorhead - (MN) | 57910 | Centennial Generating Station | Electric Utility | MN | 4 | 2 | Petroleum Liquids | DFO | IC | 8 | 2011 |  |  | (OP) Operating
12894 | City of Moorhead - (MN) | 57910 | Centennial Generating Station | Electric Utility | MN | 5 | 2 | Petroleum Liquids | DFO | IC | 8 | 2011 |  |  | (OP) Operating
57285 | Roseburg LFG Energy LLC | 57911 | Roseburg LFG | IPP Non-CHP | OR | 1 | 1.6 | Landfill Gas | LFG | IC | 12 | 2011 |  |  | (OP) Operating
49893 | Invenergy Services LLC | 57912 | Grand Ridge Solar Farm | IPP Non-CHP | IL | 1 | 20 | Solar Photovoltaic | SUN | PV | 7 | 2012 |  |  | (OP) Operating
57296 | Sidney Sugars Incorporated | 57914 | Sidney MT Plant | Industrial CHP | MT | 1 |  | Conventional Steam Coal | LIG | ST | 9 | 1950 |  |  | (OP) Operating
57296 | Sidney Sugars Incorporated | 57914 | Sidney MT Plant | Industrial CHP | MT | 2 |  | Conventional Steam Coal | LIG | ST | 9 | 1950 |  |  | (OP) Operating
57297 | FMC Westvaco | 57915 | FMC Westvaco | Industrial CHP | WY | 1 | 3.5 | Conventional Steam Coal | SUB | ST | 6 | 1953 |  |  | (OP) Operating
57297 | FMC Westvaco | 57915 | FMC Westvaco | Industrial CHP | WY | 2 | 3.5 | Conventional Steam Coal | SUB | ST | 6 | 1953 |  |  | (OP) Operating
57297 | FMC Westvaco | 57915 | FMC Westvaco | Industrial CHP | WY | 3 | 3.5 | Conventional Steam Coal | SUB | ST | 6 | 1964 |  |  | (OP) Operating
57297 | FMC Westvaco | 57915 | FMC Westvaco | Industrial CHP | WY | 4 | 10 | Conventional Steam Coal | SUB | ST | 6 | 1972 |  |  | (OP) Operating
57297 | FMC Westvaco | 57915 | FMC Westvaco | Industrial CHP | WY | 5 | 10 | Conventional Steam Coal | SUB | ST | 6 | 1975 |  |  | (OP) Operating
57297 | FMC Westvaco | 57915 | FMC Westvaco | Industrial CHP | WY | 6 | 10 | Conventional Steam Coal | SUB | ST | 6 | 1975 |  |  | (OP) Operating
57299 | Spreckels Sugar Company | 57916 | Spreckels Sugar Company | Industrial CHP | CA | 1 | 8.9 | Natural Gas Steam Turbine | NG | ST | 4 | 1948 |  |  | (OP) Operating |  |  | 0 |  |  | 0
57300 | Bayer CropScience | 57917 | Bayer CropScience Institute Plant | Industrial Non-CHP | WV | 1 | 6.3 | Conventional Steam Coal | BIT | ST | 5 | 1958 |  |  | (OP) Operating
57300 | Bayer CropScience | 57917 | Bayer CropScience Institute Plant | Industrial Non-CHP | WV | 2 | 6.3 | Conventional Steam Coal | BIT | ST | 4 | 1961 |  |  | (OP) Operating
57302 | Sonoco Products Co | 57919 | Sonoco Products Co | Industrial CHP | SC | 2 | 2.5 | Natural Gas Steam Turbine | NG | ST | 6 | 1950 |  |  | (SB) Standby/Backup: available for service but not normally used
57302 | Sonoco Products Co | 57919 | Sonoco Products Co | Industrial CHP | SC | 3 | 10 | Wood/Wood Waste Biomass | WDS | ST | 2 | 1947 |  |  | (OP) Operating
57302 | Sonoco Products Co | 57919 | Sonoco Products Co | Industrial CHP | SC | 4 | 28 | Conventional Steam Coal | BIT | ST | 6 | 1957 |  |  | (OP) Operating
57305 | Wright Patterson AFB | 57926 | Heat Plant 770 | Commercial CHP | OH | HP | 0 | Conventional Steam Coal | BIT | ST | 4 | 2003 |  |  | (OP) Operating |  |  | 0 |  |  | 0
57305 | Wright Patterson AFB | 57926 | Heat Plant 770 | Commercial CHP | OH | LP | 0 | Conventional Steam Coal | BIT | ST | 4 | 2003 |  |  | (OP) Operating |  |  | 0 |  |  | 0
15399 | Iberdrola Renewables Inc | 57927 | Baffin Wind | IPP Non-CHP | TX | 1 | 188 | Onshore Wind Turbine | WND | WT | 12 | 2014 |  |  | (OP) Operating
57306 | Southern Illinois University Carbondale | 57928 | SIUC | Commercial CHP | IL | EMER | 1.6 | Petroleum Liquids | DFO | IC | 6 | 1998 |  |  | (SB) Standby/Backup: available for service but not normally used
57306 | Southern Illinois University Carbondale | 57928 | SIUC | Commercial CHP | IL | GEN5 | 2.8 | Conventional Steam Coal | BIT | ST | 6 | 1998 |  |  | (OP) Operating
57281 | University of Cincinnati | 57929 | East Campus Utility Plant | Commercial Non-CHP | OH | P007 | 1.7 | Petroleum Liquids | DFO | IC | 7 | 2006 |  |  | (OP) Operating
57281 | University of Cincinnati | 57929 | East Campus Utility Plant | Commercial Non-CHP | OH | P008 | 1.5 | Petroleum Liquids | DFO | IC | 7 | 2006 |  |  | (OP) Operating
57281 | University of Cincinnati | 57929 | East Campus Utility Plant | Commercial Non-CHP | OH | STG | 1.2 | Natural Gas Steam Turbine | NG | ST | 11 | 2010 |  |  | (OP) Operating
57308 | Amonix UASTP Solar Generation 1 LLC | 57930 | Amonix UASTP Solar Power Station | IPP Non-CHP | AZ | UAST | 1.9 | Solar Photovoltaic | SUN | PV | 4 | 2011 |  |  | (OP) Operating
57309 | Holyoke Solar LLC | 57931 | Holyoke Solar Cooperative at Mueller | IPP Non-CHP | MA | PV1 | 2.7 | Solar Photovoltaic | SUN | PV | 12 | 2011 |  |  | (OP) Operating
57310 | General Motors LLC | 57932 | Wentzville Assembly & Contiguous | Industrial CHP | MO | GEN1 | 3 | Natural Gas Steam Turbine | NG | ST | 6 | 1981 |  |  | (OP) Operating
58101 | Solar Star California II LLC | 57933 | Solar Star California II LLC | IPP Non-CHP | CA | 1 | 2 | Solar Photovoltaic | SUN | PV | 8 | 2012 |  |  | (OP) Operating
56769 | Consolidated Edison Development Inc. | 57934 | Douglas Solar | IPP Non-CHP | MA | DOMA | 2 | Solar Photovoltaic | SUN | PV | 12 | 2012 |  |  | (OP) Operating
7353 | Golden Valley Elec Assn Inc | 57935 | Eva Creek Wind | Electric Utility | AK | EVW | 24.6 | Onshore Wind Turbine | WND | WT | 1 | 2013 |  |  | (OP) Operating
57316 | Miller Coors LLC | 57936 | Albany Brewery | Industrial CHP | GA | GEN1 | 2.5 | Conventional Steam Coal | SUB | ST | 11 | 1979 |  |  | (SB) Standby/Backup: available for service but not normally used
57315 | Western Sugar Cooperative | 57937 | Western Sugar Coop - Scottsbluff | Industrial Non-CHP | NE | SCBF | 5 | Conventional Steam Coal | SUB | ST | 9 | 1987 |  |  | (OP) Operating
57314 | ADA Carbon Solutions (Red River), LLC | 57938 | ADA Carbon Solutions Red River | Industrial CHP | LA | GEN1 | 20.5 | All Other | WH | ST | 2 | 2011 |  |  | (OP) Operating
57313 | SolarCity Corporation | 57939 | Walmart Casa Grande | IPP Non-CHP | AZ | 1 | 1 | Solar Photovoltaic | SUN | PV | 6 | 2011 |  |  | (OP) Operating
57313 | SolarCity Corporation | 57939 | Walmart Casa Grande | IPP Non-CHP | AZ | 2 | 1 | Solar Photovoltaic | SUN | PV | 6 | 2011 |  |  | (OP) Operating
57317 | Wausau Paper Middletown | 57940 | Wausau Paper Middletown | Industrial CHP | OH | G3 | 1 | Conventional Steam Coal | BIT | ST | 4 | 1986 |  |  | (OP) Operating
57318 | Constellation Solar Net Metering LLC | 57941 | Town of Uxbridge MA at Commerce Dr | IPP Non-CHP | MA | PV1 | 1.8 | Solar Photovoltaic | SUN | PV | 6 | 2012 |  |  | (OP) Operating
57319 | Constellation Solar Massachusetts LLC | 57942 | Town of Norfolk MA at Medway Branch | IPP Non-CHP | MA | PV1 | 1.2 | Solar Photovoltaic | SUN | PV | 6 | 2012 |  |  | (OP) Operating
1307 | Basin Electric Power Coop | 57943 | Lonesome Creek Station | Electric Utility | ND | 01 | 40 | Natural Gas Fired Combustion Turbine | NG | GT | 11 | 2013 |  |  | (OP) Operating
1307 | Basin Electric Power Coop | 57943 | Lonesome Creek Station | Electric Utility | ND | 02 | 40 | Natural Gas Fired Combustion Turbine | NG | GT | 1 | 2015 |  |  | (OP) Operating
1307 | Basin Electric Power Coop | 57943 | Lonesome Creek Station | Electric Utility | ND | 03 | 40 | Natural Gas Fired Combustion Turbine | NG | GT | 1 | 2015 |  |  | (OP) Operating
57322 | Naval Facilities Engineering Command | 57944 | Goddard Steam Plant | Commercial Non-CHP | MD | 1 | 5 | Conventional Steam Coal | BIT | ST | 7 | 1957 | 9 | 2015 | (OP) Operating
57322 | Naval Facilities Engineering Command | 57944 | Goddard Steam Plant | Commercial Non-CHP | MD | 2 | 5 | Conventional Steam Coal | BIT | ST | 7 | 1957 | 9 | 2015 | (OP) Operating
17543 | South Carolina Public Service Authority | 57945 | Berkeley County Landfill | Electric Utility | SC | B1 | 1.5 | Landfill Gas | LFG | IC | 2 | 2011 |  |  | (OP) Operating
17543 | South Carolina Public Service Authority | 57945 | Berkeley County Landfill | Electric Utility | SC | B2 | 1.5 | Landfill Gas | LFG | IC | 2 | 2011 |  |  | (OP) Operating
12670 | Missouri Jnt Muni.Pwr Elec. Ut. Comm. | 57946 | Fredericktown Energy Center | Electric Utility | MO | UNIT1 | 12 | Natural Gas Fired Combustion Turbine | NG | GT | 6 | 2015 |  |  | (OP) Operating
12670 | Missouri Jnt Muni.Pwr Elec. Ut. Comm. | 57946 | Fredericktown Energy Center | Electric Utility | MO | UNIT2 | 12 | Natural Gas Fired Combustion Turbine | NG | GT | 6 | 2015 |  |  | (OP) Operating
59365 | Capital Power Corporation | 57947 | Macho Springs Power I | IPP Non-CHP | NM | GEN | 50.4 | Onshore Wind Turbine | WND | WT | 11 | 2011 |  |  | (OP) Operating
57326 | NJ Oak Solar LLC | 57948 | NJ Oak Solar Plant | IPP Non-CHP | NJ | OAK | 10 | Solar Photovoltaic | SUN | PV | 12 | 2011 |  |  | (OP) Operating
57324 | Michigan Sugar Company | 57949 | MSC Sebewaing | Industrial Non-CHP | MI | 1 |  | Conventional Steam Coal | BIT | ST | 10 | 1990 |  |  | (OP) Operating
57324 | Michigan Sugar Company | 57949 | MSC Sebewaing | Industrial Non-CHP | MI | 2 | 0 | Conventional Steam Coal | BIT | ST | 10 | 1979 |  |  | (OP) Operating
57324 | Michigan Sugar Company | 57950 | MSC Croswell | Industrial Non-CHP | MI | 1 | 0 | Conventional Steam Coal | BIT | ST | 10 | 1948 |  |  | (OP) Operating
57328 | Shore Point Solar LLC | 57951 | Shore Point Solar | IPP Non-CHP | NJ | 1 | 1 | Solar Photovoltaic | SUN | PV | 9 | 2011 |  |  | (OP) Operating
59344 | Regency Field Services LLC | 57952 | Woodall Gas Plant | Industrial Non-CHP | TX | GEN1 | 1 | Natural Gas Internal Combustion Engine | NG | IC | 5 | 2012 |  |  | (OP) Operating
59344 | Regency Field Services LLC | 57952 | Woodall Gas Plant | Industrial Non-CHP | TX | GEN2 | 1 | Natural Gas Internal Combustion Engine | NG | IC | 6 | 2012 |  |  | (OP) Operating
59344 | Regency Field Services LLC | 57952 | Woodall Gas Plant | Industrial Non-CHP | TX | GEN3 | 1 | Natural Gas Internal Combustion Engine | NG | IC | 6 | 2012 |  |  | (OP) Operating
57332 | Roquette America | 57953 | Roquette America | Industrial CHP | IA | GT | 38 | Natural Gas Fired Combined Cycle | NG | CT | 7 | 2004 |  |  | (SB) Standby/Backup: available for service but not normally used
57332 | Roquette America | 57953 | Roquette America | Industrial CHP | IA | HRSG | 10 | Natural Gas Fired Combined Cycle | NG | CA | 7 | 2004 |  |  | (SB) Standby/Backup: available for service but not normally used
57332 | Roquette America | 57953 | Roquette America | Industrial CHP | IA | ST | 32 | Petroleum Coke | PC | ST | 2 | 2007 |  |  | (OP) Operating
56925 | FPLE Wind, LLC | 57956 | Minco Wind II, LLC | IPP Non-CHP | OK | 1 | 100.8 | Onshore Wind Turbine | WND | WT | 11 | 2011 |  |  | (OP) Operating
49893 | Invenergy Services LLC | 57959 | Desert Green Solar Farm LLC | IPP Non-CHP | CA | 1 | 6.3 | Solar Photovoltaic | SUN | PV | 11 | 2014 |  |  | (OP) Operating
11556 | Brookfield Energy Marketing LP | 57962 | Brookfield Tehachapi 1 | IPP Non-CHP | CA | BT1 | 102 | Onshore Wind Turbine | WND | WT | 3 | 2012 |  |  | (OP) Operating
57333 | Musselshell Wind Project LLC | 57963 | Musselshell Wind Project | IPP Non-CHP | MT | MS01 | 2.3 | Onshore Wind Turbine | WND | WT | 12 | 2012 |  |  | (OP) Operating
59050 | Algonquin Power Co | 57964 | Shady Oaks Wind Farm | IPP Non-CHP | IL | 1 | 109.5 | Onshore Wind Turbine | WND | WT | 5 | 2012 |  |  | (OP) Operating
57338 | Musselshell Wind Project Two LLC | 57965 | Musselshell Wind Project Two LLC | IPP Non-CHP | MT | MS02 | 2.3 | Onshore Wind Turbine | WND | WT | 12 | 2012 |  |  | (OP) Operating
57341 | Foster Wheeler Twin Cities | 57966 | Southeast Steam Plant | Commercial Non-CHP | MN | SSP | 0.1 | Natural Gas Steam Turbine | NG | ST | 1 | 1998 |  |  | (OP) Operating
57315 | Western Sugar Cooperative | 57967 | Western Sugar Coop - Torrington | Industrial CHP | WY | GEGEN | 2 | Conventional Steam Coal | SUB | ST | 10 | 1978 |  |  | (OP) Operating
57340 | Cashton Greens Wind Farm LLC | 57968 | Cashton Greens Wind Farm | IPP Non-CHP | WI | CGWF | 4.8 | Onshore Wind Turbine | WND | WT | 5 | 2012 |  |  | (OP) Operating
57344 | Hampton Lumber Mills - Washington Inc | 57969 | Darrington | Industrial CHP | WA | GEN1 | 4.5 | Wood/Wood Waste Biomass | WDS | ST | 2 | 2007 |  |  | (OP) Operating
57345 | Butte-Glenn Community College District | 57970 | Butte College Main Campus Solar | Commercial Non-CHP | CA | SOL1 | 2.9 | Solar Photovoltaic | SUN | PV | 7 | 2011 |  |  | (OP) Operating
16612 | City & County of San Francisco | 57971 | SF Southeast Cogen Plant | Commercial Non-CHP | CA | COGEN | 1.9 | Other Waste Biomass | OBG | IC | 6 | 2002 |  |  | (OP) Operating
57170 | EDF Renewable Asset Holdings, Inc. | 57973 | Spinning Spur Wind LLC | IPP Non-CHP | TX | GEN1 | 161 | Onshore Wind Turbine | WND | WT | 11 | 2012 |  |  | (OP) Operating
57170 | EDF Renewable Asset Holdings, Inc. | 57974 | Bobcat Bluff Wind Project LLC | IPP Non-CHP | TX | GEN1 | 150 | Onshore Wind Turbine | WND | WT | 12 | 2012 |  |  | (OP) Operating
57170 | EDF Renewable Asset Holdings, Inc. | 57975 | Spearville 3 LLC | IPP Non-CHP | KS | GEN1 | 108 | Onshore Wind Turbine | WND | WT | 10 | 2012 |  |  | (OP) Operating
56482 | Gamesa Wind US | 57976 | Pocahontas Prairie Wind Farm | IPP Non-CHP | IA | 1 | 80 | Onshore Wind Turbine | WND | WT | 2 | 2012 |  |  | (OP) Operating
57353 | Plumas Sierra Rural Electric Coop | 57977 | High Sierra Cogeneration Plant | Electric Utility | CA | ENG1 | 2.5 | Natural Gas Internal Combustion Engine | NG | IC | 2 | 2010 |  |  | (OP) Operating
57353 | Plumas Sierra Rural Electric Coop | 57977 | High Sierra Cogeneration Plant | Electric Utility | CA | ENG2 | 2.5 | Natural Gas Internal Combustion Engine | NG | IC | 2 | 2010 |  |  | (OP) Operating
40613 | Northern California Power Agny | 57978 | Lodi Energy Center | Electric Utility | CA | CT1 | 162 | Natural Gas Fired Combined Cycle | NG | CT | 11 | 2012 |  |  | (OP) Operating
40613 | Northern California Power Agny | 57978 | Lodi Energy Center | Electric Utility | CA | ST1 | 95 | All Other | WH | CA | 11 | 2012 |  |  | (OP) Operating
7601 | Green Mountain Power Corp | 57979 | Kingdom Community Wind | Electric Utility | VT | KCW | 65 | Onshore Wind Turbine | WND | WT | 11 | 2012 |  |  | (OP) Operating
56146 | Black Hills/Colorado Elec.Util | 57980 | Busch Ranch Wind Energy Farm | Electric Utility | CO | WTG | 11 | Onshore Wind Turbine | WND | WT | 10 | 2012 |  |  | (OP) Operating
59050 | Algonquin Power Co | 57981 | Senate Wind LLC | IPP Non-CHP | TX | GEN1 | 150 | Onshore Wind Turbine | WND | WT | 12 | 2012 |  |  | (OP) Operating
57354 | Gestamp Asetym Solar North America | 57982 | Meridian Vineyards | IPP Non-CHP | CA | PV-1 | 0.5 | Solar Photovoltaic | SUN | PV | 12 | 2010 |  |  | (OP) Operating
57354 | Gestamp Asetym Solar North America | 57982 | Meridian Vineyards | IPP Non-CHP | CA | PV-2 | 0.6 | Solar Photovoltaic | SUN | PV | 12 | 2010 |  |  | (OP) Operating
57355 | Stephens Ranch Wind Energy LLC | 57983 | Stephens Ranch Wind Energy LLC | IPP Non-CHP | TX | 1 | 211 | Onshore Wind Turbine | WND | WT | 12 | 2014 |  |  | (OP) Operating
57355 | Stephens Ranch Wind Energy LLC | 57983 | Stephens Ranch Wind Energy LLC | IPP Non-CHP | TX | 2 | 165 | Onshore Wind Turbine | WND | WT | 4 | 2015 |  |  | (OP) Operating
4254 | Consumers Energy Co | 57984 | Lake Winds Energy Park | Electric Utility | MI | LWEP | 22 | Onshore Wind Turbine | WND | WT | 11 | 2012 |  |  | (OP) Operating
57361 | SunE EPE2 LLC | 57985 | SunE EPE2 LLC | IPP Non-CHP | NM | 1 | 13.6 | Solar Photovoltaic | SUN | PV | 5 | 2012 |  |  | (OP) Operating
57360 | SunE EPE1 LLC | 57986 | SunE EPE1 LLC | IPP Non-CHP | NM | 1 | 11.3 | Solar Photovoltaic | SUN | PV | 6 | 2012 |  |  | (OP) Operating
57363 | Canadian Hills Wind LLC | 57987 | Canadian Hills Wind | IPP Non-CHP | OK | 1 | 298.5 | Onshore Wind Turbine | WND | WT | 12 | 2012 |  |  | (OP) Operating
57362 | Energy 2001 Inc | 57988 | Lincoln Landfill | IPP Non-CHP | CA | GEN 5 | 0.8 | Landfill Gas | LFG | IC | 11 | 2012 |  |  | (OP) Operating
57362 | Energy 2001 Inc | 57988 | Lincoln Landfill | IPP Non-CHP | CA | GEN 6 | 0.8 | Landfill Gas | LFG | IC | 11 | 2012 |  |  | (OP) Operating
57362 | Energy 2001 Inc | 57988 | Lincoln Landfill | IPP Non-CHP | CA | GEN1 | 0.8 | Landfill Gas | LFG | IC | 11 | 2004 |  |  | (OP) Operating
57362 | Energy 2001 Inc | 57988 | Lincoln Landfill | IPP Non-CHP | CA | GEN2 | 0.8 | Landfill Gas | LFG | IC | 11 | 2004 |  |  | (OP) Operating
57362 | Energy 2001 Inc | 57988 | Lincoln Landfill | IPP Non-CHP | CA | GEN3 | 0.8 | Landfill Gas | LFG | IC | 11 | 2004 |  |  | (OP) Operating
57362 | Energy 2001 Inc | 57988 | Lincoln Landfill | IPP Non-CHP | CA | GEN4 | 0.8 | Landfill Gas | LFG | IC | 11 | 2012 |  |  | (OP) Operating
56769 | Consolidated Edison Development Inc. | 57989 | Groveland Solar | IPP Non-CHP | MA | GSMA | 3.2 | Solar Photovoltaic | SUN | PV | 12 | 2012 |  |  | (OP) Operating
56769 | Consolidated Edison Development Inc. | 57990 | Shrewsbury Solar | IPP Non-CHP | MA | SSMA | 2.5 | Solar Photovoltaic | SUN | PV | 10 | 2012 |  |  | (OP) Operating
58672 | Everpower Wind Holdings Inc | 57991 | Highland North Wind Farm | IPP Non-CHP | PA | 1 | 75 | Onshore Wind Turbine | WND | WT | 3 | 2012 |  |  | (OP) Operating
57365 | Consolidated Edison Solutions Inc | 57992 | Boston Scientific Solar | IPP Non-CHP | MA | BSMA | 1.1 | Solar Photovoltaic | SUN | PV | 12 | 2012 |  |  | (OP) Operating
58289 | NextEra Energy Desert Sunlight 300, LLC | 57993 | Desert Sunlight 300, LLC | IPP Non-CHP | CA | DSL1 | 40.3 | Solar Photovoltaic | SUN | PV | 11 | 2013 |  |  | (OP) Operating
58289 | NextEra Energy Desert Sunlight 300, LLC | 57993 | Desert Sunlight 300, LLC | IPP Non-CHP | CA | DSL10 | 30.2 | Solar Photovoltaic | SUN | PV | 11 | 2013 |  |  | (OP) Operating
58289 | NextEra Energy Desert Sunlight 300, LLC | 57993 | Desert Sunlight 300, LLC | IPP Non-CHP | CA | DSL11 | 20.2 | Solar Photovoltaic | SUN | PV | 11 | 2013 |  |  | (OP) Operating
58289 | NextEra Energy Desert Sunlight 300, LLC | 57993 | Desert Sunlight 300, LLC | IPP Non-CHP | CA | DSL2 | 40.3 | Solar Photovoltaic | SUN | PV | 11 | 2013 |  |  | (OP) Operating
58289 | NextEra Energy Desert Sunlight 300, LLC | 57993 | Desert Sunlight 300, LLC | IPP Non-CHP | CA | DSL3 | 40.3 | Solar Photovoltaic | SUN | PV | 11 | 2013 |  |  | (OP) Operating
58289 | NextEra Energy Desert Sunlight 300, LLC | 57993 | Desert Sunlight 300, LLC | IPP Non-CHP | CA | DSL4 | 30.2 | Solar Photovoltaic | SUN | PV | 11 | 2013 |  |  | (OP) Operating
58289 | NextEra Energy Desert Sunlight 300, LLC | 57993 | Desert Sunlight 300, LLC | IPP Non-CHP | CA | DSL5 | 25.2 | Solar Photovoltaic | SUN | PV | 6 | 2014 |  |  | (OP) Operating
58289 | NextEra Energy Desert Sunlight 300, LLC | 57993 | Desert Sunlight 300, LLC | IPP Non-CHP | CA | DSL6 | 25.2 | Solar Photovoltaic | SUN | PV | 8 | 2014 |  |  | (OP) Operating
58289 | NextEra Energy Desert Sunlight 300, LLC | 57993 | Desert Sunlight 300, LLC | IPP Non-CHP | CA | DSL7 | 20.2 | Solar Photovoltaic | SUN | PV | 8 | 2014 |  |  | (OP) Operating
58289 | NextEra Energy Desert Sunlight 300, LLC | 57993 | Desert Sunlight 300, LLC | IPP Non-CHP | CA | DSL8 | 18.9 | Solar Photovoltaic | SUN | PV | 10 | 2014 |  |  | (OP) Operating
58289 | NextEra Energy Desert Sunlight 300, LLC | 57993 | Desert Sunlight 300, LLC | IPP Non-CHP | CA | DSL9 | 22.7 | Solar Photovoltaic | SUN | PV | 10 | 2014 |  |  | (OP) Operating
57369 | Apple, Inc | 57994 | Apple Data Center PV | Commercial Non-CHP | NC | PV1 | 20 | Solar Photovoltaic | SUN | PV | 2 | 2013 |  |  | (OP) Operating
57370 | NaturEner Rim Rock Energy LLC | 57995 | NaturEner Rim Rock Energy | IPP Non-CHP | MT | RR | 184.6 | Onshore Wind Turbine | WND | WT | 12 | 2012 |  |  | (OP) Operating
57372 | Auwahi Wind Energy LLC | 57996 | Auwahi Wind Energy | IPP Non-CHP | HI | AWEB | 11 | Batteries | MWH | BA | 12 | 2012 |  |  | (OP) Operating
57372 | Auwahi Wind Energy LLC | 57996 | Auwahi Wind Energy | IPP Non-CHP | HI | AWET | 24 | Onshore Wind Turbine | WND | WT | 12 | 2012 |  |  | (OP) Operating
803 | Arizona Public Service Co | 57997 | Foothills Solar Plant | Electric Utility | AZ | PV1 | 17 | Solar Photovoltaic | SUN | PV | 3 | 2013 |  |  | (OP) Operating
803 | Arizona Public Service Co | 57997 | Foothills Solar Plant | Electric Utility | AZ | PV2 | 18 | Solar Photovoltaic | SUN | PV | 12 | 2013 |  |  | (OP) Operating
58672 | Everpower Wind Holdings Inc | 57998 | Twin Ridges Wind Farm | IPP Non-CHP | PA | 1 | 139.4 | Onshore Wind Turbine | WND | WT | 12 | 2012 |  |  | (OP) Operating
58672 | Everpower Wind Holdings Inc | 57999 | Patton Wind Farm | IPP Non-CHP | PA | 1 | 30 | Onshore Wind Turbine | WND | WT | 12 | 2012 |  |  | (OP) Operating
56215 | E ON Climate Renewables N America LLC | 58000 | Anacacho Wind Farm, LLC | IPP Non-CHP | TX | ANA | 99.8 | Onshore Wind Turbine | WND | WT | 12 | 2012 |  |  | (OP) Operating
57377 | PPG - O&M Panda Temple Power LLC | 58001 | Panda Temple Power Station | IPP Non-CHP | TX | CTG-1 | 211 | Natural Gas Fired Combined Cycle | NG | CT | 7 | 2014 |  |  | (OP) Operating
57377 | PPG - O&M Panda Temple Power LLC | 58001 | Panda Temple Power Station | IPP Non-CHP | TX | CTG-2 | 211 | Natural Gas Fired Combined Cycle | NG | CT | 7 | 2014 |  |  | (OP) Operating
57377 | PPG - O&M Panda Temple Power LLC | 58001 | Panda Temple Power Station | IPP Non-CHP | TX | CTG-3 | 204 | Natural Gas Fired Combined Cycle | NG | CT | 5 | 2015 |  |  | (OP) Operating
57377 | PPG - O&M Panda Temple Power LLC | 58001 | Panda Temple Power Station | IPP Non-CHP | TX | CTG-4 | 204 | Natural Gas Fired Combined Cycle | NG | CT | 5 | 2015 |  |  | (OP) Operating
57377 | PPG - O&M Panda Temple Power LLC | 58001 | Panda Temple Power Station | IPP Non-CHP | TX | STG-1 | 312 | Natural Gas Fired Combined Cycle | NG | CA | 7 | 2014 |  |  | (OP) Operating
57377 | PPG - O&M Panda Temple Power LLC | 58001 | Panda Temple Power Station | IPP Non-CHP | TX | STG-2 | 309 | Natural Gas Fired Combined Cycle | NG | CA | 5 | 2015 |  |  | (OP) Operating
56769 | Consolidated Edison Development Inc. | 58002 | Alpaugh North | IPP Non-CHP | CA | SPS | 20 | Solar Photovoltaic | SUN | PV | 12 | 2012 |  |  | (OP) Operating
56769 | Consolidated Edison Development Inc. | 58003 | Alpaugh 50 | IPP Non-CHP | CA | SPS50 | 50 | Solar Photovoltaic | SUN | PV | 12 | 2012 |  |  | (OP) Operating
57378 | Granite Reliable Power | 58004 | Granite Reliable Power | IPP Non-CHP | NH | 1 | 99 | Onshore Wind Turbine | WND | WT | 2 | 2012 |  |  | (OP) Operating
57379 | PPG - O&M Panda Sherman Power LLC | 58005 | Panda Sherman Power Station | IPP Non-CHP | TX | CTG-1 | 204 | Natural Gas Fired Combined Cycle | NG | CT | 8 | 2014 |  |  | (OP) Operating
57379 | PPG - O&M Panda Sherman Power LLC | 58005 | Panda Sherman Power Station | IPP Non-CHP | TX | CTG-2 | 204 | Natural Gas Fired Combined Cycle | NG | CT | 8 | 2014 |  |  | (OP) Operating
57379 | PPG - O&M Panda Sherman Power LLC | 58005 | Panda Sherman Power Station | IPP Non-CHP | TX | STG-1 | 309 | Natural Gas Fired Combined Cycle | NG | CA | 8 | 2014 |  |  | (OP) Operating
57383 | Wasatch View Solar LLC | 58006 | Salt Palace Solar Gen Plant | IPP Non-CHP | UT | 1 | 0.8 | Solar Photovoltaic | SUN | PV | 5 | 2012 |  |  | (OP) Operating
57383 | Wasatch View Solar LLC | 58006 | Salt Palace Solar Gen Plant | IPP Non-CHP | UT | 2 | 0.5 | Solar Photovoltaic | SUN | PV | 5 | 2012 |  |  | (OP) Operating
57384 | Brea Power II | 58007 | Brea Expansion Plant | IPP Non-CHP | CA | G1 | 6.8 | Landfill Gas | LFG | CT | 11 | 2012 |  |  | (OP) Operating
57384 | Brea Power II | 58007 | Brea Expansion Plant | IPP Non-CHP | CA | G2 | 6.8 | Landfill Gas | LFG | CT | 11 | 2012 |  |  | (OP) Operating
57384 | Brea Power II | 58007 | Brea Expansion Plant | IPP Non-CHP | CA | G3 | 6.8 | Landfill Gas | LFG | CT | 11 | 2012 |  |  | (OP) Operating
57384 | Brea Power II | 58007 | Brea Expansion Plant | IPP Non-CHP | CA | G4 | 6.8 | Landfill Gas | LFG | CT | 11 | 2012 |  |  | (OP) Operating
57384 | Brea Power II | 58007 | Brea Expansion Plant | IPP Non-CHP | CA | G5 | 10 | Landfill Gas | LFG | CA | 11 | 2012 |  |  | (OP) Operating
49893 | Invenergy Services LLC | 58008 | California Ridge Wind Energy LLC | IPP Non-CHP | IL | CR | 200 | Onshore Wind Turbine | WND | WT | 12 | 2012 |  |  | (OP) Operating
57386 | SunE CPS3 LLC | 58009 | SunE CPS3 LLC | IPP Non-CHP | TX | 1 | 5.6 | Solar Photovoltaic | SUN | PV | 5 | 2012 |  |  | (OP) Operating
57386 | SunE CPS3 LLC | 58009 | SunE CPS3 LLC | IPP Non-CHP | TX | 2 | 5 | Solar Photovoltaic | SUN | PV | 7 | 2012 |  |  | (OP) Operating
57390 | Siemens Government Technologies Inc | 58010 | WSMR I | IPP Non-CHP | NM | WSMR1 | 4.2 | Solar Photovoltaic | SUN | PV | 12 | 2012 |  |  | (OP) Operating
57390 | Siemens Government Technologies Inc | 58010 | WSMR I | IPP Non-CHP | NM | WSMR2 | 0.4 | Solar Photovoltaic | SUN | PV | 12 | 2012 |  |  | (OP) Operating
57389 | IKEA Property Inc | 58011 | IKEA Savannah 490 | Commercial Non-CHP | GA | PV | 1.2 | Solar Photovoltaic | SUN | PV | 9 | 2012 |  |  | (OP) Operating
57389 | IKEA Property Inc | 58012 | IKEA Tampa 042 | Commercial Non-CHP | FL | PV | 1 | Solar Photovoltaic | SUN | PV | 8 | 2012 |  |  | (OP) Operating
57389 | IKEA Property Inc | 58013 | IKEA Round Rock 027 | Commercial Non-CHP | TX | PV | 1.3 | Solar Photovoltaic | SUN | PV | 9 | 2012 |  |  | (OP) Operating
57389 | IKEA Property Inc | 58014 | IKEA Perryville 460 | Commercial Non-CHP | MD | PV | 2 | Solar Photovoltaic | SUN | PV | 2 | 2013 |  |  | (OP) Operating
57389 | IKEA Property Inc | 58015 | IKEA College Park 411 | Commercial Non-CHP | MD | PV | 1 | Solar Photovoltaic | SUN | PV | 2 | 2012 |  |  | (OP) Operating
57389 | IKEA Property Inc | 58016 | IKEA Westhampton 061 | Commercial Non-CHP | NJ | PV | 1.8 | Solar Photovoltaic | SUN | PV | 2 | 2013 |  |  | (OP) Operating
57391 | Copper Mountain Solar 2, LLC | 58017 | Copper Mountain Solar 2 | IPP Non-CHP | NV | PV01 | 30 | Solar Photovoltaic | SUN | PV | 10 | 2012 |  |  | (OP) Operating
57391 | Copper Mountain Solar 2, LLC | 58017 | Copper Mountain Solar 2 | IPP Non-CHP | NV | PV02 | 30 | Solar Photovoltaic | SUN | PV | 8 | 2012 |  |  | (OP) Operating
57391 | Copper Mountain Solar 2, LLC | 58017 | Copper Mountain Solar 2 | IPP Non-CHP | NV | PV03 | 34 | Solar Photovoltaic | SUN | PV | 7 | 2012 |  |  | (OP) Operating
57391 | Copper Mountain Solar 2, LLC | 58017 | Copper Mountain Solar 2 | IPP Non-CHP | NV | PV04 | 30 | Solar Photovoltaic | SUN | PV | 1 | 2015 |  |  | (OP) Operating
57391 | Copper Mountain Solar 2, LLC | 58017 | Copper Mountain Solar 2 | IPP Non-CHP | NV | PV05 | 30 | Solar Photovoltaic | SUN | PV | 2 | 2015 |  |  | (OP) Operating
57395 | Shooting Star Wind Project LLC | 58018 | Shooting Star Wind Project LLC | IPP Non-CHP | KS | 1 | 104 | Onshore Wind Turbine | WND | WT | 9 | 2012 |  |  | (OP) Operating
57396 | High Mesa Energy LLC | 58019 | High Mesa Energy LLC | IPP Non-CHP | ID | 1 | 40 | Onshore Wind Turbine | WND | WT | 12 | 2012 |  |  | (OP) Operating
57397 | Beebe Renewable Energy LLC | 58020 | Beebe Renewable Energy LLC | IPP Non-CHP | MI | 1 | 81.6 | Onshore Wind Turbine | WND | WT | 12 | 2012 |  |  | (OP) Operating
57398 | Whitetail Wind Energy LLC | 58021 | Whitetail Wind Energy LLC | IPP Non-CHP | TX | 1 | 92 | Onshore Wind Turbine | WND | WT | 12 | 2012 |  |  | (OP) Operating
50147 | US Geothermal Inc. | 58022 | Neal Hot Springs Geothermal Project | IPP Non-CHP | OR | NHS1 | 5.9 | Geothermal | GEO | BT | 11 | 2012 |  |  | (OP) Operating
50147 | US Geothermal Inc. | 58022 | Neal Hot Springs Geothermal Project | IPP Non-CHP | OR | NHS2 | 5.9 | Geothermal | GEO | BT | 11 | 2012 |  |  | (OP) Operating
50147 | US Geothermal Inc. | 58022 | Neal Hot Springs Geothermal Project | IPP Non-CHP | OR | NHS3 | 5.9 | Geothermal | GEO | BT | 12 | 2012 |  |  | (OP) Operating
57400 | Evergreen Community Power, LLC | 58023 | Evergreen Community Power | Industrial CHP | PA | ECP | 25 | Wood/Wood Waste Biomass | WDS | ST | 8 | 2009 |  |  | (OP) Operating
56211 | KCP&L Greater Missouri Operations Co | 58024 | St Joseph Landfill Generating Station | Electric Utility | MO | UNIT1 | 1.6 | Landfill Gas | LFG | IC | 12 | 2011 |  |  | (OP) Operating
57401 | Mt Wachusett Community College | 58025 | Mt Wachusett Community College | Commercial Non-CHP | MA | WTG1 | 1.7 | Onshore Wind Turbine | WND | WT | 3 | 2011 |  |  | (OP) Operating
57401 | Mt Wachusett Community College | 58025 | Mt Wachusett Community College | Commercial Non-CHP | MA | WTG2 | 1.7 | Onshore Wind Turbine | WND | WT | 3 | 2011 |  |  | (OP) Operating
57402 | Spruce Mountain Wind LLC | 58026 | Spruce Mountain WInd | IPP Non-CHP | ME | 1 | 20 | Onshore Wind Turbine | WND | WT | 12 | 2011 |  |  | (OP) Operating
57403 | SunE CPS2 LLC | 58027 | SunE CPS2 LLC | IPP Non-CHP | TX | 1 | 9.9 | Solar Photovoltaic | SUN | PV | 5 | 2012 |  |  | (OP) Operating
57389 | IKEA Property Inc | 58028 | IKEA Tejon 345 | Commercial Non-CHP | CA | PV | 1.5 | Solar Photovoltaic | SUN | PV | 4 | 2011 |  |  | (OP) Operating
57311 | Constellation Solar Federal LLC | 58029 | Constellation New Energy Inc | IPP Non-CHP | NJ | PV1 | 3.9 | Solar Photovoltaic | SUN | PV | 12 | 2011 |  |  | (OP) Operating
56990 | NJR Clean Energy Ventures Corporation | 58030 | Reeves Station Rd East | IPP Non-CHP | NJ | REEVE | 5.5 | Solar Photovoltaic | SUN | PV | 10 | 2012 |  |  | (OP) Operating
57365 | Consolidated Edison Solutions Inc | 58032 | Padelford Solar | IPP Non-CHP | MA | PSMA | 2.2 | Solar Photovoltaic | SUN | PV | 12 | 2012 |  |  | (OP) Operating
57405 | NLH1 Solar LLC | 58034 | Nickel 1 Solar Facility | IPP Non-CHP | CA | 1 | 1.5 | Solar Photovoltaic | SUN | PV | 11 | 2012 |  |  | (OP) Operating
57407 | Riverside Renewable Energy | 58036 | Riverside Renewable Energy LLC | IPP Non-CHP | NJ | 1 | 7.5 | Solar Photovoltaic | SUN | PV | 11 | 2011 |  |  | (OP) Operating
57408 | Constellation Solar Arizona LLC | 58037 | Buckeye Union HS District 201 | IPP Non-CHP | AZ | PV1 | 3.3 | Solar Photovoltaic | SUN | PV | 12 | 2011 |  |  | (OP) Operating
57409 | Buffalo Center Wind LLC | 58038 | Buffalo Center Wind LLC | IPP Non-CHP | IA | BCW | 1.5 | Onshore Wind Turbine | WND | WT | 11 | 2011 |  |  | (OP) Operating
57410 | RET Modesto Solar LLC | 58039 | RET Modesto Solar | IPP Non-CHP | CA | 1 | 25 | Solar Photovoltaic | SUN | PV | 12 | 2012 |  |  | (OP) Operating
57411 | KDC Solar O&M LLC | 58040 | United Stationers Supply Solar Electric | Commercial Non-CHP | NJ | SEF-A | 2 | Solar Photovoltaic | SUN | PV | 12 | 2011 |  |  | (OP) Operating
57411 | KDC Solar O&M LLC | 58040 | United Stationers Supply Solar Electric | Commercial Non-CHP | NJ | SEF-B | 0.8 | Solar Photovoltaic | SUN | PV | 12 | 2011 |  |  | (OP) Operating
57412 | Chisholm View Wind Project | 58041 | Chisholm View Wind Project | IPP Non-CHP | OK | 1 | 235.2 | Onshore Wind Turbine | WND | WT | 12 | 2012 |  |  | (OP) Operating
57413 | Black Mountain Solar LLC | 58042 | Black Mountain Solar LLC | IPP Non-CHP | AZ | 1 | 9 | Solar Photovoltaic | SUN | PV | 12 | 2012 |  |  | (OP) Operating
57414 | Eli Lilly and Company | 58043 | Lilly Technical Center | Industrial Non-CHP | IN | 1 | 1 | Petroleum Liquids | DFO | IC | 3 | 1998 |  |  | (SB) Standby/Backup: available for service but not normally used
57414 | Eli Lilly and Company | 58043 | Lilly Technical Center | Industrial Non-CHP | IN | 2 | 1 | Petroleum Liquids | DFO | IC | 7 | 2001 |  |  | (SB) Standby/Backup: available for service but not normally used
57414 | Eli Lilly and Company | 58043 | Lilly Technical Center | Industrial Non-CHP | IN | 3 | 2 | Petroleum Liquids | DFO | IC | 4 | 2005 |  |  | (SB) Standby/Backup: available for service but not normally used
57414 | Eli Lilly and Company | 58043 | Lilly Technical Center | Industrial Non-CHP | IN | 4 | 2 | Petroleum Liquids | DFO | IC | 6 | 2010 |  |  | (SB) Standby/Backup: available for service but not normally used
57416 | Anchor Wind LLC | 58044 | Pioneer Grove Wind Farm | IPP Non-CHP | IA | GEN1 | 4.5 | Onshore Wind Turbine | WND | WT | 12 | 2012 |  |  | (OP) Operating
57417 | Zephyr Wind LLC | 58045 | Community Wind South | IPP Non-CHP | MN | GEN1 | 30 | Onshore Wind Turbine | WND | WT | 12 | 2012 |  |  | (OP) Operating
57422 | PPG Ind Fiber Glass Prdcts Inc | 58046 | Works 53 | Industrial Non-CHP | NC | 1 | 1 | Petroleum Liquids | DFO | IC | 1 | 1967 |  |  | (SB) Standby/Backup: available for service but not normally used
57422 | PPG Ind Fiber Glass Prdcts Inc | 58046 | Works 53 | Industrial Non-CHP | NC | 2 | 1.2 | Petroleum Liquids | DFO | IC | 1 | 1975 |  |  | (SB) Standby/Backup: available for service but not normally used
57422 | PPG Ind Fiber Glass Prdcts Inc | 58046 | Works 53 | Industrial Non-CHP | NC | 3 | 0.8 | Petroleum Liquids | DFO | IC | 1 | 1988 |  |  | (SB) Standby/Backup: available for service but not normally used
57423 | PPG Monroeville Chemicals Center | 58047 | PPG Monroeville Chemicals Center | Commercial Non-CHP | PA | 2 | 0.3 | Petroleum Liquids | DFO | IC | 9 | 2000 |  |  | (SB) Standby/Backup: available for service but not normally used
57423 | PPG Monroeville Chemicals Center | 58047 | PPG Monroeville Chemicals Center | Commercial Non-CHP | PA | 3 | 0.8 | Petroleum Liquids | DFO | IC | 10 | 1998 |  |  | (SB) Standby/Backup: available for service but not normally used
57421 | BayWa r.e Wind LLC | 58048 | BayWa r.e Mozart LLC | IPP Non-CHP | TX | 1 | 30 | Onshore Wind Turbine | WND | WT | 12 | 2012 |  |  | (OP) Operating
57420 | Jordache Enterprises | 58049 | Jordache Enterprises Solar | Commercial Non-CHP | NJ | PV | 1.6 | Solar Photovoltaic | SUN | PV | 11 | 2011 |  |  | (OP) Operating
57425 | PPG Industries, Inc. Works 6 | 58051 | PPG Industries, Inc. Works 6 | Industrial Non-CHP | PA | L1 | 2 | Petroleum Liquids | DFO | IC | 7 | 1972 |  |  | (SB) Standby/Backup: available for service but not normally used
57425 | PPG Industries, Inc. Works 6 | 58051 | PPG Industries, Inc. Works 6 | Industrial Non-CHP | PA | L2AE | 1.5 | Petroleum Liquids | DFO | IC | 5 | 1996 |  |  | (SB) Standby/Backup: available for service but not normally used
57425 | PPG Industries, Inc. Works 6 | 58051 | PPG Industries, Inc. Works 6 | Industrial Non-CHP | PA | L2BW | 1.5 | Petroleum Liquids | DFO | IC | 5 | 1996 |  |  | (SB) Standby/Backup: available for service but not normally used
57427 | RockTenn-Battle Creek Mill | 58052 | Battle Creek Mill | Industrial CHP | MI | 1TG | 0.8 | Natural Gas Steam Turbine | NG | ST | 12 | 2000 |  |  | (OP) Operating
57427 | RockTenn-Battle Creek Mill | 58052 | Battle Creek Mill | Industrial CHP | MI | 2TG | 0.8 | Natural Gas Steam Turbine | NG | ST | 1 | 1951 | 12 | 2015 | (OS) Out of service and NOT expected to return to service in next calendar year |  |  |  | 2015 | 12 | 0.3
57429 | PPG Industries, Inc. Works 15 | 58053 | PPG Industries, Inc. Works 15 | Industrial Non-CHP | CA | IG#2 | 0.7 | Petroleum Liquids | DFO | IC | 2 | 1992 |  |  | (SB) Standby/Backup: available for service but not normally used
57429 | PPG Industries, Inc. Works 15 | 58053 | PPG Industries, Inc. Works 15 | Industrial Non-CHP | CA | OG#1 | 1 | Petroleum Liquids | DFO | IC | 4 | 2000 |  |  | (SB) Standby/Backup: available for service but not normally used
57429 | PPG Industries, Inc. Works 15 | 58053 | PPG Industries, Inc. Works 15 | Industrial Non-CHP | CA | OG#3 | 0.9 | Petroleum Liquids | DFO | IC | 4 | 1983 |  |  | (SB) Standby/Backup: available for service but not normally used
57430 | Berlin Station, LLC | 58054 | Burgess BioPower | IPP Non-CHP | NH | ST01 | 67.5 | Wood/Wood Waste Biomass | WDS | ST | 11 | 2013 |  |  | (OP) Operating
57434 | T&M Limited Partnership | 58055 | Windy Ridge Generating Facility | Industrial Non-CHP | IN | 1 | 0.6 | Other Waste Biomass | OBG | IC | 3 | 2012 |  |  | (OP) Operating
57434 | T&M Limited Partnership | 58055 | Windy Ridge Generating Facility | Industrial Non-CHP | IN | 2 | 0.6 | Other Waste Biomass | OBG | IC | 3 | 2012 |  |  | (OP) Operating
57435 | MillerCoors Irwindale Brewery | 58056 | MillerCoors Irwindale Brewery | Industrial Non-CHP | CA | JEN1 | 0.6 | Other Waste Biomass | OBG | IC | 7 | 2007 |  |  | (OP) Operating
57435 | MillerCoors Irwindale Brewery | 58056 | MillerCoors Irwindale Brewery | Industrial Non-CHP | CA | JEN2 | 0.6 | Other Waste Biomass | OBG | IC | 7 | 2007 |  |  | (OP) Operating
57435 | MillerCoors Irwindale Brewery | 58056 | MillerCoors Irwindale Brewery | Industrial Non-CHP | CA | T100 | 4.1 | Natural Gas Fired Combustion Turbine | NG | GT | 2 | 2002 |  |  | (OP) Operating
57435 | MillerCoors Irwindale Brewery | 58056 | MillerCoors Irwindale Brewery | Industrial Non-CHP | CA | T200 | 4.1 | Natural Gas Fired Combustion Turbine | NG | GT | 2 | 2002 |  |  | (OP) Operating
57436 | MillerCoors Shenandoah Brewery | 58057 | MillerCoors Shenandoah Brewery | Industrial Non-CHP | VA | WWTP | 1.4 | Other Waste Biomass | OBG | GT | 6 | 2012 |  |  | (OP) Operating
57438 | Paramount Petroleum Corporation | 58058 | Paramount Refinery | Industrial CHP | CA | 1 | 6.5 | Natural Gas Fired Combustion Turbine | NG | GT | 12 | 2002 |  |  | (OP) Operating
7477 | Granger Electric Co | 58061 | Decatur-Morgan Co LFG Recovery Project | IPP Non-CHP | AL | 0290 | 0.8 | Landfill Gas | LFG | IC | 7 | 2011 |  |  | (OP) Operating
7477 | Granger Electric Co | 58061 | Decatur-Morgan Co LFG Recovery Project | IPP Non-CHP | AL | 1496 | 0.8 | Landfill Gas | LFG | IC | 8 | 2010 |  |  | (OP) Operating
57439 | Imperial Valley Solar Company 1 LLC | 58062 | Imperial Valley Solar Company 1 LLC | IPP Non-CHP | CA | 0001 | 23 | Solar Photovoltaic | SUN | PV | 6 | 2012 |  |  | (OP) Operating
57440 | SABIC IP Mt. Vernon, LLC | 58063 | SABIC Innovative Plastics Mt. Vernon | Industrial Non-CHP | IN | 1 | 3 | Conventional Steam Coal | BIT | ST | 6 | 1996 |  |  | (OA) Out of service but expected to return to service in next calendar year
57441 | MARTA | 58064 | Laredo Bus Facility Solar Canopies | Commercial Non-CHP | GA | LBFS | 1 | Solar Photovoltaic | SUN | PV | 1 | 2012 |  |  | (OP) Operating
57443 | MWRA Charlestown | 58065 | Charlestown Wind Turbine | IPP Non-CHP | MA | CWT1 | 1.5 | Onshore Wind Turbine | WND | WT | 10 | 2011 |  |  | (OP) Operating
57442 | PCA, Filer City Mill | 58066 | PCA, Filer City Mill | Industrial Non-CHP | MI | TG2 | 2 | Natural Gas Steam Turbine | NG | ST | 1 | 1950 |  |  | (OP) Operating
57442 | PCA, Filer City Mill | 58066 | PCA, Filer City Mill | Industrial Non-CHP | MI | TG3 | 4 | Natural Gas Steam Turbine | NG | ST | 1 | 1950 |  |  | (OP) Operating
57419 | SunE CPS1 LLC | 58068 | SunE CPS1 LLC | IPP Non-CHP | TX | 1 | 9.9 | Solar Photovoltaic | SUN | PV | 5 | 2012 |  |  | (OP) Operating
57445 | Pasadena Refining System Inc | 58069 | PRSI FCC Generator | Industrial CHP | TX | 55M1 | 3 | Petroleum Coke | PC | ST | 4 | 1979 |  |  | (OP) Operating
57446 | FRIT Solar Inc | 58070 | Mercer Mall | IPP Non-CHP | NJ | 1 | 1.1 | Solar Photovoltaic | SUN | PV | 3 | 2012 |  |  | (OP) Operating
57444 | 5045 Wind Partners LLC | 58071 | Windwalkers LLC | IPP Non-CHP | IA | 1 | 1.6 | Onshore Wind Turbine | WND | WT | 9 | 2011 |  |  | (OP) Operating
57354 | Gestamp Asetym Solar North America | 58073 | SEPV 1 | IPP Non-CHP | CA | SEPV | 2 | Solar Photovoltaic | SUN | PV | 5 | 2012 |  |  | (OP) Operating
57354 | Gestamp Asetym Solar North America | 58074 | SEPV 2 | IPP Non-CHP | CA | SEPV | 2 | Solar Photovoltaic | SUN | PV | 6 | 2012 |  |  | (OP) Operating
57448 | Frontier El Dorado Refinery LLC | 58075 | El Dorado Refinery | Industrial CHP | KS | L3804 | 32 | Natural Gas Fired Combustion Turbine | NG | GT | 1 | 1996 |  |  | (SB) Standby/Backup: available for service but not normally used
57449 | Borrego Solar Systems Inc | 58076 | Edwards Air Force Base | IPP Non-CHP | CA | 1 | 1 | Solar Photovoltaic | SUN | PV | 12 | 2011 |  |  | (OP) Operating
57449 | Borrego Solar Systems Inc | 58076 | Edwards Air Force Base | IPP Non-CHP | CA | 2 | 1 | Solar Photovoltaic | SUN | PV | 12 | 2011 |  |  | (OP) Operating
57449 | Borrego Solar Systems Inc | 58076 | Edwards Air Force Base | IPP Non-CHP | CA | 3 | 1 | Solar Photovoltaic | SUN | PV | 12 | 2011 |  |  | (OP) Operating
57451 | Rocky Ridge Wind Project LLC | 58078 | Rocky Ridge Wind Project | IPP Non-CHP | OK | GE 1. | 148.8 | Onshore Wind Turbine | WND | WT | 6 | 2012 |  |  | (OP) Operating
57457 | Newark Energy Center, LLC | 58079 | Newark Energy Center | IPP Non-CHP | NJ | GT-1 | 200 | Natural Gas Fired Combined Cycle | NG | CT | 9 | 2015 |  |  | (OP) Operating
57457 | Newark Energy Center, LLC | 58079 | Newark Energy Center | IPP Non-CHP | NJ | GT-2 | 200 | Natural Gas Fired Combined Cycle | NG | CT | 9 | 2015 |  |  | (OP) Operating
57457 | Newark Energy Center, LLC | 58079 | Newark Energy Center | IPP Non-CHP | NJ | STG-1 | 285 | Natural Gas Fired Combined Cycle | NG | CA | 9 | 2015 |  |  | (OP) Operating
57460 | NextEra Wolf Ridge LLC | 58080 | Wolf Ridge Wind | IPP Non-CHP | TX | 1 | 112.5 | Onshore Wind Turbine | WND | WT | 8 | 2008 |  |  | (OP) Operating
57315 | Western Sugar Cooperative | 58081 | Western Sugar Coop- Ft Morgan | Industrial CHP | CO | ATB-2 | 3 | Conventional Steam Coal | SUB | ST | 9 | 1947 |  |  | (OP) Operating
40577 | American Mun Power-Ohio, Inc | 58082 | AMP Napoleon Solar Facility | Electric Utility | OH | NSF1 | 3.5 | Solar Photovoltaic | SUN | PV | 9 | 2012 |  |  | (OP) Operating
57463 | Kimberly-Clark Worldwide Inc | 58083 | Fullerton Mill CHP | Industrial CHP | CA | GTG1 | 12 | Natural Gas Fired Combined Cycle | NG | CT | 7 | 2002 |  |  | (OP) Operating
57463 | Kimberly-Clark Worldwide Inc | 58083 | Fullerton Mill CHP | Industrial CHP | CA | STG1 | 1 | Natural Gas Fired Combined Cycle | NG | CA | 7 | 2002 |  |  | (OP) Operating
57464 | Kimberly-Clark Corporation | 58084 | Kimberly Clark-Unit 1,2,3 | Industrial CHP | CT | GT100 | 14.5 | Natural Gas Fired Combined Cycle | NG | CT | 4 | 2008 |  |  | (OP) Operating
57464 | Kimberly-Clark Corporation | 58084 | Kimberly Clark-Unit 1,2,3 | Industrial CHP | CT | GT200 | 14.5 | Natural Gas Fired Combustion Turbine | NG | GT | 6 | 2008 |  |  | (OP) Operating
57464 | Kimberly-Clark Corporation | 58084 | Kimberly Clark-Unit 1,2,3 | Industrial CHP | CT | GT300 | 4.1 | Natural Gas Fired Combined Cycle | NG | CA | 12 | 2008 |  |  | (OP) Operating
57468 | PRC-Desoto Intl Corp./PPG | 58085 | PRC-Desoto Intl/PPG Aerospace | Industrial Non-CHP | CA | CATR1 | 0.5 | Petroleum Liquids | DFO | IC | 9 | 1999 |  |  | (SB) Standby/Backup: available for service but not normally used
57468 | PRC-Desoto Intl Corp./PPG | 58085 | PRC-Desoto Intl/PPG Aerospace | Industrial Non-CHP | CA | CATR2 | 1 | Petroleum Liquids | DFO | IC | 6 | 2000 |  |  | (SB) Standby/Backup: available for service but not normally used
57313 | SolarCity Corporation | 58086 | Intel Folsom | IPP Non-CHP | CA | 1 | 0.5 | Solar Photovoltaic | SUN | PV | 7 | 2010 |  |  | (OP) Operating
57313 | SolarCity Corporation | 58086 | Intel Folsom | IPP Non-CHP | CA | 2 | 0.5 | Solar Photovoltaic | SUN | PV | 7 | 2010 |  |  | (OP) Operating
57469 | Stony Creek Wind Farm NY | 58088 | Stony Creek Wind Farm NY | IPP Non-CHP | NY | 1 | 94.4 | Onshore Wind Turbine | WND | WT | 11 | 2013 |  |  | (OP) Operating
57444 | 5045 Wind Partners LLC | 58089 | Roeder Family Wind Farm LLC | IPP Non-CHP | IA | 1 | 1.6 | Onshore Wind Turbine | WND | WT | 9 | 2011 |  |  | (OP) Operating
57411 | KDC Solar O&M LLC | 58090 | Middlesex Apple Orchard Solar | Commercial Non-CHP | NJ | SEF-1 | 1.3 | Solar Photovoltaic | SUN | PV | 4 | 2013 |  |  | (OP) Operating
57411 | KDC Solar O&M LLC | 58090 | Middlesex Apple Orchard Solar | Commercial Non-CHP | NJ | SEF-2 | 3.4 | Solar Photovoltaic | SUN | PV | 4 | 2013 |  |  | (OP) Operating
57465 | Keystone Solar, LLC | 58091 | Keystone Solar | IPP Non-CHP | PA | KSTN | 5 | Solar Photovoltaic | SUN | PV | 9 | 2012 |  |  | (OP) Operating
57474 | Bed Bath & Beyond | 58093 | BBB Corporate Headquarters | IPP Non-CHP | NJ | HQNJ | 1 | Solar Photovoltaic | SUN | PV | 6 | 2010 |  |  | (OP) Operating
57474 | Bed Bath & Beyond | 58094 | Christmas Tree Shops DC Burlington NJ | IPP Non-CHP | NJ | FINJ | 2.1 | Solar Photovoltaic | SUN | PV | 1 | 2011 |  |  | (OP) Operating
57474 | Bed Bath & Beyond | 58095 | Harmon DC Totowa NJ | IPP Non-CHP | NJ | TONJ | 1.5 | Solar Photovoltaic | SUN | PV | 1 | 2012 |  |  | (OP) Operating
57474 | Bed Bath & Beyond | 58096 | Bed Bath & Beyond DC Port Reading NJ | Commercial Non-CHP | NJ | PTNJ | 1.8 | Solar Photovoltaic | SUN | PV | 12 | 2011 |  |  | (OP) Operating
58465 | Green States Energy, Inc. | 58097 | Green Meadows | IPP Non-CHP | MA | 1 | 3.5 | Solar Photovoltaic | SUN | PV | 5 | 2014 |  |  | (OP) Operating
57477 | Kern Oil & Refining Co | 58100 | Kern Oil & Refining Co | Industrial Non-CHP | CA | 5900 | 3.8 | Natural Gas Fired Combustion Turbine | NG | GT | 10 | 2002 |  |  | (OP) Operating
57476 | Foundation CA Fund VI Manager LLC | 58101 | Foundation Cemex River Plant | IPP Non-CHP | CA | WTG1 | 1.6 | Onshore Wind Turbine | WND | WT | 12 | 2012 |  |  | (OP) Operating
57476 | Foundation CA Fund VI Manager LLC | 58101 | Foundation Cemex River Plant | IPP Non-CHP | CA | WTG2 | 1.6 | Onshore Wind Turbine | WND | WT | 12 | 2012 |  |  | (OP) Operating
57476 | Foundation CA Fund VI Manager LLC | 58102 | Foundation Cemex BMQ | IPP Non-CHP | CA | WTG1 | 1.5 | Onshore Wind Turbine | WND | WT | 12 | 2012 |  |  | (OP) Operating
57476 | Foundation CA Fund VI Manager LLC | 58102 | Foundation Cemex BMQ | IPP Non-CHP | CA | WTG2 | 1.5 | Onshore Wind Turbine | WND | WT | 12 | 2012 |  |  | (OP) Operating
57480 | Heritage Garden Wind Farm I LLC | 58103 | Heritage Garden Wind Farm I LLC | IPP Non-CHP | MI | 1 | 28 | Onshore Wind Turbine | WND | WT | 9 | 2012 |  |  | (OP) Operating
57476 | Foundation CA Fund VI Manager LLC | 58104 | Foundation Superior Farms | Industrial Non-CHP | CA | WTG1 | 1 | Onshore Wind Turbine | WND | WT | 12 | 2012 |  |  | (OP) Operating
57476 | Foundation CA Fund VI Manager LLC | 58105 | Foundation Wal-Mart Red Bluff | Commercial Non-CHP | CA | WTG1 | 1 | Onshore Wind Turbine | WND | WT | 9 | 2012 |  |  | (OP) Operating
57075 | Ridgeline Energy LLC | 58106 | Meadow Creek Project Company | IPP Non-CHP | ID | MCPC | 115.8 | Onshore Wind Turbine | WND | WT | 12 | 2012 |  |  | (OP) Operating
57481 | Red River Mill Intl Paper Company | 58108 | International Paper Red River Mill | Industrial CHP | LA | 3 T-G | 55 | Wood/Wood Waste Biomass | BLQ | ST | 12 | 2008 |  |  | (OP) Operating
57492 | Georgia-Pacific Toledo LLC | 58109 | Georgia-Pacific Toledo Mill | Industrial CHP | OR | TG1 | 18.4 | Wood/Wood Waste Biomass | BLQ | ST | 2 | 2007 |  |  | (OS) Out of service and NOT expected to return to service in next calendar year
57492 | Georgia-Pacific Toledo LLC | 58109 | Georgia-Pacific Toledo Mill | Industrial CHP | OR | TG2 | 13.4 | Wood/Wood Waste Biomass | BLQ | ST | 2 | 2007 |  |  | (OP) Operating
57485 | Diamond State Generation Partners, LLC | 58110 | Brookside Newark | IPP Non-CHP | DE | BRK | 3 | Other Natural Gas | NG | FC | 6 | 2012 |  |  | (OP) Operating
57493 | MidAmerican Renewables LLC | 58111 | Bishop Hill II Wind Farm | IPP Non-CHP | IL | 1 | 81 | Onshore Wind Turbine | WND | WT | 10 | 2012 |  |  | (OP) Operating
57484 | Foundation CA Fund V Manager, LLC | 58112 | Foundation Cemex Madison | IPP Non-CHP | CA | WTG1 | 1 | Onshore Wind Turbine | WND | WT | 8 | 2012 |  |  | (OP) Operating
57484 | Foundation CA Fund V Manager, LLC | 58113 | Foundation RRM | IPP Non-CHP | CA | WTG1 | 1 | Onshore Wind Turbine | WND | WT | 12 | 2012 |  |  | (OP) Operating
57484 | Foundation CA Fund V Manager, LLC | 58113 | Foundation RRM | IPP Non-CHP | CA | WTG2 | 1 | Onshore Wind Turbine | WND | WT | 12 | 2012 |  |  | (OP) Operating
57484 | Foundation CA Fund V Manager, LLC | 58114 | Foundation NWNA | IPP Non-CHP | CA | WTG1 | 1.6 | Onshore Wind Turbine | WND | WT | 12 | 2012 |  |  | (OP) Operating
57484 | Foundation CA Fund V Manager, LLC | 58114 | Foundation NWNA | IPP Non-CHP | CA | WTG2 | 1.6 | Onshore Wind Turbine | WND | WT | 12 | 2012 |  |  | (OP) Operating
57495 | Cellu Tissue LLC | 58116 | Cellu Tissue | Industrial Non-CHP | CT | GEN1 | 3 | Natural Gas Internal Combustion Engine | NG | IC | 5 | 2009 |  |  | (OP) Operating
57494 | TDX North Slope Generating Inc. | 58117 | TNSG South Plant | Electric Utility | AK | 1A | 0.8 | Natural Gas Internal Combustion Engine | NG | IC | 9 | 2006 |  |  | (OP) Operating
57494 | TDX North Slope Generating Inc. | 58117 | TNSG South Plant | Electric Utility | AK | 2 | 0.6 | Natural Gas Internal Combustion Engine | NG | IC | 1 | 1992 |  |  | (OP) Operating
57494 | TDX North Slope Generating Inc. | 58117 | TNSG South Plant | Electric Utility | AK | 3 | 0.6 | Natural Gas Internal Combustion Engine | NG | IC | 1 | 1992 |  |  | (OP) Operating | [5 empty] | 0
57494 | TDX North Slope Generating Inc. | 58117 | TNSG South Plant | Electric Utility | AK | 4A | 0.8 | Natural Gas Internal Combustion Engine | NG | IC | 9 | 2006 |  |  | (OP) Operating | [5 empty] | 0
57494 | TDX North Slope Generating Inc. | 58117 | TNSG South Plant | Electric Utility | AK | 6 | 2 | Natural Gas Internal Combustion Engine | NG | IC | 10 | 2003 |  |  | (OP) Operating | [5 empty] | 0
57354 | Gestamp Asetym Solar North America | 58118 | La Joya Del Sol | IPP Non-CHP | CA | JDS1 | 1.5 | Solar Photovoltaic | SUN | PV | 12 | 2012 |  |  | (OP) Operating
57497 | Golden State Energy LLC | 58119 | Depot Park Solar System | IPP Non-CHP | CA | DPSS | 3 | Solar Photovoltaic | SUN | PV | 12 | 2010 |  |  | (OP) Operating
57500 | Lower South Fork LLC | 58120 | Lower South Fork | IPP Non-CHP | MT | LSF 1 | 0.5 | Conventional Hydroelectric | WAT | HY | 8 | 2012 |  |  | (OP) Operating
5109 | DTE Electric Company | 58121 | Echo Wind Park | Electric Utility | MI | GEN1 | 49.6 | Onshore Wind Turbine | WND | WT | 1 | 2014 |  |  | (OP) Operating
5109 | DTE Electric Company | 58121 | Echo Wind Park | Electric Utility | MI | GEN2 | 62.4 | Onshore Wind Turbine | WND | WT | 12 | 2014 |  |  | (OP) Operating
20323 | Wellhead Services Inc | 58122 | Delano Energy Center | IPP Non-CHP | CA | GEN1 | 35 | Natural Gas Fired Combustion Turbine | NG | GT | 1 | 2013 |  |  | (OP) Operating
56990 | NJR Clean Energy Ventures Corporation | 58123 | Wakefern Food Corp | IPP Non-CHP | NJ | 1 | 2 | Solar Photovoltaic | SUN | PV | 12 | 2012 |  |  | (OP) Operating
20847 | Wisconsin Electric Power Co | 58124 | Rothschild Biomass Cogen Facility | Electric Utility | WI | 1 | 50 | Wood/Wood Waste Biomass | WDS | ST | 11 | 2013 |  |  | (OP) Operating
17718 | Southwestern Public Service Co | 58125 | Quay County | Electric Utility | NM | 1 | 19 | Petroleum Liquids | DFO | GT | 10 | 2013 |  |  | (OP) Operating
57503 | Limon | 58126 | Limon Wind I | IPP Non-CHP | CO | 1 | 200 | Onshore Wind Turbine | WND | WT | 11 | 2012 |  |  | (OP) Operating
57503 | Limon | 58127 | Limon Wind II | IPP Non-CHP | CO | 1 | 200 | Onshore Wind Turbine | WND | WT | 11 | 2012 |  |  | (OP) Operating
56778 | Bloom Energy 2009 PPA | 58128 | Kaiser Downey | IPP Non-CHP | CA | KRSO1 | 0.2 | Landfill Gas | LFG | FC | 6 | 2012 |  |  | (OP) Operating
56778 | Bloom Energy 2009 PPA | 58128 | Kaiser Downey | IPP Non-CHP | CA | KRSO2 | 0.2 | Landfill Gas | LFG | FC | 6 | 2012 |  |  | (OP) Operating
56778 | Bloom Energy 2009 PPA | 58128 | Kaiser Downey | IPP Non-CHP | CA | KRSO3 | 0.2 | Landfill Gas | LFG | FC | 6 | 2012 |  |  | (OP) Operating
56778 | Bloom Energy 2009 PPA | 58128 | Kaiser Downey | IPP Non-CHP | CA | KRSO4 | 0.2 | Landfill Gas | LFG | FC | 6 | 2012 |  |  | (OP) Operating
56778 | Bloom Energy 2009 PPA | 58128 | Kaiser Downey | IPP Non-CHP | CA | KRSO5 | 0.2 | Landfill Gas | LFG | FC | 6 | 2012 |  |  | (OP) Operating
58082 | Fair Oaks Dairy Farm LLC | 58129 | Fair Oaks Generating Facility | Industrial CHP | IN | GEN1 | 0.8 | Other Waste Biomass | OBG | IC | 12 | 2011 |  |  | (OP) Operating
58081 | Blue Mountain Biogas LLC | 58130 | Blue Mountain Biogas | IPP Non-CHP | UT | BMB N | 1.5 | Other Waste Biomass | OBG | IC | 10 | 2012 |  |  | (OP) Operating
58081 | Blue Mountain Biogas LLC | 58130 | Blue Mountain Biogas | IPP Non-CHP | UT | BMB S | 1.5 | Other Waste Biomass | OBG | IC | 10 | 2012 |  |  | (OP) Operating
58083 | Outback Solar, LLC | 58131 | Outback Solar At Christmas Valley | IPP Non-CHP | OR | PV1 | 4.4 | Solar Photovoltaic | SUN | PV | 10 | 2012 |  |  | (OP) Operating
56778 | Bloom Energy 2009 PPA | 58132 | Kaiser Ontario | IPP Non-CHP | CA | KSRO1 | 0.2 | Other Waste Biomass | OBG | FC | 10 | 2012 |  |  | (OP) Operating
56778 | Bloom Energy 2009 PPA | 58132 | Kaiser Ontario | IPP Non-CHP | CA | KSRO2 | 0.2 | Other Waste Biomass | OBG | FC | 10 | 2012 |  |  | (OP) Operating
56778 | Bloom Energy 2009 PPA | 58132 | Kaiser Ontario | IPP Non-CHP | CA | KSRO3 | 0.2 | Other Waste Biomass | OBG | FC | 10 | 2012 |  |  | (OP) Operating
56778 | Bloom Energy 2009 PPA | 58132 | Kaiser Ontario | IPP Non-CHP | CA | KSRO4 | 0.2 | Other Waste Biomass | OBG | FC | 10 | 2012 |  |  | (OP) Operating
56778 | Bloom Energy 2009 PPA | 58132 | Kaiser Ontario | IPP Non-CHP | CA | KSRO5 | 0.2 | Other Waste Biomass | OBG | FC | 10 | 2012 |  |  | (OP) Operating
58084 | Oberlin Spear Point Solar One, LLC | 58134 | Oberlin Spear Point Solar One | Commercial Non-CHP | OH | OSSO | 2 | Solar Photovoltaic | SUN | PV | 11 | 2012 |  |  | (OP) Operating
58088 | Washington White Post Solar LLC | 58135 | Washington White Post Solar LLC | IPP Non-CHP | NC | 1 | 12.4 | Solar Photovoltaic | SUN | PV | 12 | 2012 |  |  | (OP) Operating
58089 | Adkins Energy LLC | 58136 | Adkins Energy LLC | Industrial CHP | IL | S5MW | 5 | Natural Gas Fired Combustion Turbine | NG | GT | 8 | 2002 |  |  | (OP) Operating
58090 | NextEra Energy Resources Ensign Wind | 58137 | Ensign Wind LLC | IPP Non-CHP | KS | 1 | 98.9 | Onshore Wind Turbine | WND | WT | 11 | 2012 |  |  | (OP) Operating
58093 | Otter Creek Ethanol LLC - Poet Ashton | 58138 | Otter Creek Ethanol Poet - Ashton | Industrial CHP | IA | 1 | 5.5 | Natural Gas Fired Combustion Turbine | NG | GT | 3 | 2004 |  |  | (OP) Operating
19663 | Utah State University | 58139 | Central Energy Plant USU | Commercial Non-CHP | UT | TURBI | 4.4 | Natural Gas Fired Combustion Turbine | NG | GT | 8 | 2004 |  |  | (OP) Operating
58097 | Kent State University | 58140 | Summit Street Power Plant | Commercial CHP | OH | GT-1 | 4.9 | Natural Gas Fired Combustion Turbine | NG | GT | 1 | 2003 |  |  | (OP) Operating
58097 | Kent State University | 58140 | Summit Street Power Plant | Commercial CHP | OH | GT-2 | 6.9 | Natural Gas Fired Combustion Turbine | NG | GT | 4 | 2004 |  |  | (OP) Operating
15399 | Iberdrola Renewables Inc | 58141 | Groton Wind LLC | IPP Non-CHP | NH | 1 | 48 | Onshore Wind Turbine | WND | WT | 12 | 2012 |  |  | (OP) Operating
58098 | New Energy One LLC | 58142 | Rock Creek Dairy | IPP Non-CHP | ID | CHP1 | 1.6 | Other Waste Biomass | OBG | IC | 7 | 2012 |  |  | (OP) Operating
58098 | New Energy One LLC | 58142 | Rock Creek Dairy | IPP Non-CHP | ID | CHP2 | 1.6 | Other Waste Biomass | OBG | IC | 7 | 2012 |  |  | (OP) Operating
57354 | Gestamp Asetym Solar North America | 58144 | SVEP Solar Project Company | IPP Non-CHP | VT | SVEP1 | 2 | Solar Photovoltaic | SUN | PV | 12 | 2012 |  |  | (OP) Operating
57354 | Gestamp Asetym Solar North America | 58145 | Williamstown Solar | IPP Non-CHP | VT | WTS_1 | 2 | Solar Photovoltaic | SUN | PV | 12 | 2012 |  |  | (OP) Operating
58103 | Twin Rivers Paper Co LLC | 58146 | Twin Rivers Paper Co LLC | Industrial CHP | ME | GEN5 | 22 | All Other | PUR | ST | 5 | 1987 |  |  | (OP) Operating
58108 | SunE AZ1, LLC | 58147 | Prescott Solar Plant | IPP Non-CHP | AZ | PV1 | 10.8 | Solar Photovoltaic | SUN | PV | 12 | 2011 |  |  | (OP) Operating
58111 | RE Kansas South LLC | 58148 | RE Kansas South LLC | IPP Non-CHP | CA | KS | 20 | Solar Photovoltaic | SUN | PV | 6 | 2013 |  |  | (OP) Operating
58112 | TA-High Desert LLC | 58149 | TA-High Desert LLC | IPP Non-CHP | CA | TAHD | 20 | Solar Photovoltaic | SUN | PV | 3 | 2013 |  |  | (OP) Operating
14354 | PacifiCorp | 58150 | Black Cap Solar Plant | Electric Utility | OR | 1 | 2 | Solar Photovoltaic | SUN | PV | 10 | 2012 |  |  | (OP) Operating
58113 | Texas A&M, Utilities & Energy Services | 58151 | Central Utility Plant - Texas A&M | Commercial CHP | TX | GTG01 | 32.4 | Natural Gas Fired Combined Cycle | NG | CT | 8 | 2011 |  |  | (OP) Operating
58113 | Texas A&M, Utilities & Energy Services | 58151 | Central Utility Plant - Texas A&M | Commercial CHP | TX | STG02 | 11 | Natural Gas Fired Combined Cycle | NG | CA | 8 | 2011 |  |  | (OP) Operating
58113 | Texas A&M, Utilities & Energy Services | 58151 | Central Utility Plant - Texas A&M | Commercial CHP | TX | STG04 | 5 | Natural Gas Fired Combined Cycle | NG | CA | 12 | 1956 |  |  | (OP) Operating
58120 | Danbury Hospital | 58152 | Danbury Hospital Cogen Plant | Commercial CHP | CT | GEN1 | 3.9 | Natural Gas Fired Combustion Turbine | NG | GT | 11 | 2011 |  |  | (OP) Operating
58122 | Eastern Maine Medical Center | 58153 | Eastern Maine Medical Center | Commercial CHP | ME | COGE | 3.8 | Natural Gas Fired Combustion Turbine | NG | GT | 10 | 2006 |  |  | (OP) Operating
58121 | North Sky River Energy LLC | 58154 | North Sky River Energy LLC | IPP Non-CHP | CA | GEN1 | 162 | Onshore Wind Turbine | WND | WT | 12 | 2012 |  |  | (OP) Operating
58132 | Perrin Ranch Wind LLC | 58155 | Perrin Ranch Wind LLC | IPP Non-CHP | AZ | GEN1 | 99.2 | Onshore Wind Turbine | WND | WT | 1 | 2012 |  |  | (OP) Operating
58110 | SUNY Old Westbury College | 58156 | SUNY Old Westbury College | Commercial Non-CHP | NY | GE | 1.8 | Natural Gas Internal Combustion Engine | NG | IC | 10 | 2007 |  |  | (OP) Operating
58107 | University of Rochester | 58157 | University of Rochester | Commercial CHP | NY | HP | 17 | Natural Gas Steam Turbine | NG | ST | 10 | 2005 |  |  | (OP) Operating
58107 | University of Rochester | 58157 | University of Rochester | Commercial CHP | NY | LP | 7.2 | Natural Gas Steam Turbine | NG | ST | 10 | 2005 |  |  | (OP) Operating
58131 | Wesleyan University | 58158 | Wesleyan University Cogen 1 | Commercial CHP | CT | 1 | 2.3 | Natural Gas Internal Combustion Engine | NG | IC | 2 | 2009 |  |  | (OP) Operating
58130 | University of Connecticut | 58159 | UCONN Cogen Facility | Commercial CHP | CT | CGT1 | 6.4 | Natural Gas Fired Combined Cycle | NG | CT | 3 | 2006 |  |  | (OP) Operating
58130 | University of Connecticut | 58159 | UCONN Cogen Facility | Commercial CHP | CT | CGT2 | 6.4 | Natural Gas Fired Combined Cycle | NG | CT | 3 | 2006 |  |  | (OP) Operating
58130 | University of Connecticut | 58159 | UCONN Cogen Facility | Commercial CHP | CT | CGT3 | 6.4 | Natural Gas Fired Combined Cycle | NG | CT | 3 | 2006 |  |  | (OP) Operating
58130 | University of Connecticut | 58159 | UCONN Cogen Facility | Commercial CHP | CT | STG1 | 4.9 | All Other | OTH | CA | 3 | 2006 |  |  | (OP) Operating
58109 | President & Trustees of Williams College | 58160 | Williams College - Campus CHP | Commercial CHP | MA | GEN2 | 3 | Natural Gas Steam Turbine | NG | ST | 3 | 2003 |  |  | (OP) Operating
58106 | Western Michigan University | 58161 | Western Michigan University Power Plant | Commercial CHP | MI | EG-1 | 0.8 | Natural Gas Internal Combustion Engine | NG | IC | 3 | 1999 |  |  | (OP) Operating
58106 | Western Michigan University | 58161 | Western Michigan University Power Plant | Commercial CHP | MI | GTG-7 | 4.2 | Natural Gas Fired Combined Cycle | NG | CT | 8 | 1997 |  |  | (OP) Operating
58106 | Western Michigan University | 58161 | Western Michigan University Power Plant | Commercial CHP | MI | GTG-8 | 4.2 | Natural Gas Fired Combined Cycle | NG | CT | 8 | 1997 |  |  | (OP) Operating
58106 | Western Michigan University | 58161 | Western Michigan University Power Plant | Commercial CHP | MI | STG-1 | 0.9 | All Other | WH | CA | 3 | 1999 |  |  | (OP) Operating
58134 | Cirrus Wind 1 LLC | 58162 | Cirrus Wind 1 LLC | IPP Non-CHP | TX | CW | 61.2 | Onshore Wind Turbine | WND | WT | 12 | 2012 |  |  | (OP) Operating
58133 | Mercy Medical Center | 58163 | Mercy Medical Center | Commercial Non-CHP | NY | 1 | 0.1 | Petroleum Liquids | DFO | IC | 1 | 1959 |  |  | (SB) Standby/Backup: available for service but not normally used
58133 | Mercy Medical Center | 58163 | Mercy Medical Center | Commercial Non-CHP | NY | 2 | 0.4 | Petroleum Liquids | DFO | IC | 1 | 1992 |  |  | (SB) Standby/Backup: available for service but not normally used
58133 | Mercy Medical Center | 58163 | Mercy Medical Center | Commercial Non-CHP | NY | 3 | 0.4 | Petroleum Liquids | DFO | IC | 1 | 1963 |  |  | (SB) Standby/Backup: available for service but not normally used
58133 | Mercy Medical Center | 58163 | Mercy Medical Center | Commercial Non-CHP | NY | 4 | 0.7 | Petroleum Liquids | DFO | IC | 1 | 1985 |  |  | (SB) Standby/Backup: available for service but not normally used
58133 | Mercy Medical Center | 58163 | Mercy Medical Center | Commercial Non-CHP | NY | 5 | 0.3 | Petroleum Liquids | DFO | IC | 1 | 1977 |  |  | (SB) Standby/Backup: available for service but not normally used
58133 | Mercy Medical Center | 58163 | Mercy Medical Center | Commercial Non-CHP | NY | 6 | 0.2 | Petroleum Liquids | DFO | IC | 1 | 1995 |  |  | (SB) Standby/Backup: available for service but not normally used
58133 | Mercy Medical Center | 58163 | Mercy Medical Center | Commercial Non-CHP | NY | 7 | 0.3 | Petroleum Liquids | DFO | IC | 1 | 1999 |  |  | (SB) Standby/Backup: available for service but not normally used
58133 | Mercy Medical Center | 58163 | Mercy Medical Center | Commercial Non-CHP | NY | 8 | 0.6 | Petroleum Liquids | DFO | IC | 1 | 2004 |  |  | (SB) Standby/Backup: available for service but not normally used
58135 | Ecos Energy LLC | 58164 | Slayton Solar | IPP Non-CHP | MN | PV1 | 1.7 | Solar Photovoltaic | SUN | PV | 1 | 2013 |  |  | (OP) Operating
58137 | The College of New Jersey | 58165 | College of New Jersey | Commercial CHP | NJ | COGEN | 4.2 | Natural Gas Internal Combustion Engine | NG | IC | 7 | 1996 |  |  | (OP) Operating
58138 | The Trustees of Smith College | 58166 | Smith College Central Heating Plant | Commercial CHP | MA | GT-1 | 2.7 | Natural Gas Fired Combustion Turbine | NG | GT | 10 | 2008 |  |  | (OP) Operating
58136 | William Floyd School District | 58167 | William Floyd School District | Commercial CHP | NY | GEN1 | 1.3 | Natural Gas Internal Combustion Engine | NG | IC | 2 | 2004 |  |  | (OP) Operating
58136 | William Floyd School District | 58167 | William Floyd School District | Commercial CHP | NY | GEN2 | 1.3 | Natural Gas Internal Combustion Engine | NG | IC | 2 | 2004 |  |  | (OP) Operating
58136 | William Floyd School District | 58167 | William Floyd School District | Commercial CHP | NY | GEN3 | 1.3 | Petroleum Liquids | DFO | IC | 2 | 2004 |  |  | (SB) Standby/Backup: available for service but not normally used
58105 | University of Redlands | 58168 | Energy Center | Commercial CHP | CA | EC01 | 1.5 | Natural Gas Internal Combustion Engine | NG | IC | 2 | 2007 |  |  | (OP) Operating
58104 | California State University at Fullerton | 58169 | CSUF Trigeneration | Commercial CHP | CA | 1 | 4.3 | Natural Gas Fired Combustion Turbine | NG | GT | 10 | 2010 |  |  | (OP) Operating
58104 | California State University at Fullerton | 58169 | CSUF Trigeneration | Commercial CHP | CA | CPAC | 0.3 | Solar Photovoltaic | SUN | PV | 1 | 2012 |  |  | (OP) Operating
58104 | California State University at Fullerton | 58169 | CSUF Trigeneration | Commercial CHP | CA | KHS | 0.3 | Solar Photovoltaic | SUN | PV | 1 | 2012 |  |  | (OP) Operating
58104 | California State University at Fullerton | 58169 | CSUF Trigeneration | Commercial CHP | CA | PS4 | 0.3 | Solar Photovoltaic | SUN | PV | 1 | 2012 |  |  | (OP) Operating
58140 | San Bernardino Comm College Dist | 58170 | Crafton Hills College Solar Farm | Commercial Non-CHP | CA | GEN1 | 1.3 | Solar Photovoltaic | SUN | PV | 6 | 2012 |  |  | (OP) Operating
24211 | Tucson Electric Power Co | 58171 | Prairie Fire | Electric Utility | AZ | GEN1 | 4.5 | Solar Photovoltaic | SUN | PV | 12 | 2012 |  |  | (OP) Operating
16864 | Seaside Heights Municipal Utility | 58172 | Seaside Heights Power Plant | Electric Utility | NJ | UINT3 | 2 | Petroleum Liquids | DFO | IC | 9 | 2012 |  |  | (OP) Operating
16864 | Seaside Heights Municipal Utility | 58172 | Seaside Heights Power Plant | Electric Utility | NJ | UNIT1 | 2 | Petroleum Liquids | DFO | IC | 9 | 2012 |  |  | (OP) Operating
16864 | Seaside Heights Municipal Utility | 58172 | Seaside Heights Power Plant | Electric Utility | NJ | UNIT2 | 2 | Petroleum Liquids | DFO | IC | 9 | 2012 |  |  | (OP) Operating
58144 | BMW Manufacturing Co LLC | 58173 | BMW Manufacturing Co | Industrial Non-CHP | SC | GT601 | 5 | Landfill Gas | LFG | GT | 6 | 2009 |  |  | (OP) Operating
58144 | BMW Manufacturing Co LLC | 58173 | BMW Manufacturing Co | Industrial Non-CHP | SC | GT602 | 5 | Landfill Gas | LFG | GT | 6 | 2009 |  |  | (OP) Operating
57365 | Consolidated Edison Solutions Inc | 58174 | Wilson Solar | IPP Non-CHP | MA | WSMA | 2 | Solar Photovoltaic | SUN | PV | 6 | 2013 |  |  | (OP) Operating
58129 | Rock River Water Reclamation District | 58177 | Kishwaukee CHP Plant | IPP CHP | IL | 1 | 1 | Other Waste Biomass | OBG | IC | 1 | 2010 |  |  | (OP) Operating
58129 | Rock River Water Reclamation District | 58177 | Kishwaukee CHP Plant | IPP CHP | IL | 2 | 1 | Other Waste Biomass | OBG | IC | 6 | 2010 |  |  | (OP) Operating
58129 | Rock River Water Reclamation District | 58177 | Kishwaukee CHP Plant | IPP CHP | IL | 3 | 1 | Other Waste Biomass | OBG | IC | 5 | 2010 |  |  | (OP) Operating
58148 | U.S. General Services Administration | 58178 | M. G. Emmett J. Bean Federal Center | IPP Non-CHP | IN | 1 | 2 | Solar Photovoltaic | SUN | PV | 4 | 2011 |  |  | (OP) Operating
58100 | Middle Tennessee State University | 58179 | MTSU Power Co-Gen Plant | Commercial CHP | TN | GT-01 | 5 | Natural Gas Fired Combustion Turbine | NG | GT | 7 | 1997 |  |  | (OP) Operating
58100 | Middle Tennessee State University | 58179 | MTSU Power Co-Gen Plant | Commercial CHP | TN | SG-01 | 2 | Petroleum Liquids | DFO | IC | 9 | 2004 |  |  | (SB) Standby/Backup: available for service but not normally used
58100 | Middle Tennessee State University | 58179 | MTSU Power Co-Gen Plant | Commercial CHP | TN | SG-02 | 2 | Petroleum Liquids | DFO | IC | 9 | 2004 |  |  | (SB) Standby/Backup: available for service but not normally used
58100 | Middle Tennessee State University | 58179 | MTSU Power Co-Gen Plant | Commercial CHP | TN | SG-03 | 2 | Petroleum Liquids | DFO | IC | 9 | 2004 |  |  | (SB) Standby/Backup: available for service but not normally used
58100 | Middle Tennessee State University | 58179 | MTSU Power Co-Gen Plant | Commercial CHP | TN | SG-04 | 2 | Petroleum Liquids | DFO | IC | 9 | 2004 |  |  | (SB) Standby/Backup: available for service but not normally used
58100 | Middle Tennessee State University | 58179 | MTSU Power Co-Gen Plant | Commercial CHP | TN | SG-05 | 2 | Petroleum Liquids | DFO | IC | 9 | 2004 |  |  | (SB) Standby/Backup: available for service but not normally used
58099 | Emcor Energy Services | 58180 | UNH 7.9 MW Plant | Commercial CHP | NH | 1 | 7 | Landfill Gas | LFG | GT | 9 | 2006 |  |  | (OP) Operating
58151 | Loyola University Health System | 58181 | Loyola University Health Plant | Commercial Non-CHP | IL | UNIT1 | 3.9 | Natural Gas Fired Combustion Turbine | NG | GT | 9 | 2005 |  |  | (OP) Operating
58151 | Loyola University Health System | 58181 | Loyola University Health Plant | Commercial Non-CHP | IL | UNIT2 | 3.9 | Natural Gas Fired Combustion Turbine | NG | GT | 9 | 2005 |  |  | (OP) Operating
58157 | Prairie Horizon Agri Energy LLC | 58183 | Prairie Horizon Agri Energy | Industrial CHP | KS | T5741 | 0.7 | Natural Gas Steam Turbine | NG | ST | 10 | 2006 |  |  | (OP) Operating
58156 | Rand Whitney Containerboard L.P. | 58184 | Rand Whitney CHP Plant | Industrial CHP | CT | TG-1 | 14.6 | Natural Gas Fired Combustion Turbine | NG | GT | 4 | 2005 |  |  | (OP) Operating
58152 | Amherst College | 58185 | Amherst College Co Gen | Commercial CHP | MA | CTG | 1.2 | Natural Gas Fired Combustion Turbine | NG | GT | 11 | 2006 |  |  | (OP) Operating
58152 | Amherst College | 58185 | Amherst College Co Gen | Commercial CHP | MA | STG | 0.5 | Natural Gas Steam Turbine | NG | ST | 11 | 2006 |  |  | (OP) Operating
58154 | Hudson Valley Community College | 58186 | HVCC Cogen Plant | Commercial CHP | NY | CG01 | 0.8 | Natural Gas Internal Combustion Engine | NG | IC | 4 | 2004 |  |  | (OP) Operating
58154 | Hudson Valley Community College | 58186 | HVCC Cogen Plant | Commercial CHP | NY | CG02 | 0.8 | Natural Gas Internal Combustion Engine | NG | IC | 4 | 2004 |  |  | (OP) Operating
58154 | Hudson Valley Community College | 58186 | HVCC Cogen Plant | Commercial CHP | NY | CG03 | 1.3 | Natural Gas Internal Combustion Engine | NG | IC | 4 | 2004 |  |  | (OP) Operating
58154 | Hudson Valley Community College | 58186 | HVCC Cogen Plant | Commercial CHP | NY | CG04 | 1.2 | Natural Gas Internal Combustion Engine | NG | IC | 4 | 2004 |  |  | (OP) Operating
58154 | Hudson Valley Community College | 58186 | HVCC Cogen Plant | Commercial CHP | NY | CG05 | 2 | Petroleum Liquids | DFO | IC | 4 | 2004 |  |  | (SB) Standby/Backup: available for service but not normally used
58154 | Hudson Valley Community College | 58186 | HVCC Cogen Plant | Commercial CHP | NY | CG06 | 1.3 | Natural Gas Internal Combustion Engine | NG | IC | 8 | 2005 |  |  | (OP) Operating
58164 | 180 Raritan Energy Solutions, LLC | 58187 | 180 Raritan Solar | IPP Non-CHP | NJ | 1 | 1.9 | Solar Photovoltaic | SUN | PV | 6 | 2012 |  |  | (OP) Operating
15174 | Freeport McMoRan Oil & Gas | 58190 | Thomas M Knott Cogen Facility | Industrial Non-CHP | CA | CG | 1.2 | Natural Gas Fired Combustion Turbine | NG | GT | 4 | 2003 |  |  | (OS) Out of service and NOT expected to return to service in next calendar year
58153 | US Magnesium | 58191 | US Magnesium | Industrial CHP | UT | GT1 | 10 | Natural Gas Fired Combustion Turbine | NG | GT | 1 | 1972 |  |  | (OP) Operating
58153 | US Magnesium | 58191 | US Magnesium | Industrial CHP | UT | GT2 | 10 | Natural Gas Fired Combustion Turbine | NG | GT | 1 | 1972 |  |  | (OP) Operating
58153 | US Magnesium | 58191 | US Magnesium | Industrial CHP | UT | GT3 | 10 | Natural Gas Fired Combustion Turbine | NG | GT | 1 | 1972 |  |  | (OP) Operating
58167 | Arkalon Ethanol LLC | 58192 | Arkalon Ethanol LLC | Industrial CHP | KS | ST961 | 3 | Natural Gas Steam Turbine | NG | ST | 12 | 2008 |  |  | (OP) Operating
58166 | Bonanza BioEnergy LLC | 58193 | Bonanza BioEnergy LLC | Industrial CHP | KS | ST96 | 2 | Natural Gas Steam Turbine | NG | ST | 8 | 2008 |  |  | (OP) Operating
58159 | Penn State University | 58195 | East Campus Steam Plant | Commercial CHP | PA | CT1 | 5.5 | Natural Gas Fired Combustion Turbine | NG | GT | 6 | 2011 |  |  | (OP) Operating
58170 | Cargill Salt Hersey | 58196 | Cargill Salt Hersey | Industrial CHP | MI | ST1 | 2.1 | Natural Gas Steam Turbine | NG | ST | 9 | 1998 |  |  | (OP) Operating
58163 | Poet Biorefining Lake Crystal | 58197 | Poet Biorefining Lake Crystal | Industrial Non-CHP | MN | 1 | 6 | Petroleum Liquids | DFO | IC | 4 | 2005 |  |  | (SB) Standby/Backup: available for service but not normally used
58163 | Poet Biorefining Lake Crystal | 58197 | Poet Biorefining Lake Crystal | Industrial Non-CHP | MN | 2 | 1 | Natural Gas Steam Turbine | NG | ST | 4 | 2005 |  |  | (SB) Standby/Backup: available for service but not normally used
58171 | University of California-San Francisco | 58198 | Parnassus Central Utility Plant | Commercial CHP | CA | GTG1 | 5 | Natural Gas Fired Combined Cycle | NG | CT | 1 | 1996 |  |  | (OP) Operating
58171 | University of California-San Francisco | 58198 | Parnassus Central Utility Plant | Commercial CHP | CA | GTG2 | 5 | Natural Gas Fired Combined Cycle | NG | CT | 1 | 1996 |  |  | (OP) Operating
58171 | University of California-San Francisco | 58198 | Parnassus Central Utility Plant | Commercial CHP | CA | STG1 | 1.8 | Natural Gas Fired Combined Cycle | NG | CA | 1 | 1996 |  |  | (OP) Operating
58172 | NRG Energy Center Phoenix LLC | 58199 | Arizona State University CHP | Commercial CHP | AZ | G1 | 9.2 | Natural Gas Fired Combined Cycle | NG | CS | 4 | 2006 |  |  | (OP) Operating
58173 | Almatis Burnside Inc. | 58200 | Burnside Alumina Plant | Industrial Non-CHP | LA | GEN1 | 4 | Natural Gas Steam Turbine | NG | ST | 12 | 1957 |  |  | (OP) Operating
58173 | Almatis Burnside Inc. | 58200 | Burnside Alumina Plant | Industrial Non-CHP | LA | GEN2 | 4 | Natural Gas Steam Turbine | NG | ST | 12 | 1957 |  |  | (OP) Operating
58173 | Almatis Burnside Inc. | 58200 | Burnside Alumina Plant | Industrial Non-CHP | LA | GEN3 | 4 | Natural Gas Steam Turbine | NG | ST | 12 | 1957 |  |  | (OP) Operating
58174 | Monroe Newpower Corporation | 58201 | Monroe Community College Plant | Commercial CHP | NY | 1 | 1.6 | Natural Gas Internal Combustion Engine | NG | IC | 8 | 2004 |  |  | (OP) Operating
58174 | Monroe Newpower Corporation | 58201 | Monroe Community College Plant | Commercial CHP | NY | 2 | 1.6 | Natural Gas Internal Combustion Engine | NG | IC | 8 | 2004 |  |  | (OP) Operating
58174 | Monroe Newpower Corporation | 58201 | Monroe Community College Plant | Commercial CHP | NY | 3 | 1.6 | Natural Gas Internal Combustion Engine | NG | IC | 8 | 2004 |  |  | (OP) Operating
58174 | Monroe Newpower Corporation | 58201 | Monroe Community College Plant | Commercial CHP | NY | 4 | 1.6 | Natural Gas Internal Combustion Engine | NG | IC | 8 | 2004 |  |  | (OP) Operating
58175 | RE Victor Phelan Solar One LLC | 58202 | RE Victor Phelan Solar One LLC | IPP Non-CHP | CA | VPS1 | 20 | Solar Photovoltaic | SUN | PV | 12 | 2013 |  |  | (OP) Operating
56925 | FPLE Wind, LLC | 58203 | Minco Wind III, LLC | IPP Non-CHP | OK | 1 | 100.8 | Onshore Wind Turbine | WND | WT | 12 | 2012 |  |  | (OP) Operating
56751 | Yolo County of | 58204 | Grassland 3&4 Solar Project | IPP Non-CHP | CA | INV3 | 2.5 | Solar Photovoltaic | SUN | PV | 7 | 2013 |  |  | (OP) Operating
56751 | Yolo County of | 58205 | Grand Ave Plant | IPP CHP | MO | 1 | 4.8 | Conventional Steam Coal | BIT | ST | 7 | 1991 |  |  | (OP) Operating
14328 | Pacific Gas & Electric Co | 58206 | West Gates Solar Station | Electric Utility | CA | 1 | 10 | Solar Photovoltaic | SUN | PV | 5 | 2013 |  |  | (OP) Operating
58178 | GSA Metropolitan Service Center | 58207 | Central Utility Plant at White Oak | Commercial CHP | MD | G1 | 5.6 | Natural Gas Internal Combustion Engine | NG | IC | 11 | 2003 |  |  | (OP) Operating
58178 | GSA Metropolitan Service Center | 58207 | Central Utility Plant at White Oak | Commercial CHP | MD | G10 | 2.3 | Petroleum Liquids | DFO | IC | 2 | 2014 |  |  | (OP) Operating
58178 | GSA Metropolitan Service Center | 58207 | Central Utility Plant at White Oak | Commercial CHP | MD | G11 | 2.3 | Petroleum Liquids | DFO | IC | 2 | 2014 |  |  | (OP) Operating
58178 | GSA Metropolitan Service Center | 58207 | Central Utility Plant at White Oak | Commercial CHP | MD | G12 | 5 | Natural Gas Fired Combined Cycle | NG | CA | 2 | 2014 |  |  | (OP) Operating
58178 | GSA Metropolitan Service Center | 58207 | Central Utility Plant at White Oak | Commercial CHP | MD | G2 | 2.3 | Petroleum Liquids | DFO | IC | 11 | 2003 |  |  | (SB) Standby/Backup: available for service but not normally used
58178 | GSA Metropolitan Service Center | 58207 | Central Utility Plant at White Oak | Commercial CHP | MD | G3 | 4.3 | Natural Gas Fired Combustion Turbine | NG | GT | 11 | 2003 |  |  | (OP) Operating
58178 | GSA Metropolitan Service Center | 58207 | Central Utility Plant at White Oak | Commercial CHP | MD | G4 | 4.3 | Natural Gas Fired Combustion Turbine | NG | GT | 4 | 2008 |  |  | (OP) Operating
58178 | GSA Metropolitan Service Center | 58207 | Central Utility Plant at White Oak | Commercial CHP | MD | G5 | 4.3 | Natural Gas Fired Combustion Turbine | NG | GT | 3 | 2009 |  |  | (OP) Operating
58178 | GSA Metropolitan Service Center | 58207 | Central Utility Plant at White Oak | Commercial CHP | MD | G6 | 4.3 | Natural Gas Fired Combustion Turbine | NG | GT | 5 | 2010 |  |  | (OP) Operating
58178 | GSA Metropolitan Service Center | 58207 | Central Utility Plant at White Oak | Commercial CHP | MD | G7 | 7.5 | Natural Gas Fired Combined Cycle | NG | CT | 2 | 2014 |  |  | (OP) Operating
58178 | GSA Metropolitan Service Center | 58207 | Central Utility Plant at White Oak | Commercial CHP | MD | G8 | 7.5 | Natural Gas Fired Combined Cycle | NG | CT | 2 | 2014 |  |  | (OP) Operating
58178 | GSA Metropolitan Service Center | 58207 | Central Utility Plant at White Oak | Commercial CHP | MD | G9 | 4.5 | Natural Gas Fired Combustion Turbine | NG | GT | 2 | 2014 |  |  | (OP) Operating
58179 | Cinnamon Bay LLC | 58208 | Cinnamon Bay Edgeboro Landfill | IPP Non-CHP | NJ | 1 | 9.1 | Landfill Gas | LFG | IC | 8 | 2011 |  |  | (OP) Operating
58180 | Blackwell Wind, LLC | 58209 | NextEra-Blackwell Wind, LLC | IPP Non-CHP | OK | WT | 59.8 | Onshore Wind Turbine | WND | WT | 12 | 2012 |  |  | (OP) Operating
58185 | FirstLight Power Resources, Inc. - MA | 58210 | NFM Solar Power LLC | IPP Non-CHP | MA | 1 | 1.9 | Solar Photovoltaic | SUN | PV | 3 | 2012 |  |  | (OP) Operating
58182 | SunE AZ2 LLC | 58213 | Saddle Mountain Solar I | IPP Non-CHP | AZ | AZ2 | 15 | Solar Photovoltaic | SUN | PV | 12 | 2012 |  |  | (OP) Operating
56769 | Consolidated Edison Development Inc. | 58214 | West Greenwich Solar | IPP Non-CHP | RI | WGRI | 1.9 | Solar Photovoltaic | SUN | PV | 5 | 2013 |  |  | (OP) Operating
3046 | Duke Energy Progress - (NC) | 58215 | Lee Combined Cycle Plant | Electric Utility | NC | 1A | 177 | Natural Gas Fired Combined Cycle | NG | CT | 12 | 2012 |  |  | (OP) Operating
3046 | Duke Energy Progress - (NC) | 58215 | Lee Combined Cycle Plant | Electric Utility | NC | 1B | 176 | Natural Gas Fired Combined Cycle | NG | CT | 12 | 2012 |  |  | (OP) Operating
3046 | Duke Energy Progress - (NC) | 58215 | Lee Combined Cycle Plant | Electric Utility | NC | 1C | 179 | Natural Gas Fired Combined Cycle | NG | CT | 12 | 2012 |  |  | (OP) Operating
3046 | Duke Energy Progress - (NC) | 58215 | Lee Combined Cycle Plant | Electric Utility | NC | ST1 | 378 | Natural Gas Fired Combined Cycle | NG | CA | 12 | 2012 |  |  | (OP) Operating
58183 | J.R. Simplot Company | 58216 | J.R. Simplot Company | Industrial Non-CHP | CA | 1 | 3.2 | All Other | WH | ST | 10 | 1993 |  |  | (OP) Operating
56751 | Yolo County of | 58217 | Grassland 1&2 Solar Project | IPP Non-CHP | CA | INV4 | 2.5 | Solar Photovoltaic | SUN | PV | 7 | 2013 |  |  | (OP) Operating
13902 | NorthWestern Energy | 58218 | Spion Kop Wind Farm | Electric Utility | MT | SKW25 | 40 | Onshore Wind Turbine | WND | WT | 12 | 2012 |  |  | (OP) Operating
58186 | GL Dairy Biogas LLC | 58219 | GL Dairy Biogas | IPP Non-CHP | WI | 1426 | 1.4 | Other Waste Biomass | OBG | IC | 12 | 2013 |  |  | (OP) Operating
58186 | GL Dairy Biogas LLC | 58219 | GL Dairy Biogas | IPP Non-CHP | WI | 633 | 0.6 | Other Waste Biomass | OBG | IC | 11 | 2013 |  |  | (OP) Operating
58187 | Haviland Plastic Products Co | 58220 | Haviland Plastic Products | Industrial Non-CHP | OH | WTGA | 1.5 | Onshore Wind Turbine | WND | WT | 5 | 2013 |  |  | (OP) Operating
58187 | Haviland Plastic Products Co | 58220 | Haviland Plastic Products | Industrial Non-CHP | OH | WTGB | 1.5 | Onshore Wind Turbine | WND | WT | 5 | 2013 |  |  | (OP) Operating
58187 | Haviland Plastic Products Co | 58220 | Haviland Plastic Products | Industrial Non-CHP | OH | WTGC | 1.5 | Onshore Wind Turbine | WND | WT | 6 | 2013 |  |  | (OP) Operating
58194 | E.B. Eddy Paper Inc | 58222 | E.B. Eddy Paper Inc | Industrial CHP | MI | 3TU | 5 | Conventional Steam Coal | BIT | ST | 8 | 1969 |  |  | (OP) Operating
58195 | Hoag Memorial Presbyterian Hospital | 58223 | Hoag Hospital Cogen Plant | Commercial CHP | CA | 1 | 1.2 | Natural Gas Internal Combustion Engine | NG | IC | 7 | 2006 |  |  | (OP) Operating |  |  | 0 |  |  | 0
58195 | Hoag Memorial Presbyterian Hospital | 58223 | Hoag Hospital Cogen Plant | Commercial CHP | CA | 2 | 1.2 | Natural Gas Internal Combustion Engine | NG | IC | 7 | 2006 |  |  | (OP) Operating | [5 empty] | 0
58195 | Hoag Memorial Presbyterian Hospital | 58223 | Hoag Hospital Cogen Plant | Commercial CHP | CA | 3 | 1.2 | Natural Gas Internal Combustion Engine | NG | IC | 7 | 2006 |  |  | (OP) Operating | [5 empty] | 0
58188 | Central Connecticut State University | 58224 | CCSU Co-Gen-STBY Gen | Commercial CHP | CT | EC#1 | 1.3 | Natural Gas Internal Combustion Engine | NG | IC | 5 | 2004 |  |  | (OP) Operating
58188 | Central Connecticut State University | 58224 | CCSU Co-Gen-STBY Gen | Commercial CHP | CT | EC#2 | 1.3 | Natural Gas Internal Combustion Engine | NG | IC | 5 | 2004 |  |  | (OP) Operating
58188 | Central Connecticut State University | 58224 | CCSU Co-Gen-STBY Gen | Commercial CHP | CT | GRND | 0.3 | Petroleum Liquids | DFO | IC | 6 | 2012 |  |  | (SB) Standby/Backup: available for service but not normally used
58188 | Central Connecticut State University | 58224 | CCSU Co-Gen-STBY Gen | Commercial CHP | CT | MEMH | 0.7 | Petroleum Liquids | DFO | IC | 10 | 1993 |  |  | (SB) Standby/Backup: available for service but not normally used
58197 | Newberry Solar 1 LLC | 58226 | Newberry Solar 1 LLC | IPP Non-CHP | CA | 1 | 1.5 | Solar Photovoltaic | SUN | PV | 12 | 2013 |  |  | (OP) Operating
58198 | Highlander Solar 2, LLC | 58227 | SEPV9 Power Plant | IPP Non-CHP | CA | SPV9 | 8.5 | Solar Photovoltaic | SUN | PV | 6 | 2013 |  |  | (OP) Operating
58201 | Milford Solar LLC | 58228 | Milford Solar Farm | IPP Non-CHP | DE | GEN1 | 11.8 | Solar Photovoltaic | SUN | PV | 12 | 2012 |  |  | (OP) Operating
58202 | Energy Alternatives Wholesale LLC | 58229 | Lake Marion | IPP Non-CHP | MN | GEN1 | 8.8 | Petroleum Liquids | DFO | IC | 6 | 2000 |  |  | (OP) Operating
58202 | Energy Alternatives Wholesale LLC | 58230 | Hastings | IPP Non-CHP | MN | GEN1 | 8.8 | Petroleum Liquids | DFO | IC | 6 | 2000 |  |  | (OP) Operating
58203 | NRG Energy Center Eagles LLC | 58231 | Lincoln Financial Field | IPP Non-CHP | PA | GEN1 | 2.9 | Solar Photovoltaic | SUN | PV | 1 | 2013 |  |  | (OP) Operating
58661 | Sustainable Power Group, LLC | 58232 | Tahquitz High School | Commercial Non-CHP | CA | TAHQ | 1 | Solar Photovoltaic | SUN | PV | 9 | 2012 |  |  | (OP) Operating
57421 | BayWa r.e Wind LLC | 58233 | Wagner Wind LLC | IPP Non-CHP | CA | GEN1 | 6 | Onshore Wind Turbine | WND | WT | 12 | 2012 |  |  | (OP) Operating
58211 | Highlander Solar 1, LLC | 58234 | SEPV 8 | IPP Non-CHP | CA | SPV8 | 11.8 | Solar Photovoltaic | SUN | PV | 6 | 2013 |  |  | (OP) Operating
58213 | New Britain Renewable Energy, LLC | 58237 | CCSU Fuel Cell Project | Commercial CHP | CT | CCSU | 1.4 | Other Natural Gas | NG | FC | 4 | 2012 |  |  | (OP) Operating
58212 | Georgia Mountain Community Wind, LLC | 58238 | Georgia Mountain Community Wind Farm | IPP Non-CHP | VT | GMCW | 10 | Onshore Wind Turbine | WND | WT | 12 | 2012 |  |  | (OP) Operating
57081 | Washington Gas Energy Systems, Inc. | 58239 | Kent County-Kennedyville | IPP Non-CHP | MD | PVKV | 1 | Solar Photovoltaic | SUN | PV | 8 | 2012 |  |  | (OP) Operating
57081 | Washington Gas Energy Systems, Inc. | 58240 | Kit Carson | IPP Non-CHP | NM | PV_KC | 1.3 | Solar Photovoltaic | SUN | PV | 6 | 2012 |  |  | (OP) Operating
57081 | Washington Gas Energy Systems, Inc. | 58241 | Rock Hall | IPP Non-CHP | MD | RCKHL | 1 | Solar Photovoltaic | SUN | PV | 12 | 2012 |  |  | (OP) Operating
56545 | Pattern Operators LP | 58242 | Pattern Panhandle Wind LLC | IPP Non-CHP | TX | 1 | 218 | Onshore Wind Turbine | WND | WT | 7 | 2014 |  |  | (OP) Operating
57081 | Washington Gas Energy Systems, Inc. | 58243 | Kent County - Worton Complex | IPP Non-CHP | MD | WRTN | 1 | Solar Photovoltaic | SUN | PV | 7 | 2012 |  |  | (OP) Operating
58661 | Sustainable Power Group, LLC | 58244 | West Valley High School Solar | Commercial Non-CHP | CA | WEST | 1 | Solar Photovoltaic | SUN | PV | 9 | 2012 |  |  | (OP) Operating
58220 | Northeastern Illinois University | 58245 | Northeastern Illinois University Cogen | Commercial CHP | IL | GEN1 | 0.8 | Natural Gas Internal Combustion Engine | NG | IC | 8 | 1995 |  |  | (SB) Standby/Backup: available for service but not normally used
58220 | Northeastern Illinois University | 58245 | Northeastern Illinois University Cogen | Commercial CHP | IL | GEN2 | 0.8 | Natural Gas Internal Combustion Engine | NG | IC | 8 | 1995 |  |  | (SB) Standby/Backup: available for service but not normally used
58220 | Northeastern Illinois University | 58245 | Northeastern Illinois University Cogen | Commercial CHP | IL | GEN3 | 0.8 | Natural Gas Internal Combustion Engine | NG | IC | 8 | 1995 |  |  | (SB) Standby/Backup: available for service but not normally used
58220 | Northeastern Illinois University | 58245 | Northeastern Illinois University Cogen | Commercial CHP | IL | GEN4 | 0.8 | Natural Gas Internal Combustion Engine | NG | IC | 8 | 1995 |  |  | (SB) Standby/Backup: available for service but not normally used
58221 | LES Operations Services LLC | 58246 | Millersville LFG | IPP Non-CHP | MD | CAT1 | 1.5 | Landfill Gas | LFG | IC | 7 | 2012 |  |  | (OP) Operating
58221 | LES Operations Services LLC | 58246 | Millersville LFG | IPP Non-CHP | MD | CAT2 | 1.5 | Landfill Gas | LFG | IC | 7 | 2012 |  |  | (OP) Operating
11208 | Los Angeles Department of Water & Power | 58248 | Pierce College | Commercial Non-CHP | CA | GEN1 | 1.9 | Solar Photovoltaic | SUN | PV | 1 | 2013 |  |  | (OP) Operating
11208 | Los Angeles Department of Water & Power | 58249 | VA Sepulveda Ambulatory Care Center | Commercial Non-CHP | CA | GEN1 | 3.5 | Solar Photovoltaic | SUN | PV | 10 | 2014 |  |  | (OP) Operating
54842 | WM Renewable Energy LLC | 58250 | Tullytown | IPP Non-CHP | PA | GEN1 | 1.6 | Landfill Gas | LFG | IC | 3 | 2013 |  |  | (OP) Operating
58223 | C&H Sugar Company Inc | 58251 | C&H Sugar Plant | Industrial CHP | CA | TG3 | 5 | All Other | PUR | ST | 1 | 1958 |  |  | (OP) Operating
58223 | C&H Sugar Company Inc | 58251 | C&H Sugar Plant | Industrial CHP | CA | TG4 | 5 | All Other | PUR | ST | 10 | 1957 |  |  | (OP) Operating
58229 | Howard County - Maryland | 58252 | Alpha Ridge LFG | IPP Non-CHP | MD | JEN1 | 1 | Landfill Gas | LFG | IC | 7 | 2012 |  |  | (OP) Operating
11208 | Los Angeles Department of Water & Power | 58253 | CBS Television City | Commercial Non-CHP | CA | GEN1 | 1.6 | Solar Photovoltaic | SUN | PV | 7 | 2013 |  |  | (OP) Operating
11268 | City of Lowell - (MI) | 58254 | Chatham | Electric Utility | MI | CTOIS | 3.4 | Natural Gas Fired Combustion Turbine | NG | GT | 9 | 2013 |  |  | (OP) Operating
18315 | Sunflower Electric Power Corp | 58255 | Rubart | Electric Utility | KS | 01 | 9 | Natural Gas Internal Combustion Engine | NG | IC | 9 | 2014 |  |  | (OP) Operating
18315 | Sunflower Electric Power Corp | 58255 | Rubart | Electric Utility | KS | 02 | 9 | Natural Gas Internal Combustion Engine | NG | IC | 9 | 2014 |  |  | (OP) Operating
18315 | Sunflower Electric Power Corp | 58255 | Rubart | Electric Utility | KS | 03 | 9 | Natural Gas Internal Combustion Engine | NG | IC | 9 | 2014 |  |  | (OP) Operating
18315 | Sunflower Electric Power Corp | 58255 | Rubart | Electric Utility | KS | 04 | 9 | Natural Gas Internal Combustion Engine | NG | IC | 9 | 2014 |  |  | (OP) Operating
18315 | Sunflower Electric Power Corp | 58255 | Rubart | Electric Utility | KS | 05 | 9 | Natural Gas Internal Combustion Engine | NG | IC | 9 | 2014 |  |  | (OP) Operating
18315 | Sunflower Electric Power Corp | 58255 | Rubart | Electric Utility | KS | 06 | 9 | Natural Gas Internal Combustion Engine | NG | IC | 9 | 2014 |  |  | (OP) Operating
18315 | Sunflower Electric Power Corp | 58255 | Rubart | Electric Utility | KS | 07 | 9 | Natural Gas Internal Combustion Engine | NG | IC | 9 | 2014 |  |  | (OP) Operating
18315 | Sunflower Electric Power Corp | 58255 | Rubart | Electric Utility | KS | 08 | 9 | Natural Gas Internal Combustion Engine | NG | IC | 9 | 2014 |  |  | (OP) Operating
18315 | Sunflower Electric Power Corp | 58255 | Rubart | Electric Utility | KS | 09 | 9 | Natural Gas Internal Combustion Engine | NG | IC | 9 | 2014 |  |  | (OP) Operating
18315 | Sunflower Electric Power Corp | 58255 | Rubart | Electric Utility | KS | 10 | 9 | Natural Gas Internal Combustion Engine | NG | IC | 9 | 2014 |  |  | (OP) Operating
18315 | Sunflower Electric Power Corp | 58255 | Rubart | Electric Utility | KS | 11 | 9 | Natural Gas Internal Combustion Engine | NG | IC | 9 | 2014 |  |  | (OP) Operating
18315 | Sunflower Electric Power Corp | 58255 | Rubart | Electric Utility | KS | 12 | 9 | Natural Gas Internal Combustion Engine | NG | IC | 9 | 2014 |  |  | (OP) Operating
11204 | Los Alamos County | 58256 | Los Alamos PV Site | Electric Utility | NM | 1 | 1 | Solar Photovoltaic | SUN | PV | 9 | 2012 |  |  | (OP) Operating
11204 | Los Alamos County | 58256 | Los Alamos PV Site | Electric Utility | NM | 2 | 1 | Batteries | MWH | BA | 9 | 2012 |  |  | (OP) Operating
11204 | Los Alamos County | 58256 | Los Alamos PV Site | Electric Utility | NM | 3 | 0.8 | Batteries | MWH | BA | 9 | 2012 |  |  | (OP) Operating
11118 | Lockhart Power Co | 58257 | Upper Pacolet Hydro | Electric Utility | SC | UP1 | 1.1 | Conventional Hydroelectric | WAT | HY | 2 | 2013 |  |  | (OP) Operating
58233 | Kalaeloa Solar Two LLC | 58259 | Kalaeloa Solar Two | IPP Non-CHP | HI | KAS2 | 5 | Solar Photovoltaic | SUN | PV | 12 | 2012 |  |  | (OP) Operating
58238 | Enfinity NorCal 1 FAA LLC | 58261 | FAA NorCal TRACON | IPP Non-CHP | CA | 1 | 1 | Solar Photovoltaic | SUN | PV | 12 | 2012 |  |  | (OP) Operating
58239 | Desert Sky Solar LLC | 58262 | Badger 1 | IPP Non-CHP | AZ | 1 | 14.8 | Solar Photovoltaic | SUN | PV | 11 | 2013 |  |  | (OP) Operating
58240 | COT/Division of Water Reclamation | 58263 | Bay View Cogeneration Facility | Electric Utility | OH | GTG | 4.4 | Landfill Gas | LFG | GT | 1 | 2010 |  |  | (OP) Operating
58240 | COT/Division of Water Reclamation | 58263 | Bay View Cogeneration Facility | Electric Utility | OH | STG | 4 | Landfill Gas | LFG | ST | 2 | 2011 |  |  | (OP) Operating
57369 | Apple, Inc | 58264 | Apple Data Center - Fuel Cell 1&2 | Commercial Non-CHP | NC | FC1 | 4.8 | Landfill Gas | LFG | FC | 9 | 2012 |  |  | (OP) Operating
57369 | Apple, Inc | 58264 | Apple Data Center - Fuel Cell 1&2 | Commercial Non-CHP | NC | FC2 | 5.2 | Landfill Gas | LFG | FC | 4 | 2013 |  |  | (OP) Operating
58247 | National Centers for Animal Health | 58265 | NCAH Central Utility Plant | Commercial CHP | IA | C-3 | 0.2 | Petroleum Liquids | DFO | IC | 12 | 2005 |  |  | (SB) Standby/Backup: available for service but not normally used
58247 | National Centers for Animal Health | 58265 | NCAH Central Utility Plant | Commercial CHP | IA | EP-2 | 0.6 | Petroleum Liquids | DFO | IC | 6 | 1996 |  |  | (SB) Standby/Backup: available for service but not normally used
58247 | National Centers for Animal Health | 58265 | NCAH Central Utility Plant | Commercial CHP | IA | EP-6 | 0.8 | Petroleum Liquids | DFO | IC | 6 | 2003 |  |  | (SB) Standby/Backup: available for service but not normally used
58247 | National Centers for Animal Health | 58265 | NCAH Central Utility Plant | Commercial CHP | IA | FRZRF | 0.2 | Petroleum Liquids | DFO | IC | 7 | 2005 |  |  | (SB) Standby/Backup: available for service but not normally used
58247 | National Centers for Animal Health | 58265 | NCAH Central Utility Plant | Commercial CHP | IA | MBGEN | 0.5 | Petroleum Liquids | DFO | IC | 11 | 2004 |  |  | (SB) Standby/Backup: available for service but not normally used
58247 | National Centers for Animal Health | 58265 | NCAH Central Utility Plant | Commercial CHP | IA | S-13 | 2.1 | Petroleum Liquids | DFO | IC | 6 | 2006 |  |  | (SB) Standby/Backup: available for service but not normally used
58247 | National Centers for Animal Health | 58265 | NCAH Central Utility Plant | Commercial CHP | IA | S-14 | 2.1 | Petroleum Liquids | DFO | IC | 6 | 2004 |  |  | (SB) Standby/Backup: available for service but not normally used
58247 | National Centers for Animal Health | 58265 | NCAH Central Utility Plant | Commercial CHP | IA | S-16 | 3 | Natural Gas Fired Combustion Turbine | NG | GT | 6 | 2006 |  |  | (OP) Operating
58247 | National Centers for Animal Health | 58265 | NCAH Central Utility Plant | Commercial CHP | IA | S-17 | 2 | Petroleum Liquids | DFO | IC | 6 | 2004 |  |  | (SB) Standby/Backup: available for service but not normally used
58247 | National Centers for Animal Health | 58265 | NCAH Central Utility Plant | Commercial CHP | IA | S-18 | 2 | Petroleum Liquids | DFO | IC | 5 | 2000 |  |  | (SB) Standby/Backup: available for service but not normally used
58247 | National Centers for Animal Health | 58265 | NCAH Central Utility Plant | Commercial CHP | IA | S-19 | 2 | Petroleum Liquids | DFO | IC | 12 | 2010 |  |  | (SB) Standby/Backup: available for service but not normally used
58247 | National Centers for Animal Health | 58265 | NCAH Central Utility Plant | Commercial CHP | IA | S-7A | 1 | Natural Gas Fired Combustion Turbine | NG | GT | 5 | 2000 |  |  | (OP) Operating
15248 | Portland General Electric Co | 58266 | Port Westward Unit 2 | Electric Utility | OR | 1 | 18.7 | Natural Gas Internal Combustion Engine | NG | IC | 12 | 2014 |  |  | (OP) Operating
15248 | Portland General Electric Co | 58266 | Port Westward Unit 2 | Electric Utility | OR | 10 | 18.7 | Natural Gas Internal Combustion Engine | NG | IC | 12 | 2014 |  |  | (OP) Operating
15248 | Portland General Electric Co | 58266 | Port Westward Unit 2 | Electric Utility | OR | 11 | 18.7 | Natural Gas Internal Combustion Engine | NG | IC | 12 | 2014 |  |  | (OP) Operating
15248 | Portland General Electric Co | 58266 | Port Westward Unit 2 | Electric Utility | OR | 12 | 18.7 | Natural Gas Internal Combustion Engine | NG | IC | 12 | 2014 |  |  | (OP) Operating
15248 | Portland General Electric Co | 58266 | Port Westward Unit 2 | Electric Utility | OR | 2 | 18.7 | Natural Gas Internal Combustion Engine | NG | IC | 12 | 2014 |  |  | (OP) Operating
15248 | Portland General Electric Co | 58266 | Port Westward Unit 2 | Electric Utility | OR | 3 | 18.7 | Natural Gas Internal Combustion Engine | NG | IC | 12 | 2014 |  |  | (OP) Operating
15248 | Portland General Electric Co | 58266 | Port Westward Unit 2 | Electric Utility | OR | 4 | 18.7 | Natural Gas Internal Combustion Engine | NG | IC | 12 | 2014 |  |  | (OP) Operating
15248 | Portland General Electric Co | 58266 | Port Westward Unit 2 | Electric Utility | OR | 5 | 18.7 | Natural Gas Internal Combustion Engine | NG | IC | 12 | 2014 |  |  | (OP) Operating
15248 | Portland General Electric Co | 58266 | Port Westward Unit 2 | Electric Utility | OR | 6 | 18.7 | Natural Gas Internal Combustion Engine | NG | IC | 12 | 2014 |  |  | (OP) Operating
15248 | Portland General Electric Co | 58266 | Port Westward Unit 2 | Electric Utility | OR | 7 | 18.7 | Natural Gas Internal Combustion Engine | NG | IC | 12 | 2014 |  |  | (OP) Operating
15248 | Portland General Electric Co | 58266 | Port Westward Unit 2 | Electric Utility | OR | 8 | 18.7 | Natural Gas Internal Combustion Engine | NG | IC | 12 | 2014 |  |  | (OP) Operating
15248 | Portland General Electric Co | 58266 | Port Westward Unit 2 | Electric Utility | OR | 9 | 18.5 | Natural Gas Internal Combustion Engine | NG | IC | 1 | 2015 |  |  | (OP) Operating
19541 | University of North Carolina | 58268 | UNC-CH LFG Facility | Commercial Non-CHP | NC | LFG1 | 1 | Landfill Gas | LFG | IC | 1 | 2013 |  |  | (OP) Operating
58240 | COT/Division of Water Reclamation | 58269 | Bay View Backup Power Facility | Electric Utility | OH | G1 | 2 | Petroleum Liquids | DFO | IC | 1 | 2007 |  |  | (SB) Standby/Backup: available for service but not normally used
58240 | COT/Division of Water Reclamation | 58269 | Bay View Backup Power Facility | Electric Utility | OH | G2 | 2 | Natural Gas Internal Combustion Engine | NG | IC | 1 | 2007 |  |  | (SB) Standby/Backup: available for service but not normally used
58240 | COT/Division of Water Reclamation | 58269 | Bay View Backup Power Facility | Electric Utility | OH | G3 | 2 | Natural Gas Internal Combustion Engine | NG | IC | 1 | 2007 |  |  | (SB) Standby/Backup: available for service but not normally used
58240 | COT/Division of Water Reclamation | 58269 | Bay View Backup Power Facility | Electric Utility | OH | G4 | 2 | Natural Gas Internal Combustion Engine | NG | IC | 1 | 2007 |  |  | (SB) Standby/Backup: available for service but not normally used
58240 | COT/Division of Water Reclamation | 58269 | Bay View Backup Power Facility | Electric Utility | OH | G5 | 2 | Natural Gas Internal Combustion Engine | NG | IC | 1 | 2007 |  |  | (SB) Standby/Backup: available for service but not normally used
58240 | COT/Division of Water Reclamation | 58269 | Bay View Backup Power Facility | Electric Utility | OH | G6 | 2 | Natural Gas Internal Combustion Engine | NG | IC | 1 | 2007 |  |  | (SB) Standby/Backup: available for service but not normally used
57449 | Borrego Solar Systems Inc | 58270 | Acushnet AD Makepeace | IPP Non-CHP | MA | 1 | 4.7 | Solar Photovoltaic | SUN | PV | 7 | 2012 |  |  | (OP) Operating
57449 | Borrego Solar Systems Inc | 58271 | Acushnet Hawes Reed Road | IPP Non-CHP | MA | 1 | 1 | Solar Photovoltaic | SUN | PV | 7 | 2012 |  |  | (OP) Operating
57449 | Borrego Solar Systems Inc | 58272 | Easthampton Landfill-City of Easthampton | IPP Non-CHP | MA | 1 | 1.9 | Solar Photovoltaic | SUN | PV | 6 | 2012 |  |  | (OP) Operating
59462 | Heelstone Energy Holdings, LLC | 58273 | South Robeson Farm | IPP Non-CHP | NC | SROB | 4.9 | Solar Photovoltaic | SUN | PV | 6 | 2012 |  |  | (OP) Operating
59462 | Heelstone Energy Holdings, LLC | 58274 | Raeford Farm | IPP Non-CHP | NC | RAEF | 4.9 | Solar Photovoltaic | SUN | PV | 12 | 2012 |  |  | (OP) Operating
59155 | First Wind O&M, LLC | 58275 | Mass Midstate Solar 3 | IPP Non-CHP | MA | 1 | 4 | Solar Photovoltaic | SUN | PV | 5 | 2014 |  |  | (OP) Operating
59155 | First Wind O&M, LLC | 58276 | Mass Midstate Solar 2 | IPP Non-CHP | MA | 1 | 5 | Solar Photovoltaic | SUN | PV | 5 | 2014 |  |  | (OP) Operating
8286 | Hawaiian Commercial and Sugar Company | 58277 | Paia Hydroelectric Plant | Industrial Non-CHP | HI | PAH1 | 1.3 | Conventional Hydroelectric | WAT | HY | 1 | 1912 |  |  | (OP) Operating
57494 | TDX North Slope Generating Inc. | 58278 | TNSG North Plant | Electric Utility | AK | 13 | 0.3 | Petroleum Liquids | DFO | IC | 10 | 2010 |  |  | (OP) Operating
57494 | TDX North Slope Generating Inc. | 58278 | TNSG North Plant | Electric Utility | AK | CT1 | 4.5 | Natural Gas Fired Combustion Turbine | NG | GT | 1 | 2008 |  |  | (OP) Operating
57494 | TDX North Slope Generating Inc. | 58278 | TNSG North Plant | Electric Utility | AK | CT2 | 4.5 | Natural Gas Fired Combustion Turbine | NG | GT | 12 | 2009 |  |  | (OP) Operating
57494 | TDX North Slope Generating Inc. | 58278 | TNSG North Plant | Electric Utility | AK | CT3 | 4.5 | Natural Gas Fired Combustion Turbine | NG | GT | 11 | 2014 |  |  | (OP) Operating
57494 | TDX North Slope Generating Inc. | 58278 | TNSG North Plant | Electric Utility | AK | CT4 | 4.5 | Natural Gas Fired Combustion Turbine | NG | GT | 11 | 2014 |  |  | (OP) Operating
59155 | First Wind O&M, LLC | 58279 | Mass Midstate Solar 1 | IPP Non-CHP | MA | 1 | 5 | Solar Photovoltaic | SUN | PV | 5 | 2014 |  |  | (OP) Operating
59155 | First Wind O&M, LLC | 58280 | Millbury Solar | IPP Non-CHP | MA | 1 | 3 | Solar Photovoltaic | SUN | PV | 4 | 2014 |  |  | (OP) Operating
58258 | SunRay Power LLC | 58282 | Leicester One MA Solar LLC | IPP Non-CHP | MA | 1 | 6 | Solar Photovoltaic | SUN | PV | 1 | 2015 |  |  | (OP) Operating
58598 | Mass Solar, LLC | 58283 | Freetown Solar | IPP Non-CHP | MA | 1 | 5 | Solar Photovoltaic | SUN | PV | 3 | 2015 |  |  | (OP) Operating
59455 | Venable Solar, LLC | 58289 | Venable Solar 1 | IPP Non-CHP | CA | VNPV | 1.5 | Solar Photovoltaic | SUN | PV | 4 | 2015 |  |  | (OP) Operating
59455 | Venable Solar, LLC | 58290 | Venable Solar 2 | IPP Non-CHP | CA | VSPV | 1.5 | Solar Photovoltaic | SUN | PV | 4 | 2015 |  |  | (OP) Operating
58863 | Main Street Power | 58292 | Jewish Community Center PV | IPP Non-CHP | AZ | JCC | 1.1 | Solar Photovoltaic | SUN | PV | 9 | 2012 |  |  | (OP) Operating
58863 | Main Street Power | 58293 | Paradise Valley H.S. PV | IPP Non-CHP | AZ | PVH | 1.3 | Solar Photovoltaic | SUN | PV | 1 | 2013 |  |  | (OP) Operating
50158 | Innovative Energy Systems Inc | 58295 | SREC Bath LFGTE | IPP Non-CHP | NY | GEN1 | 1.6 | Landfill Gas | LFG | IC | 11 | 2010 |  |  | (OP) Operating
50158 | Innovative Energy Systems Inc | 58295 | SREC Bath LFGTE | IPP Non-CHP | NY | GEN2 | 1.6 | Landfill Gas | LFG | IC | 11 | 2010 |  |  | (OP) Operating
57128 | Bloom Energy | 58296 | Roll Delano 2 | IPP Non-CHP | CA | ROL6 | 1 | Other Natural Gas | NG | FC | 9 | 2012 |  |  | (OP) Operating
57128 | Bloom Energy | 58297 | Roll Delano | IPP Non-CHP | CA | ROL4 | 1 | Other Natural Gas | NG | FC | 9 | 2012 |  |  | (OP) Operating
57128 | Bloom Energy | 58298 | Roll Lost Hills | IPP Non-CHP | CA | ROL3 | 1 | Other Natural Gas | NG | FC | 12 | 2012 |  |  | (OP) Operating
57128 | Bloom Energy | 58299 | Xilinx San Jose | IPP Non-CHP | CA | XLX | 1 | Other Natural Gas | NG | FC | 2 | 2012 |  |  | (OP) Operating
57128 | Bloom Energy | 58300 | Honda Torrance | IPP Non-CHP | CA | HON | 1 | Other Natural Gas | NG | FC | 12 | 2012 |  |  | (OP) Operating
57128 | Bloom Energy | 58301 | Juniper Networks Sunnyvale | IPP Non-CHP | CA | JPR | 1 | Other Natural Gas | NG | FC | 12 | 2012 |  |  | (OP) Operating
57128 | Bloom Energy | 58302 | Life Technologies Carlsbad | IPP Non-CHP | CA | LFT | 1 | Other Natural Gas | NG | FC | 8 | 2012 |  |  | (OP) Operating
57128 | Bloom Energy | 58303 | Taylor Farms Salinas | IPP Non-CHP | CA | TLR | 1 | Other Natural Gas | NG | FC | 9 | 2012 |  |  | (OP) Operating
58269 | Tulare PV II LLC | 58304 | Kingsburg Solar | IPP Non-CHP | CA | 1 | 1.5 | Solar Photovoltaic | SUN | PV | 12 | 2013 |  |  | (OP) Operating
58269 | Tulare PV II LLC | 58304 | Kingsburg Solar | IPP Non-CHP | CA | 2 | 1.5 | Solar Photovoltaic | SUN | PV | 12 | 2013 |  |  | (OP) Operating
58269 | Tulare PV II LLC | 58304 | Kingsburg Solar | IPP Non-CHP | CA | 3 | 0.7 | Solar Photovoltaic | SUN | PV | 12 | 2013 |  |  | (OP) Operating
59462 | Heelstone Energy Holdings, LLC | 58305 | PCIP Solar | IPP Non-CHP | NC | PCIP | 1 | Solar Photovoltaic | SUN | PV | 11 | 2011 |  |  | (OP) Operating
58268 | Tulare PV I LLC | 58306 | Exeter Solar | IPP Non-CHP | CA | 1 | 1 | Solar Photovoltaic | SUN | PV | 2 | 2014 |  |  | (OP) Operating
58268 | Tulare PV I LLC | 58306 | Exeter Solar | IPP Non-CHP | CA | 2 | 1 | Solar Photovoltaic | SUN | PV | 2 | 2014 |  |  | (OP) Operating
58268 | Tulare PV I LLC | 58306 | Exeter Solar | IPP Non-CHP | CA | 3 | 1.5 | Solar Photovoltaic | SUN | PV | 2 | 2014 |  |  | (OP) Operating
58268 | Tulare PV I LLC | 58307 | Ivanhoe Solar | IPP Non-CHP | CA | 1 | 1.5 | Solar Photovoltaic | SUN | PV | 1 | 2014 |  |  | (OP) Operating
58268 | Tulare PV I LLC | 58307 | Ivanhoe Solar | IPP Non-CHP | CA | 2 | 0.5 | Solar Photovoltaic | SUN | PV | 1 | 2014 |  |  | (OP) Operating
58268 | Tulare PV I LLC | 58307 | Ivanhoe Solar | IPP Non-CHP | CA | 3 | 1.5 | Solar Photovoltaic | SUN | PV | 1 | 2014 |  |  | (OP) Operating
58268 | Tulare PV I LLC | 58308 | Lindsay Solar | IPP Non-CHP | CA | 1 | 1.5 | Solar Photovoltaic | SUN | PV | 1 | 2014 |  |  | (OP) Operating
58268 | Tulare PV I LLC | 58308 | Lindsay Solar | IPP Non-CHP | CA | 3 | 1.5 | Solar Photovoltaic | SUN | PV | 1 | 2014 |  |  | (OP) Operating
58268 | Tulare PV I LLC | 58308 | Lindsay Solar | IPP Non-CHP | CA | 4 | 1 | Solar Photovoltaic | SUN | PV | 1 | 2014 |  |  | (OP) Operating
58268 | Tulare PV I LLC | 58309 | Porterville Solar | IPP Non-CHP | CA | 1 | 1 | Solar Photovoltaic | SUN | PV | 1 | 2014 |  |  | (OP) Operating
58268 | Tulare PV I LLC | 58309 | Porterville Solar | IPP Non-CHP | CA | 2 | 1 | Solar Photovoltaic | SUN | PV | 1 | 2014 |  |  | (OP) Operating
58268 | Tulare PV I LLC | 58309 | Porterville Solar | IPP Non-CHP | CA | 5 | 1.5 | Solar Photovoltaic | SUN | PV | 1 | 2014 |  |  | (OP) Operating
58287 | Rain CII Carbon LLC | 58310 | Lake Charles Plant | Industrial CHP | LA | G-1 | 28 | All Other | WH | ST | 12 | 2012 |  |  | (OP) Operating
58279 | Chadbourn Farm LLC | 58311 | Chadbourn Farm | IPP Non-CHP | NC | 1 | 5 | Solar Photovoltaic | SUN | PV | 12 | 2012 |  |  | (OP) Operating
58280 | Warrenton Farm LLC | 58312 | Warrenton Farm | IPP Non-CHP | NC | 1 | 4 | Solar Photovoltaic | SUN | PV | 12 | 2012 |  |  | (OP) Operating
58281 | Mocksville Lessee LLC | 58313 | Mocksville Farm | IPP Non-CHP | NC | 1 | 5 | Solar Photovoltaic | SUN | PV | 11 | 2012 |  |  | (OP) Operating
58282 | Belwood Farm LLC | 58314 | Belwood Farm | IPP Non-CHP | NC | 1 | 4 | Solar Photovoltaic | SUN | PV | 12 | 2012 |  |  | (OP) Operating
58283 | Strata Fund 2 Lessee LLC | 58315 | Arndt Farm | IPP Non-CHP | NC | 1 | 5 | Solar Photovoltaic | SUN | PV | 11 | 2012 |  |  | (OP) Operating
58284 | Railroad Farm LLC | 58316 | Railroad Farm | IPP Non-CHP | NC | 1 | 5 | Solar Photovoltaic | SUN | PV | 10 | 2012 |  |  | (OP) Operating
58285 | Watts Farm LLC | 58317 | Watts Farm | IPP Non-CHP | NC | 1 | 5 | Solar Photovoltaic | SUN | PV | 7 | 2012 |  |  | (OP) Operating
58286 | Farrington Solar Farm LLC | 58318 | Farrington Farm | IPP Non-CHP | NC | 1 | 1 | Solar Photovoltaic | SUN | PV | 4 | 2012 |  |  | (OP) Operating
58245 | Patua Project LLC | 58319 | Patua Geothermal Project Phase 1A | IPP Non-CHP | NV | 1 | 10 | Geothermal | GEO | BT | 12 | 2013 |  |  | (OP) Operating
58245 | Patua Project LLC | 58319 | Patua Geothermal Project Phase 1A | IPP Non-CHP | NV | 3 | 10 | Geothermal | GEO | BT | 12 | 2013 |  |  | (OP) Operating
58245 | Patua Project LLC | 58319 | Patua Geothermal Project Phase 1A | IPP Non-CHP | NV | 5 | 10 | Geothermal | GEO | BT | 12 | 2013 |  |  | (OP) Operating
56440 | G2 Energy LLC | 58320 | G2 Energy Hay Rd | IPP Non-CHP | CA | 362 | 1.5 | Landfill Gas | LFG | IC | 6 | 2013 |  |  | (OP) Operating
49893 | Invenergy Services LLC | 58321 | Goldthwaite Wind Energy Facility | IPP Non-CHP | TX | 1 | 150 | Onshore Wind Turbine | WND | WT | 12 | 2013 |  |  | (OP) Operating
49893 | Invenergy Services LLC | 58322 | Prairie Breeze | IPP Non-CHP | NE | 1 | 206.5 | Onshore Wind Turbine | WND | WT | 5 | 2014 |  |  | (OP) Operating
58283 | Strata Fund 2 Lessee LLC | 58323 | Shannon Farm | IPP Non-CHP | NC | 1 | 5 | Solar Photovoltaic | SUN | PV | 10 | 2012 |  |  | (OP) Operating
58298 | FPL Energy Stateline II Inc | 58324 | Vansycle II Wind Energy Center | IPP Non-CHP | OR | SIE23 | 98.9 | Onshore Wind Turbine | WND | WT | 12 | 2009 |  |  | (OP) Operating
14077 | Oklahoma Municipal Power Authority | 58325 | Charles D. Lamb Energy Center | Electric Utility | OK | 1 | 122 | Natural Gas Fired Combustion Turbine | NG | GT | 4 | 2015 |  |  | (OP) Operating
56205 | Philadelphia Water Department | 58326 | PWD Northeast WPCP Biogas Cogen Plant | Commercial Non-CHP | PA | NBG1 | 1.4 | Other Waste Biomass | OBG | IC | 12 | 2013 |  |  | (OP) Operating
56205 | Philadelphia Water Department | 58326 | PWD Northeast WPCP Biogas Cogen Plant | Commercial Non-CHP | PA | NBG2 | 1.4 | Other Waste Biomass | OBG | IC | 12 | 2013 |  |  | (OP) Operating
56205 | Philadelphia Water Department | 58326 | PWD Northeast WPCP Biogas Cogen Plant | Commercial Non-CHP | PA | NBG3 | 1.4 | Other Waste Biomass | OBG | IC | 12 | 2013 |  |  | (OP) Operating
56205 | Philadelphia Water Department | 58326 | PWD Northeast WPCP Biogas Cogen Plant | Commercial Non-CHP | PA | NBG4 | 1.4 | Other Waste Biomass | OBG | IC | 12 | 2013 |  |  | (OP) Operating
58300 | Ameresco Select Inc | 58327 | Bradley Energy Center | Commercial CHP | CT | UNIT1 | 1.5 | Natural Gas Internal Combustion Engine | NG | IC | 11 | 2002 |  |  | (OA) Out of service but expected to return to service in next calendar year
58300 | Ameresco Select Inc | 58327 | Bradley Energy Center | Commercial CHP | CT | UNIT2 | 1.2 | Natural Gas Internal Combustion Engine | NG | IC | 11 | 2002 |  |  | (OP) Operating
58300 | Ameresco Select Inc | 58327 | Bradley Energy Center | Commercial CHP | CT | UNIT3 | 1.2 | Natural Gas Internal Combustion Engine | NG | IC | 11 | 2002 |  |  | (OP) Operating
58300 | Ameresco Select Inc | 58327 | Bradley Energy Center | Commercial CHP | CT | UNIT4 | 1.9 | Natural Gas Internal Combustion Engine | NG | IC | 8 | 2010 |  |  | (OP) Operating
58303 | Energy Systems Group LLC | 58328 | North Chicago Energy Center | Commercial CHP | IL | GT1 | 5.2 | Natural Gas Fired Combustion Turbine | NG | GT | 10 | 2003 |  |  | (OP) Operating
58303 | Energy Systems Group LLC | 58328 | North Chicago Energy Center | Commercial CHP | IL | GT2 | 7.1 | Natural Gas Fired Combustion Turbine | NG | GT | 8 | 2005 |  |  | (OP) Operating
58304 | Constellation Solar Maryland II LLC | 58329 | UMMS at Pocomoke | IPP Non-CHP | MD | PV1 | 2.8 | Solar Photovoltaic | SUN | PV | 2 | 2013 |  |  | (OP) Operating
58313 | The Andersons Albion Ethanol LLC | 58330 | The Andersons Albion Ethanol LLC | Industrial CHP | MI | 9611 | 0.2 | Natural Gas Steam Turbine | NG | ST | 8 | 2006 |  |  | (OP) Operating
58318 | Haynes Farm LLC | 58332 | Haynes Farm | IPP Non-CHP | NC | 1 | 5 | Solar Photovoltaic | SUN | PV | 9 | 2013 |  |  | (OP) Operating
58319 | Lenoir Farm LLC | 58333 | Lenoir Farm | IPP Non-CHP | NC | 1 | 5 | Solar Photovoltaic | SUN | PV | 7 | 2013 |  |  | (OP) Operating
58320 | Lenoir Farm 2 LLC | 58334 | Lenoir Farm 2 | IPP Non-CHP | NC | 1 | 5 | Solar Photovoltaic | SUN | PV | 6 | 2013 |  |  | (OP) Operating
58321 | Marshville Farm LLC | 58335 | Marshville Farm | IPP Non-CHP | NC | 1 | 5 | Solar Photovoltaic | SUN | PV | 10 | 2013 |  |  | (OP) Operating
58322 | Mile Farm LLC | 58336 | Mile Farm | IPP Non-CHP | NC | 1 | 5 | Solar Photovoltaic | SUN | PV | 6 | 2014 |  |  | (OP) Operating
58323 | Moore Solar Farm LLC | 58337 | Moore Solar Farm | IPP Non-CHP | NC | 1 | 5 | Solar Photovoltaic | SUN | PV | 12 | 2013 |  |  | (OP) Operating
58324 | Moorings Farm LLC | 58338 | Moorings Farm | IPP Non-CHP | NC | 1 | 5 | Solar Photovoltaic | SUN | PV | 9 | 2013 |  |  | (OP) Operating
58325 | New Bern Farm LLC | 58339 | New Bern Farm | IPP Non-CHP | NC | 1 | 5 | Solar Photovoltaic | SUN | PV | 4 | 2014 |  |  | (OP) Operating
58326 | Roxboro Farm LLC | 58340 | Roxboro Farm | IPP Non-CHP | NC | 1 | 5 | Solar Photovoltaic | SUN | PV | 4 | 2014 |  |  | (OP) Operating
58327 | White Cross Farm LLC | 58341 | White Cross Farm | IPP Non-CHP | NC | 1 | 5 | Solar Photovoltaic | SUN | PV | 9 | 2013 |  |  | (OP) Operating
58328 | Wilson Farm 1 LLC | 58342 | Wilson Farm 1 | IPP Non-CHP | NC | 1 | 5 | Solar Photovoltaic | SUN | PV | 7 | 2013 |  |  | (OP) Operating
58329 | Yanceyville Farm LLC | 58343 | Yanceyville Farm | IPP Non-CHP | NC | 1 | 5 | Solar Photovoltaic | SUN | PV | 12 | 2013 |  |  | (OP) Operating
58330 | AM Best Farm | 58344 | AM Best Farm | IPP Non-CHP | NC | 1 | 5 | Solar Photovoltaic | SUN | PV | 6 | 2013 |  |  | (OP) Operating
58331 | Mt Olive Farm 2 LLC | 58345 | Mt Olive Farm 2 | IPP Non-CHP | NC | 1 | 5 | Solar Photovoltaic | SUN | PV | 5 | 2013 |  |  | (OP) Operating
58332 | Dibrell Farm LLC | 58346 | Dibrell Farm | IPP Non-CHP | NC | 1 | 5 | Solar Photovoltaic | SUN | PV | 3 | 2013 |  |  | (OP) Operating
58333 | Rock Farm LLC | 58347 | Rock Farm | IPP Non-CHP | NC | 1 | 5 | Solar Photovoltaic | SUN | PV | 5 | 2013 |  |  | (OP) Operating
58334 | Two Lines Farm LLC | 58348 | Two Lines Farm | IPP Non-CHP | NC | 1 | 5 | Solar Photovoltaic | SUN | PV | 3 | 2013 |  |  | (OP) Operating
58335 | Bolton Farm LLC | 58349 | Bolton Farm | IPP Non-CHP | NC | 1 | 5 | Solar Photovoltaic | SUN | PV | 7 | 2013 |  |  | (OP) Operating
58336 | McCallum Farm LLC | 58350 | McCallum Farm | IPP Non-CHP | NC | 1 | 5 | Solar Photovoltaic | SUN | PV | 9 | 2013 |  |  | (OP) Operating
58340 | Tuscola Bay Wind LLC | 58351 | Tuscola Bay Wind | IPP Non-CHP | MI | GE16 | 120 | Onshore Wind Turbine | WND | WT | 12 | 2012 |  |  | (OP) Operating
58341 | Nippon Paper Industries USA | 58352 | NPI USA Cogeneration Plant | Industrial CHP | WA | G-11 | 20 | Wood/Wood Waste Biomass | WDS | ST | 10 | 2013 |  |  | (OP) Operating |  |  |  | 2016 | 3 | 2
58309 | Radiance Solar LLC | 58354 | Radiance Solar 4 | IPP Non-CHP | CA | 1 | 1.5 | Solar Photovoltaic | SUN | PV | 7 | 2013 |  |  | (OP) Operating
58309 | Radiance Solar LLC | 58355 | Radiance Solar 5 | IPP Non-CHP | CA | 1 | 1.5 | Solar Photovoltaic | SUN | PV | 7 | 2013 |  |  | (OP) Operating
57411 | KDC Solar O&M LLC | 58356 | The Lawrenceville School Solar Facility | IPP Non-CHP | NJ | TLS | 5.2 | Solar Photovoltaic | SUN | PV | 5 | 2012 |  |  | (OP) Operating
57411 | KDC Solar O&M LLC | 58357 | White Rose Foods Solar Facility | Commercial Non-CHP | NJ | WR | 4.2 | Solar Photovoltaic | SUN | PV | 12 | 2011 |  |  | (OP) Operating
57411 | KDC Solar O&M LLC | 58358 | North Jersey Media Group Solar Facility | Commercial Non-CHP | NJ | NJMG | 4.1 | Solar Photovoltaic | SUN | PV | 3 | 2013 |  |  | (OP) Operating
57411 | KDC Solar O&M LLC | 58359 | Gerresheimer Glass Solar Facility | Commercial Non-CHP | NJ | GG | 2.3 | Solar Photovoltaic | SUN | PV | 9 | 2012 |  |  | (OP) Operating
57411 | KDC Solar O&M LLC | 58360 | Atlantic Coast Freezers Solar Facility | Commercial Non-CHP | NJ | ACF | 2.2 | Solar Photovoltaic | SUN | PV | 4 | 2012 |  |  | (OP) Operating
57411 | KDC Solar O&M LLC | 58361 | Williams-Sonoma Solar Facility | Commercial Non-CHP | NJ | WS | 3.6 | Solar Photovoltaic | SUN | PV | 12 | 2011 |  |  | (OP) Operating
57365 | Consolidated Edison Solutions Inc | 58362 | Quittacas Pond Solar | IPP Non-CHP | MA | QPMA | 3.5 | Solar Photovoltaic | SUN | PV | 12 | 2013 |  |  | (OP) Operating
58353 | NextEra Energy Majestic Wind | 58363 | Majestic II Wind | IPP Non-CHP | TX | WND1 | 79.6 | Onshore Wind Turbine | WND | WT | 8 | 2012 |  |  | (OP) Operating
58300 | Ameresco Select Inc | 58365 | CJTS Energy Center | Commercial Non-CHP | CT | UNIT7 | 0.4 | Other Natural Gas | NG | FC | 9 | 2013 |  |  | (OP) Operating
58355 | SPS Atwell Island LLC | 58366 | Atwell Island | IPP Non-CHP | CA | 1 | 20.2 | Solar Photovoltaic | SUN | PV | 3 | 2013 |  |  | (OP) Operating
58358 | Light Beam Power Co LLC | 58370 | Gridley Main | IPP Non-CHP | CA | GEN1 | 1 | Solar Photovoltaic | SUN | PV | 3 | 2013 |  |  | (OP) Operating
58358 | Light Beam Power Co LLC | 58371 | Gridley Main Two | IPP Non-CHP | CA | GEN1 | 2.5 | Solar Photovoltaic | SUN | PV | 4 | 2013 |  |  | (OP) Operating
58360 | Blue Summit Wind LLC | 58372 | Blue Summit Wind LLC | IPP Non-CHP | TX | GEN1 | 135.4 | Onshore Wind Turbine | WND | WT | 12 | 2012 |  |  | (OP) Operating
56769 | Consolidated Edison Development Inc. | 58373 | White River Solar | IPP Non-CHP | CA | WRCA | 20 | Solar Photovoltaic | SUN | PV | 7 | 2013 |  |  | (OP) Operating
56769 | Consolidated Edison Development Inc. | 58374 | Corcoran Solar | IPP Non-CHP | CA | CSCA | 20 | Solar Photovoltaic | SUN | PV | 8 | 2013 |  |  | (OP) Operating
58361 | Triton College | 58375 | Triton East and West Cogen | Commercial Non-CHP | IL | 1 | 0.8 | Natural Gas Internal Combustion Engine | NG | IC | 4 | 1998 |  |  | (OP) Operating
58361 | Triton College | 58375 | Triton East and West Cogen | Commercial Non-CHP | IL | 2 | 0.8 | Natural Gas Internal Combustion Engine | NG | IC | 4 | 1998 |  |  | (OP) Operating
58361 | Triton College | 58375 | Triton East and West Cogen | Commercial Non-CHP | IL | 3 | 0.8 | Natural Gas Internal Combustion Engine | NG | IC | 7 | 2000 |  |  | (OP) Operating
58361 | Triton College | 58375 | Triton East and West Cogen | Commercial Non-CHP | IL | 4 | 0.8 | Natural Gas Internal Combustion Engine | NG | IC | 12 | 2000 |  |  | (OP) Operating
58361 | Triton College | 58375 | Triton East and West Cogen | Commercial Non-CHP | IL | 5 | 0.4 | Natural Gas Internal Combustion Engine | NG | IC | 3 | 2015 |  |  | (OP) Operating
58363 | Oakley Solar Project LLC | 58376 | Oakley Solar Project | IPP Non-CHP | CA | 1 | 1.5 | Solar Photovoltaic | SUN | PV | 6 | 2013 |  |  | (OP) Operating
59370 | ENERGYneering Solutions, Inc | 58377 | Rochelle Energy Center | IPP Non-CHP | IL | REC1 | 1.6 | Landfill Gas | LFG | IC | 12 | 2011 |  |  | (OP) Operating
59370 | ENERGYneering Solutions, Inc | 58377 | Rochelle Energy Center | IPP Non-CHP | IL | REC2 | 1.6 | Landfill Gas | LFG | IC | 12 | 2011 |  |  | (OP) Operating
59370 | ENERGYneering Solutions, Inc | 58377 | Rochelle Energy Center | IPP Non-CHP | IL | REC3 | 1.6 | Landfill Gas | LFG | IC | 12 | 2011 |  |  | (OP) Operating
58365 | Petra Nova Power I LLC | 58378 | W.A. Parish Carbon Capture Plant | IPP Non-CHP | TX | GT2 | 74 | Natural Gas Fired Combustion Turbine | NG | GT | 6 | 2013 |  |  | (OP) Operating
58366 | Toro Energy of California SLO | 58379 | Cold Canyon 1 | IPP Non-CHP | CA | W3998 | 1.5 | Landfill Gas | LFG | IC | 7 | 2013 |  |  | (OP) Operating
58368 | Doyon Utilities, LLC | 58380 | JBER Landfill Gas Power Plant | Commercial Non-CHP | AK | 1 | 1.4 | Landfill Gas | LFG | IC | 8 | 2012 |  |  | (OP) Operating
58368 | Doyon Utilities, LLC | 58380 | JBER Landfill Gas Power Plant | Commercial Non-CHP | AK | 2 | 1.4 | Landfill Gas | LFG | IC | 8 | 2012 |  |  | (OP) Operating
58368 | Doyon Utilities, LLC | 58380 | JBER Landfill Gas Power Plant | Commercial Non-CHP | AK | 3 | 1.4 | Landfill Gas | LFG | IC | 8 | 2012 |  |  | (OP) Operating
58368 | Doyon Utilities, LLC | 58380 | JBER Landfill Gas Power Plant | Commercial Non-CHP | AK | 4 | 1.4 | Landfill Gas | LFG | IC | 8 | 2012 |  |  | (OP) Operating
58368 | Doyon Utilities, LLC | 58380 | JBER Landfill Gas Power Plant | Commercial Non-CHP | AK | 5 | 1.4 | Landfill Gas | LFG | IC | 8 | 2013 |  |  | (OP) Operating
2439 | City of Bryan - (OH) | 58381 | Bryan Solar Field | Electric Utility | OH | 1 | 1.7 | Solar Photovoltaic | SUN | PV | 2 | 2012 |  |  | (OP) Operating
58370 | TMF Biofuels, LLC | 58382 | Threemile Digester | IPP CHP | OR | GEN1 | 1.6 | Other Waste Biomass | OBG | IC | 12 | 2012 |  |  | (OP) Operating
58370 | TMF Biofuels, LLC | 58382 | Threemile Digester | IPP CHP | OR | GEN2 | 1.6 | Other Waste Biomass | OBG | IC | 12 | 2012 |  |  | (OP) Operating
58370 | TMF Biofuels, LLC | 58382 | Threemile Digester | IPP CHP | OR | GEN3 | 1.6 | Other Waste Biomass | OBG | IC | 12 | 2012 |  |  | (OP) Operating
803 | Arizona Public Service Co | 58383 | Hyder II | Electric Utility | AZ | PV1 | 14 | Solar Photovoltaic | SUN | PV | 12 | 2013 |  |  | (OP) Operating
58372 | Riverside Investments LLC | 58384 | Fargo Drop | IPP Non-CHP | ID | GEN1 | 1.1 | Conventional Hydroelectric | WAT | HY | 4 | 2013 |  |  | (OP) Operating
56769 | Consolidated Edison Development Inc. | 58385 | Northbridge Solar | IPP Non-CHP | MA | NSMA | 1.9 | Solar Photovoltaic | SUN | PV | 8 | 2013 |  |  | (OP) Operating
58373 | CU Solar LLC | 58386 | CU Solar Plant | IPP Non-CHP | OH | CU | 1.8 | Solar Photovoltaic | SUN | PV | 4 | 2013 |  |  | (OP) Operating
58374 | CES Sterling LLC | 58387 | CES Sterling LLC | IPP Non-CHP | MA | 1 | 2 | Solar Photovoltaic | SUN | PV | 2 | 2013 |  |  | (OP) Operating
58377 | MidAmerican Solar LLC | 58388 | Solar Star 1 | IPP Non-CHP | CA | AVS1 | 38 | Solar Photovoltaic | SUN | PV | 3 | 2014 |  |  | (OP) Operating
58377 | MidAmerican Solar LLC | 58388 | Solar Star 1 | IPP Non-CHP | CA | SS11 | 52.6 | Solar Photovoltaic | SUN | PV | 6 | 2015 |  |  | (OP) Operating
58377 | MidAmerican Solar LLC | 58388 | Solar Star 1 | IPP Non-CHP | CA | SS12 | 52.6 | Solar Photovoltaic | SUN | PV | 2 | 2015 |  |  | (OP) Operating
58377 | MidAmerican Solar LLC | 58388 | Solar Star 1 | IPP Non-CHP | CA | SS13 | 57 | Solar Photovoltaic | SUN | PV | 10 | 2014 |  |  | (OP) Operating
58377 | MidAmerican Solar LLC | 58388 | Solar Star 1 | IPP Non-CHP | CA | SS14 | 32.2 | Solar Photovoltaic | SUN | PV | 6 | 2015 |  |  | (OP) Operating
58377 | MidAmerican Solar LLC | 58388 | Solar Star 1 | IPP Non-CHP | CA | SS15 | 14.6 | Solar Photovoltaic | SUN | PV | 10 | 2014 |  |  | (OP) Operating
58377 | MidAmerican Solar LLC | 58388 | Solar Star 1 | IPP Non-CHP | CA | SS16 | 62.9 | Solar Photovoltaic | SUN | PV | 4 | 2014 |  |  | (OP) Operating
58377 | MidAmerican Solar LLC | 58389 | Solar Star 2 | IPP Non-CHP | CA | AVS2 | 19 | Solar Photovoltaic | SUN | PV | 3 | 2014 |  |  | (OP) Operating
58377 | MidAmerican Solar LLC | 58389 | Solar Star 2 | IPP Non-CHP | CA | SS21 | 59 | Solar Photovoltaic | SUN | PV | 7 | 2014 |  |  | (OP) Operating
58377 | MidAmerican Solar LLC | 58389 | Solar Star 2 | IPP Non-CHP | CA | SS22 | 55 | Solar Photovoltaic | SUN | PV | 12 | 2014 |  |  | (OP) Operating
58377 | MidAmerican Solar LLC | 58389 | Solar Star 2 | IPP Non-CHP | CA | SS23 | 47 | Solar Photovoltaic | SUN | PV | 12 | 2014 |  |  | (OP) Operating
58377 | MidAmerican Solar LLC | 58389 | Solar Star 2 | IPP Non-CHP | CA | SS24 | 44 | Solar Photovoltaic | SUN | PV | 6 | 2015 |  |  | (OP) Operating
58377 | MidAmerican Solar LLC | 58389 | Solar Star 2 | IPP Non-CHP | CA | SS25 | 52 | Solar Photovoltaic | SUN | PV | 4 | 2014 |  |  | (OP) Operating
58378 | Jordan Hydroelectric LTD PTP | 58390 | Jordan Hydroelectric Project | IPP Non-CHP | NC | EMOD | 2.2 | Conventional Hydroelectric | WAT | HY | 1 | 2012 |  |  | (OP) Operating
58378 | Jordan Hydroelectric LTD PTP | 58390 | Jordan Hydroelectric Project | IPP Non-CHP | NC | WMOD | 2.2 | Conventional Hydroelectric | WAT | HY | 8 | 2012 |  |  | (OP) Operating
58376 | IND Solar Farm | 58391 | IND Solar Farm 1st Phase | IPP Non-CHP | IN | 1 | 10 | Solar Photovoltaic | SUN | PV | 11 | 2013 |  |  | (OP) Operating
9370 | Hydrodynamics Inc | 58392 | Flint Creek Hydroelectric LLC | IPP Non-CHP | MT | GEN1 | 2 | Conventional Hydroelectric | WAT | HY | 3 | 2013 |  |  | (OP) Operating
2770 | Terra-Gen Operating Co LLC | 58394 | Alta Wind X | IPP Non-CHP | CA | AW10 | 138 | Onshore Wind Turbine | WND | WT | 1 | 2014 |  |  | (OP) Operating
2770 | Terra-Gen Operating Co LLC | 58395 | Alta Wind XI | IPP Non-CHP | CA | AW11 | 90 | Onshore Wind Turbine | WND | WT | 1 | 2014 |  |  | (OP) Operating
58382 | Ameresco Johnson Canyon LLC | 58397 | Ameresco Johnson Canyon | IPP Non-CHP | CA | ENG1 | 1.4 | Landfill Gas | LFG | IC | 5 | 2013 |  |  | (OP) Operating
59475 | Imperial Solar 1 LLC | 58398 | Heber Solar | IPP Non-CHP | CA | 1 | 10 | Solar Photovoltaic | SUN | PV | 5 | 2014 |  |  | (OP) Operating
58383 | CH4 Biogas LLC | 58399 | Synergy Biogas | Commercial Non-CHP | NY | 1 | 1.2 | Other Waste Biomass | OBG | IC | 12 | 2011 |  |  | (OP) Operating
58384 | Clemson University - Main Campus | 58400 | Central Energy Facility | Commercial Non-CHP | SC | GT01 | 4.7 | Natural Gas Fired Combustion Turbine | NG | GT | 5 | 2000 |  |  | (OP) Operating
58384 | Clemson University - Main Campus | 58400 | Central Energy Facility | Commercial Non-CHP | SC | GT02 | 2.5 | Natural Gas Fired Combustion Turbine | NG | GT | 5 | 2000 |  |  | (SB) Standby/Backup: available for service but not normally used
58385 | SR Enterprise South LLC | 58401 | Volkswagen Solar System | IPP Non-CHP | TN | 1 | 7.9 | Solar Photovoltaic | SUN | PV | 11 | 2012 |  |  | (OP) Operating
58387 | Solar Star New Jersey VI LLC | 58402 | Solar Star New Jersey NJ LLC | IPP Non-CHP | NJ | 1 | 1.5 | Solar Photovoltaic | SUN | PV | 2 | 2012 |  |  | (OP) Operating
57081 | Washington Gas Energy Systems, Inc. | 58403 | Bellingham PV | IPP Non-CHP | MA | SO032 | 3 | Solar Photovoltaic | SUN | PV | 10 | 2013 |  |  | (OP) Operating
58388 | Pantex (NNSA) | 58404 | Pantex | Commercial Non-CHP | TX | 1 | 11.5 | Onshore Wind Turbine | WND | WT | 6 | 2014 |  |  | (OP) Operating | [5 empty] | 0
10433 | Kodiak Electric Assn Inc | 58405 | ESS Battery | Electric Utility | AK | 1 | 0 | Batteries | MWH | BA | 11 | 2012 |  |  | (OP) Operating
58389 | Luther College Wind Energy Project LLC | 58407 | Luther College Wind Project | IPP Non-CHP | IA | WTG01 | 1.6 | Onshore Wind Turbine | WND | WT | 10 | 2011 |  |  | (OP) Operating
59745 | First Solar Asset Management | 58408 | Maryland Solar | IPP Non-CHP | MD | MSH1 | 20.9 | Solar Photovoltaic | SUN | PV | 9 | 2013 |  |  | (OP) Operating
57081 | Washington Gas Energy Systems, Inc. | 58410 | Marshfield PV | IPP Non-CHP | MA | SO032 | 3 | Solar Photovoltaic | SUN | PV | 12 | 2013 |  |  | (OP) Operating
57081 | Washington Gas Energy Systems, Inc. | 58411 | Orange PV | IPP Non-CHP | MA | SO023 | 2 | Solar Photovoltaic | SUN | PV | 7 | 2013 |  |  | (OP) Operating
57081 | Washington Gas Energy Systems, Inc. | 58412 | Maynard PV | IPP Non-CHP | MA | SO026 | 1 | Solar Photovoltaic | SUN | PV | 1 | 2014 |  |  | (OP) Operating
13468 | New London Municipal Utilities | 58414 | NLMU Wind | Electric Utility | IA | NLMU | 1.5 | Onshore Wind Turbine | WND | WT | 11 | 2011 |  |  | (OP) Operating
58412 | Headwaters Wind Farm LLC | 58416 | Headwaters Wind Farm LLC | IPP Non-CHP | IN | 1 | 200 | Onshore Wind Turbine | WND | WT | 12 | 2014 |  |  | (OP) Operating
58413 | Lone Valley Solar Park I LLC | 58417 | Lone Valley Solar Park I LLC | IPP Non-CHP | CA | CP1 | 10 | Solar Photovoltaic | SUN | PV | 12 | 2014 |  |  | (OP) Operating
58414 | Victor Dry Farm Ranch | 58418 | Victor Dry Farm Ranch A | IPP Non-CHP | CA | 1 | 5 | Solar Photovoltaic | SUN | PV | 6 | 2015 |  |  | (OP) Operating
58414 | Victor Dry Farm Ranch | 58419 | Victor Dry Farm Ranch B | IPP Non-CHP | CA | 1 | 5 | Solar Photovoltaic | SUN | PV | 6 | 2015 |  |  | (OP) Operating
58418 | State Fair Community College | 58421 | Missouri Center for Waste to Energy | IPP Non-CHP | MO | 320 | 1 | Landfill Gas | LFG | IC | 4 | 2014 |  |  | (OP) Operating
58418 | State Fair Community College | 58421 | Missouri Center for Waste to Energy | IPP Non-CHP | MO | 420 | 1.4 | Landfill Gas | LFG | IC | 6 | 2014 |  |  | (OP) Operating
58416 | California State University, Northridge | 58422 | CSU Northridge Plant | Commercial CHP | CA | 63 | 0.3 | Other Natural Gas | NG | FC | 1 | 2007 |  |  | (OP) Operating
58416 | California State University, Northridge | 58422 | CSU Northridge Plant | Commercial CHP | CA | 64 | 0.3 | Other Natural Gas | NG | FC | 1 | 2007 |  |  | (OP) Operating
58416 | California State University, Northridge | 58422 | CSU Northridge Plant | Commercial CHP | CA | 65 | 0.3 | Other Natural Gas | NG | FC | 1 | 2007 |  |  | (OP) Operating
58416 | California State University, Northridge | 58422 | CSU Northridge Plant | Commercial CHP | CA | 67 | 0.3 | Other Natural Gas | NG | FC | 1 | 2007 |  |  | (OP) Operating
58416 | California State University, Northridge | 58422 | CSU Northridge Plant | Commercial CHP | CA | B2PV | 0.2 | Solar Photovoltaic | SUN | PV | 4 | 2005 |  |  | (OP) Operating
58416 | California State University, Northridge | 58422 | CSU Northridge Plant | Commercial CHP | CA | CP1 | 0.2 | Natural Gas Fired Combustion Turbine | NG | GT | 12 | 2001 |  |  | (OS) Out of service and NOT expected to return to service in next calendar year
58416 | California State University, Northridge | 58422 | CSU Northridge Plant | Commercial CHP | CA | E6PV | 0.1 | Solar Photovoltaic | SUN | PV | 3 | 2003 |  |  | (OP) Operating
57081 | Washington Gas Energy Systems, Inc. | 58423 | Southbridge PV | IPP Non-CHP | MA | SO022 | 3 | Solar Photovoltaic | SUN | PV | 1 | 2014 |  |  | (OP) Operating
58420 | Harbor Wind LLC | 58424 | Harbor Wind LLC | IPP Non-CHP | TX | 1 | 9 | Onshore Wind Turbine | WND | WT | 2 | 2012 |  |  | (OP) Operating
58422 | Fire Island Wind LLC | 58425 | Fire Island Wind | IPP Non-CHP | AK | WT1 | 18 | Onshore Wind Turbine | WND | WT | 9 | 2012 |  |  | (OP) Operating
56155 | Lansing Board of Water and Light | 58427 | Lansing BWL REO Town Plant | Electric Utility | MI | CTG1 | 31 | Natural Gas Fired Combined Cycle | NG | CT | 7 | 2013 |  |  | (OP) Operating
56155 | Lansing Board of Water and Light | 58427 | Lansing BWL REO Town Plant | Electric Utility | MI | CTG2 | 31 | Natural Gas Fired Combined Cycle | NG | CT | 7 | 2013 |  |  | (OP) Operating
56155 | Lansing Board of Water and Light | 58427 | Lansing BWL REO Town Plant | Electric Utility | MI | ST | 12.9 | Natural Gas Fired Combined Cycle | NG | CA | 7 | 2013 |  |  | (OP) Operating
58425 | LSU and A&M College | 58428 | LSU Cogen | Commercial CHP | LA | 1-02 | 19.6 | Natural Gas Fired Combustion Turbine | NG | GT | 12 | 2004 |  |  | (OP) Operating
58426 | Sunshine Gas Producers LLC | 58429 | Sunshine Gas Producers | IPP Non-CHP | CA | 1 | 4 | Landfill Gas | LFG | GT | 8 | 2014 |  |  | (OP) Operating
58426 | Sunshine Gas Producers LLC | 58429 | Sunshine Gas Producers | IPP Non-CHP | CA | 2 | 4 | Landfill Gas | LFG | GT | 8 | 2014 |  |  | (OP) Operating
58426 | Sunshine Gas Producers LLC | 58429 | Sunshine Gas Producers | IPP Non-CHP | CA | 3 | 4 | Landfill Gas | LFG | GT | 8 | 2014 |  |  | (OP) Operating
58426 | Sunshine Gas Producers LLC | 58429 | Sunshine Gas Producers | IPP Non-CHP | CA | 4 | 4 | Landfill Gas | LFG | GT | 8 | 2014 |  |  | (OP) Operating
58426 | Sunshine Gas Producers LLC | 58429 | Sunshine Gas Producers | IPP Non-CHP | CA | 5 | 4 | Landfill Gas | LFG | GT | 8 | 2014 |  |  | (OP) Operating
58427 | Centinela Solar Energy LLC | 58430 | Centinela Solar Energy | IPP Non-CHP | CA | CSE1 | 33.4 | Solar Photovoltaic | SUN | PV | 7 | 2013 |  |  | (OP) Operating
58427 | Centinela Solar Energy LLC | 58430 | Centinela Solar Energy | IPP Non-CHP | CA | CSE2 | 25.6 | Solar Photovoltaic | SUN | PV | 8 | 2013 |  |  | (OP) Operating
58427 | Centinela Solar Energy LLC | 58430 | Centinela Solar Energy | IPP Non-CHP | CA | CSE3 | 33.4 | Solar Photovoltaic | SUN | PV | 10 | 2013 |  |  | (OP) Operating
58427 | Centinela Solar Energy LLC | 58430 | Centinela Solar Energy | IPP Non-CHP | CA | CSE4 | 33.4 | Solar Photovoltaic | SUN | PV | 12 | 2013 |  |  | (OP) Operating
58427 | Centinela Solar Energy LLC | 58430 | Centinela Solar Energy | IPP Non-CHP | CA | CSE5 | 18.6 | Solar Photovoltaic | SUN | PV | 4 | 2014 |  |  | (OP) Operating
58427 | Centinela Solar Energy LLC | 58430 | Centinela Solar Energy | IPP Non-CHP | CA | CSE6 | 25.6 | Solar Photovoltaic | SUN | PV | 5 | 2014 |  |  | (OP) Operating
58428 | UT West Tennessee Solar Farm | 58431 | West Tennessee Solar Farm | IPP Non-CHP | TN | SNVA | 4.2 | Solar Photovoltaic | SUN | PV | 4 | 2012 |  |  | (OP) Operating
58429 | Houweling's Tomatoes | 58432 | Houweling Nurseries | IPP CHP | CA | COG1 | 4.4 | Natural Gas Internal Combustion Engine | NG | IC | 8 | 2012 |  |  | (OP) Operating
58429 | Houweling's Tomatoes | 58432 | Houweling Nurseries | IPP CHP | CA | COG2 | 4.4 | Natural Gas Internal Combustion Engine | NG | IC | 8 | 2012 |  |  | (OP) Operating
58429 | Houweling's Tomatoes | 58432 | Houweling Nurseries | IPP CHP | CA | COG3 | 4.4 | Natural Gas Internal Combustion Engine | NG | IC | 9 | 2013 |  |  | (OP) Operating
57485 | Diamond State Generation Partners, LLC | 58433 | Red Lion Energy Center | IPP Non-CHP | DE | RED1 | 5.8 | Other Natural Gas | NG | FC | 12 | 2012 |  |  | (OP) Operating
57485 | Diamond State Generation Partners, LLC | 58433 | Red Lion Energy Center | IPP Non-CHP | DE | RED2 | 6.4 | Other Natural Gas | NG | FC | 6 | 2013 |  |  | (OP) Operating
57485 | Diamond State Generation Partners, LLC | 58433 | Red Lion Energy Center | IPP Non-CHP | DE | RED3 | 3.7 | Other Natural Gas | NG | FC | 8 | 2013 |  |  | (OP) Operating
57485 | Diamond State Generation Partners, LLC | 58433 | Red Lion Energy Center | IPP Non-CHP | DE | RED4 | 3.7 | Other Natural Gas | NG | FC | 9 | 2013 |  |  | (OP) Operating
57485 | Diamond State Generation Partners, LLC | 58433 | Red Lion Energy Center | IPP Non-CHP | DE | RED5 | 3.7 | Other Natural Gas | NG | FC | 10 | 2013 |  |  | (OP) Operating
57485 | Diamond State Generation Partners, LLC | 58433 | Red Lion Energy Center | IPP Non-CHP | DE | RED6 | 3.7 | Other Natural Gas | NG | FC | 11 | 2013 |  |  | (OP) Operating
58431 | Ameresco Vasco Road, LLC | 58435 | Ameresco Vasco Road | IPP Non-CHP | CA | ENG1 | 2.1 | Landfill Gas | LFG | IC | 2 | 2014 |  |  | (OP) Operating
58431 | Ameresco Vasco Road, LLC | 58435 | Ameresco Vasco Road | IPP Non-CHP | CA | ENG2 | 2.1 | Landfill Gas | LFG | IC | 2 | 2014 |  |  | (OP) Operating
58432 | Ameresco San Joaquin, LLC | 58436 | Ameresco San Joaquin | IPP Non-CHP | CA | ENG1 | 2.1 | Landfill Gas | LFG | IC | 4 | 2014 |  |  | (OP) Operating
58432 | Ameresco San Joaquin, LLC | 58436 | Ameresco San Joaquin | IPP Non-CHP | CA | ENG2 | 2.1 | Landfill Gas | LFG | IC | 4 | 2014 |  |  | (OP) Operating
58433 | Ameresco Forward, LLC | 58437 | Ameresco Forward | IPP Non-CHP | CA | ENG1 | 2.1 | Landfill Gas | LFG | IC | 2 | 2014 |  |  | (OP) Operating
58433 | Ameresco Forward, LLC | 58437 | Ameresco Forward | IPP Non-CHP | CA | ENG2 | 2.1 | Landfill Gas | LFG | IC | 2 | 2014 |  |  | (OP) Operating
58434 | City of Spearfish | 58438 | Spearfish Hydro | Electric Utility | SD | TURB1 | 2 | Conventional Hydroelectric | WAT | HY | 10 | 1912 |  |  | (OP) Operating
58434 | City of Spearfish | 58438 | Spearfish Hydro | Electric Utility | SD | TURB2 | 2 | Conventional Hydroelectric | WAT | HY | 10 | 1912 |  |  | (OP) Operating
58435 | Collinwood BioEnergy | 58439 | Collinwood BioEnergy Facility | Industrial Non-CHP | OH | CBE01 | 1 | Other Waste Biomass | OBG | IC | 5 | 2011 | 5 | 2021 | (OP) Operating
59413 | Crestmark Bank | 58440 | CBS Studio Center | Commercial Non-CHP | CA | 9560 | 0.4 | Other Natural Gas | NG | FC | 6 | 2013 |  |  | (OP) Operating
59413 | Crestmark Bank | 58440 | CBS Studio Center | Commercial Non-CHP | CA | 9580 | 0.4 | Other Natural Gas | NG | FC | 6 | 2013 |  |  | (OP) Operating
59413 | Crestmark Bank | 58440 | CBS Studio Center | Commercial Non-CHP | CA | 9581 | 0.4 | Other Natural Gas | NG | FC | 7 | 2013 |  |  | (OP) Operating
59413 | Crestmark Bank | 58440 | CBS Studio Center | Commercial Non-CHP | CA | 9583 | 0.4 | Other Natural Gas | NG | FC | 7 | 2013 |  |  | (OP) Operating
59413 | Crestmark Bank | 58440 | CBS Studio Center | Commercial Non-CHP | CA | 9585 | 0.4 | Other Natural Gas | NG | FC | 7 | 2013 |  |  | (OP) Operating
59413 | Crestmark Bank | 58440 | CBS Studio Center | Commercial Non-CHP | CA | 9587 | 0.4 | Other Natural Gas | NG | FC | 6 | 2013 |  |  | (OP) Operating
58430 | Gamesa Wind US LLC | 58441 | Swauk Wind LLC | IPP Non-CHP | WA | SW | 4.3 | Onshore Wind Turbine | WND | WT | 12 | 2012 |  |  | (OP) Operating
58437 | ACI Energy Partners LLC | 58442 | ACI Energy Partners LLC | IPP CHP | NJ | GEN1 | 7.5 | Natural Gas Fired Combustion Turbine | NG | GT | 6 | 2012 |  |  | (OP) Operating
58438 | Sunstream Energy LLC | 58443 | Martin Limestone Solar Array | IPP Non-CHP | PA | GEN1 | 1 | Solar Photovoltaic | SUN | PV | 12 | 2012 |  |  | (OP) Operating
58439 | Junction Hilltop Management LLC | 58444 | Junction Hilltop Wind Farm | IPP Non-CHP | IA | JHW | 8 | Onshore Wind Turbine | WND | WT | 3 | 2012 |  |  | (OP) Operating
58440 | CD US Solar MT 2 LLC | 58445 | Arrache 4006 | IPP Non-CHP | CA | 1 | 1 | Solar Photovoltaic | SUN | PV | 8 | 2013 |  |  | (OP) Operating
58440 | CD US Solar MT 2 LLC | 58445 | Arrache 4006 | IPP Non-CHP | CA | 2 | 1 | Solar Photovoltaic | SUN | PV | 8 | 2013 |  |  | (OP) Operating
58440 | CD US Solar MT 2 LLC | 58446 | Arrache 4013 | IPP Non-CHP | CA | 1 | 1.5 | Solar Photovoltaic | SUN | PV | 8 | 2013 |  |  | (OP) Operating
58440 | CD US Solar MT 2 LLC | 58447 | Arrache 8083 | IPP Non-CHP | CA | 1 | 1.5 | Solar Photovoltaic | SUN | PV | 9 | 2013 |  |  | (OP) Operating
58440 | CD US Solar MT 2 LLC | 58447 | Arrache 8083 | IPP Non-CHP | CA | 2 | 1.5 | Solar Photovoltaic | SUN | PV | 9 | 2013 |  |  | (OP) Operating
58440 | CD US Solar MT 2 LLC | 58447 | Arrache 8083 | IPP Non-CHP | CA | 3 | 1 | Solar Photovoltaic | SUN | PV | 9 | 2013 |  |  | (OP) Operating
58440 | CD US Solar MT 2 LLC | 58448 | Nunn | IPP Non-CHP | CA | 1 | 1 | Solar Photovoltaic | SUN | PV | 7 | 2013 |  |  | (OP) Operating
58440 | CD US Solar MT 2 LLC | 58449 | Rutan | IPP Non-CHP | CA | 1 | 1.5 | Solar Photovoltaic | SUN | PV | 1 | 2014 |  |  | (OP) Operating
58440 | CD US Solar MT 2 LLC | 58449 | Rutan | IPP Non-CHP | CA | 2 | 1.5 | Solar Photovoltaic | SUN | PV | 1 | 2014 |  |  | (OP) Operating
58440 | CD US Solar MT 2 LLC | 58449 | Rutan | IPP Non-CHP | CA | 3 | 1 | Solar Photovoltaic | SUN | PV | 1 | 2014 |  |  | (OP) Operating
58440 | CD US Solar MT 2 LLC | 58450 | Vinam | IPP Non-CHP | CA | 1 | 1.5 | Solar Photovoltaic | SUN | PV | 7 | 2013 |  |  | (OP) Operating
58440 | CD US Solar MT 2 LLC | 58451 | Ma | IPP Non-CHP | CA | 1 | 1.5 | Solar Photovoltaic | SUN | PV | 10 | 2013 |  |  | (OP) Operating
58440 | CD US Solar MT 2 LLC | 58452 | Horn | IPP Non-CHP | CA | 1 | 1.5 | Solar Photovoltaic | SUN | PV | 10 | 2013 |  |  | (OP) Operating
58442 | Dixon Dairy Road | 58453 | Dixon Dairy Road Solar | IPP Non-CHP | NC | 1 | 4 | Solar Photovoltaic | SUN | PV | 12 | 2011 |  |  | (OP) Operating
58440 | CD US Solar MT 2 LLC | 58454 | Watts 3115 | IPP Non-CHP | CA | 1 | 1.5 | Solar Photovoltaic | SUN | PV | 8 | 2013 |  |  | (OP) Operating
58440 | CD US Solar MT 2 LLC | 58454 | Watts 3115 | IPP Non-CHP | CA | 2 | 0.5 | Solar Photovoltaic | SUN | PV | 12 | 2013 |  |  | (OP) Operating
58443 | EBD Hydro LLC | 58455 | 45 Mile Hydroelectric Project | IPP Non-CHP | OR | 0001 | 1 | Conventional Hydroelectric | WAT | HY | 5 | 2015 |  |  | (OP) Operating
58443 | EBD Hydro LLC | 58455 | 45 Mile Hydroelectric Project | IPP Non-CHP | OR | 0002 | 1 | Conventional Hydroelectric | WAT | HY | 5 | 2015 |  |  | (OP) Operating
58443 | EBD Hydro LLC | 58455 | 45 Mile Hydroelectric Project | IPP Non-CHP | OR | 0003 | 1 | Conventional Hydroelectric | WAT | HY | 5 | 2015 |  |  | (OP) Operating
58444 | Cumberland Rose Wind Energy, LLC | 58456 | Cumberland Rose | IPP Non-CHP | IA | 1 | 1.6 | Onshore Wind Turbine | WND | WT | 8 | 2012 |  |  | (OP) Operating
58445 | Forward Fontanelle Power, LLC | 58457 | Fontanelle | IPP Non-CHP | IA | 1 | 1.6 | Onshore Wind Turbine | WND | WT | 8 | 2012 |  |  | (OP) Operating
58446 | Greenfield Wind Power, LLC | 58458 | Greenfield Wind | Electric Utility | IA | 1 | 1.6 | Onshore Wind Turbine | WND | WT | 8 | 2012 |  |  | (OP) Operating
58447 | Meadow Ridge Wind Energy, LLC | 58459 | Meadow Ridge | IPP Non-CHP | IA | 1 | 1.6 | Onshore Wind Turbine | WND | WT | 7 | 2012 |  |  | (OP) Operating
58448 | Sky Volt, LLC | 58460 | Sky Volt | IPP Non-CHP | IA | 1 | 1.6 | Onshore Wind Turbine | WND | WT | 8 | 2012 |  |  | (OP) Operating
58449 | Wiota Wind Energy, LLC #1 | 58461 | Wiota | IPP Non-CHP | IA | 1 | 1.6 | Onshore Wind Turbine | WND | WT | 5 | 2012 |  |  | (OP) Operating
58451 | McCoy Solar, LLC | 58462 | McCoy Solar Energy Project | IPP Non-CHP | CA | BLK4 | 31.4 | Solar Photovoltaic | SUN | PV | 9 | 2015 |  |  | (OP) Operating
58451 | McCoy Solar, LLC | 58462 | McCoy Solar Energy Project | IPP Non-CHP | CA | BLK8 | 36.5 | Solar Photovoltaic | SUN | PV | 8 | 2015 |  |  | (OP) Operating
58452 | SMECO Solar LLC | 58463 | Herbert Farm Solar | Electric Utility | MD | 1 | 5.5 | Solar Photovoltaic | SUN | PV | 11 | 2012 |  |  | (OP) Operating
57421 | BayWa r.e Wind LLC | 58464 | Broadview Energy Prime LLC | IPP Non-CHP | NM | 0001 | 9.9 | Onshore Wind Turbine | WND | WT | 2 | 2014 |  |  | (OP) Operating
57421 | BayWa r.e Wind LLC | 58465 | Broadview Energy Prime 2 LLC | IPP Non-CHP | NM | 0002 | 9.9 | Onshore Wind Turbine | WND | WT | 2 | 2014 |  |  | (OP) Operating
57369 | Apple, Inc | 58466 | Mesa Solar Array | IPP Non-CHP | AZ | MSA1 | 4 | Solar Photovoltaic | SUN | PV | 3 | 2013 |  |  | (OP) Operating
17650 | Southern Power Co | 58467 | Campo Verde Solar | IPP Non-CHP | CA | CVS1 | 139 | Solar Photovoltaic | SUN | PV | 10 | 2013 |  |  | (OP) Operating
58459 | C-Drop | 58470 | C-Drop Hydro | IPP Non-CHP | OR | GEN1 | 1.1 | Conventional Hydroelectric | WAT | HY | 5 | 2012 |  |  | (OP) Operating
49893 | Invenergy Services LLC | 58471 | Ector County Energy Center | IPP Non-CHP | TX | CTG1 | 163.3 | Natural Gas Fired Combustion Turbine | NG | GT | 8 | 2015 |  |  | (OP) Operating
49893 | Invenergy Services LLC | 58471 | Ector County Energy Center | IPP Non-CHP | TX | CTG2 | 163.3 | Natural Gas Fired Combustion Turbine | NG | GT | 8 | 2015 |  |  | (OP) Operating
58460 | Buena Vista Biomass LLC | 58472 | Buena Vista Biomass Power | IPP Non-CHP | CA | 1 | 17.8 | Wood/Wood Waste Biomass | WDS | ST | 12 | 2012 |  |  | (OP) Operating
5070 | Delaware Electric Cooperative | 58473 | Bruce A Henry Solar Farm | Electric Utility | DE | BHSF | 4 | Solar Photovoltaic | SUN | PV | 8 | 2013 |  |  | (OP) Operating |  |  |  | 2019 | 1 | 3
58461 | Buffalo Dunes Wind Project LLC | 58474 | Buffalo Dunes Wind Project | IPP Non-CHP | KS | GE1 | 249.8 | Onshore Wind Turbine | WND | WT | 12 | 2013 |  |  | (OP) Operating
58462 | Battery Utility of Ohio LLC | 58475 | Battery Utility of Ohio | IPP Non-CHP | OH | BOU | 4 | Batteries | MWH | BA | 3 | 2014 |  |  | (OP) Operating
58463 | Dart Container Corp | 58476 | Dart Container Corp | Industrial CHP | PA | LFGT1 | 4.6 | Landfill Gas | LFG | GT | 12 | 2012 |  |  | (OP) Operating
58463 | Dart Container Corp | 58476 | Dart Container Corp | Industrial CHP | PA | LFGT2 | 4.6 | Landfill Gas | LFG | GT | 12 | 2012 |  |  | (OP) Operating
58464 | City of Las Vegas | 58477 | Las Vegas WPCF Solar Plant | IPP Non-CHP | NV | 1 | 3.3 | Solar Photovoltaic | SUN | PV | 5 | 2013 |  |  | (OP) Operating
58465 | Green States Energy, Inc. | 58479 | SEV NM Phase 2 | IPP Non-CHP | NM | NMP2 | 1.4 | Solar Photovoltaic | SUN | PV | 6 | 2013 |  |  | (OP) Operating
58466 | SunEnergy1 | 58480 | Plymouth Solar LLC | IPP Non-CHP | NC | 1 | 5 | Solar Photovoltaic | SUN | PV | 9 | 2012 |  |  | (OP) Operating
58467 | SSA Solar of CO 1, LLC | 58481 | CSU Pueblo | Commercial Non-CHP | CO | CSU1 | 1 | Solar Photovoltaic | SUN | PV | 12 | 2008 |  |  | (OP) Operating
58468 | Dominion Renewable Energy | 58482 | Azalea Solar, LLC | IPP Non-CHP | GA | 1 | 7.7 | Solar Photovoltaic | SUN | PV | 12 | 2013 |  |  | (OP) Operating
58469 | Tinton Falls Solar | 58483 | Tinton Falls Solar Farm | IPP Non-CHP | NJ | UNIT1 | 16 | Solar Photovoltaic | SUN | PV | 11 | 2012 |  |  | (OP) Operating
58472 | MAS ASB Cogen LLC | 58484 | MAS ASB Cogen Plant | Industrial Non-CHP | GA | 1 | 2.2 | Landfill Gas | LFG | IC | 3 | 2012 |  |  | (OP) Operating
58472 | MAS ASB Cogen LLC | 58484 | MAS ASB Cogen Plant | Industrial Non-CHP | GA | 2 | 2.2 | Landfill Gas | LFG | IC | 3 | 2012 |  |  | (OP) Operating
58472 | MAS ASB Cogen LLC | 58484 | MAS ASB Cogen Plant | Industrial Non-CHP | GA | 3 | 2.2 | Landfill Gas | LFG | IC | 3 | 2012 |  |  | (OP) Operating
58471 | SDD Solar Project 4, LLC | 58485 | Upson Rocky Creek Solar Plant | IPP Non-CHP | GA | PV1 | 1 | Solar Photovoltaic | SUN | PV | 6 | 2012 |  |  | (OP) Operating
58473 | NVT LICENSES, LLC | 58486 | Picture Rocks Solar, LLC | IPP Non-CHP | AZ | 1 | 20 | Solar Photovoltaic | SUN | PV | 12 | 2012 |  |  | (OP) Operating
17650 | Southern Power Co | 58487 | Granville Solar PV Power Project | IPP Non-CHP | NC | 1 | 2.5 | Solar Photovoltaic | SUN | PV | 10 | 2012 |  |  | (OP) Operating
58473 | NVT LICENSES, LLC | 58488 | Bryan Solar, LLC | IPP Non-CHP | TX | 1 | 10 | Solar Photovoltaic | SUN | PV | 6 | 2013 |  |  | (OP) Operating
17650 | Southern Power Co | 58489 | Apex Solar PV Power Project | IPP Non-CHP | NV | 1 | 20 | Solar Photovoltaic | SUN | PV | 7 | 2012 |  |  | (OP) Operating
17650 | Southern Power Co | 58490 | Spectrum Solar PV Power Project | IPP Non-CHP | NV | 1 | 30 | Solar Photovoltaic | SUN | PV | 9 | 2013 |  |  | (OP) Operating
58477 | O2energies, Inc. | 58491 | Sandy Cross Solar, LLC | IPP Non-CHP | NC | SANDY | 1.2 | Solar Photovoltaic | SUN | PV | 5 | 2012 |  |  | (OP) Operating
58477 | O2energies, Inc. | 58492 | Ararat Rock Solar, LLC | IPP Non-CHP | NC | ARARR | 3.5 | Solar Photovoltaic | SUN | PV | 9 | 2012 |  |  | (OP) Operating
58477 | O2energies, Inc. | 58493 | Progress Solar 1, LLC | IPP Non-CHP | NC | PRO1 | 4 | Solar Photovoltaic | SUN | PV | 10 | 2012 |  |  | (OP) Operating
58477 | O2energies, Inc. | 58494 | Progress Solar II, LLC | IPP Non-CHP | NC | PROG2 | 3.5 | Solar Photovoltaic | SUN | PV | 11 | 2012 |  |  | (OP) Operating
58477 | O2energies, Inc. | 58495 | Progress Solar III, LLC | IPP Non-CHP | NC | PROG3 | 3.5 | Solar Photovoltaic | SUN | PV | 11 | 2012 |  |  | (OP) Operating
58135 | Ecos Energy LLC | 58496 | Lincoln Solar | IPP Non-CHP | IN | PV2 | 1.5 | Solar Photovoltaic | SUN | PV | 12 | 2012 |  |  | (OP) Operating
7477 | Granger Electric Co | 58497 | L&S Sweetners | IPP Non-CHP | PA | GEN1 | 1.6 | Landfill Gas | LFG | IC | 10 | 2013 |  |  | (OP) Operating
7477 | Granger Electric Co | 58497 | L&S Sweetners | IPP Non-CHP | PA | GEN2 | 1.6 | Landfill Gas | LFG | IC | 10 | 2013 |  |  | (OP) Operating
58478 | RE Rosamond One LLC | 58498 | Rosamond One | IPP Non-CHP | CA | RONE | 20 | Solar Photovoltaic | SUN | PV | 1 | 2014 |  |  | (OP) Operating
58479 | RE Rosamond Two LLC | 58499 | Rosamond Two | IPP Non-CHP | CA | RTWO | 20 | Solar Photovoltaic | SUN | PV | 1 | 2014 |  |  | (OP) Operating
58480 | RE Rio Grande, LLC | 58500 | Rio Grande Solar | IPP Non-CHP | CA | RIO | 5 | Solar Photovoltaic | SUN | PV | 12 | 2013 |  |  | (OP) Operating
58481 | RE Gillespie 1 LLC | 58501 | Gillespie 1 | IPP Non-CHP | AZ | GILL1 | 15 | Solar Photovoltaic | SUN | PV | 12 | 2013 |  |  | (OP) Operating
58482 | RE Columbia 3 LLC | 58502 | Columbia 3 | IPP Non-CHP | CA | COL3 | 10 | Solar Photovoltaic | SUN | PV | 1 | 2014 |  |  | (OP) Operating
58485 | Rutgers, The State University of NJ | 58504 | Livingston Solar Farm | Commercial Non-CHP | NJ | LVSF | 1.2 | Solar Photovoltaic | SUN | PV | 5 | 2009 |  |  | (OP) Operating
58485 | Rutgers, The State University of NJ | 58505 | Livingston Solar Canopies | Commercial Non-CHP | NJ | LVSC | 6.4 | Solar Photovoltaic | SUN | PV | 1 | 2013 |  |  | (OP) Operating
58486 | Chuckawalla Solar LLC | 58506 | Chuckawalla Solar | IPP Non-CHP | CA | 0937 | 4 | Solar Photovoltaic | SUN | PV | 6 | 2012 |  |  | (OP) Operating
58487 | Montefiore Medical Center Moses Division | 58507 | Montefieor Medical Center Moses Division | Commercial CHP | NY | ES006 | 3.5 | Natural Gas Fired Combustion Turbine | NG | GT | 1 | 2002 |  |  | (OP) Operating
58487 | Montefiore Medical Center Moses Division | 58507 | Montefieor Medical Center Moses Division | Commercial CHP | NY | S0001 | 1.2 | Natural Gas Internal Combustion Engine | NG | IC | 1 | 1994 |  |  | (OP) Operating
58487 | Montefiore Medical Center Moses Division | 58507 | Montefieor Medical Center Moses Division | Commercial CHP | NY | S0002 | 1.2 | Natural Gas Internal Combustion Engine | NG | IC | 1 | 1994 |  |  | (OP) Operating
58487 | Montefiore Medical Center Moses Division | 58507 | Montefieor Medical Center Moses Division | Commercial CHP | NY | S0003 | 1.2 | Natural Gas Internal Combustion Engine | NG | IC | 1 | 1994 |  |  | (OP) Operating
58135 | Ecos Energy LLC | 58508 | Bear Creek Solar | IPP Non-CHP | CA | PV3 | 1.5 | Solar Photovoltaic | SUN | PV | 2 | 2014 |  |  | (OP) Operating
58135 | Ecos Energy LLC | 58509 | Vintner Solar | IPP Non-CHP | CA | PV4 | 1.5 | Solar Photovoltaic | SUN | PV | 4 | 2014 |  |  | (OP) Operating
58135 | Ecos Energy LLC | 58510 | Kettleman Solar Project | IPP Non-CHP | CA | PV5 | 1 | Solar Photovoltaic | SUN | PV | 4 | 2014 |  |  | (OP) Operating
58488 | Alaska Environmental Power | 58511 | Delta Wind Farm | IPP Non-CHP | AK | EWT1 | 0.9 | Onshore Wind Turbine | WND | WT | 10 | 2009 |  |  | (OP) Operating
58488 | Alaska Environmental Power | 58511 | Delta Wind Farm | IPP Non-CHP | AK | EWT2 | 0.9 | Onshore Wind Turbine | WND | WT | 9 | 2013 |  |  | (OP) Operating
58488 | Alaska Environmental Power | 58511 | Delta Wind Farm | IPP Non-CHP | AK | NW1 | 0.1 | Onshore Wind Turbine | WND | WT | 9 | 2008 |  |  | (OP) Operating
58489 | OCI Solar Power | 58512 | Cornerstone Power Vineland I LLC | IPP Non-CHP | NJ | PV1 | 3.1 | Solar Photovoltaic | SUN | PV | 2 | 2012 |  |  | (OP) Operating
58490 | Ironwood Solar LLC | 58513 | Ironwood Solar LLC | IPP Non-CHP | CA | 0937 | 4 | Solar Photovoltaic | SUN | PV | 4 | 2012 |  |  | (OP) Operating
57365 | Consolidated Edison Solutions Inc | 58514 | Desert Hot Springs Solar | IPP Non-CHP | CA | DHCA | 2.2 | Solar Photovoltaic | SUN | PV | 12 | 2013 |  |  | (OP) Operating
58492 | Chattanooga Metropolitan Airport | 58515 | Chattanooga Metropolitan Airport Solar | Commercial Non-CHP | TN | GEN1 | 0.7 | Solar Photovoltaic | SUN | PV | 12 | 2011 |  |  | (OP) Operating
58492 | Chattanooga Metropolitan Airport | 58515 | Chattanooga Metropolitan Airport Solar | Commercial Non-CHP | TN | GEN2 | 0.8 | Solar Photovoltaic | SUN | PV | 6 | 2013 |  |  | (OP) Operating
58491 | Constellation NewEnergy, Inc | 58516 | Union HS at Casa Grande | IPP Non-CHP | AZ | PV1 | 1.6 | Solar Photovoltaic | SUN | PV | 12 | 2012 |  |  | (OP) Operating
58491 | Constellation NewEnergy, Inc | 58517 | Vista Grande HS at Casa Grande | IPP Non-CHP | AZ | PV1 | 1.4 | Solar Photovoltaic | SUN | PV | 12 | 2012 |  |  | (OP) Operating
58494 | WSACC | 58518 | WSACC Power Generation Facility | IPP Non-CHP | NC | 1 | 0.8 | Other Waste Biomass | SLW | ST | 10 | 2014 |  |  | (OP) Operating
58495 | Syncarpha Alethea I, LLC | 58519 | Alethea I | IPP Non-CHP | NJ | 1 | 2.8 | Solar Photovoltaic | SUN | PV | 11 | 2011 |  |  | (OP) Operating
56615 | First Solar Project Development | 58520 | Otero Solar | Electric Utility | NM | OTE1 | 7.5 | Solar Photovoltaic | SUN | PV | 12 | 2013 |  |  | (OP) Operating
56615 | First Solar Project Development | 58521 | Manzano Solar | Electric Utility | NM | MAN1 | 8 | Solar Photovoltaic | SUN | PV | 10 | 2013 |  |  | (OP) Operating
57449 | Borrego Solar Systems Inc | 58522 | Madera Community Hospital | IPP Non-CHP | CA | 1 | 1 | Solar Photovoltaic | SUN | PV | 10 | 2011 |  |  | (OP) Operating
58498 | F H Stoltze Land & Lumber Co | 58523 | Stoltze CoGen1 | Industrial Non-CHP | MT | STL2 | 3 | Wood/Wood Waste Biomass | WDS | ST | 10 | 2013 |  |  | (OP) Operating
58499 | NRSF OPCO LLC | 58524 | Neuse River Solar Farm | IPP Non-CHP | NC | 1 | 1.1 | Solar Photovoltaic | SUN | PV | 12 | 2011 |  |  | (OP) Operating
58500 | City of Hayward | 58525 | City of Hayward WWTP | IPP Non-CHP | CA | 1 | 1 | Solar Photovoltaic | SUN | PV | 11 | 2010 |  |  | (OP) Operating
58502 | Uwharrie Mountain Renewable Energy, LLC | 58526 | Uwharrie Mountain Renewable | IPP Non-CHP | NC | 1 | 1.6 | Landfill Gas | LFG | IC | 7 | 2014 |  |  | (OP) Operating
58502 | Uwharrie Mountain Renewable Energy, LLC | 58526 | Uwharrie Mountain Renewable | IPP Non-CHP | NC | 2 | 1.6 | Landfill Gas | LFG | IC | 7 | 2014 |  |  | (OP) Operating
58502 | Uwharrie Mountain Renewable Energy, LLC | 58526 | Uwharrie Mountain Renewable | IPP Non-CHP | NC | 3 | 1.6 | Landfill Gas | LFG | IC | 7 | 2014 |  |  | (OP) Operating
58502 | Uwharrie Mountain Renewable Energy, LLC | 58526 | Uwharrie Mountain Renewable | IPP Non-CHP | NC | 4 | 1.6 | Landfill Gas | LFG | IC | 7 | 2014 |  |  | (OP) Operating
58502 | Uwharrie Mountain Renewable Energy, LLC | 58526 | Uwharrie Mountain Renewable | IPP Non-CHP | NC | 5 | 1.6 | Landfill Gas | LFG | IC | 7 | 2014 |  |  | (OP) Operating
58502 | Uwharrie Mountain Renewable Energy, LLC | 58526 | Uwharrie Mountain Renewable | IPP Non-CHP | NC | 6 | 1.6 | Landfill Gas | LFG | IC | 7 | 2014 |  |  | (OP) Operating
58501 | Five Crowns Inc | 58527 | Crown Cooling Facility | Industrial Non-CHP | CA | 1 | 1 | Solar Photovoltaic | SUN | PV | 12 | 2011 |  |  | (OP) Operating
58503 | Garnet Solar Power Station 1 LLC | 58528 | Garnet Solar Power Station 1 LLC | IPP Non-CHP | CA | WDT44 | 4 | Solar Photovoltaic | SUN | PV | 12 | 2014 |  |  | (OP) Operating
58505 | North Carolina Solar I, LLC | 58529 | Progress Manis I | IPP Non-CHP | NC | P11A | 0.5 | Solar Photovoltaic | SUN | PV | 4 | 2012 |  |  | (OP) Operating
58505 | North Carolina Solar I, LLC | 58529 | Progress Manis I | IPP Non-CHP | NC | P11B | 0.5 | Solar Photovoltaic | SUN | PV | 4 | 2012 |  |  | (OP) Operating
58504 | North Carolina Solar II, LLC | 58531 | North Carolina Solar Bethea I | IPP Non-CHP | NC | P22A | 0.5 | Solar Photovoltaic | SUN | PV | 2 | 2013 |  |  | (OP) Operating
58504 | North Carolina Solar II, LLC | 58531 | North Carolina Solar Bethea I | IPP Non-CHP | NC | P22B | 0.5 | Solar Photovoltaic | SUN | PV | 4 | 2012 |  |  | (OP) Operating
34691 | Ormat Nevada Inc | 58533 | Wild Rose Geothermal Power Plant | IPP Non-CHP | NV | 1 | 11.5 | Geothermal | GEO | BT | 1 | 2014 |  |  | (OP) Operating
58506 | Westford Solar Park | 58534 | Westford Solar Park | IPP Non-CHP | MA | 1 | 4 | Solar Photovoltaic | SUN | PV | 4 | 2012 |  |  | (OP) Operating
56645 | Aqua America Inc | 58535 | Pickering Solar | IPP Non-CHP | PA | 1 | 1.4 | Solar Photovoltaic | SUN | PV | 1 | 2012 |  |  | (OP) Operating
58489 | OCI Solar Power | 58536 | Cornerstone Power Holmdel LLC | IPP Non-CHP | NJ | 1 | 3 | Solar Photovoltaic | SUN | PV | 5 | 2013 |  |  | (OP) Operating
58489 | OCI Solar Power | 58537 | OCI Alamo Solar I | IPP Non-CHP | TX | 1 | 40.7 | Solar Photovoltaic | SUN | PV | 12 | 2013 |  |  | (OP) Operating
58508 | Carolina Solar Energy II LLC | 58538 | PCSP3 Airport | IPP Non-CHP | NC | 3 | 2.5 | Solar Photovoltaic | SUN | PV | 10 | 2011 |  |  | (OP) Operating
58507 | Solar Star Arizona III LLC | 58539 | Lake Pleasant WTP | Commercial Non-CHP | AZ | 1 | 1.6 | Solar Photovoltaic | SUN | PV | 12 | 2012 |  |  | (OP) Operating
58509 | Affordable Solar Silver City, LLC | 58540 | Silver City WWTP PV Project | IPP Non-CHP | NM | PV-1 | 1 | Solar Photovoltaic | SUN | PV | 6 | 2013 |  |  | (OP) Operating
58511 | SunGen Sharon 1 LLC | 58541 | SunGen Sharon 1 LLC | IPP Non-CHP | VT | 1 | 1.8 | Solar Photovoltaic | SUN | PV | 8 | 2012 |  |  | (OP) Operating
58290 | NextEra Energy Desert Sunlight 250, LLC | 58542 | Desert Sunlight 250, LLC | IPP Non-CHP | CA | DSL12 | 39.1 | Solar Photovoltaic | SUN | PV | 12 | 2013 |  |  | (OP) Operating
58290 | NextEra Energy Desert Sunlight 250, LLC | 58542 | Desert Sunlight 250, LLC | IPP Non-CHP | CA | DSL13 | 39.1 | Solar Photovoltaic | SUN | PV | 1 | 2014 |  |  | (OP) Operating
58290 | NextEra Energy Desert Sunlight 250, LLC | 58542 | Desert Sunlight 250, LLC | IPP Non-CHP | CA | DSL14 | 26.5 | Solar Photovoltaic | SUN | PV | 4 | 2014 |  |  | (OP) Operating
58290 | NextEra Energy Desert Sunlight 250, LLC | 58542 | Desert Sunlight 250, LLC | IPP Non-CHP | CA | DSL15 | 13.9 | Solar Photovoltaic | SUN | PV | 6 | 2014 |  |  | (OP) Operating
58290 | NextEra Energy Desert Sunlight 250, LLC | 58542 | Desert Sunlight 250, LLC | IPP Non-CHP | CA | DSL16 | 22.7 | Solar Photovoltaic | SUN | PV | 11 | 2013 |  |  | (OP) Operating
58290 | NextEra Energy Desert Sunlight 250, LLC | 58542 | Desert Sunlight 250, LLC | IPP Non-CHP | CA | DSL17 | 29 | Solar Photovoltaic | SUN | PV | 11 | 2013 |  |  | (OP) Operating
58290 | NextEra Energy Desert Sunlight 250, LLC | 58542 | Desert Sunlight 250, LLC | IPP Non-CHP | CA | DSL18 | 29 | Solar Photovoltaic | SUN | PV | 6 | 2014 |  |  | (OP) Operating
58290 | NextEra Energy Desert Sunlight 250, LLC | 58542 | Desert Sunlight 250, LLC | IPP Non-CHP | CA | DSL19 | 25.2 | Solar Photovoltaic | SUN | PV | 10 | 2014 |  |  | (OP) Operating
58290 | NextEra Energy Desert Sunlight 250, LLC | 58542 | Desert Sunlight 250, LLC | IPP Non-CHP | CA | DSL20 | 25.2 | Solar Photovoltaic | SUN | PV | 11 | 2013 |  |  | (OP) Operating
58514 | Gilbert Solar Facility I, LLC | 58543 | Gilbert Solar Facility I, LLC | IPP Non-CHP | AZ | 1 | 2.5 | Solar Photovoltaic | SUN | PV | 10 | 2011 |  |  | (OP) Operating
58515 | NextEra Energy Mountain View Solar | 58544 | Mountain View Solar | IPP Non-CHP | NV | 1 | 20 | Solar Photovoltaic | SUN | PV | 1 | 2014 |  |  | (OP) Operating
58518 | NRG Solar Community 1 LLC | 58545 | Community Solar 1 | IPP Non-CHP | CA | 1 | 5.7 | Solar Photovoltaic | SUN | PV | 6 | 2014 |  |  | (OP) Operating
7477 | Granger Electric Co | 58546 | Granger Electric of Watervliet | IPP Non-CHP | MI | GEN1 | 1.6 | Landfill Gas | LFG | IC | 2 | 2013 |  |  | (OP) Operating
7477 | Granger Electric Co | 58546 | Granger Electric of Watervliet | IPP Non-CHP | MI | GEN2 | 1.6 | Landfill Gas | LFG | IC | 2 | 2013 |  |  | (OP) Operating
58519 | Clean Energy Collective LLC | 58547 | SMPA Solar 1 | IPP Non-CHP | CO | 1 | 1 | Solar Photovoltaic | SUN | PV | 12 | 2012 |  |  | (OP) Operating
58520 | Huerfano River Wind, LLC | 58548 | Huerfano River Wind | IPP Non-CHP | CO | WTG1 | 2 | Onshore Wind Turbine | WND | WT | 10 | 2013 |  |  | (OP) Operating
58520 | Huerfano River Wind, LLC | 58548 | Huerfano River Wind | IPP Non-CHP | CO | WTG2 | 2 | Onshore Wind Turbine | WND | WT | 10 | 2013 |  |  | (OP) Operating
58520 | Huerfano River Wind, LLC | 58548 | Huerfano River Wind | IPP Non-CHP | CO | WTG3 | 2 | Onshore Wind Turbine | WND | WT | 10 | 2013 |  |  | (OP) Operating
58520 | Huerfano River Wind, LLC | 58548 | Huerfano River Wind | IPP Non-CHP | CO | WTG4 | 2 | Onshore Wind Turbine | WND | WT | 10 | 2013 |  |  | (OP) Operating
11936 | McBryde Sugar Co Ltd | 58549 | Port Allen Solar | IPP Non-CHP | HI | 1 | 6 | Solar Photovoltaic | SUN | PV | 12 | 2012 |  |  | (OP) Operating
58491 | Constellation NewEnergy, Inc | 58550 | Owens Corning at Bethlehem | IPP Non-CHP | NY | PV1 | 1.8 | Solar Photovoltaic | SUN | PV | 10 | 2013 |  |  | (OP) Operating
58468 | Dominion Renewable Energy | 58551 | Dominion Bridgeport Fuel Cell, LLC | IPP Non-CHP | CT | 1 | 14.9 | Other Natural Gas | NG | FC | 12 | 2013 |  |  | (OP) Operating
58468 | Dominion Renewable Energy | 58552 | Indy Solar I, LLC | IPP Non-CHP | IN | 1 | 10.1 | Solar Photovoltaic | SUN | PV | 12 | 2013 |  |  | (OP) Operating
58468 | Dominion Renewable Energy | 58553 | Indy Solar III, LLC | IPP Non-CHP | IN | 1 | 8.6 | Solar Photovoltaic | SUN | PV | 12 | 2013 |  |  | (OP) Operating
58468 | Dominion Renewable Energy | 58554 | Somers Solar Center, LLC | IPP Non-CHP | CT | 1 | 5 | Solar Photovoltaic | SUN | PV | 12 | 2013 |  |  | (OP) Operating
58521 | University of Wisconsin Oshkosh Foundation | 58555 | Oshkosh Foundation Rosedale Biodigester LLC | IPP Non-CHP | WI | 95100 | 1.4 | Other Waste Biomass | OBG | IC | 4 | 2014 |  |  | (OP) Operating
58468 | Dominion Renewable Energy | 58556 | Indy Solar II, LLC | IPP Non-CHP | IN | 1 | 10.1 | Solar Photovoltaic | SUN | PV | 12 | 2013 |  |  | (OP) Operating
16572 | Salt River Project | 58557 | Mesquite Generating Station Block 1 | Electric Utility | AZ | GT1 | 153 | Natural Gas Fired Combined Cycle | NG | CT | 6 | 2003 |  |  | (OP) Operating
16572 | Salt River Project | 58557 | Mesquite Generating Station Block 1 | Electric Utility | AZ | GT2 | 153 | Natural Gas Fired Combined Cycle | NG | CT | 6 | 2003 |  |  | (OP) Operating
16572 | Salt River Project | 58557 | Mesquite Generating Station Block 1 | Electric Utility | AZ | ST1 | 289 | Natural Gas Fired Combined Cycle | NG | CA | 6 | 2003 |  |  | (OP) Operating
58523 | Enerdyne Power Systems Inc | 58558 | Onslow Power Producers | IPP Non-CHP | NC | GEN1 | 1.9 | Landfill Gas | LFG | IC | 11 | 2013 |  |  | (OP) Operating
58523 | Enerdyne Power Systems Inc | 58559 | BiCounty Gas Producers LLC | IPP Non-CHP | TN | GEN1 | 0.9 | Landfill Gas | LFG | IC | 8 | 2011 |  |  | (OP) Operating
58523 | Enerdyne Power Systems Inc | 58559 | BiCounty Gas Producers LLC | IPP Non-CHP | TN | GEN2 | 1.9 | Landfill Gas | LFG | IC | 12 | 2013 |  |  | (OP) Operating
58524 | South Boston Energy LLC | 58560 | Halifax County Biomass | IPP Non-CHP | VA | STG1 | 44.3 | Wood/Wood Waste Biomass | WDS | ST | 11 | 2013 |  |  | (OP) Operating
56769 | Consolidated Edison Development Inc. | 58561 | Merrimac Solar | IPP Non-CHP | MA | MSMA | 1.5 | Solar Photovoltaic | SUN | PV | 12 | 2013 |  |  | (OP) Operating
5701 | El Paso Electric Co | 58562 | Montana Power Station | Electric Utility | TX | GT-1 | 100 | Natural Gas Fired Combustion Turbine | NG | GT | 3 | 2015 |  |  | (OP) Operating
5701 | El Paso Electric Co | 58562 | Montana Power Station | Electric Utility | TX | GT-2 | 100 | Natural Gas Fired Combustion Turbine | NG | GT | 3 | 2015 |  |  | (OP) Operating
58526 | Hometown Bio Energy LLC | 58563 | Hometown Bio Energy LLC | IPP CHP | MN | HTBE | 7.6 | Other Waste Biomass | OBG | IC | 12 | 2013 |  |  | (OP) Operating
56769 | Consolidated Edison Development Inc. | 58564 | Frenchtown III Solar | IPP Non-CHP | NJ | F3NJ | 7.9 | Solar Photovoltaic | SUN | PV | 12 | 2013 |  |  | (OP) Operating
58527 | Gettysburg Energy and Nutrient Rec Facility LLC | 58565 | Gettysburg Energy & Nutrient Rec Facility | IPP Non-CHP | PA | GENRF | 2.5 | Other Waste Biomass | OBS | ST | 6 | 2013 |  |  | (OP) Operating
58522 | Revolution Energy Solutions LLC | 58566 | RES Ag - DM 2-1 LLC | IPP Non-CHP | NC | CHP | 0.4 | Other Waste Biomass | OBG | IC | 10 | 2013 |  |  | (OP) Operating
58522 | Revolution Energy Solutions LLC | 58567 | RES Ag - DM 4-3 LLC | IPP Non-CHP | NC | CHP | 0.7 | Other Waste Biomass | OBG | IC | 11 | 2013 |  |  | (OP) Operating
56999 | Western Massachusetts Electric Company | 58568 | Cottage Street Solar Facility | Electric Utility | MA | PV-3 | 3.2 | Solar Photovoltaic | SUN | PV | 5 | 2014 |  |  | (OP) Operating
34012 | FPL Energy MH50 LP | 58569 | Paradise Solar Energy Center | IPP Non-CHP | NJ | 1 | 5 | Solar Photovoltaic | SUN | PV | 3 | 2011 |  |  | (OP) Operating
56381 | Enel Cove Fort LLC | 58570 | Enel Cove Fort | IPP Non-CHP | UT | 1-G1A | 12.5 | Geothermal | GEO | BT | 12 | 2013 |  |  | (OP) Operating
56381 | Enel Cove Fort LLC | 58570 | Enel Cove Fort | IPP Non-CHP | UT | 2-GIA | 12.5 | Geothermal | GEO | BT | 12 | 2013 |  |  | (OP) Operating
15248 | Portland General Electric Co | 58571 | Tucannon River Wind Farm | Electric Utility | WA | 1 | 266.8 | Onshore Wind Turbine | WND | WT | 12 | 2014 |  |  | (OP) Operating
49893 | Invenergy Services LLC | 58572 | Lakeland Solar Energy LLC | IPP Non-CHP | GA | 1 | 0.9 | Solar Photovoltaic | SUN | PV | 12 | 2013 |  |  | (OP) Operating
49893 | Invenergy Services LLC | 58572 | Lakeland Solar Energy LLC | IPP Non-CHP | GA | 2 | 0.9 | Solar Photovoltaic | SUN | PV | 12 | 2013 |  |  | (OP) Operating
58535 | Eagle Valley Clean Energy LLC | 58574 | Eagle Valley Clean Energy LLC Biomass | IPP Non-CHP | CO | 01 | 11.3 | Wood/Wood Waste Biomass | WDS | ST | 12 | 2013 |  |  | (OP) Operating
58536 | Smithfield-Farmland Packaged Food Group | 58575 | Smithfield Farmland Kinston | Industrial CHP | NC | 1 | 2.3 | Petroleum Liquids | DFO | IC | 11 | 2013 |  |  | (OP) Operating
58536 | Smithfield-Farmland Packaged Food Group | 58575 | Smithfield Farmland Kinston | Industrial CHP | NC | 2 | 2.3 | Petroleum Liquids | DFO | IC | 11 | 2013 |  |  | (OP) Operating
58536 | Smithfield-Farmland Packaged Food Group | 58575 | Smithfield Farmland Kinston | Industrial CHP | NC | 3 | 2.3 | Petroleum Liquids | DFO | IC | 11 | 2013 |  |  | (OP) Operating
58536 | Smithfield-Farmland Packaged Food Group | 58575 | Smithfield Farmland Kinston | Industrial CHP | NC | 4 | 2.3 | Petroleum Liquids | DFO | IC | 11 | 2013 |  |  | (OP) Operating
58465 | Green States Energy, Inc. | 58576 | GSE NM1 | IPP Non-CHP | NM | NMP1 | 1.7 | Solar Photovoltaic | SUN | PV | 5 | 2011 |  |  | (OP) Operating
17633 | Southern Indiana Gas & Elec Co | 58577 | Veolia ES Blackfoot Landfill Facility | Electric Utility | IN | BLG1 | 1.1 | Landfill Gas | LFG | IC | 6 | 2009 |  |  | (OP) Operating
17633 | Southern Indiana Gas & Elec Co | 58577 | Veolia ES Blackfoot Landfill Facility | Electric Utility | IN | BLG2 | 1.1 | Landfill Gas | LFG | IC | 6 | 2009 |  |  | (OP) Operating
58537 | Fresh Air Energy IV LLC | 58578 | Sonora 1 | IPP Non-CHP | CA | SON1 | 1.5 | Solar Photovoltaic | SUN | PV | 12 | 2013 |  |  | (OP) Operating
13781 | Northern States Power Co - Minnesota | 58579 | Laverne Battery | IPP Non-CHP | MN | 1 | 1 | Batteries | MWH | BA | 1 | 2013 |  |  | (OP) Operating
58539 | Pheasant Run Wind LLC | 58580 | Pheasant Run Wind LLC | IPP Non-CHP | MI | 1 | 74.8 | Onshore Wind Turbine | WND | WT | 12 | 2013 |  |  | (OP) Operating
58540 | California PV Energy LLC | 58581 | Oltmans SCE at Champagne | IPP Non-CHP | CA | 1 | 1 | Solar Photovoltaic | SUN | PV | 12 | 2013 |  |  | (OP) Operating
58540 | California PV Energy LLC | 58582 | Oltmans SCE at Jurupa | IPP Non-CHP | CA | 1 | 1.5 | Solar Photovoltaic | SUN | PV | 12 | 2013 |  |  | (OP) Operating
58541 | Forbes Street Solar, LLC | 58583 | Forbes Street Solar | IPP Non-CHP | RI | FSS1 | 3 | Solar Photovoltaic | SUN | PV | 12 | 2013 |  |  | (OP) Operating
58542 | Trustees of Princeton University | 58584 | Princeton University Cogeneration | Commercial CHP | NJ | GT1 | 15.5 | Natural Gas Fired Combustion Turbine | NG | GT | 10 | 1996 |  |  | (OP) Operating
58542 | Trustees of Princeton University | 58584 | Princeton University Cogeneration | Commercial CHP | NJ | PV1 | 4.5 | Solar Photovoltaic | SUN | PV | 10 | 2012 |  |  | (OP) Operating
58544 | Sierra Nevada Brewing Co | 58585 | Sierra Nevada Brewing Co | Industrial Non-CHP | CA | SOLR | 1.4 | Solar Photovoltaic | SUN | PV | 9 | 2007 |  |  | (OP) Operating
57313 | SolarCity Corporation | 58586 | Town of East Bridgewater | IPP Non-CHP | MA | 1 | 2 | Solar Photovoltaic | SUN | PV | 6 | 2013 |  |  | (OP) Operating
58545 | Tuscola Wind II LLC | 58587 | Tuscola Wind II LLC | IPP Non-CHP | MI | 1 | 100.3 | Onshore Wind Turbine | WND | WT | 11 | 2013 |  |  | (OP) Operating
57081 | Washington Gas Energy Systems, Inc. | 58588 | Sue Cleveland High School | IPP Non-CHP | NM | SCHS | 1 | Solar Photovoltaic | SUN | PV | 11 | 2013 |  |  | (OP) Operating
57081 | Washington Gas Energy Systems, Inc. | 58589 | Rio Rancho High School | IPP Non-CHP | NM | RRHS | 1 | Solar Photovoltaic | SUN | PV | 11 | 2013 |  |  | (OP) Operating
58546 | Cascade Solar LLC | 58590 | Cascade Solar | IPP Non-CHP | CA | 1 | 18.5 | Solar Photovoltaic | SUN | PV | 1 | 2014 |  |  | (OP) Operating
58547 | Port of Tillamook Bay | 58591 | POTB Digester | Electric Utility | OR | GEN1 | 1 | Other Waste Biomass | OBG | IC | 11 | 2013 |  |  | (OP) Operating
17650 | Southern Power Co | 58592 | Solar Gen 2 | IPP Non-CHP | CA | ALHM | 50 | Solar Photovoltaic | SUN | PV | 11 | 2014 |  |  | (OP) Operating
17650 | Southern Power Co | 58592 | Solar Gen 2 | IPP Non-CHP | CA | ARK | 50 | Solar Photovoltaic | SUN | PV | 11 | 2014 |  |  | (OP) Operating
17650 | Southern Power Co | 58592 | Solar Gen 2 | IPP Non-CHP | CA | SONR | 50 | Solar Photovoltaic | SUN | PV | 11 | 2014 |  |  | (OP) Operating
58548 | State of CA DGS BPM | 58593 | DGS Central Utility Plant | Commercial CHP | CA | BS1 | 0.6 | Petroleum Liquids | DFO | IC | 12 | 2010 |  |  | (SB) Standby/Backup: available for service but not normally used
58548 | State of CA DGS BPM | 58593 | DGS Central Utility Plant | Commercial CHP | CA | EM1 | 0.4 | Petroleum Liquids | DFO | IC | 12 | 2010 |  |  | (SB) Standby/Backup: available for service but not normally used
58548 | State of CA DGS BPM | 58593 | DGS Central Utility Plant | Commercial CHP | CA | STG | 2.9 | Natural Gas Steam Turbine | NG | ST | 12 | 2010 |  |  | (SB) Standby/Backup: available for service but not normally used
58551 | Steele Flats Wind Project LLC | 58594 | Steele Flats Wind Project LLC | IPP Non-CHP | NE | 1 | 74.8 | Onshore Wind Turbine | WND | WT | 10 | 2013 |  |  | (OP) Operating
58550 | Indeck Energy-Alexandria, LLC | 58595 | Indeck Energy-Alexandria | IPP Non-CHP | NH | GEN1 | 15.2 | Wood/Wood Waste Biomass | WDS | ST | 11 | 2008 |  |  | (OP) Operating
56215 | E ON Climate Renewables N America LLC | 58596 | Grandview Wind Farm, LLC | IPP Non-CHP | TX | GRVWI | 200.6 | Onshore Wind Turbine | WND | WT | 12 | 2014 |  |  | (OP) Operating
58555 | The University of Utah | 58597 | HTW Plant 303 COGEN | Commercial CHP | UT | CGN1 | 5.6 | Natural Gas Fired Combustion Turbine | NG | GT | 8 | 2008 |  |  | (OP) Operating
59155 | First Wind O&M, LLC | 58598 | Beryl Solar Plant | IPP Non-CHP | UT | BSP1 | 3 | Solar Photovoltaic | SUN | PV | 8 | 2015 |  |  | (OP) Operating
59155 | First Wind O&M, LLC | 58601 | Milford Flat Solar Plant | IPP Non-CHP | UT | MFSP1 | 3 | Solar Photovoltaic | SUN | PV | 7 | 2015 |  |  | (OP) Operating
59155 | First Wind O&M, LLC | 58602 | Laho Solar Plant | IPP Non-CHP | UT | LSP1 | 3 | Solar Photovoltaic | SUN | PV | 7 | 2015 |  |  | (OP) Operating
59155 | First Wind O&M, LLC | 58604 | Granite Peak Solar Plant | IPP Non-CHP | UT | GPSP1 | 3 | Solar Photovoltaic | SUN | PV | 8 | 2015 |  |  | (OP) Operating
58563 | Isabella Fish Flow Hydro Project LLC | 58606 | Isabella Fish Flow | IPP Non-CHP | CA | 1 | 0.8 | Conventional Hydroelectric | WAT | HY | 12 | 2013 |  |  | (OP) Operating
58564 | Paramount Group Inc | 58607 | One Market Plaza | Commercial CHP | CA | 1 | 0.5 | Natural Gas Internal Combustion Engine | NG | IC | 12 | 2003 |  |  | (OP) Operating
58564 | Paramount Group Inc | 58607 | One Market Plaza | Commercial CHP | CA | 2 | 0.5 | Natural Gas Internal Combustion Engine | NG | IC | 12 | 2003 |  |  | (OP) Operating
58564 | Paramount Group Inc | 58607 | One Market Plaza | Commercial CHP | CA | 3 | 0.5 | Natural Gas Internal Combustion Engine | NG | IC | 12 | 2003 |  |  | (OP) Operating
58565 | Saddleback Ridge Wind, LLC | 58608 | Saddleback Ridge Wind Farm | IPP Non-CHP | ME | SRW1 | 34.2 | Onshore Wind Turbine | WND | WT | 9 | 2015 |  |  | (OP) Operating
58661 | Sustainable Power Group, LLC | 58609 | Industry Solar Power Generation Station 1 LLC | IPP Non-CHP | CA | ISP1 | 1.5 | Solar Photovoltaic | SUN | PV | 12 | 2013 |  |  | (OP) Operating
58661 | Sustainable Power Group, LLC | 58610 | Navajo Solar Power Generation Station 1 LLC | IPP Non-CHP | CA | NSP1 | 1.5 | Solar Photovoltaic | SUN | PV | 12 | 2013 |  |  | (OP) Operating
58661 | Sustainable Power Group, LLC | 58611 | Powhatan Solar Power Generation Station 1 LLC | IPP Non-CHP | CA | 1 | 1.5 | Solar Photovoltaic | SUN | PV | 12 | 2013 |  |  | (OP) Operating
58661 | Sustainable Power Group, LLC | 58612 | Otoe Solar Power Generation Station 1 LLC | IPP Non-CHP | CA | 1 | 1.5 | Solar Photovoltaic | SUN | PV | 12 | 2013 |  |  | (OP) Operating
58566 | Abengoa Bioenergy Biomass of Kansas | 58613 | ABBK Biomass Plant | Industrial CHP | KS | STG | 6 | Other Waste Biomass | OBS | ST | 12 | 2013 |  |  | (OP) Operating
58567 | Blue Renewable Energy IMS, LLC | 58615 | Indianapolis Motor Speedway Solar PV | IPP Non-CHP | IN | IMS | 9 | Solar Photovoltaic | SUN | PV | 6 | 2014 |  |  | (OP) Operating
58568 | Westlands Solar Farms, LLC | 58616 | Westlands Solar PV Farm | IPP Non-CHP | CA | WSF1 | 18 | Solar Photovoltaic | SUN | PV | 2 | 2014 |  |  | (OP) Operating
58569 | City of Rochester | 58617 | Water Reclamation Plant | Commercial CHP | MN | GEN1 | 0.3 | Other Waste Biomass | OBG | IC | 3 | 2003 |  |  | (OP) Operating
58569 | City of Rochester | 58617 | Water Reclamation Plant | Commercial CHP | MN | GEN2 | 0.3 | Other Waste Biomass | OBG | IC | 8 | 2008 |  |  | (OP) Operating
58570 | CF Gainesville Owner One LLC | 58618 | Butler Plaza | IPP Non-CHP | FL | 1 | 1.2 | Solar Photovoltaic | SUN | PV | 12 | 2010 |  |  | (OP) Operating
58573 | Transamerica Pyramid Properties LLC | 58619 | Transamerica Pyramid | Commercial CHP | CA | 1 | 0.5 | Natural Gas Internal Combustion Engine | NG | IC | 7 | 2007 |  |  | (OP) Operating
58573 | Transamerica Pyramid Properties LLC | 58619 | Transamerica Pyramid | Commercial CHP | CA | 2 | 0.5 | Natural Gas Internal Combustion Engine | NG | IC | 7 | 2007 |  |  | (OP) Operating
58575 | Sol Orchard Imperial 1, LLC | 58621 | Sol Orchard El Centro PV | IPP Non-CHP | CA | ECPV | 20 | Solar Photovoltaic | SUN | PV | 10 | 2013 |  |  | (OP) Operating
58577 | Northern Colorado Water Conservancy District | 58622 | Carter Hydro | Commercial Non-CHP | CO | 1 | 1.3 | Conventional Hydroelectric | WAT | HY | 6 | 2012 |  |  | (OP) Operating
58577 | Northern Colorado Water Conservancy District | 58622 | Carter Hydro | Commercial Non-CHP | CO | 2 | 1.3 | Conventional Hydroelectric | WAT | HY | 6 | 2012 |  |  | (OP) Operating
58578 | PPS Berkshire Solar LLC | 58624 | Berkshire 1 | IPP Non-CHP | MA | BER1 | 1.8 | Solar Photovoltaic | SUN | PV | 12 | 2011 |  |  | (OP) Operating
58549 | County of Alameda GSA | 58625 | Santa Rita Jail | IPP Non-CHP | CA | SRJBA | 2 | Batteries | MWH | BA | 7 | 2012 |  |  | (OP) Operating
58579 | Silverado Power | 58626 | Western Antelope Blue Sky Ranch A | IPP Non-CHP | CA | WABSA | 20 | Solar Photovoltaic | SUN | PV | 11 | 2014 |  |  | (OP) Operating
58580 | Simon Solar Farm LLC | 58628 | Simon Solar Farm LLC | IPP Non-CHP | GA | SRSSF | 30 | Solar Photovoltaic | SUN | PV | 11 | 2013 |  |  | (OP) Operating
58581 | Lightning Dock Geothermal HI-01, LLC | 58629 | Lightning Dock Geothermal HI-01, LLC | IPP Non-CHP | NM | PB01 | 0.4 | Geothermal | GEO | BT | 12 | 2013 |  |  | (OP) Operating
58581 | Lightning Dock Geothermal HI-01, LLC | 58629 | Lightning Dock Geothermal HI-01, LLC | IPP Non-CHP | NM | PB02 | 0.4 | Geothermal | GEO | BT | 12 | 2013 |  |  | (OP) Operating
58581 | Lightning Dock Geothermal HI-01, LLC | 58629 | Lightning Dock Geothermal HI-01, LLC | IPP Non-CHP | NM | PB03 | 0.4 | Geothermal | GEO | BT | 12 | 2013 |  |  | (OP) Operating
58581 | Lightning Dock Geothermal HI-01, LLC | 58629 | Lightning Dock Geothermal HI-01, LLC | IPP Non-CHP | NM | PB04 | 0.4 | Geothermal | GEO | BT | 12 | 2013 |  |  | (OP) Operating
58582 | RP Wind LLC | 58630 | RP Wind | IPP Non-CHP | OH | RPOH | 3.4 | Onshore Wind Turbine | WND | WT | 12 | 2013 |  |  | (OP) Operating
57313 | SolarCity Corporation | 58631 | Queen Anne's County | IPP Non-CHP | MD | 1 | 2 | Solar Photovoltaic | SUN | PV | 12 | 2013 |  |  | (OP) Operating
57313 | SolarCity Corporation | 58632 | Actus Lend Lease DMAFB | IPP Non-CHP | AZ | 1 | 3 | Solar Photovoltaic | SUN | PV | 12 | 2009 |  |  | (OP) Operating
57313 | SolarCity Corporation | 58633 | Monterey Regional Water Pollution Control Agency | IPP Non-CHP | CA | 1 | 1 | Solar Photovoltaic | SUN | PV | 12 | 2010 |  |  | (OP) Operating
57313 | SolarCity Corporation | 58634 | Lancaster Baptist Church | IPP Non-CHP | CA | 1 | 1 | Solar Photovoltaic | SUN | PV | 12 | 2011 |  |  | (OP) Operating
58583 | Museum of Science and Industry | 58635 | Museum of Science and Industry | Commercial CHP | IL | COGEN | 1.7 | Natural Gas Internal Combustion Engine | NG | IC | 4 | 2003 |  |  | (OP) Operating
57313 | SolarCity Corporation | 58636 | Sacramento Fairbain Water Treatment Plant | IPP Non-CHP | CA | 1 | 1 | Solar Photovoltaic | SUN | PV | 2 | 2013 |  |  | (OP) Operating
10071 | Kauai Island Utility Cooperative | 58639 | KRS I Anahola Solar | Electric Utility | HI | ANAPV | 12 | Solar Photovoltaic | SUN | PV | 8 | 2015 |  |  | (OP) Operating
10071 | Kauai Island Utility Cooperative | 58640 | KRS II Koloa Solar | Electric Utility | HI | KOLPV | 12 | Solar Photovoltaic | SUN | PV | 8 | 2014 |  |  | (OP) Operating
58593 | Sequoia PV 1 LLC | 58642 | Tulare 1 and 2 | IPP Non-CHP | CA | 1 | 1.5 | Solar Photovoltaic | SUN | PV | 1 | 2014 |  |  | (OP) Operating
58593 | Sequoia PV 1 LLC | 58642 | Tulare 1 and 2 | IPP Non-CHP | CA | 2 | 1.5 | Solar Photovoltaic | SUN | PV | 1 | 2014 |  |  | (OP) Operating
58594 | Rockford Solar Partners | 58643 | Rockford Solar Farm | IPP Non-CHP | IL | 1 | 2.6 | Solar Photovoltaic | SUN | PV | 10 | 2012 |  |  | (OP) Operating
57365 | Consolidated Edison Solutions Inc | 58647 | Port Richmond WWT Solar | IPP Non-CHP | NY | 1 | 1 | Solar Photovoltaic | SUN | PV | 7 | 2015 |  |  | (OP) Operating
58595 | INEOS New Planet BioEnergy | 58648 | Indian River BioEnergy Center | Industrial Non-CHP | FL | ST803 | 6.4 | Other Waste Biomass | OBG | ST | 9 | 2013 |  |  | (OP) Operating
58598 | Mass Solar, LLC | 58650 | North Brookfield | IPP Non-CHP | MA | PV1 | 3 | Solar Photovoltaic | SUN | PV | 6 | 2014 |  |  | (OP) Operating
58596 | Hanwha Q CELLS USA | 58651 | Kalaeloa Renewable Energy Park | IPP Non-CHP | HI | KREP | 5 | Solar Photovoltaic | SUN | PV | 1 | 2014 |  |  | (OP) Operating
58590 | SEDC Jersey Gardens Owner LLC | 58653 | Jersey Gardens Phase 1 | IPP Non-CHP | NJ | 1 | 1.7 | Solar Photovoltaic | SUN | PV | 12 | 2011 |  |  | (OP) Operating
58591 | CF Jersey Gardens Owner Two LLC | 58654 | Jersey Gardens Phase 2 | IPP Non-CHP | NJ | 1 | 2.3 | Solar Photovoltaic | SUN | PV | 2 | 2012 |  |  | (OP) Operating
58604 | US Air Force | 58661 | Cape Cod Air Force Station - 6 SWS | Commercial Non-CHP | MA | GE-3 | 1.7 | Onshore Wind Turbine | WND | WT | 1 | 2014 |  |  | (OP) Operating
58604 | US Air Force | 58661 | Cape Cod Air Force Station - 6 SWS | Commercial Non-CHP | MA | GE-4 | 1.7 | Onshore Wind Turbine | WND | WT | 1 | 2014 |  |  | (OP) Operating
58605 | Holsum Elm Dairy | 58663 | Holsum Elm Dairy | Industrial CHP | WI | GEN1 | 0.6 | Other Waste Biomass | OBG | IC | 10 | 2006 |  |  | (OP) Operating
58605 | Holsum Elm Dairy | 58663 | Holsum Elm Dairy | Industrial CHP | WI | GEN2 | 0.6 | Other Waste Biomass | OBG | IC | 10 | 2006 |  |  | (OP) Operating
58607 | Frito Lay Incorporated Dayville | 58664 | Frito Lay Incorporated | Industrial Non-CHP | CT | COGEN | 3.6 | Natural Gas Fired Combustion Turbine | NG | GT | 3 | 2009 |  |  | (OP) Operating
58610 | Celina Solar Project #1, LLC | 58665 | Celina Solar Project #1, LLC | IPP Non-CHP | OH | CSP1 | 4 | Solar Photovoltaic | SUN | PV | 12 | 2012 |  |  | (OP) Operating
59372 | Biscoe Solar, LLC | 58667 | Biscoe Solar LLC | IPP Non-CHP | NC | BISCO | 5 | Solar Photovoltaic | SUN | PV | 9 | 2014 |  |  | (OP) Operating
58477 | O2energies, Inc. | 58668 | Rockwell Solar LLC | IPP Non-CHP | NC | ROCKW | 3.5 | Solar Photovoltaic | SUN | PV | 12 | 2014 |  |  | (OP) Operating
59374 | Selma Solar, LLC | 58669 | Selma Solar LLC | IPP Non-CHP | NC | SELMA | 5 | Solar Photovoltaic | SUN | PV | 9 | 2014 |  |  | (OP) Operating
59375 | Turkey Branch Solar, LLC | 58670 | Turkey Branch Solar LLC | IPP Non-CHP | NC | TURKY | 5 | Solar Photovoltaic | SUN | PV | 9 | 2014 |  |  | (OP) Operating
58477 | O2energies, Inc. | 58674 | Cirrus Solar LLC | IPP Non-CHP | NC | CIRRU | 5 | Solar Photovoltaic | SUN | PV | 12 | 2014 |  |  | (OP) Operating
58477 | O2energies, Inc. | 58675 | Chocowinity Solar LLC | IPP Non-CHP | NC | CHOCO | 5 | Solar Photovoltaic | SUN | PV | 12 | 2014 |  |  | (OP) Operating
58611 | Forest City Sustainable Resources Pearl City LLC | 58676 | Pearl City Peninsula Solar Park | IPP Non-CHP | HI | PCPPV | 1 | Solar Photovoltaic | SUN | PV | 11 | 2012 |  |  | (OP) Operating
49893 | Invenergy Services LLC | 58677 | Gratiot County Wind LLC | IPP Non-CHP | MI | 1 | 110.4 | Onshore Wind Turbine | WND | WT | 5 | 2012 |  |  | (OP) Operating
5914 | Erie Boulevard Hydropower LP | 58678 | Oswegatchie | IPP Non-CHP | NY | 1 | 0.8 | Conventional Hydroelectric | WAT | HY | 8 | 2002 |  |  | (OP) Operating
5914 | Erie Boulevard Hydropower LP | 58678 | Oswegatchie | IPP Non-CHP | NY | 2 | 0.8 | Conventional Hydroelectric | WAT | HY | 8 | 2002 |  |  | (OP) Operating
5914 | Erie Boulevard Hydropower LP | 58679 | Upper Newton Falls | IPP Non-CHP | NY | 2 | 0.6 | Conventional Hydroelectric | WAT | HY | 1 | 1927 |  |  | (OP) Operating
5914 | Erie Boulevard Hydropower LP | 58679 | Upper Newton Falls | IPP Non-CHP | NY | 3 | 0.6 | Conventional Hydroelectric | WAT | HY | 1 | 1927 |  |  | (OP) Operating
5914 | Erie Boulevard Hydropower LP | 58679 | Upper Newton Falls | IPP Non-CHP | NY | 4 | 0.2 | Conventional Hydroelectric | WAT | HY | 1 | 1927 |  |  | (OP) Operating
58598 | Mass Solar, LLC | 58680 | Braley Road 2 | IPP Non-CHP | MA | PV1 | 2.7 | Solar Photovoltaic | SUN | PV | 3 | 2015 |  |  | (OP) Operating
59155 | First Wind O&M, LLC | 58681 | Route 66 Wind Plant | IPP Non-CHP | TX | RT661 | 150 | Onshore Wind Turbine | WND | WT | 8 | 2015 |  |  | (OP) Operating
58598 | Mass Solar, LLC | 58682 | Dartmouth | IPP Non-CHP | MA | PV1 | 6.3 | Solar Photovoltaic | SUN | PV | 4 | 2014 |  |  | (OP) Operating
59380 | Enel Green Power NA, Inc. | 58683 | Osage Wind, LLC | IPP Non-CHP | OK | 1 | 150.4 | Onshore Wind Turbine | WND | WT | 6 | 2015 |  |  | (OP) Operating
58684 | Hop Bottom Energy LLC | 58684 | Kapolei Solar Energy Park | IPP Non-CHP | HI | KSEPV | 1 | Solar Photovoltaic | SUN | PV | 2 | 2012 |  |  | (OP) Operating
58617 | Mahoning Creek Hydroelectric Company LLC | 58685 | Mahoning Creek Hydroelectric Project | IPP Non-CHP | PA | 8107 | 6.7 | Conventional Hydroelectric | WAT | HY | 12 | 2013 |  |  | (OP) Operating
58618 | Finley BioEnergy LLC | 58687 | Finley Buttes Landfill Gas | IPP Non-CHP | OR | GEN1 | 1.6 | Landfill Gas | LFG | IC | 12 | 2007 |  |  | (OP) Operating
58618 | Finley BioEnergy LLC | 58687 | Finley Buttes Landfill Gas | IPP Non-CHP | OR | GEN2 | 1.6 | Landfill Gas | LFG | IC | 12 | 2007 |  |  | (OP) Operating
58618 | Finley BioEnergy LLC | 58687 | Finley Buttes Landfill Gas | IPP Non-CHP | OR | GEN3 | 1.6 | Landfill Gas | LFG | IC | 12 | 2007 |  |  | (OP) Operating
58619 | BioFuels Washington LLC | 58688 | LRI LFGTE Facility | IPP Non-CHP | WA | A | 1.5 | Landfill Gas | LFG | IC | 11 | 2013 |  |  | (OP) Operating | [5 empty] | 0
58619 | BioFuels Washington LLC | 58688 | LRI LFGTE Facility | IPP Non-CHP | WA | B | 1.5 | Landfill Gas | LFG | IC | 11 | 2013 |  |  | (OP) Operating | [5 empty] | 0
58619 | BioFuels Washington LLC | 58688 | LRI LFGTE Facility | IPP Non-CHP | WA | C | 1.5 | Landfill Gas | LFG | IC | 11 | 2013 |  |  | (OP) Operating | [5 empty] | 0
58621 | SSA Solar of NM, LLC | 58689 | Blue Sky One | IPP Non-CHP | NM | 1 | 1.3 | Solar Photovoltaic | SUN | PV | 10 | 2012 |  |  | (OP) Operating
58627 | Puget Sound Hydro LLC | 58696 | Nooksack Hydro | IPP Non-CHP | WA | GEN1 | 2.8 | Conventional Hydroelectric | WAT | HY | 11 | 1906 |  |  | (OP) Operating
3046 | Duke Energy Progress - (NC) | 58697 | L V Sutton Combined Cycle | Electric Utility | NC | CA1 | 264 | Natural Gas Fired Combined Cycle | NG | CA | 11 | 2013 |  |  | (OP) Operating
3046 | Duke Energy Progress - (NC) | 58697 | L V Sutton Combined Cycle | Electric Utility | NC | CT1 | 179 | Natural Gas Fired Combined Cycle | NG | CT | 11 | 2013 |  |  | (OP) Operating
3046 | Duke Energy Progress - (NC) | 58697 | L V Sutton Combined Cycle | Electric Utility | NC | CT2 | 179 | Natural Gas Fired Combined Cycle | NG | CT | 11 | 2013 |  |  | (OP) Operating
58622 | Costco Wholesale | 58698 | Mira Loma | Commercial Non-CHP | CA | D960 | 1 | Solar Photovoltaic | SUN | PV | 11 | 2011 |  |  | (OP) Operating | [5 empty] | 0
58622 | Costco Wholesale | 58698 | Mira Loma | Commercial Non-CHP | CA | D9611 | 1.5 | Solar Photovoltaic | SUN | PV | 11 | 2011 |  |  | (OP) Operating | [5 empty] | 0
58622 | Costco Wholesale | 58698 | Mira Loma | Commercial Non-CHP | CA | D9612 | 0.5 | Solar Photovoltaic | SUN | PV | 11 | 2011 |  |  | (OP) Operating | [5 empty] | 0
58628 | ABEC Bidart-Old River LLC | 58699 | ABEC Bidart-Old River LLC | IPP CHP | CA | GEN 1 | 0.9 | All Other | OTH | IC | 12 | 2013 |  |  | (OP) Operating
58628 | ABEC Bidart-Old River LLC | 58699 | ABEC Bidart-Old River LLC | IPP CHP | CA | GEN 2 | 0.9 | All Other | OTH | IC | 12 | 2013 |  |  | (OP) Operating
58629 | TIG Sun Energy I LLC | 58700 | Colleton Solar Farm | IPP Non-CHP | SC | CS300 | 2.5 | Solar Photovoltaic | SUN | PV | 12 | 2013 |  |  | (OP) Operating
57369 | Apple, Inc | 58701 | Apple Data Center - PV2 | Commercial Non-CHP | NC | PV2 | 19.4 | Solar Photovoltaic | SUN | PV | 10 | 2013 |  |  | (OP) Operating
58639 | Axio Green LLC | 58702 | Axio Green LLC | IPP Non-CHP | MA | 1 | 2 | Solar Photovoltaic | SUN | PV | 6 | 2012 |  |  | (OP) Operating
58643 | Zeeland Farm Services | 58704 | Zeeland Farm Services | IPP Non-CHP | MI | CAT-1 | 1.4 | Other Waste Biomass | OBG | IC | 3 | 2006 |  |  | (OP) Operating
58643 | Zeeland Farm Services | 58704 | Zeeland Farm Services | IPP Non-CHP | MI | CAT-2 | 1.5 | Other Waste Biomass | OBG | IC | 8 | 2009 |  |  | (OP) Operating
57170 | EDF Renewable Asset Holdings, Inc. | 58706 | Allendale Biomass | IPP Non-CHP | SC | GEN1 | 18.8 | Wood/Wood Waste Biomass | WDS | ST | 11 | 2013 |  |  | (OP) Operating
57170 | EDF Renewable Asset Holdings, Inc. | 58707 | Dorchester Biomass | IPP Non-CHP | SC | GEN1 | 18.8 | Wood/Wood Waste Biomass | WDS | ST | 11 | 2013 |  |  | (OP) Operating
58649 | Solar Star Arizona II LLC | 58708 | Phoenix Airport East Economy Lot | Commercial Non-CHP | AZ | PAEEL | 1 | Solar Photovoltaic | SUN | PV | 12 | 2012 |  |  | (OP) Operating
58649 | Solar Star Arizona II LLC | 58709 | Phoenix Airport Rental Car Center | Commercial Non-CHP | AZ | PARCC | 1.4 | Solar Photovoltaic | SUN | PV | 12 | 2012 |  |  | (OP) Operating
59745 | First Solar Asset Management | 58710 | Barilla Solar | IPP Non-CHP | TX | BRLA | 30.2 | Solar Photovoltaic | SUN | PV | 6 | 2015 |  |  | (OP) Operating
17650 | Southern Power Co | 58711 | Lost Hills/Blackwell | IPP Non-CHP | CA | BLKW | 12 | Solar Photovoltaic | SUN | PV | 4 | 2015 |  |  | (OP) Operating
17650 | Southern Power Co | 58711 | Lost Hills/Blackwell | IPP Non-CHP | CA | LTHL | 20 | Solar Photovoltaic | SUN | PV | 4 | 2015 |  |  | (OP) Operating
57280 | Eagle Creek RE LLC | 58712 | Stevens Mills Hydroelectric Project | IPP Non-CHP | NH | 1G | 0.2 | Conventional Hydroelectric | WAT | HY | 1 | 1985 |  |  | (OP) Operating
57280 | Eagle Creek RE LLC | 58712 | Stevens Mills Hydroelectric Project | IPP Non-CHP | NH | 3G | 1.8 | Conventional Hydroelectric | WAT | HY | 1 | 1985 |  |  | (OP) Operating
17650 | Southern Power Co | 58713 | North Star Solar | IPP Non-CHP | CA | NSTR | 62.5 | Solar Photovoltaic | SUN | PV | 6 | 2015 |  |  | (OP) Operating
58489 | OCI Solar Power | 58716 | OCI Alamo 2, LLC | IPP Non-CHP | TX | 1 | 4.4 | Solar Photovoltaic | SUN | PV | 3 | 2014 |  |  | (OP) Operating
56769 | Consolidated Edison Development Inc. | 58717 | OCI Alamo 4, LLC | IPP Non-CHP | TX | 1 | 39.6 | Solar Photovoltaic | SUN | PV | 8 | 2014 |  |  | (OP) Operating
58654 | Orion Solar I LLC | 58718 | Orion Solar I | IPP Non-CHP | CA | PV1 | 12 | Solar Photovoltaic | SUN | PV | 4 | 2014 |  |  | (OP) Operating
5109 | DTE Electric Company | 58719 | Brookfield | Electric Utility | MI | WPH2 | 74.8 | Onshore Wind Turbine | WND | WT | 2 | 2014 |  |  | (OP) Operating
56545 | Pattern Operators LP | 58720 | Pattern Panhandle Wind 2 LLC | IPP Non-CHP | TX | 1 | 181.7 | Onshore Wind Turbine | WND | WT | 11 | 2014 |  |  | (OP) Operating
58655 | Orion Solar II, LLC | 58721 | Orion Solar II | IPP Non-CHP | CA | ORION | 8 | Solar Photovoltaic | SUN | PV | 6 | 2014 |  |  | (OP) Operating
58660 | GreenWhey Holdings | 58747 | GreenWhey Energy Inc | IPP CHP | WI | GEN1 | 1.6 | Other Waste Biomass | OBG | IC | 9 | 2013 |  |  | (OP) Operating
58660 | GreenWhey Holdings | 58747 | GreenWhey Energy Inc | IPP CHP | WI | GEN2 | 1.6 | Other Waste Biomass | OBG | IC | 9 | 2013 |  |  | (OP) Operating
58661 | Sustainable Power Group, LLC | 58748 | North Bay Solar 1 | Commercial Non-CHP | CA | NBWT | 1 | Solar Photovoltaic | SUN | PV | 8 | 2013 |  |  | (OP) Operating
57365 | Consolidated Edison Solutions Inc | 58749 | Tihonet Solar | IPP Non-CHP | MA | TSMA | 1 | Solar Photovoltaic | SUN | PV | 5 | 2014 |  |  | (OP) Operating
58579 | Silverado Power | 58750 | Lancaster Dry Farm Ranch B | IPP Non-CHP | CA | LDFRB | 5 | Solar Photovoltaic | SUN | PV | 11 | 2014 |  |  | (OP) Operating
58579 | Silverado Power | 58751 | Rodeo Solar C2 | IPP Non-CHP | CA | RSC2 | 1.5 | Solar Photovoltaic | SUN | PV | 5 | 2014 |  |  | (OP) Operating
58579 | Silverado Power | 58752 | Rodeo Solar D2 | IPP Non-CHP | CA | RSD2 | 1.5 | Solar Photovoltaic | SUN | PV | 5 | 2014 |  |  | (OP) Operating
58579 | Silverado Power | 58753 | Summer Solar A2 | IPP Non-CHP | CA | SSA2 | 1.5 | Solar Photovoltaic | SUN | PV | 6 | 2014 |  |  | (OP) Operating
58579 | Silverado Power | 58754 | Summer Solar B2 | IPP Non-CHP | CA | SSB2 | 1.5 | Solar Photovoltaic | SUN | PV | 6 | 2014 |  |  | (OP) Operating
58579 | Silverado Power | 58755 | Summer Solar C2 | IPP Non-CHP | CA | SSC2 | 1.5 | Solar Photovoltaic | SUN | PV | 6 | 2014 |  |  | (OP) Operating
58579 | Silverado Power | 58756 | Summer Solar D2 | IPP Non-CHP | CA | SSD2 | 1 | Solar Photovoltaic | SUN | PV | 7 | 2014 |  |  | (OP) Operating
58579 | Silverado Power | 58757 | Summer North Solar | IPP Non-CHP | CA | UE2 | 1.5 | Solar Photovoltaic | SUN | PV | 12 | 2014 |  |  | (OP) Operating
58579 | Silverado Power | 58757 | Summer North Solar | IPP Non-CHP | CA | UF2 | 2 | Solar Photovoltaic | SUN | PV | 12 | 2014 |  |  | (OP) Operating
58579 | Silverado Power | 58757 | Summer North Solar | IPP Non-CHP | CA | UG2 | 1.5 | Solar Photovoltaic | SUN | PV | 12 | 2014 |  |  | (OP) Operating
58579 | Silverado Power | 58757 | Summer North Solar | IPP Non-CHP | CA | UH2 | 1.5 | Solar Photovoltaic | SUN | PV | 12 | 2014 |  |  | (OP) Operating
58579 | Silverado Power | 58761 | Expressway Solar A | IPP Non-CHP | CA | EXSA | 2 | Solar Photovoltaic | SUN | PV | 5 | 2014 |  |  | (OP) Operating
58579 | Silverado Power | 58762 | Expressway Solar B | IPP Non-CHP | CA | EXSB | 2 | Solar Photovoltaic | SUN | PV | 5 | 2014 |  |  | (OP) Operating
58579 | Silverado Power | 58763 | Expressway Solar C2 | IPP Non-CHP | CA | EXSC2 | 1.5 | Solar Photovoltaic | SUN | PV | 11 | 2014 |  |  | (OP) Operating
49893 | Invenergy Services LLC | 58765 | Miami Wind Energy Center | IPP Non-CHP | TX | 1 | 288.6 | Onshore Wind Turbine | WND | WT | 8 | 2014 |  |  | (OP) Operating
49893 | Invenergy Services LLC | 58767 | Buckeye Wind Energy Center | IPP Non-CHP | KS | 1 | 205.7 | Onshore Wind Turbine | WND | WT | 8 | 2015 |  |  | (OP) Operating
49893 | Invenergy Services LLC | 58768 | Marsh Hill Wind Farm | IPP Non-CHP | NY | 1 | 16.2 | Onshore Wind Turbine | WND | WT | 11 | 2014 |  |  | (OP) Operating
49893 | Invenergy Services LLC | 58769 | Spring Canyon Expansion Wind Energy Ctr | IPP Non-CHP | CO | 1 | 34 | Onshore Wind Turbine | WND | WT | 10 | 2014 |  |  | (OP) Operating
49893 | Invenergy Services LLC | 58769 | Spring Canyon Expansion Wind Energy Ctr | IPP Non-CHP | CO | SCIII | 28.6 | Onshore Wind Turbine | WND | WT | 12 | 2014 |  |  | (OP) Operating
58596 | Hanwha Q CELLS USA | 58770 | Maywood Photovoltaic Project | IPP Non-CHP | IN | 1 | 8 | Solar Photovoltaic | SUN | PV | 3 | 2014 |  |  | (OP) Operating
57170 | EDF Renewable Asset Holdings, Inc. | 58772 | Longhorn Wind | IPP Non-CHP | TX | GEN1 | 200 | Onshore Wind Turbine | WND | WT | 5 | 2015 |  |  | (OP) Operating
57170 | EDF Renewable Asset Holdings, Inc. | 58773 | TX Hereford Wind | IPP Non-CHP | TX | GEN1 | 200 | Onshore Wind Turbine | WND | WT | 12 | 2014 |  |  | (OP) Operating
57170 | EDF Renewable Asset Holdings, Inc. | 58774 | Spinning Spur Wind II | IPP Non-CHP | TX | GEN1 | 161 | Onshore Wind Turbine | WND | WT | 7 | 2014 |  |  | (OP) Operating
57170 | EDF Renewable Asset Holdings, Inc. | 58775 | Spinning Spur Wind III | IPP Non-CHP | TX | GEN1 | 194 | Onshore Wind Turbine | WND | WT | 9 | 2015 |  |  | (OP) Operating
58675 | Delta-Montrose Electric Association | 58783 | South Canal Hydro-1 | IPP Non-CHP | CO | SC-1 | 3.8 | Conventional Hydroelectric | WAT | HY | 6 | 2013 |  |  | (OP) Operating
58675 | Delta-Montrose Electric Association | 58784 | South Canal Hydro-3 | IPP Non-CHP | CO | SC-3 | 3.3 | Conventional Hydroelectric | WAT | HY | 8 | 2013 |  |  | (OP) Operating
58677 | CD US Solar MT1 LLC | 58785 | Brentwood Solar | IPP Non-CHP | NY | BRT1 | 1 | Solar Photovoltaic | SUN | PV | 11 | 2011 |  |  | (OP) Operating
58677 | CD US Solar MT1 LLC | 58786 | Deer Park | IPP Non-CHP | NY | DRP1 | 2.5 | Solar Photovoltaic | SUN | PV | 12 | 2012 |  |  | (OP) Operating
58677 | CD US Solar MT1 LLC | 58787 | Dennison | IPP Non-CHP | NY | DNN1 | 2 | Solar Photovoltaic | SUN | PV | 4 | 2011 |  |  | (OP) Operating
58677 | CD US Solar MT1 LLC | 58788 | North County | IPP Non-CHP | NY | NRT1 | 1 | Solar Photovoltaic | SUN | PV | 4 | 2011 |  |  | (OP) Operating
58677 | CD US Solar MT1 LLC | 58789 | Riverhead | IPP Non-CHP | NY | RVH1 | 1.5 | Solar Photovoltaic | SUN | PV | 4 | 2011 |  |  | (OP) Operating
58677 | CD US Solar MT1 LLC | 58790 | Cohalan | IPP Non-CHP | NY | CLN1 | 2.5 | Solar Photovoltaic | SUN | PV | 9 | 2012 |  |  | (OP) Operating
58677 | CD US Solar MT1 LLC | 58790 | Cohalan | IPP Non-CHP | NY | CLN2 | 1.5 | Solar Photovoltaic | SUN | PV | 12 | 2012 |  |  | (OP) Operating
58682 | WR-TGC Solar Generation IV LLC | 58793 | JMB Mcguire-Dix-Lakehurst Solar Project | IPP Non-CHP | NJ | UCIV | 11.4 | Solar Photovoltaic | SUN | PV | 10 | 2013 |  |  | (OP) Operating
58681 | MSM Solar LLC | 58794 | Storrie Lake Solar Project | IPP Non-CHP | NM | MSMPV | 1.5 | Solar Photovoltaic | SUN | PV | 5 | 2014 |  |  | (OP) Operating
58661 | Sustainable Power Group, LLC | 58795 | Hobart Solar, LLC | IPP Non-CHP | IN | HS | 1 | Solar Photovoltaic | SUN | PV | 11 | 2012 |  |  | (OP) Operating
58661 | Sustainable Power Group, LLC | 58796 | Waterloo Solar, LLC | IPP Non-CHP | IN | WS | 1 | Solar Photovoltaic | SUN | PV | 1 | 2012 |  |  | (OP) Operating
58661 | Sustainable Power Group, LLC | 58797 | Valparaiso Solar, LLC | IPP Non-CHP | IN | VS | 1 | Solar Photovoltaic | SUN | PV | 12 | 2012 |  |  | (OP) Operating
58661 | Sustainable Power Group, LLC | 58798 | AC Criminal Courts Complex SPE2, LLC | Commercial Non-CHP | NJ | ACCCC | 1.3 | Solar Photovoltaic | SUN | PV | 12 | 2012 |  |  | (OP) Operating
58466 | SunEnergy1 | 58799 | Pamlico Partners Solar | IPP Non-CHP | NC | 1 | 5.5 | Solar Photovoltaic | SUN | PV | 12 | 2013 |  |  | (OP) Operating
58694 | Argand Energy Solutions, LLC | 58801 | Arba Solar, LLC | IPP Non-CHP | NC | INV1 | 0.5 | Solar Photovoltaic | SUN | PV | 6 | 2014 |  |  | (OP) Operating
58694 | Argand Energy Solutions, LLC | 58801 | Arba Solar, LLC | IPP Non-CHP | NC | INV2 | 0.5 | Solar Photovoltaic | SUN | PV | 6 | 2014 |  |  | (OP) Operating
58694 | Argand Energy Solutions, LLC | 58801 | Arba Solar, LLC | IPP Non-CHP | NC | INV3 | 0.5 | Solar Photovoltaic | SUN | PV | 6 | 2014 |  |  | (OP) Operating
58694 | Argand Energy Solutions, LLC | 58801 | Arba Solar, LLC | IPP Non-CHP | NC | INV4 | 0.5 | Solar Photovoltaic | SUN | PV | 6 | 2014 |  |  | (OP) Operating
58694 | Argand Energy Solutions, LLC | 58802 | Franklin Solar, LLC | IPP Non-CHP | NC | INV1 | 0.5 | Solar Photovoltaic | SUN | PV | 3 | 2013 |  |  | (OP) Operating
58694 | Argand Energy Solutions, LLC | 58802 | Franklin Solar, LLC | IPP Non-CHP | NC | INV2 | 0.5 | Solar Photovoltaic | SUN | PV | 3 | 2013 |  |  | (OP) Operating
58694 | Argand Energy Solutions, LLC | 58802 | Franklin Solar, LLC | IPP Non-CHP | NC | INV3 | 0.5 | Solar Photovoltaic | SUN | PV | 3 | 2013 |  |  | (OP) Operating
58694 | Argand Energy Solutions, LLC | 58802 | Franklin Solar, LLC | IPP Non-CHP | NC | INV4 | 0.5 | Solar Photovoltaic | SUN | PV | 3 | 2013 |  |  | (OP) Operating
59462 | Heelstone Energy Holdings, LLC | 58805 | Samarcand Solar Farm, LLC | IPP Non-CHP | NC | INV1 | 0.5 | Solar Photovoltaic | SUN | PV | 12 | 2014 |  |  | (OP) Operating
59462 | Heelstone Energy Holdings, LLC | 58805 | Samarcand Solar Farm, LLC | IPP Non-CHP | NC | INV10 | 0.5 | Solar Photovoltaic | SUN | PV | 12 | 2014 |  |  | (OP) Operating
59462 | Heelstone Energy Holdings, LLC | 58805 | Samarcand Solar Farm, LLC | IPP Non-CHP | NC | INV2 | 0.5 | Solar Photovoltaic | SUN | PV | 12 | 2014 |  |  | (OP) Operating
59462 | Heelstone Energy Holdings, LLC | 58805 | Samarcand Solar Farm, LLC | IPP Non-CHP | NC | INV3 | 0.5 | Solar Photovoltaic | SUN | PV | 12 | 2014 |  |  | (OP) Operating
59462 | Heelstone Energy Holdings, LLC | 58805 | Samarcand Solar Farm, LLC | IPP Non-CHP | NC | INV4 | 0.5 | Solar Photovoltaic | SUN | PV | 12 | 2014 |  |  | (OP) Operating
59462 | Heelstone Energy Holdings, LLC | 58805 | Samarcand Solar Farm, LLC | IPP Non-CHP | NC | INV5 | 0.5 | Solar Photovoltaic | SUN | PV | 12 | 2014 |  |  | (OP) Operating
59462 | Heelstone Energy Holdings, LLC | 58805 | Samarcand Solar Farm, LLC | IPP Non-CHP | NC | INV6 | 0.5 | Solar Photovoltaic | SUN | PV | 12 | 2014 |  |  | (OP) Operating
59462 | Heelstone Energy Holdings, LLC | 58805 | Samarcand Solar Farm, LLC | IPP Non-CHP | NC | INV7 | 0.5 | Solar Photovoltaic | SUN | PV | 12 | 2014 |  |  | (OP) Operating
59462 | Heelstone Energy Holdings, LLC | 58805 | Samarcand Solar Farm, LLC | IPP Non-CHP | NC | INV8 | 0.5 | Solar Photovoltaic | SUN | PV | 12 | 2014 |  |  | (OP) Operating
59462 | Heelstone Energy Holdings, LLC | 58805 | Samarcand Solar Farm, LLC | IPP Non-CHP | NC | INV9 | 0.5 | Solar Photovoltaic | SUN | PV | 12 | 2014 |  |  | (OP) Operating
59462 | Heelstone Energy Holdings, LLC | 58806 | Albemarle Solar Center LLC | IPP Non-CHP | NC | ASC1 | 5 | Solar Photovoltaic | SUN | PV | 12 | 2014 |  |  | (OP) Operating
59389 | Boseman Center Solar, LLC | 58807 | Boseman Solar Center LLC | IPP Non-CHP | NC | BSC1 | 5 | Solar Photovoltaic | SUN | PV | 12 | 2014 |  |  | (OP) Operating
59391 | Flemming Solar Center, LLC | 58808 | Flemming Solar Center LLC | IPP Non-CHP | NC | FSC1 | 5 | Solar Photovoltaic | SUN | PV | 12 | 2014 |  |  | (OP) Operating
59390 | Rams Horn Solar Center, LLC | 58810 | Rams Horn Solar Center LLC | IPP Non-CHP | NC | RHSC1 | 5 | Solar Photovoltaic | SUN | PV | 12 | 2014 |  |  | (OP) Operating
59392 | Upchurch Solar Center, LLC | 58812 | Upchurch Solar Center LLC | IPP Non-CHP | NC | USC1 | 5 | Solar Photovoltaic | SUN | PV | 12 | 2014 |  |  | (OP) Operating
58696 | Ignite Solar Holdings LLC | 58814 | Shasta Solar Farm | IPP Non-CHP | CA | GENA | 1.5 | Solar Photovoltaic | SUN | PV | 3 | 2014 |  |  | (OP) Operating
58696 | Ignite Solar Holdings LLC | 58814 | Shasta Solar Farm | IPP Non-CHP | CA | GENB | 1.5 | Solar Photovoltaic | SUN | PV | 3 | 2014 |  |  | (OP) Operating
58697 | UTS Project Company HNY-1 LLC | 58815 | Hilton NY Co Gen Plant | IPP CHP | NY | 1 | 1.8 | Natural Gas Internal Combustion Engine | NG | IC | 2 | 2013 |  |  | (OP) Operating
58699 | Millville City Sewer Auth WTP | 58822 | Millville City Sewer Auth WTP | Commercial Non-CHP | NJ | U1BB | 1 | Solar Photovoltaic | SUN | PV | 3 | 2013 |  |  | (OP) Operating
58699 | Millville City Sewer Auth WTP | 58822 | Millville City Sewer Auth WTP | Commercial Non-CHP | NJ | U2DB | 0.5 | Solar Photovoltaic | SUN | PV | 3 | 2013 |  |  | (OP) Operating
58700 | Port Arthur Steam Energy LP | 58823 | Port Arthur Steam Energy | IPP CHP | TX | STG | 5 | All Other | WH | ST | 9 | 2005 |  |  | (OP) Operating
59380 | Enel Green Power NA, Inc. | 58824 | Sheldon Solar | IPP Non-CHP | VT | I402 | 2.3 | Solar Photovoltaic | SUN | PV | 9 | 2013 |  |  | (OP) Operating
58701 | Maine Township High School Dist 207 | 58825 | MTHS Co-Gen Buildings | IPP CHP | IL | STH1 | 0.6 | Natural Gas Internal Combustion Engine | NG | IC | 1 | 1992 |  |  | (OP) Operating
58701 | Maine Township High School Dist 207 | 58825 | MTHS Co-Gen Buildings | IPP CHP | IL | STH2 | 0.6 | Natural Gas Internal Combustion Engine | NG | IC | 1 | 1992 |  |  | (OP) Operating
58702 | AES Energy Storage | 58826 | AES ES Tait | IPP Non-CHP | OH | TTES | 20 | Batteries | MWH | BA | 9 | 2013 |  |  | (OP) Operating
4254 | Consumers Energy Co | 58830 | Cross Winds Energy Park | Electric Utility | MI | CWEP | 21.8 | Onshore Wind Turbine | WND | WT | 12 | 2014 |  |  | (OP) Operating
58705 | Washington Gas Energy Systems | 58832 | Cogenra - TEP | IPP Non-CHP | AZ | CTEP | 1 | Solar Photovoltaic | SUN | PV | 7 | 2014 |  |  | (OP) Operating
59146 | Red Horse 2 | 58833 | Red Horse 2 | IPP Non-CHP | AZ | RH2S | 51 | Solar Photovoltaic | SUN | PV | 8 | 2015 |  |  | (OP) Operating
59146 | Red Horse 2 | 58833 | Red Horse 2 | IPP Non-CHP | AZ | RH2W | 30 | Onshore Wind Turbine | WND | WT | 8 | 2015 |  |  | (OP) Operating
58709 | Richland Center Renewable Energy LLC | 58834 | Richland Center Renewable Energy LLC | IPP CHP | WI | UNIT1 | 0.8 | Other Waste Biomass | OBG | IC | 3 | 2013 |  |  | (OP) Operating
58709 | Richland Center Renewable Energy LLC | 58834 | Richland Center Renewable Energy LLC | IPP CHP | WI | UNIT2 | 0.8 | Other Waste Biomass | OBG | IC | 3 | 2013 |  |  | (OP) Operating
7349 | Golden Spread Electric Cooperative, Inc | 58835 | Elk Station | Electric Utility | TX | ELK1 | 189 | Natural Gas Fired Combustion Turbine | NG | GT | 6 | 2015 |  |  | (OP) Operating
58710 | Lakeswind Power Partners | 58836 | Lakeswind Power Partners | IPP Non-CHP | MN | LW1 | 50 | Onshore Wind Turbine | WND | WT | 3 | 2014 | 3 | 2034 | (OP) Operating
58720 | Enbridge | 58838 | Keechi Wind | IPP Non-CHP | TX | KW1 | 110 | Onshore Wind Turbine | WND | WT | 1 | 2015 |  |  | (OP) Operating
58721 | Solar Sudbury One LF LLC | 58839 | Sudbury Landfill | IPP Non-CHP | MA | INV1 | 0.5 | Solar Photovoltaic | SUN | PV | 12 | 2013 |  |  | (OP) Operating
58721 | Solar Sudbury One LF LLC | 58839 | Sudbury Landfill | IPP Non-CHP | MA | INV2 | 0.3 | Solar Photovoltaic | SUN | PV | 12 | 2013 |  |  | (OP) Operating
58721 | Solar Sudbury One LF LLC | 58839 | Sudbury Landfill | IPP Non-CHP | MA | INV3 | 0.5 | Solar Photovoltaic | SUN | PV | 12 | 2013 |  |  | (OP) Operating
59462 | Heelstone Energy Holdings, LLC | 58840 | Kenansville Solar Farm, LLC | IPP Non-CHP | NC | INV1 | 0.5 | Solar Photovoltaic | SUN | PV | 12 | 2014 |  |  | (OP) Operating
59462 | Heelstone Energy Holdings, LLC | 58840 | Kenansville Solar Farm, LLC | IPP Non-CHP | NC | INV2 | 0.5 | Solar Photovoltaic | SUN | PV | 12 | 2014 |  |  | (OP) Operating
59462 | Heelstone Energy Holdings, LLC | 58840 | Kenansville Solar Farm, LLC | IPP Non-CHP | NC | INV3 | 0.5 | Solar Photovoltaic | SUN | PV | 12 | 2014 |  |  | (OP) Operating
59462 | Heelstone Energy Holdings, LLC | 58840 | Kenansville Solar Farm, LLC | IPP Non-CHP | NC | INV4 | 0.5 | Solar Photovoltaic | SUN | PV | 12 | 2014 |  |  | (OP) Operating
59462 | Heelstone Energy Holdings, LLC | 58840 | Kenansville Solar Farm, LLC | IPP Non-CHP | NC | INV5 | 0.5 | Solar Photovoltaic | SUN | PV | 12 | 2014 |  |  | (OP) Operating
59462 | Heelstone Energy Holdings, LLC | 58840 | Kenansville Solar Farm, LLC | IPP Non-CHP | NC | INV6 | 0.5 | Solar Photovoltaic | SUN | PV | 12 | 2014 |  |  | (OP) Operating
59462 | Heelstone Energy Holdings, LLC | 58840 | Kenansville Solar Farm, LLC | IPP Non-CHP | NC | INV7 | 0.5 | Solar Photovoltaic | SUN | PV | 12 | 2014 |  |  | (OP) Operating
59462 | Heelstone Energy Holdings, LLC | 58840 | Kenansville Solar Farm, LLC | IPP Non-CHP | NC | INV8 | 0.5 | Solar Photovoltaic | SUN | PV | 12 | 2014 |  |  | (OP) Operating
59462 | Heelstone Energy Holdings, LLC | 58840 | Kenansville Solar Farm, LLC | IPP Non-CHP | NC | INV9 | 0.5 | Solar Photovoltaic | SUN | PV | 12 | 2014 |  |  | (OP) Operating
58711 | Gato Montes Solar, LLC | 58842 | Gato Montes Solar, LLC | IPP Non-CHP | AZ | 1 | 5 | Solar Photovoltaic | SUN | PV | 12 | 2012 |  |  | (OP) Operating
58712 | Bethel Price Solar, LLC | 58843 | Bethel Price Solar, LLC | IPP Non-CHP | NC | 1 | 5 | Solar Photovoltaic | SUN | PV | 12 | 2014 |  |  | (OP) Operating
58713 | Dogwood Solar, LLC | 58844 | Dogwood Solar, LLC | IPP Non-CHP | NC | 1 | 20 | Solar Photovoltaic | SUN | PV | 11 | 2014 |  |  | (OP) Operating
58714 | Washington Airport Solar, LLC | 58845 | Washington Airport Solar LLC | IPP Non-CHP | NC | 1 | 5 | Solar Photovoltaic | SUN | PV | 2 | 2014 |  |  | (OP) Operating
58715 | Washington Millfield Solar, LLC | 58846 | Washington Millfield Solar, LLC | IPP Non-CHP | NC | 1 | 5 | Solar Photovoltaic | SUN | PV | 12 | 2013 |  |  | (OP) Operating
58716 | Windsor Cooper Hill Solar, LLC | 58847 | Windsor Cooper HIill Solar, LLC | IPP Non-CHP | NC | 1 | 5 | Solar Photovoltaic | SUN | PV | 8 | 2015 |  |  | (OP) Operating
58724 | Castalia Solar LLC | 58849 | Castalia Solar | IPP Non-CHP | NC | 1 | 2 | Solar Photovoltaic | SUN | PV | 6 | 2014 |  |  | (OP) Operating
58726 | Oakboro Farm LLC | 58851 | Oakboro Farm | IPP Non-CHP | NC | 1 | 5 | Solar Photovoltaic | SUN | PV | 9 | 2014 |  |  | (OP) Operating
58728 | McKenzie Farm LLC | 58853 | McKenzie Farm | IPP Non-CHP | NC | 1 | 5 | Solar Photovoltaic | SUN | PV | 12 | 2013 |  |  | (OP) Operating
58729 | Nash 58 Farm LLC | 58854 | Nash 58 Farm | IPP Non-CHP | NC | 1 | 5 | Solar Photovoltaic | SUN | PV | 11 | 2013 |  |  | (OP) Operating
58730 | Nash 64 Farm LLC | 58855 | Nash 64 Farm | IPP Non-CHP | NC | 1 | 5 | Solar Photovoltaic | SUN | PV | 8 | 2014 |  |  | (OP) Operating
58732 | Pate Farm LLC | 58856 | Pate Farm | IPP Non-CHP | NC | 1 | 5 | Solar Photovoltaic | SUN | PV | 11 | 2013 |  |  | (OP) Operating
58740 | Erwin Farm LLC | 58859 | Erwin Farm | IPP Non-CHP | NC | 1 | 5 | Solar Photovoltaic | SUN | PV | 9 | 2014 |  |  | (OP) Operating
58738 | Sigmon Catawba Farm LLC | 58861 | Sigmon Catawba Farm | IPP Non-CHP | NC | 1 | 5 | Solar Photovoltaic | SUN | PV | 6 | 2014 |  |  | (OP) Operating
58736 | Wagstaff Farm LLC | 58862 | Wagstaff Farm 1 | IPP Non-CHP | NC | 1 | 5 | Solar Photovoltaic | SUN | PV | 11 | 2013 |  |  | (OP) Operating
58735 | Waco Farm LLC | 58863 | Waco Farm | IPP Non-CHP | NC | 1 | 5 | Solar Photovoltaic | SUN | PV | 11 | 2013 |  |  | (OP) Operating
58748 | Clean Energy LLC | 58865 | Reventure Park | IPP CHP | NC | LFG | 1.9 | Landfill Gas | LFG | IC | 7 | 2014 |  |  | (OP) Operating
58748 | Clean Energy LLC | 58865 | Reventure Park | IPP CHP | NC | RNG | 1.6 | Landfill Gas | LFG | IC | 3 | 2015 |  |  | (OP) Operating
58743 | Garrell Solar Farm LLC | 58866 | Garrell Solar Farm | IPP Non-CHP | NC | 1 | 5 | Solar Photovoltaic | SUN | PV | 11 | 2013 |  |  | (OP) Operating
58744 | Angier Farm LLC | 58867 | Angier Farm | IPP Non-CHP | NC | 1 | 5 | Solar Photovoltaic | SUN | PV | 12 | 2013 |  |  | (OP) Operating
58745 | Blandenboro Farm LLC | 58868 | Bladenboro Farm | IPP Non-CHP | NC | 1 | 5 | Solar Photovoltaic | SUN | PV | 10 | 2013 |  |  | (OP) Operating
58749 | Rentech Nitrogen Pasadena LLC | 58870 | Rentech Nitrogen Pasadena Cogeneration | IPP CHP | TX | MG202 | 14 | All Other | WH | ST | 3 | 2015 |  |  | (OP) Operating
58750 | Berkley East Solar, LLC | 58871 | Berkley East Solar LLC | IPP Non-CHP | MA | 1 | 2.9 | Solar Photovoltaic | SUN | PV | 7 | 2013 |  |  | (OP) Operating
12647 | ALLETE, Inc. | 58872 | Bison 4 Wind Energy Center | Electric Utility | ND | BISO4 | 205 | Onshore Wind Turbine | WND | WT | 1 | 2015 |  |  | (OP) Operating
58756 | Albany Engineering Corporation | 58873 | Stuyvesant Falls | IPP Non-CHP | NY | UNIT1 | 2 | Conventional Hydroelectric | WAT | HY | 12 | 2012 |  |  | (OP) Operating
58756 | Albany Engineering Corporation | 58873 | Stuyvesant Falls | IPP Non-CHP | NY | UNIT2 | 2 | Conventional Hydroelectric | WAT | HY | 12 | 2012 |  |  | (OP) Operating
59462 | Heelstone Energy Holdings, LLC | 58874 | Dement Farm LLC | IPP Non-CHP | NC | DF1 | 4.9 | Solar Photovoltaic | SUN | PV | 8 | 2013 |  |  | (OP) Operating
15477 | Public Service Elec & Gas Co | 58877 | Kinsley Landfill Solar | Electric Utility | NJ | KINS | 8.6 | Solar Photovoltaic | SUN | PV | 1 | 2015 |  |  | (OP) Operating
59462 | Heelstone Energy Holdings, LLC | 58879 | Duplin Solar LLC | IPP Non-CHP | NC | DF | 4.9 | Solar Photovoltaic | SUN | PV | 12 | 2013 |  |  | (OP) Operating
59462 | Heelstone Energy Holdings, LLC | 58880 | North Carolina Solar III LLC | IPP Non-CHP | NC | NCIII | 4.9 | Solar Photovoltaic | SUN | PV | 12 | 2013 |  |  | (OP) Operating
58753 | Sunlight General Morris Solar LLC | 58881 | County College of Morris | Commercial Non-CHP | NJ | PV01 | 2.9 | Solar Photovoltaic | SUN | PV | 11 | 2013 |  |  | (OP) Operating
58754 | Sunlight General Mercer Solar LLC | 58882 | Mercer County Community College | Commercial Non-CHP | NJ | PV01 | 7.5 | Solar Photovoltaic | SUN | PV | 9 | 2013 |  |  | (OP) Operating
12341 | MidAmerican Energy Co | 58883 | Highland Wind Project (IA) | Electric Utility | IA | HLWF | 15.5 | Onshore Wind Turbine | WND | WT | 6 | 2015 |  |  | (OP) Operating
12341 | MidAmerican Energy Co | 58883 | Highland Wind Project (IA) | Electric Utility | IA | HLWF2 | 95.4 | Onshore Wind Turbine | WND | WT | 7 | 2015 |  |  | (OP) Operating
12341 | MidAmerican Energy Co | 58883 | Highland Wind Project (IA) | Electric Utility | IA | HLWF3 | 84.3 | Onshore Wind Turbine | WND | WT | 8 | 2015 |  |  | (OP) Operating
12341 | MidAmerican Energy Co | 58883 | Highland Wind Project (IA) | Electric Utility | IA | HLWF4 | 88.8 | Onshore Wind Turbine | WND | WT | 9 | 2015 |  |  | (OP) Operating
12341 | MidAmerican Energy Co | 58884 | Lundgren Wind Project | Electric Utility | IA | LGWF | 251 | Onshore Wind Turbine | WND | WT | 8 | 2014 |  |  | (OP) Operating
12341 | MidAmerican Energy Co | 58885 | Macksburg Wind Project | Electric Utility | IA | MBWF | 119.6 | Onshore Wind Turbine | WND | WT | 12 | 2014 |  |  | (OP) Operating
12341 | MidAmerican Energy Co | 58886 | Wellsburg Wind Project | Electric Utility | IA | WBWF | 140.8 | Onshore Wind Turbine | WND | WT | 12 | 2014 |  |  | (OP) Operating
58760 | FPC Services Inc. | 58887 | Com Adam 1WF-1 | IPP Non-CHP | IL | ADAM | 2.5 | Onshore Wind Turbine | WND | WT | 10 | 2007 |  |  | (OP) Operating
58760 | FPC Services Inc. | 58887 | Com Adam 1WF-1 | IPP Non-CHP | IL | EVE | 2.5 | Onshore Wind Turbine | WND | WT | 10 | 2007 |  |  | (OP) Operating
58759 | Perpetual Energy Systems | 58889 | ASTI | IPP Non-CHP | CA | ASTI | 1 | Solar Photovoltaic | SUN | PV | 2 | 2009 |  |  | (OP) Operating
58759 | Perpetual Energy Systems | 58890 | Beringer | IPP Non-CHP | CA | BERI | 1.1 | Solar Photovoltaic | SUN | PV | 1 | 2009 |  |  | (OP) Operating
57480 | Heritage Garden Wind Farm I LLC | 58891 | Big Turtle Wind Farm, LLC | IPP Non-CHP | MI | BTWF1 | 20 | Onshore Wind Turbine | WND | WT | 12 | 2014 |  |  | (OP) Operating
58764 | Origis Energy USA, Inc | 58892 | Camilla Solar Plant | IPP Non-CHP | GA | CMLA | 16 | Solar Photovoltaic | SUN | PV | 11 | 2013 |  |  | (OP) Operating
58764 | Origis Energy USA, Inc | 58893 | Camp Solar Plant | IPP Non-CHP | GA | CAMP | 2.4 | Solar Photovoltaic | SUN | PV | 12 | 2013 |  |  | (OP) Operating
58769 | Sunlight General Somerset Solar LLC | 58896 | Patriots Stadium | Commercial Non-CHP | NJ | PV01 | 1 | Solar Photovoltaic | SUN | PV | 9 | 2013 |  |  | (OP) Operating
58767 | Temple University | 58897 | Temple SEGF | Commercial Non-CHP | PA | 19G01 | 1.6 | Natural Gas Internal Combustion Engine | NG | IC | 5 | 1993 |  |  | (OP) Operating
58767 | Temple University | 58897 | Temple SEGF | Commercial Non-CHP | PA | 19G02 | 1.6 | Natural Gas Internal Combustion Engine | NG | IC | 5 | 1993 |  |  | (OP) Operating
58767 | Temple University | 58897 | Temple SEGF | Commercial Non-CHP | PA | 19G03 | 1.6 | Natural Gas Internal Combustion Engine | NG | IC | 5 | 1993 |  |  | (OP) Operating
58767 | Temple University | 58897 | Temple SEGF | Commercial Non-CHP | PA | 19G04 | 1.6 | Natural Gas Internal Combustion Engine | NG | IC | 5 | 1993 |  |  | (OP) Operating
58767 | Temple University | 58897 | Temple SEGF | Commercial Non-CHP | PA | 19G05 | 1.6 | Natural Gas Internal Combustion Engine | NG | IC | 5 | 1993 |  |  | (OP) Operating
58767 | Temple University | 58897 | Temple SEGF | Commercial Non-CHP | PA | 19G06 | 1.6 | Natural Gas Internal Combustion Engine | NG | IC | 5 | 1993 |  |  | (OP) Operating
58767 | Temple University | 58897 | Temple SEGF | Commercial Non-CHP | PA | 19G07 | 1.6 | Natural Gas Internal Combustion Engine | NG | IC | 5 | 1993 |  |  | (OP) Operating
58767 | Temple University | 58897 | Temple SEGF | Commercial Non-CHP | PA | 19G08 | 1.6 | Natural Gas Internal Combustion Engine | NG | IC | 5 | 1993 |  |  | (OP) Operating
58767 | Temple University | 58897 | Temple SEGF | Commercial Non-CHP | PA | 19G09 | 1.6 | Natural Gas Internal Combustion Engine | NG | IC | 5 | 1993 |  |  | (OP) Operating
58767 | Temple University | 58897 | Temple SEGF | Commercial Non-CHP | PA | 19G10 | 1.6 | Natural Gas Internal Combustion Engine | NG | IC | 5 | 1993 |  |  | (OP) Operating
57170 | EDF Renewable Asset Holdings, Inc. | 58898 | Pilot Hill Wind Farm | IPP Non-CHP | IL | K4-1 | 175 | Onshore Wind Turbine | WND | WT | 8 | 2015 |  |  | (OP) Operating
15473 | Public Service Co of NM | 58899 | Prosperity Energy Storage Facility | Electric Utility | NM | GEN-1 | 0.5 | Solar Photovoltaic | SUN | PV | 9 | 2011 |  |  | (OP) Operating
15473 | Public Service Co of NM | 58899 | Prosperity Energy Storage Facility | Electric Utility | NM | GEN-2 | 0.8 | Batteries | MWH | BA | 9 | 2011 |  |  | (OP) Operating
58770 | Balko Wind LLC | 58900 | Balko Wind LLC | IPP Non-CHP | OK | BAL1 | 299.7 | Onshore Wind Turbine | WND | WT | 8 | 2015 |  |  | (OP) Operating
58771 | Tri-County Water Conservancy District | 58901 | Tri-County Water Hydropower Project | IPP Non-CHP | CO | TCWG1 | 7.2 | Conventional Hydroelectric | WAT | HY | 4 | 2014 |  |  | (OP) Operating
58771 | Tri-County Water Conservancy District | 58901 | Tri-County Water Hydropower Project | IPP Non-CHP | CO | TCWG2 | 0.8 | Conventional Hydroelectric | WAT | HY | 4 | 2014 |  |  | (OP) Operating
58784 | Fourmile Wind Energy, LLC | 58904 | Fourmile Ridge | IPP Non-CHP | MD | 1 | 40 | Onshore Wind Turbine | WND | WT | 12 | 2014 |  |  | (OP) Operating
58775 | Sol Orchard San Diego 22 LLC | 58906 | Valley Center 1 | IPP Non-CHP | CA | VC1 | 2.5 | Solar Photovoltaic | SUN | PV | 12 | 2013 |  |  | (OP) Operating
58776 | Sol Orchard San Diego 23 LLC | 58907 | Valley Center 2 | IPP Non-CHP | CA | VC2 | 5 | Solar Photovoltaic | SUN | PV | 12 | 2013 |  |  | (OP) Operating
58785 | Beebe 1B Renewable Energy, LLC | 58908 | Beebe 1B | IPP Non-CHP | MI | 1 | 50.4 | Onshore Wind Turbine | WND | WT | 12 | 2014 |  |  | (OP) Operating
58786 | Sol Orchard San Diego 20 LLC | 58909 | Ramona 1 | IPP Non-CHP | CA | RAM1 | 2 | Solar Photovoltaic | SUN | PV | 12 | 2013 |  |  | (OP) Operating
58787 | Sol Orchard San Diego 21 LLC | 58911 | Ramona 2 | IPP Non-CHP | CA | RAM2 | 5 | Solar Photovoltaic | SUN | PV | 12 | 2013 |  |  | (OP) Operating
57104 | Golden Springs Development Company LLC | 58912 | Santa Fe Springs Rooftop Solar BLDG M | IPP Non-CHP | CA | 1 | 1.8 | Solar Photovoltaic | SUN | PV | 3 | 2015 |  |  | (OP) Operating
57104 | Golden Springs Development Company LLC | 58913 | Santa Fe Springs Rooftop Solar BLDG H | IPP Non-CHP | CA | 1 | 1.5 | Solar Photovoltaic | SUN | PV | 3 | 2015 |  |  | (OP) Operating
58789 | DOD USMC Marine Air Ground Combat | 58914 | MCAGCC Cogen Plant 1 | IPP CHP | CA | CG1 | 7 | Natural Gas Fired Combustion Turbine | NG | GT | 2 | 2003 |  |  | (OP) Operating
58790 | Copper Mountain Solar 3, LLC | 58915 | Copper Mountain Solar 3 | IPP Non-CHP | NV | 1 | 26 | Solar Photovoltaic | SUN | PV | 5 | 2014 |  |  | (OP) Operating
58790 | Copper Mountain Solar 3, LLC | 58915 | Copper Mountain Solar 3 | IPP Non-CHP | NV | 10 | 21 | Solar Photovoltaic | SUN | PV | 1 | 2015 |  |  | (OP) Operating
58790 | Copper Mountain Solar 3, LLC | 58915 | Copper Mountain Solar 3 | IPP Non-CHP | NV | 2 | 27 | Solar Photovoltaic | SUN | PV | 6 | 2014 |  |  | (OP) Operating
58790 | Copper Mountain Solar 3, LLC | 58915 | Copper Mountain Solar 3 | IPP Non-CHP | NV | 3 | 26 | Solar Photovoltaic | SUN | PV | 7 | 2014 |  |  | (OP) Operating
58790 | Copper Mountain Solar 3, LLC | 58915 | Copper Mountain Solar 3 | IPP Non-CHP | NV | 4 | 28 | Solar Photovoltaic | SUN | PV | 8 | 2014 |  |  | (OP) Operating
58790 | Copper Mountain Solar 3, LLC | 58915 | Copper Mountain Solar 3 | IPP Non-CHP | NV | 5 | 25 | Solar Photovoltaic | SUN | PV | 9 | 2014 |  |  | (OP) Operating
58790 | Copper Mountain Solar 3, LLC | 58915 | Copper Mountain Solar 3 | IPP Non-CHP | NV | 6 | 26 | Solar Photovoltaic | SUN | PV | 10 | 2014 |  |  | (OP) Operating
58790 | Copper Mountain Solar 3, LLC | 58915 | Copper Mountain Solar 3 | IPP Non-CHP | NV | 7 | 26 | Solar Photovoltaic | SUN | PV | 10 | 2014 |  |  | (OP) Operating
58790 | Copper Mountain Solar 3, LLC | 58915 | Copper Mountain Solar 3 | IPP Non-CHP | NV | 8 | 26 | Solar Photovoltaic | SUN | PV | 12 | 2014 |  |  | (OP) Operating
58790 | Copper Mountain Solar 3, LLC | 58915 | Copper Mountain Solar 3 | IPP Non-CHP | NV | 9 | 24 | Solar Photovoltaic | SUN | PV | 1 | 2015 |  |  | (OP) Operating
58789 | DOD USMC Marine Air Ground Combat | 58916 | MCAGCC Cogen Plant 2 | IPP Non-CHP | CA | CG100 | 4.6 | Natural Gas Fired Combustion Turbine | NG | GT | 4 | 2014 |  |  | (OP) Operating |  |  | 0 |  |  | 0
58789 | DOD USMC Marine Air Ground Combat | 58916 | MCAGCC Cogen Plant 2 | IPP Non-CHP | CA | CG200 | 2.5 | Natural Gas Fired Combustion Turbine | NG | GT | 4 | 2014 |  |  | (OP) Operating |  |  | 0 |  |  | 0
58661 | Sustainable Power Group, LLC | 58917 | Tioga Solar Morris County 1 LLC | Commercial Non-CHP | NJ | MMIR | 1 | Solar Photovoltaic | SUN | PV | 2 | 2011 |  |  | (OP) Operating
58791 | Pristine Sun LLC | 58918 | 2081 Terzian Solar Project | IPP Non-CHP | CA | 2081 | 1.2 | Solar Photovoltaic | SUN | PV | 2 | 2014 |  |  | (OP) Operating
58791 | Pristine Sun LLC | 58919 | 2127 Harris Solar Project | IPP Non-CHP | CA | 2127 | 1.3 | Solar Photovoltaic | SUN | PV | 4 | 2014 |  |  | (OP) Operating
58791 | Pristine Sun LLC | 58920 | 2097 Helton Solar Project | IPP Non-CHP | CA | 2097 | 1.5 | Solar Photovoltaic | SUN | PV | 4 | 2014 |  |  | (OP) Operating
58383 | CH4 Biogas LLC | 58921 | Napoleon Biogas | IPP Non-CHP | OH | GEN1 | 1.2 | Other Waste Biomass | OBG | IC | 12 | 2013 |  |  | (OP) Operating
58383 | CH4 Biogas LLC | 58921 | Napoleon Biogas | IPP Non-CHP | OH | GEN2 | 1.2 | Other Waste Biomass | OBG | IC | 12 | 2013 |  |  | (OP) Operating
58793 | Missouri University of Science and Technology | 58923 | Missouri S&T - Power Plant | IPP Non-CHP | MO | 1000 | 1 | Petroleum Liquids | DFO | IC | 12 | 1988 |  |  | (SB) Standby/Backup: available for service but not normally used
58795 | Hamilton Wind Energy LLC | 58927 | Story City Wind Project | IPP Non-CHP | IA | WT01 | 1.5 | Onshore Wind Turbine | WND | WT | 10 | 2010 |  |  | (OP) Operating
12286 | Melrose Public Utilities | 58929 | Melrose 2 | Electric Utility | MN | 12286 | 1 | Petroleum Liquids | DFO | IC | 3 | 2014 |  |  | (OP) Operating
58797 | Norsemen Wind Energy, LLC | 58932 | Traer Wind Project | IPP Non-CHP | IA | WT01 | 1.5 | Onshore Wind Turbine | WND | WT | 10 | 2010 |  |  | (OP) Operating
58801 | Integrys MA Solar, LLC | 58934 | Integrys MA Solar, LLC - Ashburnham Site | IPP Non-CHP | MA | ASH-R | 2.6 | Solar Photovoltaic | SUN | PV | 12 | 2013 |  |  | (OP) Operating
58801 | Integrys MA Solar, LLC | 58934 | Integrys MA Solar, LLC - Ashburnham Site | IPP Non-CHP | MA | ASH10 | 0.3 | Solar Photovoltaic | SUN | PV | 12 | 2013 |  |  | (OP) Operating
58800 | Cross Pollination Inc | 58935 | Open View Solar Farm | IPP Non-CHP | VT | PV | 1.9 | Solar Photovoltaic | SUN | PV | 9 | 2013 |  |  | (OP) Operating
58802 | Walpole Solar 2, LLC | 58936 | Walpole Solar 2 | IPP Non-CHP | MA | WLPL1 | 2.4 | Solar Photovoltaic | SUN | PV | 4 | 2014 |  |  | (OP) Operating
58803 | Gardner Solar 1, LLC | 58937 | Gardner Solar 1 | IPP Non-CHP | MA | GRDN1 | 2 | Solar Photovoltaic | SUN | PV | 5 | 2014 |  |  | (OP) Operating
59380 | Enel Green Power NA, Inc. | 58938 | Origin Wind | IPP Non-CHP | OK | WT | 150 | Onshore Wind Turbine | WND | WT | 11 | 2014 |  |  | (OP) Operating
57421 | BayWa r.e Wind LLC | 58939 | Anderson Wind I | IPP Non-CHP | NM | AND1 | 5 | Onshore Wind Turbine | WND | WT | 12 | 2014 |  |  | (OP) Operating
57421 | BayWa r.e Wind LLC | 58940 | Anderson Wind II | IPP Non-CHP | NM | AND2 | 10 | Onshore Wind Turbine | WND | WT | 12 | 2014 |  |  | (OP) Operating
58808 | Rockville Solar I LLC | 58942 | Rockville Solar I LLC | IPP Non-CHP | IN | RVSI | 2.8 | Solar Photovoltaic | SUN | PV | 4 | 2014 |  |  | (OP) Operating
59369 | HXOap Solar One, LLC | 58943 | Halifax | IPP Non-CHP | NC | 1 | 20 | Solar Photovoltaic | SUN | PV | 12 | 2014 |  |  | (OP) Operating
39347 | East Texas Electric Coop, Inc | 58944 | Woodville Renewable Power Project | Electric Utility | TX | G1 | 46.5 | Wood/Wood Waste Biomass | WDS | ST | 10 | 2014 |  |  | (OP) Operating
58809 | Simonds International | 58945 | Simonds | IPP CHP | MA | GEN 1 | 0.6 | Natural Gas Internal Combustion Engine | NG | IC | 12 | 2011 |  |  | (OP) Operating
58809 | Simonds International | 58945 | Simonds | IPP CHP | MA | GEN 2 | 0.6 | Natural Gas Internal Combustion Engine | NG | IC | 12 | 2011 |  |  | (OP) Operating
58809 | Simonds International | 58945 | Simonds | IPP CHP | MA | GEN 3 | 0.6 | Natural Gas Internal Combustion Engine | NG | IC | 12 | 2011 |  |  | (OP) Operating
58811 | Ameresco Dallas LLC | 58946 | Ameresco Dallas LLC | IPP Non-CHP | TX | ENG1 | 1.4 | Landfill Gas | LFG | IC | 2 | 2011 |  |  | (OP) Operating
58811 | Ameresco Dallas LLC | 58946 | Ameresco Dallas LLC | IPP Non-CHP | TX | ENG2 | 1.4 | Landfill Gas | LFG | IC | 2 | 2011 |  |  | (OP) Operating
58811 | Ameresco Dallas LLC | 58946 | Ameresco Dallas LLC | IPP Non-CHP | TX | ENG3 | 1.4 | Landfill Gas | LFG | IC | 2 | 2011 |  |  | (OP) Operating
2265 | Bristol-Myers Squibb Co | 58947 | Bristol Myers Squibb Lawrenceville | IPP Non-CHP | NJ | DG101 | 0.9 | Petroleum Liquids | DFO | IC | 1 | 1991 |  |  | (SB) Standby/Backup: available for service but not normally used
2265 | Bristol-Myers Squibb Co | 58947 | Bristol Myers Squibb Lawrenceville | IPP Non-CHP | NJ | TG101 | 4 | Natural Gas Fired Combustion Turbine | NG | GT | 4 | 1995 |  |  | (OP) Operating
2265 | Bristol-Myers Squibb Co | 58948 | Bristol Myers Squibb Wallingford | IPP Non-CHP | CT | DG12 | 0.8 | Petroleum Liquids | DFO | IC | 12 | 1987 |  |  | (SB) Standby/Backup: available for service but not normally used
2265 | Bristol-Myers Squibb Co | 58948 | Bristol Myers Squibb Wallingford | IPP Non-CHP | CT | DG3 | 1.8 | Petroleum Liquids | DFO | IC | 12 | 2002 |  |  | (SB) Standby/Backup: available for service but not normally used
2265 | Bristol-Myers Squibb Co | 58948 | Bristol Myers Squibb Wallingford | IPP Non-CHP | CT | SOL | 4.6 | Natural Gas Fired Combustion Turbine | NG | GT | 12 | 1998 |  |  | (OP) Operating
58812 | GLT Cloverdale Solar LLC | 58949 | Cloverdale Solar I | IPP Non-CHP | CA | TBD | 1.5 | Solar Photovoltaic | SUN | PV | 6 | 2014 |  |  | (OP) Operating
58816 | Dessie Solar Center LLC | 58952 | Dessie Solar Center LLC | IPP Non-CHP | NC | DESS | 4.8 | Solar Photovoltaic | SUN | PV | 11 | 2014 |  |  | (OP) Operating
58817 | Rockville Solar II, LLC | 58953 | Rockville Solar II, LLC | IPP Non-CHP | IN | RVSII | 2.7 | Solar Photovoltaic | SUN | PV | 8 | 2014 |  |  | (OP) Operating
57313 | SolarCity Corporation | 58954 | Intel Folsom Phase 2 | IPP Non-CHP | CA | PV | 1 | Solar Photovoltaic | SUN | PV | 10 | 2012 |  |  | (OP) Operating
58818 | BearPond Solar Center LLC | 58955 | BearPond Solar Center LLC | IPP Non-CHP | NC | BEAR | 4.8 | Solar Photovoltaic | SUN | PV | 12 | 2014 |  |  | (OP) Operating
58820 | Shankle Solar Center LLC | 58956 | Shankle Solar Center LLC | IPP Non-CHP | NC | SHAN | 4.8 | Solar Photovoltaic | SUN | PV | 1 | 2015 |  |  | (OP) Operating
58819 | Graham Solar Center LLC | 58957 | Graham Solar Center LLC | IPP Non-CHP | NC | GRAH | 4.8 | Solar Photovoltaic | SUN | PV | 12 | 2014 |  |  | (OP) Operating
58821 | Camelot Wind LLC | 58958 | Camelot Wind LLC | IPP Non-CHP | MA | CMLTW | 1.5 | Onshore Wind Turbine | WND | WT | 10 | 2012 |  |  | (OP) Operating
58822 | MC Power Companies Inc | 58959 | Butler Solar Power Project | IPP Non-CHP | MO | BSF1 | 2.8 | Solar Photovoltaic | SUN | PV | 3 | 2014 |  |  | (OP) Operating
58824 | City of Santa Rosa | 58960 | Subregional Water Reclamation Facility | Commercial CHP | CA | S200 | 1.1 | Other Waste Biomass | OBG | IC | 3 | 2013 |  |  | (OP) Operating
58824 | City of Santa Rosa | 58960 | Subregional Water Reclamation Facility | Commercial CHP | CA | S201 | 1.1 | Other Waste Biomass | OBG | IC | 3 | 2013 |  |  | (OP) Operating
58824 | City of Santa Rosa | 58960 | Subregional Water Reclamation Facility | Commercial CHP | CA | S202 | 1.1 | Other Waste Biomass | OBG | IC | 3 | 2013 |  |  | (OP) Operating
58824 | City of Santa Rosa | 58960 | Subregional Water Reclamation Facility | Commercial CHP | CA | S203 | 1.1 | Other Waste Biomass | OBG | IC | 3 | 2013 |  |  | (OP) Operating
57313 | SolarCity Corporation | 58961 | Oregon University System OIT Klamath Falls | IPP Non-CHP | OR | PV | 2 | Solar Photovoltaic | SUN | PV | 1 | 2014 |  |  | (OP) Operating
57313 | SolarCity Corporation | 58963 | Las Virgenes Municipal Water District | IPP Non-CHP | CA | PV | 1 | Solar Photovoltaic | SUN | PV | 2 | 2014 |  |  | (OP) Operating
58825 | WE 90 Technology Drive LLC | 58964 | Technology Drive Solar | IPP Non-CHP | VT | PV1 | 2 | Solar Photovoltaic | SUN | PV | 9 | 2014 |  |  | (OP) Operating
58827 | Fairfield Wind Master Tenant LLC | 58966 | Fairfield Wind | IPP Non-CHP | MT | T 1-6 | 10 | Onshore Wind Turbine | WND | WT | 5 | 2014 |  |  | (OP) Operating
58834 | CH4 Power Inc | 58967 | IDE 1 LLC | IPP Non-CHP | ID | UNIT1 | 0.8 | Other Waste Biomass | OBG | IC | 5 | 2012 |  |  | (OP) Operating
58834 | CH4 Power Inc | 58967 | IDE 1 LLC | IPP Non-CHP | ID | UNIT2 | 0.8 | Other Waste Biomass | OBG | IC | 5 | 2012 |  |  | (OP) Operating
58834 | CH4 Power Inc | 58967 | IDE 1 LLC | IPP Non-CHP | ID | UNIT3 | 0.8 | Other Waste Biomass | OBG | IC | 5 | 2012 |  |  | (OP) Operating
58834 | CH4 Power Inc | 58968 | IDE 2 LLC | IPP Non-CHP | ID | UNIT1 | 1.5 | Other Waste Biomass | OBG | IC | 11 | 2012 |  |  | (OP) Operating
58834 | CH4 Power Inc | 58968 | IDE 2 LLC | IPP Non-CHP | ID | UNIT2 | 1.5 | Other Waste Biomass | OBG | IC | 11 | 2012 |  |  | (OP) Operating
58834 | CH4 Power Inc | 58968 | IDE 2 LLC | IPP Non-CHP | ID | UNIT3 | 1.5 | Other Waste Biomass | OBG | IC | 11 | 2012 |  |  | (OP) Operating
58834 | CH4 Power Inc | 58969 | IDE 3 LLC | IPP Non-CHP | ID | UNIT1 | 0.8 | Other Waste Biomass | OBG | IC | 11 | 2012 |  |  | (OP) Operating
58834 | CH4 Power Inc | 58969 | IDE 3 LLC | IPP Non-CHP | ID | UNIT2 | 0.8 | Other Waste Biomass | OBG | IC | 11 | 2012 |  |  | (OP) Operating
58834 | CH4 Power Inc | 58970 | IDE 4 LLC | IPP Non-CHP | ID | UNIT1 | 1.1 | Other Waste Biomass | OBG | IC | 3 | 2013 |  |  | (OP) Operating
58834 | CH4 Power Inc | 58970 | IDE 4 LLC | IPP Non-CHP | ID | UNIT2 | 1.1 | Other Waste Biomass | OBG | IC | 3 | 2013 |  |  | (OP) Operating
58834 | CH4 Power Inc | 58970 | IDE 4 LLC | IPP Non-CHP | ID | UNIT3 | 1.1 | Other Waste Biomass | OBG | IC | 3 | 2013 |  |  | (OP) Operating
58834 | CH4 Power Inc | 58971 | California Dairy Energy I LLC | IPP Non-CHP | CA | UNIT1 | 1.1 | Other Waste Biomass | OBG | IC | 5 | 2012 |  |  | (OP) Operating
58834 | CH4 Power Inc | 58971 | California Dairy Energy I LLC | IPP Non-CHP | CA | UNIT2 | 1.1 | Other Waste Biomass | OBG | IC | 5 | 2012 |  |  | (OP) Operating
58834 | CH4 Power Inc | 58971 | California Dairy Energy I LLC | IPP Non-CHP | CA | UNIT3 | 1.1 | Other Waste Biomass | OBG | IC | 5 | 2012 |  |  | (OP) Operating
24211 | Tucson Electric Power Co | 58972 | Fort Huachuca Solar PV Project | Electric Utility | AZ | FHUAC | 13.6 | Solar Photovoltaic | SUN | PV | 12 | 2014 |  |  | (OP) Operating
56769 | Consolidated Edison Development Inc. | 58973 | White River Solar 2 | IPP Non-CHP | CA | W2CA | 19.8 | Solar Photovoltaic | SUN | PV | 9 | 2014 |  |  | (OP) Operating
58837 | Fairview Farms Solar LLC | 58974 | Fairview Farms Solar | IPP Non-CHP | MA | PV1 | 0.8 | Solar Photovoltaic | SUN | PV | 6 | 2014 |  |  | (OP) Operating
10210 | Ketchikan Public Utilities | 58977 | Whitman | Electric Utility | AK | WPG-1 | 3.9 | Conventional Hydroelectric | WAT | HY | 1 | 2015 |  |  | (OP) Operating
10210 | Ketchikan Public Utilities | 58977 | Whitman | Electric Utility | AK | WPG-2 | 0.9 | Conventional Hydroelectric | WAT | HY | 1 | 2015 |  |  | (OP) Operating
58839 | Central Valley Ag Power LLC | 58978 | Central Valley Ag Power | IPP Non-CHP | CA | CVAP | 1.5 | Other Waste Biomass | OBG | IC | 3 | 2014 |  |  | (OP) Operating
222 | Akron City of | 58980 | Akron WRF | Commercial CHP | OH | 2G-1 | 0.6 | Other Waste Biomass | OBG | IC | 5 | 2014 |  |  | (OP) Operating
222 | Akron City of | 58980 | Akron WRF | Commercial CHP | OH | 2G-2 | 0.6 | Other Waste Biomass | OBG | IC | 5 | 2014 |  |  | (OP) Operating
222 | Akron City of | 58980 | Akron WRF | Commercial CHP | OH | 2G-3 | 0.6 | Other Waste Biomass | OBG | IC | 5 | 2014 |  |  | (OP) Operating
58841 | Broken Bow Wind II, LLC | 58981 | Broken Bow Wind II, LLC | IPP Non-CHP | NE | BBII | 73.1 | Onshore Wind Turbine | WND | WT | 10 | 2014 |  |  | (OP) Operating
58468 | Dominion Renewable Energy | 58983 | RE Camelot LLC | IPP Non-CHP | CA | 1 | 45 | Solar Photovoltaic | SUN | PV | 12 | 2014 |  |  | (OP) Operating
58468 | Dominion Renewable Energy | 58984 | RE Adams East, LLC | IPP Non-CHP | CA | 1 | 19 | Solar Photovoltaic | SUN | PV | 12 | 2014 |  |  | (OP) Operating
58468 | Dominion Renewable Energy | 58985 | RE Kansas Solar, LLC | IPP Non-CHP | CA | 1 | 20 | Solar Photovoltaic | SUN | PV | 12 | 2014 |  |  | (OP) Operating
58468 | Dominion Renewable Energy | 58986 | RE Old River One, LLC | IPP Non-CHP | CA | 1 | 20 | Solar Photovoltaic | SUN | PV | 12 | 2014 |  |  | (OP) Operating
11824 | Matanuska Electric Assn Inc | 58989 | Eklutna Generation Station | Electric Utility | AK | EGS01 | 16.5 | Natural Gas Internal Combustion Engine | NG | IC | 4 | 2015 |  |  | (OP) Operating
11824 | Matanuska Electric Assn Inc | 58989 | Eklutna Generation Station | Electric Utility | AK | EGS02 | 16.5 | Natural Gas Internal Combustion Engine | NG | IC | 4 | 2015 |  |  | (OP) Operating
11824 | Matanuska Electric Assn Inc | 58989 | Eklutna Generation Station | Electric Utility | AK | EGS03 | 16.5 | Natural Gas Internal Combustion Engine | NG | IC | 4 | 2015 |  |  | (OP) Operating
11824 | Matanuska Electric Assn Inc | 58989 | Eklutna Generation Station | Electric Utility | AK | EGS04 | 16.5 | Natural Gas Internal Combustion Engine | NG | IC | 4 | 2015 |  |  | (OP) Operating
11824 | Matanuska Electric Assn Inc | 58989 | Eklutna Generation Station | Electric Utility | AK | EGS05 | 16.5 | Natural Gas Internal Combustion Engine | NG | IC | 4 | 2015 |  |  | (OP) Operating
11824 | Matanuska Electric Assn Inc | 58989 | Eklutna Generation Station | Electric Utility | AK | EGS06 | 16.5 | Natural Gas Internal Combustion Engine | NG | IC | 4 | 2015 |  |  | (OP) Operating
11824 | Matanuska Electric Assn Inc | 58989 | Eklutna Generation Station | Electric Utility | AK | EGS07 | 16.5 | Natural Gas Internal Combustion Engine | NG | IC | 2 | 2015 |  |  | (OP) Operating
11824 | Matanuska Electric Assn Inc | 58989 | Eklutna Generation Station | Electric Utility | AK | EGS08 | 16.5 | Natural Gas Internal Combustion Engine | NG | IC | 2 | 2015 |  |  | (OP) Operating
11824 | Matanuska Electric Assn Inc | 58989 | Eklutna Generation Station | Electric Utility | AK | EGS09 | 16.5 | Natural Gas Internal Combustion Engine | NG | IC | 2 | 2015 |  |  | (OP) Operating
11824 | Matanuska Electric Assn Inc | 58989 | Eklutna Generation Station | Electric Utility | AK | EGS10 | 16.5 | Natural Gas Internal Combustion Engine | NG | IC | 2 | 2015 |  |  | (OP) Operating
58468 | Dominion Renewable Energy | 58990 | RE Columbia Two, LLC | IPP Non-CHP | CA | 1 | 15 | Solar Photovoltaic | SUN | PV | 12 | 2014 |  |  | (OP) Operating
58468 | Dominion Renewable Energy | 58991 | RE Kent South, LLC | IPP Non-CHP | CA | 1 | 20 | Solar Photovoltaic | SUN | PV | 12 | 2014 |  |  | (OP) Operating
58844 | Dept of Corrections NCCI Wind | 58992 | Dept of Corrections NCCI Wind | Commercial Non-CHP | MA | WND-1 | 1.7 | Onshore Wind Turbine | WND | WT | 11 | 2013 |  |  | (OP) Operating
58844 | Dept of Corrections NCCI Wind | 58992 | Dept of Corrections NCCI Wind | Commercial Non-CHP | MA | WND-2 | 1.7 | Onshore Wind Turbine | WND | WT | 11 | 2013 |  |  | (OP) Operating
58845 | Pine Tree Landfill | 58993 | Pine Tree Landfill Gas to Energy | IPP Non-CHP | ME | 3201 | 0.9 | Landfill Gas | LFG | IC | 1 | 2008 |  |  | (OP) Operating
58845 | Pine Tree Landfill | 58993 | Pine Tree Landfill Gas to Energy | IPP Non-CHP | ME | 3202 | 0.9 | Landfill Gas | LFG | IC | 1 | 2008 |  |  | (OP) Operating
58845 | Pine Tree Landfill | 58993 | Pine Tree Landfill Gas to Energy | IPP Non-CHP | ME | 3203 | 0.9 | Landfill Gas | LFG | IC | 1 | 2008 |  |  | (OP) Operating
59394 | NextEra Energy Resources Breckinridge | 58994 | Breckinridge Wind Project LLC | IPP Non-CHP | OK | BWP | 98.8 | Onshore Wind Turbine | WND | WT | 8 | 2015 |  |  | (OP) Operating
58828 | St. Olaf College | 58995 | St. Olaf Wind Turbine | IPP Non-CHP | MN | OLFWT | 1.6 | Onshore Wind Turbine | WND | WT | 9 | 2006 |  |  | (OP) Operating
58828 | St. Olaf College | 58996 | St. Olaf StandBy Generators | IPP Non-CHP | MN | SBIC1 | 0.4 | Petroleum Liquids | DFO | IC | 6 | 1999 |  |  | (SB) Standby/Backup: available for service but not normally used
58828 | St. Olaf College | 58996 | St. Olaf StandBy Generators | IPP Non-CHP | MN | SBIC2 | 1.7 | Petroleum Liquids | DFO | IC | 6 | 1999 |  |  | (SB) Standby/Backup: available for service but not normally used
58828 | St. Olaf College | 58996 | St. Olaf StandBy Generators | IPP Non-CHP | MN | SBIC3 | 1.7 | Petroleum Liquids | DFO | IC | 6 | 1999 |  |  | (SB) Standby/Backup: available for service but not normally used
15477 | Public Service Elec & Gas Co | 59001 | Parkland Landfill Solar | Electric Utility | NJ | PARK | 7.8 | Solar Photovoltaic | SUN | PV | 1 | 2015 |  |  | (OP) Operating
56990 | NJR Clean Energy Ventures Corporation | 59003 | Two Dot Wind Farm | IPP Non-CHP | MT | 1 | 9.7 | Onshore Wind Turbine | WND | WT | 6 | 2014 |  |  | (OP) Operating
17650 | Southern Power Co | 59010 | Macho Springs | IPP Non-CHP | NM | MSS1 | 50 | Solar Photovoltaic | SUN | PV | 5 | 2014 |  |  | (OP) Operating
58860 | Southbridge Recycling and Disposal Park, Inc | 59011 | Southbridge Landfill Gas-to-Energy | IPP Non-CHP | MA | CAT | 1.5 | Landfill Gas | LFG | IC | 10 | 2011 |  |  | (OP) Operating
58862 | DC Water | 59012 | DC Water CHP | IPP CHP | DC | TURB1 | 3.3 | Other Waste Biomass | OBG | GT | 6 | 2015 |  |  | (OP) Operating
58862 | DC Water | 59012 | DC Water CHP | IPP CHP | DC | TURB2 | 3.3 | Other Waste Biomass | OBG | GT | 6 | 2015 |  |  | (OP) Operating
58862 | DC Water | 59012 | DC Water CHP | IPP CHP | DC | TURB3 | 3.3 | Other Waste Biomass | OBG | GT | 7 | 2015 |  |  | (OP) Operating
58863 | Main Street Power | 59013 | Scituate PV | IPP Non-CHP | MA | SCT | 2.5 | Solar Photovoltaic | SUN | PV | 10 | 2013 |  |  | (OP) Operating
58863 | Main Street Power | 59014 | Bolton PV | IPP Non-CHP | MA | BLT | 4.9 | Solar Photovoltaic | SUN | PV | 12 | 2013 |  |  | (OP) Operating
58863 | Main Street Power | 59015 | Stow PV | IPP Non-CHP | MA | STW | 2 | Solar Photovoltaic | SUN | PV | 12 | 2013 |  |  | (OP) Operating
58864 | Lake County Solar LLC | 59018 | East Chicago | IPP Non-CHP | IN | 1 | 2 | Solar Photovoltaic | SUN | PV | 3 | 2013 |  |  | (OP) Operating
58864 | Lake County Solar LLC | 59019 | Griffith | IPP Non-CHP | IN | 1 | 2 | Solar Photovoltaic | SUN | PV | 3 | 2013 |  |  | (OP) Operating
803 | Arizona Public Service Co | 59020 | Gila Bend | Electric Utility | AZ | PV1 | 32 | Solar Photovoltaic | SUN | PV | 10 | 2014 |  |  | (OP) Operating
58865 | Hoopeston Wind LLC | 59021 | Hoopeston Wind LLC | IPP Non-CHP | IL | HOO1 | 98 | Onshore Wind Turbine | WND | WT | 3 | 2015 |  |  | (OP) Operating
58867 | Kingston Wind Independence | 59022 | Kingston Wind Independence | IPP Non-CHP | MA | 1 | 2 | Onshore Wind Turbine | WND | WT | 5 | 2012 |  |  | (OP) Operating
58866 | Ipswich Wind Independence | 59023 | Ipswich Wind Independence | IPP Non-CHP | MA | GEN 1 | 2 | Onshore Wind Turbine | WND | WT | 12 | 2012 |  |  | (OP) Operating
58869 | Case Western Reserve University | 59024 | Euclid Farm, Stamco N-54 | IPP Non-CHP | OH | N-54 | 1 | Onshore Wind Turbine | WND | WT | 10 | 2012 |  |  | (OP) Operating
58870 | City Council of Baltimore City | 59026 | Back River Waste Water Treatment | IPP Non-CHP | MD | CHP 1 | 1.9 | Other Waste Biomass | OBG | IC | 1 | 2009 |  |  | (OP) Operating
58870 | City Council of Baltimore City | 59026 | Back River Waste Water Treatment | IPP Non-CHP | MD | CHP 2 | 1.9 | Other Waste Biomass | OBG | IC | 1 | 2009 |  |  | (OP) Operating
58870 | City Council of Baltimore City | 59026 | Back River Waste Water Treatment | IPP Non-CHP | MD | SOLAR | 0.8 | Solar Photovoltaic | SUN | PV | 3 | 2012 |  |  | (OP) Operating
58871 | Citizens Enterprises Corporation | 59028 | Agawam Solar | IPP Non-CHP | MA | 0028 | 1.5 | Solar Photovoltaic | SUN | PV | 3 | 2012 |  |  | (OP) Operating
58871 | Citizens Enterprises Corporation | 59029 | Rehoboth Solar | IPP Non-CHP | MA | 0040 | 2 | Solar Photovoltaic | SUN | PV | 12 | 2013 |  |  | (OP) Operating
58871 | Citizens Enterprises Corporation | 59030 | Chicopee Solar | IPP Non-CHP | MA | 0036 | 3 | Solar Photovoltaic | SUN | PV | 12 | 2013 |  |  | (OP) Operating
58871 | Citizens Enterprises Corporation | 59031 | Route 57 Solar | IPP Non-CHP | MA | 0027 | 1.5 | Solar Photovoltaic | SUN | PV | 3 | 2013 |  |  | (OP) Operating
58871 | Citizens Enterprises Corporation | 59032 | EBZ Solar | IPP Non-CHP | MA | 0031 | 2.5 | Solar Photovoltaic | SUN | PV | 1 | 2013 |  |  | (OP) Operating
58871 | Citizens Enterprises Corporation | 59033 | Whately Solar | IPP Non-CHP | MA | 0024 | 1.5 | Solar Photovoltaic | SUN | PV | 3 | 2013 |  |  | (OP) Operating
58873 | Green Energy Team LLC | 59035 | Biomass to Energy Facility, Kauai | IPP Non-CHP | HI | XKA1 | 0.5 | Petroleum Liquids | DFO | IC | 5 | 2014 |  |  | (OP) Operating
58873 | Green Energy Team LLC | 59035 | Biomass to Energy Facility, Kauai | IPP Non-CHP | HI | XKA2 | 0.5 | Petroleum Liquids | DFO | IC | 5 | 2014 |  |  | (OP) Operating
58874 | Battleground Solar 1, LLC | 59038 | Battleground | IPP Non-CHP | NC | GEN1 | 3.5 | Solar Photovoltaic | SUN | PV | 12 | 2013 |  |  | (OP) Operating
58876 | Beulaville Solar LLC | 59039 | Beulaville | IPP Non-CHP | NC | GEN 1 | 2 | Solar Photovoltaic | SUN | PV | 12 | 2013 |  |  | (OP) Operating
58875 | FLS Solar 110 Solar LLC | 59042 | Ellerbe | IPP Non-CHP | NC | GEN 1 | 2 | Solar Photovoltaic | SUN | PV | 12 | 2013 |  |  | (OP) Operating
58682 | WR-TGC Solar Generation IV LLC | 59043 | West Davisville Solar | IPP Non-CHP | RI | PV1 | 2 | Solar Photovoltaic | SUN | PV | 12 | 2013 |  |  | (OP) Operating
19728 | UNS Electric, Inc | 59044 | Rio Rico Solar | IPP Non-CHP | AZ | RRSF | 6 | Solar Photovoltaic | SUN | PV | 3 | 2014 |  |  | (OP) Operating
10035 | Kansas Municipal Energy Agency | 59045 | Jameson Energy Center | Electric Utility | KS | JEC1 | 9 | Natural Gas Internal Combustion Engine | NG | IC | 6 | 2014 |  |  | (OP) Operating
10035 | Kansas Municipal Energy Agency | 59045 | Jameson Energy Center | Electric Utility | KS | JEC2 | 9 | Natural Gas Internal Combustion Engine | NG | IC | 6 | 2014 |  |  | (OP) Operating
10035 | Kansas Municipal Energy Agency | 59045 | Jameson Energy Center | Electric Utility | KS | JEC3 | 9 | Natural Gas Internal Combustion Engine | NG | IC | 6 | 2014 |  |  | (OP) Operating
58879 | 651 Chase Solar NG LLC | 59046 | 651 Chase Solar NG | IPP Non-CHP | MA | PV1 | 1 | Solar Photovoltaic | SUN | PV | 6 | 2014 |  |  | (OP) Operating
58883 | ERWR Whitcomb Farm Solar LLC | 59049 | Whitcomb Solar Farm | IPP Non-CHP | VT | PS01 | 2.2 | Solar Photovoltaic | SUN | PV | 10 | 2014 |  |  | (OP) Operating
58885 | Wallace Solar LLC | 59050 | Wallace | IPP Non-CHP | NC | GEN 1 | 2 | Solar Photovoltaic | SUN | PV | 12 | 2013 |  |  | (OP) Operating
58886 | Kenansville Solar LLC | 59051 | Kenansville | IPP Non-CHP | NC | GEN 1 | 2 | Solar Photovoltaic | SUN | PV | 12 | 2013 |  |  | (OP) Operating
58884 | FLS Solar 100 LLC | 59052 | Fairmont-FLS 100 | IPP Non-CHP | NC | GEN 1 | 4 | Solar Photovoltaic | SUN | PV | 12 | 2013 |  |  | (OP) Operating
57130 | Janssen Pharmaceutical Co | 59055 | Rariton OMP | IPP Non-CHP | NJ | CHP1 | 3 | Natural Gas Internal Combustion Engine | NG | IC | 2 | 2009 |  |  | (OA) Out of service but expected to return to service in next calendar year
57130 | Janssen Pharmaceutical Co | 59055 | Rariton OMP | IPP Non-CHP | NJ | PV1 | 2.4 | Solar Photovoltaic | SUN | PV | 4 | 2012 |  |  | (OP) Operating
57130 | Janssen Pharmaceutical Co | 59056 | Spring House | IPP Non-CHP | PA | GEN 1 | 3.8 | Natural Gas Internal Combustion Engine | NG | IC | 4 | 2013 |  |  | (OP) Operating
57130 | Janssen Pharmaceutical Co | 59057 | Skillman | IPP Non-CHP | NJ | GEN 1 | 2.7 | Solar Photovoltaic | SUN | PV | 3 | 2011 |  |  | (OP) Operating
57130 | Janssen Pharmaceutical Co | 59058 | Vacaville | IPP Non-CHP | CA | GEN 1 | 1 | Solar Photovoltaic | SUN | PV | 9 | 2007 |  |  | (OP) Operating
57130 | Janssen Pharmaceutical Co | 59059 | Raritan ITS | IPP Non-CHP | NJ | GEN 1 | 2 | Solar Photovoltaic | SUN | PV | 8 | 2010 |  |  | (OP) Operating
58888 | City of Pittsfield | 59060 | Waste Water Treatment Plant | IPP Non-CHP | MA | WWPV | 0.3 | Solar Photovoltaic | SUN | PV | 1 | 2012 |  |  | (OP) Operating
56990 | NJR Clean Energy Ventures Corporation | 59071 | Carroll Area Wind Farm | IPP Non-CHP | IA | WT 1 | 20 | Onshore Wind Turbine | WND | WT | 1 | 2015 |  |  | (OP) Operating
58892 | Wooster Renewable Energy LLC | 59072 | Wooster Renewable Energy | Industrial Non-CHP | OH | WRE 1 | 1 | Other Waste Biomass | OBG | IC | 12 | 2013 |  |  | (OP) Operating
58889 | Dominion Cove Point LNG, LP | 59073 | Cove Point LNG Terminal | Commercial Non-CHP | MD | 111JA | 8.5 | Natural Gas Fired Combustion Turbine | NG | GT | 1 | 1978 |  |  | (OP) Operating
58889 | Dominion Cove Point LNG, LP | 59073 | Cove Point LNG Terminal | Commercial Non-CHP | MD | 111JB | 8.5 | Natural Gas Fired Combustion Turbine | NG | GT | 1 | 1978 |  |  | (OP) Operating
58889 | Dominion Cove Point LNG, LP | 59073 | Cove Point LNG Terminal | Commercial Non-CHP | MD | 111JC | 8.5 | Natural Gas Fired Combustion Turbine | NG | GT | 1 | 1978 |  |  | (OP) Operating
58889 | Dominion Cove Point LNG, LP | 59073 | Cove Point LNG Terminal | Commercial Non-CHP | MD | 214JA | 21.7 | Natural Gas Fired Combustion Turbine | NG | GT | 2 | 2009 |  |  | (OP) Operating
58889 | Dominion Cove Point LNG, LP | 59073 | Cove Point LNG Terminal | Commercial Non-CHP | MD | 214JB | 21.7 | Natural Gas Fired Combustion Turbine | NG | GT | 2 | 2009 |  |  | (OP) Operating
58889 | Dominion Cove Point LNG, LP | 59073 | Cove Point LNG Terminal | Commercial Non-CHP | MD | 311JA | 12.9 | Natural Gas Fired Combustion Turbine | NG | GT | 2 | 2009 |  |  | (OP) Operating
58893 | Xeres Ventures LLC | 59074 | SC 1 Data Center, Phase 2 | IPP Non-CHP | CA | EG10B | 2.3 | Petroleum Liquids | DFO | IC | 6 | 2014 |  |  | (OP) Operating
58893 | Xeres Ventures LLC | 59074 | SC 1 Data Center, Phase 2 | IPP Non-CHP | CA | EG11A | 2.3 | Petroleum Liquids | DFO | IC | 6 | 2014 |  |  | (OP) Operating
58893 | Xeres Ventures LLC | 59074 | SC 1 Data Center, Phase 2 | IPP Non-CHP | CA | EG11B | 2.3 | Petroleum Liquids | DFO | IC | 6 | 2014 |  |  | (OP) Operating
58893 | Xeres Ventures LLC | 59074 | SC 1 Data Center, Phase 2 | IPP Non-CHP | CA | EG12A | 2.3 | Petroleum Liquids | DFO | IC | 6 | 2014 |  |  | (OP) Operating
58893 | Xeres Ventures LLC | 59074 | SC 1 Data Center, Phase 2 | IPP Non-CHP | CA | EG12B | 2.3 | Petroleum Liquids | DFO | IC | 6 | 2014 |  |  | (OP) Operating
58893 | Xeres Ventures LLC | 59074 | SC 1 Data Center, Phase 2 | IPP Non-CHP | CA | EG13A | 2.3 | Petroleum Liquids | DFO | IC | 6 | 2014 |  |  | (OP) Operating
58893 | Xeres Ventures LLC | 59074 | SC 1 Data Center, Phase 2 | IPP Non-CHP | CA | EG14A | 2.3 | Petroleum Liquids | DFO | IC | 6 | 2014 |  |  | (OP) Operating
58893 | Xeres Ventures LLC | 59074 | SC 1 Data Center, Phase 2 | IPP Non-CHP | CA | EG1A | 2.2 | Petroleum Liquids | DFO | IC | 9 | 2011 |  |  | (SB) Standby/Backup: available for service but not normally used
58893 | Xeres Ventures LLC | 59074 | SC 1 Data Center, Phase 2 | IPP Non-CHP | CA | EG1B | 2.2 | Petroleum Liquids | DFO | IC | 9 | 2011 |  |  | (SB) Standby/Backup: available for service but not normally used
58893 | Xeres Ventures LLC | 59074 | SC 1 Data Center, Phase 2 | IPP Non-CHP | CA | EG2A | 2.2 | Petroleum Liquids | DFO | IC | 9 | 2011 |  |  | (SB) Standby/Backup: available for service but not normally used
58893 | Xeres Ventures LLC | 59074 | SC 1 Data Center, Phase 2 | IPP Non-CHP | CA | EG2B | 2.2 | Petroleum Liquids | DFO | IC | 9 | 2011 |  |  | (SB) Standby/Backup: available for service but not normally used
58893 | Xeres Ventures LLC | 59074 | SC 1 Data Center, Phase 2 | IPP Non-CHP | CA | EG3A | 2.2 | Petroleum Liquids | DFO | IC | 9 | 2011 |  |  | (SB) Standby/Backup: available for service but not normally used
58893 | Xeres Ventures LLC | 59074 | SC 1 Data Center, Phase 2 | IPP Non-CHP | CA | EG3B | 2.2 | Petroleum Liquids | DFO | IC | 9 | 2011 |  |  | (SB) Standby/Backup: available for service but not normally used
58893 | Xeres Ventures LLC | 59074 | SC 1 Data Center, Phase 2 | IPP Non-CHP | CA | EG4A | 2.2 | Petroleum Liquids | DFO | IC | 9 | 2011 |  |  | (SB) Standby/Backup: available for service but not normally used
58893 | Xeres Ventures LLC | 59074 | SC 1 Data Center, Phase 2 | IPP Non-CHP | CA | EG4B | 2.2 | Petroleum Liquids | DFO | IC | 9 | 2011 |  |  | (SB) Standby/Backup: available for service but not normally used
58893 | Xeres Ventures LLC | 59074 | SC 1 Data Center, Phase 2 | IPP Non-CHP | CA | EG5A | 2.2 | Petroleum Liquids | DFO | IC | 9 | 2011 |  |  | (SB) Standby/Backup: available for service but not normally used
58893 | Xeres Ventures LLC | 59074 | SC 1 Data Center, Phase 2 | IPP Non-CHP | CA | EG5B | 2.2 | Petroleum Liquids | DFO | IC | 9 | 2011 |  |  | (SB) Standby/Backup: available for service but not normally used
58893 | Xeres Ventures LLC | 59074 | SC 1 Data Center, Phase 2 | IPP Non-CHP | CA | EG6A | 2.2 | Petroleum Liquids | DFO | IC | 9 | 2011 |  |  | (SB) Standby/Backup: available for service but not normally used
58893 | Xeres Ventures LLC | 59074 | SC 1 Data Center, Phase 2 | IPP Non-CHP | CA | EG6B | 2.2 | Petroleum Liquids | DFO | IC | 9 | 2011 |  |  | (SB) Standby/Backup: available for service but not normally used
58893 | Xeres Ventures LLC | 59074 | SC 1 Data Center, Phase 2 | IPP Non-CHP | CA | EG7A | 2.2 | Petroleum Liquids | DFO | IC | 9 | 2011 |  |  | (SB) Standby/Backup: available for service but not normally used
58893 | Xeres Ventures LLC | 59074 | SC 1 Data Center, Phase 2 | IPP Non-CHP | CA | EG7B | 2.2 | Petroleum Liquids | DFO | IC | 9 | 2011 |  |  | (SB) Standby/Backup: available for service but not normally used
58893 | Xeres Ventures LLC | 59074 | SC 1 Data Center, Phase 2 | IPP Non-CHP | CA | EG8A | 2.2 | Petroleum Liquids | DFO | IC | 9 | 2011 |  |  | (SB) Standby/Backup: available for service but not normally used
58893 | Xeres Ventures LLC | 59074 | SC 1 Data Center, Phase 2 | IPP Non-CHP | CA | EG8B | 2.2 | Petroleum Liquids | DFO | IC | 9 | 2011 |  |  | (SB) Standby/Backup: available for service but not normally used
58893 | Xeres Ventures LLC | 59074 | SC 1 Data Center, Phase 2 | IPP Non-CHP | CA | EG9B | 2.3 | Petroleum Liquids | DFO | IC | 6 | 2014 |  |  | (OP) Operating
58894 | CF CVEC Owner One LLC | 59075 | Brewster Landfill | IPP Non-CHP | MA | BRE1 | 1 | Solar Photovoltaic | SUN | PV | 9 | 2014 |  |  | (OP) Operating
58894 | CF CVEC Owner One LLC | 59077 | Chatham Landfill | IPP Non-CHP | MA | CHA | 1.5 | Solar Photovoltaic | SUN | PV | 9 | 2014 |  |  | (OP) Operating
58894 | CF CVEC Owner One LLC | 59078 | Harwich Landfill | IPP Non-CHP | MA | HAR1 | 4 | Solar Photovoltaic | SUN | PV | 8 | 2014 |  |  | (OP) Operating
58894 | CF CVEC Owner One LLC | 59079 | Katama Farm | IPP Non-CHP | MA | KAT1 | 1 | Solar Photovoltaic | SUN | PV | 6 | 2014 |  |  | (OP) Operating
58894 | CF CVEC Owner One LLC | 59080 | Nunnepog | IPP Non-CHP | MA | NUN1 | 1 | Solar Photovoltaic | SUN | PV | 6 | 2014 |  |  | (OP) Operating
58894 | CF CVEC Owner One LLC | 59081 | Barnstable Landfill | IPP Non-CHP | MA | HAR1 | 4 | Solar Photovoltaic | SUN | PV | 9 | 2014 |  |  | (OP) Operating
58894 | CF CVEC Owner One LLC | 59082 | Dennis Landfill | IPP Non-CHP | MA | DEN1 | 5 | Solar Photovoltaic | SUN | PV | 9 | 2014 |  |  | (OP) Operating
57503 | Limon | 59083 | Limon III Wind LLC | IPP Non-CHP | CO | WT1 | 200.6 | Onshore Wind Turbine | WND | WT | 8 | 2014 |  |  | (OP) Operating
57170 | EDF Renewable Asset Holdings, Inc. | 59085 | Lepomis PV Energy LLC | IPP Non-CHP | MA | INV-1 | 4.5 | Solar Photovoltaic | SUN | PV | 6 | 2014 |  |  | (OP) Operating
57170 | EDF Renewable Asset Holdings, Inc. | 59086 | Goose Lake Solar | IPP Non-CHP | CA | GEN1 | 12 | Solar Photovoltaic | SUN | PV | 5 | 2015 |  |  | (OP) Operating
57170 | EDF Renewable Asset Holdings, Inc. | 59087 | City of Corcoran Solar | IPP Non-CHP | CA | GEN 1 | 11 | Solar Photovoltaic | SUN | PV | 5 | 2015 |  |  | (OP) Operating
58902 | Rockland Solar | 59090 | Rockland Solar | IPP Non-CHP | MA | GEN1 | 2.5 | Solar Photovoltaic | SUN | PV | 12 | 2013 |  |  | (OP) Operating
57313 | SolarCity Corporation | 59094 | Division 1 | IPP Non-CHP | CA | GEN 1 | 1.5 | Solar Photovoltaic | SUN | PV | 6 | 2014 |  |  | (OP) Operating
57313 | SolarCity Corporation | 59095 | Division 2 | IPP Non-CHP | CA | GEN 1 | 1 | Solar Photovoltaic | SUN | PV | 6 | 2014 |  |  | (OP) Operating
57313 | SolarCity Corporation | 59096 | Division 3 | IPP Non-CHP | CA | GEN1 | 1 | Solar Photovoltaic | SUN | PV | 6 | 2014 |  |  | (OP) Operating
58928 | Berry Plastics Solar | 59097 | Berry Plastics Solar | IPP Non-CHP | NJ | PV1 | 10.1 | Solar Photovoltaic | SUN | PV | 12 | 2013 |  |  | (OP) Operating
57313 | SolarCity Corporation | 59098 | Kettering Solar 1 | IPP Non-CHP | CA | PV1 | 1 | Solar Photovoltaic | SUN | PV | 6 | 2014 |  |  | (OP) Operating
57313 | SolarCity Corporation | 59099 | Kettering Solar 2 | IPP Non-CHP | CA | PV1 | 1 | Solar Photovoltaic | SUN | PV | 6 | 2014 |  |  | (OP) Operating
58906 | Chauncey Farm | 59100 | Chauncey Farm LLC | IPP Non-CHP | NC | 1 | 4.9 | Solar Photovoltaic | SUN | PV | 6 | 2014 |  |  | (OP) Operating
58908 | Dragstrip Farm LLC | 59102 | Dragstrip Farm | IPP Non-CHP | NC | 1 | 5 | Solar Photovoltaic | SUN | PV | 10 | 2014 |  |  | (OP) Operating
58911 | Market Farm LLC | 59105 | Market Farm | IPP Non-CHP | NC | 1 | 4.9 | Solar Photovoltaic | SUN | PV | 10 | 2014 |  |  | (OP) Operating
58927 | Snow Hill Solar 2 LLC | 59106 | Snow Hill Solar 2 LLC | IPP Non-CHP | NC | 1 | 2 | Solar Photovoltaic | SUN | PV | 5 | 2014 |  |  | (OP) Operating
58912 | Mount Olive Farm LLC | 59107 | Mount Olive Farm | IPP Non-CHP | NC | 1 | 5 | Solar Photovoltaic | SUN | PV | 12 | 2014 |  |  | (OP) Operating
58915 | Spicewood Solar Farm LLC | 59109 | Spicewood Solar Farm LLC | IPP Non-CHP | NC | 1 | 5 | Solar Photovoltaic | SUN | PV | 7 | 2014 |  |  | (OP) Operating
58916 | Springfield Solar 1 LLC | 59110 | Springfield Solar 1 LLC | IPP Non-CHP | MO | 1 | 4.9 | Solar Photovoltaic | SUN | PV | 6 | 2014 |  |  | (OP) Operating
58917 | West Salisbury Farm LLC | 59111 | West Salisbury Farm LLC | IPP Non-CHP | NC | 1 | 5 | Solar Photovoltaic | SUN | PV | 9 | 2015 |  |  | (OP) Operating
58919 | Yanceyville Farm 2 LLC | 59113 | Yanceyville Farm 2 LLC | IPP Non-CHP | NC | 1 | 5 | Solar Photovoltaic | SUN | PV | 4 | 2015 |  |  | (OP) Operating
58920 | Redmon Solar Farm LLC | 59114 | Redmon Solar Farm LLC | IPP Non-CHP | NC | 1 | 2 | Solar Photovoltaic | SUN | PV | 3 | 2015 |  |  | (OP) Operating
58926 | Anderson Farm LLC | 59115 | Anderson Farm LLC | IPP Non-CHP | NC | 1 | 1.9 | Solar Photovoltaic | SUN | PV | 10 | 2014 |  |  | (OP) Operating
58929 | Cape May County Municipal | 59116 | Woodbine Landfill Plant | Commercial Non-CHP | NJ | V1021 | 2.1 | Landfill Gas | LFG | IC | 10 | 2013 |  |  | (OP) Operating
58940 | Warsaw Solar, LLC | 59119 | Warsaw I | IPP Non-CHP | NC | PV1 | 2 | Solar Photovoltaic | SUN | PV | 12 | 2013 |  |  | (OP) Operating
58941 | Warsaw Solar 2 LLC | 59120 | Warsaw II | IPP Non-CHP | NC | PV1 | 2 | Solar Photovoltaic | SUN | PV | 12 | 2013 |  |  | (OP) Operating
57449 | Borrego Solar Systems Inc | 59121 | Acushnet-Braley Road 1 | IPP Non-CHP | MA | 57449 | 1.9 | Solar Photovoltaic | SUN | PV | 1 | 2013 |  |  | (OP) Operating
58944 | Enerparc CA 1, LLC | 59122 | Enerparc CA1 LLC | IPP Non-CHP | CA | ECA11 | 1.5 | Solar Photovoltaic | SUN | PV | 6 | 2014 | 6 | 2034 | (OP) Operating
58925 | Moncure Farm LLC | 59123 | Moncure Farm LLC | IPP Non-CHP | NC | 1 | 5 | Solar Photovoltaic | SUN | PV | 4 | 2014 |  |  | (OP) Operating
58924 | Martin Creek Farm LLC | 59124 | Martin Creek Farm LLC | IPP Non-CHP | NC | 1 | 3 | Solar Photovoltaic | SUN | PV | 3 | 2014 |  |  | (OP) Operating
58923 | Kinston Solar LLC | 59125 | Kinston | IPP Non-CHP | NC | 1 | 2 | Solar Photovoltaic | SUN | PV | 4 | 2014 |  |  | (OP) Operating
58922 | Daniel Farm LLC | 59126 | Daniel Farm LLC | IPP Non-CHP | NC | 1 | 5 | Solar Photovoltaic | SUN | PV | 3 | 2014 |  |  | (OP) Operating
58921 | Bailey Farm LLC | 59127 | Bailey Farm LLC | IPP Non-CHP | NC | 1 | 5 | Solar Photovoltaic | SUN | PV | 11 | 2013 |  |  | (OP) Operating
57449 | Borrego Solar Systems Inc | 59128 | Acushnet- High Hill | IPP Non-CHP | MA | 57449 | 3.2 | Solar Photovoltaic | SUN | PV | 3 | 2013 |  |  | (OP) Operating
57449 | Borrego Solar Systems Inc | 59129 | CSD 2- Freedom High | IPP Non-CHP | CA | 57449 | 1.1 | Solar Photovoltaic | SUN | PV | 8 | 2013 |  |  | (OP) Operating
57449 | Borrego Solar Systems Inc | 59130 | CSD 2 - Heritage High | IPP Non-CHP | CA | 57449 | 1.3 | Solar Photovoltaic | SUN | PV | 9 | 2013 |  |  | (OP) Operating
57449 | Borrego Solar Systems Inc | 59131 | Dartmouth Landfill | IPP Non-CHP | MA | 57449 | 1.3 | Solar Photovoltaic | SUN | PV | 2 | 2013 |  |  | (OP) Operating
57449 | Borrego Solar Systems Inc | 59132 | EAFB - North Base | IPP Non-CHP | CA | 57449 | 1.1 | Solar Photovoltaic | SUN | PV | 2 | 2012 |  |  | (OP) Operating
57449 | Borrego Solar Systems Inc | 59133 | EAFB - South Base | IPP Non-CHP | CA | 57449 | 1.1 | Solar Photovoltaic | SUN | PV | 2 | 2012 |  |  | (OP) Operating
57449 | Borrego Solar Systems Inc | 59134 | Easton Landfill | IPP Non-CHP | MA | 57449 | 1.9 | Solar Photovoltaic | SUN | PV | 10 | 2013 |  |  | (OP) Operating
57449 | Borrego Solar Systems Inc | 59135 | Ludlow Landfill | IPP Non-CHP | MA | 57449 | 2.6 | Solar Photovoltaic | SUN | PV | 8 | 2013 |  |  | (OP) Operating
57449 | Borrego Solar Systems Inc | 59136 | Methuen Landfill | IPP Non-CHP | MA | 57449 | 1.3 | Solar Photovoltaic | SUN | PV | 7 | 2013 |  |  | (OP) Operating
57449 | Borrego Solar Systems Inc | 59137 | Plymouth Site 1 | IPP Non-CHP | MA | 57449 | 5.6 | Solar Photovoltaic | SUN | PV | 10 | 2013 |  |  | (OP) Operating
57449 | Borrego Solar Systems Inc | 59138 | SDCCD - Miramar | IPP Non-CHP | CA | 57449 | 1.1 | Solar Photovoltaic | SUN | PV | 2 | 2011 |  |  | (OP) Operating
57449 | Borrego Solar Systems Inc | 59139 | SDCWA - Twin Oaks | IPP Non-CHP | CA | 57449 | 1.1 | Solar Photovoltaic | SUN | PV | 5 | 2011 |  |  | (OP) Operating
57170 | EDF Renewable Asset Holdings, Inc. | 59140 | EDF Lancaster | IPP Non-CHP | MA | INV-1 | 4.5 | Solar Photovoltaic | SUN | PV | 7 | 2014 |  |  | (OP) Operating
58948 | Manatee County Utilities Department | 59142 | Manatee County LFGTE | IPP Non-CHP | FL | IC1 | 1.6 | Landfill Gas | LFG | IC | 12 | 2013 |  |  | (OP) Operating
58960 | Timberline Energy LLC | 59143 | Front Range Project | IPP Non-CHP | CO | FR-1 | 3.1 | Landfill Gas | LFG | IC | 10 | 2011 |  |  | (OP) Operating
58949 | Hangar 160 LLC | 59144 | Brighton PV Solar Plant | IPP Non-CHP | CO | 15755 | 1.8 | Solar Photovoltaic | SUN | PV | 12 | 2012 |  |  | (OP) Operating
58961 | United Therapeutics Corporation | 59146 | XPF Solar Field | IPP Non-CHP | NC | PV1 | 2.3 | Solar Photovoltaic | SUN | PV | 12 | 2014 |  |  | (OP) Operating
58969 | Harvest Power Orlando LLC | 59151 | Harvest Power Orlando | Commercial Non-CHP | FL | CHP 1 | 1.6 | Other Waste Biomass | OBG | IC | 12 | 2013 |  |  | (OP) Operating
58969 | Harvest Power Orlando LLC | 59151 | Harvest Power Orlando | Commercial Non-CHP | FL | CHP 2 | 1.6 | Other Waste Biomass | OBG | IC | 12 | 2013 |  |  | (OP) Operating
58970 | Ecoplexus, Inc | 59156 | Carter PV1 | IPP Non-CHP | NC | CTR1 | 5 | Solar Photovoltaic | SUN | PV | 12 | 2014 |  |  | (OP) Operating
58970 | Ecoplexus, Inc | 59157 | Pecan PV1 | IPP Non-CHP | NC | PEC1 | 5 | Solar Photovoltaic | SUN | PV | 12 | 2014 |  |  | (OP) Operating
58970 | Ecoplexus, Inc | 59158 | Langley PV1 | IPP Non-CHP | NC | LNG1 | 5 | Solar Photovoltaic | SUN | PV | 12 | 2014 |  |  | (OP) Operating
58977 | Bridgeport Disposal LLC | 59166 | Bridgeport Disposal Solar Farm | Commercial Non-CHP | NJ | BRIDG | 1.2 | Solar Photovoltaic | SUN | PV | 4 | 2011 |  |  | (OP) Operating
58976 | PsomasFMG Lancaster Solar Crest, LLC | 59167 | Lancaster Solar 1 | IPP Non-CHP | CA | LS1 | 1.5 | Solar Photovoltaic | SUN | PV | 11 | 2014 |  |  | (OP) Operating
59384 | Avalon Solar | 59168 | Avalon Solar | IPP Non-CHP | AZ | AS | 29 | Solar Photovoltaic | SUN | PV | 12 | 2014 |  |  | (OP) Operating
58976 | PsomasFMG Lancaster Solar Crest, LLC | 59169 | Lancaster Solar 2 | IPP Non-CHP | CA | LS2 | 1.5 | Solar Photovoltaic | SUN | PV | 11 | 2014 |  |  | (OP) Operating
58975 | Jakana Solar | 59170 | Jakana Solar | IPP Non-CHP | NC | 5MWPV | 5 | Solar Photovoltaic | SUN | PV | 11 | 2014 |  |  | (OP) Operating
58979 | Windsor Solar LLC | 59171 | Windsor Solar | IPP Non-CHP | NC | 5MWPV | 5 | Solar Photovoltaic | SUN | PV | 12 | 2014 |  |  | (OP) Operating
58980 | Lewiston Solar LLC | 59174 | Lewiston Solar | IPP Non-CHP | NC | 5MWPV | 5 | Solar Photovoltaic | SUN | PV | 12 | 2014 |  |  | (OP) Operating
58983 | Williamston Solar LLC | 59176 | Williamston Solar | IPP Non-CHP | NC | 5MWPV | 5 | Solar Photovoltaic | SUN | PV | 12 | 2014 |  |  | (OP) Operating
58440 | CD US Solar MT 2 LLC | 59178 | Franklin 1 | IPP Non-CHP | MA | KRS04 | 3 | Solar Photovoltaic | SUN | PV | 11 | 2013 |  |  | (OP) Operating
58440 | CD US Solar MT 2 LLC | 59179 | Franklin 2 | IPP Non-CHP | MA | KRS05 | 4 | Solar Photovoltaic | SUN | PV | 12 | 2013 |  |  | (OP) Operating
58986 | AgriReNew | 59181 | AgriReNew | IPP CHP | IA | 00001 | 1 | Other Waste Biomass | OBG | GT | 9 | 2013 |  |  | (OP) Operating
59139 | SunEdison LLC | 59182 | Hesperia | IPP Non-CHP | CA | 10-94 | 1.5 | Solar Photovoltaic | SUN | PV | 8 | 2014 |  |  | (OP) Operating
58468 | Dominion Renewable Energy | 59183 | CID Solar, LLC | IPP Non-CHP | CA | PV1 | 19.8 | Solar Photovoltaic | SUN | PV | 12 | 2014 |  |  | (OP) Operating
58468 | Dominion Renewable Energy | 59184 | Mulberry Farm LLC | IPP Non-CHP | TN | PV1 | 15.8 | Solar Photovoltaic | SUN | PV | 12 | 2014 |  |  | (OP) Operating
56990 | NJR Clean Energy Ventures Corporation | 59185 | Jacobstown | IPP Non-CHP | NJ | PV1 | 5 | Solar Photovoltaic | SUN | PV | 9 | 2014 |  |  | (OP) Operating
56990 | NJR Clean Energy Ventures Corporation | 59186 | West Pemberton | IPP Non-CHP | NJ | PV1 | 7 | Solar Photovoltaic | SUN | PV | 7 | 2014 |  |  | (OP) Operating
57421 | BayWa r.e Wind LLC | 59187 | Beethoven Wind | IPP Non-CHP | SD | B&H80 | 80 | Onshore Wind Turbine | WND | WT | 5 | 2015 |  |  | (OP) Operating
58468 | Dominion Renewable Energy | 59188 | Selmer Farm LLC | IPP Non-CHP | TN | PV1 | 15.8 | Solar Photovoltaic | SUN | PV | 11 | 2014 |  |  | (OP) Operating
58993 | East Wayne Solar LLC | 59189 | East Wayne Solar LLC | IPP Non-CHP | NC | 1 | 2 | Solar Photovoltaic | SUN | PV | 3 | 2014 |  |  | (OP) Operating
58995 | Vickers Farm LLC | 59190 | Vickers | IPP Non-CHP | NC | 1 | 2 | Solar Photovoltaic | SUN | PV | 8 | 2014 |  |  | (OP) Operating
58996 | Soluga Farms 1 LLC | 59191 | Soluga Farms 1 | IPP Non-CHP | NC | 1 | 5 | Solar Photovoltaic | SUN | PV | 6 | 2014 |  |  | (OP) Operating
58997 | Soluga Farms 2 LLC | 59192 | Soluga Farms 2 LLC | IPP Non-CHP | NC | 1 | 5 | Solar Photovoltaic | SUN | PV | 9 | 2014 |  |  | (OP) Operating
12199 | Montana-Dakota Utilities Co | 59194 | Portable Generator 2 | Electric Utility | ND | IC1 | 2 | Petroleum Liquids | DFO | IC | 1 | 2012 |  |  | (OP) Operating
12199 | Montana-Dakota Utilities Co | 59195 | Portable Generator 3 | Electric Utility | ND | IC2 | 2 | Petroleum Liquids | DFO | IC | 1 | 2012 |  |  | (OP) Operating
12199 | Montana-Dakota Utilities Co | 59196 | Portable Generator 1 | Electric Utility | ND | IC1 | 2 | Petroleum Liquids | DFO | IC | 2 | 2005 |  |  | (OP) Operating
58970 | Ecoplexus, Inc | 59198 | Sterling PV 3 | IPP Non-CHP | CO | STER3 | 1.6 | Solar Photovoltaic | SUN | PV | 12 | 2014 |  |  | (OP) Operating
58970 | Ecoplexus, Inc | 59199 | Mesa PV1 | IPP Non-CHP | CO | MESA1 | 1.6 | Solar Photovoltaic | SUN | PV | 12 | 2014 |  |  | (OP) Operating
59382 | Border Winds Energy, LLC | 59200 | Border Winds Wind Farm | IPP Non-CHP | ND | 1 | 150 | Onshore Wind Turbine | WND | WT | 8 | 2015 |  |  | (OP) Operating
59383 | Pleasant Valley Wind, LLC | 59201 | Pleasant Valley Wind Farm | IPP Non-CHP | MN | 1 | 200 | Onshore Wind Turbine | WND | WT | 8 | 2015 |  |  | (OP) Operating
58593 | Sequoia PV 1 LLC | 59203 | Farmersville | IPP Non-CHP | CA | PV1 | 1.5 | Solar Photovoltaic | SUN | PV | 7 | 2014 |  |  | (OP) Operating
58593 | Sequoia PV 1 LLC | 59203 | Farmersville | IPP Non-CHP | CA | PV2 | 1.5 | Solar Photovoltaic | SUN | PV | 7 | 2014 |  |  | (OP) Operating
58593 | Sequoia PV 1 LLC | 59203 | Farmersville | IPP Non-CHP | CA | PV3 | 1.5 | Solar Photovoltaic | SUN | PV | 7 | 2014 |  |  | (OP) Operating
58489 | OCI Solar Power | 59204 | OCI Alamo 3 LLC | IPP Non-CHP | TX | OCIA3 | 5.5 | Solar Photovoltaic | SUN | PV | 1 | 2015 |  |  | (OP) Operating
59004 | Sequoia PV 3 LLC | 59219 | Porterville 6 and 7 | IPP Non-CHP | CA | PV1 | 1.5 | Solar Photovoltaic | SUN | PV | 7 | 2014 |  |  | (OP) Operating
59004 | Sequoia PV 3 LLC | 59219 | Porterville 6 and 7 | IPP Non-CHP | CA | PV2 | 1.5 | Solar Photovoltaic | SUN | PV | 7 | 2014 |  |  | (OP) Operating
59015 | ESG Biofuels (Southern Georgia) Company LLC | 59221 | Pecan Row Landfill To Electric Facility | IPP Non-CHP | GA | GEN1 | 1.6 | Landfill Gas | LFG | IC | 12 | 2013 |  |  | (OP) Operating
59015 | ESG Biofuels (Southern Georgia) Company LLC | 59221 | Pecan Row Landfill To Electric Facility | IPP Non-CHP | GA | GEN2 | 1.6 | Landfill Gas | LFG | IC | 12 | 2013 |  |  | (OP) Operating
59015 | ESG Biofuels (Southern Georgia) Company LLC | 59221 | Pecan Row Landfill To Electric Facility | IPP Non-CHP | GA | GEN3 | 1.6 | Landfill Gas | LFG | IC | 12 | 2013 |  |  | (OP) Operating
49913 | University of Arizona | 59233 | Cogeneration 2 | Commercial CHP | AZ | CT2 | 6 | Natural Gas Fired Combined Cycle | NG | CS | 11 | 2002 |  |  | (OP) Operating |  |  |  | 2015 | 12 | 0.3
59040 | Rising Tree Wind Farm II LLC | 59235 | Rising Tree Wind Farm II | IPP Non-CHP | CA | GEN1 | 19.8 | Onshore Wind Turbine | WND | WT | 1 | 2015 |  |  | (OP) Operating
59042 | Rising Tree Wind Farm III LLC | 59236 | Rising Tree Wind Farm III | IPP Non-CHP | CA | GEN1 | 99 | Onshore Wind Turbine | WND | WT | 6 | 2015 |  |  | (OP) Operating
59041 | Lone Valley Solar Park II LLC | 59237 | Lone Valley Solar Park II LLC | IPP Non-CHP | CA | CPII | 20 | Solar Photovoltaic | SUN | PV | 12 | 2014 |  |  | (OP) Operating
59044 | Windthorst-2 LLC | 59238 | Windthorst-2 | IPP Non-CHP | TX | WND2 | 67.6 | Onshore Wind Turbine | WND | WT | 9 | 2014 |  |  | (OP) Operating
59045 | Eagle Springs Solar LLC | 59239 | Eagle Springs Solar LLC | IPP Non-CHP | CO | ESS01 | 0.8 | Solar Photovoltaic | SUN | PV | 8 | 2013 |  |  | (OP) Operating
56266 | Green Gas Americas, Inc. | 59240 | Green Gas-Port Charlotte LLC | IPP Non-CHP | FL | G1 | 1.4 | Landfill Gas | LFG | IC | 10 | 2011 |  |  | (OP) Operating
56266 | Green Gas Americas, Inc. | 59240 | Green Gas-Port Charlotte LLC | IPP Non-CHP | FL | G2 | 1.4 | Landfill Gas | LFG | IC | 10 | 2011 |  |  | (OP) Operating
58801 | Integrys MA Solar, LLC | 59241 | Brockelman | IPP Non-CHP | MA | BROCK | 3 | Solar Photovoltaic | SUN | PV | 11 | 2013 |  |  | (OP) Operating
58801 | Integrys MA Solar, LLC | 59242 | Beverly | IPP Non-CHP | MA | BVRLY | 2 | Solar Photovoltaic | SUN | PV | 5 | 2014 |  |  | (OP) Operating
59063 | Camden Solar Center, LLC | 59248 | CCMUA | IPP Non-CHP | NJ | CCMUA | 1.5 | Solar Photovoltaic | SUN | PV | 6 | 2012 |  |  | (OP) Operating
56889 | Rhode Island LFG Genco | 59254 | Johnston LFG Turbine Plant | IPP Non-CHP | RI | GENS1 | 8.9 | Landfill Gas | LFG | CA | 5 | 2013 |  |  | (OP) Operating
56889 | Rhode Island LFG Genco | 59254 | Johnston LFG Turbine Plant | IPP Non-CHP | RI | GENT1 | 5.5 | Landfill Gas | LFG | CT | 5 | 2013 |  |  | (OP) Operating
56889 | Rhode Island LFG Genco | 59254 | Johnston LFG Turbine Plant | IPP Non-CHP | RI | GENT2 | 5.5 | Landfill Gas | LFG | CT | 5 | 2013 |  |  | (OP) Operating
56889 | Rhode Island LFG Genco | 59254 | Johnston LFG Turbine Plant | IPP Non-CHP | RI | GENT3 | 5.5 | Landfill Gas | LFG | CT | 5 | 2013 |  |  | (OP) Operating
56889 | Rhode Island LFG Genco | 59254 | Johnston LFG Turbine Plant | IPP Non-CHP | RI | GENT4 | 5.5 | Landfill Gas | LFG | CT | 5 | 2013 |  |  | (OP) Operating
9267 | Hoosier Energy R E C, Inc | 59255 | Osprey Point RES | Electric Utility | IN | 1 | 3 | Other Gases | OG | IC | 6 | 2013 |  |  | (OP) Operating
9267 | Hoosier Energy R E C, Inc | 59255 | Osprey Point RES | Electric Utility | IN | 2 | 3 | Other Gases | OG | IC | 6 | 2013 |  |  | (OP) Operating
9267 | Hoosier Energy R E C, Inc | 59255 | Osprey Point RES | Electric Utility | IN | 3 | 3 | Other Gases | OG | IC | 6 | 2013 |  |  | (OP) Operating
9267 | Hoosier Energy R E C, Inc | 59255 | Osprey Point RES | Electric Utility | IN | 4 | 3 | Other Gases | OG | IC | 6 | 2013 |  |  | (OP) Operating
14328 | Pacific Gas & Electric Co | 59256 | Vaca Dixon Battery Storage System | Electric Utility | CA | BAT1 | 2 | Batteries | MWH | BA | 1 | 2013 |  |  | (OP) Operating
14328 | Pacific Gas & Electric Co | 59257 | Yerba Buena | Electric Utility | CA | YB1 | 4 | Batteries | MWH | BA | 11 | 2013 |  |  | (OP) Operating
59079 | Van Erk Dairy LLC | 59259 | Van Erk Dairy LLC | Industrial CHP | OH | 49632 | 0.5 | Other Waste Biomass | OBG | IC | 3 | 2011 |  |  | (OP) Operating
59093 | Hidden View Dairy, LLC | 59260 | Hidden View Dairy, LLC | Industrial Non-CHP | IN | HV1 | 0.7 | Other Waste Biomass | OBG | IC | 6 | 2013 |  |  | (OP) Operating
59093 | Hidden View Dairy, LLC | 59260 | Hidden View Dairy, LLC | Industrial Non-CHP | IN | HV2 | 0.3 | Other Waste Biomass | OBG | IC | 2 | 2007 |  |  | (OP) Operating
57128 | Bloom Energy | 59261 | Verizon-Torrance | IPP Non-CHP | CA | VZ300 | 1 | Other Natural Gas | NG | FC | 12 | 2013 |  |  | (OP) Operating
58661 | Sustainable Power Group, LLC | 59262 | Lancaster Little Rock | IPP Non-CHP | CA | LLRC | 5 | Solar Photovoltaic | SUN | PV | 12 | 2014 |  |  | (OP) Operating
59089 | Merced Solar LLC | 59265 | Merced Solar LLC | IPP Non-CHP | CA | PV8 | 1.5 | Solar Photovoltaic | SUN | PV | 12 | 2014 |  |  | (OP) Operating
59090 | Mission Solar LLC | 59267 | Mission Solar LLC | IPP Non-CHP | CA | PV9 | 1.5 | Solar Photovoltaic | SUN | PV | 12 | 2014 |  |  | (OP) Operating
59091 | Hollister Solar LLC | 59268 | Hollister Solar LLC | IPP Non-CHP | CA | PV10 | 1.5 | Solar Photovoltaic | SUN | PV | 12 | 2014 |  |  | (OA) Out of service but expected to return to service in next calendar year
58661 | Sustainable Power Group, LLC | 59269 | Victor Mesa Linda B2 | IPP Non-CHP | CA | VMLB2 | 1.5 | Solar Photovoltaic | SUN | PV | 11 | 2014 |  |  | (OP) Operating
58661 | Sustainable Power Group, LLC | 59270 | Victor Mesa Linda C2 | IPP Non-CHP | CA | VMLC2 | 1.5 | Solar Photovoltaic | SUN | PV | 11 | 2014 |  |  | (OP) Operating
58661 | Sustainable Power Group, LLC | 59271 | Victor Mesa Linda D2 | IPP Non-CHP | CA | VMLD2 | 1.5 | Solar Photovoltaic | SUN | PV | 11 | 2014 |  |  | (OP) Operating
58661 | Sustainable Power Group, LLC | 59272 | Victor Mesa Linda E2 | IPP Non-CHP | CA | VMLE2 | 1.5 | Solar Photovoltaic | SUN | PV | 11 | 2014 |  |  | (OP) Operating
58661 | Sustainable Power Group, LLC | 59273 | SEPV Palmdale East | IPP Non-CHP | CA | PALME | 10 | Solar Photovoltaic | SUN | PV | 8 | 2015 |  |  | (OP) Operating
56990 | NJR Clean Energy Ventures Corporation | 59277 | Medford WWTP | IPP Non-CHP | NJ | MED1 | 1.3 | Solar Photovoltaic | SUN | PV | 8 | 2013 |  |  | (OP) Operating
56990 | NJR Clean Energy Ventures Corporation | 59278 | Reeves South | IPP Non-CHP | NJ | REEV1 | 1 | Solar Photovoltaic | SUN | PV | 12 | 2013 |  |  | (OP) Operating
57128 | Bloom Energy | 59279 | Life Technologies - Pleasanton | IPP Non-CHP | CA | LFT01 | 1 | Other Natural Gas | NG | FC | 3 | 2013 |  |  | (OP) Operating
57128 | Bloom Energy | 59280 | Kellogg's - San Jose | IPP Non-CHP | CA | KLG00 | 1 | Other Natural Gas | NG | FC | 9 | 2013 |  |  | (OP) Operating
57128 | Bloom Energy | 59281 | eBay - South Jordan | IPP Non-CHP | UT | EBY00 | 6 | Other Natural Gas | NG | FC | 9 | 2013 |  |  | (OP) Operating
57128 | Bloom Energy | 59282 | Green Machine | IPP Non-CHP | MD | BBX00 | 1.6 | Other Natural Gas | NG | FC | 6 | 2013 |  |  | (OP) Operating
58540 | California PV Energy LLC | 59283 | California PV Energy at ISD WWTP | IPP Non-CHP | CA | W4236 | 1 | Solar Photovoltaic | SUN | PV | 8 | 2014 |  |  | (OP) Operating
56622 | NextEra Energy Resources | 59284 | Mammoth Plains | IPP Non-CHP | OK | GE1.7 | 199 | Onshore Wind Turbine | WND | WT | 12 | 2014 |  |  | (OP) Operating
59097 | WED NK Green LLC | 59295 | WED NK Green | IPP Non-CHP | RI | NKG1 | 1.5 | Onshore Wind Turbine | WND | WT | 3 | 2012 |  |  | (OP) Operating
59100 | Sunlight General Solar Fund II, LLC | 59297 | Carrier Clinic | IPP Non-CHP | NJ | CARRI | 1.5 | Solar Photovoltaic | SUN | PV | 10 | 2009 |  |  | (OP) Operating
59104 | Sequoia PV 2, LLC | 59300 | Hanford 1 and 2 | IPP Non-CHP | CA | HAN1 | 1.5 | Solar Photovoltaic | SUN | PV | 8 | 2014 |  |  | (OP) Operating
59104 | Sequoia PV 2, LLC | 59300 | Hanford 1 and 2 | IPP Non-CHP | CA | HAN2 | 1.5 | Solar Photovoltaic | SUN | PV | 8 | 2014 |  |  | (OP) Operating
58523 | Enerdyne Power Systems Inc | 59310 | Black Oak Power Producers, LLC | IPP Non-CHP | MO | GEN1 | 1.9 | Landfill Gas | LFG | IC | 12 | 2014 |  |  | (OP) Operating
58523 | Enerdyne Power Systems Inc | 59310 | Black Oak Power Producers, LLC | IPP Non-CHP | MO | GEN2 | 1.9 | Landfill Gas | LFG | IC | 12 | 2014 |  |  | (OP) Operating
59115 | NextEra Energy Seiling Wind | 59311 | Seiling Wind I | IPP Non-CHP | OK | SEIL1 | 199 | Onshore Wind Turbine | WND | WT | 12 | 2014 |  |  | (OP) Operating |  |  | 0 |  |  | 0
59115 | NextEra Energy Seiling Wind | 59312 | Seiling Wind II | IPP Non-CHP | OK | SEIL2 | 98.6 | Onshore Wind Turbine | WND | WT | 12 | 2014 |  |  | (OP) Operating
56990 | NJR Clean Energy Ventures Corporation | 59318 | North Run | IPP Non-CHP | NJ | NRUN1 | 5 | Solar Photovoltaic | SUN | PV | 1 | 2015 |  |  | (OP) Operating
56990 | NJR Clean Energy Ventures Corporation | 59319 | Rock Solid | IPP Non-CHP | NJ | ROCK1 | 8 | Solar Photovoltaic | SUN | PV | 11 | 2014 |  |  | (OP) Operating
59119 | Los Vientos Windpower III, LLC | 59320 | Los Vientos Windpower III | IPP Non-CHP | TX | GEN1 | 2 | Onshore Wind Turbine | WND | WT | 4 | 2015 |  |  | (OP) Operating
59121 | Pumpjack Solar I, LLC | 59322 | Pumpjack Solar I | IPP Non-CHP | CA | GEN1 | 20 | Solar Photovoltaic | SUN | PV | 1 | 2015 |  |  | (OP) Operating
57081 | Washington Gas Energy Systems, Inc. | 59323 | Sacramento (SMUD) | IPP Non-CHP | CA | SMUPV | 1.5 | Solar Photovoltaic | SUN | PV | 8 | 2014 |  |  | (OP) Operating
59122 | The Medical Center Company | 59324 | MCCo Solar Generating Facility | IPP Non-CHP | OH | MCCO1 | 0.6 | Solar Photovoltaic | SUN | PV | 11 | 2014 |  |  | (OP) Operating
59125 | Marlboro Mushroom | 59327 | Marlboro Mushrooms Solar Field | Industrial Non-CHP | PA | GEN1 | 1 | Solar Photovoltaic | SUN | PV | 11 | 2011 |  |  | (OP) Operating
59129 | Foundation CA Fund VII Manager, LLC | 59328 | Golden Acorn Casino | Commercial Non-CHP | CA | GAC1 | 1 | Onshore Wind Turbine | WND | WT | 7 | 2014 |  |  | (OP) Operating
59129 | Foundation CA Fund VII Manager, LLC | 59329 | City of Soledad Water Reclamation | IPP Non-CHP | CA | SOL1 | 1 | Onshore Wind Turbine | WND | WT | 11 | 2014 |  |  | (OP) Operating
59129 | Foundation CA Fund VII Manager, LLC | 59330 | Taylor Farms | IPP Non-CHP | CA | TAY1 | 1 | Onshore Wind Turbine | WND | WT | 11 | 2014 |  |  | (OP) Operating
59129 | Foundation CA Fund VII Manager, LLC | 59331 | Anheuser-Busch #2 | Industrial Non-CHP | CA | ANB2 | 1.6 | Onshore Wind Turbine | WND | WT | 11 | 2014 |  |  | (OP) Operating
59131 | Sumitomo Corporation of the Americas | 59332 | Mesquite Creek Wind | IPP Non-CHP | TX | MSCRK | 211.2 | Onshore Wind Turbine | WND | WT | 4 | 2015 |  |  | (OP) Operating
59132 | Faison Solar LLC | 59333 | Faison Solar | IPP Non-CHP | NC | FAIS1 | 2 | Solar Photovoltaic | SUN | PV | 7 | 2015 |  |  | (OP) Operating
57170 | EDF Renewable Asset Holdings, Inc. | 59334 | Catalina Solar 2, LLC | IPP Non-CHP | CA | INV-1 | 18 | Solar Photovoltaic | SUN | PV | 7 | 2015 |  |  | (OP) Operating
59135 | Inst and Envir Div Marine Logistics Base | 59335 | MCLB Landfill Gas to Energy | IPP CHP | GA | GEN1 | 1.9 | Other Waste Biomass | OBG | IC | 9 | 2011 |  |  | (OP) Operating
56964 | Sundevil Power Holdings LLC | 59338 | Sundevil Power Holdings - Gila River | IPP Non-CHP | AZ | CTG1 | 146 | Natural Gas Fired Combined Cycle | NG | CT | 7 | 2003 |  |  | (OP) Operating
56964 | Sundevil Power Holdings LLC | 59338 | Sundevil Power Holdings - Gila River | IPP Non-CHP | AZ | CTG2 | 146 | Natural Gas Fired Combined Cycle | NG | CT | 7 | 2003 |  |  | (OP) Operating
56964 | Sundevil Power Holdings LLC | 59338 | Sundevil Power Holdings - Gila River | IPP Non-CHP | AZ | CTG3 | 146 | Natural Gas Fired Combined Cycle | NG | CT | 6 | 2003 |  |  | (OP) Operating
56964 | Sundevil Power Holdings LLC | 59338 | Sundevil Power Holdings - Gila River | IPP Non-CHP | AZ | CTG4 | 146 | Natural Gas Fired Combined Cycle | NG | CT | 6 | 2003 |  |  | (OP) Operating
56964 | Sundevil Power Holdings LLC | 59338 | Sundevil Power Holdings - Gila River | IPP Non-CHP | AZ | ST10 | 223 | Natural Gas Fired Combined Cycle | NG | CA | 7 | 2003 |  |  | (OP) Operating
56964 | Sundevil Power Holdings LLC | 59338 | Sundevil Power Holdings - Gila River | IPP Non-CHP | AZ | ST9 | 223 | Natural Gas Fired Combined Cycle | NG | CA | 5 | 2003 |  |  | (OP) Operating
59140 | Dorena Hydro, LLC | 59357 | Dorena Hydro-Electric Facility | IPP Non-CHP | OR | FRNCS | 1.4 | Conventional Hydroelectric | WAT | HY | 6 | 2014 |  |  | (OP) Operating
59140 | Dorena Hydro, LLC | 59357 | Dorena Hydro-Electric Facility | IPP Non-CHP | OR | KAPLN | 0 | Conventional Hydroelectric | WAT | HY | 6 | 2014 |  |  | (OP) Operating
59141 | Devens | 59358 | Devens | IPP Non-CHP | MA | MA2 | 2 | Solar Photovoltaic | SUN | PV | 6 | 2014 |  |  | (OP) Operating
59139 | SunEdison LLC | 59359 | SCE-Snowline-Duncan Road (North) | IPP Non-CHP | CA | 10400 | 1.5 | Solar Photovoltaic | SUN | PV | 10 | 2014 |  |  | (OP) Operating
59139 | SunEdison LLC | 59360 | SCE-Snowline-Duncan Road (South) | IPP Non-CHP | CA | 11113 | 1 | Solar Photovoltaic | SUN | PV | 10 | 2014 |  |  | (OP) Operating
58258 | SunRay Power LLC | 59361 | Browne Solar LLC | IPP Non-CHP | MA | PV1 | 1.4 | Solar Photovoltaic | SUN | PV | 4 | 2014 |  |  | (OP) Operating
58258 | SunRay Power LLC | 59362 | Indian Hill Solar LLC | IPP Non-CHP | MA | PV1 | 1.4 | Solar Photovoltaic | SUN | PV | 4 | 2014 |  |  | (OP) Operating
58258 | SunRay Power LLC | 59363 | State Street Solar LLC | IPP Non-CHP | MA | PV1 | 1.4 | Solar Photovoltaic | SUN | PV | 4 | 2014 |  |  | (OP) Operating
58258 | SunRay Power LLC | 59364 | Plainfield One Solar LLC | IPP Non-CHP | NJ | PV1 | 1.3 | Solar Photovoltaic | SUN | PV | 12 | 2011 |  |  | (OP) Operating
58258 | SunRay Power LLC | 59365 | 24 Applegate Solar LLC | IPP Non-CHP | NJ | PV1 | 4.9 | Solar Photovoltaic | SUN | PV | 6 | 2014 |  |  | (OP) Operating
58258 | SunRay Power LLC | 59366 | G&S Wantage Solar LLC | IPP Non-CHP | NJ | PV1 | 8.5 | Solar Photovoltaic | SUN | PV | 1 | 2014 |  |  | (OP) Operating
58258 | SunRay Power LLC | 59367 | Engelhard Solar LLC | IPP Non-CHP | NJ | PV1 | 1.1 | Solar Photovoltaic | SUN | PV | 12 | 2012 |  |  | (OP) Operating
58258 | SunRay Power LLC | 59368 | Westborough Solar LLC | IPP Non-CHP | MA | PV1 | 2.2 | Solar Photovoltaic | SUN | PV | 4 | 2014 |  |  | (OP) Operating
58258 | SunRay Power LLC | 59369 | Lakewood Seven Solar LLC | IPP Non-CHP | NJ | PV1 | 1 | Solar Photovoltaic | SUN | PV | 3 | 2012 |  |  | (OP) Operating
58258 | SunRay Power LLC | 59370 | 4 Applegate Solar LLC | IPP Non-CHP | NJ | PV1 | 1.8 | Solar Photovoltaic | SUN | PV | 4 | 2012 |  |  | (OP) Operating
58258 | SunRay Power LLC | 59371 | 12 Applegate Solar LLC | IPP Non-CHP | NJ | PV1 | 1.9 | Solar Photovoltaic | SUN | PV | 4 | 2012 |  |  | (OP) Operating
59147 | Broshco Fabricated Products | 59373 | Broshco Fabricated Products | Industrial CHP | OH | 1 | 1.2 | Natural Gas Fired Combustion Turbine | NG | GT | 9 | 2001 |  |  | (OP) Operating
59147 | Broshco Fabricated Products | 59373 | Broshco Fabricated Products | Industrial CHP | OH | 2 | 1.2 | Natural Gas Fired Combustion Turbine | NG | GT | 9 | 2001 |  |  | (OP) Operating
59147 | Broshco Fabricated Products | 59373 | Broshco Fabricated Products | Industrial CHP | OH | 3 | 1.2 | Natural Gas Fired Combustion Turbine | NG | GT | 9 | 2001 |  |  | (OP) Operating
59147 | Broshco Fabricated Products | 59373 | Broshco Fabricated Products | Industrial CHP | OH | 4 | 1.1 | Natural Gas Fired Combustion Turbine | NG | GT | 7 | 2005 |  |  | (OP) Operating
59150 | Rose Hill Solar LLC | 59375 | Rose Hill | IPP Non-CHP | NC | ROSE1 | 2 | Solar Photovoltaic | SUN | PV | 12 | 2012 |  |  | (OP) Operating
59149 | Dunn Solar, LLC | 59376 | Dunn | IPP Non-CHP | NC | DUNN1 | 2 | Solar Photovoltaic | SUN | PV | 12 | 2012 |  |  | (OP) Operating
59153 | FLS Solar 80, LLC | 59377 | Town of Cary | IPP Non-CHP | NC | CARY1 | 1.5 | Solar Photovoltaic | SUN | PV | 12 | 2012 |  |  | (OP) Operating
59148 | BP Helios Plaza | 59378 | Helios Plaza CHP Plant | IPP CHP | TX | GEN1 | 4.3 | Natural Gas Fired Combustion Turbine | NG | GT | 1 | 2010 |  |  | (OP) Operating
59156 | Wapsie Valley Creamery | 59379 | Wapsie Valley Creamery Back Up Generator | Industrial Non-CHP | IA | 1 | 1.1 | Petroleum Liquids | DFO | IC | 4 | 2015 |  |  | (OP) Operating
59158 | Wildwood Solar I, LLC | 59380 | Wildwood Solar I, LLC | IPP Non-CHP | CA | WLD1 | 19.5 | Solar Photovoltaic | SUN | PV | 2 | 2015 |  |  | (OP) Operating
59157 | The Methodist Hospital | 59381 | The Methodist Hospital, Gas Turbine | Commercial CHP | TX | GT-1 | 3 | Natural Gas Fired Combustion Turbine | NG | GT | 2 | 2010 |  |  | (OP) Operating
59160 | East Kansas Agri-Energy, LLC | 59383 | East Kansas Agri-Energy, LLC | Industrial Non-CHP | KS | KATO | 0.8 | All Other | WH | ST | 6 | 2005 |  |  | (OP) Operating
58677 | CD US Solar MT1 LLC | 59390 | True North | IPP Non-CHP | MA | TNE1 | 4.8 | Solar Photovoltaic | SUN | PV | 8 | 2012 |  |  | (OP) Operating
59170 | North American Biofuels, LLC | 59392 | Blue Ridge Generating | IPP Non-CHP | KY | GEN1 | 1.2 | Landfill Gas | LFG | IC | 11 | 2013 |  |  | (OP) Operating
59171 | Suncore Photovoltaics, Inc | 59393 | Eubank Landfill Solar Array | IPP Non-CHP | NM | ESNM1 | 2 | Solar Photovoltaic | SUN | PV | 11 | 2013 |  |  | (OP) Operating
58440 | CD US Solar MT 2 LLC | 59394 | Grafton Solar | IPP Non-CHP | MA | KRS03 | 1.5 | Solar Photovoltaic | SUN | PV | 10 | 2013 |  |  | (OP) Operating
59173 | City of Tulare Water Pollution Control | 59395 | City of Tulare Water Facility | Commercial CHP | CA | C2550 | 0.4 | Other Waste Biomass | OBG | IC | 1 | 1991 |  |  | (OP) Operating
59173 | City of Tulare Water Pollution Control | 59395 | City of Tulare Water Facility | Commercial CHP | CA | DFC30 | 1.1 | Other Waste Biomass | OBG | FC | 9 | 2007 |  |  | (OP) Operating
59173 | City of Tulare Water Pollution Control | 59395 | City of Tulare Water Facility | Commercial CHP | CA | PV302 | 0.1 | Solar Photovoltaic | SUN | PV | 10 | 2007 |  |  | (OP) Operating
59173 | City of Tulare Water Pollution Control | 59395 | City of Tulare Water Facility | Commercial CHP | CA | SC500 | 1 | Solar Photovoltaic | SUN | PV | 2 | 2011 |  |  | (OP) Operating
59174 | CD US Solar MT3, LLC | 59396 | Shaffer | IPP Non-CHP | MA | SHF01 | 5 | Solar Photovoltaic | SUN | PV | 9 | 2014 |  |  | (OP) Operating
59174 | CD US Solar MT3, LLC | 59397 | LandPro-1 | IPP Non-CHP | CA | SNL17 | 1.5 | Solar Photovoltaic | SUN | PV | 12 | 2014 |  |  | (OS) Out of service and NOT expected to return to service in next calendar year
59174 | CD US Solar MT3, LLC | 59398 | LandPro-2 | IPP Non-CHP | CA | SNL18 | 1.5 | Solar Photovoltaic | SUN | PV | 12 | 2014 |  |  | (OS) Out of service and NOT expected to return to service in next calendar year
59174 | CD US Solar MT3, LLC | 59399 | LandPro-3 | IPP Non-CHP | CA | SNL19 | 1.5 | Solar Photovoltaic | SUN | PV | 12 | 2014 |  |  | (OS) Out of service and NOT expected to return to service in next calendar year
59163 | DESRI V LA County Solar, LLC | 59400 | Capelin Solar | IPP Non-CHP | CA | CAP1 | 0.9 | Solar Photovoltaic | SUN | PV | 11 | 2014 |  |  | (OP) Operating
59163 | DESRI V LA County Solar, LLC | 59401 | Layline Solar | IPP Non-CHP | CA | LAY1 | 0.8 | Solar Photovoltaic | SUN | PV | 11 | 2014 |  |  | (OP) Operating
59163 | DESRI V LA County Solar, LLC | 59402 | Van Nuys Solar | IPP Non-CHP | CA | VAN1 | 0.7 | Solar Photovoltaic | SUN | PV | 11 | 2014 |  |  | (OP) Operating
59163 | DESRI V LA County Solar, LLC | 59403 | LAX Solar | IPP Non-CHP | CA | LAX1 | 0.8 | Solar Photovoltaic | SUN | PV | 12 | 2014 |  |  | (OP) Operating
59175 | Searchlight Solar LLC | 59404 | Searchlight Solar | IPP Non-CHP | NV | 1 | 17.5 | Solar Photovoltaic | SUN | PV | 12 | 2014 |  |  | (OP) Operating
59176 | Diamond Valley Solar LLC | 59405 | Diamond Valley Solar Project | IPP Non-CHP | CA | PV11 | 1.3 | Solar Photovoltaic | SUN | PV | 1 | 2015 |  |  | (OP) Operating
59180 | Newman Solar LLC | 59407 | Newman Solar | IPP Non-CHP | TX | NEW1 | 10.3 | Solar Photovoltaic | SUN | PV | 12 | 2014 |  |  | (OP) Operating
59183 | Shafter Solar LLC | 59408 | Shafter Solar LLC | IPP Non-CHP | CA | 1 | 20 | Solar Photovoltaic | SUN | PV | 5 | 2015 |  |  | (OP) Operating
59185 | CD US Solar PO 3, LLC | 59409 | Madelyn Solar, LLC | IPP Non-CHP | CA | SNL17 | 1 | Solar Photovoltaic | SUN | PV | 12 | 2014 |  |  | (OP) Operating
59185 | CD US Solar PO 3, LLC | 59410 | Rudy Solar, LLC | IPP Non-CHP | CA | SNL19 | 1.5 | Solar Photovoltaic | SUN | PV | 12 | 2014 |  |  | (OP) Operating
59185 | CD US Solar PO 3, LLC | 59411 | Mitchell Solar, LLC | IPP Non-CHP | CA | SNL18 | 1.5 | Solar Photovoltaic | SUN | PV | 12 | 2014 |  |  | (OP) Operating
59050 | Algonquin Power Co | 59412 | Algonquin SKIC20 Solar LLC | IPP Non-CHP | CA | SKI20 | 20 | Solar Photovoltaic | SUN | PV | 5 | 2015 |  |  | (OP) Operating
56769 | Consolidated Edison Development Inc. | 59413 | Corcoran Solar 2 | IPP Non-CHP | CA | C2CA | 19.8 | Solar Photovoltaic | SUN | PV | 5 | 2015 |  |  | (OP) Operating
56769 | Consolidated Edison Development Inc. | 59414 | Atwell Island West Solar | IPP Non-CHP | CA | AWCA | 20 | Solar Photovoltaic | SUN | PV | 5 | 2015 |  |  | (OP) Operating
4180 | Connecticut Mun Elec Engy Coop | 59415 | Backus Microgrid Project | Electric Utility | CT | BMP1 | 2.5 | Petroleum Liquids | DFO | IC | 8 | 2014 |  |  | (OP) Operating
4180 | Connecticut Mun Elec Engy Coop | 59415 | Backus Microgrid Project | Electric Utility | CT | BMP2 | 2.5 | Petroleum Liquids | DFO | IC | 8 | 2014 |  |  | (OP) Operating
4180 | Connecticut Mun Elec Engy Coop | 59415 | Backus Microgrid Project | Electric Utility | CT | BMP3 | 2.5 | Petroleum Liquids | DFO | IC | 8 | 2014 |  |  | (OP) Operating
4180 | Connecticut Mun Elec Engy Coop | 59415 | Backus Microgrid Project | Electric Utility | CT | BMP4 | 2.5 | Petroleum Liquids | DFO | IC | 8 | 2014 |  |  | (OP) Operating
59187 | Anaheim Public Utilities | 59416 | Anaheim Solar Energy Plant | Electric Utility | CA | PV1 | 2 | Solar Photovoltaic | SUN | PV | 8 | 2014 |  |  | (OP) Operating
59139 | SunEdison LLC | 59421 | SCE-Snowline-White Road (South) | IPP Non-CHP | CA | 11111 | 1.5 | Solar Photovoltaic | SUN | PV | 11 | 2014 |  |  | (OP) Operating
59139 | SunEdison LLC | 59422 | SCE-Snowline-White Road (North) | IPP Non-CHP | CA | 10401 | 1.5 | Solar Photovoltaic | SUN | PV | 11 | 2014 |  |  | (OP) Operating
59139 | SunEdison LLC | 59423 | SCE-Snowline-White Rd (Central) | IPP Non-CHP | CA | 10402 | 1.5 | Solar Photovoltaic | SUN | PV | 11 | 2014 |  |  | (OP) Operating
59200 | Indy Airport Solar Project II, LLC | 59424 | IND Solar Farm (Phase IIA) | IPP Non-CHP | IN | IND2A | 7.5 | Solar Photovoltaic | SUN | PV | 12 | 2014 |  |  | (OP) Operating
59195 | Landfill Energy Systems | 59425 | Zimmerman Energy | IPP Non-CHP | IN | ZE-#1 | 1.9 | Landfill Gas | LFG | IC | 11 | 2014 |  |  | (OP) Operating
59195 | Landfill Energy Systems | 59425 | Zimmerman Energy | IPP Non-CHP | IN | ZE-#2 | 1.9 | Landfill Gas | LFG | IC | 11 | 2014 |  |  | (OP) Operating
59195 | Landfill Energy Systems | 59425 | Zimmerman Energy | IPP Non-CHP | IN | ZE-#3 | 1.9 | Landfill Gas | LFG | IC | 11 | 2014 |  |  | (OP) Operating
59199 | SolNCPower2, LLC | 59426 | GKS Solar | IPP Non-CHP | NC | GKS1 | 5 | Solar Photovoltaic | SUN | PV | 8 | 2015 |  |  | (OP) Operating
59202 | SolNCPower1, LLC | 59427 | Two Mile Solar | IPP Non-CHP | NC | TMS1 | 5 | Solar Photovoltaic | SUN | PV | 6 | 2015 |  |  | (OP) Operating
59205 | Baker Station Associates, LP | 59428 | Baker Creek Hydroelectric | IPP Non-CHP | CA | GENE1 | 0 | Conventional Hydroelectric | WAT | HY | 11 | 2014 |  |  | (OP) Operating
59205 | Baker Station Associates, LP | 59428 | Baker Creek Hydroelectric | IPP Non-CHP | CA | GENE2 | 0 | Conventional Hydroelectric | WAT | HY | 11 | 2014 |  |  | (OP) Operating
59208 | NRG Solar Las Vegas MB-1 | 59430 | NRG Solar Las Vegas MB-1 | Commercial Non-CHP | NV | MB-1 | 5 | Solar Photovoltaic | SUN | PV | 2 | 2015 |  |  | (OP) Operating
59209 | Half Moon Ventures, LLC | 59432 | Duke Building 87 | IPP Non-CHP | IN | DUK87 | 2.7 | Solar Photovoltaic | SUN | PV | 12 | 2014 |  |  | (OP) Operating
59209 | Half Moon Ventures, LLC | 59433 | Duke Building 98 | IPP Non-CHP | IN | DUK98 | 2.7 | Solar Photovoltaic | SUN | PV | 12 | 2014 |  |  | (OP) Operating
59209 | Half Moon Ventures, LLC | 59434 | Duke Building 129 | IPP Non-CHP | IN | DU129 | 3.4 | Solar Photovoltaic | SUN | PV | 12 | 2014 |  |  | (OP) Operating
56769 | Consolidated Edison Development Inc. | 59435 | Oak Tree Energy | IPP Non-CHP | SD | OTE14 | 19.5 | Onshore Wind Turbine | WND | WT | 12 | 2014 |  |  | (OP) Operating
13559 | North American Natural Res | 59436 | Lennon Generating | IPP Non-CHP | MI | 10 | 1.5 | Landfill Gas | LFG | IC | 9 | 2012 |  |  | (OP) Operating
13559 | North American Natural Res | 59436 | Lennon Generating | IPP Non-CHP | MI | 3 | 0.8 | Landfill Gas | LFG | IC | 2 | 2001 |  |  | (OP) Operating
13559 | North American Natural Res | 59436 | Lennon Generating | IPP Non-CHP | MI | 4 | 0.8 | Landfill Gas | LFG | IC | 2 | 2006 |  |  | (OP) Operating
13559 | North American Natural Res | 59436 | Lennon Generating | IPP Non-CHP | MI | 5 | 0.8 | Landfill Gas | LFG | IC | 1 | 2007 |  |  | (OP) Operating
13559 | North American Natural Res | 59436 | Lennon Generating | IPP Non-CHP | MI | 6 | 0.8 | Landfill Gas | LFG | IC | 9 | 2007 |  |  | (OP) Operating
13559 | North American Natural Res | 59436 | Lennon Generating | IPP Non-CHP | MI | 7 | 1.5 | Landfill Gas | LFG | IC | 5 | 2014 |  |  | (OP) Operating
13559 | North American Natural Res | 59436 | Lennon Generating | IPP Non-CHP | MI | 8 | 1.5 | Landfill Gas | LFG | IC | 5 | 2014 |  |  | (OP) Operating
13559 | North American Natural Res | 59436 | Lennon Generating | IPP Non-CHP | MI | 9 | 1.5 | Landfill Gas | LFG | IC | 9 | 2012 |  |  | (OP) Operating
59178 | Brookfield Black Bear Hydro, LLC | 59437 | Stillwater B | IPP Non-CHP | ME | SWB-1 | 0.8 | Conventional Hydroelectric | WAT | HY | 9 | 2013 |  |  | (OP) Operating
59178 | Brookfield Black Bear Hydro, LLC | 59437 | Stillwater B | IPP Non-CHP | ME | SWB-2 | 0.8 | Conventional Hydroelectric | WAT | HY | 9 | 2013 |  |  | (OP) Operating
59178 | Brookfield Black Bear Hydro, LLC | 59437 | Stillwater B | IPP Non-CHP | ME | SWB-3 | 0.8 | Conventional Hydroelectric | WAT | HY | 9 | 2013 |  |  | (OP) Operating
59178 | Brookfield Black Bear Hydro, LLC | 59438 | Orono B | IPP Non-CHP | ME | ORB-1 | 1.3 | Conventional Hydroelectric | WAT | HY | 11 | 2013 |  |  | (OP) Operating
59178 | Brookfield Black Bear Hydro, LLC | 59438 | Orono B | IPP Non-CHP | ME | ORB-2 | 1.3 | Conventional Hydroelectric | WAT | HY | 11 | 2013 |  |  | (OP) Operating
59178 | Brookfield Black Bear Hydro, LLC | 59438 | Orono B | IPP Non-CHP | ME | ORB-3 | 1.3 | Conventional Hydroelectric | WAT | HY | 11 | 2013 |  |  | (OP) Operating
59177 | Petra Engineering | 59439 | COC Surry LFG, LLC | IPP Non-CHP | NC | UNIT1 | 1.5 | Landfill Gas | LFG | IC | 5 | 2013 |  |  | (OP) Operating
59212 | Adelanto Solar II, LLC | 59440 | Adelanto Solar II, LLC | IPP Non-CHP | CA | SAS | 7 | Solar Photovoltaic | SUN | PV | 7 | 2015 |  |  | (OP) Operating
59211 | Adelanto Solar, LLC | 59441 | Adelanto Solar, LLC | IPP Non-CHP | CA | SAS | 20 | Solar Photovoltaic | SUN | PV | 9 | 2015 |  |  | (OP) Operating
56545 | Pattern Operators LP | 59442 | Logans Gap Wind LLC | IPP Non-CHP | TX | 1 | 200.1 | Onshore Wind Turbine | WND | WT | 8 | 2015 |  |  | (OP) Operating
58468 | Dominion Renewable Energy | 59443 | TA-Acacia, LLC | IPP Non-CHP | CA | WAS1 | 20 | Solar Photovoltaic | SUN | PV | 11 | 2014 |  |  | (OP) Operating
803 | Arizona Public Service Co | 59444 | SR85 | Electric Utility | AZ | PV1 | 10 | Solar Photovoltaic | SUN | PV | 9 | 2015 |  |  | (OP) Operating
59215 | SA Solar Services, LLC | 59445 | St. Albans SPEED Project | IPP Non-CHP | VT | PV1 | 2 | Solar Photovoltaic | SUN | PV | 12 | 2013 |  |  | (OP) Operating
59214 | RE Cranbury Solar 1, LLC | 59446 | Cranbury | IPP Non-CHP | NJ | CRANB | 5 | Solar Photovoltaic | SUN | PV | 12 | 2011 |  |  | (OP) Operating
59213 | Maas Energy Works | 59447 | Pacific Rim Dairy Digester | IPP Non-CHP | CA | 00001 | 1 | Other Waste Biomass | OBG | IC | 10 | 2014 |  |  | (OP) Operating
59216 | S.C. Johnson & Son, Inc. | 59448 | Waxdale | Industrial CHP | WI | CGEN1 | 3.5 | Landfill Gas | LFG | GT | 12 | 2003 |  |  | (OP) Operating
59216 | S.C. Johnson & Son, Inc. | 59448 | Waxdale | Industrial CHP | WI | CGEN2 | 3.5 | Natural Gas Fired Combustion Turbine | NG | GT | 7 | 2005 |  |  | (OP) Operating
59216 | S.C. Johnson & Son, Inc. | 59448 | Waxdale | Industrial CHP | WI | WEC01 | 1.5 | Onshore Wind Turbine | WND | WT | 12 | 2012 |  |  | (OP) Operating
59216 | S.C. Johnson & Son, Inc. | 59448 | Waxdale | Industrial CHP | WI | WEC02 | 1.5 | Onshore Wind Turbine | WND | WT | 12 | 2012 |  |  | (OP) Operating
59217 | CBC Alternative Energy, LLC | 59451 | CBC Solar Energy Gen Fac Phase 2 | IPP Non-CHP | NC | PV2 | 2.5 | Solar Photovoltaic | SUN | PV | 12 | 2013 |  |  | (OP) Operating
59218 | East. Michigan Univ. Heating Plant | 59452 | East. Michigan Univ. Heating Plant | Commercial CHP | MI | COGEN | 4.1 | Natural Gas Fired Combustion Turbine | NG | GT | 10 | 1987 |  |  | (OP) Operating
59219 | Albany Medical Center | 59453 | Albany Medical Ctr Cogen Plant | Commercial CHP | NY | GTG1 | 3.5 | Natural Gas Fired Combustion Turbine | NG | GT | 3 | 2013 |  |  | (OP) Operating
59220 | Valencia Solar, LLC | 59454 | Valencia Solar | IPP Non-CHP | AZ | VALEN | 10 | Solar Photovoltaic | SUN | PV | 6 | 2013 |  |  | (OP) Operating
59221 | Tech Park Solar, LLC | 59455 | Tech Park Solar | IPP Non-CHP | AZ | TECHP | 5 | Solar Photovoltaic | SUN | PV | 12 | 2012 |  |  | (OP) Operating
59222 | Qualcomm Incorporated | 59456 | P Plant | Commercial CHP | CA | P-TG4 | 4 | Natural Gas Fired Combustion Turbine | NG | GT | 3 | 2007 |  |  | (OP) Operating
59222 | Qualcomm Incorporated | 59457 | Q Plant | Commercial CHP | CA | Q-TG1 | 4 | Natural Gas Fired Combustion Turbine | NG | GT | 7 | 2013 |  |  | (OP) Operating
59222 | Qualcomm Incorporated | 59458 | W Plant | Commercial CHP | CA | W-TG1 | 4 | Natural Gas Fired Combustion Turbine | NG | GT | 7 | 2005 |  |  | (OP) Operating
59223 | BFI Waste Systems of GA, LLC | 59459 | Hickory Ridge Landfill Solar Project | IPP Non-CHP | GA | 5088 | 1 | Solar Photovoltaic | SUN | PV | 9 | 2011 |  |  | (OP) Operating
59229 | Denver Int'l Airport IV Solar | 59462 | Denver Intl Airport IV Solar | IPP Non-CHP | CO | DIA4 | 2.1 | Solar Photovoltaic | SUN | PV | 7 | 2014 |  |  | (OP) Operating
59230 | DESRI V Mass Solar Holdco, LLC | 59463 | Ayers Village Solar | IPP Non-CHP | MA | 1 | 2 | Solar Photovoltaic | SUN | PV | 6 | 2014 |  |  | (OP) Operating
59230 | DESRI V Mass Solar Holdco, LLC | 59464 | Monson Solar | IPP Non-CHP | MA | 2 | 3 | Solar Photovoltaic | SUN | PV | 7 | 2014 |  |  | (OP) Operating
59230 | DESRI V Mass Solar Holdco, LLC | 59465 | Sullivan Solar | IPP Non-CHP | MA | 1 | 1.5 | Solar Photovoltaic | SUN | PV | 8 | 2014 |  |  | (OP) Operating
59230 | DESRI V Mass Solar Holdco, LLC | 59466 | Winchendon Solar | IPP Non-CHP | MA | 3 | 1.9 | Solar Photovoltaic | SUN | PV | 4 | 2014 |  |  | (OP) Operating
12807 | Michigan South Central Pwr Agy | 59467 | Coldwater Peaking Plant | Electric Utility | MI | GEN1 | 4.3 | Natural Gas Internal Combustion Engine | NG | IC | 7 | 2015 |  |  | (OP) Operating
12807 | Michigan South Central Pwr Agy | 59467 | Coldwater Peaking Plant | Electric Utility | MI | GEN2 | 4.3 | Natural Gas Internal Combustion Engine | NG | IC | 7 | 2015 |  |  | (OP) Operating
12807 | Michigan South Central Pwr Agy | 59467 | Coldwater Peaking Plant | Electric Utility | MI | GEN3 | 4.3 | Natural Gas Internal Combustion Engine | NG | IC | 7 | 2015 |  |  | (OP) Operating
59232 | Kearsarge Solar LLC | 59468 | KS Solar Six LLC | IPP Non-CHP | MA | HUBB | 2 | Solar Photovoltaic | SUN | PV | 12 | 2013 |  |  | (OP) Operating
59236 | Alamo Solar, LLC | 59469 | Alamo Solar | IPP Non-CHP | CA | ALAMO | 18.7 | Solar Photovoltaic | SUN | PV | 5 | 2015 |  |  | (OP) Operating
59237 | Ulysses Solar, LLC | 59470 | Cornell Snyder Road Solar Array | IPP Non-CHP | NY | CSR1 | 1.8 | Solar Photovoltaic | SUN | PV | 11 | 2014 |  |  | (OP) Operating
57369 | Apple, Inc | 59472 | Ft. Churchill PV | Commercial Non-CHP | NV | NVC7 | 19.9 | Solar Photovoltaic | SUN | PV | 5 | 2015 |  |  | (OP) Operating
59238 | Palo Duro Wind | 59475 | Palo Duro Wind | IPP Non-CHP | TX | GE1.7 | 249.9 | Onshore Wind Turbine | WND | WT | 12 | 2014 |  |  | (OP) Operating
59240 | Clarendon Solar Farm, LLC | 59476 | Clarendon Solar Farm | IPP Non-CHP | VT | VT001 | 2 | Solar Photovoltaic | SUN | PV | 7 | 2014 |  |  | (OP) Operating
59241 | Claire Solar Partners LLC | 59477 | Claire Solar Farm | IPP Non-CHP | VT | CSF1 | 2.2 | Solar Photovoltaic | SUN | PV | 7 | 2014 |  |  | (OP) Operating
9234 | Indiana Municipal Power Agency | 59478 | IMPA Richmond Solar Park | Electric Utility | IN | SRICH | 1 | Solar Photovoltaic | SUN | PV | 9 | 2014 |  |  | (OP) Operating
9234 | Indiana Municipal Power Agency | 59479 | IMPA Frankton Solar Park | Electric Utility | IN | SFRAN | 1 | Solar Photovoltaic | SUN | PV | 7 | 2014 |  |  | (OP) Operating
9234 | Indiana Municipal Power Agency | 59480 | IMPA Rensselaer Solar Park | Electric Utility | IN | SRENS | 1 | Solar Photovoltaic | SUN | PV | 5 | 2014 |  |  | (OP) Operating
9234 | Indiana Municipal Power Agency | 59481 | IMPA Peru Solar Park | Electric Utility | IN | SPERU | 3 | Solar Photovoltaic | SUN | PV | 8 | 2015 |  |  | (OP) Operating
9234 | Indiana Municipal Power Agency | 59482 | IMPA Tell City Solar Park | Electric Utility | IN | STELL | 1 | Solar Photovoltaic | SUN | PV | 7 | 2015 |  |  | (OP) Operating
9234 | Indiana Municipal Power Agency | 59483 | IMPA Crawfordsville Solar Park | Electric Utility | IN | SCRAW | 3 | Solar Photovoltaic | SUN | PV | 9 | 2015 |  |  | (OP) Operating
59254 | NuGen Capital Management | 59484 | Hadley Solar, LLC | IPP Non-CHP | MA | PV1 | 2 | Solar Photovoltaic | SUN | PV | 7 | 2014 |  |  | (OP) Operating
59254 | NuGen Capital Management | 59485 | 265 Pleasant Solar NG, LLC | IPP Non-CHP | MA | PV2 | 0.8 | Solar Photovoltaic | SUN | PV | 7 | 2014 |  |  | (OP) Operating
59244 | GEM Energy LLC | 59489 | Anthony Wayne Solar #1 | IPP Non-CHP | OH | AWS1 | 1.7 | Solar Photovoltaic | SUN | PV | 6 | 2014 |  |  | (OP) Operating
59252 | GRE 314 East Lyme LLC | 59495 | Antares-GRE 314 East Lyme LLC | IPP Non-CHP | CT | GRE01 | 4 | Solar Photovoltaic | SUN | PV | 6 | 2014 |  |  | (OP) Operating
59251 | Brigham Young Univ Idaho | 59496 | BYUI Central Energy Facility | Commercial CHP | ID | ST601 | 4.6 | Natural Gas Fired Combustion Turbine | NG | GT | 8 | 2015 |  |  | (OP) Operating
59278 | Sarah Solar, LLC | 59500 | Sarah Solar | IPP Non-CHP | NC | SARAH | 5 | Solar Photovoltaic | SUN | PV | 7 | 2015 |  |  | (OP) Operating
59279 | Nitro Solar, LLC | 59501 | Nitro Solar | IPP Non-CHP | NC | NITRO | 5 | Solar Photovoltaic | SUN | PV | 7 | 2015 |  |  | (OP) Operating
58658 | Sunlight Partners | 59502 | Melinda Solar | IPP Non-CHP | NC | PV1 | 5 | Solar Photovoltaic | SUN | PV | 8 | 2015 |  |  | (OP) Operating
58658 | Sunlight Partners | 59504 | Porter Solar | IPP Non-CHP | NC | PV1 | 5 | Solar Photovoltaic | SUN | PV | 8 | 2015 |  |  | (OP) Operating
59239 | Bannock County Landfill | 59529 | Bannock County LFG to Energy | Commercial Non-CHP | ID | GEN1 | 1.4 | Landfill Gas | LFG | IC | 5 | 2014 |  |  | (OP) Operating
59261 | Colonial Eagle Solar, LLC | 59530 | Pasquotank | IPP Non-CHP | NC | PASQ1 | 20 | Solar Photovoltaic | SUN | PV | 12 | 2014 |  |  | (OP) Operating
59277 | ESA Princeton NC, LLC | 59533 | Princeton | IPP Non-CHP | NC | PRCTN | 5 | Solar Photovoltaic | SUN | PV | 7 | 2015 |  |  | (OP) Operating
59276 | ESA Four Oaks NC 1, LLC | 59534 | 4Oaks | IPP Non-CHP | NC | 4OAKS | 5 | Solar Photovoltaic | SUN | PV | 7 | 2015 |  |  | (OP) Operating
59275 | CF SBC Master Tenant One LLC | 59536 | Coronus Adelanto West 1 | IPP Non-CHP | CA | AWI | 1.5 | Solar Photovoltaic | SUN | PV | 1 | 2015 |  |  | (OP) Operating
59275 | CF SBC Master Tenant One LLC | 59537 | Coronus Adelanto West 2 | IPP Non-CHP | CA | AW2 | 1.5 | Solar Photovoltaic | SUN | PV | 1 | 2015 |  |  | (OP) Operating
59284 | Kona Solar, LLC | 59539 | Park Meridian #1 | IPP Non-CHP | CA | 1 | 1.5 | Solar Photovoltaic | SUN | PV | 3 | 2015 |  |  | (OP) Operating
59284 | Kona Solar, LLC | 59540 | Rancho Cucamonga Dist #1 | IPP Non-CHP | CA | 2 | 1.8 | Solar Photovoltaic | SUN | PV | 4 | 2015 |  |  | (OP) Operating
59284 | Kona Solar, LLC | 59541 | Terra Francesco | IPP Non-CHP | CA | 3 | 1.5 | Solar Photovoltaic | SUN | PV | 3 | 2015 |  |  | (OP) Operating
59286 | Heliovaas LLC | 59543 | Acton Solar Landfill | Commercial Non-CHP | MA | ACTON | 1.6 | Solar Photovoltaic | SUN | PV | 12 | 2013 |  |  | (OP) Operating
59287 | Laurel Capital Partners | 59544 | Parlin Solar LLC | IPP Non-CHP | NJ | PV1 | 1.3 | Solar Photovoltaic | SUN | PV | 10 | 2012 |  |  | (OP) Operating
59287 | Laurel Capital Partners | 59545 | Springfield Solar LLC | IPP Non-CHP | OH | PV1 | 1.5 | Solar Photovoltaic | SUN | PV | 11 | 2012 |  |  | (OP) Operating
59287 | Laurel Capital Partners | 59546 | Beaver Solar LLC | IPP Non-CHP | PA | PV1 | 1.3 | Solar Photovoltaic | SUN | PV | 12 | 2012 |  |  | (OP) Operating
59288 | Creswell Alligood Solar, LLC | 59548 | Creswell Alligood Solar, LLC | IPP Non-CHP | NC | CRES1 | 14 | Solar Photovoltaic | SUN | PV | 5 | 2015 |  |  | (OP) Operating
59289 | Everetts Wildcat Solar, LLC | 59549 | Everetts Wildcat Solar, LLC | IPP Non-CHP | NC | EVER1 | 5 | Solar Photovoltaic | SUN | PV | 4 | 2015 |  |  | (OP) Operating
59290 | Solvida Energy Group | 59550 | Putah Creek Solar Farm | IPP Non-CHP | CA | PCSF | 2 | Solar Photovoltaic | SUN | PV | 12 | 2014 |  |  | (OP) Operating
59293 | FLS Solar 200, LLC | 59551 | FLS Solar 200, LLC | IPP Non-CHP | NC | FLS1 | 4.3 | Solar Photovoltaic | SUN | PV | 8 | 2014 |  |  | (OP) Operating
59294 | FLS Solar 170, LLC | 59552 | FLS Solar 170, LLC | IPP Non-CHP | NC | FLS1 | 2 | Solar Photovoltaic | SUN | PV | 8 | 2014 |  |  | (OP) Operating
59295 | Innovative Solar 14, LLC | 59553 | Innovative Solar 14, LLC | IPP Non-CHP | NC | FLS1 | 2 | Solar Photovoltaic | SUN | PV | 9 | 2014 |  |  | (OP) Operating
59296 | Innovative Solar 15, LLC | 59554 | Innovative Solar 15, LLC | IPP Non-CHP | NC | FLS1 | 1.7 | Solar Photovoltaic | SUN | PV | 8 | 2014 |  |  | (OP) Operating
59298 | Vega Solar, LLC | 59555 | Vega Solar | IPP Non-CHP | CA | VEGA1 | 20 | Solar Photovoltaic | SUN | PV | 3 | 2015 |  |  | (OP) Operating
7140 | Georgia Power Co | 59556 | Dalton 2 | Electric Utility | GA | 1 | 5.5 | Solar Photovoltaic | SUN | PV | 12 | 2014 |  |  | (OP) Operating
59300 | PNM Resources | 59558 | Sandoval Solar Energy Center | IPP Non-CHP | NM | SSEC1 | 6.1 | Solar Photovoltaic | SUN | PV | 12 | 2014 |  |  | (OP) Operating
59301 | Clear Horizons Dane, LLC | 59559 | Clear Horizons Dane Community Digester | IPP CHP | WI | GEN#1 | 1 | Other Waste Biomass | OBG | IC | 3 | 2011 |  |  | (OP) Operating
59301 | Clear Horizons Dane, LLC | 59559 | Clear Horizons Dane Community Digester | IPP CHP | WI | GEN#2 | 1 | Other Waste Biomass | OBG | IC | 3 | 2011 |  |  | (OP) Operating
17826 | Springer Electric Coop, Inc | 59560 | Springer Solar 1 | Electric Utility | NM | SPRG1 | 0.8 | Solar Photovoltaic | SUN | PV | 5 | 2015 |  |  | (OP) Operating
59302 | Crockett Farm, LLC | 59561 | Crockett Farm | IPP Non-CHP | NC | PV1 | 5 | Solar Photovoltaic | SUN | PV | 12 | 2014 |  |  | (OP) Operating
59303 | Eastover Farm, LLC | 59562 | Eastover Farm | IPP Non-CHP | NC | PV1 | 5 | Solar Photovoltaic | SUN | PV | 9 | 2014 |  |  | (OP) Operating
59304 | Foxfire Farm, LLC | 59563 | Foxfire Solar Farm | IPP Non-CHP | NC | PV1 | 5 | Solar Photovoltaic | SUN | PV | 8 | 2015 |  |  | (OP) Operating
59305 | Hutchinson Solar, LLC | 59564 | Hutchinson Farm | IPP Non-CHP | NC | PV1 | 5 | Solar Photovoltaic | SUN | PV | 12 | 2014 |  |  | (OP) Operating
59307 | Ashley Solar Farm, LLC | 59566 | Ashley Solar Farm | IPP Non-CHP | NC | PV1 | 4 | Solar Photovoltaic | SUN | PV | 3 | 2015 |  |  | (OP) Operating
58894 | CF CVEC Owner One LLC | 59573 | Tisbury Landfill Solar | IPP Non-CHP | MA | TIS1 | 1.1 | Solar Photovoltaic | SUN | PV | 7 | 2014 |  |  | (OP) Operating
13559 | North American Natural Res | 59574 | Southeast Berrien Generating Facility | IPP Non-CHP | MI | SBL | 4.6 | Landfill Gas | LFG | IC | 5 | 2009 |  |  | (OP) Operating
59324 | Franklin Solar 2 LLC | 59579 | Franklin Solar 2 | IPP Non-CHP | NC | PV1 | 2 | Solar Photovoltaic | SUN | PV | 3 | 2014 |  |  | (OP) Operating
59326 | Stout Farm, LLC | 59581 | Stout Farm | IPP Non-CHP | NC | PV1 | 5 | Solar Photovoltaic | SUN | PV | 12 | 2014 |  |  | (OP) Operating
59332 | Yadkin 601 Farm, LLC | 59587 | Yadkin 601 Farm | IPP Non-CHP | NC | PV1 | 3 | Solar Photovoltaic | SUN | PV | 6 | 2015 |  |  | (OP) Operating
59340 | Stikeleather Farm, LLC | 59595 | Stikeleather Farm | IPP Non-CHP | NC | PV1 | 5 | Solar Photovoltaic | SUN | PV | 8 | 2015 |  |  | (OP) Operating
59345 | Colton Solar One, LLC | 59597 | Colton Solar One, LLC | IPP Non-CHP | CA | CS001 | 2.5 | Solar Photovoltaic | SUN | PV | 6 | 2015 |  |  | (OP) Operating
59346 | Colton Solar Two, LLC | 59598 | Colton Solar Two, LLC | IPP Non-CHP | CA | CS002 | 1 | Solar Photovoltaic | SUN | PV | 4 | 2015 |  |  | (OP) Operating
59349 | Walters Solar (FLS 260) | 59603 | Walters Solar (FLS 260) | IPP Non-CHP | NC | FLS1 | 5 | Solar Photovoltaic | SUN | PV | 8 | 2015 |  |  | (OP) Operating
59350 | Stagecoach Solar | 59604 | Stagecoach Solar | IPP Non-CHP | NC | FLS1 | 5 | Solar Photovoltaic | SUN | PV | 5 | 2015 |  |  | (OP) Operating
59351 | Vicksburg Solar | 59605 | Vicksburg Solar | IPP Non-CHP | NC | FLS1 | 5 | Solar Photovoltaic | SUN | PV | 5 | 2015 |  |  | (OP) Operating
59352 | Soul City Solar | 59606 | Soul City Solar | IPP Non-CHP | NC | FLS1 | 3.5 | Solar Photovoltaic | SUN | PV | 4 | 2015 |  |  | (OP) Operating
59353 | AP North Lake I, LP | 59610 | AP North Lake I, LP | IPP Non-CHP | CA | APNLI | 20 | Solar Photovoltaic | SUN | PV | 8 | 2015 |  |  | (OP) Operating
59354 | LKL BLBD, LLC | 59611 | LKL BLBD, LLC | IPP Non-CHP | FL | LKLBB | 6 | Solar Photovoltaic | SUN | PV | 8 | 2015 |  |  | (OP) Operating
59356 | SSA Solar of NY LLC | 59613 | Town of Williamson Landfill PV | Commercial Non-CHP | NY | TWLL | 1.2 | Solar Photovoltaic | SUN | PV | 12 | 2014 |  |  | (OP) Operating
56615 | First Solar Project Development | 59618 | Meadow Lake Solar Energy Center | Electric Utility | NM | MLK | 9.1 | Solar Photovoltaic | SUN | PV | 1 | 2015 |  |  | (OP) Operating
56615 | First Solar Project Development | 59619 | Cibola | Electric Utility | NM | CBLA | 7.6 | Solar Photovoltaic | SUN | PV | 2 | 2015 |  |  | (OP) Operating
59358 | REUT Origination, LLC | 59620 | South Milford Solar Plant | IPP Non-CHP | UT | SMS1 | 2.9 | Solar Photovoltaic | SUN | PV | 3 | 2015 |  |  | (OP) Operating
59359 | BHE Renewables, LLC | 59621 | TX Jumbo Road Wind | IPP Non-CHP | TX | JRWND | 299.7 | Onshore Wind Turbine | WND | WT | 4 | 2015 |  |  | (OP) Operating
59360 | Clarkson Solar LLC | 59623 | Clarkson Solar | IPP Non-CHP | NY | CSPV | 2 | Solar Photovoltaic | SUN | PV | 11 | 2014 |  |  | (OP) Operating
58871 | Citizens Enterprises Corporation | 59624 | Twiss Street Solar | IPP Non-CHP | MA | PV1 | 1.5 | Solar Photovoltaic | SUN | PV | 1 | 2015 |  |  | (OP) Operating
58871 | Citizens Enterprises Corporation | 59625 | Chicopee River Solar | IPP Non-CHP | MA | PV1 | 2 | Solar Photovoltaic | SUN | PV | 1 | 2015 |  |  | (OP) Operating
58871 | Citizens Enterprises Corporation | 59626 | Chicopee Granby Road Solar | IPP Non-CHP | MA | PV1 | 1.6 | Solar Photovoltaic | SUN | PV | 1 | 2015 |  |  | (OP) Operating
56990 | NJR Clean Energy Ventures Corporation | 59627 | Harmony | IPP Non-CHP | NJ | HRMNY | 3 | Solar Photovoltaic | SUN | PV | 6 | 2015 |  |  | (OP) Operating
56990 | NJR Clean Energy Ventures Corporation | 59628 | Hanover | IPP Non-CHP | NJ | HNOVR | 5 | Solar Photovoltaic | SUN | PV | 9 | 2015 |  |  | (OP) Operating
57411 | KDC Solar O&M LLC | 59630 | CentraState Medical Center PV Facility | Commercial Non-CHP | NJ | CS | 6.3 | Solar Photovoltaic | SUN | PV | 10 | 2014 |  |  | (OP) Operating
57411 | KDC Solar O&M LLC | 59631 | Imclone Solar Electric Facility | Commercial Non-CHP | NJ | IM | 10 | Solar Photovoltaic | SUN | PV | 5 | 2014 |  |  | (OP) Operating
58519 | Clean Energy Collective LLC | 59632 | Midwest Energy Community Solar Array | IPP Non-CHP | KS | 1036 | 1 | Solar Photovoltaic | SUN | PV | 2 | 2015 |  |  | (OP) Operating
59381 | EE Kettleman California LLC | 59633 | Kettleman Solar -Centaurus | IPP Non-CHP | CA | KS | 20 | Solar Photovoltaic | SUN | PV | 7 | 2015 | 7 | 2050 | (OP) Operating
40211 | Wabash Valley Power Assn, Inc | 59635 | Clinton LFGTE | Electric Utility | IL | 1 | 1.6 | Landfill Gas | LFG | IC | 2 | 2006 |  |  | (OA) Out of service but expected to return to service in next calendar year
40211 | Wabash Valley Power Assn, Inc | 59635 | Clinton LFGTE | Electric Utility | IL | 2 | 1.6 | Landfill Gas | LFG | IC | 2 | 2006 |  |  | (OA) Out of service but expected to return to service in next calendar year
59388 | Charlton Solar I, LLC | 59636 | Charlton Solar I | IPP Non-CHP | MA | 37021 | 3.9 | Solar Photovoltaic | SUN | PV | 12 | 2014 |  |  | (OP) Operating
59393 | Coronal Lost Hills, LLC | 59638 | Coronal Lost Hills | IPP Non-CHP | CA | CLH | 20 | Solar Photovoltaic | SUN | PV | 5 | 2015 |  |  | (OP) Operating
59395 | Philips Lightolier | 59639 | Lightolier Wind I Turbine | Industrial Non-CHP | MA | LIGHT | 2 | Onshore Wind Turbine | WND | WT | 2 | 2012 |  |  | (OP) Operating
59406 | Mt. Olive Solar 1 | 59645 | Mt Olive Solar 1 | IPP Non-CHP | NC | FLS1 | 5 | Solar Photovoltaic | SUN | PV | 5 | 2015 |  |  | (OP) Operating
59407 | FLS Solar 230 (Warren) | 59646 | FLS Solar 230 (Warren) | IPP Non-CHP | NC | FLS1 | 4.8 | Solar Photovoltaic | SUN | PV | 5 | 2015 |  |  | (OP) Operating
59414 | Nelson Gardens Energy, LLC | 59649 | Nelson Gardens Landfill Gas to Energy | IPP Non-CHP | TX | UNIT1 | 1.1 | Landfill Gas | LFG | IC | 4 | 2014 |  |  | (OP) Operating
59414 | Nelson Gardens Energy, LLC | 59649 | Nelson Gardens Landfill Gas to Energy | IPP Non-CHP | TX | UNIT2 | 1.1 | Landfill Gas | LFG | IC | 4 | 2014 |  |  | (OP) Operating
59414 | Nelson Gardens Energy, LLC | 59649 | Nelson Gardens Landfill Gas to Energy | IPP Non-CHP | TX | UNIT3 | 1.1 | Landfill Gas | LFG | IC | 4 | 2014 |  |  | (OP) Operating
59414 | Nelson Gardens Energy, LLC | 59649 | Nelson Gardens Landfill Gas to Energy | IPP Non-CHP | TX | UNIT4 | 1.1 | Landfill Gas | LFG | IC | 4 | 2014 |  |  | (OP) Operating
59370 | ENERGYneering Solutions, Inc | 59650 | CII Methane Management III LFG Plant | IPP Non-CHP | GA | GEN1 | 1.6 | Landfill Gas | LFG | IC | 10 | 2014 |  |  | (OP) Operating
11208 | Los Angeles Department of Water & Power | 59651 | Forever 21 Retail, Inc. | IPP Non-CHP | CA | W4161 | 4.6 | Solar Photovoltaic | SUN | PV | 2 | 2015 |  |  | (OP) Operating
11208 | Los Angeles Department of Water & Power | 59652 | Nordhoff Place | IPP Non-CHP | CA | W4162 | 1 | Solar Photovoltaic | SUN | PV | 9 | 2014 |  |  | (OP) Operating
59424 | SSA Solar of NM 4, LLC | 59653 | City of Truth or Consequences PV | IPP Non-CHP | NM | COTC | 1.9 | Solar Photovoltaic | SUN | PV | 2 | 2015 |  |  | (OP) Operating
59433 | Imperial Valley Solar Co (IVSC) 2, LLC | 59657 | Imperial Valley Solar Co (IVSC) 2 | IPP Non-CHP | CA | IVSC2 | 20 | Solar Photovoltaic | SUN | PV | 6 | 2015 |  |  | (OP) Operating
17164 | Sierra Pacific Industries Inc | 59658 | SPI Anderson 2 | Industrial CHP | CA | GEN1 | 27.2 | Wood/Wood Waste Biomass | WDS | ST | 8 | 2015 |  |  | (OP) Operating
20135 | City of Washington - (UT) | 59660 | Washington City Electric Generation | Electric Utility | UT | 3 | 2 | Natural Gas Internal Combustion Engine | NG | IC | 6 | 2008 |  |  | (OP) Operating
20135 | City of Washington - (UT) | 59660 | Washington City Electric Generation | Electric Utility | UT | 4 | 2 | Natural Gas Internal Combustion Engine | NG | IC | 6 | 2008 |  |  | (OP) Operating
20135 | City of Washington - (UT) | 59660 | Washington City Electric Generation | Electric Utility | UT | 9 | 2 | Natural Gas Internal Combustion Engine | NG | IC | 5 | 2007 |  |  | (OP) Operating
20392 | City of West Plains - (MO) | 59664 | City of West Plains Power Station | Electric Utility | MO | UNIT1 | 23.2 | Natural Gas Fired Combustion Turbine | NG | GT | 5 | 2000 |  |  | (SB) Standby/Backup: available for service but not normally used
20392 | City of West Plains - (MO) | 59664 | City of West Plains Power Station | Electric Utility | MO | UNIT2 | 23.5 | Natural Gas Fired Combustion Turbine | NG | GT | 5 | 2000 |  |  | (SB) Standby/Backup: available for service but not normally used
59453 | NextSun Energy, LLC | 59682 | Main Street Solar Project | IPP Non-CHP | VT | MS258 | 1.5 | Solar Photovoltaic | SUN | PV | 12 | 2014 |  |  | (OP) Operating
59454 | Solscient Energy, LLC | 59683 | GM Lordstown Assembly Solar Array | Industrial Non-CHP | OH | 12345 | 1.7 | Solar Photovoltaic | SUN | PV | 1 | 2015 |  |  | (OP) Operating
59458 | Landfill Energy Systems Florida | 59686 | Sarasota County LFGTE Facility | IPP Non-CHP | FL | LESF1 | 1.6 | Landfill Gas | LFG | IC | 2 | 2015 |  |  | (OP) Operating
59458 | Landfill Energy Systems Florida | 59686 | Sarasota County LFGTE Facility | IPP Non-CHP | FL | LESF2 | 1.6 | Landfill Gas | LFG | IC | 2 | 2015 |  |  | (OP) Operating
59458 | Landfill Energy Systems Florida | 59686 | Sarasota County LFGTE Facility | IPP Non-CHP | FL | LESF3 | 1.6 | Landfill Gas | LFG | IC | 2 | 2015 |  |  | (OP) Operating
59458 | Landfill Energy Systems Florida | 59686 | Sarasota County LFGTE Facility | IPP Non-CHP | FL | LESF4 | 1.6 | Landfill Gas | LFG | IC | 2 | 2015 |  |  | (OP) Operating
59457 | Sun Harvest Solar, LLC | 59687 | Sun Harvest Solar NDP1 | IPP Non-CHP | CA | NDP1 | 1.5 | Solar Photovoltaic | SUN | PV | 5 | 2015 |  |  | (OP) Operating
59452 | Ingenco Renewable Development, LLC | 59688 | Wake County LFG Facility | IPP Non-CHP | NC | E1 | 0.3 | Landfill Gas | LFG | IC | 9 | 2013 |  |  | (OP) Operating
59452 | Ingenco Renewable Development, LLC | 59688 | Wake County LFG Facility | IPP Non-CHP | NC | E10 | 0.3 | Landfill Gas | LFG | IC | 9 | 2013 |  |  | (OP) Operating
59452 | Ingenco Renewable Development, LLC | 59688 | Wake County LFG Facility | IPP Non-CHP | NC | E11 | 0.3 | Landfill Gas | LFG | IC | 9 | 2013 |  |  | (OP) Operating
59452 | Ingenco Renewable Development, LLC | 59688 | Wake County LFG Facility | IPP Non-CHP | NC | E12 | 0.3 | Landfill Gas | LFG | IC | 9 | 2013 |  |  | (OP) Operating
59452 | Ingenco Renewable Development, LLC | 59688 | Wake County LFG Facility | IPP Non-CHP | NC | E13 | 0.3 | Landfill Gas | LFG | IC | 9 | 2013 |  |  | (OP) Operating
59452 | Ingenco Renewable Development, LLC | 59688 | Wake County LFG Facility | IPP Non-CHP | NC | E14 | 0.3 | Landfill Gas | LFG | IC | 9 | 2013 |  |  | (OP) Operating
59452 | Ingenco Renewable Development, LLC | 59688 | Wake County LFG Facility | IPP Non-CHP | NC | E15 | 0.3 | Landfill Gas | LFG | IC | 9 | 2013 |  |  | (OP) Operating
59452 | Ingenco Renewable Development, LLC | 59688 | Wake County LFG Facility | IPP Non-CHP | NC | E16 | 0.3 | Landfill Gas | LFG | IC | 9 | 2013 |  |  | (OP) Operating
59452 | Ingenco Renewable Development, LLC | 59688 | Wake County LFG Facility | IPP Non-CHP | NC | E17 | 0.3 | Landfill Gas | LFG | IC | 9 | 2013 |  |  | (OP) Operating
59452 | Ingenco Renewable Development, LLC | 59688 | Wake County LFG Facility | IPP Non-CHP | NC | E18 | 0.3 | Landfill Gas | LFG | IC | 9 | 2013 |  |  | (OP) Operating
59452 | Ingenco Renewable Development, LLC | 59688 | Wake County LFG Facility | IPP Non-CHP | NC | E2 | 0.3 | Landfill Gas | LFG | IC | 9 | 2013 |  |  | (OP) Operating
59452 | Ingenco Renewable Development, LLC | 59688 | Wake County LFG Facility | IPP Non-CHP | NC | E3 | 0.3 | Landfill Gas | LFG | IC | 9 | 2013 |  |  | (OP) Operating
59452 | Ingenco Renewable Development, LLC | 59688 | Wake County LFG Facility | IPP Non-CHP | NC | E4 | 0.3 | Landfill Gas | LFG | IC | 9 | 2013 |  |  | (OP) Operating
59452 | Ingenco Renewable Development, LLC | 59688 | Wake County LFG Facility | IPP Non-CHP | NC | E5 | 0.3 | Landfill Gas | LFG | IC | 9 | 2013 |  |  | (OP) Operating
59452 | Ingenco Renewable Development, LLC | 59688 | Wake County LFG Facility | IPP Non-CHP | NC | E6 | 0.3 | Landfill Gas | LFG | IC | 9 | 2013 |  |  | (OP) Operating
59452 | Ingenco Renewable Development, LLC | 59688 | Wake County LFG Facility | IPP Non-CHP | NC | E7 | 0.3 | Landfill Gas | LFG | IC | 9 | 2013 |  |  | (OP) Operating
59452 | Ingenco Renewable Development, LLC | 59688 | Wake County LFG Facility | IPP Non-CHP | NC | E8 | 0.3 | Landfill Gas | LFG | IC | 9 | 2013 |  |  | (OP) Operating
59452 | Ingenco Renewable Development, LLC | 59688 | Wake County LFG Facility | IPP Non-CHP | NC | E9 | 0.3 | Landfill Gas | LFG | IC | 9 | 2013 |  |  | (OP) Operating
59463 | Narragansett Bay Commission | 59692 | NBC Field's Point Wind Farm | Commercial Non-CHP | RI | FPWTG | 0.8 | Onshore Wind Turbine | WND | WT | 10 | 2012 |  |  | (OP) Operating
59473 | JC-Biomethane, LLC | 59704 | JC-Biomethane, LLC | IPP CHP | OR | JCBIO | 1.6 | Other Waste Biomass | OBG | GT | 10 | 2011 |  |  | (OP) Operating
55858 | Energy Developments Inc | 59710 | Sand Valley Power Station | IPP Non-CHP | AL | GMA | 1.6 | Landfill Gas | LFG | IC | 11 | 2013 |  |  | (OP) Operating
55858 | Energy Developments Inc | 59710 | Sand Valley Power Station | IPP Non-CHP | AL | GMB | 1.6 | Landfill Gas | LFG | IC | 11 | 2013 |  |  | (OP) Operating
55858 | Energy Developments Inc | 59710 | Sand Valley Power Station | IPP Non-CHP | AL | GMC | 1.6 | Landfill Gas | LFG | IC | 11 | 2013 |  |  | (OP) Operating
59370 | ENERGYneering Solutions, Inc | 59711 | CII Methane Management IV, LLC | IPP Non-CHP | NC | GEN1 | 1.5 | Landfill Gas | LFG | IC | 6 | 2014 |  |  | (OP) Operating
57389 | IKEA Property Inc | 59714 | IKEA St. Louis 410 | Commercial Non-CHP | MO | IK410 | 1 | Solar Photovoltaic | SUN | PV | 9 | 2015 |  |  | (OP) Operating
59287 | Laurel Capital Partners | 59715 | DD Hay Road Solar 23 LLC | IPP Non-CHP | DE | PV1 | 1.2 | Solar Photovoltaic | SUN | PV | 5 | 2015 |  |  | (OP) Operating
59484 | Framingham State University | 59717 | Framingham State University Plant | Commercial Non-CHP | MA | ACPV | 0.7 | Solar Photovoltaic | SUN | PV | 4 | 2011 |  |  | (OP) Operating
59484 | Framingham State University | 59717 | Framingham State University Plant | Commercial Non-CHP | MA | CCPV | 0.3 | Solar Photovoltaic | SUN | PV | 4 | 2011 |  |  | (OP) Operating
59484 | Framingham State University | 59717 | Framingham State University Plant | Commercial Non-CHP | MA | HA | 0.4 | Petroleum Liquids | DFO | IC | 6 | 2007 |  |  | (SB) Standby/Backup: available for service but not normally used
59484 | Framingham State University | 59717 | Framingham State University Plant | Commercial Non-CHP | MA | LIB | 0.3 | Petroleum Liquids | DFO | IC | 6 | 2005 |  |  | (SB) Standby/Backup: available for service but not normally used
59484 | Framingham State University | 59717 | Framingham State University Plant | Commercial Non-CHP | MA | MSC | 0.1 | Natural Gas Internal Combustion Engine | NG | IC | 6 | 1974 |  |  | (SB) Standby/Backup: available for service but not normally used
59484 | Framingham State University | 59717 | Framingham State University Plant | Commercial Non-CHP | MA | NORTH | 0.2 | Petroleum Liquids | DFO | IC | 6 | 2011 |  |  | (SB) Standby/Backup: available for service but not normally used
59484 | Framingham State University | 59717 | Framingham State University Plant | Commercial Non-CHP | MA | OC | 0.1 | Petroleum Liquids | DFO | IC | 6 | 2003 |  |  | (SB) Standby/Backup: available for service but not normally used
59484 | Framingham State University | 59717 | Framingham State University Plant | Commercial Non-CHP | MA | PP | 0.4 | Petroleum Liquids | DFO | IC | 6 | 2009 |  |  | (SB) Standby/Backup: available for service but not normally used
59484 | Framingham State University | 59717 | Framingham State University Plant | Commercial Non-CHP | MA | TOW1 | 0.2 | Petroleum Liquids | DFO | IC | 6 | 2004 |  |  | (SB) Standby/Backup: available for service but not normally used
59484 | Framingham State University | 59717 | Framingham State University Plant | Commercial Non-CHP | MA | TOW2 | 0.4 | Petroleum Liquids | DFO | IC | 6 | 2013 |  |  | (SB) Standby/Backup: available for service but not normally used
59488 | Charlotte Solar LLC | 59719 | Charlotte Solar LLC VT | IPP Non-CHP | VT | CS001 | 2 | Solar Photovoltaic | SUN | PV | 7 | 2014 |  |  | (OP) Operating
59493 | Scituate Wind LLC | 59724 | Scituate Wind | IPP Non-CHP | MA | SCIWT | 1.5 | Onshore Wind Turbine | WND | WT | 3 | 2012 |  |  | (OP) Operating
59494 | Fairhaven Wind LLC | 59725 | Fairhaven Wind | IPP Non-CHP | MA | FHWTG | 3 | Onshore Wind Turbine | WND | WT | 4 | 2012 |  |  | (OP) Operating
14164 | City of Orangeburg - (SC) | 59727 | Bull Street Plant | Electric Utility | SC | GEN1 | 2 | Natural Gas Fired Combustion Turbine | NG | GT | 4 | 2005 |  |  | (OP) Operating
14164 | City of Orangeburg - (SC) | 59728 | Substation 20 Plant | Electric Utility | SC | GEN1 | 2 | Natural Gas Fired Combustion Turbine | NG | GT | 6 | 2014 |  |  | (OP) Operating
58822 | MC Power Companies Inc | 59729 | Macon Solar Power Project | IPP Non-CHP | MO | MSF1 | 2.8 | Solar Photovoltaic | SUN | PV | 6 | 2015 |  |  | (OP) Operating
59500 | Sunny Templeton, LLC | 59731 | Templeton | IPP Non-CHP | MA | TEMPL | 3 | Solar Photovoltaic | SUN | PV | 12 | 2014 |  |  | (OP) Operating
59503 | Capital Dynamics | 59732 | Green Pastures Wind I | IPP Non-CHP | TX | GPI | 150 | Onshore Wind Turbine | WND | WT | 4 | 2015 |  |  | (OP) Operating
59504 | Kirkwood Community College | 59735 | Kirkwood Wind Turbine | IPP Non-CHP | IA | KCC01 | 0.7 | Onshore Wind Turbine | WND | WT | 2 | 2012 |  |  | (OP) Operating
59506 | Valentine Wind, LLC | 59736 | Valentine Wind, LLC | IPP Non-CHP | NE | 7772 | 1.9 | Onshore Wind Turbine | WND | WT | 9 | 2014 |  |  | (OP) Operating
59508 | Barton Solar, LLC | 59741 | Barton Solar Farm | IPP Non-CHP | VT | BARTN | 1.9 | Solar Photovoltaic | SUN | PV | 11 | 2014 |  |  | (OP) Operating
58519 | Clean Energy Collective LLC | 59742 | Sunnyside Ranch Community Solar Array | IPP Non-CHP | CO | HCE | 2 | Solar Photovoltaic | SUN | PV | 4 | 2015 |  |  | (OP) Operating
59540 | SunE SEM 1, LLC | 59743 | Chimes West Friendship (Nixon Farms) | IPP Non-CHP | MD | 1 | 1.2 | Solar Photovoltaic | SUN | PV | 12 | 2014 |  |  | (OP) Operating
58473 | NVT LICENSES, LLC | 59744 | Lakeland Electric Co. (FL)-Airport 1 | IPP Non-CHP | FL | 1 | 2.7 | Solar Photovoltaic | SUN | PV | 12 | 2011 |  |  | (OP) Operating
59511 | South Street Solar, LLC | 59745 | Leominster (MA)-South Street-R&D | IPP Non-CHP | MA | 1 | 2.6 | Solar Photovoltaic | SUN | PV | 12 | 2013 |  |  | (OP) Operating
59512 | Team-Solar, Inc. | 59746 | DSH (CA) - Coalinga State Hospital | IPP Non-CHP | CA | 1 | 3.5 | Solar Photovoltaic | SUN | PV | 7 | 2014 |  |  | (OP) Operating
59512 | Team-Solar, Inc. | 59748 | CDCR (CA) - Pleasant Valley State Prison | IPP Non-CHP | CA | 1 | 2.2 | Solar Photovoltaic | SUN | PV | 7 | 2014 |  |  | (OP) Operating
58473 | NVT LICENSES, LLC | 59749 | UMES (MD) - Princess Anne | IPP Non-CHP | MD | 1 | 2.1 | Solar Photovoltaic | SUN | PV | 2 | 2011 |  |  | (OP) Operating
58473 | NVT LICENSES, LLC | 59750 | Bourne (MA) - Holliston I | IPP Non-CHP | MA | 1 | 2.4 | Solar Photovoltaic | SUN | PV | 12 | 2014 |  |  | (OP) Operating
59518 | Wilzig Associates, LLC | 59751 | Wilzig Associates, LLC | Commercial Non-CHP | NJ | WILZG | 1.2 | Solar Photovoltaic | SUN | PV | 1 | 2013 |  |  | (OP) Operating
59519 | TerraForm Solar XVII, LLC | 59752 | BlueWave Capital - Grafton (SREC II) | IPP Non-CHP | MA | 1 | 1.3 | Solar Photovoltaic | SUN | PV | 3 | 2015 |  |  | (OP) Operating
58473 | NVT LICENSES, LLC | 59754 | Lakeland Electric Co. (FL) - Airport II | IPP Non-CHP | FL | 1 | 3.8 | Solar Photovoltaic | SUN | PV | 9 | 2012 |  |  | (OP) Operating
59522 | Chester Power Partners LLC | 59755 | Chester Power Partners | IPP Non-CHP | VT | PVS1 | 2.2 | Solar Photovoltaic | SUN | PV | 11 | 2014 |  |  | (OP) Operating
59526 | State Correctnl Inst Laurel Highlands | 59759 | Glades Pike Generation Plant | Commercial Non-CHP | PA | CAT1 | 1.4 | Landfill Gas | LFG | IC | 10 | 2011 |  |  | (OP) Operating
59526 | State Correctnl Inst Laurel Highlands | 59759 | Glades Pike Generation Plant | Commercial Non-CHP | PA | CAT2 | 1.4 | Landfill Gas | LFG | IC | 10 | 2011 |  |  | (OP) Operating
59526 | State Correctnl Inst Laurel Highlands | 59759 | Glades Pike Generation Plant | Commercial Non-CHP | PA | SOLAR | 1.5 | Landfill Gas | LFG | GT | 10 | 2011 |  |  | (OP) Operating
59462 | Heelstone Energy Holdings, LLC | 59760 | Red Hill Solar Center, LLC | IPP Non-CHP | NC | RHILL | 4.9 | Solar Photovoltaic | SUN | PV | 12 | 2014 |  |  | (OP) Operating
59462 | Heelstone Energy Holdings, LLC | 59761 | Van Slyke Solar Center, LLC | IPP Non-CHP | NC | VSLYK | 4.9 | Solar Photovoltaic | SUN | PV | 12 | 2014 |  |  | (OP) Operating
59462 | Heelstone Energy Holdings, LLC | 59762 | Broadway Solar Center, LLC | IPP Non-CHP | NC | BRDWY | 4.9 | Solar Photovoltaic | SUN | PV | 12 | 2014 |  |  | (OP) Operating
59529 | Robeson County Landfill | 59763 | Robeson County LFG to Energy | Commercial Non-CHP | NC | GEN01 | 1 | Landfill Gas | LFG | IC | 1 | 2012 |  |  | (OP) Operating
59529 | Robeson County Landfill | 59763 | Robeson County LFG to Energy | Commercial Non-CHP | NC | GEN02 | 1 | Landfill Gas | LFG | IC | 4 | 2015 |  |  | (OP) Operating
59232 | Kearsarge Solar LLC | 59765 | Stetson Road Solar - Barre I | IPP Non-CHP | MA | BI | 2 | Solar Photovoltaic | SUN | PV | 5 | 2014 |  |  | (OP) Operating
59232 | Kearsarge Solar LLC | 59766 | Barre II Solar Project | IPP Non-CHP | MA | BII | 1.5 | Solar Photovoltaic | SUN | PV | 4 | 2014 |  |  | (OP) Operating
59232 | Kearsarge Solar LLC | 59767 | Chester Solar Farm | IPP Non-CHP | MA | CHSTR | 4.8 | Solar Photovoltaic | SUN | PV | 6 | 2014 |  |  | (OP) Operating
59232 | Kearsarge Solar LLC | 59768 | Concord Solar Farm | IPP Non-CHP | MA | CMLP | 1.5 | Solar Photovoltaic | SUN | PV | 4 | 2014 |  |  | (OP) Operating
59209 | Half Moon Ventures, LLC | 59771 | Jefferson Solar Park | IPP Non-CHP | WI | JSP01 | 1 | Solar Photovoltaic | SUN | PV | 12 | 2013 |  |  | (OP) Operating
10000 | Kansas City Power & Light Co | 59772 | KCP&L SmartGrid Innovation Park | Electric Utility | MO | 1 | 1 | Batteries | MWH | BA | 6 | 2012 |  |  | (OP) Operating
59539 | BioTown Ag | 59774 | BioTown Ag | Industrial CHP | IN | ENG1 | 1 | Other Waste Biomass | OBG | IC | 6 | 2011 |  |  | (OP) Operating
59539 | BioTown Ag | 59774 | BioTown Ag | Industrial CHP | IN | ENG2 | 1 | Other Waste Biomass | OBG | IC | 6 | 2011 |  |  | (OP) Operating
59539 | BioTown Ag | 59774 | BioTown Ag | Industrial CHP | IN | ENG3 | 1 | Other Waste Biomass | OBG | IC | 6 | 2011 |  |  | (OP) Operating
59539 | BioTown Ag | 59774 | BioTown Ag | Industrial CHP | IN | ENG4 | 1 | Other Waste Biomass | OBG | IC | 4 | 2014 |  |  | (OP) Operating
59539 | BioTown Ag | 59774 | BioTown Ag | Industrial CHP | IN | ENG5 | 1 | Other Waste Biomass | OBG | IC | 4 | 2014 |  |  | (OP) Operating
59539 | BioTown Ag | 59774 | BioTown Ag | Industrial CHP | IN | ENG6 | 1 | Other Waste Biomass | OBG | IC | 4 | 2014 |  |  | (OP) Operating
59542 | Adams Farm Solar LLC | 59775 | Adams Farm Solar | IPP Non-CHP | MA | ADAMS | 3 | Solar Photovoltaic | SUN | PV | 10 | 2013 |  |  | (OP) Operating
59543 | Heartland Community College | 59776 | Heartland Community College | Commercial Non-CHP | IL | T01 | 1.7 | Onshore Wind Turbine | WND | WT | 6 | 2012 |  |  | (OP) Operating
59544 | SunE DM, LLC | 59779 | Davis Monthan AFB (AZ) West Airfield | IPP Non-CHP | AZ | 1 | 12.6 | Solar Photovoltaic | SUN | PV | 1 | 2014 |  |  | (OP) Operating
59545 | BWC Origination 4, LLC | 59780 | New Bedford (MA) Plymouth | IPP Non-CHP | MA | 1 | 4.3 | Solar Photovoltaic | SUN | PV | 7 | 2014 |  |  | (OP) Operating
59546 | Nexamp Treasure Valley Solar, LLC | 59781 | Upper Blackstone (MA) Treasure Valley | IPP Non-CHP | MA | 1 | 5 | Solar Photovoltaic | SUN | PV | 7 | 2014 |  |  | (OP) Operating
59549 | Targa Pipeline Mid-Continent West OK LLC | 59782 | Waynoka Gas Processing Plant | Industrial Non-CHP | OK | G1 | 1.3 | Natural Gas Internal Combustion Engine | NG | IC | 7 | 2006 |  |  | (OP) Operating
59549 | Targa Pipeline Mid-Continent West OK LLC | 59782 | Waynoka Gas Processing Plant | Industrial Non-CHP | OK | G2 | 1.3 | Natural Gas Internal Combustion Engine | NG | IC | 7 | 2006 |  |  | (OP) Operating
59549 | Targa Pipeline Mid-Continent West OK LLC | 59782 | Waynoka Gas Processing Plant | Industrial Non-CHP | OK | G3 | 1.3 | Natural Gas Internal Combustion Engine | NG | IC | 7 | 2006 |  |  | (OP) Operating
59550 | Croda Inc. | 59783 | Croda Atlas Point CHP | Industrial CHP | DE | 91197 | 1.1 | Landfill Gas | LFG | IC | 8 | 2013 |  |  | (OP) Operating
59550 | Croda Inc. | 59783 | Croda Atlas Point CHP | Industrial CHP | DE | 91198 | 1.1 | Landfill Gas | LFG | IC | 8 | 2013 |  |  | (OP) Operating
24211 | Tucson Electric Power Co | 59784 | Gila River Power Block 3 | Electric Utility | AZ | CTG5 | 146 | Natural Gas Fired Combined Cycle | NG | CT | 6 | 2003 |  |  | (OP) Operating
24211 | Tucson Electric Power Co | 59784 | Gila River Power Block 3 | Electric Utility | AZ | CTG6 | 146 | Natural Gas Fired Combined Cycle | NG | CT | 6 | 2003 |  |  | (OP) Operating
24211 | Tucson Electric Power Co | 59784 | Gila River Power Block 3 | Electric Utility | AZ | ST11 | 223 | Natural Gas Fired Combined Cycle | NG | CA | 6 | 2003 |  |  | (OP) Operating
59559 | Novi Energy LLC | 59785 | Fremont Community Digester, LLC | IPP Non-CHP | MI | 19001 | 2.9 | Other Waste Biomass | OBG | IC | 12 | 2012 |  |  | (OP) Operating
59561 | SunE Solar XVII Project 2, LLC | 59786 | Fiddler's Canyon #2 | IPP Non-CHP | UT | FID2 | 3 | Solar Photovoltaic | SUN | PV | 9 | 2015 |  |  | (OP) Operating
59560 | SunE Solar XVII Project 1, LLC | 59787 | Fiddler's Canyon #1 | IPP Non-CHP | UT | FID1 | 3 | Solar Photovoltaic | SUN | PV | 9 | 2015 |  |  | (OP) Operating
57313 | SolarCity Corporation | 59788 | Advance Stores Company, Inc | IPP Non-CHP | CT | PV1 | 1 | Solar Photovoltaic | SUN | PV | 11 | 2014 |  |  | (OP) Operating
57313 | SolarCity Corporation | 59789 | Millbrook School | IPP Non-CHP | NY | PV1 | 1.4 | Solar Photovoltaic | SUN | PV | 3 | 2015 |  |  | (OP) Operating
57313 | SolarCity Corporation | 59790 | Oregon University System Rabbit Field | IPP Non-CHP | OR | PV1 | 1.2 | Solar Photovoltaic | SUN | PV | 3 | 2014 |  |  | (OP) Operating
58303 | Energy Systems Group LLC | 59794 | Chicago West Side Energy Center | IPP Non-CHP | IL | GEN1 | 3.5 | Natural Gas Fired Combustion Turbine | NG | GT | 10 | 2003 |  |  | (OP) Operating
59568 | United Water, Inc. | 59797 | Bayonne MUA- Leitner-Poma Wind Turbine | IPP Non-CHP | NJ | WT1 | 0.1 | Onshore Wind Turbine | WND | WT | 7 | 2012 |  |  | (OP) Operating
57128 | Bloom Energy | 59800 | Amazon San Bernardino | IPP Non-CHP | CA | AMZ00 | 1 | Other Natural Gas | NG | FC | 11 | 2014 |  |  | (OP) Operating
57128 | Bloom Energy | 59801 | IBM Southbury | IPP Non-CHP | CT | IBM00 | 1 | Other Natural Gas | NG | FC | 11 | 2014 |  |  | (OP) Operating
57128 | Bloom Energy | 59802 | Maxim | IPP Non-CHP | CA | MXM00 | 1 | Other Natural Gas | NG | FC | 8 | 2014 |  |  | (OP) Operating
57128 | Bloom Energy | 59803 | Pixar - Emeryville | IPP Non-CHP | CA | PXR00 | 1 | Other Natural Gas | NG | FC | 1 | 2014 |  |  | (OP) Operating
57128 | Bloom Energy | 59804 | Starbucks - Evolution Fresh | IPP Non-CHP | CA | SBK00 | 1 | Other Natural Gas | NG | FC | 6 | 2014 |  |  | (OP) Operating
57128 | Bloom Energy | 59805 | Yahoo! - HQ | IPP Non-CHP | CA | YAH00 | 1 | Other Natural Gas | NG | FC | 7 | 2014 |  |  | (OP) Operating
59572 | East to West Solar LLC | 59807 | Airport 1 Solar (DIA) | IPP Non-CHP | CO | GBDIA | 1.5 | Solar Photovoltaic | SUN | PV | 12 | 2009 |  |  | (OP) Operating
58303 | Energy Systems Group LLC | 59808 | Munster Landfill Gas-to-Energy | IPP Non-CHP | IN | GEN1 | 1.1 | Landfill Gas | LFG | IC | 11 | 2012 |  |  | (OP) Operating
58303 | Energy Systems Group LLC | 59809 | Mountain Home Energy Center | IPP Non-CHP | TN | GEN1 | 3.2 | Natural Gas Internal Combustion Engine | NG | IC | 6 | 2002 |  |  | (OP) Operating
58303 | Energy Systems Group LLC | 59809 | Mountain Home Energy Center | IPP Non-CHP | TN | GEN2 | 1.8 | Petroleum Liquids | DFO | IC | 6 | 2002 |  |  | (SB) Standby/Backup: available for service but not normally used
58303 | Energy Systems Group LLC | 59809 | Mountain Home Energy Center | IPP Non-CHP | TN | GEN3 | 1.8 | Petroleum Liquids | DFO | IC | 6 | 2002 |  |  | (SB) Standby/Backup: available for service but not normally used
58303 | Energy Systems Group LLC | 59810 | Dairyland WTE Plant | IPP Non-CHP | WI | GEN1 | 0.7 | Other Waste Biomass | OBG | IC | 1 | 2012 |  |  | (OP) Operating
58303 | Energy Systems Group LLC | 59810 | Dairyland WTE Plant | IPP Non-CHP | WI | GEN2 | 0.7 | Other Waste Biomass | OBG | IC | 1 | 2012 |  |  | (OP) Operating
59589 | Rockfish Solar LLC | 59811 | Rockfish Solar LLC | IPP Non-CHP | MD | GEN1 | 10.3 | Solar Photovoltaic | SUN | PV | 8 | 2015 |  |  | (OP) Operating
59596 | Industrial Power Services Corp. | 59815 | Granby LFG | IPP Non-CHP | MA | GLFG1 | 3.2 | Landfill Gas | LFG | IC | 9 | 2001 |  |  | (OP) Operating
59597 | Broome Energy Resources, LLC | 59816 | Nanticoke LFG | IPP Non-CHP | NY | BR12 | 4 | Landfill Gas | LFG | IC | 3 | 2006 |  |  | (OP) Operating
59599 | Shoe Show, Inc. | 59818 | Concord Farm | IPP Non-CHP | NC | 1 | 4.9 | Solar Photovoltaic | SUN | PV | 9 | 2011 |  |  | (OP) Operating
59600 | Mohave Sunrise Solar I, LLC | 59819 | Mohave Electric at Fort Mohave | IPP Non-CHP | AZ | PV1 | 4.4 | Solar Photovoltaic | SUN | PV | 4 | 2015 |  |  | (OP) Operating
59601 | Hunt Farm Solar LLC | 59820 | Hunt Farm Solar | IPP Non-CHP | MA | HUNTF | 3 | Solar Photovoltaic | SUN | PV | 9 | 2013 |  |  | (OP) Operating
59602 | SH Solarne2 LLC | 59821 | 205 Sturbridge A | IPP Non-CHP | MA | STURA | 3 | Solar Photovoltaic | SUN | PV | 6 | 2014 |  |  | (OP) Operating
59603 | SE Solarne2 LLC | 59822 | 201 Sturbridge B | IPP Non-CHP | MA | STURB | 2 | Solar Photovoltaic | SUN | PV | 6 | 2014 |  |  | (OP) Operating
59604 | Bulldog Energy Airport LLC | 59823 | INDY III | IPP Non-CHP | IN | INDY3 | 2.5 | Solar Photovoltaic | SUN | PV | 8 | 2015 |  |  | (OP) Operating
59611 | Royal Solar | 59831 | Royal Solar | IPP Non-CHP | NC | FLS1 | 4.9 | Solar Photovoltaic | SUN | PV | 8 | 2015 |  |  | (OP) Operating
59609 | TWE Kinston Solar | 59832 | Kinston Solar | IPP Non-CHP | NC | FLS1 | 5 | Solar Photovoltaic | SUN | PV | 8 | 2015 |  |  | (OP) Operating
59610 | TWE Laurinburg Solar | 59833 | Laurinburg Solar | IPP Non-CHP | NC | FLS1 | 5 | Solar Photovoltaic | SUN | PV | 8 | 2015 |  |  | (OP) Operating
59612 | GES MegaOne LLC | 59834 | Indy Grocers | IPP Non-CHP | IN | INGRO | 1 | Solar Photovoltaic | SUN | PV | 6 | 2015 |  |  | (OP) Operating
59613 | BayWa r.e. Solar Projects LLC | 59835 | Newton Grove | IPP Non-CHP | NC | GEN1 | 1.9 | Solar Photovoltaic | SUN | PV | 9 | 2015 |  |  | (OP) Operating
56975 | Constellation Solar Maryland, LLC | 59841 | General Motors Corp at White Marsh MD | IPP Non-CHP | MD | PV1 | 1 | Solar Photovoltaic | SUN | PV | 5 | 2011 |  |  | (OP) Operating
58304 | Constellation Solar Maryland II LLC | 59842 | CNE at Cambridge MD | IPP Non-CHP | MD | PV1 | 3.2 | Solar Photovoltaic | SUN | PV | 4 | 2015 |  |  | (OP) Operating
59617 | Constellation Solar Georgia, LLC. | 59843 | Georgia Power at Wadley GA | IPP Non-CHP | GA | PV1 | 1 | Solar Photovoltaic | SUN | PV | 12 | 2014 |  |  | (OP) Operating
59614 | Munich Reinsurance America, Inc | 59844 | Munich Re Plaza | Commercial Non-CHP | NJ | PZ1 | 1.6 | Solar Photovoltaic | SUN | PV | 7 | 2012 |  |  | (OP) Operating
59614 | Munich Reinsurance America, Inc | 59844 | Munich Re Plaza | Commercial Non-CHP | NJ | PZ2 | 0.8 | Solar Photovoltaic | SUN | PV | 10 | 2012 |  |  | (OP) Operating
59452 | Ingenco Renewable Development, LLC | 59845 | New River | IPP Non-CHP | VA | E1 | 0.3 | Landfill Gas | LFG | IC | 9 | 2013 |  |  | (OP) Operating
59452 | Ingenco Renewable Development, LLC | 59845 | New River | IPP Non-CHP | VA | E10 | 0.3 | Landfill Gas | LFG | IC | 9 | 2013 |  |  | (OP) Operating
59452 | Ingenco Renewable Development, LLC | 59845 | New River | IPP Non-CHP | VA | E11 | 0.3 | Landfill Gas | LFG | IC | 9 | 2013 |  |  | (OP) Operating
59452 | Ingenco Renewable Development, LLC | 59845 | New River | IPP Non-CHP | VA | E12 | 0.3 | Landfill Gas | LFG | IC | 9 | 2013 |  |  | (OP) Operating
59452 | Ingenco Renewable Development, LLC | 59845 | New River | IPP Non-CHP | VA | E13 | 0.3 | Landfill Gas | LFG | IC | 9 | 2013 |  |  | (OP) Operating
59452 | Ingenco Renewable Development, LLC | 59845 | New River | IPP Non-CHP | VA | E14 | 0.3 | Landfill Gas | LFG | IC | 9 | 2013 |  |  | (OP) Operating
59452 | Ingenco Renewable Development, LLC | 59845 | New River | IPP Non-CHP | VA | E15 | 0.3 | Landfill Gas | LFG | IC | 9 | 2013 |  |  | (OP) Operating
59452 | Ingenco Renewable Development, LLC | 59845 | New River | IPP Non-CHP | VA | E16 | 0.3 | Landfill Gas | LFG | IC | 9 | 2013 |  |  | (OP) Operating
59452 | Ingenco Renewable Development, LLC | 59845 | New River | IPP Non-CHP | VA | E17 | 0.3 | Landfill Gas | LFG | IC | 9 | 2013 |  |  | (OP) Operating
59452 | Ingenco Renewable Development, LLC | 59845 | New River | IPP Non-CHP | VA | E18 | 0.3 | Landfill Gas | LFG | IC | 9 | 2013 |  |  | (OP) Operating
59452 | Ingenco Renewable Development, LLC | 59845 | New River | IPP Non-CHP | VA | E2 | 0.3 | Landfill Gas | LFG | IC | 9 | 2013 |  |  | (OP) Operating
59452 | Ingenco Renewable Development, LLC | 59845 | New River | IPP Non-CHP | VA | E3 | 0.3 | Landfill Gas | LFG | IC | 9 | 2013 |  |  | (OP) Operating
59452 | Ingenco Renewable Development, LLC | 59845 | New River | IPP Non-CHP | VA | E4 | 0.3 | Landfill Gas | LFG | IC | 9 | 2013 |  |  | (OP) Operating
59452 | Ingenco Renewable Development, LLC | 59845 | New River | IPP Non-CHP | VA | E5 | 0.3 | Landfill Gas | LFG | IC | 9 | 2013 |  |  | (OP) Operating
59452 | Ingenco Renewable Development, LLC | 59845 | New River | IPP Non-CHP | VA | E6 | 0.3 | Landfill Gas | LFG | IC | 9 | 2013 |  |  | (OP) Operating
59452 | Ingenco Renewable Development, LLC | 59845 | New River | IPP Non-CHP | VA | E7 | 0.3 | Landfill Gas | LFG | IC | 9 | 2013 |  |  | (OP) Operating
59452 | Ingenco Renewable Development, LLC | 59845 | New River | IPP Non-CHP | VA | E8 | 0.3 | Landfill Gas | LFG | IC | 9 | 2013 |  |  | (OP) Operating
59452 | Ingenco Renewable Development, LLC | 59845 | New River | IPP Non-CHP | VA | E9 | 0.3 | Landfill Gas | LFG | IC | 9 | 2013 |  |  | (OP) Operating
59626 | Northwest Community Hospital | 59847 | Northwest Community Hospital | IPP CHP | IL | 1 | 0.9 | Natural Gas Internal Combustion Engine | NG | IC | 6 | 1996 |  |  | (OP) Operating
59626 | Northwest Community Hospital | 59847 | Northwest Community Hospital | IPP CHP | IL | 2 | 0.9 | Natural Gas Internal Combustion Engine | NG | IC | 6 | 1996 |  |  | (OP) Operating
59626 | Northwest Community Hospital | 59847 | Northwest Community Hospital | IPP CHP | IL | 3 | 0.9 | Natural Gas Internal Combustion Engine | NG | IC | 6 | 1996 |  |  | (OP) Operating
59626 | Northwest Community Hospital | 59847 | Northwest Community Hospital | IPP CHP | IL | 4 | 0.9 | Natural Gas Internal Combustion Engine | NG | IC | 6 | 1996 |  |  | (OP) Operating
59650 | Pikes Peak Solar Garden 1 LLC | 59848 | Pikes Peak Solar Garden 1 LLC | IPP Non-CHP | CO | PPSG1 | 2 | Solar Photovoltaic | SUN | PV | 7 | 2015 |  |  | (OP) Operating
59651 | Adams Community Solar Garden LLC | 59849 | Adams Community Solar Garden LLC | IPP Non-CHP | CO | 23377 | 1.2 | Solar Photovoltaic | SUN | PV | 7 | 2015 |  |  | (OP) Operating
59652 | Adams Community Solar Garden III LLC | 59850 | Adams Community Solar Garden III LLC | IPP Non-CHP | CO | 23376 | 1.2 | Solar Photovoltaic | SUN | PV | 7 | 2015 |  |  | (OP) Operating
59638 | SolNCPower5, LLC | 59857 | SoINCPower5, LLC | IPP Non-CHP | NC | BAT1 | 5 | Solar Photovoltaic | SUN | PV | 5 | 2015 |  |  | (OP) Operating
59209 | Half Moon Ventures, LLC | 59858 | Johnston Solar | IPP Non-CHP | RI | JSI01 | 1 | Solar Photovoltaic | SUN | PV | 7 | 2015 |  |  | (OP) Operating
59636 | HP Hood LLC | 59860 | HP Hood CT | Industrial CHP | VA | HHOOD | 15 | Natural Gas Fired Combustion Turbine | NG | GT | 6 | 2015 |  |  | (OP) Operating
59653 | Palmer Solar LLC | 59866 | Palmer Solar LLC | IPP Non-CHP | MA | 11111 | 2.5 | Solar Photovoltaic | SUN | PV | 12 | 2013 |  |  | (OP) Operating
59648 | Lockheed Martin Solar System | 59867 | Lockheed Martin Solar System | IPP Non-CHP | FL | LMSOL | 1.9 | Solar Photovoltaic | SUN | PV | 9 | 2015 |  |  | (OP) Operating
59660 | Solar Star California XXXII, LLC | 59872 | UC Davis South Campus | Commercial Non-CHP | CA | UCD1 | 13 | Solar Photovoltaic | SUN | PV | 3 | 2015 |  |  | (OP) Operating
59654 | Lowell Solar Landfill LLC | 59873 | Lowell Solar Landfill | IPP Non-CHP | MA | PV | 1.3 | Solar Photovoltaic | SUN | PV | 12 | 2013 |  |  | (OP) Operating
59672 | SunEnergy1-Scotland Neck, LLC | 59898 | SunEnergy1-Scotland Neck, LLC | IPP Non-CHP | NC | SE1SN | 3 | Solar Photovoltaic | SUN | PV | 12 | 2014 |  |  | (OP) Operating
59673 | Choco Solar LLC | 59899 | Choco Solar, LLC | IPP Non-CHP | NC | CHOCO | 5 | Solar Photovoltaic | SUN | PV | 12 | 2014 |  |  | (OP) Operating
59674 | Albertson Solar LLC | 59901 | Albertson Solar LLC | IPP Non-CHP | NC | ALBRT | 5 | Solar Photovoltaic | SUN | PV | 7 | 2015 |  |  | (OP) Operating
59685 | AstraZeneca Pharmaceuticals LP | 59922 | South Campus Solar | Commercial Non-CHP | DE | GA500 | 0.5 | Solar Photovoltaic | SUN | PV | 8 | 2011 |  |  | (OP) Operating
59685 | AstraZeneca Pharmaceuticals LP | 59922 | South Campus Solar | Commercial Non-CHP | DE | SG333 | 0.3 | Solar Photovoltaic | SUN | PV | 8 | 2011 |  |  | (OP) Operating
59685 | AstraZeneca Pharmaceuticals LP | 59922 | South Campus Solar | Commercial Non-CHP | DE | SG500 | 0.5 | Solar Photovoltaic | SUN | PV | 8 | 2011 |  |  | (OP) Operating
59688 | FCPC Renewable Generation, LLC | 59931 | FCPC Renewable Generation | IPP CHP | WI | GEN1 | 1 | Other Waste Biomass | OBG | IC | 10 | 2013 |  |  | (OP) Operating
59688 | FCPC Renewable Generation, LLC | 59931 | FCPC Renewable Generation | IPP CHP | WI | GEN2 | 1 | Other Waste Biomass | OBG | IC | 10 | 2013 |  |  | (OP) Operating
59613 | BayWa r.e. Solar Projects LLC | 59942 | Morgan Lancaster 1 | IPP Non-CHP | CA | ML1 | 1.5 | Solar Photovoltaic | SUN | PV | 9 | 2015 |  |  | (OP) Operating
59706 | Rattlesnake Den | 59943 | Rattlesnake Den | IPP Non-CHP | TX | 1 | 207.2 | Onshore Wind Turbine | WND | WT | 7 | 2015 |  |  | (OP) Operating
59711 | Bakersfield 111 LLC | 59948 | Bakersfield 111 | IPP Non-CHP | CA | BF111 | 1.4 | Solar Photovoltaic | SUN | PV | 7 | 2015 |  |  | (OP) Operating
59613 | BayWa r.e. Solar Projects LLC | 59956 | ESA Selma | IPP Non-CHP | NC | GEN02 | 1.8 | Solar Photovoltaic | SUN | PV | 9 | 2015 |  |  | (OP) Operating
49893 | Invenergy Services LLC | 59957 | Grand Ridge Battery Projects | IPP Non-CHP | IL | GIVB | 1.5 | Batteries | MWH | BA | 12 | 2013 |  |  | (OP) Operating
49893 | Invenergy Services LLC | 59957 | Grand Ridge Battery Projects | IPP Non-CHP | IL | GRES | 31.5 | Batteries | MWH | BA | 3 | 2015 |  |  | (OP) Operating
59717 | Joliet Battery Storage LLC | 59960 | Jake Energy Storage Center | IPP Non-CHP | IL | JBS | 19.8 | Batteries | MWH | BA | 9 | 2015 |  |  | (OP) Operating
59724 | Pepperidge Farm, Inc.- Bloomfield | 59967 | Pepperidge Farm Bloomfield | Industrial CHP | CT | FCB | 1.2 | Other Natural Gas | NG | FC | 8 | 2008 |  |  | (OP) Operating
59737 | American Capital Energy | 59980 | Mashpee Landfill Solar | IPP Non-CHP | MA | MASH | 1.5 | Solar Photovoltaic | SUN | PV | 9 | 2014 |  |  | (OP) Operating
733 | Appalachian Power Co | 59995 | AEP Milton NaS | Electric Utility | WV | 1 | 2 | Batteries | MWH | BA | 11 | 2009 |  |  | (OP) Operating
59740 | ONFORCE Solar | 60004 | Clarkstown Landfill Solar Facility | IPP Non-CHP | NY | INV#1 | 1 | Solar Photovoltaic | SUN | PV | 12 | 2014 |  |  | (OP) Operating
59740 | ONFORCE Solar | 60004 | Clarkstown Landfill Solar Facility | IPP Non-CHP | NY | INV#2 | 1 | Solar Photovoltaic | SUN | PV | 12 | 2014 |  |  | (OP) Operating
NOTES: Capacity from facilities with a total generator nameplate capacity less than 1 MW are excluded from this report. This exclusion may represent a signifciant portion of capacity for some technologies such as solar photovoltaic generation. Sources: U.S. Energy Information Administration, Form EIA-860, 'Annual Electric Generator Report' and Form EIA-860M, 'Monthly Update to the Annual Electric Generator Report.'

## Planned
Inventory of Planned Generators as of September 2015
Entity ID | Entity Name | Plant ID | Plant Name | Sector Name | Plant State | Generator ID | Net Summer Capacity (MW) | Technology | Energy Source Code | Prime Mover Code | Planned Operation Month | Planned Operation Year | Status
20069 | City of Wamego - (KS) | 1328 | Wamego | Electric Utility | KS | 10 | 2.9 | Natural Gas Internal Combustion Engine | NG | IC | 10 | 2015 | (V) Under construction, more than 50 percent complete
1991 | Boise White Paper LLC | 10486 | Boise Cascade International Falls | Industrial CHP | MN | GEN 6 | 40 | Wood/Wood Waste Biomass | BLQ | ST | 10 | 2015 | (U) Under construction, less than or equal to 50 percent complete
14395 | Palm Springs City of | 50674 | Municipal Cogen Plant | Commercial Non-CHP | CA | GEN1A | 1.2 | Natural Gas Internal Combustion Engine | NG | IC | 10 | 2015 | (TS) Construction complete, but not yet in commercial operation
7977 | City of Hamilton - (OH) | 56872 | Meldahl Hydroelectric Project | Electric Utility | KY | 2 | 35 | Conventional Hydroelectric | WAT | HY | 10 | 2015 | (V) Under construction, more than 50 percent complete
59155 | First Wind O&M, LLC | 57002 | Oakfield Wind Project | IPP Non-CHP | ME | 1 | 148 | Onshore Wind Turbine | WND | WT | 10 | 2015 | (V) Under construction, more than 50 percent complete
40577 | American Mun Power-Ohio, Inc | 57401 | Willow Island Hydroelectric Plant | Electric Utility | WV | WIG1 | 22 | Conventional Hydroelectric | WAT | HY | 10 | 2015 | (V) Under construction, more than 50 percent complete
19856 | City of Vineland - (NJ) | 58235 | Clayville | Electric Utility | NJ | 1 | 63 | Natural Gas Fired Combustion Turbine | NG | GT | 10 | 2015 | (V) Under construction, more than 50 percent complete
10810 | LAX Airport | 58258 | Central Utilities Plant LAX 2 | Commercial CHP | CA | GEN1 | 4.4 | Natural Gas Fired Combustion Turbine | NG | GT | 10 | 2015 | (TS) Construction complete, but not yet in commercial operation
10810 | LAX Airport | 58258 | Central Utilities Plant LAX 2 | Commercial CHP | CA | GEN2 | 4.4 | Natural Gas Fired Combustion Turbine | NG | GT | 10 | 2015 | (TS) Construction complete, but not yet in commercial operation
59155 | First Wind O&M, LLC | 58599 | Cedar Valley Solar Plant | IPP Non-CHP | UT | CVSP1 | 3 | Solar Photovoltaic | SUN | PV | 10 | 2015 | (TS) Construction complete, but not yet in commercial operation
59155 | First Wind O&M, LLC | 58600 | Buckhorn Solar Plant | IPP Non-CHP | UT | BSP1 | 3 | Solar Photovoltaic | SUN | PV | 10 | 2015 | (TS) Construction complete, but not yet in commercial operation
59155 | First Wind O&M, LLC | 58603 | Greenville Solar Plant | IPP Non-CHP | UT | GVSP1 | 2.2 | Solar Photovoltaic | SUN | PV | 10 | 2015 | (TS) Construction complete, but not yet in commercial operation
59363 | Silver State Solar Power South, LLC | 58644 | Silver State Solar Power South | IPP Non-CHP | NV | BLK1 | 26.4 | Solar Photovoltaic | SUN | PV | 10 | 2015 | (U) Under construction, less than or equal to 50 percent complete
59363 | Silver State Solar Power South, LLC | 58644 | Silver State Solar Power South | IPP Non-CHP | NV | BLK2 | 27.9 | Solar Photovoltaic | SUN | PV | 10 | 2015 | (U) Under construction, less than or equal to 50 percent complete
58477 | O2energies, Inc. | 58649 | Montgomery Solar LLC | IPP Non-CHP | NC | 1 | 20 | Solar Photovoltaic | SUN | PV | 10 | 2015 | (V) Under construction, more than 50 percent complete
58638 | Lenape Solar II, LLC | 58703 | Lenape II | IPP Non-CHP | IN | 1 | 4 | Solar Photovoltaic | SUN | PV | 10 | 2015 | (V) Under construction, more than 50 percent complete
58652 | Roundtop Energy LLC | 58715 | Roundtop | IPP Non-CHP | PA | GEN1 | 4.2 | Natural Gas Internal Combustion Engine | NG | IC | 10 | 2015 | (V) Under construction, more than 50 percent complete
58652 | Roundtop Energy LLC | 58715 | Roundtop | IPP Non-CHP | PA | GEN2 | 4.2 | Natural Gas Internal Combustion Engine | NG | IC | 10 | 2015 | (V) Under construction, more than 50 percent complete
58652 | Roundtop Energy LLC | 58715 | Roundtop | IPP Non-CHP | PA | GEN3 | 4.2 | Natural Gas Internal Combustion Engine | NG | IC | 10 | 2015 | (V) Under construction, more than 50 percent complete
58652 | Roundtop Energy LLC | 58715 | Roundtop | IPP Non-CHP | PA | GEN4 | 4.2 | Natural Gas Internal Combustion Engine | NG | IC | 10 | 2015 | (V) Under construction, more than 50 percent complete
58652 | Roundtop Energy LLC | 58715 | Roundtop | IPP Non-CHP | PA | GEN5 | 4.2 | Natural Gas Internal Combustion Engine | NG | IC | 10 | 2015 | (V) Under construction, more than 50 percent complete
58658 | Sunlight Partners | 58725 | Elliana Solar | IPP Non-CHP | NC | PV1 | 5 | Solar Photovoltaic | SUN | PV | 10 | 2015 | (TS) Construction complete, but not yet in commercial operation
58674 | Sonne One, LLC | 58782 | Sonne One | IPP Non-CHP | NC | PV1 | 5 | Solar Photovoltaic | SUN | PV | 10 | 2015 | (V) Under construction, more than 50 percent complete
58679 | Kirkwall Holdings, LLC | 58791 | Kirkwall Holdings | IPP Non-CHP | NC | PV1 | 5 | Solar Photovoltaic | SUN | PV | 10 | 2015 | (V) Under construction, more than 50 percent complete
58703 | Apple One LLC | 58828 | Apple One | IPP Non-CHP | NC | PV1 | 5 | Solar Photovoltaic | SUN | PV | 10 | 2015 | (V) Under construction, more than 50 percent complete
58661 | Sustainable Power Group, LLC | 58831 | Redcrest Solar Farm | IPP Non-CHP | CA | PV-1 | 16.6 | Solar Photovoltaic | SUN | PV | 10 | 2015 | (V) Under construction, more than 50 percent complete
12341 | MidAmerican Energy Co | 58883 | Highland Wind Project (IA) | Electric Utility | IA | HLWF5 | 88.8 | Onshore Wind Turbine | WND | WT | 10 | 2015 | (U) Under construction, less than or equal to 50 percent complete
58826 | Thunder Spirit Wind, LLC | 58965 | Thunder Spirit Wind, LLC | IPP Non-CHP | ND | THNDR | 150 | Onshore Wind Turbine | WND | WT | 10 | 2015 | (V) Under construction, more than 50 percent complete
58872 | Shannon Wind LLC | 59034 | Shannon Wind | IPP Non-CHP | TX | SHAN1 | 204 | Onshore Wind Turbine | WND | WT | 10 | 2015 | (V) Under construction, more than 50 percent complete
58970 | Ecoplexus, Inc | 59155 | Shawboro PV1 | IPP Non-CHP | NC | SHAW1 | 20 | Solar Photovoltaic | SUN | PV | 10 | 2015 | (U) Under construction, less than or equal to 50 percent complete
58985 | Marion Solar LLC | 59180 | Marion Solar LNG | IPP Non-CHP | IN | PV1 | 1.5 | Solar Photovoltaic | SUN | PV | 10 | 2015 | (V) Under construction, more than 50 percent complete
58661 | Sustainable Power Group, LLC | 59274 | Sutter Greeworks LLC | IPP Non-CHP | NY | SUTTG | 5 | Solar Photovoltaic | SUN | PV | 10 | 2015 | (V) Under construction, more than 50 percent complete
58661 | Sustainable Power Group, LLC | 59275 | Sterlington Greenworks LLC | IPP Non-CHP | NY | STERG | 1.3 | Solar Photovoltaic | SUN | PV | 10 | 2015 | (V) Under construction, more than 50 percent complete
18260 | Surprise Valley Electrification | 59382 | Paisley Geothermal Generating Plant | Electric Utility | OR | SVEP1 | 1.8 | Geothermal | GEO | ST | 10 | 2015 | (TS) Construction complete, but not yet in commercial operation
59533 | Loy Farm Solar LLC | 59406 | Loy Farm Solar | IPP Non-CHP | NC | SYS1 | 2 | Solar Photovoltaic | SUN | PV | 10 | 2015 | (V) Under construction, more than 50 percent complete
59188 | Pleasant Hill Wind Energy LLC | 59417 | Pleasant Hill Wind Energy Project | IPP Non-CHP | TX | WT1 | 20 | Onshore Wind Turbine | WND | WT | 10 | 2015 | (V) Under construction, more than 50 percent complete
59206 | Downs Farm Solar, LLC | 59429 | Downs Farm Solar | IPP Non-CHP | NC | DOWN1 | 5 | Solar Photovoltaic | SUN | PV | 10 | 2015 | (V) Under construction, more than 50 percent complete
59476 | BRE NC Solar, LLC | 59706 | BRE | IPP Non-CHP | NC | NB005 | 4.9 | Solar Photovoltaic | SUN | PV | 10 | 2015 | (V) Under construction, more than 50 percent complete
59503 | Capital Dynamics | 59733 | Green Pastures Wind II | IPP Non-CHP | TX | GPII | 150 | Onshore Wind Turbine | WND | WT | 10 | 2015 | (V) Under construction, more than 50 percent complete
59503 | Capital Dynamics | 59734 | Briscoe Wind Farm | IPP Non-CHP | TX | BFW | 150 | Onshore Wind Turbine | WND | WT | 10 | 2015 | (TS) Construction complete, but not yet in commercial operation
9234 | Indiana Municipal Power Agency | 59770 | IMPA Pendleton Solar Park | Electric Utility | IN | SPEND | 2 | Solar Photovoltaic | SUN | PV | 10 | 2015 | (V) Under construction, more than 50 percent complete
59519 | TerraForm Solar XVII, LLC | 59777 | RGS-Rutland VNM SREC II Project (MA) | IPP Non-CHP | MA | 1 | 2.6 | Solar Photovoltaic | SUN | PV | 10 | 2015 | (TS) Construction complete, but not yet in commercial operation
11208 | Los Angeles Department of Water & Power | 59798 | Colon PV | IPP Non-CHP | CA | W4172 | 1.3 | Solar Photovoltaic | SUN | PV | 10 | 2015 | (V) Under construction, more than 50 percent complete
58661 | Sustainable Power Group, LLC | 59839 | Spring Hill Road | IPP Non-CHP | MA | SHRD1 | 1.9 | Solar Photovoltaic | SUN | PV | 10 | 2015 | (V) Under construction, more than 50 percent complete
59637 | SolNCPower6, LLC | 59856 | SoINCPower6, LLC | IPP Non-CHP | NC | SUN1 | 5 | Solar Photovoltaic | SUN | PV | 10 | 2015 | (TS) Construction complete, but not yet in commercial operation
59139 | SunEdison LLC | 59916 | SunE- E Philadelphia Ontario | IPP Non-CHP | CA | 12307 | 1 | Solar Photovoltaic | SUN | PV | 10 | 2015 | (V) Under construction, more than 50 percent complete
59694 | BG Stewart Solar Farm LLC | 59930 | BG Stewart Solar Farm, LLC | IPP Non-CHP | NC | NB005 | 4.9 | Solar Photovoltaic | SUN | PV | 10 | 2015 | (V) Under construction, more than 50 percent complete
59695 | SunE Solar XVII Project 3, LLC | 59932 | Fiddler's Canyon 3 | IPP Non-CHP | UT | FID3 | 3 | Solar Photovoltaic | SUN | PV | 10 | 2015 | (TS) Construction complete, but not yet in commercial operation
59712 | AES Tait LLC | 59949 | AES Warrior Run Energy Storage Project | IPP Non-CHP | MD | BESS1 | 11 | Batteries | MWH | BA | 10 | 2015 | (V) Under construction, more than 50 percent complete
59613 | BayWa r.e. Solar Projects LLC | 59955 | ESA Smithfield | IPP Non-CHP | NC | GEN01 | 1.8 | Solar Photovoltaic | SUN | PV | 10 | 2015 | (V) Under construction, more than 50 percent complete
59718 | West Chicago Battery Storage LLC | 59959 | Elwood Energy Storage Center | IPP Non-CHP | IL | WCBS | 19.8 | Batteries | MWH | BA | 10 | 2015 | (TS) Construction complete, but not yet in commercial operation
59729 | Golden West Power Partners, LLC | 59974 | Golden West Power Partners LLC | IPP Non-CHP | CO | GW1 | 250 | Onshore Wind Turbine | WND | WT | 10 | 2015 | (V) Under construction, more than 50 percent complete
59736 | Columbia Solar Energy LLC | 59979 | Columbia Solar Energy, LLC | IPP Non-CHP | CA | GEN1 | 19.2 | Solar Photovoltaic | SUN | PV | 10 | 2015 | (V) Under construction, more than 50 percent complete
9267 | Hoosier Energy R E C, Inc | 59981 | New Castle Solar RES | Electric Utility | IN | PV1 | 1.1 | Solar Photovoltaic | SUN | PV | 10 | 2015 | (TS) Construction complete, but not yet in commercial operation
9267 | Hoosier Energy R E C, Inc | 59982 | Scotland Solar RES | Electric Utility | IN | PV1 | 1.1 | Solar Photovoltaic | SUN | PV | 10 | 2015 | (V) Under construction, more than 50 percent complete
12199 | Montana-Dakota Utilities Co | 6089 | Lewis & Clark | Electric Utility | MT | 2 | 9.1 | Natural Gas Internal Combustion Engine | NG | IC | 11 | 2015 | (V) Under construction, more than 50 percent complete
12199 | Montana-Dakota Utilities Co | 6089 | Lewis & Clark | Electric Utility | MT | 3 | 9.1 | Natural Gas Internal Combustion Engine | NG | IC | 11 | 2015 | (V) Under construction, more than 50 percent complete
221 | Alaska Village Elec Coop, Inc | 6319 | Hooper Bay | Electric Utility | AK | 5A | 0.8 | Petroleum Liquids | DFO | IC | 11 | 2015 | (V) Under construction, more than 50 percent complete
12320 | Merck & Co Inc | 52148 | Elkton | Industrial CHP | VA | GEN3 | 1 | Natural Gas Internal Combustion Engine | NG | IC | 11 | 2015 | (U) Under construction, less than or equal to 50 percent complete
12320 | Merck & Co Inc | 52148 | Elkton | Industrial CHP | VA | GEN4 | 0.3 | Natural Gas Internal Combustion Engine | NG | IC | 11 | 2015 | (U) Under construction, less than or equal to 50 percent complete
56641 | Tonopah Solar Energy LLC | 57275 | Crescent Dunes Solar Energy | IPP Non-CHP | NV | TSE-1 | 110 | Solar Thermal with Energy Storage | SUN | CP | 11 | 2015 | (V) Under construction, more than 50 percent complete
40577 | American Mun Power-Ohio, Inc | 57399 | Cannelton Hydroelectric Plant | Electric Utility | KY | CG1 | 29.3 | Conventional Hydroelectric | WAT | HY | 11 | 2015 | (V) Under construction, more than 50 percent complete
40577 | American Mun Power-Ohio, Inc | 57401 | Willow Island Hydroelectric Plant | Electric Utility | WV | WIG2 | 22 | Conventional Hydroelectric | WAT | HY | 11 | 2015 | (V) Under construction, more than 50 percent complete
56918 | University of California San Diego | 57584 | University of California San Diego | Commercial CHP | CA | BS1 | 2.5 | Batteries | MWH | BA | 11 | 2015 | (V) Under construction, more than 50 percent complete
58451 | McCoy Solar, LLC | 58462 | McCoy Solar Energy Project | IPP Non-CHP | CA | BLK5 | 31.4 | Solar Photovoltaic | SUN | PV | 11 | 2015 | (U) Under construction, less than or equal to 50 percent complete
58451 | McCoy Solar, LLC | 58462 | McCoy Solar Energy Project | IPP Non-CHP | CA | BLK6 | 26.9 | Solar Photovoltaic | SUN | PV | 11 | 2015 | (U) Under construction, less than or equal to 50 percent complete
26253 | Louisiana Energy & Power Authority | 58478 | LEPA Unit No. 1 | Electric Utility | LA | LEPA1 | 59 | Natural Gas Fired Combined Cycle | NG | CC | 11 | 2015 | (V) Under construction, more than 50 percent complete
58589 | Orbit Energy Charlotte | 58638 | Orbit Energy Charlotte | IPP Non-CHP | NC | 1 | 5.2 | Other Waste Biomass | OBG | ST | 11 | 2015 | (U) Under construction, less than or equal to 50 percent complete
59363 | Silver State Solar Power South, LLC | 58644 | Silver State Solar Power South | IPP Non-CHP | NV | BLK3 | 37.2 | Solar Photovoltaic | SUN | PV | 11 | 2015 | (U) Under construction, less than or equal to 50 percent complete
56990 | NJR Clean Energy Ventures Corporation | 58666 | Alexander Wind Farm LLC | IPP Non-CHP | KS | 1 | 48.3 | Onshore Wind Turbine | WND | WT | 11 | 2015 | (V) Under construction, more than 50 percent complete
12341 | MidAmerican Energy Co | 58883 | Highland Wind Project (IA) | Electric Utility | IA | HLWF6 | 88.8 | Onshore Wind Turbine | WND | WT | 11 | 2015 | (U) Under construction, less than or equal to 50 percent complete
59380 | Enel Green Power NA, Inc. | 58998 | Goodwell Wind Project LLC | IPP Non-CHP | OK | GWWP | 200 | Onshore Wind Turbine | WND | WT | 11 | 2015 | (U) Under construction, less than or equal to 50 percent complete
58661 | Sustainable Power Group, LLC | 59008 | Woodmere Solar Farm | IPP Non-CHP | CA | PV1 | 15 | Solar Photovoltaic | SUN | PV | 11 | 2015 | (V) Under construction, more than 50 percent complete
58661 | Sustainable Power Group, LLC | 59009 | Hayworth Solar | IPP Non-CHP | CA | PV1 | 27 | Solar Photovoltaic | SUN | PV | 11 | 2015 | (V) Under construction, more than 50 percent complete
58873 | Green Energy Team LLC | 59035 | Biomass to Energy Facility, Kauai | IPP Non-CHP | HI | MKA1 | 8.3 | Other Waste Biomass | AB | ST | 11 | 2015 | (V) Under construction, more than 50 percent complete
58877 | Blue Heron Hydro LLC | 59040 | Ball Mountain Hydro | IPP Non-CHP | VT | GEN 1 | 0.2 | Conventional Hydroelectric | WAT | HY | 11 | 2015 | (U) Under construction, less than or equal to 50 percent complete
58877 | Blue Heron Hydro LLC | 59040 | Ball Mountain Hydro | IPP Non-CHP | VT | GEN 2 | 0.2 | Conventional Hydroelectric | WAT | HY | 11 | 2015 | (U) Under construction, less than or equal to 50 percent complete
58877 | Blue Heron Hydro LLC | 59040 | Ball Mountain Hydro | IPP Non-CHP | VT | GEN 3 | 0.2 | Conventional Hydroelectric | WAT | HY | 11 | 2015 | (U) Under construction, less than or equal to 50 percent complete
58877 | Blue Heron Hydro LLC | 59040 | Ball Mountain Hydro | IPP Non-CHP | VT | GEN 5 | 0.2 | Conventional Hydroelectric | WAT | HY | 11 | 2015 | (U) Under construction, less than or equal to 50 percent complete
58877 | Blue Heron Hydro LLC | 59040 | Ball Mountain Hydro | IPP Non-CHP | VT | GEN 6 | 0.2 | Conventional Hydroelectric | WAT | HY | 11 | 2015 | (U) Under construction, less than or equal to 50 percent complete
58877 | Blue Heron Hydro LLC | 59040 | Ball Mountain Hydro | IPP Non-CHP | VT | GEN 7 | 0.2 | Conventional Hydroelectric | WAT | HY | 11 | 2015 | (U) Under construction, less than or equal to 50 percent complete
58877 | Blue Heron Hydro LLC | 59040 | Ball Mountain Hydro | IPP Non-CHP | VT | GEN 8 | 0.2 | Conventional Hydroelectric | WAT | HY | 11 | 2015 | (U) Under construction, less than or equal to 50 percent complete
58877 | Blue Heron Hydro LLC | 59040 | Ball Mountain Hydro | IPP Non-CHP | VT | GEN 9 | 0.2 | Conventional Hydroelectric | WAT | HY | 11 | 2015 | (U) Under construction, less than or equal to 50 percent complete
58877 | Blue Heron Hydro LLC | 59040 | Ball Mountain Hydro | IPP Non-CHP | VT | GEN10 | 0.2 | Conventional Hydroelectric | WAT | HY | 11 | 2015 | (U) Under construction, less than or equal to 50 percent complete
58877 | Blue Heron Hydro LLC | 59040 | Ball Mountain Hydro | IPP Non-CHP | VT | GEN11 | 0.2 | Conventional Hydroelectric | WAT | HY | 11 | 2015 | (U) Under construction, less than or equal to 50 percent complete
58877 | Blue Heron Hydro LLC | 59040 | Ball Mountain Hydro | IPP Non-CHP | VT | GEN12 | 0.2 | Conventional Hydroelectric | WAT | HY | 11 | 2015 | (U) Under construction, less than or equal to 50 percent complete
58877 | Blue Heron Hydro LLC | 59040 | Ball Mountain Hydro | IPP Non-CHP | VT | GEN4 | 0.2 | Conventional Hydroelectric | WAT | HY | 11 | 2015 | (U) Under construction, less than or equal to 50 percent complete
58877 | Blue Heron Hydro LLC | 59089 | Townshend Hydro | IPP Non-CHP | VT | GEN1 | 0.1 | Conventional Hydroelectric | WAT | HY | 11 | 2015 | (U) Under construction, less than or equal to 50 percent complete
58877 | Blue Heron Hydro LLC | 59089 | Townshend Hydro | IPP Non-CHP | VT | GEN10 | 0.1 | Conventional Hydroelectric | WAT | HY | 11 | 2015 | (U) Under construction, less than or equal to 50 percent complete
58877 | Blue Heron Hydro LLC | 59089 | Townshend Hydro | IPP Non-CHP | VT | GEN11 | 0.1 | Conventional Hydroelectric | WAT | HY | 11 | 2015 | (U) Under construction, less than or equal to 50 percent complete
58877 | Blue Heron Hydro LLC | 59089 | Townshend Hydro | IPP Non-CHP | VT | GEN12 | 0.1 | Conventional Hydroelectric | WAT | HY | 11 | 2015 | (U) Under construction, less than or equal to 50 percent complete
58877 | Blue Heron Hydro LLC | 59089 | Townshend Hydro | IPP Non-CHP | VT | GEN2 | 0.1 | Conventional Hydroelectric | WAT | HY | 11 | 2015 | (U) Under construction, less than or equal to 50 percent complete
58877 | Blue Heron Hydro LLC | 59089 | Townshend Hydro | IPP Non-CHP | VT | GEN3 | 0.1 | Conventional Hydroelectric | WAT | HY | 11 | 2015 | (U) Under construction, less than or equal to 50 percent complete
58877 | Blue Heron Hydro LLC | 59089 | Townshend Hydro | IPP Non-CHP | VT | GEN4 | 0.1 | Conventional Hydroelectric | WAT | HY | 11 | 2015 | (U) Under construction, less than or equal to 50 percent complete
58877 | Blue Heron Hydro LLC | 59089 | Townshend Hydro | IPP Non-CHP | VT | GEN5 | 0.1 | Conventional Hydroelectric | WAT | HY | 11 | 2015 | (U) Under construction, less than or equal to 50 percent complete
58877 | Blue Heron Hydro LLC | 59089 | Townshend Hydro | IPP Non-CHP | VT | GEN6 | 0.1 | Conventional Hydroelectric | WAT | HY | 11 | 2015 | (U) Under construction, less than or equal to 50 percent complete
58877 | Blue Heron Hydro LLC | 59089 | Townshend Hydro | IPP Non-CHP | VT | GEN7 | 0.1 | Conventional Hydroelectric | WAT | HY | 11 | 2015 | (U) Under construction, less than or equal to 50 percent complete
58877 | Blue Heron Hydro LLC | 59089 | Townshend Hydro | IPP Non-CHP | VT | GEN8 | 0.1 | Conventional Hydroelectric | WAT | HY | 11 | 2015 | (U) Under construction, less than or equal to 50 percent complete
58877 | Blue Heron Hydro LLC | 59089 | Townshend Hydro | IPP Non-CHP | VT | GEN9 | 0.1 | Conventional Hydroelectric | WAT | HY | 11 | 2015 | (U) Under construction, less than or equal to 50 percent complete
3046 | Duke Energy Progress - (NC) | 59117 | DD Fayetteville Solar NC LLC | Electric Utility | NC | PV1 | 23.1 | Solar Photovoltaic | SUN | PV | 11 | 2015 | (V) Under construction, more than 50 percent complete
58962 | Fair Wind Power Partners | 59147 | Fair Wind Power | IPP Non-CHP | MD | 1 | 30 | Onshore Wind Turbine | WND | WT | 11 | 2015 | (V) Under construction, more than 50 percent complete
58985 | Marion Solar LLC | 59172 | Belmont | IPP Non-CHP | IN | PV1 | 3.8 | Solar Photovoltaic | SUN | PV | 11 | 2015 | (U) Under construction, less than or equal to 50 percent complete
58981 | Bethel Solar LLC | 59173 | Bethel Solar | IPP Non-CHP | NC | 5MWPV | 5 | Solar Photovoltaic | SUN | PV | 11 | 2015 | (U) Under construction, less than or equal to 50 percent complete
59039 | Arbuckle Mountain Wind Farm LLC | 59234 | Arbuckle Mountain Wind Farm LLC | IPP Non-CHP | OK | GEN1 | 100 | Onshore Wind Turbine | WND | WT | 11 | 2015 | (V) Under construction, more than 50 percent complete
59155 | First Wind O&M, LLC | 59384 | South Plains Wind Phase I | IPP Non-CHP | TX | 1 | 200 | Onshore Wind Turbine | WND | WT | 11 | 2015 | (V) Under construction, more than 50 percent complete
58661 | Sustainable Power Group, LLC | 59431 | Sierra Solar Greenworks | IPP Non-CHP | CA | SSG1 | 20 | Solar Photovoltaic | SUN | PV | 11 | 2015 | (U) Under construction, less than or equal to 50 percent complete
59222 | Qualcomm Incorporated | 59456 | P Plant | Commercial CHP | CA | P-TG5 | 4 | Natural Gas Fired Combustion Turbine | NG | GT | 11 | 2015 | (TS) Construction complete, but not yet in commercial operation
59227 | Kay Wind LLC | 59460 | Kay Wind, LLC | IPP Non-CHP | OK | KNG1 | 299 | Onshore Wind Turbine | WND | WT | 11 | 2015 | (U) Under construction, less than or equal to 50 percent complete
57369 | Apple, Inc | 59474 | Apple Data Center PV3 | Commercial Non-CHP | NC | DCPV3 | 17.5 | Solar Photovoltaic | SUN | PV | 11 | 2015 | (V) Under construction, more than 50 percent complete
59274 | SR Hazlehurst, LLC | 59535 | SR Hazlehurst | IPP Non-CHP | GA | HAZLE | 20 | Solar Photovoltaic | SUN | PV | 11 | 2015 | (V) Under construction, more than 50 percent complete
17609 | Southern California Edison Co | 59661 | Tehachapi Energy Storage Project | Electric Utility | CA | TSP1 | 8 | Batteries | MWH | BA | 11 | 2015 | (TS) Construction complete, but not yet in commercial operation
58661 | Sustainable Power Group, LLC | 59730 | SEPV 18 | IPP Non-CHP | CA | SPV18 | 2 | Solar Photovoltaic | SUN | PV | 11 | 2015 | (U) Under construction, less than or equal to 50 percent complete
59598 | Tooele Army Depot | 59817 | Tooele Wind Turbine | IPP Non-CHP | UT | GEN03 | 1.7 | Onshore Wind Turbine | WND | WT | 11 | 2015 | (V) Under construction, more than 50 percent complete
59716 | SunE DB24 LLC | 59958 | Milford 2 | IPP Non-CHP | UT | MIL2 | 3 | Solar Photovoltaic | SUN | PV | 11 | 2015 | (V) Under construction, more than 50 percent complete
59730 | Carousel Wind Farm, LLC | 59975 | Carousel Wind Farm LLC | IPP Non-CHP | CO | CW1 | 150 | Onshore Wind Turbine | WND | WT | 11 | 2015 | (V) Under construction, more than 50 percent complete
9267 | Hoosier Energy R E C, Inc | 59984 | Lanesville Solar RES | Electric Utility | IN | PV1 | 1.1 | Solar Photovoltaic | SUN | PV | 11 | 2015 | (U) Under construction, less than or equal to 50 percent complete
11208 | Los Angeles Department of Water & Power | 404 | Scattergood | Electric Utility | CA | 4 | 212.2 | Natural Gas Fired Combined Cycle | NG | CT | 12 | 2015 | (V) Under construction, more than 50 percent complete
11208 | Los Angeles Department of Water & Power | 404 | Scattergood | Electric Utility | CA | 5 | 118.9 | Natural Gas Fired Combined Cycle | NG | CA | 12 | 2015 | (V) Under construction, more than 50 percent complete
11208 | Los Angeles Department of Water & Power | 404 | Scattergood | Electric Utility | CA | 6 | 89 | Natural Gas Fired Combustion Turbine | NG | GT | 12 | 2015 | (V) Under construction, more than 50 percent complete
11208 | Los Angeles Department of Water & Power | 404 | Scattergood | Electric Utility | CA | 7 | 89 | Natural Gas Fired Combustion Turbine | NG | GT | 12 | 2015 | (V) Under construction, more than 50 percent complete
7353 | Golden Valley Elec Assn Inc | 6288 | Healy | Electric Utility | AK | 2 | 50 | Conventional Steam Coal | LIG | ST | 12 | 2015 | (TS) Construction complete, but not yet in commercial operation
18642 | Tennessee Valley Authority | 7722 | Watts Bar Nuclear Plant | Electric Utility | TN | 2 | 1122 | Nuclear | NUC | ST | 12 | 2015 | (V) Under construction, more than 50 percent complete
7977 | City of Hamilton - (OH) | 56872 | Meldahl Hydroelectric Project | Electric Utility | KY | 1 | 35 | Conventional Hydroelectric | WAT | HY | 12 | 2015 | (V) Under construction, more than 50 percent complete
55868 | Noble Wind Operations LLC | 56903 | Noble Bellmont Windpark LLC | IPP Non-CHP | NY | 1 | 21 | Onshore Wind Turbine | WND | WT | 12 | 2015 | (U) Under construction, less than or equal to 50 percent complete
11208 | Los Angeles Department of Water & Power | 57308 | Maclay Solar Project | Electric Utility | CA | 1 | 2.2 | Solar Photovoltaic | SUN | PV | 12 | 2015 | (V) Under construction, more than 50 percent complete
40577 | American Mun Power-Ohio, Inc | 57399 | Cannelton Hydroelectric Plant | Electric Utility | KY | CG2 | 29.3 | Conventional Hydroelectric | WAT | HY | 12 | 2015 | (V) Under construction, more than 50 percent complete
56948 | Waverly Wind Farm LLC | 57614 | Waverly Wind Farm LLC | IPP Non-CHP | KS | GEN1 | 199 | Onshore Wind Turbine | WND | WT | 12 | 2015 | (V) Under construction, more than 50 percent complete
57414 | Eli Lilly and Company | 58043 | Lilly Technical Center | Industrial Non-CHP | IN | 5 | 1 | All Other | PUR | ST | 12 | 2015 | (OT) Other
15399 | Iberdrola Renewables Inc | 58098 | El Cabo Wind | IPP Non-CHP | NM | 1 | 298 | Onshore Wind Turbine | WND | WT | 12 | 2015 | (V) Under construction, more than 50 percent complete
15473 | Public Service Co of NM | 58284 | La Luz Energy Center | Electric Utility | NM | 0001 | 40.2 | Natural Gas Fired Combustion Turbine | NG | GT | 12 | 2015 | (V) Under construction, more than 50 percent complete
58417 | Panda Liberty O&M LLC | 58420 | Panda Liberty Generation Plant | IPP Non-CHP | PA | GEN1 | 382.5 | Natural Gas Fired Combined Cycle | NG | CC | 12 | 2015 | (V) Under construction, more than 50 percent complete
19547 | Hawaiian Electric Co Inc | 58469 | HNL Emergency Power Facility | Electric Utility | HI | AP1 | 2.5 | Other Waste Biomass | OBL | IC | 12 | 2015 | (V) Under construction, more than 50 percent complete
19547 | Hawaiian Electric Co Inc | 58469 | HNL Emergency Power Facility | Electric Utility | HI | AP2 | 2.5 | Other Waste Biomass | OBL | IC | 12 | 2015 | (V) Under construction, more than 50 percent complete
19547 | Hawaiian Electric Co Inc | 58469 | HNL Emergency Power Facility | Electric Utility | HI | AP3 | 2.5 | Other Waste Biomass | OBL | IC | 12 | 2015 | (V) Under construction, more than 50 percent complete
19547 | Hawaiian Electric Co Inc | 58469 | HNL Emergency Power Facility | Electric Utility | HI | AP4 | 2.5 | Other Waste Biomass | OBL | IC | 12 | 2015 | (V) Under construction, more than 50 percent complete
58562 | Blueberry One, LLC | 58605 | Blueberry One | IPP Non-CHP | NC | PV1 | 5 | Solar Photovoltaic | SUN | PV | 12 | 2015 | (U) Under construction, less than or equal to 50 percent complete
58576 | Holstein Holdings, LLC | 58623 | Holstein Plant | IPP Non-CHP | NC | PV1 | 20 | Solar Photovoltaic | SUN | PV | 12 | 2015 | (V) Under construction, more than 50 percent complete
59363 | Silver State Solar Power South, LLC | 58644 | Silver State Solar Power South | IPP Non-CHP | NV | BLK4 | 35.7 | Solar Photovoltaic | SUN | PV | 12 | 2015 | (U) Under construction, less than or equal to 50 percent complete
59380 | Enel Green Power NA, Inc. | 58657 | Odell Wind Farm | IPP Non-CHP | MN | 1 | 200 | Onshore Wind Turbine | WND | WT | 12 | 2015 | (U) Under construction, less than or equal to 50 percent complete
58602 | Utah Red Hills Renewable Energy Park LLC | 58660 | Utah Red Hills Renewable Energy Park | IPP Non-CHP | UT | 1 | 80 | Solar Photovoltaic | SUN | PV | 12 | 2015 | (V) Under construction, more than 50 percent complete
58477 | O2energies, Inc. | 58673 | Gates Solar LLC | IPP Non-CHP | NC | GATES | 5 | Solar Photovoltaic | SUN | PV | 12 | 2015 | (V) Under construction, more than 50 percent complete
58658 | Sunlight Partners | 58722 | Charlotte Solar | IPP Non-CHP | NC | PV1 | 5 | Solar Photovoltaic | SUN | PV | 12 | 2015 | (U) Under construction, less than or equal to 50 percent complete
58658 | Sunlight Partners | 58726 | Flash Solar | IPP Non-CHP | NC | PV1 | 5 | Solar Photovoltaic | SUN | PV | 12 | 2015 | (U) Under construction, less than or equal to 50 percent complete
58658 | Sunlight Partners | 58730 | Amethyst Solar | IPP Non-CHP | NC | PV1 | 3 | Solar Photovoltaic | SUN | PV | 12 | 2015 | (U) Under construction, less than or equal to 50 percent complete
58658 | Sunlight Partners | 58731 | Angel Solar | IPP Non-CHP | NC | PV1 | 5 | Solar Photovoltaic | SUN | PV | 12 | 2015 | (U) Under construction, less than or equal to 50 percent complete
58658 | Sunlight Partners | 58732 | Audrey Solar | IPP Non-CHP | NC | PV1 | 3 | Solar Photovoltaic | SUN | PV | 12 | 2015 | (U) Under construction, less than or equal to 50 percent complete
58658 | Sunlight Partners | 58735 | Buddy Solar | IPP Non-CHP | NC | PV1 | 4 | Solar Photovoltaic | SUN | PV | 12 | 2015 | (U) Under construction, less than or equal to 50 percent complete
58658 | Sunlight Partners | 58739 | Milo Solar | IPP Non-CHP | NC | PV1 | 3 | Solar Photovoltaic | SUN | PV | 12 | 2015 | (U) Under construction, less than or equal to 50 percent complete
58658 | Sunlight Partners | 58740 | Minnie Solar | IPP Non-CHP | NC | PV1 | 3 | Solar Photovoltaic | SUN | PV | 12 | 2015 | (U) Under construction, less than or equal to 50 percent complete
58658 | Sunlight Partners | 58742 | Owen Solar | IPP Non-CHP | NC | PV1 | 5 | Solar Photovoltaic | SUN | PV | 12 | 2015 | (U) Under construction, less than or equal to 50 percent complete
58658 | Sunlight Partners | 58744 | Shadow Solar | IPP Non-CHP | NC | PV1 | 3 | Solar Photovoltaic | SUN | PV | 12 | 2015 | (U) Under construction, less than or equal to 50 percent complete
58658 | Sunlight Partners | 58745 | Sophie Solar | IPP Non-CHP | NC | PV1 | 4.5 | Solar Photovoltaic | SUN | PV | 12 | 2015 | (U) Under construction, less than or equal to 50 percent complete
58658 | Sunlight Partners | 58746 | Star Solar | IPP Non-CHP | NC | PV1 | 5 | Solar Photovoltaic | SUN | PV | 12 | 2015 | (U) Under construction, less than or equal to 50 percent complete
57170 | EDF Renewable Asset Holdings, Inc. | 58771 | Roosevelt County | IPP Non-CHP | NM | GEN1 | 250 | Onshore Wind Turbine | WND | WT | 12 | 2015 | (V) Under construction, more than 50 percent complete
58694 | Argand Energy Solutions, LLC | 58803 | Kenansville Solar 2, LLC | IPP Non-CHP | NC | INV1 | 0.5 | Solar Photovoltaic | SUN | PV | 12 | 2015 | (V) Under construction, more than 50 percent complete
58694 | Argand Energy Solutions, LLC | 58803 | Kenansville Solar 2, LLC | IPP Non-CHP | NC | INV2 | 0.5 | Solar Photovoltaic | SUN | PV | 12 | 2015 | (V) Under construction, more than 50 percent complete
58694 | Argand Energy Solutions, LLC | 58803 | Kenansville Solar 2, LLC | IPP Non-CHP | NC | INV3 | 0.5 | Solar Photovoltaic | SUN | PV | 12 | 2015 | (V) Under construction, more than 50 percent complete
58694 | Argand Energy Solutions, LLC | 58803 | Kenansville Solar 2, LLC | IPP Non-CHP | NC | INV4 | 0.5 | Solar Photovoltaic | SUN | PV | 12 | 2015 | (V) Under construction, more than 50 percent complete
58695 | Coronal Development Services | 58809 | Littlefield Solar Center LLC | IPP Non-CHP | NC | LSC1 | 5 | Solar Photovoltaic | SUN | PV | 12 | 2015 | (U) Under construction, less than or equal to 50 percent complete
58718 | Na Pua Makani Power Partners LLC | 58837 | Na Pua Makani Wind Project | IPP Non-CHP | HI | WT1 | 25 | Onshore Wind Turbine | WND | WT | 12 | 2015 | (P) Planned for installation, but regulatory approvals not initiated
3046 | Duke Energy Progress - (NC) | 58848 | Warsaw Farm | Electric Utility | NC | 1 | 65 | Solar Photovoltaic | SUN | PV | 12 | 2015 | (V) Under construction, more than 50 percent complete
12341 | MidAmerican Energy Co | 58883 | Highland Wind Project (IA) | Electric Utility | IA | HLWF7 | 8.9 | Onshore Wind Turbine | WND | WT | 12 | 2015 | (U) Under construction, less than or equal to 50 percent complete
59380 | Enel Green Power NA, Inc. | 58999 | Little Elk Wind Project LLC | IPP Non-CHP | OK | LEWP | 74 | Onshore Wind Turbine | WND | WT | 12 | 2015 | (U) Under construction, less than or equal to 50 percent complete
58658 | Sunlight Partners | 59017 | Carol Jean Solar | IPP Non-CHP | NC | GEN 1 | 4 | Solar Photovoltaic | SUN | PV | 12 | 2015 | (U) Under construction, less than or equal to 50 percent complete
58939 | Cameron Wind 1 LLC | 59118 | Cameron Wind 1 LLC | IPP Non-CHP | TX | CAM1 | 165 | Onshore Wind Turbine | WND | WT | 12 | 2015 | (U) Under construction, less than or equal to 50 percent complete
58508 | Carolina Solar Energy II LLC | 59148 | Green Farm | IPP Non-CHP | NC | GREEN | 5 | Solar Photovoltaic | SUN | PV | 12 | 2015 | (U) Under construction, less than or equal to 50 percent complete
58508 | Carolina Solar Energy II LLC | 59149 | Simons Farm | IPP Non-CHP | NC | SIMON | 5 | Solar Photovoltaic | SUN | PV | 12 | 2015 | (U) Under construction, less than or equal to 50 percent complete
58970 | Ecoplexus, Inc | 59152 | Thornton PV1 | IPP Non-CHP | NC | THOR1 | 5 | Solar Photovoltaic | SUN | PV | 12 | 2015 | (U) Under construction, less than or equal to 50 percent complete
58970 | Ecoplexus, Inc | 59153 | Watson Seed Farm PV1 | IPP Non-CHP | NC | WAT1 | 20 | Solar Photovoltaic | SUN | PV | 12 | 2015 | (U) Under construction, less than or equal to 50 percent complete
58970 | Ecoplexus, Inc | 59154 | Bradley PV1 | IPP Non-CHP | NC | BRAD1 | 5 | Solar Photovoltaic | SUN | PV | 12 | 2015 | (U) Under construction, less than or equal to 50 percent complete
58695 | Coronal Development Services | 59161 | Lake Solar Center LLC | IPP Non-CHP | NC | LSC 1 | 5 | Solar Photovoltaic | SUN | PV | 12 | 2015 | (T) Regulatory approvals received. Not under construction
58695 | Coronal Development Services | 59162 | Mariposa Solar Center LLC | IPP Non-CHP | NC | MSC 1 | 5 | Solar Photovoltaic | SUN | PV | 12 | 2015 | (T) Regulatory approvals received. Not under construction
58695 | Coronal Development Services | 59163 | Highland Solar Center LLC | IPP Non-CHP | NC | HSC 1 | 5 | Solar Photovoltaic | SUN | PV | 12 | 2015 | (U) Under construction, less than or equal to 50 percent complete
3046 | Duke Energy Progress - (NC) | 59164 | Elm City Solar Facility | Electric Utility | NC | NSC 1 | 40 | Solar Photovoltaic | SUN | PV | 12 | 2015 | (V) Under construction, more than 50 percent complete
58695 | Coronal Development Services | 59165 | Mason Solar Center LLC | IPP Non-CHP | NC | MSC 1 | 15.3 | Solar Photovoltaic | SUN | PV | 12 | 2015 | (T) Regulatory approvals received. Not under construction
58984 | Winton Solar LLC | 59177 | Winton Solar | IPP Non-CHP | NC | 5MWPV | 5 | Solar Photovoltaic | SUN | PV | 12 | 2015 | (U) Under construction, less than or equal to 50 percent complete
59016 | Passadumkeag Windpark LLC | 59222 | Passadumkeag Windpark LLC | IPP Non-CHP | ME | Q357 | 39.9 | Onshore Wind Turbine | WND | WT | 12 | 2015 | (V) Under construction, more than 50 percent complete
58661 | Sustainable Power Group, LLC | 59276 | Leavenworth Greenworks LLC | IPP Non-CHP | NY | LEAVG | 9.5 | Solar Photovoltaic | SUN | PV | 12 | 2015 | (U) Under construction, less than or equal to 50 percent complete
58695 | Coronal Development Services | 59337 | Harrell's Hill Solar Center LLC | IPP Non-CHP | NC | HHS1 | 5 | Solar Photovoltaic | SUN | PV | 12 | 2015 | (U) Under construction, less than or equal to 50 percent complete
59143 | Old Mill Solar | 59374 | Old Mill Solar | IPP Non-CHP | OR | OMSLR | 5 | Solar Photovoltaic | SUN | PV | 12 | 2015 | (U) Under construction, less than or equal to 50 percent complete
17650 | Southern Power Co | 59449 | Decatur County Solar Project | IPP Non-CHP | GA | DCSP1 | 20 | Solar Photovoltaic | SUN | PV | 12 | 2015 | (U) Under construction, less than or equal to 50 percent complete
17650 | Southern Power Co | 59450 | Decatur Parkway Solar Project, LLC | IPP Non-CHP | GA | DPSP1 | 80 | Solar Photovoltaic | SUN | PV | 12 | 2015 | (U) Under construction, less than or equal to 50 percent complete
59245 | Lanier Solar | 59486 | Lanier Solar | IPP Non-CHP | NC | LANIE | 4.9 | Solar Photovoltaic | SUN | PV | 12 | 2015 | (V) Under construction, more than 50 percent complete
59247 | Bearford Solar II LLC | 59488 | Bearford Solar II | IPP Non-CHP | NC | BEARF | 4.9 | Solar Photovoltaic | SUN | PV | 12 | 2015 | (U) Under construction, less than or equal to 50 percent complete
58658 | Sunlight Partners | 59497 | Andrew Solar | IPP Non-CHP | NC | PV1 | 5 | Solar Photovoltaic | SUN | PV | 12 | 2015 | (U) Under construction, less than or equal to 50 percent complete
58658 | Sunlight Partners | 59498 | Tracy Solar | IPP Non-CHP | NC | PV1 | 10 | Solar Photovoltaic | SUN | PV | 12 | 2015 | (U) Under construction, less than or equal to 50 percent complete
58658 | Sunlight Partners | 59499 | Candace Solar | IPP Non-CHP | NC | PV1 | 5 | Solar Photovoltaic | SUN | PV | 12 | 2015 | (U) Under construction, less than or equal to 50 percent complete
58658 | Sunlight Partners | 59503 | Jacob Solar | IPP Non-CHP | NC | PV1 | 5 | Solar Photovoltaic | SUN | PV | 12 | 2015 | (U) Under construction, less than or equal to 50 percent complete
58658 | Sunlight Partners | 59505 | Sun Devil Solar | IPP Non-CHP | NC | PV1 | 5 | Solar Photovoltaic | SUN | PV | 12 | 2015 | (U) Under construction, less than or equal to 50 percent complete
58658 | Sunlight Partners | 59506 | Quincy Solar | IPP Non-CHP | NC | PV1 | 4 | Solar Photovoltaic | SUN | PV | 12 | 2015 | (U) Under construction, less than or equal to 50 percent complete
58658 | Sunlight Partners | 59507 | Kenneth Solar | IPP Non-CHP | NC | PV1 | 3 | Solar Photovoltaic | SUN | PV | 12 | 2015 | (U) Under construction, less than or equal to 50 percent complete
58658 | Sunlight Partners | 59508 | Chei Solar | IPP Non-CHP | NC | PV1 | 5 | Solar Photovoltaic | SUN | PV | 12 | 2015 | (U) Under construction, less than or equal to 50 percent complete
58658 | Sunlight Partners | 59509 | Murdock Solar | IPP Non-CHP | NC | PV1 | 4 | Solar Photovoltaic | SUN | PV | 12 | 2015 | (U) Under construction, less than or equal to 50 percent complete
58658 | Sunlight Partners | 59510 | Husky Solar | IPP Non-CHP | NC | PV1 | 5 | Solar Photovoltaic | SUN | PV | 12 | 2015 | (U) Under construction, less than or equal to 50 percent complete
58658 | Sunlight Partners | 59511 | Beetle Solar | IPP Non-CHP | NC | PV1 | 4 | Solar Photovoltaic | SUN | PV | 12 | 2015 | (U) Under construction, less than or equal to 50 percent complete
58658 | Sunlight Partners | 59512 | Happy Solar | IPP Non-CHP | NC | PV1 | 4 | Solar Photovoltaic | SUN | PV | 12 | 2015 | (U) Under construction, less than or equal to 50 percent complete
58970 | Ecoplexus, Inc | 59519 | Old Catawba PV 1 | IPP Non-CHP | NC | OLDC | 3.5 | Solar Photovoltaic | SUN | PV | 12 | 2015 | (U) Under construction, less than or equal to 50 percent complete
58970 | Ecoplexus, Inc | 59521 | Little River PV 1 | IPP Non-CHP | NC | LTLRV | 5 | Solar Photovoltaic | SUN | PV | 12 | 2015 | (U) Under construction, less than or equal to 50 percent complete
59261 | Colonial Eagle Solar, LLC | 59526 | Whitakers | IPP Non-CHP | NC | WHIT1 | 12 | Solar Photovoltaic | SUN | PV | 12 | 2015 | (U) Under construction, less than or equal to 50 percent complete
59261 | Colonial Eagle Solar, LLC | 59527 | Kelford | IPP Non-CHP | NC | KELF1 | 20 | Solar Photovoltaic | SUN | PV | 12 | 2015 | (U) Under construction, less than or equal to 50 percent complete
59262 | NRG Solar Oasis, LLC | 59528 | NRG Solar Oasis LLC | IPP Non-CHP | CA | OASIS | 20 | Solar Photovoltaic | SUN | PV | 12 | 2015 | (U) Under construction, less than or equal to 50 percent complete
59322 | Misenheimer Farm, LLC | 59577 | Misenheimer Farm | IPP Non-CHP | NC | PV1 | 5 | Solar Photovoltaic | SUN | PV | 12 | 2015 | (U) Under construction, less than or equal to 50 percent complete
59330 | Wommack Farm, LLC | 59585 | Wommack Farm | IPP Non-CHP | NC | PV1 | 5 | Solar Photovoltaic | SUN | PV | 12 | 2015 | (U) Under construction, less than or equal to 50 percent complete
15477 | Public Service Elec & Gas Co | 59601 | L&D Landfill Solar | Electric Utility | NJ | L&D | 10 | Solar Photovoltaic | SUN | PV | 12 | 2015 | (U) Under construction, less than or equal to 50 percent complete
59341 | Maricopa West Solar PV, LLC | 59607 | Maricopa West Solar | IPP Non-CHP | CA | MWS | 20 | Solar Photovoltaic | SUN | PV | 12 | 2015 | (V) Under construction, more than 50 percent complete
40229 | Old Dominion Electric Coop | 59614 | Monterey Diesel Generation Facility | Electric Utility | VA | MDG1 | 0.6 | Petroleum Liquids | DFO | IC | 12 | 2015 | (T) Regulatory approvals received. Not under construction
40229 | Old Dominion Electric Coop | 59614 | Monterey Diesel Generation Facility | Electric Utility | VA | MDG10 | 0.6 | Petroleum Liquids | DFO | IC | 12 | 2015 | (T) Regulatory approvals received. Not under construction
40229 | Old Dominion Electric Coop | 59614 | Monterey Diesel Generation Facility | Electric Utility | VA | MDG2 | 0.6 | Petroleum Liquids | DFO | IC | 12 | 2015 | (T) Regulatory approvals received. Not under construction
40229 | Old Dominion Electric Coop | 59614 | Monterey Diesel Generation Facility | Electric Utility | VA | MDG3 | 0.6 | Petroleum Liquids | DFO | IC | 12 | 2015 | (T) Regulatory approvals received. Not under construction
40229 | Old Dominion Electric Coop | 59614 | Monterey Diesel Generation Facility | Electric Utility | VA | MDG4 | 0.6 | Petroleum Liquids | DFO | IC | 12 | 2015 | (T) Regulatory approvals received. Not under construction
40229 | Old Dominion Electric Coop | 59614 | Monterey Diesel Generation Facility | Electric Utility | VA | MDG5 | 0.6 | Petroleum Liquids | DFO | IC | 12 | 2015 | (T) Regulatory approvals received. Not under construction
40229 | Old Dominion Electric Coop | 59614 | Monterey Diesel Generation Facility | Electric Utility | VA | MDG6 | 0.6 | Petroleum Liquids | DFO | IC | 12 | 2015 | (T) Regulatory approvals received. Not under construction
40229 | Old Dominion Electric Coop | 59614 | Monterey Diesel Generation Facility | Electric Utility | VA | MDG7 | 0.6 | Petroleum Liquids | DFO | IC | 12 | 2015 | (T) Regulatory approvals received. Not under construction
40229 | Old Dominion Electric Coop | 59614 | Monterey Diesel Generation Facility | Electric Utility | VA | MDG8 | 0.6 | Petroleum Liquids | DFO | IC | 12 | 2015 | (T) Regulatory approvals received. Not under construction
40229 | Old Dominion Electric Coop | 59614 | Monterey Diesel Generation Facility | Electric Utility | VA | MDG9 | 0.6 | Petroleum Liquids | DFO | IC | 12 | 2015 | (T) Regulatory approvals received. Not under construction
57365 | Consolidated Edison Solutions Inc | 59622 | Future Generation Wind | IPP Non-CHP | MA | FGMA | 7.9 | Onshore Wind Turbine | WND | WT | 12 | 2015 | (U) Under construction, less than or equal to 50 percent complete
58661 | Sustainable Power Group, LLC | 59634 | Sandstone Solar | IPP Non-CHP | AZ | SNDST | 45 | Solar Photovoltaic | SUN | PV | 12 | 2015 | (U) Under construction, less than or equal to 50 percent complete
12341 | MidAmerican Energy Co | 59637 | Adams Wind | Electric Utility | IA | ADWF | 150 | Onshore Wind Turbine | WND | WT | 12 | 2015 | (U) Under construction, less than or equal to 50 percent complete
59428 | Sendero Wind Energy, LLC | 59654 | Sendero Wind Energy | IPP Non-CHP | TX | 1 | 78 | Onshore Wind Turbine | WND | WT | 12 | 2015 | (V) Under construction, more than 50 percent complete
56769 | Consolidated Edison Development Inc. | 59655 | Campbell County Wind Farm | IPP Non-CHP | SD | CCWF1 | 97.8 | Onshore Wind Turbine | WND | WT | 12 | 2015 | (U) Under construction, less than or equal to 50 percent complete
58695 | Coronal Development Services | 59663 | Cornwall Solar Center, LLC | IPP Non-CHP | NC | CSC1 | 5 | Solar Photovoltaic | SUN | PV | 12 | 2015 | (T) Regulatory approvals received. Not under construction
59464 | Current Energy Group | 59694 | Aspen Solar, LLC | IPP Non-CHP | NC | GEN1 | 5 | Solar Photovoltaic | SUN | PV | 12 | 2015 | (V) Under construction, more than 50 percent complete
58468 | Dominion Renewable Energy | 59702 | Pavant Solar, LLC | IPP Non-CHP | UT | 1 | 50 | Solar Photovoltaic | SUN | PV | 12 | 2015 | (V) Under construction, more than 50 percent complete
58695 | Coronal Development Services | 59713 | Holdrege Solar Center | IPP Non-CHP | NE | HDSC | 4 | Solar Photovoltaic | SUN | PV | 12 | 2015 | (L) Regulatory approvals pending. Not under construction
58661 | Sustainable Power Group, LLC | 59738 | Citizen B | IPP Non-CHP | CA | CSB | 5 | Solar Photovoltaic | SUN | PV | 12 | 2015 | (U) Under construction, less than or equal to 50 percent complete
59514 | River Mountains Solar, LLC | 59747 | River Mountains Solar | IPP Non-CHP | NV | 1 | 14.4 | Solar Photovoltaic | SUN | PV | 12 | 2015 | (U) Under construction, less than or equal to 50 percent complete
18454 | Tampa Electric Co | 59769 | TIA Solar | Electric Utility | FL | 1 | 1.6 | Solar Photovoltaic | SUN | PV | 12 | 2015 | (U) Under construction, less than or equal to 50 percent complete
59570 | TWE Kelford Solar Project, LLC | 59796 | Kelford | IPP Non-CHP | NC | FLS1 | 4.7 | Solar Photovoltaic | SUN | PV | 12 | 2015 | (U) Under construction, less than or equal to 50 percent complete
59464 | Current Energy Group | 59824 | Sweetgum Solar | IPP Non-CHP | NC | 5732 | 5 | Solar Photovoltaic | SUN | PV | 12 | 2015 | (U) Under construction, less than or equal to 50 percent complete
59464 | Current Energy Group | 59828 | Balsam | IPP Non-CHP | NC | 5375 | 5 | Solar Photovoltaic | SUN | PV | 12 | 2015 | (U) Under construction, less than or equal to 50 percent complete
57170 | EDF Renewable Asset Holdings, Inc. | 59837 | Slate Creek Wind Project LLC | IPP Non-CHP | KS | GEN1 | 150 | Onshore Wind Turbine | WND | WT | 12 | 2015 | (V) Under construction, more than 50 percent complete
9324 | Indiana Michigan Power Co | 59855 | Deer Creek PV | Electric Utility | IN | DCPV1 | 2.5 | Solar Photovoltaic | SUN | PV | 12 | 2015 | (T) Regulatory approvals received. Not under construction
59745 | First Solar Asset Management | 59868 | Kingbird Solar LLC | IPP Non-CHP | CA | GEN01 | 40 | Solar Photovoltaic | SUN | PV | 12 | 2015 | (U) Under construction, less than or equal to 50 percent complete
58468 | Dominion Renewable Energy | 59874 | Richland Solar Center | IPP Non-CHP | GA | PV1 | 20 | Solar Photovoltaic | SUN | PV | 12 | 2015 | (V) Under construction, more than 50 percent complete
59365 | Capital Power Corporation | 59887 | Beaufort Solar, LLC | IPP Non-CHP | NC | GEN | 15 | Solar Photovoltaic | SUN | PV | 12 | 2015 | (U) Under construction, less than or equal to 50 percent complete
17650 | Southern Power Co | 59891 | Butler Solar Farm 20 | IPP Non-CHP | GA | 1 | 20 | Solar Photovoltaic | SUN | PV | 12 | 2015 | (U) Under construction, less than or equal to 50 percent complete
17650 | Southern Power Co | 59894 | Pawpaw Solar Plant | IPP Non-CHP | GA | 1 | 30 | Solar Photovoltaic | SUN | PV | 12 | 2015 | (U) Under construction, less than or equal to 50 percent complete
56769 | Consolidated Edison Development Inc. | 59900 | Corcoran Solar 3 | IPP Non-CHP | CA | C3CA | 20 | Solar Photovoltaic | SUN | PV | 12 | 2015 | (U) Under construction, less than or equal to 50 percent complete
19876 | Virginia Electric & Power Co | 59904 | Western Branch High School | Electric Utility | VA | 1 | 1 | Solar Photovoltaic | SUN | PV | 12 | 2015 | (U) Under construction, less than or equal to 50 percent complete
19876 | Virginia Electric & Power Co | 59905 | Merck | Electric Utility | VA | 1 | 2.1 | Solar Photovoltaic | SUN | PV | 12 | 2015 | (U) Under construction, less than or equal to 50 percent complete
58695 | Coronal Development Services | 59912 | Freemont Solar Center LLC | IPP Non-CHP | NC | FREE | 5 | Solar Photovoltaic | SUN | PV | 12 | 2015 | (L) Regulatory approvals pending. Not under construction
58695 | Coronal Development Services | 59914 | Crestwood Solar Center LLC | IPP Non-CHP | NC | CREST | 5 | Solar Photovoltaic | SUN | PV | 12 | 2015 | (T) Regulatory approvals received. Not under construction
13407 | Nevada Power Co | 59919 | Nellis Solar PV II | Electric Utility | NV | NSPV2 | 15 | Solar Photovoltaic | SUN | PV | 12 | 2015 | (U) Under construction, less than or equal to 50 percent complete
59690 | Vance Solar Farm LLC | 59928 | Vance Solar Farm, LLC | IPP Non-CHP | NC | NB007 | 4.9 | Solar Photovoltaic | SUN | PV | 12 | 2015 | (U) Under construction, less than or equal to 50 percent complete
59693 | Cline Solar Farm LLC | 59929 | Cline Solar Farm, LLC | IPP Non-CHP | NC | NB007 | 4.9 | Solar Photovoltaic | SUN | PV | 12 | 2015 | (U) Under construction, less than or equal to 50 percent complete
59691 | Meadowbrook Solar Farm LLC | 59936 | Meadowbrook Solar Farm | IPP Non-CHP | NC | NB008 | 4.9 | Solar Photovoltaic | SUN | PV | 12 | 2015 | (U) Under construction, less than or equal to 50 percent complete
59692 | Coats Solar Farm LLC | 59937 | Coats Solar Farm, LLC | IPP Non-CHP | NC | NB006 | 4.9 | Solar Photovoltaic | SUN | PV | 12 | 2015 | (U) Under construction, less than or equal to 50 percent complete
59707 | Conetoe II Solar, LLC | 59944 | Conetoe II Solar, LLC | IPP Non-CHP | NC | CONE1 | 80 | Solar Photovoltaic | SUN | PV | 12 | 2015 | (U) Under construction, less than or equal to 50 percent complete
59710 | SR Camden, LLC | 59947 | SR Camden | IPP Non-CHP | AR | AERO | 12 | Solar Photovoltaic | SUN | PV | 12 | 2015 | (V) Under construction, more than 50 percent complete
58477 | O2energies, Inc. | 59950 | Yadkinville Solar | IPP Non-CHP | NC | YAK | 3.5 | Solar Photovoltaic | SUN | PV | 12 | 2015 | (T) Regulatory approvals received. Not under construction
58661 | Sustainable Power Group, LLC | 59965 | Latigo Wind Park | IPP Non-CHP | UT | LTIGO | 62.1 | Onshore Wind Turbine | WND | WT | 12 | 2015 | (U) Under construction, less than or equal to 50 percent complete
3046 | Duke Energy Progress - (NC) | 59966 | Camp Lejeune Solar | Electric Utility | NC | PV1 | 12.8 | Solar Photovoltaic | SUN | PV | 12 | 2015 | (U) Under construction, less than or equal to 50 percent complete
6455 | Duke Energy Florida, Inc | 59973 | Central Florida Solar Facility | Electric Utility | FL | XXXXX | 4.9 | Solar Photovoltaic | SUN | PV | 12 | 2015 | (L) Regulatory approvals pending. Not under construction
59735 | Enerparc CA2, LLC | 59978 | Enerparc CA2, LLC | IPP Non-CHP | CA | ECA22 | 1.5 | Solar Photovoltaic | SUN | PV | 12 | 2015 | (U) Under construction, less than or equal to 50 percent complete
9267 | Hoosier Energy R E C, Inc | 59983 | New Haven Solar RES | Electric Utility | IN | PV1 | 1.1 | Solar Photovoltaic | SUN | PV | 12 | 2015 | (T) Regulatory approvals received. Not under construction
58970 | Ecoplexus, Inc | 59999 | Ouchchy PV1 | IPP Non-CHP | NC | OUCH1 | 3 | Solar Photovoltaic | SUN | PV | 12 | 2015 | (U) Under construction, less than or equal to 50 percent complete
6452 | Florida Power & Light Co | 60005 | Daytona International Speedway Solar | Electric Utility | FL | 1 | 0.8 | Solar Photovoltaic | SUN | PV | 12 | 2015 | (U) Under construction, less than or equal to 50 percent complete
6452 | Florida Power & Light Co | 60006 | FIU Solar | Electric Utility | FL | 1 | 0.8 | Solar Photovoltaic | SUN | PV | 12 | 2015 | (U) Under construction, less than or equal to 50 percent complete
59742 | GASNA 31P LLC | 60007 | Morelos del Sol | IPP Non-CHP | CA | MORLS | 15 | Solar Photovoltaic | SUN | PV | 12 | 2015 | (V) Under construction, more than 50 percent complete
59744 | Solar Star Colorado III, LLC | 60008 | Hooper Solar | IPP Non-CHP | CO | SCCO3 | 52 | Solar Photovoltaic | SUN | PV | 12 | 2015 | (V) Under construction, more than 50 percent complete
4361 | Ingredion Inc - Stockton | 52115 | Ingredion Stockton | Industrial CHP | CA | GEN2 | 6.5 | Natural Gas Fired Combustion Turbine | NG | GT | 1 | 2016 | (V) Under construction, more than 50 percent complete
57249 | Suncook Energy LLC | 55006 | Nashua Plant | IPP Non-CHP | NH | UNT3 | 1.5 | Landfill Gas | LFG | IC | 1 | 2016 | (T) Regulatory approvals received. Not under construction
40577 | American Mun Power-Ohio, Inc | 57399 | Cannelton Hydroelectric Plant | Electric Utility | KY | CG3 | 29.3 | Conventional Hydroelectric | WAT | HY | 1 | 2016 | (V) Under construction, more than 50 percent complete
57166 | CPV Shore LLC | 57839 | Woodbridge Energy Center | IPP Non-CHP | NJ | CT001 | 240 | Natural Gas Fired Combined Cycle | NG | CC | 1 | 2016 | (V) Under construction, more than 50 percent complete
57166 | CPV Shore LLC | 57839 | Woodbridge Energy Center | IPP Non-CHP | NJ | CT002 | 240 | Natural Gas Fired Combined Cycle | NG | CC | 1 | 2016 | (V) Under construction, more than 50 percent complete
57166 | CPV Shore LLC | 57839 | Woodbridge Energy Center | IPP Non-CHP | NJ | ST001 | 315 | Natural Gas Fired Combined Cycle | NG | CA | 1 | 2016 | (V) Under construction, more than 50 percent complete
59363 | Silver State Solar Power South, LLC | 58644 | Silver State Solar Power South | IPP Non-CHP | NV | BLK5 | 35 | Solar Photovoltaic | SUN | PV | 1 | 2016 | (U) Under construction, less than or equal to 50 percent complete
58814 | Sibley Wind Substation LLC | 58950 | Sibley Wind | IPP Non-CHP | MN | SW-1 | 19.5 | Onshore Wind Turbine | WND | WT | 1 | 2016 | (U) Under construction, less than or equal to 50 percent complete
58880 | Gallegos Wind Farm LLC | 59047 | Gallegos Wind Farm, Phase 1 | IPP Non-CHP | NM | GEN 1 | 180 | Onshore Wind Turbine | WND | WT | 1 | 2016 | (U) Under construction, less than or equal to 50 percent complete
59138 | SunPower Corporation, Systems | 59339 | Quinto Solar PV Project | IPP Non-CHP | CA | SSC13 | 105.1 | Solar Photovoltaic | SUN | PV | 1 | 2016 | (V) Under construction, more than 50 percent complete
56545 | Pattern Operators LP | 59547 | Fowler Ridge IV Wind Farm LLC | IPP Non-CHP | IN | 1 | 150 | Onshore Wind Turbine | WND | WT | 1 | 2016 | (V) Under construction, more than 50 percent complete
59474 | BQ Energy LLC | 59705 | Steel Sun | IPP Non-CHP | NY | SSUN2 | 2 | Solar Photovoltaic | SUN | PV | 1 | 2016 | (T) Regulatory approvals received. Not under construction
59491 | Seville Solar One LLC | 59722 | Seville 1 | IPP Non-CHP | CA | SEV1 | 20 | Solar Photovoltaic | SUN | PV | 1 | 2016 | (V) Under construction, more than 50 percent complete
57170 | EDF Renewable Asset Holdings, Inc. | 59838 | Milo Wind Project LLC | IPP Non-CHP | NM | GEN1 | 50 | Onshore Wind Turbine | WND | WT | 1 | 2016 | (V) Under construction, more than 50 percent complete
19876 | Virginia Electric & Power Co | 59911 | Philip Morris | Electric Utility | VA | 1 | 2.4 | Solar Photovoltaic | SUN | PV | 1 | 2016 | (V) Under construction, more than 50 percent complete
12524 | Midwest Energy Inc | 56497 | Goodman Energy Center | Electric Utility | KS | 10 | 9.2 | Natural Gas Internal Combustion Engine | NG | IC | 2 | 2016 | (V) Under construction, more than 50 percent complete
12524 | Midwest Energy Inc | 56497 | Goodman Energy Center | Electric Utility | KS | 11 | 9.2 | Natural Gas Internal Combustion Engine | NG | IC | 2 | 2016 | (V) Under construction, more than 50 percent complete
12524 | Midwest Energy Inc | 56497 | Goodman Energy Center | Electric Utility | KS | 12 | 9.2 | Natural Gas Internal Combustion Engine | NG | IC | 2 | 2016 | (V) Under construction, more than 50 percent complete
57260 | CSOLAR IV West LLC | 57491 | Imperial Solar Energy Center West | IPP Non-CHP | CA | 56819 | 148.7 | Solar Photovoltaic | SUN | PV | 2 | 2016 | (V) Under construction, more than 50 percent complete
58417 | Panda Liberty O&M LLC | 58420 | Panda Liberty Generation Plant | IPP Non-CHP | PA | GEN2 | 382.5 | Natural Gas Fired Combined Cycle | NG | CC | 2 | 2016 | (V) Under construction, more than 50 percent complete
58451 | McCoy Solar, LLC | 58462 | McCoy Solar Energy Project | IPP Non-CHP | CA | BLK7 | 41.9 | Solar Photovoltaic | SUN | PV | 2 | 2016 | (U) Under construction, less than or equal to 50 percent complete
59363 | Silver State Solar Power South, LLC | 58644 | Silver State Solar Power South | IPP Non-CHP | NV | BLK6 | 36.6 | Solar Photovoltaic | SUN | PV | 2 | 2016 | (U) Under construction, less than or equal to 50 percent complete
58773 | Kingfisher Wind LLC | 58902 | Kingfisher Wind LLC | IPP Non-CHP | OK | KNG1 | 298 | Onshore Wind Turbine | WND | WT | 2 | 2016 | (U) Under construction, less than or equal to 50 percent complete
58982 | Woodland Solar LLC | 59175 | Woodland Solar | IPP Non-CHP | NC | 5MWPV | 5 | Solar Photovoltaic | SUN | PV | 2 | 2016 | (U) Under construction, less than or equal to 50 percent complete
59228 | Bowerman Power LFG, LLC | 59461 | Bowerman Power LFG, LLC | IPP Non-CHP | CA | GEN01 | 3.4 | Landfill Gas | LFG | IC | 2 | 2016 | (V) Under construction, more than 50 percent complete
59228 | Bowerman Power LFG, LLC | 59461 | Bowerman Power LFG, LLC | IPP Non-CHP | CA | GEN02 | 3.4 | Landfill Gas | LFG | IC | 2 | 2016 | (V) Under construction, more than 50 percent complete
59228 | Bowerman Power LFG, LLC | 59461 | Bowerman Power LFG, LLC | IPP Non-CHP | CA | GEN03 | 3.4 | Landfill Gas | LFG | IC | 2 | 2016 | (V) Under construction, more than 50 percent complete
59228 | Bowerman Power LFG, LLC | 59461 | Bowerman Power LFG, LLC | IPP Non-CHP | CA | GEN04 | 3.4 | Landfill Gas | LFG | IC | 2 | 2016 | (V) Under construction, more than 50 percent complete
59228 | Bowerman Power LFG, LLC | 59461 | Bowerman Power LFG, LLC | IPP Non-CHP | CA | GEN05 | 3.4 | Landfill Gas | LFG | IC | 2 | 2016 | (V) Under construction, more than 50 percent complete
59228 | Bowerman Power LFG, LLC | 59461 | Bowerman Power LFG, LLC | IPP Non-CHP | CA | GEN06 | 3.4 | Landfill Gas | LFG | IC | 2 | 2016 | (V) Under construction, more than 50 percent complete
59228 | Bowerman Power LFG, LLC | 59461 | Bowerman Power LFG, LLC | IPP Non-CHP | CA | GEN07 | 3.4 | Landfill Gas | LFG | IC | 2 | 2016 | (V) Under construction, more than 50 percent complete
6455 | Duke Energy Florida, Inc | 59954 | Osceola Solar Facility | Electric Utility | FL | XXXXX | 3.8 | Solar Photovoltaic | SUN | PV | 2 | 2016 | (L) Regulatory approvals pending. Not under construction
59759 | Grant Wind, LLC | 60013 | Grant Wind, LLC | IPP Non-CHP | OK | GRANT | 151.8 | Onshore Wind Turbine | WND | WT | 2 | 2016 | (U) Under construction, less than or equal to 50 percent complete
9436 | Mosaic Phosphates Co. | 10198 | Mosaic Phosphates Uncle Sam | Industrial CHP | LA | GEN3 | 15 | All Other | OTH | ST | 3 | 2016 | (U) Under construction, less than or equal to 50 percent complete
7977 | City of Hamilton - (OH) | 56872 | Meldahl Hydroelectric Project | Electric Utility | KY | 3 | 35 | Conventional Hydroelectric | WAT | HY | 3 | 2016 | (V) Under construction, more than 50 percent complete
58421 | Panda Patriot O&M LLC | 58426 | Panda Patriot Generation Plant | IPP Non-CHP | PA | GEN1 | 382.5 | Natural Gas Fired Combined Cycle | NG | CC | 3 | 2016 | (V) Under construction, more than 50 percent complete
58451 | McCoy Solar, LLC | 58462 | McCoy Solar Energy Project | IPP Non-CHP | CA | 1 | 41.9 | Solar Photovoltaic | SUN | PV | 3 | 2016 | (U) Under construction, less than or equal to 50 percent complete
58603 | Aloha Solar Energy Fund I LLC | 58659 | Aloha Solar Energy Fund 1 PK1 | IPP Non-CHP | HI | PK-1 | 5 | Solar Photovoltaic | SUN | PV | 3 | 2016 | (L) Regulatory approvals pending. Not under construction
24211 | Tucson Electric Power Co | 58972 | Fort Huachuca Solar PV Project | Electric Utility | AZ | FHUA2 | 4.1 | Solar Photovoltaic | SUN | PV | 3 | 2016 | (V) Under construction, more than 50 percent complete
59347 | W Power LLC | 59599 | Tropico Solar PV Plant | IPP Non-CHP | CA | GEN1 | 13 | Solar Photovoltaic | SUN | PV | 3 | 2016 | (U) Under construction, less than or equal to 50 percent complete
59347 | W Power LLC | 59600 | Nicolis Solar PV Plant | IPP Non-CHP | CA | GEN1 | 19 | Solar Photovoltaic | SUN | PV | 3 | 2016 | (U) Under construction, less than or equal to 50 percent complete
59402 | Garysburg Solar LLC | 59641 | Garysburg Solar | IPP Non-CHP | NC | 5MWPV | 5 | Solar Photovoltaic | SUN | PV | 3 | 2016 | (U) Under construction, less than or equal to 50 percent complete
58468 | Dominion Renewable Energy | 59703 | Marin Carport | IPP Non-CHP | CA | 1 | 1 | Solar Photovoltaic | SUN | PV | 3 | 2016 | (U) Under construction, less than or equal to 50 percent complete
58871 | Citizens Enterprises Corporation | 59927 | Hunt Road Solar | IPP Non-CHP | MA | PV1 | 4.5 | Solar Photovoltaic | SUN | PV | 3 | 2016 | (T) Regulatory approvals received. Not under construction
59698 | Sky Global Power One Pledgor, LLC | 59938 | Sky Global Power One | IPP Non-CHP | TX | UNIT1 | 8.3 | Natural Gas Internal Combustion Engine | NG | IC | 3 | 2016 | (V) Under construction, more than 50 percent complete
59698 | Sky Global Power One Pledgor, LLC | 59938 | Sky Global Power One | IPP Non-CHP | TX | UNIT2 | 8.3 | Natural Gas Internal Combustion Engine | NG | IC | 3 | 2016 | (V) Under construction, more than 50 percent complete
59698 | Sky Global Power One Pledgor, LLC | 59938 | Sky Global Power One | IPP Non-CHP | TX | UNIT3 | 8.3 | Natural Gas Internal Combustion Engine | NG | IC | 3 | 2016 | (V) Under construction, more than 50 percent complete
59698 | Sky Global Power One Pledgor, LLC | 59938 | Sky Global Power One | IPP Non-CHP | TX | UNIT4 | 8.3 | Natural Gas Internal Combustion Engine | NG | IC | 3 | 2016 | (V) Under construction, more than 50 percent complete
59698 | Sky Global Power One Pledgor, LLC | 59938 | Sky Global Power One | IPP Non-CHP | TX | UNIT5 | 8.3 | Natural Gas Internal Combustion Engine | NG | IC | 3 | 2016 | (V) Under construction, more than 50 percent complete
59698 | Sky Global Power One Pledgor, LLC | 59938 | Sky Global Power One | IPP Non-CHP | TX | UNIT6 | 8.3 | Natural Gas Internal Combustion Engine | NG | IC | 3 | 2016 | (V) Under construction, more than 50 percent complete
59745 | First Solar Asset Management | 57859 | Moapa Southern Paiute | IPP Non-CHP | NV | 1 | 250 | Solar Photovoltaic | SUN | PV | 4 | 2016 | (U) Under construction, less than or equal to 50 percent complete
1307 | Basin Electric Power Coop | 57943 | Lonesome Creek Station | Electric Utility | ND | 04 | 40 | Natural Gas Fired Combustion Turbine | NG | GT | 4 | 2016 | (U) Under construction, less than or equal to 50 percent complete
1307 | Basin Electric Power Coop | 57943 | Lonesome Creek Station | Electric Utility | ND | 05 | 40 | Natural Gas Fired Combustion Turbine | NG | GT | 4 | 2016 | (U) Under construction, less than or equal to 50 percent complete
58159 | Penn State University | 58194 | West Campus Steam Plant | Commercial CHP | PA | WC 4 | 0.6 | Conventional Steam Coal | BIT | ST | 4 | 2016 | (T) Regulatory approvals received. Not under construction
58159 | Penn State University | 58194 | West Campus Steam Plant | Commercial CHP | PA | WC 5 | 0.6 | Conventional Steam Coal | BIT | ST | 4 | 2016 | (T) Regulatory approvals received. Not under construction
58451 | McCoy Solar, LLC | 58462 | McCoy Solar Energy Project | IPP Non-CHP | CA | BLK2 | 21 | Solar Photovoltaic | SUN | PV | 4 | 2016 | (U) Under construction, less than or equal to 50 percent complete
59363 | Silver State Solar Power South, LLC | 58644 | Silver State Solar Power South | IPP Non-CHP | NV | BLK7 | 35 | Solar Photovoltaic | SUN | PV | 4 | 2016 | (U) Under construction, less than or equal to 50 percent complete
58895 | Marshall Wind Energy LLC | 59084 | Marshall Wind Farm | IPP Non-CHP | KS | RPMA | 73.8 | Onshore Wind Turbine | WND | WT | 4 | 2016 | (U) Under construction, less than or equal to 50 percent complete
56769 | Consolidated Edison Development Inc. | 59205 | OCI Alamo 5 LLC | IPP Non-CHP | TX | OCIA5 | 100 | Solar Photovoltaic | SUN | PV | 4 | 2016 | (V) Under construction, more than 50 percent complete
58970 | Ecoplexus, Inc | 59513 | Meadows PV 1 | IPP Non-CHP | NC | MEAD1 | 20 | Solar Photovoltaic | SUN | PV | 4 | 2016 | (T) Regulatory approvals received. Not under construction
59355 | LKL Kingfisher, LLC | 59612 | LKL Kingfisher, LLC | IPP Non-CHP | FL | LKLKF | 6 | Solar Photovoltaic | SUN | PV | 4 | 2016 | (L) Regulatory approvals pending. Not under construction
59429 | Comanche LLC | 59656 | Comanche Solar | IPP Non-CHP | CO | COMCH | 120 | Solar Photovoltaic | SUN | PV | 4 | 2016 | (U) Under construction, less than or equal to 50 percent complete
58661 | Sustainable Power Group, LLC | 59740 | SEPV Mojave West | IPP Non-CHP | CA | SPVMW | 20 | Solar Photovoltaic | SUN | PV | 4 | 2016 | (L) Regulatory approvals pending. Not under construction
9267 | Hoosier Energy R E C, Inc | 59792 | Orchard Hills Renewable Energy Station | Electric Utility | IL | 1 | 2.3 | Landfill Gas | LFG | IC | 4 | 2016 | (U) Under construction, less than or equal to 50 percent complete
9267 | Hoosier Energy R E C, Inc | 59792 | Orchard Hills Renewable Energy Station | Electric Utility | IL | 2 | 2.3 | Landfill Gas | LFG | IC | 4 | 2016 | (U) Under construction, less than or equal to 50 percent complete
9267 | Hoosier Energy R E C, Inc | 59792 | Orchard Hills Renewable Energy Station | Electric Utility | IL | 3 | 2.3 | Landfill Gas | LFG | IC | 4 | 2016 | (U) Under construction, less than or equal to 50 percent complete
9267 | Hoosier Energy R E C, Inc | 59792 | Orchard Hills Renewable Energy Station | Electric Utility | IL | 4 | 2.3 | Landfill Gas | LFG | IC | 4 | 2016 | (U) Under construction, less than or equal to 50 percent complete
9267 | Hoosier Energy R E C, Inc | 59792 | Orchard Hills Renewable Energy Station | Electric Utility | IL | 5 | 2.3 | Landfill Gas | LFG | IC | 4 | 2016 | (U) Under construction, less than or equal to 50 percent complete
9267 | Hoosier Energy R E C, Inc | 59792 | Orchard Hills Renewable Energy Station | Electric Utility | IL | 6 | 2.3 | Landfill Gas | LFG | IC | 4 | 2016 | (U) Under construction, less than or equal to 50 percent complete
59474 | BQ Energy LLC | 59880 | Kings Park Solar I | IPP Non-CHP | NY | KIPS1 | 2 | Solar Photovoltaic | SUN | PV | 4 | 2016 | (L) Regulatory approvals pending. Not under construction
59474 | BQ Energy LLC | 59881 | Kings Park Solar II | IPP Non-CHP | NY | KIPS2 | 2 | Solar Photovoltaic | SUN | PV | 4 | 2016 | (L) Regulatory approvals pending. Not under construction
56694 | Thermo No 1 BE 01 LLC | 59883 | Thermo Solar PV-01 | IPP Non-CHP | UT | SOLAR | 2.9 | Solar Photovoltaic | SUN | PV | 4 | 2016 | (T) Regulatory approvals received. Not under construction
59731 | Windham Solar LLC | 59991 | Lebanon Solar 1 | IPP Non-CHP | CT | LEB1 | 2 | Solar Photovoltaic | SUN | PV | 4 | 2016 | (P) Planned for installation, but regulatory approvals not initiated
59731 | Windham Solar LLC | 59992 | Lebanon Solar 2 | IPP Non-CHP | CT | LEB2 | 2 | Solar Photovoltaic | SUN | PV | 4 | 2016 | (P) Planned for installation, but regulatory approvals not initiated
9273 | Indianapolis Power & Light Co | 990 | Harding Street | Electric Utility | IN | BAT1 | 20 | Batteries | MWH | BA | 5 | 2016 | (P) Planned for installation, but regulatory approvals not initiated
19876 | Virginia Electric & Power Co | 58260 | Brunswick County Power Station | Electric Utility | VA | CT01 | 263.9 | Natural Gas Fired Combined Cycle | NG | CT | 5 | 2016 | (L) Regulatory approvals pending. Not under construction
19876 | Virginia Electric & Power Co | 58260 | Brunswick County Power Station | Electric Utility | VA | CT02 | 263.9 | Natural Gas Fired Combined Cycle | NG | CT | 5 | 2016 | (L) Regulatory approvals pending. Not under construction
19876 | Virginia Electric & Power Co | 58260 | Brunswick County Power Station | Electric Utility | VA | CT03 | 263.9 | Natural Gas Fired Combined Cycle | NG | CT | 5 | 2016 | (L) Regulatory approvals pending. Not under construction
19876 | Virginia Electric & Power Co | 58260 | Brunswick County Power Station | Electric Utility | VA | ST01 | 579.4 | Natural Gas Fired Combined Cycle | NG | CA | 5 | 2016 | (L) Regulatory approvals pending. Not under construction
58421 | Panda Patriot O&M LLC | 58426 | Panda Patriot Generation Plant | IPP Non-CHP | PA | GEN2 | 382.5 | Natural Gas Fired Combined Cycle | NG | CC | 5 | 2016 | (U) Under construction, less than or equal to 50 percent complete
15248 | Portland General Electric Co | 58503 | Carty Generating Station | Electric Utility | OR | GEN1 | 300 | Natural Gas Fired Combined Cycle | NG | CT | 5 | 2016 | (V) Under construction, more than 50 percent complete
15248 | Portland General Electric Co | 58503 | Carty Generating Station | Electric Utility | OR | GEN2 | 200 | Natural Gas Fired Combined Cycle | NG | CA | 5 | 2016 | (V) Under construction, more than 50 percent complete
5701 | El Paso Electric Co | 58562 | Montana Power Station | Electric Utility | TX | GT-3 | 100 | Natural Gas Fired Combustion Turbine | NG | GT | 5 | 2016 | (U) Under construction, less than or equal to 50 percent complete
59363 | Silver State Solar Power South, LLC | 58644 | Silver State Solar Power South | IPP Non-CHP | NV | BLK8 | 16.2 | Solar Photovoltaic | SUN | PV | 5 | 2016 | (U) Under construction, less than or equal to 50 percent complete
58600 | Waihonu North LLC | 58655 | Waihonu North Solar | IPP Non-CHP | HI | INV-1 | 0.5 | Solar Photovoltaic | SUN | PV | 5 | 2016 | (T) Regulatory approvals received. Not under construction
58600 | Waihonu North LLC | 58655 | Waihonu North Solar | IPP Non-CHP | HI | INV-2 | 0.5 | Solar Photovoltaic | SUN | PV | 5 | 2016 | (T) Regulatory approvals received. Not under construction
58600 | Waihonu North LLC | 58655 | Waihonu North Solar | IPP Non-CHP | HI | INV-3 | 0.5 | Solar Photovoltaic | SUN | PV | 5 | 2016 | (T) Regulatory approvals received. Not under construction
58600 | Waihonu North LLC | 58655 | Waihonu North Solar | IPP Non-CHP | HI | INV-4 | 0.5 | Solar Photovoltaic | SUN | PV | 5 | 2016 | (T) Regulatory approvals received. Not under construction
58600 | Waihonu North LLC | 58655 | Waihonu North Solar | IPP Non-CHP | HI | INV-5 | 0.5 | Solar Photovoltaic | SUN | PV | 5 | 2016 | (T) Regulatory approvals received. Not under construction
58600 | Waihonu North LLC | 58655 | Waihonu North Solar | IPP Non-CHP | HI | INV-6 | 0.5 | Solar Photovoltaic | SUN | PV | 5 | 2016 | (T) Regulatory approvals received. Not under construction
58600 | Waihonu North LLC | 58655 | Waihonu North Solar | IPP Non-CHP | HI | INV-7 | 0.5 | Solar Photovoltaic | SUN | PV | 5 | 2016 | (T) Regulatory approvals received. Not under construction
58600 | Waihonu North LLC | 58655 | Waihonu North Solar | IPP Non-CHP | HI | INV-8 | 0.5 | Solar Photovoltaic | SUN | PV | 5 | 2016 | (T) Regulatory approvals received. Not under construction
58600 | Waihonu North LLC | 58655 | Waihonu North Solar | IPP Non-CHP | HI | INV-9 | 0.5 | Solar Photovoltaic | SUN | PV | 5 | 2016 | (T) Regulatory approvals received. Not under construction
58600 | Waihonu North LLC | 58655 | Waihonu North Solar | IPP Non-CHP | HI | INV10 | 0.5 | Solar Photovoltaic | SUN | PV | 5 | 2016 | (T) Regulatory approvals received. Not under construction
58601 | Waihonu South LLC | 58656 | Honbushin Solar Blessings Park | IPP Non-CHP | HI | INV-1 | 0.5 | Solar Photovoltaic | SUN | PV | 5 | 2016 | (T) Regulatory approvals received. Not under construction
58601 | Waihonu South LLC | 58656 | Honbushin Solar Blessings Park | IPP Non-CHP | HI | INV-2 | 0.5 | Solar Photovoltaic | SUN | PV | 5 | 2016 | (T) Regulatory approvals received. Not under construction
58601 | Waihonu South LLC | 58656 | Honbushin Solar Blessings Park | IPP Non-CHP | HI | INV-3 | 0.5 | Solar Photovoltaic | SUN | PV | 5 | 2016 | (T) Regulatory approvals received. Not under construction
58685 | Beaver Dam Energy LLC | 58811 | Beaver Dam | IPP Non-CHP | PA | GEN1 | 4.2 | Natural Gas Internal Combustion Engine | NG | IC | 5 | 2016 | (U) Under construction, less than or equal to 50 percent complete
58685 | Beaver Dam Energy LLC | 58811 | Beaver Dam | IPP Non-CHP | PA | GEN2 | 4.2 | Natural Gas Internal Combustion Engine | NG | IC | 5 | 2016 | (U) Under construction, less than or equal to 50 percent complete
58685 | Beaver Dam Energy LLC | 58811 | Beaver Dam | IPP Non-CHP | PA | GEN3 | 4.2 | Natural Gas Internal Combustion Engine | NG | IC | 5 | 2016 | (U) Under construction, less than or equal to 50 percent complete
58685 | Beaver Dam Energy LLC | 58811 | Beaver Dam | IPP Non-CHP | PA | GEN4 | 4.2 | Natural Gas Internal Combustion Engine | NG | IC | 5 | 2016 | (U) Under construction, less than or equal to 50 percent complete
58685 | Beaver Dam Energy LLC | 58811 | Beaver Dam | IPP Non-CHP | PA | GEN5 | 4.2 | Natural Gas Internal Combustion Engine | NG | IC | 5 | 2016 | (U) Under construction, less than or equal to 50 percent complete
58686 | Alpaca Energy LLC | 58813 | Alpaca | IPP Non-CHP | PA | GEN1 | 4.2 | Natural Gas Internal Combustion Engine | NG | IC | 5 | 2016 | (T) Regulatory approvals received. Not under construction
58686 | Alpaca Energy LLC | 58813 | Alpaca | IPP Non-CHP | PA | GEN2 | 4.2 | Natural Gas Internal Combustion Engine | NG | IC | 5 | 2016 | (T) Regulatory approvals received. Not under construction
58686 | Alpaca Energy LLC | 58813 | Alpaca | IPP Non-CHP | PA | GEN3 | 4.2 | Natural Gas Internal Combustion Engine | NG | IC | 5 | 2016 | (T) Regulatory approvals received. Not under construction
58686 | Alpaca Energy LLC | 58813 | Alpaca | IPP Non-CHP | PA | GEN4 | 4.2 | Natural Gas Internal Combustion Engine | NG | IC | 5 | 2016 | (T) Regulatory approvals received. Not under construction
58686 | Alpaca Energy LLC | 58813 | Alpaca | IPP Non-CHP | PA | GEN5 | 4.2 | Natural Gas Internal Combustion Engine | NG | IC | 5 | 2016 | (T) Regulatory approvals received. Not under construction
7349 | Golden Spread Electric Cooperative, Inc | 58835 | Elk Station | Electric Utility | TX | ELK2 | 189 | Natural Gas Fired Combustion Turbine | NG | GT | 5 | 2016 | (U) Under construction, less than or equal to 50 percent complete
7349 | Golden Spread Electric Cooperative, Inc | 58835 | Elk Station | Electric Utility | TX | ELK3 | 189 | Natural Gas Fired Combustion Turbine | NG | GT | 5 | 2016 | (U) Under construction, less than or equal to 50 percent complete
59120 | Los Vientos Windpower IV, LLC | 59321 | Los Vientos Windpower IV | IPP Non-CHP | TX | GEN1 | 2 | Onshore Wind Turbine | WND | WT | 5 | 2016 | (U) Under construction, less than or equal to 50 percent complete
59155 | First Wind O&M, LLC | 59386 | Enterprise Solar, LLC | IPP Non-CHP | UT | ENTS1 | 80 | Solar Photovoltaic | SUN | PV | 5 | 2016 | (L) Regulatory approvals pending. Not under construction
11208 | Los Angeles Department of Water & Power | 59799 | Foothill Solar Project | IPP Non-CHP | CA | W4528 | 1.1 | Solar Photovoltaic | SUN | PV | 5 | 2016 | (L) Regulatory approvals pending. Not under construction
59669 | Louisburg Solar LLC | 59895 | Louisburg Solar | IPP Non-CHP | NC | 5MWPV | 5 | Solar Photovoltaic | SUN | PV | 5 | 2016 | (L) Regulatory approvals pending. Not under construction
20910 | Wolverine Power Supply Coop | 59926 | Alpine Power Plant | Electric Utility | MI | AI1 | 202.6 | Natural Gas Fired Combustion Turbine | NG | GT | 5 | 2016 | (U) Under construction, less than or equal to 50 percent complete
20910 | Wolverine Power Supply Coop | 59926 | Alpine Power Plant | Electric Utility | MI | AI2 | 202.6 | Natural Gas Fired Combustion Turbine | NG | GT | 5 | 2016 | (U) Under construction, less than or equal to 50 percent complete
14534 | City of Pasadena - (CA) | 422 | Glenarm | Electric Utility | CA | GT5 | 68 | Natural Gas Fired Combined Cycle | NG | CC | 6 | 2016 | (V) Under construction, more than 50 percent complete
6452 | Florida Power & Light Co | 617 | Port Everglades | Electric Utility | FL | 5A | 1260 | Natural Gas Fired Combined Cycle | NG | CT | 6 | 2016 | (V) Under construction, more than 50 percent complete
6452 | Florida Power & Light Co | 617 | Port Everglades | Electric Utility | FL | 5B |  | Natural Gas Fired Combined Cycle | NG | CT | 6 | 2016 | (V) Under construction, more than 50 percent complete
6452 | Florida Power & Light Co | 617 | Port Everglades | Electric Utility | FL | 5C |  | Natural Gas Fired Combined Cycle | NG | CT | 6 | 2016 | (V) Under construction, more than 50 percent complete
6452 | Florida Power & Light Co | 617 | Port Everglades | Electric Utility | FL | 5ST |  | Natural Gas Fired Combined Cycle | NG | CA | 6 | 2016 | (V) Under construction, more than 50 percent complete
5860 | Empire District Electric Co | 1239 | Riverton | Electric Utility | KS | 12-2 | 138 | Natural Gas Fired Combined Cycle | NG | CT | 6 | 2016 | (V) Under construction, more than 50 percent complete
54888 | NRG Texas Power LLC | 3466 | P H Robinson | IPP Non-CHP | TX | PHR1 | 60 | Natural Gas Fired Combustion Turbine | NG | GT | 6 | 2016 | (U) Under construction, less than or equal to 50 percent complete
54888 | NRG Texas Power LLC | 3466 | P H Robinson | IPP Non-CHP | TX | PHR2 | 60 | Natural Gas Fired Combustion Turbine | NG | GT | 6 | 2016 | (U) Under construction, less than or equal to 50 percent complete
54888 | NRG Texas Power LLC | 3466 | P H Robinson | IPP Non-CHP | TX | PHR3 | 60 | Natural Gas Fired Combustion Turbine | NG | GT | 6 | 2016 | (U) Under construction, less than or equal to 50 percent complete
54888 | NRG Texas Power LLC | 3466 | P H Robinson | IPP Non-CHP | TX | PHR4 | 60 | Natural Gas Fired Combustion Turbine | NG | GT | 6 | 2016 | (U) Under construction, less than or equal to 50 percent complete
54888 | NRG Texas Power LLC | 3466 | P H Robinson | IPP Non-CHP | TX | PHR5 | 60 | Natural Gas Fired Combustion Turbine | NG | GT | 6 | 2016 | (U) Under construction, less than or equal to 50 percent complete
54888 | NRG Texas Power LLC | 3466 | P H Robinson | IPP Non-CHP | TX | PHR6 | 60 | Natural Gas Fired Combustion Turbine | NG | GT | 6 | 2016 | (U) Under construction, less than or equal to 50 percent complete
221 | Alaska Village Elec Coop, Inc | 6329 | Mountain Village | Electric Utility | AK | 4A | 0.8 | Petroleum Liquids | DFO | IC | 6 | 2016 | (U) Under construction, less than or equal to 50 percent complete
772 | Archer Daniels Midland Co | 10864 | Archer Daniels Midland Cedar Rapids | Industrial CHP | IA | GEN7 | 35 | Natural Gas Fired Combustion Turbine | NG | GT | 6 | 2016 | (P) Planned for installation, but regulatory approvals not initiated
25438 | Friant Power Authority | 50393 | Friant Hydro Facility | IPP Non-CHP | CA | RO2 | 9 | Conventional Hydroelectric | WAT | HY | 6 | 2016 | (T) Regulatory approvals received. Not under construction
59099 | New Dimension Energy Company, LLC | 54258 | Westwind Trust | IPP Non-CHP | CA | WTGS | 15.6 | Onshore Wind Turbine | WND | WT | 6 | 2016 | (P) Planned for installation, but regulatory approvals not initiated
56334 | WEHRAN Energy Corporation | 55778 | Brookhaven Facility | IPP Non-CHP | NY | BH5 | 0.5 | Landfill Gas | LFG | IC | 6 | 2016 | (T) Regulatory approvals received. Not under construction
56334 | WEHRAN Energy Corporation | 55778 | Brookhaven Facility | IPP Non-CHP | NY | BH6 | 0.5 | Landfill Gas | LFG | IC | 6 | 2016 | (T) Regulatory approvals received. Not under construction
56625 | Flat Water Wind Farm LLC | 57283 | Flat Water Wind Farm LLC | IPP Non-CHP | NE | WTG2 | 10.5 | Onshore Wind Turbine | WND | WT | 6 | 2016 | (P) Planned for installation, but regulatory approvals not initiated
1307 | Basin Electric Power Coop | 57881 | Pioneer Generating Station | Electric Utility | ND | 11 | 9.3 | Natural Gas Internal Combustion Engine | NG | IC | 6 | 2016 | (U) Under construction, less than or equal to 50 percent complete
1307 | Basin Electric Power Coop | 57881 | Pioneer Generating Station | Electric Utility | ND | 12 | 9.3 | Natural Gas Internal Combustion Engine | NG | IC | 6 | 2016 | (U) Under construction, less than or equal to 50 percent complete
1307 | Basin Electric Power Coop | 57881 | Pioneer Generating Station | Electric Utility | ND | 13 | 9.3 | Natural Gas Internal Combustion Engine | NG | IC | 6 | 2016 | (U) Under construction, less than or equal to 50 percent complete
1307 | Basin Electric Power Coop | 57881 | Pioneer Generating Station | Electric Utility | ND | 14 | 9.3 | Natural Gas Internal Combustion Engine | NG | IC | 6 | 2016 | (U) Under construction, less than or equal to 50 percent complete
1307 | Basin Electric Power Coop | 57881 | Pioneer Generating Station | Electric Utility | ND | 15 | 9.3 | Natural Gas Internal Combustion Engine | NG | IC | 6 | 2016 | (U) Under construction, less than or equal to 50 percent complete
1307 | Basin Electric Power Coop | 57881 | Pioneer Generating Station | Electric Utility | ND | 16 | 9.3 | Natural Gas Internal Combustion Engine | NG | IC | 6 | 2016 | (U) Under construction, less than or equal to 50 percent complete
1307 | Basin Electric Power Coop | 57881 | Pioneer Generating Station | Electric Utility | ND | 17 | 9.3 | Natural Gas Internal Combustion Engine | NG | IC | 6 | 2016 | (U) Under construction, less than or equal to 50 percent complete
1307 | Basin Electric Power Coop | 57881 | Pioneer Generating Station | Electric Utility | ND | 18 | 9.3 | Natural Gas Internal Combustion Engine | NG | IC | 6 | 2016 | (U) Under construction, less than or equal to 50 percent complete
1307 | Basin Electric Power Coop | 57881 | Pioneer Generating Station | Electric Utility | ND | 19 | 9.3 | Natural Gas Internal Combustion Engine | NG | IC | 6 | 2016 | (U) Under construction, less than or equal to 50 percent complete
1307 | Basin Electric Power Coop | 57881 | Pioneer Generating Station | Electric Utility | ND | 20 | 9.3 | Natural Gas Internal Combustion Engine | NG | IC | 6 | 2016 | (U) Under construction, less than or equal to 50 percent complete
1307 | Basin Electric Power Coop | 57881 | Pioneer Generating Station | Electric Utility | ND | 21 | 9.3 | Natural Gas Internal Combustion Engine | NG | IC | 6 | 2016 | (U) Under construction, less than or equal to 50 percent complete
1307 | Basin Electric Power Coop | 57881 | Pioneer Generating Station | Electric Utility | ND | 22 | 9.3 | Natural Gas Internal Combustion Engine | NG | IC | 6 | 2016 | (U) Under construction, less than or equal to 50 percent complete
58451 | McCoy Solar, LLC | 58462 | McCoy Solar Energy Project | IPP Non-CHP | CA | BLK3 | 39.6 | Solar Photovoltaic | SUN | PV | 6 | 2016 | (U) Under construction, less than or equal to 50 percent complete
58662 | Blue Mountain Power Partners | 58764 | Blue Mountain Wind Farm | IPP Non-CHP | UT | BM1 | 80 | Onshore Wind Turbine | WND | WT | 6 | 2016 | (T) Regulatory approvals received. Not under construction
58673 | Longhorn Holdings, LLC | 58781 | Longhorn Holdings | IPP Non-CHP | NC | PV1 | 5 | Solar Photovoltaic | SUN | PV | 6 | 2016 | (L) Regulatory approvals pending. Not under construction
58689 | Milan Energy LLC | 58818 | Milan | IPP Non-CHP | PA | GEN1 | 4.2 | Natural Gas Internal Combustion Engine | NG | IC | 6 | 2016 | (T) Regulatory approvals received. Not under construction
58689 | Milan Energy LLC | 58818 | Milan | IPP Non-CHP | PA | GEN2 | 4.2 | Natural Gas Internal Combustion Engine | NG | IC | 6 | 2016 | (T) Regulatory approvals received. Not under construction
58689 | Milan Energy LLC | 58818 | Milan | IPP Non-CHP | PA | GEN3 | 4.2 | Natural Gas Internal Combustion Engine | NG | IC | 6 | 2016 | (T) Regulatory approvals received. Not under construction
58689 | Milan Energy LLC | 58818 | Milan | IPP Non-CHP | PA | GEN4 | 4.2 | Natural Gas Internal Combustion Engine | NG | IC | 6 | 2016 | (T) Regulatory approvals received. Not under construction
58689 | Milan Energy LLC | 58818 | Milan | IPP Non-CHP | PA | GEN5 | 4.2 | Natural Gas Internal Combustion Engine | NG | IC | 6 | 2016 | (T) Regulatory approvals received. Not under construction
58692 | Florey Knob LLC | 58821 | Florey Knobb | IPP Non-CHP | PA | GEN1 | 4.2 | Natural Gas Internal Combustion Engine | NG | IC | 6 | 2016 | (T) Regulatory approvals received. Not under construction
58692 | Florey Knob LLC | 58821 | Florey Knobb | IPP Non-CHP | PA | GEN2 | 4.2 | Natural Gas Internal Combustion Engine | NG | IC | 6 | 2016 | (T) Regulatory approvals received. Not under construction
58692 | Florey Knob LLC | 58821 | Florey Knobb | IPP Non-CHP | PA | GEN3 | 4.2 | Natural Gas Internal Combustion Engine | NG | IC | 6 | 2016 | (T) Regulatory approvals received. Not under construction
58692 | Florey Knob LLC | 58821 | Florey Knobb | IPP Non-CHP | PA | GEN4 | 4.2 | Natural Gas Internal Combustion Engine | NG | IC | 6 | 2016 | (T) Regulatory approvals received. Not under construction
58692 | Florey Knob LLC | 58821 | Florey Knobb | IPP Non-CHP | PA | GEN5 | 4.2 | Natural Gas Internal Combustion Engine | NG | IC | 6 | 2016 | (T) Regulatory approvals received. Not under construction
58704 | Sonne Two LLC | 58829 | Sonne Two | IPP Non-CHP | NC | PV1 | 5 | Solar Photovoltaic | SUN | PV | 6 | 2016 | (L) Regulatory approvals pending. Not under construction
58889 | Dominion Cove Point LNG, LP | 59073 | Cove Point LNG Terminal | Commercial Non-CHP | MD | 5EG | 1 | Petroleum Liquids | DFO | IC | 6 | 2016 | (L) Regulatory approvals pending. Not under construction
57421 | BayWa r.e Wind LLC | 59076 | Chopin Wind LLC | IPP Non-CHP | OR | WT1 | 10 | Onshore Wind Turbine | WND | WT | 6 | 2016 | (P) Planned for installation, but regulatory approvals not initiated
58909 | Fremont Farm LLC | 59103 | Fremont Farm | IPP Non-CHP | NC | 1 | 5 | Solar Photovoltaic | SUN | PV | 6 | 2016 | (T) Regulatory approvals received. Not under construction
59002 | Garland Farm LLC | 59209 | Garland Farm | IPP Non-CHP | NC | PV1 | 5 | Solar Photovoltaic | SUN | PV | 6 | 2016 | (L) Regulatory approvals pending. Not under construction
59006 | Calypso Farm LLC | 59212 | Calypso Farm | IPP Non-CHP | NC | PV1 | 5 | Solar Photovoltaic | SUN | PV | 6 | 2016 | (L) Regulatory approvals pending. Not under construction
59007 | Clipperton Holdings LLC | 59213 | Clipperton Holdings | IPP Non-CHP | NC | PV1 | 5 | Solar Photovoltaic | SUN | PV | 6 | 2016 | (L) Regulatory approvals pending. Not under construction
59008 | Guersney Holdings LLC | 59214 | Guernsey Holdings | IPP Non-CHP | NC | PV1 | 5 | Solar Photovoltaic | SUN | PV | 6 | 2016 | (L) Regulatory approvals pending. Not under construction
59011 | Tiburon Holdings | 59217 | Tiburon Holdings | IPP Non-CHP | NC | PV1 | 5 | Solar Photovoltaic | SUN | PV | 6 | 2016 | (L) Regulatory approvals pending. Not under construction
59000 | Holger Holdings LLC | 59218 | Holger Holdings | IPP Non-CHP | NC | PV1 | 5 | Solar Photovoltaic | SUN | PV | 6 | 2016 | (L) Regulatory approvals pending. Not under construction
59105 | WED Coventry One, LLC | 59301 | WED Coventry 1 | IPP Non-CHP | RI | WEDC1 | 1.5 | Onshore Wind Turbine | WND | WT | 6 | 2016 | (U) Under construction, less than or equal to 50 percent complete
59106 | WED Coventry Two, LLC | 59302 | WED Coventry 2 | IPP Non-CHP | RI | COV2 | 1.5 | Onshore Wind Turbine | WND | WT | 6 | 2016 | (U) Under construction, less than or equal to 50 percent complete
59106 | WED Coventry Two, LLC | 59302 | WED Coventry 2 | IPP Non-CHP | RI | COV2A | 1.5 | Onshore Wind Turbine | WND | WT | 6 | 2016 | (U) Under construction, less than or equal to 50 percent complete
59106 | WED Coventry Two, LLC | 59302 | WED Coventry 2 | IPP Non-CHP | RI | COV2B | 1.5 | Onshore Wind Turbine | WND | WT | 6 | 2016 | (U) Under construction, less than or equal to 50 percent complete
59107 | WED Coventry Three, LLC | 59305 | WED Coventry 3 | IPP Non-CHP | RI | WEDC3 | 1.5 | Onshore Wind Turbine | WND | WT | 6 | 2016 | (U) Under construction, less than or equal to 50 percent complete
59108 | WED Coventry Four, LLC | 59306 | WED Coventry 4 | IPP Non-CHP | RI | WEDC4 | 1.5 | Onshore Wind Turbine | WND | WT | 6 | 2016 | (U) Under construction, less than or equal to 50 percent complete
59116 | WED Coventry Five, LLC | 59313 | WED Coventry 5 | IPP Non-CHP | RI | COV5 | 1.5 | Onshore Wind Turbine | WND | WT | 6 | 2016 | (U) Under construction, less than or equal to 50 percent complete
59117 | WED Coventry Six, LLC | 59314 | WED Coventry 6 | IPP Non-CHP | RI | COV6 | 1.5 | Onshore Wind Turbine | WND | WT | 6 | 2016 | (U) Under construction, less than or equal to 50 percent complete
59117 | WED Coventry Six, LLC | 59314 | WED Coventry 6 | IPP Non-CHP | RI | COV6A | 1.5 | Onshore Wind Turbine | WND | WT | 6 | 2016 | (U) Under construction, less than or equal to 50 percent complete
59117 | WED Coventry Six, LLC | 59314 | WED Coventry 6 | IPP Non-CHP | RI | COV6B | 1.5 | Onshore Wind Turbine | WND | WT | 6 | 2016 | (U) Under construction, less than or equal to 50 percent complete
17583 | South Texas Electric Coop, Inc | 59391 | Red Gate Power Plant | Electric Utility | TX | ENG01 | 18.3 | Natural Gas Internal Combustion Engine | NG | IC | 6 | 2016 | (U) Under construction, less than or equal to 50 percent complete
17583 | South Texas Electric Coop, Inc | 59391 | Red Gate Power Plant | Electric Utility | TX | ENG02 | 18.3 | Natural Gas Internal Combustion Engine | NG | IC | 6 | 2016 | (U) Under construction, less than or equal to 50 percent complete
17583 | South Texas Electric Coop, Inc | 59391 | Red Gate Power Plant | Electric Utility | TX | ENG03 | 18.3 | Natural Gas Internal Combustion Engine | NG | IC | 6 | 2016 | (U) Under construction, less than or equal to 50 percent complete
17583 | South Texas Electric Coop, Inc | 59391 | Red Gate Power Plant | Electric Utility | TX | ENG04 | 18.3 | Natural Gas Internal Combustion Engine | NG | IC | 6 | 2016 | (U) Under construction, less than or equal to 50 percent complete
17583 | South Texas Electric Coop, Inc | 59391 | Red Gate Power Plant | Electric Utility | TX | ENG05 | 18.3 | Natural Gas Internal Combustion Engine | NG | IC | 6 | 2016 | (U) Under construction, less than or equal to 50 percent complete
17583 | South Texas Electric Coop, Inc | 59391 | Red Gate Power Plant | Electric Utility | TX | ENG06 | 18.3 | Natural Gas Internal Combustion Engine | NG | IC | 6 | 2016 | (U) Under construction, less than or equal to 50 percent complete
17583 | South Texas Electric Coop, Inc | 59391 | Red Gate Power Plant | Electric Utility | TX | ENG07 | 18.3 | Natural Gas Internal Combustion Engine | NG | IC | 6 | 2016 | (U) Under construction, less than or equal to 50 percent complete
17583 | South Texas Electric Coop, Inc | 59391 | Red Gate Power Plant | Electric Utility | TX | ENG08 | 18.3 | Natural Gas Internal Combustion Engine | NG | IC | 6 | 2016 | (U) Under construction, less than or equal to 50 percent complete
17583 | South Texas Electric Coop, Inc | 59391 | Red Gate Power Plant | Electric Utility | TX | ENG09 | 18.3 | Natural Gas Internal Combustion Engine | NG | IC | 6 | 2016 | (U) Under construction, less than or equal to 50 percent complete
17583 | South Texas Electric Coop, Inc | 59391 | Red Gate Power Plant | Electric Utility | TX | ENG10 | 18.3 | Natural Gas Internal Combustion Engine | NG | IC | 6 | 2016 | (U) Under construction, less than or equal to 50 percent complete
17583 | South Texas Electric Coop, Inc | 59391 | Red Gate Power Plant | Electric Utility | TX | ENG11 | 18.3 | Natural Gas Internal Combustion Engine | NG | IC | 6 | 2016 | (U) Under construction, less than or equal to 50 percent complete
17583 | South Texas Electric Coop, Inc | 59391 | Red Gate Power Plant | Electric Utility | TX | ENG12 | 18.3 | Natural Gas Internal Combustion Engine | NG | IC | 6 | 2016 | (U) Under construction, less than or equal to 50 percent complete
58970 | Ecoplexus, Inc | 59518 | Grandy PV 1 | IPP Non-CHP | NC | GRAND | 20 | Solar Photovoltaic | SUN | PV | 6 | 2016 | (L) Regulatory approvals pending. Not under construction
58970 | Ecoplexus, Inc | 59520 | Manning PV 1 | IPP Non-CHP | NC | MANN | 5 | Solar Photovoltaic | SUN | PV | 6 | 2016 | (L) Regulatory approvals pending. Not under construction
59318 | Soy Solar LLC | 59571 | Soy Solar | IPP Non-CHP | NC | PV1 | 5 | Solar Photovoltaic | SUN | PV | 6 | 2016 | (L) Regulatory approvals pending. Not under construction
59343 | Maricopa East Solar PV, LLC | 59609 | Maricopa East Solar | IPP Non-CHP | CA | MES | 18 | Solar Photovoltaic | SUN | PV | 6 | 2016 | (L) Regulatory approvals pending. Not under construction
59401 | Jamesville Solar LLC | 59640 | Jamesville Solar | IPP Non-CHP | NC | 5MWPV | 5 | Solar Photovoltaic | SUN | PV | 6 | 2016 | (L) Regulatory approvals pending. Not under construction
59403 | Gaston Solar LLC | 59642 | Gaston Solar | IPP Non-CHP | NC | 5MWPV | 5 | Solar Photovoltaic | SUN | PV | 6 | 2016 | (U) Under construction, less than or equal to 50 percent complete
59404 | Seaboard Solar LLC | 59643 | Seaboard Solar LLC | IPP Non-CHP | NC | 5MWPV | 5 | Solar Photovoltaic | SUN | PV | 6 | 2016 | (U) Under construction, less than or equal to 50 percent complete
18125 | Stillwater Utilities Authority | 59647 | Stillwater Energy Center | Electric Utility | OK | 1 | 18.3 | Natural Gas Internal Combustion Engine | NG | IC | 6 | 2016 | (T) Regulatory approvals received. Not under construction
18125 | Stillwater Utilities Authority | 59647 | Stillwater Energy Center | Electric Utility | OK | 2 | 18.3 | Natural Gas Internal Combustion Engine | NG | IC | 6 | 2016 | (T) Regulatory approvals received. Not under construction
18125 | Stillwater Utilities Authority | 59647 | Stillwater Energy Center | Electric Utility | OK | 3 | 18.3 | Natural Gas Internal Combustion Engine | NG | IC | 6 | 2016 | (T) Regulatory approvals received. Not under construction
59412 | Tarboro Solar LLC | 59648 | Tarboro Solar | IPP Non-CHP | NC | 5MWPV | 5 | Solar Photovoltaic | SUN | PV | 6 | 2016 | (U) Under construction, less than or equal to 50 percent complete
59435 | Innovative Solar 37, LLC | 59665 | Innovative Solar 37 | IPP Non-CHP | NC | IS037 | 78.7 | Solar Photovoltaic | SUN | PV | 6 | 2016 | (T) Regulatory approvals received. Not under construction
59436 | Innovative Solar 47, LLC | 59666 | Innovative Solar 47 | IPP Non-CHP | NC | IS047 | 33.8 | Solar Photovoltaic | SUN | PV | 6 | 2016 | (T) Regulatory approvals received. Not under construction
59437 | Innovative Solar 48, LLC | 59667 | Innovative Solar 48 | IPP Non-CHP | NC | IS048 | 4.9 | Solar Photovoltaic | SUN | PV | 6 | 2016 | (T) Regulatory approvals received. Not under construction
59438 | Innovative Solar 53, LLC | 59668 | Innovative Solar 53 | IPP Non-CHP | NC | IS053 | 40 | Solar Photovoltaic | SUN | PV | 6 | 2016 | (T) Regulatory approvals received. Not under construction
59439 | Innovative Solar 54, LLC | 59669 | Innovative Solar 54 | IPP Non-CHP | NC | IS054 | 50 | Solar Photovoltaic | SUN | PV | 6 | 2016 | (T) Regulatory approvals received. Not under construction
59440 | Innovative Solar 23, LLC | 59670 | Innovative Solar 23 | IPP Non-CHP | NC | IS023 | 1.9 | Solar Photovoltaic | SUN | PV | 6 | 2016 | (T) Regulatory approvals received. Not under construction
59441 | Innovative Solar 46, LLC | 59671 | Innovative Solar 46 | IPP Non-CHP | NC | IS046 | 78.5 | Solar Photovoltaic | SUN | PV | 6 | 2016 | (T) Regulatory approvals received. Not under construction
59442 | Innovative Solar 33, LLC | 59672 | Innovative Solar 33 | IPP Non-CHP | NC | IS033 | 30.5 | Solar Photovoltaic | SUN | PV | 6 | 2016 | (T) Regulatory approvals received. Not under construction
59443 | Innovative Solar 34, LLC | 59673 | Innovative Solar 34 | IPP Non-CHP | NC | IS034 | 47.7 | Solar Photovoltaic | SUN | PV | 6 | 2016 | (T) Regulatory approvals received. Not under construction
59444 | Innovative Solar 38, LLC | 59674 | Innovative Solar 38 | IPP Non-CHP | NC | IS038 | 34 | Solar Photovoltaic | SUN | PV | 6 | 2016 | (T) Regulatory approvals received. Not under construction
59446 | Innovative Solar 55, LLC | 59676 | Innovative Solar 55 | IPP Non-CHP | NC | IS044 | 5 | Solar Photovoltaic | SUN | PV | 6 | 2016 | (T) Regulatory approvals received. Not under construction
59447 | Innovative Solar 64, LLC | 59677 | Innovative Solar 64 | IPP Non-CHP | NC | IS064 | 4.9 | Solar Photovoltaic | SUN | PV | 6 | 2016 | (L) Regulatory approvals pending. Not under construction
59448 | Innovative Solar 67, LLC | 59678 | Innovative Solar 67 | IPP Non-CHP | NC | IS067 | 33.3 | Solar Photovoltaic | SUN | PV | 6 | 2016 | (T) Regulatory approvals received. Not under construction
59449 | Innovative Solar 68, LLC | 59679 | Innovative Solar 68 | IPP Non-CHP | NC | IS068 | 48.3 | Solar Photovoltaic | SUN | PV | 6 | 2016 | (T) Regulatory approvals received. Not under construction
59492 | Seville Solar Two LLC | 59723 | Seville 2 | IPP Non-CHP | CA | SEV2 | 30 | Solar Photovoltaic | SUN | PV | 6 | 2016 | (U) Under construction, less than or equal to 50 percent complete
58661 | Sustainable Power Group, LLC | 59739 | Lancaster WAD B | IPP Non-CHP | CA | LWADB | 5 | Solar Photovoltaic | SUN | PV | 6 | 2016 | (L) Regulatory approvals pending. Not under construction
59569 | TWE Ahoskie Solar Project, LLC | 59795 | Ahoskie | IPP Non-CHP | NC | FLS1 | 5 | Solar Photovoltaic | SUN | PV | 6 | 2016 | (P) Planned for installation, but regulatory approvals not initiated
20847 | Wisconsin Electric Power Co | 59836 | Twin Falls (WI) | Electric Utility | WI | 11 | 4.6 | Conventional Hydroelectric | WAT | HY | 6 | 2016 | (V) Under construction, more than 50 percent complete
20847 | Wisconsin Electric Power Co | 59836 | Twin Falls (WI) | Electric Utility | WI | 12 | 4.6 | Conventional Hydroelectric | WAT | HY | 6 | 2016 | (V) Under construction, more than 50 percent complete
7140 | Georgia Power Co | 59862 | Fort Benning Solar Facility | Electric Utility | GA | 1 | 30 | Solar Photovoltaic | SUN | PV | 6 | 2016 | (U) Under construction, less than or equal to 50 percent complete
59668 | Mount Olive Solar LLC | 59908 | Mount Olive Solar | IPP Non-CHP | NC | 2MWPV | 2 | Solar Photovoltaic | SUN | PV | 6 | 2016 | (L) Regulatory approvals pending. Not under construction
58661 | Sustainable Power Group, LLC | 59961 | Western Antelope Blue Sky B | IPP Non-CHP | CA | WABSB | 20 | Solar Photovoltaic | SUN | PV | 6 | 2016 | (L) Regulatory approvals pending. Not under construction
2518 | U S Bureau of Reclamation | 6396 | Black Canyon | Electric Utility | ID | 3 | 12.5 | Conventional Hydroelectric | WAT | HY | 7 | 2016 | (P) Planned for installation, but regulatory approvals not initiated
11208 | Los Angeles Department of Water & Power | 57307 | Van Norman Bypass Solar Project | Electric Utility | CA | 1 | 2 | Solar Photovoltaic | SUN | PV | 7 | 2016 | (V) Under construction, more than 50 percent complete
40577 | American Mun Power-Ohio, Inc | 57400 | Smithland Hydroelectric Plant | Electric Utility | KY | SG1 | 25.3 | Conventional Hydroelectric | WAT | HY | 7 | 2016 | (V) Under construction, more than 50 percent complete
58489 | OCI Solar Power | 59206 | OCI Alamo 6 LLC | IPP Non-CHP | TX | OCIA6 | 105 | Solar Photovoltaic | SUN | PV | 7 | 2016 | (P) Planned for installation, but regulatory approvals not initiated
58661 | Sustainable Power Group, LLC | 59315 | Hecate Energy Beacon Solar 1 | IPP Non-CHP | CA | BEAC1 | 56 | Solar Photovoltaic | SUN | PV | 7 | 2016 | (T) Regulatory approvals received. Not under construction
58661 | Sustainable Power Group, LLC | 59316 | Hecate Energy Beacon Solar 3 | IPP Non-CHP | CA | BEAC3 | 56 | Solar Photovoltaic | SUN | PV | 7 | 2016 | (T) Regulatory approvals received. Not under construction
58661 | Sustainable Power Group, LLC | 59317 | Hecate Energy Beacon Solar 4 | IPP Non-CHP | CA | BEAC4 | 50 | Solar Photovoltaic | SUN | PV | 7 | 2016 | (T) Regulatory approvals received. Not under construction
59155 | First Wind O&M, LLC | 59387 | Escalante Solar I, LLC | IPP Non-CHP | UT | ESCS1 | 80 | Solar Photovoltaic | SUN | PV | 7 | 2016 | (L) Regulatory approvals pending. Not under construction
59342 | Maricopa West Solar PV 2, LLC | 59608 | Maricopa West Solar 2 | IPP Non-CHP | CA | MWS2 | 20 | Solar Photovoltaic | SUN | PV | 7 | 2016 | (L) Regulatory approvals pending. Not under construction
19876 | Virginia Electric & Power Co | 59685 | Remington Solar Facility | Electric Utility | VA | 01 | 20 | Solar Photovoltaic | SUN | PV | 7 | 2016 | (L) Regulatory approvals pending. Not under construction
58661 | Sustainable Power Group, LLC | 59737 | Aspiration G | IPP Non-CHP | CA | ASPRG | 9 | Solar Photovoltaic | SUN | PV | 7 | 2016 | (L) Regulatory approvals pending. Not under construction
9324 | Indiana Michigan Power Co | 59861 | Twin Branch PV | Electric Utility | IN | TBPV1 | 2.6 | Solar Photovoltaic | SUN | PV | 7 | 2016 | (T) Regulatory approvals received. Not under construction
56769 | Consolidated Edison Development Inc. | 59915 | Oro Loma | IPP Non-CHP | CA | ORCA | 20 | Solar Photovoltaic | SUN | PV | 7 | 2016 | (P) Planned for installation, but regulatory approvals not initiated
58661 | Sustainable Power Group, LLC | 59964 | Elevation Solar C | IPP Non-CHP | CA | ELVSC | 40 | Solar Photovoltaic | SUN | PV | 7 | 2016 | (L) Regulatory approvals pending. Not under construction
58653 | Oxbow Creek Energy LLC | 58714 | Oxbow Creek | IPP Non-CHP | PA | GEN1 | 4.2 | Natural Gas Internal Combustion Engine | NG | IC | 8 | 2016 | (T) Regulatory approvals received. Not under construction
58653 | Oxbow Creek Energy LLC | 58714 | Oxbow Creek | IPP Non-CHP | PA | GEN2 | 4.2 | Natural Gas Internal Combustion Engine | NG | IC | 8 | 2016 | (T) Regulatory approvals received. Not under construction
58653 | Oxbow Creek Energy LLC | 58714 | Oxbow Creek | IPP Non-CHP | PA | GEN3 | 4.2 | Natural Gas Internal Combustion Engine | NG | IC | 8 | 2016 | (T) Regulatory approvals received. Not under construction
58653 | Oxbow Creek Energy LLC | 58714 | Oxbow Creek | IPP Non-CHP | PA | GEN4 | 4.2 | Natural Gas Internal Combustion Engine | NG | IC | 8 | 2016 | (T) Regulatory approvals received. Not under construction
58653 | Oxbow Creek Energy LLC | 58714 | Oxbow Creek | IPP Non-CHP | PA | GEN5 | 4.2 | Natural Gas Internal Combustion Engine | NG | IC | 8 | 2016 | (T) Regulatory approvals received. Not under construction
4329 | Copper Valley Elec Assn, Inc | 58982 | Allison Creek Hydro | Electric Utility | AK | GEN1 | 6.5 | Conventional Hydroelectric | WAT | HY | 8 | 2016 | (V) Under construction, more than 50 percent complete
58897 | 70SM 8me LLC | 59088 | Calipatria Solar Farm | IPP Non-CHP | CA | GEN 1 | 20 | Solar Photovoltaic | SUN | PV | 8 | 2016 | (T) Regulatory approvals received. Not under construction
58489 | OCI Solar Power | 59207 | OCI Alamo 7 LLC | IPP Non-CHP | TX | OCIA7 | 100 | Solar Photovoltaic | SUN | PV | 8 | 2016 | (P) Planned for installation, but regulatory approvals not initiated
59109 | SUNE BEACON SITE 2, LLC | 59309 | Beacon Solar Plant Site 2 | IPP Non-CHP | CA | BEAC2 | 48 | Solar Photovoltaic | SUN | PV | 8 | 2016 | (T) Regulatory approvals received. Not under construction
59253 | Oregon Windfarms, LLC | 59490 | Jett Creek Windfarm | IPP Non-CHP | OR | JCW | 10 | Onshore Wind Turbine | WND | WT | 8 | 2016 | (U) Under construction, less than or equal to 50 percent complete
59253 | Oregon Windfarms, LLC | 59491 | Benson Creek Windfarm | IPP Non-CHP | OR | BCW | 10 | Onshore Wind Turbine | WND | WT | 8 | 2016 | (U) Under construction, less than or equal to 50 percent complete
59253 | Oregon Windfarms, LLC | 59492 | Durbin Creek Windfarm | IPP Non-CHP | OR | DCW | 10 | Onshore Wind Turbine | WND | WT | 8 | 2016 | (U) Under construction, less than or equal to 50 percent complete
59253 | Oregon Windfarms, LLC | 59493 | Prospector Windfarm | IPP Non-CHP | OR | PW | 10 | Onshore Wind Turbine | WND | WT | 8 | 2016 | (U) Under construction, less than or equal to 50 percent complete
59253 | Oregon Windfarms, LLC | 59494 | Willow Spring Windfarm | IPP Non-CHP | OR | WSW | 10 | Onshore Wind Turbine | WND | WT | 8 | 2016 | (U) Under construction, less than or equal to 50 percent complete
59259 | Blackwell Solar Park, LLC | 59524 | Blackwell Solar Park | IPP Non-CHP | CA | FRBSP | 20 | Solar Photovoltaic | SUN | PV | 8 | 2016 | (T) Regulatory approvals received. Not under construction
59616 | 63SU 8me, LLC | 59840 | Springbok Solar Farm 2 | IPP Non-CHP | CA | SB2 | 150 | Solar Photovoltaic | SUN | PV | 8 | 2016 | (T) Regulatory approvals received. Not under construction
59705 | Iron Springs Solar, LLC | 59941 | Iron Springs Solar | IPP Non-CHP | UT | ISS | 80 | Solar Photovoltaic | SUN | PV | 8 | 2016 | (U) Under construction, less than or equal to 50 percent complete
59708 | Granite Mountain Solar West, LLC | 59945 | Granite Mountain Solar West | IPP Non-CHP | UT | GMSW | 51.3 | Solar Photovoltaic | SUN | PV | 8 | 2016 | (U) Under construction, less than or equal to 50 percent complete
59709 | Granite Mountain Solar East LLC | 59946 | Granite Mountain Solar East | IPP Non-CHP | UT | GMSE | 80 | Solar Photovoltaic | SUN | PV | 8 | 2016 | (U) Under construction, less than or equal to 50 percent complete
59727 | RE Astoria LLC | 59976 | RE Astoria | IPP Non-CHP | CA | ASTR1 | 100 | Solar Photovoltaic | SUN | PV | 8 | 2016 | (T) Regulatory approvals received. Not under construction
59728 | RE Astoria 2 LLC | 59977 | RE Astoria 2 | IPP Non-CHP | CA | ASTR2 | 75 | Solar Photovoltaic | SUN | PV | 8 | 2016 | (T) Regulatory approvals received. Not under construction
9216 | Imperial Irrigation District | 389 | El Centro | Electric Utility | CA | BESS | 28 | Batteries | MWH | BA | 9 | 2016 | (T) Regulatory approvals received. Not under construction
54842 | WM Renewable Energy LLC | 57164 | Waste Management Tri-Cities LFGTE | IPP Non-CHP | CA | GEN1 | 1.6 | Landfill Gas | LFG | IC | 9 | 2016 | (P) Planned for installation, but regulatory approvals not initiated
54842 | WM Renewable Energy LLC | 57164 | Waste Management Tri-Cities LFGTE | IPP Non-CHP | CA | GEN2 | 1.6 | Landfill Gas | LFG | IC | 9 | 2016 | (P) Planned for installation, but regulatory approvals not initiated
40577 | American Mun Power-Ohio, Inc | 57400 | Smithland Hydroelectric Plant | Electric Utility | KY | SG2 | 25.3 | Conventional Hydroelectric | WAT | HY | 9 | 2016 | (V) Under construction, more than 50 percent complete
56895 | Pio Pico Energy Center LLC | 57555 | Pio Pico Energy Center | IPP Non-CHP | CA | CTG1 | 97 | Natural Gas Fired Combustion Turbine | NG | GT | 9 | 2016 | (U) Under construction, less than or equal to 50 percent complete
56895 | Pio Pico Energy Center LLC | 57555 | Pio Pico Energy Center | IPP Non-CHP | CA | CTG2 | 97 | Natural Gas Fired Combustion Turbine | NG | GT | 9 | 2016 | (U) Under construction, less than or equal to 50 percent complete
56895 | Pio Pico Energy Center LLC | 57555 | Pio Pico Energy Center | IPP Non-CHP | CA | CTG3 | 97 | Natural Gas Fired Combustion Turbine | NG | GT | 9 | 2016 | (U) Under construction, less than or equal to 50 percent complete
11268 | City of Lowell - (MI) | 58254 | Chatham | Electric Utility | MI | CT02R | 3.2 | Natural Gas Fired Combustion Turbine | NG | GT | 9 | 2016 | (U) Under construction, less than or equal to 50 percent complete
59745 | First Solar Asset Management | 58646 | Stateline Solar | IPP Non-CHP | NV | STL | 299.9 | Solar Photovoltaic | SUN | PV | 9 | 2016 | (U) Under construction, less than or equal to 50 percent complete
58846 | Southeast Renewable Fuels, LLC | 58997 | SRF Sorghum to Ethanol Advanced Biorefinery | Industrial Non-CHP | FL | G1001 | 12 | Other Waste Biomass | OBS | ST | 9 | 2016 | (U) Under construction, less than or equal to 50 percent complete
58901 | Hydro Green Energy | 59091 | Braddock Lock and Dam | IPP Non-CHP | PA | GEN1 | 5.3 | Conventional Hydroelectric | WAT | HY | 9 | 2016 | (L) Regulatory approvals pending. Not under construction
58968 | RE Mustang LLC | 59150 | RE Mustang LLC | IPP Non-CHP | CA | PV1 | 100 | Solar Photovoltaic | SUN | PV | 9 | 2016 | (P) Planned for installation, but regulatory approvals not initiated
59628 | Infigen Energy US Development LLC | 59249 | Rio Bravo Solar 1 LLC | IPP Non-CHP | CA | PV1 | 19.5 | Solar Photovoltaic | SUN | PV | 9 | 2016 | (L) Regulatory approvals pending. Not under construction
59628 | Infigen Energy US Development LLC | 59253 | Wildwood Solar II | IPP Non-CHP | CA | PV1 | 14.7 | Solar Photovoltaic | SUN | PV | 9 | 2016 | (L) Regulatory approvals pending. Not under construction
59098 | Trishe Wind Ohio LLC | 59296 | Trishe Wind Ohio LLC | IPP Non-CHP | OH | NWOH1 | 100 | Onshore Wind Turbine | WND | WT | 9 | 2016 | (T) Regulatory approvals received. Not under construction
59098 | Trishe Wind Ohio LLC | 59296 | Trishe Wind Ohio LLC | IPP Non-CHP | OH | NWOH2 | 150 | Onshore Wind Turbine | WND | WT | 9 | 2016 | (P) Planned for installation, but regulatory approvals not initiated
59273 | 62SK 8me, LLC | 59532 | Springbok Solar Farm 1 | IPP Non-CHP | CA | SB1 | 100 | Solar Photovoltaic | SUN | PV | 9 | 2016 | (U) Under construction, less than or equal to 50 percent complete
59480 | Aulander Solar LLC | 59707 | Aulander Solar | IPP Non-CHP | NC | 5MWPV | 5 | Solar Photovoltaic | SUN | PV | 9 | 2016 | (L) Regulatory approvals pending. Not under construction
59481 | Franklinton Solar LLC | 59708 | Franklinton Solar | IPP Non-CHP | NC | 5MWPV | 5 | Solar Photovoltaic | SUN | PV | 9 | 2016 | (L) Regulatory approvals pending. Not under construction
55918 | Acciona Wind Energy USA LLC | 59712 | San Roman Wind I, LLC | IPP Non-CHP | TX | SRWI | 93 | Onshore Wind Turbine | WND | WT | 9 | 2016 | (L) Regulatory approvals pending. Not under construction
59520 | BWC Origination 5, LLC | 59753 | BlueWave Capital-Mattapoisett (SREC II) | IPP Non-CHP | MA | 1 | 0.8 | Solar Photovoltaic | SUN | PV | 9 | 2016 | (P) Planned for installation, but regulatory approvals not initiated
213 | Alaska Electric Light&Power Co | 59793 | Industrial Plant | Electric Utility | AK | 15 | 25 | Petroleum Liquids | DFO | GT | 9 | 2016 | (L) Regulatory approvals pending. Not under construction
59605 | South Louisburg Solar LLC | 59825 | South Louisburg Solar | IPP Non-CHP | NC | 5MWPV | 5 | Solar Photovoltaic | SUN | PV | 9 | 2016 | (T) Regulatory approvals received. Not under construction
56615 | First Solar Project Development | 59870 | Little Bear Solar 1, LLC | IPP Non-CHP | CA | GEN01 | 20 | Solar Photovoltaic | SUN | PV | 9 | 2016 | (L) Regulatory approvals pending. Not under construction
59662 | Riverside Fuel Cell, LLC | 59877 | Riverside RWQCP Fuel Cell | Commercial CHP | CA | MB20 | 1.4 | Other Waste Biomass | OBG | FC | 9 | 2016 | (P) Planned for installation, but regulatory approvals not initiated
56615 | First Solar Project Development | 59885 | Little Bear Solar 2, LLC | IPP Non-CHP | CA | GEN01 | 20 | Solar Photovoltaic | SUN | PV | 9 | 2016 | (L) Regulatory approvals pending. Not under construction
59682 | Pollocksville Solar LLC | 59917 | Pollocksville Solar | IPP Non-CHP | NC | 5MWPV | 5 | Solar Photovoltaic | SUN | PV | 9 | 2016 | (L) Regulatory approvals pending. Not under construction
59681 | Smithfield Solar LLC | 59920 | Smithfield Solar LLC | IPP Non-CHP | NC | 5MWPV | 5 | Solar Photovoltaic | SUN | PV | 9 | 2016 | (L) Regulatory approvals pending. Not under construction
59680 | Lillington Solar LLC | 59921 | Lillington Solar | IPP Non-CHP | NC | 5MWPV | 5 | Solar Photovoltaic | SUN | PV | 9 | 2016 | (L) Regulatory approvals pending. Not under construction
59700 | RE Tranquillity LLC | 59939 | RE Tranquillity | IPP Non-CHP | CA | TQ | 200 | Solar Photovoltaic | SUN | PV | 9 | 2016 | (T) Regulatory approvals received. Not under construction
59713 | Potrero Hills Energy Producers, LLC | 59952 | Potrero Hills Energy Producers | IPP Non-CHP | CA | 1 | 1.6 | Landfill Gas | LFG | IC | 9 | 2016 | (U) Under construction, less than or equal to 50 percent complete
59713 | Potrero Hills Energy Producers, LLC | 59952 | Potrero Hills Energy Producers | IPP Non-CHP | CA | 2 | 1.6 | Landfill Gas | LFG | IC | 9 | 2016 | (U) Under construction, less than or equal to 50 percent complete
59713 | Potrero Hills Energy Producers, LLC | 59952 | Potrero Hills Energy Producers | IPP Non-CHP | CA | 3 | 1.6 | Landfill Gas | LFG | IC | 9 | 2016 | (U) Under construction, less than or equal to 50 percent complete
59713 | Potrero Hills Energy Producers, LLC | 59952 | Potrero Hills Energy Producers | IPP Non-CHP | CA | 4 | 1.6 | Landfill Gas | LFG | IC | 9 | 2016 | (U) Under construction, less than or equal to 50 percent complete
59713 | Potrero Hills Energy Producers, LLC | 59952 | Potrero Hills Energy Producers | IPP Non-CHP | CA | 5 | 1.6 | Landfill Gas | LFG | IC | 9 | 2016 | (U) Under construction, less than or equal to 50 percent complete
59741 | RE Roserock | 59994 | RE Roserock | IPP Non-CHP | TX | ROSEK | 157.5 | Solar Photovoltaic | SUN | PV | 9 | 2016 | (T) Regulatory approvals received. Not under construction
58970 | Ecoplexus, Inc | 60000 | Turkey Creek PV1 | IPP Non-CHP | NC | TRKCK | 13.5 | Solar Photovoltaic | SUN | PV | 9 | 2016 | (L) Regulatory approvals pending. Not under construction
58970 | Ecoplexus, Inc | 60001 | Vaughn Creek PV1 | IPP Non-CHP | NC | VNCRK | 20 | Solar Photovoltaic | SUN | PV | 9 | 2016 | (L) Regulatory approvals pending. Not under construction
59755 | Murphy Flat Power, LLC | 60009 | Murphy Flat Solar | IPP Non-CHP | ID | IPMF | 20 | Solar Photovoltaic | SUN | PV | 9 | 2016 | (L) Regulatory approvals pending. Not under construction
55932 | Georgia-Pacific Brewton LLC | 54789 | Georgia-Pacific Brewton Mill | Industrial CHP | AL | 4TG | 62 | Wood/Wood Waste Biomass | BLQ | ST | 10 | 2016 | (U) Under construction, less than or equal to 50 percent complete
11664 | Mark Technologies Corp | 55352 | Alta Mesa Project Phase IV | IPP Non-CHP | CA | GEN1 | 40 | Onshore Wind Turbine | WND | WT | 10 | 2016 | (U) Under construction, less than or equal to 50 percent complete
56167 | Imperial Valley Solar, LLC | 56917 | Imperial Valley Solar, LLC | IPP Non-CHP | CA | 2 | 400 | Solar Photovoltaic | SUN | PV | 10 | 2016 | (L) Regulatory approvals pending. Not under construction
40577 | American Mun Power-Ohio, Inc | 57400 | Smithland Hydroelectric Plant | Electric Utility | KY | SG3 | 25.3 | Conventional Hydroelectric | WAT | HY | 10 | 2016 | (V) Under construction, more than 50 percent complete
56987 | RRE Austin Solar LLC | 57659 | Pflugerville Solar Farm | IPP Non-CHP | TX | PSF | 60 | Solar Photovoltaic | SUN | PV | 10 | 2016 | (P) Planned for installation, but regulatory approvals not initiated
57028 | West Butte Wind Power LLC | 57704 | West Butte Wind Power Project | IPP Non-CHP | OR | WB-1 | 80 | Onshore Wind Turbine | WND | WT | 10 | 2016 | (L) Regulatory approvals pending. Not under construction
58381 | Troutdale Energy Center LLC | 58396 | Troutdale Energy Center | IPP Non-CHP | OR | PLGEN | 652 | Natural Gas Fired Combined Cycle | NG | CC | 10 | 2016 | (P) Planned for installation, but regulatory approvals not initiated
49893 | Invenergy Services LLC | 58766 | Wake Wind Energy Center | IPP Non-CHP | TX | 1 | 129.5 | Onshore Wind Turbine | WND | WT | 10 | 2016 | (U) Under construction, less than or equal to 50 percent complete
49893 | Invenergy Services LLC | 58766 | Wake Wind Energy Center | IPP Non-CHP | TX | 2 | 109.2 | Onshore Wind Turbine | WND | WT | 10 | 2016 | (U) Under construction, less than or equal to 50 percent complete
49893 | Invenergy Services LLC | 58766 | Wake Wind Energy Center | IPP Non-CHP | TX | 3 | 61.1 | Onshore Wind Turbine | WND | WT | 10 | 2016 | (U) Under construction, less than or equal to 50 percent complete
58680 | Ayrshire Holdings, LLC | 58792 | Ayrshire | IPP Non-CHP | NC | PV1 | 19.4 | Solar Photovoltaic | SUN | PV | 10 | 2016 | (L) Regulatory approvals pending. Not under construction
58815 | KDC Solar RTC LLC | 58951 | Delilah Road Landfill | IPP Non-CHP | NJ | DRLS | 9 | Solar Photovoltaic | SUN | PV | 10 | 2016 | (T) Regulatory approvals received. Not under construction
58838 | Parrey, LLC | 58975 | Henrietta Solar Project | IPP Non-CHP | CA | PV1 | 102 | Solar Photovoltaic | SUN | PV | 10 | 2016 | (T) Regulatory approvals received. Not under construction
58849 | Mariah North West LLC | 59005 | Mariah Renewable Energy Center Phase 1 | IPP Non-CHP | TX | MAR1 | 150 | Onshore Wind Turbine | WND | WT | 10 | 2016 | (U) Under construction, less than or equal to 50 percent complete
58849 | Mariah North West LLC | 59006 | Mariah Renewable Energy Center Phase 3 | IPP Non-CHP | TX | MARN | 80 | Onshore Wind Turbine | WND | WT | 10 | 2016 | (P) Planned for installation, but regulatory approvals not initiated
58887 | Michelangelo Wind 3 LLC | 59053 | Michelangelo Wind 3 LLC | IPP Non-CHP | IA | WT1 | 3 | Onshore Wind Turbine | WND | WT | 10 | 2016 | (U) Under construction, less than or equal to 50 percent complete
59017 | Optimum Wind 5 LLC | 59223 | Optimum Wind 5 LLC | IPP Non-CHP | IA | WT1 | 3 | Onshore Wind Turbine | WND | WT | 10 | 2016 | (U) Under construction, less than or equal to 50 percent complete
59018 | Optimum Wind 6 LLC | 59224 | Optimum Wind 6 LLC | IPP Non-CHP | IA | WT1 | 3 | Onshore Wind Turbine | WND | WT | 10 | 2016 | (U) Under construction, less than or equal to 50 percent complete
59019 | Optimum Wind 7 LLC | 59225 | Optimum Wind 7 LLC | IPP Non-CHP | IA | WT1 | 3 | Onshore Wind Turbine | WND | WT | 10 | 2016 | (V) Under construction, more than 50 percent complete
59024 | Optimum Wind 4 LLC | 59226 | Optimum Wind 4 LLC | IPP Non-CHP | IA | WT1 | 3 | Onshore Wind Turbine | WND | WT | 10 | 2016 | (U) Under construction, less than or equal to 50 percent complete
59025 | Optimum Wind 3 LLC | 59227 | Optimum Wind 3 LLC | IPP Non-CHP | IA | WT1 | 3 | Onshore Wind Turbine | WND | WT | 10 | 2016 | (U) Under construction, less than or equal to 50 percent complete
59022 | Leonardo Wind 1 LLC | 59228 | Leonardo Wind 1 LLC | IPP Non-CHP | IA | WT1 | 3 | Onshore Wind Turbine | WND | WT | 10 | 2016 | (U) Under construction, less than or equal to 50 percent complete
59023 | Leonardo Wind 3 LLC | 59229 | Leonardo Wind 3 LLC | IPP Non-CHP | IA | WT1 | 3 | Onshore Wind Turbine | WND | WT | 10 | 2016 | (U) Under construction, less than or equal to 50 percent complete
59021 | Venus Wind 3 LLC | 59230 | Venus Wind 3 LLC | IPP Non-CHP | IA | WT1 | 3 | Onshore Wind Turbine | WND | WT | 10 | 2016 | (U) Under construction, less than or equal to 50 percent complete
59026 | Michelangelo Wind 1 LLC | 59231 | Michelangelo Wind 1 LLC | IPP Non-CHP | IA | WT1 | 3 | Onshore Wind Turbine | WND | WT | 10 | 2016 | (U) Under construction, less than or equal to 50 percent complete
59027 | Michelangelo Wind 4 LLC | 59232 | Michelangelo Wind 4 LLC | IPP Non-CHP | IA | WT1 | 3 | Onshore Wind Turbine | WND | WT | 10 | 2016 | (U) Under construction, less than or equal to 50 percent complete
58661 | Sustainable Power Group, LLC | 59263 | Con Dios Solar 3 | IPP Non-CHP | CA | COND3 | 1.5 | Solar Photovoltaic | SUN | PV | 10 | 2016 | (U) Under construction, less than or equal to 50 percent complete
58661 | Sustainable Power Group, LLC | 59264 | Con Dios Solar 11 | IPP Non-CHP | CA | CON11 | 1.5 | Solar Photovoltaic | SUN | PV | 10 | 2016 | (U) Under construction, less than or equal to 50 percent complete
54842 | WM Renewable Energy LLC | 59299 | Waste Mangement Redwood LFGTE | IPP Non-CHP | CA | RED1 | 2 | Landfill Gas | LFG | IC | 10 | 2016 | (L) Regulatory approvals pending. Not under construction
54842 | WM Renewable Energy LLC | 59299 | Waste Mangement Redwood LFGTE | IPP Non-CHP | CA | RED2 | 2 | Landfill Gas | LFG | IC | 10 | 2016 | (L) Regulatory approvals pending. Not under construction
59155 | First Wind O&M, LLC | 59388 | Escalante Solar II, LLC | IPP Non-CHP | UT | ESCS2 | 80 | Solar Photovoltaic | SUN | PV | 10 | 2016 | (L) Regulatory approvals pending. Not under construction
59155 | First Wind O&M, LLC | 59389 | Escalante Solar III, LLC | IPP Non-CHP | UT | ESCS3 | 80 | Solar Photovoltaic | SUN | PV | 10 | 2016 | (L) Regulatory approvals pending. Not under construction
57369 | Apple, Inc | 59473 | Apple Campus 2 PV | Industrial Non-CHP | CA | AC2PV | 14.4 | Solar Photovoltaic | SUN | PV | 10 | 2016 | (T) Regulatory approvals received. Not under construction
59257 | Giffen Solar Park, LLC | 59522 | Giffen Solar Park | IPP Non-CHP | CA | FRGSP | 20 | Solar Photovoltaic | SUN | PV | 10 | 2016 | (T) Regulatory approvals received. Not under construction
59258 | Five Points Solar Park, LLC | 59523 | Five Points Solar Park | IPP Non-CHP | CA | FRFSP | 60 | Solar Photovoltaic | SUN | PV | 10 | 2016 | (T) Regulatory approvals received. Not under construction
59260 | Wright Solar Park, LLC | 59525 | Wright Solar Park | IPP Non-CHP | CA | FRWSP | 200 | Solar Photovoltaic | SUN | PV | 10 | 2016 | (T) Regulatory approvals received. Not under construction
59285 | Innovative Solar 6, LLC | 59542 | Innovative Solar 6 | IPP Non-CHP | NC | IS6 | 3.6 | Solar Photovoltaic | SUN | PV | 10 | 2016 | (V) Under construction, more than 50 percent complete
57369 | Apple, Inc | 59557 | Apple Campus 2 Fuel Cell | Industrial Non-CHP | CA | AC2FC | 4 | Other Waste Biomass | OBG | FC | 10 | 2016 | (T) Regulatory approvals received. Not under construction
59594 | Black Oak Wind Farm LLC | 59813 | Black Oak Wind Farm | IPP Non-CHP | NY | NA | 16.1 | Onshore Wind Turbine | WND | WT | 10 | 2016 | (L) Regulatory approvals pending. Not under construction
59634 | North Star Solar PV LLC | 59852 | North Star Solar Project | IPP Non-CHP | MN | NSSP1 | 100 | Solar Photovoltaic | SUN | PV | 10 | 2016 | (L) Regulatory approvals pending. Not under construction
9324 | Indiana Michigan Power Co | 59853 | Watervliet PV | Electric Utility | MI | WVPV1 | 4.6 | Solar Photovoltaic | SUN | PV | 10 | 2016 | (T) Regulatory approvals received. Not under construction
9324 | Indiana Michigan Power Co | 59854 | OlivePV | Electric Utility | IN | OLPV1 | 5 | Solar Photovoltaic | SUN | PV | 10 | 2016 | (T) Regulatory approvals received. Not under construction
59056 | Tri Global Energy, LLC | 59972 | Bearkat | IPP Non-CHP | TX | BRKAT | 240 | Onshore Wind Turbine | WND | WT | 10 | 2016 | (U) Under construction, less than or equal to 50 percent complete
59756 | Orchard Ranch Solar, LLC | 60010 | Orchard Ranch Solar | IPP Non-CHP | ID | IPOR | 20 | Solar Photovoltaic | SUN | PV | 10 | 2016 | (L) Regulatory approvals pending. Not under construction
59757 | American Falls Solar LLC | 60011 | American Falls Solar | IPP Non-CHP | ID | IPAF | 20 | Solar Photovoltaic | SUN | PV | 10 | 2016 | (L) Regulatory approvals pending. Not under construction
59758 | American Falls Solar II, LLC | 60012 | American Falls Solar II | IPP Non-CHP | ID | IPAF2 | 20 | Solar Photovoltaic | SUN | PV | 10 | 2016 | (L) Regulatory approvals pending. Not under construction
3542 | Duke Energy Ohio Inc | 2830 | Walter C Beckjord | Electric Utility | OH | BECK2 | 2 | Batteries | MWH | BA | 11 | 2016 | (U) Under construction, less than or equal to 50 percent complete
57406 | Deepwater Wind Block Island LLC | 58035 | Block Island Wind Farm | IPP Non-CHP | RI | BIWF | 29.3 | Offshore Wind Turbine | WND | WS | 11 | 2016 | (L) Regulatory approvals pending. Not under construction
58574 | Canton Mountain Wind LLC | 58620 | Canton Mountain Wind | IPP Non-CHP | ME | 1 | 22.8 | Onshore Wind Turbine | WND | WT | 11 | 2016 | (OT) Other
58606 | Mauka Fit One LLC | 58662 | Mauka FIT One | IPP Non-CHP | HI | 3501 | 3.5 | Solar Photovoltaic | SUN | PV | 11 | 2016 | (L) Regulatory approvals pending. Not under construction
58687 | Bayles Energy LLC | 58816 | Bayles | IPP Non-CHP | PA | GEN1 | 4.2 | Natural Gas Internal Combustion Engine | NG | IC | 11 | 2016 | (L) Regulatory approvals pending. Not under construction
58687 | Bayles Energy LLC | 58816 | Bayles | IPP Non-CHP | PA | GEN2 | 4.2 | Natural Gas Internal Combustion Engine | NG | IC | 11 | 2016 | (L) Regulatory approvals pending. Not under construction
58687 | Bayles Energy LLC | 58816 | Bayles | IPP Non-CHP | PA | GEN3 | 4.2 | Natural Gas Internal Combustion Engine | NG | IC | 11 | 2016 | (L) Regulatory approvals pending. Not under construction
58687 | Bayles Energy LLC | 58816 | Bayles | IPP Non-CHP | PA | GEN4 | 4.2 | Natural Gas Internal Combustion Engine | NG | IC | 11 | 2016 | (L) Regulatory approvals pending. Not under construction
58687 | Bayles Energy LLC | 58816 | Bayles | IPP Non-CHP | PA | GEN5 | 4.2 | Natural Gas Internal Combustion Engine | NG | IC | 11 | 2016 | (L) Regulatory approvals pending. Not under construction
8723 | City of Holland | 59093 | Holland Energy Park | Electric Utility | MI | 10 | 43.1 | Natural Gas Fired Combined Cycle | NG | CT | 11 | 2016 | (U) Under construction, less than or equal to 50 percent complete
8723 | City of Holland | 59093 | Holland Energy Park | Electric Utility | MI | 11 | 43.1 | Natural Gas Fired Combined Cycle | NG | CT | 11 | 2016 | (U) Under construction, less than or equal to 50 percent complete
8723 | City of Holland | 59093 | Holland Energy Park | Electric Utility | MI | 12 | 40.9 | Natural Gas Fired Combined Cycle | NG | CA | 11 | 2016 | (U) Under construction, less than or equal to 50 percent complete
59056 | Tri Global Energy, LLC | 59247 | Hale Community Wind Farm | IPP Non-CHP | TX | HALE1 | 240 | Onshore Wind Turbine | WND | WT | 11 | 2016 | (L) Regulatory approvals pending. Not under construction
59110 | SUNE BEACON SITE 5, LLC | 59308 | Beacon Solar Plant Site 5 | IPP Non-CHP | CA | BEAC5 | 40 | Solar Photovoltaic | SUN | PV | 11 | 2016 | (T) Regulatory approvals received. Not under construction
59192 | Amity Energy, LLC | 59418 | Amity Energy LLC | IPP Non-CHP | PA | GEN1 | 4.2 | Natural Gas Internal Combustion Engine | NG | IC | 11 | 2016 | (L) Regulatory approvals pending. Not under construction
59192 | Amity Energy, LLC | 59418 | Amity Energy LLC | IPP Non-CHP | PA | GEN2 | 4.2 | Natural Gas Internal Combustion Engine | NG | IC | 11 | 2016 | (L) Regulatory approvals pending. Not under construction
59192 | Amity Energy, LLC | 59418 | Amity Energy LLC | IPP Non-CHP | PA | GEN3 | 4.2 | Natural Gas Internal Combustion Engine | NG | IC | 11 | 2016 | (L) Regulatory approvals pending. Not under construction
59192 | Amity Energy, LLC | 59418 | Amity Energy LLC | IPP Non-CHP | PA | GEN4 | 4.2 | Natural Gas Internal Combustion Engine | NG | IC | 11 | 2016 | (L) Regulatory approvals pending. Not under construction
59192 | Amity Energy, LLC | 59418 | Amity Energy LLC | IPP Non-CHP | PA | GEN5 | 4.2 | Natural Gas Internal Combustion Engine | NG | IC | 11 | 2016 | (L) Regulatory approvals pending. Not under construction
59595 | Copper Mountain Solar 4, LLC | 59814 | Copper Mountain Solar 4, LLC | IPP Non-CHP | NV | PV01 | 46 | Solar Photovoltaic | SUN | PV | 11 | 2016 | (P) Planned for installation, but regulatory approvals not initiated
59595 | Copper Mountain Solar 4, LLC | 59814 | Copper Mountain Solar 4, LLC | IPP Non-CHP | NV | PV02 | 46 | Solar Photovoltaic | SUN | PV | 11 | 2016 | (P) Planned for installation, but regulatory approvals not initiated
6452 | Florida Power & Light Co | 59993 | Babcock Solar Energy Center | Electric Utility | FL | 1 | 74.5 | Solar Photovoltaic | SUN | PV | 11 | 2016 | (L) Regulatory approvals pending. Not under construction
10171 | Kentucky Utilities Co | 1355 | E W Brown | Electric Utility | KY | SOLAR | 10 | Solar Photovoltaic | SUN | PV | 12 | 2016 | (P) Planned for installation, but regulatory approvals not initiated
19316 | Two Elk Generation Partners LP | 55360 | Two Elk Generating Station | IPP Non-CHP | WY | GEN1 | 275 | Conventional Steam Coal | WC | ST | 12 | 2016 | (U) Under construction, less than or equal to 50 percent complete
49736 | Loring Holdings, LLC | 56105 | Loring Power Plant | IPP CHP | ME | GTG1 | 37 | Natural Gas Fired Combined Cycle | NG | CT | 12 | 2016 | (T) Regulatory approvals received. Not under construction
49736 | Loring Holdings, LLC | 56105 | Loring Power Plant | IPP CHP | ME | STG1 | 18 | Natural Gas Fired Combined Cycle | NG | CA | 12 | 2016 | (T) Regulatory approvals received. Not under construction
56545 | Pattern Operators LP | 56662 | Texas Gulf Wind 2 | IPP Non-CHP | TX | 1 | 187.2 | Onshore Wind Turbine | WND | WT | 12 | 2016 | (T) Regulatory approvals received. Not under construction
56545 | Pattern Operators LP | 57193 | Ripley Westfield Wind LLC | IPP Non-CHP | NY | WTG | 75 | Onshore Wind Turbine | WND | WT | 12 | 2016 | (L) Regulatory approvals pending. Not under construction
55910 | Lanai Sustainability Research LLC | 57242 | Mililani South Solar Farm | IPP Non-CHP | HI | 1 | 5 | Solar Photovoltaic | SUN | PV | 12 | 2016 | (P) Planned for installation, but regulatory approvals not initiated
56633 | Trishe Wind Minnesota | 57255 | Trishe Wind Minnesota | IPP Non-CHP | MN | 1 | 40 | Onshore Wind Turbine | WND | WT | 12 | 2016 | (U) Under construction, less than or equal to 50 percent complete
58371 | NextEra Blythe Solar Energy Center, LLC | 57273 | Blythe Solar Power Project | IPP Non-CHP | CA | A | 110 | Solar Photovoltaic | SUN | PV | 12 | 2016 | (U) Under construction, less than or equal to 50 percent complete
58371 | NextEra Blythe Solar Energy Center, LLC | 57273 | Blythe Solar Power Project | IPP Non-CHP | CA | B | 125 | Solar Photovoltaic | SUN | PV | 12 | 2016 | (T) Regulatory approvals received. Not under construction
56676 | Panoche Valley Solar LLC | 57340 | Panoche Valley Solar Farm | IPP Non-CHP | CA | 1 | 247.7 | Solar Photovoltaic | SUN | PV | 12 | 2016 | (L) Regulatory approvals pending. Not under construction
56709 | Turning Point Solar LLC | 57371 | Turning Point Solar | IPP Non-CHP | OH | TPS50 | 49.9 | Solar Photovoltaic | SUN | PV | 12 | 2016 | (P) Planned for installation, but regulatory approvals not initiated
56709 | Turning Point Solar LLC | 57371 | Turning Point Solar | IPP Non-CHP | OH | TPS51 | 15 | Solar Photovoltaic | SUN | PV | 12 | 2016 | (L) Regulatory approvals pending. Not under construction
56709 | Turning Point Solar LLC | 57371 | Turning Point Solar | IPP Non-CHP | OH | TPS52 | 14.9 | Solar Photovoltaic | SUN | PV | 12 | 2016 | (T) Regulatory approvals received. Not under construction
59155 | First Wind O&M, LLC | 57531 | Bingham Wind | IPP Non-CHP | ME | 1 | 186 | Onshore Wind Turbine | WND | WT | 12 | 2016 | (P) Planned for installation, but regulatory approvals not initiated
59155 | First Wind O&M, LLC | 57546 | Milford Wind Corridor Phase III | IPP Non-CHP | UT | 1 | 100 | Onshore Wind Turbine | WND | WT | 12 | 2016 | (L) Regulatory approvals pending. Not under construction
56911 | Kalaeloa Solar One LLC | 57569 | Kalaeloa Solar One | IPP Non-CHP | HI | KS1-A | 3 | Solar Thermal with Energy Storage | SUN | CP | 12 | 2016 | (L) Regulatory approvals pending. Not under construction
56911 | Kalaeloa Solar One LLC | 57569 | Kalaeloa Solar One | IPP Non-CHP | HI | KS1-B | 3 | Solar Thermal with Energy Storage | SUN | CP | 12 | 2016 | (L) Regulatory approvals pending. Not under construction
56935 | Number Nine Wind Farm LLC | 57612 | Number Nine Wind Farm | IPP Non-CHP | ME | GEN1 | 250 | Onshore Wind Turbine | WND | WT | 12 | 2016 | (P) Planned for installation, but regulatory approvals not initiated
56946 | Hidalgo Wind Farm LLC | 57617 | Hidalgo Wind Farm LLC | IPP Non-CHP | TX | GEN1 | 150 | Onshore Wind Turbine | WND | WT | 12 | 2016 | (P) Planned for installation, but regulatory approvals not initiated
57003 | Arlington Valley Solar Energy LLC | 57679 | Arlington Valley Solar Energy I | IPP Non-CHP | AZ | AVSE1 | 125 | Solar Photovoltaic | SUN | PV | 12 | 2016 | (T) Regulatory approvals received. Not under construction
57278 | Hidden Hills Solar II LLC | 57906 | Hidden Hills Solar Plant 2 | IPP Non-CHP | CA | 1 | 250 | Solar Thermal without Energy Storage | SUN | ST | 12 | 2016 | (L) Regulatory approvals pending. Not under construction
15399 | Iberdrola Renewables Inc | 57913 | Tule Wind LLC | IPP Non-CHP | CA | 1 | 143 | Onshore Wind Turbine | WND | WT | 12 | 2016 | (L) Regulatory approvals pending. Not under construction
57331 | Soitec Solar Development LLC | 57960 | Rugged Solar LLC | IPP Non-CHP | CA | 1 | 80 | Solar Photovoltaic | SUN | PV | 12 | 2016 | (L) Regulatory approvals pending. Not under construction
5109 | DTE Electric Company | 58121 | Echo Wind Park | Electric Utility | MI | GEN3 | 50 | Onshore Wind Turbine | WND | WT | 12 | 2016 | (T) Regulatory approvals received. Not under construction
58109 | President & Trustees of Williams College | 58160 | Williams College - Campus CHP | Commercial CHP | MA | GEN3 | 1.2 | Natural Gas Internal Combustion Engine | NG | IC | 12 | 2016 | (P) Planned for installation, but regulatory approvals not initiated
58146 | Gaelectric LLC | 58175 | Jawbone Wind Project | IPP Non-CHP | MT | JWPI | 131.1 | Onshore Wind Turbine | WND | WT | 12 | 2016 | (P) Planned for installation, but regulatory approvals not initiated
58153 | US Magnesium | 58191 | US Magnesium | Industrial CHP | UT | GT4 | 24 | Natural Gas Fired Combustion Turbine | NG | GT | 12 | 2016 | (V) Under construction, more than 50 percent complete
11204 | Los Alamos County | 58256 | Los Alamos PV Site | Electric Utility | NM | 4 | 1 | Solar Photovoltaic | SUN | PV | 12 | 2016 | (P) Planned for installation, but regulatory approvals not initiated
59155 | First Wind O&M, LLC | 58281 | Mililani South PV | IPP Non-CHP | HI | 1 | 20 | Solar Photovoltaic | SUN | PV | 12 | 2016 | (P) Planned for installation, but regulatory approvals not initiated
58391 | Chilocco Wind Farm LLC | 58406 | Chilocco Wind Farm | IPP Non-CHP | OK | 1 | 76.5 | Onshore Wind Turbine | WND | WT | 12 | 2016 | (U) Under construction, less than or equal to 50 percent complete
58391 | Chilocco Wind Farm LLC | 58406 | Chilocco Wind Farm | IPP Non-CHP | OK | 2 | 76.5 | Onshore Wind Turbine | WND | WT | 12 | 2016 | (U) Under construction, less than or equal to 50 percent complete
58579 | Silverado Power | 58627 | Western Antelope Dry Ranch | IPP Non-CHP | CA | WADR | 10 | Solar Photovoltaic | SUN | PV | 12 | 2016 | (T) Regulatory approvals received. Not under construction
59380 | Enel Green Power NA, Inc. | 58658 | Courtenay Wind Farm | IPP Non-CHP | ND | 1 | 200 | Onshore Wind Turbine | WND | WT | 12 | 2016 | (T) Regulatory approvals received. Not under construction
59155 | First Wind O&M, LLC | 58686 | Hancock Wind Plant | IPP Non-CHP | ME | HANC1 | 51 | Onshore Wind Turbine | WND | WT | 12 | 2016 | (P) Planned for installation, but regulatory approvals not initiated
59380 | Enel Green Power NA, Inc. | 58690 | Apple Blossom Wind Farm | IPP Non-CHP | MI | APLB1 | 100 | Onshore Wind Turbine | WND | WT | 12 | 2016 | (T) Regulatory approvals received. Not under construction
59380 | Enel Green Power NA, Inc. | 58691 | South Fork Wind Farm | IPP Non-CHP | MN | STFK1 | 13 | Onshore Wind Turbine | WND | WT | 12 | 2016 | (P) Planned for installation, but regulatory approvals not initiated
58625 | Black Oak Wind, LLC | 58692 | Black Oak Wind Farm | IPP Non-CHP | MN | 1 | 78 | Onshore Wind Turbine | WND | WT | 12 | 2016 | (U) Under construction, less than or equal to 50 percent complete
58624 | Walnut Ridge Wind, LLC | 58694 | Walnut Ridge Wind Farm | IPP Non-CHP | IL | 1 | 210 | Onshore Wind Turbine | WND | WT | 12 | 2016 | (L) Regulatory approvals pending. Not under construction
58623 | Grande Prairie Wind, LLC | 58695 | Grande Prairie Wind Farm | IPP Non-CHP | NE | 1 | 400 | Onshore Wind Turbine | WND | WT | 12 | 2016 | (L) Regulatory approvals pending. Not under construction
58672 | Everpower Wind Holdings Inc | 58777 | Cassadaga Wind Farm | IPP Non-CHP | NY | 1 | 125 | Onshore Wind Turbine | WND | WT | 12 | 2016 | (L) Regulatory approvals pending. Not under construction
58672 | Everpower Wind Holdings Inc | 58778 | Coyote Crest Wind Farm | IPP Non-CHP | WA | 1 | 126 | Onshore Wind Turbine | WND | WT | 12 | 2016 | (T) Regulatory approvals received. Not under construction
58672 | Everpower Wind Holdings Inc | 58779 | Allegany Wind Farm | IPP Non-CHP | NY | 1 | 72.5 | Onshore Wind Turbine | WND | WT | 12 | 2016 | (L) Regulatory approvals pending. Not under construction
58672 | Everpower Wind Holdings Inc | 58780 | Scioto Ridge Wind Farm | IPP Non-CHP | OH | 1 | 300 | Onshore Wind Turbine | WND | WT | 12 | 2016 | (T) Regulatory approvals received. Not under construction
58688 | Kelly Energy LLC | 58817 | Kelly | IPP Non-CHP | PA | GEN1 | 3 | Natural Gas Internal Combustion Engine | NG | IC | 12 | 2016 | (P) Planned for installation, but regulatory approvals not initiated
58688 | Kelly Energy LLC | 58817 | Kelly | IPP Non-CHP | PA | GEN2 | 3 | Natural Gas Internal Combustion Engine | NG | IC | 12 | 2016 | (P) Planned for installation, but regulatory approvals not initiated
58691 | Shippenville Energy LLC | 58820 | Shippenville | IPP Non-CHP | PA | GEN1 | 4.2 | Natural Gas Internal Combustion Engine | NG | IC | 12 | 2016 | (P) Planned for installation, but regulatory approvals not initiated
58691 | Shippenville Energy LLC | 58820 | Shippenville | IPP Non-CHP | PA | GEN2 | 4.2 | Natural Gas Internal Combustion Engine | NG | IC | 12 | 2016 | (P) Planned for installation, but regulatory approvals not initiated
58691 | Shippenville Energy LLC | 58820 | Shippenville | IPP Non-CHP | PA | GEN3 | 4.2 | Natural Gas Internal Combustion Engine | NG | IC | 12 | 2016 | (P) Planned for installation, but regulatory approvals not initiated
58691 | Shippenville Energy LLC | 58820 | Shippenville | IPP Non-CHP | PA | GEN4 | 4.4 | Natural Gas Internal Combustion Engine | NG | IC | 12 | 2016 | (P) Planned for installation, but regulatory approvals not initiated
58691 | Shippenville Energy LLC | 58820 | Shippenville | IPP Non-CHP | PA | GEN5 | 4.2 | Natural Gas Internal Combustion Engine | NG | IC | 12 | 2016 | (P) Planned for installation, but regulatory approvals not initiated
58734 | Sunfish Farm LLC | 58864 | Sunfish Farm | IPP Non-CHP | NC | 1 | 5 | Solar Photovoltaic | SUN | PV | 12 | 2016 | (U) Under construction, less than or equal to 50 percent complete
58695 | Coronal Development Services | 58876 | Fusion Solar Center LLC | IPP Non-CHP | CT | PV | 20 | Solar Photovoltaic | SUN | PV | 12 | 2016 | (T) Regulatory approvals received. Not under construction
58761 | White Camp Solar LLC | 58888 | White Camp Solar | IPP Non-CHP | TX | WCAMP | 100 | Solar Photovoltaic | SUN | PV | 12 | 2016 | (T) Regulatory approvals received. Not under construction
58794 | American Wind Energy Management Corp. | 58924 | Sugar Creek Wind One LLC | IPP Non-CHP | IL | SUG1 | 175 | Onshore Wind Turbine | WND | WT | 12 | 2016 | (T) Regulatory approvals received. Not under construction
58794 | American Wind Energy Management Corp. | 58925 | Sangamon Wind One LLC | IPP Non-CHP | IL | SAN1 | 30 | Onshore Wind Turbine | WND | WT | 12 | 2016 | (P) Planned for installation, but regulatory approvals not initiated
58794 | American Wind Energy Management Corp. | 58926 | Sangamon Wind Two LLC | IPP Non-CHP | IL | SAN2 | 100 | Onshore Wind Turbine | WND | WT | 12 | 2016 | (P) Planned for installation, but regulatory approvals not initiated
58796 | Trishe Wind Colorado | 58928 | Trishe Wind Colorado | IPP Non-CHP | CO | 1 | 30 | Onshore Wind Turbine | WND | WT | 12 | 2016 | (T) Regulatory approvals received. Not under construction
58840 | Copenhagen Wind Farm, LLC | 58979 | Copenhagen Wind Farm | IPP Non-CHP | NY | CPHGN | 79.9 | Onshore Wind Turbine | WND | WT | 12 | 2016 | (L) Regulatory approvals pending. Not under construction
59380 | Enel Green Power NA, Inc. | 59000 | Mustang Run Wind Project LLC | IPP Non-CHP | OK | MRWP | 136 | Onshore Wind Turbine | WND | WT | 12 | 2016 | (T) Regulatory approvals received. Not under construction
58850 | Mariah South LLC | 59007 | Mariah Renewable Energy Center Phase 2 | IPP Non-CHP | TX | MAR S | 99 | Onshore Wind Turbine | WND | WT | 12 | 2016 | (U) Under construction, less than or equal to 50 percent complete
58860 | Southbridge Recycling and Disposal Park, Inc | 59011 | Southbridge Landfill Gas-to-Energy | IPP Non-CHP | MA | CAT2 | 1.5 | Landfill Gas | LFG | IC | 12 | 2016 | (P) Planned for installation, but regulatory approvals not initiated
56215 | E ON Climate Renewables N America LLC | 59061 | Twin Forks Wind Farm LLC | IPP Non-CHP | IL | WT1 | 351 | Onshore Wind Turbine | WND | WT | 12 | 2016 | (L) Regulatory approvals pending. Not under construction
56215 | E ON Climate Renewables N America LLC | 59062 | Vici Wind Farm | IPP Non-CHP | OK | VICI | 104.4 | Onshore Wind Turbine | WND | WT | 12 | 2016 | (L) Regulatory approvals pending. Not under construction
56215 | E ON Climate Renewables N America LLC | 59063 | Stella Wind Farm | IPP Non-CHP | TX | WT1 | 200 | Onshore Wind Turbine | WND | WT | 12 | 2016 | (L) Regulatory approvals pending. Not under construction
56215 | E ON Climate Renewables N America LLC | 59064 | Stella Wind Farm II | IPP Non-CHP | TX | WT1 | 200 | Onshore Wind Turbine | WND | WT | 12 | 2016 | (L) Regulatory approvals pending. Not under construction
54906 | Tradewind Energy, Inc. | 59065 | Drift Sand Wind Project LLC | IPP Non-CHP | OK | WT1 | 109.8 | Onshore Wind Turbine | WND | WT | 12 | 2016 | (U) Under construction, less than or equal to 50 percent complete
56215 | E ON Climate Renewables N America LLC | 59066 | Magic Valley Wind Farm II | IPP Non-CHP | TX | MVII | 230 | Onshore Wind Turbine | WND | WT | 12 | 2016 | (L) Regulatory approvals pending. Not under construction
56215 | E ON Climate Renewables N America LLC | 59067 | Grandview Wind Farm III LLC | IPP Non-CHP | TX | GVIII | 188 | Onshore Wind Turbine | WND | WT | 12 | 2016 | (L) Regulatory approvals pending. Not under construction
56215 | E ON Climate Renewables N America LLC | 59068 | Colbec's Corner, LLC | IPP Non-CHP | TX | GVII | 200 | Onshore Wind Turbine | WND | WT | 12 | 2016 | (L) Regulatory approvals pending. Not under construction
58889 | Dominion Cove Point LNG, LP | 59073 | Cove Point LNG Terminal | Commercial Non-CHP | MD | 5STA | 40 | All Other | WH | CA | 12 | 2016 | (L) Regulatory approvals pending. Not under construction
58889 | Dominion Cove Point LNG, LP | 59073 | Cove Point LNG Terminal | Commercial Non-CHP | MD | 5STB | 40 | All Other | WH | CA | 12 | 2016 | (L) Regulatory approvals pending. Not under construction
58998 | Chapman Ranch Wind LLC | 59193 | Chapman Ranch Wind I | IPP Non-CHP | TX | CHA1 | 236 | Onshore Wind Turbine | WND | WT | 12 | 2016 | (P) Planned for installation, but regulatory approvals not initiated
57341 | Foster Wheeler Twin Cities | 59197 | Univ Minnesota CHP Plant | IPP CHP | MN | CTG-1 | 17 | Natural Gas Fired Combustion Turbine | NG | GT | 12 | 2016 | (L) Regulatory approvals pending. Not under construction
59056 | Tri Global Energy, LLC | 59243 | Changing Winds | IPP Non-CHP | TX | CHAN1 | 288 | Onshore Wind Turbine | WND | WT | 12 | 2016 | (U) Under construction, less than or equal to 50 percent complete
59056 | Tri Global Energy, LLC | 59244 | Fiber Winds | IPP Non-CHP | TX | FIBE1 | 80 | Onshore Wind Turbine | WND | WT | 12 | 2016 | (T) Regulatory approvals received. Not under construction
59056 | Tri Global Energy, LLC | 59245 | Fluvanna | IPP Non-CHP | TX | FLUV1 | 240 | Onshore Wind Turbine | WND | WT | 12 | 2016 | (U) Under construction, less than or equal to 50 percent complete
59056 | Tri Global Energy, LLC | 59246 | Goodnight | IPP Non-CHP | TX | GOOD1 | 240 | Onshore Wind Turbine | WND | WT | 12 | 2016 | (U) Under construction, less than or equal to 50 percent complete
59056 | Tri Global Energy, LLC | 59247 | Hale Community Wind Farm | IPP Non-CHP | TX | HALE2 | 240 | Onshore Wind Turbine | WND | WT | 12 | 2016 | (L) Regulatory approvals pending. Not under construction
59628 | Infigen Energy US Development LLC | 59250 | Rio Bravo Solar II LLC | IPP Non-CHP | CA | PV1 | 19.5 | Solar Photovoltaic | SUN | PV | 12 | 2016 | (L) Regulatory approvals pending. Not under construction
59628 | Infigen Energy US Development LLC | 59251 | Caprock Solar 1 LLC | IPP Non-CHP | NM | PV1 | 24.4 | Solar Photovoltaic | SUN | PV | 12 | 2016 | (L) Regulatory approvals pending. Not under construction
59628 | Infigen Energy US Development LLC | 59252 | Aragonne Solar LLC | IPP Non-CHP | NM | PV1 | 38.4 | Solar Photovoltaic | SUN | PV | 12 | 2016 | (L) Regulatory approvals pending. Not under construction
59080 | Soleil Energy Solutions, LLC | 59258 | Westside Solar Farm | IPP Non-CHP | NC | WEST1 | 4 | Solar Photovoltaic | SUN | PV | 12 | 2016 | (P) Planned for installation, but regulatory approvals not initiated
59193 | Basswood Energy, LLC | 59420 | Basswood Energy, LLC | IPP Non-CHP | PA | GEN1 | 4.2 | Natural Gas Internal Combustion Engine | NG | IC | 12 | 2016 | (P) Planned for installation, but regulatory approvals not initiated
59193 | Basswood Energy, LLC | 59420 | Basswood Energy, LLC | IPP Non-CHP | PA | GEN2 | 4.2 | Natural Gas Internal Combustion Engine | NG | IC | 12 | 2016 | (P) Planned for installation, but regulatory approvals not initiated
59193 | Basswood Energy, LLC | 59420 | Basswood Energy, LLC | IPP Non-CHP | PA | GEN3 | 4.2 | Natural Gas Internal Combustion Engine | NG | IC | 12 | 2016 | (P) Planned for installation, but regulatory approvals not initiated
59193 | Basswood Energy, LLC | 59420 | Basswood Energy, LLC | IPP Non-CHP | PA | GEN4 | 4.2 | Natural Gas Internal Combustion Engine | NG | IC | 12 | 2016 | (P) Planned for installation, but regulatory approvals not initiated
59193 | Basswood Energy, LLC | 59420 | Basswood Energy, LLC | IPP Non-CHP | PA | GEN5 | 4.2 | Natural Gas Internal Combustion Engine | NG | IC | 12 | 2016 | (P) Planned for installation, but regulatory approvals not initiated
59246 | Highwater Solar I | 59487 | Highwater Solar I | IPP Non-CHP | NC | HIGHW | 4.9 | Solar Photovoltaic | SUN | PV | 12 | 2016 | (V) Under construction, more than 50 percent complete
58970 | Ecoplexus, Inc | 59514 | Flat Meeks PV 1 | IPP Non-CHP | NC | FLAT1 | 3.4 | Solar Photovoltaic | SUN | PV | 12 | 2016 | (L) Regulatory approvals pending. Not under construction
58970 | Ecoplexus, Inc | 59515 | Benthall Bridge PV 1 | IPP Non-CHP | NC | BENT1 | 5 | Solar Photovoltaic | SUN | PV | 12 | 2016 | (L) Regulatory approvals pending. Not under construction
58970 | Ecoplexus, Inc | 59516 | American Legion PV 1 | IPP Non-CHP | NC | AMLEG | 20 | Solar Photovoltaic | SUN | PV | 12 | 2016 | (L) Regulatory approvals pending. Not under construction
58970 | Ecoplexus, Inc | 59517 | Baker PV 1 | IPP Non-CHP | NC | BAKE1 | 5 | Solar Photovoltaic | SUN | PV | 12 | 2016 | (L) Regulatory approvals pending. Not under construction
59272 | 41MB 8me, LLC | 59531 | Borden Solar Farm | IPP Non-CHP | CA | BRDN | 50 | Solar Photovoltaic | SUN | PV | 12 | 2016 | (T) Regulatory approvals received. Not under construction
59316 | Laurinburg Industrial Solar LLC | 59569 | Laurinburg Industrial Solar | IPP Non-CHP | SC | PV1 | 10 | Solar Photovoltaic | SUN | PV | 12 | 2016 | (L) Regulatory approvals pending. Not under construction
59317 | Toprak LLC | 59570 | Toprak | IPP Non-CHP | NC | PV1 | 20 | Solar Photovoltaic | SUN | PV | 12 | 2016 | (L) Regulatory approvals pending. Not under construction
59319 | Cotton Solar, LLC | 59572 | Cotton Solar | IPP Non-CHP | SC | PV1 | 16 | Solar Photovoltaic | SUN | PV | 12 | 2016 | (L) Regulatory approvals pending. Not under construction
59010 | Rhubarb One LLC | 59596 | Rhubarb One SC | IPP Non-CHP | SC | PV1 | 20 | Solar Photovoltaic | SUN | PV | 12 | 2016 | (L) Regulatory approvals pending. Not under construction
59380 | Enel Green Power NA, Inc. | 59684 | Lindahl Wind Project, LLC | IPP Non-CHP | ND | LWP01 | 150 | Onshore Wind Turbine | WND | WT | 12 | 2016 | (L) Regulatory approvals pending. Not under construction
58695 | Coronal Development Services | 59689 | Gulf Coast Solar Center I | IPP Non-CHP | FL | GCSC1 | 30 | Solar Photovoltaic | SUN | PV | 12 | 2016 | (L) Regulatory approvals pending. Not under construction
58695 | Coronal Development Services | 59690 | Gulf Coast Solar Center II | IPP Non-CHP | FL | GCSC2 | 40 | Solar Photovoltaic | SUN | PV | 12 | 2016 | (L) Regulatory approvals pending. Not under construction
58695 | Coronal Development Services | 59691 | Gulf Coast Solar Center III | IPP Non-CHP | FL | GCSC3 | 50 | Solar Photovoltaic | SUN | PV | 12 | 2016 | (L) Regulatory approvals pending. Not under construction
59469 | Mountain Home Solar, LLC | 59695 | Mountain Home Solar | IPP Non-CHP | ID | MHPV1 | 20 | Solar Photovoltaic | SUN | PV | 12 | 2016 | (L) Regulatory approvals pending. Not under construction
59470 | Pocatello Solar 1, LLC | 59696 | Pocatello Solar | IPP Non-CHP | ID | PAPV1 | 20 | Solar Photovoltaic | SUN | PV | 12 | 2016 | (L) Regulatory approvals pending. Not under construction
4180 | Connecticut Mun Elec Engy Coop | 59701 | Subase Microgrid Project | Electric Utility | CT | SMP1 | 2 | Petroleum Liquids | DFO | IC | 12 | 2016 | (U) Under construction, less than or equal to 50 percent complete
4180 | Connecticut Mun Elec Engy Coop | 59701 | Subase Microgrid Project | Electric Utility | CT | SMP2 | 2 | Petroleum Liquids | DFO | IC | 12 | 2016 | (U) Under construction, less than or equal to 50 percent complete
4180 | Connecticut Mun Elec Engy Coop | 59701 | Subase Microgrid Project | Electric Utility | CT | SMP3 | 2 | Petroleum Liquids | DFO | IC | 12 | 2016 | (U) Under construction, less than or equal to 50 percent complete
4180 | Connecticut Mun Elec Engy Coop | 59701 | Subase Microgrid Project | Electric Utility | CT | SMP4 | 2 | Petroleum Liquids | DFO | IC | 12 | 2016 | (U) Under construction, less than or equal to 50 percent complete
59482 | Ameresco Tempe | 59709 | St. Paul Intl Airport Red & Blue Parking | IPP Non-CHP | MN | PV1 | 2.3 | Solar Photovoltaic | SUN | PV | 12 | 2016 | (U) Under construction, less than or equal to 50 percent complete
58672 | Everpower Wind Holdings Inc | 59756 | Mud Springs Wind Project, LLC | IPP Non-CHP | MT | 1 | 80 | Onshore Wind Turbine | WND | WT | 12 | 2016 | (L) Regulatory approvals pending. Not under construction
58672 | Everpower Wind Holdings Inc | 59757 | Pryor Caves Wind Project, LLC | IPP Non-CHP | MT | 1 | 80 | Onshore Wind Turbine | WND | WT | 12 | 2016 | (L) Regulatory approvals pending. Not under construction
58672 | Everpower Wind Holdings Inc | 59758 | Horse Thief Wind Project, LLC | IPP Non-CHP | MT | 1 | 80 | Onshore Wind Turbine | WND | WT | 12 | 2016 | (L) Regulatory approvals pending. Not under construction
58661 | Sustainable Power Group, LLC | 59778 | Eden Solar LLC | IPP Non-CHP | NC | EDENS | 47.7 | Solar Photovoltaic | SUN | PV | 12 | 2016 | (V) Under construction, more than 50 percent complete
55983 | Luminant Generation Company LLC | 59806 | Horseshoe Bend | IPP Non-CHP | TX | SOLAR | 140 | Solar Photovoltaic | SUN | PV | 12 | 2016 | (U) Under construction, less than or equal to 50 percent complete
56615 | First Solar Project Development | 59826 | Sunshine Valley Solar | IPP Non-CHP | NV | GEN01 | 100 | Solar Photovoltaic | SUN | PV | 12 | 2016 | (L) Regulatory approvals pending. Not under construction
56615 | First Solar Project Development | 59827 | Playa Solar | IPP Non-CHP | NV | GEN01 | 200 | Solar Photovoltaic | SUN | PV | 12 | 2016 | (L) Regulatory approvals pending. Not under construction
59464 | Current Energy Group | 59829 | Hickory | IPP Non-CHP | NC | 5515 | 5 | Solar Photovoltaic | SUN | PV | 12 | 2016 | (T) Regulatory approvals received. Not under construction
59628 | Infigen Energy US Development LLC | 59846 | Caprock Solar 2 LLC | IPP Non-CHP | NM | PV1 | 30 | Solar Photovoltaic | SUN | PV | 12 | 2016 | (L) Regulatory approvals pending. Not under construction
59633 | Great Bay Solar I LLC | 59851 | Great Bay Solar 1 | IPP Non-CHP | MD | GBS01 | 57 | Solar Photovoltaic | SUN | PV | 12 | 2016 | (P) Planned for installation, but regulatory approvals not initiated
7140 | Georgia Power Co | 59863 | Fort Gordon Solar Facility | Electric Utility | GA | 1 | 30 | Solar Photovoltaic | SUN | PV | 12 | 2016 | (T) Regulatory approvals received. Not under construction
7140 | Georgia Power Co | 59864 | King's Bay Solar Facility | Electric Utility | GA | 1 | 30 | Solar Photovoltaic | SUN | PV | 12 | 2016 | (T) Regulatory approvals received. Not under construction
7140 | Georgia Power Co | 59865 | Fort Stewart Solar Facility | Electric Utility | GA | 1 | 30 | Solar Photovoltaic | SUN | PV | 12 | 2016 | (T) Regulatory approvals received. Not under construction
56615 | First Solar Project Development | 59869 | Aiya Solar Project | IPP Non-CHP | NV | GEN01 | 100 | Solar Photovoltaic | SUN | PV | 12 | 2016 | (L) Regulatory approvals pending. Not under construction
56622 | NextEra Energy Resources | 59875 | Marshall Solar Energy Project | IPP Non-CHP | MN | PV1 | 62.3 | Solar Photovoltaic | SUN | PV | 12 | 2016 | (L) Regulatory approvals pending. Not under construction
7140 | Georgia Power Co | 59876 | Marine Corps Logistics Base Solar Facility | Electric Utility | GA | 1 | 46 | Solar Photovoltaic | SUN | PV | 12 | 2016 | (L) Regulatory approvals pending. Not under construction
56615 | First Solar Project Development | 59878 | Windhub Solar A LLC | IPP Non-CHP | CA | GEN01 | 20 | Solar Photovoltaic | SUN | PV | 12 | 2016 | (L) Regulatory approvals pending. Not under construction
56615 | First Solar Project Development | 59879 | North Rosamond Solar LLC | IPP Non-CHP | CA | GEN01 | 150 | Solar Photovoltaic | SUN | PV | 12 | 2016 | (L) Regulatory approvals pending. Not under construction
59365 | Capital Power Corporation | 59888 | CP Bloom Wind LLC | IPP Non-CHP | KS | GEN | 180 | Onshore Wind Turbine | WND | WT | 12 | 2016 | (L) Regulatory approvals pending. Not under construction
17650 | Southern Power Co | 59896 | Butler Solar Project 103 | IPP Non-CHP | GA | 1 | 103 | Solar Photovoltaic | SUN | PV | 12 | 2016 | (T) Regulatory approvals received. Not under construction
17650 | Southern Power Co | 59897 | Taylor County Solar | IPP Non-CHP | GA | 1 | 148 | Solar Photovoltaic | SUN | PV | 12 | 2016 | (T) Regulatory approvals received. Not under construction
59678 | KDC Solar PR1, LLC | 59910 | KDC Solar PR1, LLC | IPP Non-CHP | NJ | SF | 22 | Solar Photovoltaic | SUN | PV | 12 | 2016 | (P) Planned for installation, but regulatory approvals not initiated
59696 | Soluga Farms IV | 59934 | Soluga Farms IV | IPP Non-CHP | NC | SFIV | 4.9 | Solar Photovoltaic | SUN | PV | 12 | 2016 | (P) Planned for installation, but regulatory approvals not initiated
58477 | O2energies, Inc. | 59951 | Five Forks Solar | IPP Non-CHP | NC | 5FRK | 20 | Solar Photovoltaic | SUN | PV | 12 | 2016 | (P) Planned for installation, but regulatory approvals not initiated
58661 | Sustainable Power Group, LLC | 59962 | North Lancaster Ranch | IPP Non-CHP | CA | NLR | 20 | Solar Photovoltaic | SUN | PV | 12 | 2016 | (L) Regulatory approvals pending. Not under construction
58661 | Sustainable Power Group, LLC | 59963 | Central Antelope Dry Ranch C | IPP Non-CHP | CA | CADRC | 20 | Solar Photovoltaic | SUN | PV | 12 | 2016 | (L) Regulatory approvals pending. Not under construction
56615 | First Solar Project Development | 59969 | Windhub Solar B, LLC | IPP Non-CHP | CA | GEN01 | 20 | Solar Photovoltaic | SUN | PV | 12 | 2016 | (L) Regulatory approvals pending. Not under construction
59725 | Ariel Solar, LLC | 59970 | Bloomsbury Solar, LLC | IPP Non-CHP | NC | BLOOM | 5 | Solar Photovoltaic | SUN | PV | 12 | 2016 | (P) Planned for installation, but regulatory approvals not initiated
9267 | Hoosier Energy R E C, Inc | 59985 | Ellettsville Solar RES | Electric Utility | IN | PV1 | 1.1 | Solar Photovoltaic | SUN | PV | 12 | 2016 | (P) Planned for installation, but regulatory approvals not initiated
9267 | Hoosier Energy R E C, Inc | 59986 | Henryville Solar RES | Electric Utility | IN | PV1 | 1.1 | Solar Photovoltaic | SUN | PV | 12 | 2016 | (T) Regulatory approvals received. Not under construction
9267 | Hoosier Energy R E C, Inc | 59987 | Spring Mill Solar RES | Electric Utility | IN | PV1 | 1.1 | Solar Photovoltaic | SUN | PV | 12 | 2016 | (P) Planned for installation, but regulatory approvals not initiated
9267 | Hoosier Energy R E C, Inc | 59988 | Decatur Co. Solar RES (IN) | Electric Utility | IN | PV1 | 1.1 | Solar Photovoltaic | SUN | PV | 12 | 2016 | (P) Planned for installation, but regulatory approvals not initiated
9267 | Hoosier Energy R E C, Inc | 59989 | Jackson Co. Solar RES | Electric Utility | IN | PV1 | 1.1 | Solar Photovoltaic | SUN | PV | 12 | 2016 | (P) Planned for installation, but regulatory approvals not initiated
9267 | Hoosier Energy R E C, Inc | 59990 | Johnson Co. Solar RES | Electric Utility | IN | PV1 | 1.1 | Solar Photovoltaic | SUN | PV | 12 | 2016 | (P) Planned for installation, but regulatory approvals not initiated
58970 | Ecoplexus, Inc | 59996 | Boykin PV1 | IPP Non-CHP | NC | BOYK1 | 17 | Solar Photovoltaic | SUN | PV | 12 | 2016 | (P) Planned for installation, but regulatory approvals not initiated
58970 | Ecoplexus, Inc | 59997 | High Shoals PV1 | IPP Non-CHP | NC | HISHO | 16 | Solar Photovoltaic | SUN | PV | 12 | 2016 | (P) Planned for installation, but regulatory approvals not initiated
58970 | Ecoplexus, Inc | 59998 | Round Hill PV1 | IPP Non-CHP | NC | RNDHL | 5 | Solar Photovoltaic | SUN | PV | 12 | 2016 | (P) Planned for installation, but regulatory approvals not initiated
58970 | Ecoplexus, Inc | 60002 | E Nash PV1 | IPP Non-CHP | NC | NASH1 | 20 | Solar Photovoltaic | SUN | PV | 12 | 2016 | (P) Planned for installation, but regulatory approvals not initiated
58970 | Ecoplexus, Inc | 60003 | Willoughby PV1 | IPP Non-CHP | NC | WILL1 | 20 | Solar Photovoltaic | SUN | PV | 12 | 2016 | (P) Planned for installation, but regulatory approvals not initiated
18454 | Tampa Electric Co | 7242 | Polk | Electric Utility | FL | 2CC | 459 | Natural Gas Fired Combined Cycle | NG | CC | 1 | 2017 | (U) Under construction, less than or equal to 50 percent complete
20159 | Washington Parish Engy Ctr LLC | 55486 | Washington Parish Energy Center | IPP Non-CHP | LA | CTG1 | 172 | Natural Gas Fired Combined Cycle | NG | CT | 1 | 2017 | (V) Under construction, more than 50 percent complete
20159 | Washington Parish Engy Ctr LLC | 55486 | Washington Parish Energy Center | IPP Non-CHP | LA | CTG2 | 172 | Natural Gas Fired Combined Cycle | NG | CT | 1 | 2017 | (V) Under construction, more than 50 percent complete
20159 | Washington Parish Engy Ctr LLC | 55486 | Washington Parish Energy Center | IPP Non-CHP | LA | ST1 | 215 | Natural Gas Fired Combined Cycle | NG | CA | 1 | 2017 | (V) Under construction, more than 50 percent complete
2087 | Bowie Power Station LLC | 55780 | Bowie Power Station LLC | IPP CHP | AZ | CT1 | 172 | Natural Gas Fired Combined Cycle | NG | CT | 1 | 2017 | (L) Regulatory approvals pending. Not under construction
2087 | Bowie Power Station LLC | 55780 | Bowie Power Station LLC | IPP CHP | AZ | CT2 | 172 | Natural Gas Fired Combined Cycle | NG | CT | 1 | 2017 | (L) Regulatory approvals pending. Not under construction
39347 | East Texas Electric Coop, Inc | 58645 | RC Thomas Hydroelectric Project | Electric Utility | TX | RCT1 | 8.7 | Conventional Hydroelectric | WAT | HY | 1 | 2017 | (T) Regulatory approvals received. Not under construction
39347 | East Texas Electric Coop, Inc | 58645 | RC Thomas Hydroelectric Project | Electric Utility | TX | RCT2 | 8.7 | Conventional Hydroelectric | WAT | HY | 1 | 2017 | (T) Regulatory approvals received. Not under construction
39347 | East Texas Electric Coop, Inc | 58645 | RC Thomas Hydroelectric Project | Electric Utility | TX | RCT3 | 8.7 | Conventional Hydroelectric | WAT | HY | 1 | 2017 | (T) Regulatory approvals received. Not under construction
59306 | Keen Farm, LLC | 59565 | Keen Farm | IPP Non-CHP | NC | PV1 | 5 | Solar Photovoltaic | SUN | PV | 1 | 2017 | (P) Planned for installation, but regulatory approvals not initiated
59308 | Bearford Farm, LLC | 59567 | Bearford Farm Solar Project | IPP Non-CHP | NC | PV1 | 5 | Solar Photovoltaic | SUN | PV | 1 | 2017 | (P) Planned for installation, but regulatory approvals not initiated
59320 | Manway Solar, LLC | 59575 | Manway Solar Farm | IPP Non-CHP | NC | PV1 | 5 | Solar Photovoltaic | SUN | PV | 1 | 2017 | (L) Regulatory approvals pending. Not under construction
59323 | Monroe Moore Farm, LLC | 59578 | Monroe Moore Farm | IPP Non-CHP | NC | PV1 | 5 | Solar Photovoltaic | SUN | PV | 1 | 2017 | (L) Regulatory approvals pending. Not under construction
59328 | Tart Farm, LLC | 59583 | Tart Farm | IPP Non-CHP | NC | PV1 | 5 | Solar Photovoltaic | SUN | PV | 1 | 2017 | (L) Regulatory approvals pending. Not under construction
59329 | Wellons Farm, LLC | 59584 | Wellons Farm | IPP Non-CHP | NC | PV1 | 5 | Solar Photovoltaic | SUN | PV | 1 | 2017 | (L) Regulatory approvals pending. Not under construction
59331 | Woodland Church Farm, LLC | 59586 | Woodland Church Farm | IPP Non-CHP | NC | PV1 | 5 | Solar Photovoltaic | SUN | PV | 1 | 2017 | (L) Regulatory approvals pending. Not under construction
59333 | Pit 64 Farm, LLC | 59588 | Pit 64 | IPP Non-CHP | NC | PV1 | 5 | Solar Photovoltaic | SUN | PV | 1 | 2017 | (T) Regulatory approvals received. Not under construction
59335 | Sandy Ridge Solar Farm, LLC | 59590 | Sandy Ridge Solar Farm | IPP Non-CHP | NC | PV1 | 5 | Solar Photovoltaic | SUN | PV | 1 | 2017 | (L) Regulatory approvals pending. Not under construction
59337 | Sedberry Farm, LLC | 59592 | Sedberry Farm | IPP Non-CHP | NC | PV1 | 5 | Solar Photovoltaic | SUN | PV | 1 | 2017 | (L) Regulatory approvals pending. Not under construction
59338 | Spring Valley Farm 2, LLC | 59593 | Spring Valley Farm 2, LLC | IPP Non-CHP | NC | PV1 | 5 | Solar Photovoltaic | SUN | PV | 1 | 2017 | (L) Regulatory approvals pending. Not under construction
59339 | Spring Valley Farm, LLC | 59594 | Spring Valley Farm | IPP Non-CHP | NC | PV1 | 5 | Solar Photovoltaic | SUN | PV | 1 | 2017 | (L) Regulatory approvals pending. Not under construction
3892 | City of Coffeyville - (KS) | 59726 | CML&P Generating Facility No. 2 | Electric Utility | KS | 10 | 18.7 | Natural Gas Internal Combustion Engine | NG | IC | 1 | 2017 | (L) Regulatory approvals pending. Not under construction
3892 | City of Coffeyville - (KS) | 59726 | CML&P Generating Facility No. 2 | Electric Utility | KS | 8 | 18.7 | Natural Gas Internal Combustion Engine | NG | IC | 1 | 2017 | (L) Regulatory approvals pending. Not under construction
3892 | City of Coffeyville - (KS) | 59726 | CML&P Generating Facility No. 2 | Electric Utility | KS | 9 | 18.7 | Natural Gas Internal Combustion Engine | NG | IC | 1 | 2017 | (L) Regulatory approvals pending. Not under construction
56031 | CPV Maryland LLC | 56846 | CPV St Charles Energy Center | IPP Non-CHP | MD | GTG1 | 205 | Natural Gas Fired Combined Cycle | NG | CT | 2 | 2017 | (L) Regulatory approvals pending. Not under construction
56031 | CPV Maryland LLC | 56846 | CPV St Charles Energy Center | IPP Non-CHP | MD | GTG2 | 205 | Natural Gas Fired Combined Cycle | NG | CT | 2 | 2017 | (L) Regulatory approvals pending. Not under construction
56031 | CPV Maryland LLC | 56846 | CPV St Charles Energy Center | IPP Non-CHP | MD | STGEN | 316 | Natural Gas Fired Combined Cycle | NG | CA | 2 | 2017 | (L) Regulatory approvals pending. Not under construction
49805 | Kennecott Utah Copper | 56163 | Kennecott Power Plant | Industrial CHP | UT | 5CTG | 176.9 | Natural Gas Fired Combined Cycle | NG | CT | 3 | 2017 | (U) Under construction, less than or equal to 50 percent complete
56789 | TBE Montgomery LLC | 57472 | TBE-Montgomery LLC | IPP Non-CHP | NY | CTG | 11.6 | Other Waste Biomass | OBG | CT | 3 | 2017 | (U) Under construction, less than or equal to 50 percent complete
56789 | TBE Montgomery LLC | 57472 | TBE-Montgomery LLC | IPP Non-CHP | NY | STG | 7.4 | Other Waste Biomass | OBG | CA | 3 | 2017 | (U) Under construction, less than or equal to 50 percent complete
58684 | Hop Bottom Energy LLC | 58800 | Hop Bottom | IPP Non-CHP | PA | GEN1 | 4.2 | Natural Gas Internal Combustion Engine | NG | IC | 3 | 2017 | (T) Regulatory approvals received. Not under construction
58684 | Hop Bottom Energy LLC | 58800 | Hop Bottom | IPP Non-CHP | PA | GEN2 | 4.2 | Natural Gas Internal Combustion Engine | NG | IC | 3 | 2017 | (T) Regulatory approvals received. Not under construction
58684 | Hop Bottom Energy LLC | 58800 | Hop Bottom | IPP Non-CHP | PA | GEN3 | 4.2 | Natural Gas Internal Combustion Engine | NG | IC | 3 | 2017 | (T) Regulatory approvals received. Not under construction
58684 | Hop Bottom Energy LLC | 58800 | Hop Bottom | IPP Non-CHP | PA | GEN4 | 4.2 | Natural Gas Internal Combustion Engine | NG | IC | 3 | 2017 | (T) Regulatory approvals received. Not under construction
58684 | Hop Bottom Energy LLC | 58800 | Hop Bottom | IPP Non-CHP | PA | GEN5 | 4.2 | Natural Gas Internal Combustion Engine | NG | IC | 3 | 2017 | (T) Regulatory approvals received. Not under construction
58889 | Dominion Cove Point LNG, LP | 59073 | Cove Point LNG Terminal | Commercial Non-CHP | MD | 5501 | 3 | Hydrokinetic | WAT | HA | 3 | 2017 | (L) Regulatory approvals pending. Not under construction
58889 | Dominion Cove Point LNG, LP | 59073 | Cove Point LNG Terminal | Commercial Non-CHP | MD | 5502 | 1.3 | Hydrokinetic | WAT | HA | 3 | 2017 | (L) Regulatory approvals pending. Not under construction
58889 | Dominion Cove Point LNG, LP | 59073 | Cove Point LNG Terminal | Commercial Non-CHP | MD | 5511 | 1.7 | Hydrokinetic | WAT | HA | 3 | 2017 | (L) Regulatory approvals pending. Not under construction
7490 | Grand River Dam Authority | 165 | GREC | Electric Utility | OK | 3CT | 324.6 | Natural Gas Fired Combined Cycle | NG | CT | 4 | 2017 | (T) Regulatory approvals received. Not under construction
7490 | Grand River Dam Authority | 165 | GREC | Electric Utility | OK | 3ST | 191.8 | Natural Gas Fired Combined Cycle | NG | CA | 4 | 2017 | (T) Regulatory approvals received. Not under construction
9273 | Indianapolis Power & Light Co | 991 | Eagle Valley (IN) | Electric Utility | IN | GT1 | 207 | Natural Gas Fired Combined Cycle | NG | CT | 4 | 2017 | (L) Regulatory approvals pending. Not under construction
9273 | Indianapolis Power & Light Co | 991 | Eagle Valley (IN) | Electric Utility | IN | GT2 | 207 | Natural Gas Fired Combined Cycle | NG | CT | 4 | 2017 | (L) Regulatory approvals pending. Not under construction
9273 | Indianapolis Power & Light Co | 991 | Eagle Valley (IN) | Electric Utility | IN | STG1 | 230 | Natural Gas Fired Combined Cycle | NG | CA | 4 | 2017 | (L) Regulatory approvals pending. Not under construction
7189 | Gila Bend Power Partners LLC | 55507 | Gila Bend Power Generation Station | IPP Non-CHP | AZ | 2 | 156 | Natural Gas Fired Combined Cycle | NG | CT | 4 | 2017 | (P) Planned for installation, but regulatory approvals not initiated
7189 | Gila Bend Power Partners LLC | 55507 | Gila Bend Power Generation Station | IPP Non-CHP | AZ | 3 | 156 | Natural Gas Fired Combined Cycle | NG | CT | 4 | 2017 | (P) Planned for installation, but regulatory approvals not initiated
7189 | Gila Bend Power Partners LLC | 55507 | Gila Bend Power Generation Station | IPP Non-CHP | AZ | 4 | 390 | Natural Gas Fired Combined Cycle | NG | CA | 4 | 2017 | (P) Planned for installation, but regulatory approvals not initiated
9417 | Interstate Power and Light Co | 58236 | Marshalltown Generating Station | Electric Utility | IA | CTG1 | 209 | Natural Gas Fired Combined Cycle | NG | CT | 4 | 2017 | (U) Under construction, less than or equal to 50 percent complete
9417 | Interstate Power and Light Co | 58236 | Marshalltown Generating Station | Electric Utility | IA | CTG2 | 209 | Natural Gas Fired Combined Cycle | NG | CT | 4 | 2017 | (U) Under construction, less than or equal to 50 percent complete
9417 | Interstate Power and Light Co | 58236 | Marshalltown Generating Station | Electric Utility | IA | STG1 | 238.8 | Natural Gas Fired Combined Cycle | NG | CA | 4 | 2017 | (U) Under construction, less than or equal to 50 percent complete
58848 | Green Energy Partners LLC | 59004 | Stonewall | IPP Non-CHP | VA | GEN1 | 230 | Natural Gas Fired Combined Cycle | NG | CT | 4 | 2017 | (T) Regulatory approvals received. Not under construction
58848 | Green Energy Partners LLC | 59004 | Stonewall | IPP Non-CHP | VA | GEN3 | 314 | Natural Gas Fired Combined Cycle | NG | CA | 4 | 2017 | (T) Regulatory approvals received. Not under construction
5701 | El Paso Electric Co | 58562 | Montana Power Station | Electric Utility | TX | GT-4 | 100 | Natural Gas Fired Combustion Turbine | NG | GT | 5 | 2017 | (L) Regulatory approvals pending. Not under construction
58597 | Enivromission, Inc | 58652 | La Paz Solar Tower | IPP Non-CHP | AZ | 1 | 200 | Solar Thermal without Energy Storage | SUN | OT | 5 | 2017 | (P) Planned for installation, but regulatory approvals not initiated
58783 | Marseilles Land and Water Company | 58903 | Marseilles Lock and Dam Hydro | IPP Non-CHP | IL | UNIT1 | 2.6 | Conventional Hydroelectric | WAT | HY | 5 | 2017 | (L) Regulatory approvals pending. Not under construction
58783 | Marseilles Land and Water Company | 58903 | Marseilles Lock and Dam Hydro | IPP Non-CHP | IL | UNIT2 | 2.6 | Conventional Hydroelectric | WAT | HY | 5 | 2017 | (L) Regulatory approvals pending. Not under construction
58783 | Marseilles Land and Water Company | 58903 | Marseilles Lock and Dam Hydro | IPP Non-CHP | IL | UNIT3 | 2.6 | Conventional Hydroelectric | WAT | HY | 5 | 2017 | (L) Regulatory approvals pending. Not under construction
58783 | Marseilles Land and Water Company | 58903 | Marseilles Lock and Dam Hydro | IPP Non-CHP | IL | UNIT4 | 2.6 | Conventional Hydroelectric | WAT | HY | 5 | 2017 | (L) Regulatory approvals pending. Not under construction
58848 | Green Energy Partners LLC | 59004 | Stonewall | IPP Non-CHP | VA | GEN2 | 230 | Natural Gas Fired Combined Cycle | NG | CT | 5 | 2017 | (T) Regulatory approvals received. Not under construction
40229 | Old Dominion Electric Coop | 59220 | Wildcat Point Generation Facility | Electric Utility | MD | CT1 | 310.3 | Natural Gas Fired Combined Cycle | NG | CT | 5 | 2017 | (L) Regulatory approvals pending. Not under construction
40229 | Old Dominion Electric Coop | 59220 | Wildcat Point Generation Facility | Electric Utility | MD | CT2 | 310.3 | Natural Gas Fired Combined Cycle | NG | CT | 5 | 2017 | (L) Regulatory approvals pending. Not under construction
40229 | Old Dominion Electric Coop | 59220 | Wildcat Point Generation Facility | Electric Utility | MD | ST1 | 493 | Natural Gas Fired Combined Cycle | NG | CA | 5 | 2017 | (L) Regulatory approvals pending. Not under construction
59101 | NTE Texas, LLC | 59298 | Pecan Creek Energy Center | IPP Non-CHP | TX | PCEC1 | 230 | Natural Gas Fired Combustion Turbine | NG | GT | 5 | 2017 | (P) Planned for installation, but regulatory approvals not initiated
59111 | Crawford Renewable Energy, LLC | 59307 | Crawford Renewable Energy - Meadville Power Station | IPP Non-CHP | PA | MPS | 93.5 | All Other | TDF | ST | 5 | 2017 | (U) Under construction, less than or equal to 50 percent complete
59336 | Schell Solar Farm, LLC | 59591 | Schell Solar Farm | IPP Non-CHP | NC | PV1 | 5 | Solar Photovoltaic | SUN | PV | 5 | 2017 | (T) Regulatory approvals received. Not under construction
6035 | Exelon Power | 59812 | Wolf Hollow II | IPP Non-CHP | TX | CGT4 | 318.5 | Natural Gas Fired Combined Cycle | NG | CT | 5 | 2017 | (T) Regulatory approvals received. Not under construction
6035 | Exelon Power | 59812 | Wolf Hollow II | IPP Non-CHP | TX | CGT5 | 318.5 | Natural Gas Fired Combined Cycle | NG | CT | 5 | 2017 | (T) Regulatory approvals received. Not under construction
6035 | Exelon Power | 59812 | Wolf Hollow II | IPP Non-CHP | TX | STG6 | 485.2 | Natural Gas Fired Combined Cycle | NG | CA | 5 | 2017 | (T) Regulatory approvals received. Not under construction
57501 | NAES Salem Harbor | 1626 | Salem Harbor | IPP Non-CHP | MA | 5 | 340 | Natural Gas Fired Combined Cycle | NG | CC | 6 | 2017 | (U) Under construction, less than or equal to 50 percent complete
57501 | NAES Salem Harbor | 1626 | Salem Harbor | IPP Non-CHP | MA | 6 | 340 | Natural Gas Fired Combined Cycle | NG | CC | 6 | 2017 | (U) Under construction, less than or equal to 50 percent complete
14624 | PUD No 2 of Grant County | 3888 | Wanapum | Electric Utility | WA | 4A | 122 | Conventional Hydroelectric | WAT | HY | 6 | 2017 | (P) Planned for installation, but regulatory approvals not initiated
56608 | Calpine Mid-Merit LLC | 55524 | York Energy Center | IPP Non-CHP | PA | CTG5 | 230 | Natural Gas Fired Combined Cycle | NG | CT | 6 | 2017 | (L) Regulatory approvals pending. Not under construction
56608 | Calpine Mid-Merit LLC | 55524 | York Energy Center | IPP Non-CHP | PA | CTG6 | 230 | Natural Gas Fired Combined Cycle | NG | CT | 6 | 2017 | (L) Regulatory approvals pending. Not under construction
56608 | Calpine Mid-Merit LLC | 55524 | York Energy Center | IPP Non-CHP | PA | STG2 | 414 | Natural Gas Fired Combined Cycle | NG | CA | 6 | 2017 | (L) Regulatory approvals pending. Not under construction
56771 | Black Hills Service Company LLC | 56998 | Pueblo Airport Generating Station | IPP Non-CHP | CO | CT08 | 37 | Natural Gas Fired Combustion Turbine | NG | GT | 6 | 2017 | (T) Regulatory approvals received. Not under construction
56640 | Rice Solar Energy LLC | 57276 | Rice Solar Energy | Commercial Non-CHP | CA | RSE1 | 150 | Solar Thermal with Energy Storage | SUN | CP | 6 | 2017 | (L) Regulatory approvals pending. Not under construction
58960 | Timberline Energy LLC | 59143 | Front Range Project | IPP Non-CHP | CO | FR-2 | 1.5 | Landfill Gas | LFG | IC | 6 | 2017 | (P) Planned for installation, but regulatory approvals not initiated
58959 | Freeport LNG Development L.P | 59145 | Freeport LP Pretreatment Facility | Industrial Non-CHP | TX | 65GTG | 77.5 | Natural Gas Fired Combustion Turbine | NG | GT | 6 | 2017 | (L) Regulatory approvals pending. Not under construction
59357 | Navasota Energy Generation Holdings | 59615 | Clear Springs Energy Center | IPP Non-CHP | TX | CTG-1 | 178 | Natural Gas Fired Combustion Turbine | NG | GT | 6 | 2017 | (P) Planned for installation, but regulatory approvals not initiated
59357 | Navasota Energy Generation Holdings | 59615 | Clear Springs Energy Center | IPP Non-CHP | TX | CTG-2 | 177 | Natural Gas Fired Combustion Turbine | NG | GT | 6 | 2017 | (P) Planned for installation, but regulatory approvals not initiated
59357 | Navasota Energy Generation Holdings | 59615 | Clear Springs Energy Center | IPP Non-CHP | TX | CTG-3 | 177 | Natural Gas Fired Combustion Turbine | NG | GT | 6 | 2017 | (P) Planned for installation, but regulatory approvals not initiated
59357 | Navasota Energy Generation Holdings | 59616 | Union Valley Energy Center | IPP Non-CHP | TX | CTG-1 | 178 | Natural Gas Fired Combustion Turbine | NG | GT | 6 | 2017 | (P) Planned for installation, but regulatory approvals not initiated
59357 | Navasota Energy Generation Holdings | 59616 | Union Valley Energy Center | IPP Non-CHP | TX | CTG-2 | 178 | Natural Gas Fired Combustion Turbine | NG | GT | 6 | 2017 | (P) Planned for installation, but regulatory approvals not initiated
59357 | Navasota Energy Generation Holdings | 59616 | Union Valley Energy Center | IPP Non-CHP | TX | CTG-3 | 178 | Natural Gas Fired Combustion Turbine | NG | GT | 6 | 2017 | (P) Planned for installation, but regulatory approvals not initiated
59357 | Navasota Energy Generation Holdings | 59617 | Van Alstyne Energy Center | IPP Non-CHP | TX | CTG-1 | 177 | Natural Gas Fired Combustion Turbine | NG | GT | 6 | 2017 | (P) Planned for installation, but regulatory approvals not initiated
59357 | Navasota Energy Generation Holdings | 59617 | Van Alstyne Energy Center | IPP Non-CHP | TX | CTG-2 | 177 | Natural Gas Fired Combustion Turbine | NG | GT | 6 | 2017 | (P) Planned for installation, but regulatory approvals not initiated
59357 | Navasota Energy Generation Holdings | 59617 | Van Alstyne Energy Center | IPP Non-CHP | TX | CTG-3 | 177 | Natural Gas Fired Combustion Turbine | NG | GT | 6 | 2017 | (P) Planned for installation, but regulatory approvals not initiated
59534 | Oregon Clean Energy Center | 59764 | Oregon Clean Energy Center | IPP Non-CHP | OH | CTG11 | 256.5 | Natural Gas Fired Combined Cycle | NG | CT | 6 | 2017 | (U) Under construction, less than or equal to 50 percent complete
59534 | Oregon Clean Energy Center | 59764 | Oregon Clean Energy Center | IPP Non-CHP | OH | CTG12 | 256.5 | Natural Gas Fired Combined Cycle | NG | CT | 6 | 2017 | (U) Under construction, less than or equal to 50 percent complete
59534 | Oregon Clean Energy Center | 59764 | Oregon Clean Energy Center | IPP Non-CHP | OH | STG10 | 334.6 | Natural Gas Fired Combined Cycle | NG | CA | 6 | 2017 | (U) Under construction, less than or equal to 50 percent complete
9267 | Hoosier Energy R E C, Inc | 59791 | Cabin Creek Renewable Energy Station | Electric Utility | IN | 1 | 1.9 | Landfill Gas | LFG | IC | 6 | 2017 | (P) Planned for installation, but regulatory approvals not initiated
9267 | Hoosier Energy R E C, Inc | 59791 | Cabin Creek Renewable Energy Station | Electric Utility | IN | 2 | 1.9 | Landfill Gas | LFG | IC | 6 | 2017 | (P) Planned for installation, but regulatory approvals not initiated
58758 | CPV Smyth Generation Company LLC | 58878 | CPV Smyth Generation Company LLC | IPP Non-CHP | VA | 1 | 653 | Natural Gas Fired Combined Cycle | NG | CC | 7 | 2017 | (P) Planned for installation, but regulatory approvals not initiated
59362 | Jericho Rise Wind Farm LLC | 59629 | Jericho Rise Wind Farm LLC | IPP Non-CHP | NY | GEN1 | 77.7 | Onshore Wind Turbine | WND | WT | 7 | 2017 | (P) Planned for installation, but regulatory approvals not initiated
58588 | National Solar Power Partners LLC | 58637 | Hardee County Solar Farms 1 LLC | IPP Non-CHP | FL | HCSF1 | 20 | Solar Photovoltaic | SUN | PV | 9 | 2017 | (P) Planned for installation, but regulatory approvals not initiated
58804 | Lake Erie Energy Development Corp | 58941 | Icebreaker Offshore Wind Farm | IPP Non-CHP | OH | WTG1 | 3 | Onshore Wind Turbine | WND | WT | 9 | 2017 | (L) Regulatory approvals pending. Not under construction
58804 | Lake Erie Energy Development Corp | 58941 | Icebreaker Offshore Wind Farm | IPP Non-CHP | OH | WTG2 | 3 | Onshore Wind Turbine | WND | WT | 9 | 2017 | (L) Regulatory approvals pending. Not under construction
58804 | Lake Erie Energy Development Corp | 58941 | Icebreaker Offshore Wind Farm | IPP Non-CHP | OH | WTG3 | 3 | Onshore Wind Turbine | WND | WT | 9 | 2017 | (L) Regulatory approvals pending. Not under construction
58804 | Lake Erie Energy Development Corp | 58941 | Icebreaker Offshore Wind Farm | IPP Non-CHP | OH | WTG4 | 3 | Onshore Wind Turbine | WND | WT | 9 | 2017 | (L) Regulatory approvals pending. Not under construction
58804 | Lake Erie Energy Development Corp | 58941 | Icebreaker Offshore Wind Farm | IPP Non-CHP | OH | WTG5 | 3 | Onshore Wind Turbine | WND | WT | 9 | 2017 | (L) Regulatory approvals pending. Not under construction
58804 | Lake Erie Energy Development Corp | 58941 | Icebreaker Offshore Wind Farm | IPP Non-CHP | OH | WTG6 | 3 | Onshore Wind Turbine | WND | WT | 9 | 2017 | (L) Regulatory approvals pending. Not under construction
59137 | Palmer Renewable Energy | 59336 | Palmer Renewable Energy | IPP Non-CHP | MA | PRE | 42 | Wood/Wood Waste Biomass | WDS | ST | 9 | 2017 | (T) Regulatory approvals received. Not under construction
19876 | Virginia Electric & Power Co | 59693 | VA Offshore Wind Project (VOWTAP) | Electric Utility | VA | OSW1 | 12 | Offshore Wind Turbine | WND | WS | 9 | 2017 | (L) Regulatory approvals pending. Not under construction
58378 | Jordan Hydroelectric LTD PTP | 58827 | Flannagan Hydroelectric Project | IPP Non-CHP | VA | LEFT | 0.9 | Conventional Hydroelectric | WAT | HY | 10 | 2017 | (L) Regulatory approvals pending. Not under construction
58378 | Jordan Hydroelectric LTD PTP | 58827 | Flannagan Hydroelectric Project | IPP Non-CHP | VA | RGHT | 0.9 | Conventional Hydroelectric | WAT | HY | 10 | 2017 | (L) Regulatory approvals pending. Not under construction
59056 | Tri Global Energy, LLC | 59971 | Easter | IPP Non-CHP | TX | ESTR1 | 200 | Onshore Wind Turbine | WND | WT | 10 | 2017 | (U) Under construction, less than or equal to 50 percent complete
803 | Arizona Public Service Co | 116 | Ocotillo | Electric Utility | AZ | GT3 | 104.7 | Natural Gas Fired Combustion Turbine | NG | GT | 11 | 2017 | (P) Planned for installation, but regulatory approvals not initiated
803 | Arizona Public Service Co | 116 | Ocotillo | Electric Utility | AZ | GT4 | 104.7 | Natural Gas Fired Combustion Turbine | NG | GT | 12 | 2017 | (P) Planned for installation, but regulatory approvals not initiated
7189 | Gila Bend Power Partners LLC | 55507 | Gila Bend Power Generation Station | IPP Non-CHP | AZ | 1 | 156 | Natural Gas Fired Combined Cycle | NG | CT | 12 | 2017 | (P) Planned for installation, but regulatory approvals not initiated
2087 | Bowie Power Station LLC | 55780 | Bowie Power Station LLC | IPP CHP | AZ | CT3 | 172 | Natural Gas Fired Combined Cycle | NG | CT | 12 | 2017 | (L) Regulatory approvals pending. Not under construction
2087 | Bowie Power Station LLC | 55780 | Bowie Power Station LLC | IPP CHP | AZ | CT4 | 172 | Natural Gas Fired Combined Cycle | NG | CT | 12 | 2017 | (L) Regulatory approvals pending. Not under construction
2087 | Bowie Power Station LLC | 55780 | Bowie Power Station LLC | IPP CHP | AZ | ST1 | 181 | Natural Gas Fired Combined Cycle | NG | CA | 12 | 2017 | (L) Regulatory approvals pending. Not under construction
2087 | Bowie Power Station LLC | 55780 | Bowie Power Station LLC | IPP CHP | AZ | ST2 | 181 | Natural Gas Fired Combined Cycle | NG | CA | 12 | 2017 | (L) Regulatory approvals pending. Not under construction
59155 | First Wind O&M, LLC | 57088 | Bowers Wind Project | IPP Non-CHP | ME | 1 | 48 | Onshore Wind Turbine | WND | WT | 12 | 2017 | (L) Regulatory approvals pending. Not under construction
56424 | Quilt Block Wind Farm LLC | 57116 | Quilt Block Wind Farm LLC | IPP Non-CHP | WI | GEN 1 | 98 | Onshore Wind Turbine | WND | WT | 12 | 2017 | (P) Planned for installation, but regulatory approvals not initiated
56949 | Paulding Wind Farm LLC | 57611 | Paulding Wind Farm LLC | IPP Non-CHP | OH | GEN1 | 49 | Onshore Wind Turbine | WND | WT | 12 | 2017 | (L) Regulatory approvals pending. Not under construction
56941 | Meadow Lake Wind Farm V LLC | 57628 | Meadow Lake Wind Farm V LLC | IPP Non-CHP | IN | GEN1 | 100 | Onshore Wind Turbine | WND | WT | 12 | 2017 | (P) Planned for installation, but regulatory approvals not initiated
58626 | Paynesville Wind, LLC | 58693 | Paynesville Wind Farm | IPP Non-CHP | MN | 1 | 95 | Onshore Wind Turbine | WND | WT | 12 | 2017 | (T) Regulatory approvals received. Not under construction
58672 | Everpower Wind Holdings Inc | 58776 | Buckeye Wind Farm | IPP Non-CHP | OH | 1 | 200 | Onshore Wind Turbine | WND | WT | 12 | 2017 | (T) Regulatory approvals received. Not under construction
58843 | Searchlight Wind Energy LLC | 58988 | Searchlight Wind | IPP Non-CHP | NV | 1 | 200 | Onshore Wind Turbine | WND | WT | 12 | 2017 | (T) Regulatory approvals received. Not under construction
219 | Alaska Power and Telephone Co | 59027 | Mahoney Lake Hydroelectric | Electric Utility | AK | GEN 1 | 9.6 | Conventional Hydroelectric | WAT | HY | 12 | 2017 | (L) Regulatory approvals pending. Not under construction
219 | Alaska Power and Telephone Co | 59037 | Reynolds Creek | Electric Utility | AK | GEN 1 | 5 | Conventional Hydroelectric | WAT | HY | 12 | 2017 | (T) Regulatory approvals received. Not under construction
59541 | Carroll County Energy LLC | 59773 | Carroll County Energy | IPP CHP | OH | CGT1 | 197.3 | Natural Gas Fired Combined Cycle | NG | CT | 12 | 2017 | (T) Regulatory approvals received. Not under construction
59541 | Carroll County Energy LLC | 59773 | Carroll County Energy | IPP CHP | OH | CGT2 | 197.3 | Natural Gas Fired Combined Cycle | NG | CT | 12 | 2017 | (T) Regulatory approvals received. Not under construction
59541 | Carroll County Energy LLC | 59773 | Carroll County Energy | IPP CHP | OH | SGT1 | 288 | Natural Gas Fired Combined Cycle | NG | CA | 12 | 2017 | (T) Regulatory approvals received. Not under construction
59365 | Capital Power Corporation | 59890 | Poplars Ranch Solar LLC | IPP Non-CHP | OR | GEN | 16 | Solar Photovoltaic | SUN | PV | 12 | 2017 | (P) Planned for installation, but regulatory approvals not initiated
59365 | Capital Power Corporation | 59892 | Hopeful Solar LLC | IPP Non-CHP | GA | GEN | 29 | Solar Photovoltaic | SUN | PV | 12 | 2017 | (P) Planned for installation, but regulatory approvals not initiated
59365 | Capital Power Corporation | 59902 | EcoPoint Wind LLC | IPP Non-CHP | IL | GEN | 150 | Onshore Wind Turbine | WND | WT | 12 | 2017 | (P) Planned for installation, but regulatory approvals not initiated
59365 | Capital Power Corporation | 59903 | Meadowlark Wind | IPP Non-CHP | ND | GEN | 99 | Onshore Wind Turbine | WND | WT | 12 | 2017 | (P) Planned for installation, but regulatory approvals not initiated
59365 | Capital Power Corporation | 59907 | Black Fork Wind Energy Project | IPP Non-CHP | OH | GEN | 200 | Onshore Wind Turbine | WND | WT | 12 | 2017 | (P) Planned for installation, but regulatory approvals not initiated
59701 | RE Tranquillity 8 LLC | 59940 | RE Tranquility 8 | IPP Non-CHP | CA | TQ8 | 200 | Solar Photovoltaic | SUN | PV | 12 | 2017 | (L) Regulatory approvals pending. Not under construction
59714 | Antrim Wind Energy LLC | 59953 | Antrim Wind | IPP Non-CHP | NH | AWND1 | 28.4 | Onshore Wind Turbine | WND | WT | 12 | 2017 | (P) Planned for installation, but regulatory approvals not initiated
15399 | Iberdrola Renewables Inc | 59968 | Desert Wind | IPP Non-CHP | NC | 1 | 208 | Onshore Wind Turbine | WND | WT | 12 | 2017 | (P) Planned for installation, but regulatory approvals not initiated
16534 | Sacramento Municipal Util Dist | 435 | White Rock/Slab Creek | Electric Utility | CA | H3 | 2.6 | Conventional Hydroelectric | WAT | HY | 1 | 2018 | (P) Planned for installation, but regulatory approvals not initiated
14063 | Oklahoma Gas & Electric Co | 2953 | Mustang | Electric Utility | OK | GT1 | 57 | Natural Gas Fired Combustion Turbine | NG | GT | 1 | 2018 | (L) Regulatory approvals pending. Not under construction
14063 | Oklahoma Gas & Electric Co | 2953 | Mustang | Electric Utility | OK | GT2 | 57 | Natural Gas Fired Combustion Turbine | NG | GT | 1 | 2018 | (L) Regulatory approvals pending. Not under construction
14063 | Oklahoma Gas & Electric Co | 2953 | Mustang | Electric Utility | OK | GT3 | 57 | Natural Gas Fired Combustion Turbine | NG | GT | 1 | 2018 | (L) Regulatory approvals pending. Not under construction
14063 | Oklahoma Gas & Electric Co | 2953 | Mustang | Electric Utility | OK | GT4 | 57 | Natural Gas Fired Combustion Turbine | NG | GT | 1 | 2018 | (L) Regulatory approvals pending. Not under construction
14063 | Oklahoma Gas & Electric Co | 2953 | Mustang | Electric Utility | OK | GT5 | 57 | Natural Gas Fired Combustion Turbine | NG | GT | 1 | 2018 | (L) Regulatory approvals pending. Not under construction
14063 | Oklahoma Gas & Electric Co | 2953 | Mustang | Electric Utility | OK | GT6 | 57 | Natural Gas Fired Combustion Turbine | NG | GT | 1 | 2018 | (L) Regulatory approvals pending. Not under construction
14063 | Oklahoma Gas & Electric Co | 2953 | Mustang | Electric Utility | OK | GT7 | 57 | Natural Gas Fired Combustion Turbine | NG | GT | 1 | 2018 | (L) Regulatory approvals pending. Not under construction
2719 | CalWind Resources Inc | 54909 | Tehachapi Wind Resource II | IPP Non-CHP | CA | PLAN | 15.5 | Onshore Wind Turbine | WND | WT | 1 | 2018 | (P) Planned for installation, but regulatory approvals not initiated
56204 | CPV Valley LLC | 56940 | CPV Valley Energy Center | IPP Non-CHP | NY | CTG2 | 186.5 | Natural Gas Fired Combined Cycle | NG | CT | 1 | 2018 | (T) Regulatory approvals received. Not under construction
56204 | CPV Valley LLC | 56940 | CPV Valley Energy Center | IPP Non-CHP | NY | STG | 305 | Natural Gas Fired Combined Cycle | NG | CA | 1 | 2018 | (T) Regulatory approvals received. Not under construction
56814 | Black Creek Renewable Energy LLC | 57492 | Sampson County Landfill | IPP Non-CHP | NC | GEN8 | 1.6 | Landfill Gas | LFG | IC | 1 | 2018 | (T) Regulatory approvals received. Not under construction
58763 | LotusWorks-Summit Ridge I, LLC | 58894 | Summit Ridge I Wind Farm | IPP Non-CHP | OR | SRWF | 151.8 | Onshore Wind Turbine | WND | WT | 1 | 2018 | (P) Planned for installation, but regulatory approvals not initiated
58765 | FGE Texas I LLC | 58931 | FGE Texas I | IPP Non-CHP | TX | CA1 | 388.9 | Natural Gas Fired Combined Cycle | NG | CA | 1 | 2018 | (L) Regulatory approvals pending. Not under construction
58765 | FGE Texas I LLC | 58931 | FGE Texas I | IPP Non-CHP | TX | GT1 | 219.7 | Natural Gas Fired Combined Cycle | NG | CT | 1 | 2018 | (L) Regulatory approvals pending. Not under construction
58765 | FGE Texas I LLC | 58931 | FGE Texas I | IPP Non-CHP | TX | GT2 | 219.7 | Natural Gas Fired Combined Cycle | NG | CT | 1 | 2018 | (L) Regulatory approvals pending. Not under construction
59123 | NTE Carolinas, LLC | 59325 | Kings Mountain Energy Center | IPP Non-CHP | NC | KMEC1 | 460 | Natural Gas Fired Combined Cycle | NG | CT | 1 | 2018 | (L) Regulatory approvals pending. Not under construction
59123 | NTE Carolinas, LLC | 59325 | Kings Mountain Energy Center | IPP Non-CHP | NC | KMEC2 | 248.8 | Natural Gas Fired Combined Cycle | NG | CA | 1 | 2018 | (L) Regulatory approvals pending. Not under construction
803 | Arizona Public Service Co | 116 | Ocotillo | Electric Utility | AZ | GT5 | 104.7 | Natural Gas Fired Combustion Turbine | NG | GT | 2 | 2018 | (P) Planned for installation, but regulatory approvals not initiated
59434 | Mattawoman Energy, LLC | 59662 | Mattawoman Energy Center | IPP Non-CHP | MD | CGT11 | 286 | Natural Gas Fired Combined Cycle | NG | CC | 2 | 2018 | (P) Planned for installation, but regulatory approvals not initiated
59434 | Mattawoman Energy, LLC | 59662 | Mattawoman Energy Center | IPP Non-CHP | MD | CGT12 | 286 | Natural Gas Fired Combined Cycle | NG | CC | 2 | 2018 | (P) Planned for installation, but regulatory approvals not initiated
59434 | Mattawoman Energy, LLC | 59662 | Mattawoman Energy Center | IPP Non-CHP | MD | STG11 | 436 | Natural Gas Fired Combined Cycle | NG | CC | 2 | 2018 | (P) Planned for installation, but regulatory approvals not initiated
59686 | Coronado Power Ventures LLC | 59923 | Pinecrest Energy Center | IPP Non-CHP | TX | CTG-1 | 229 | Natural Gas Fired Combined Cycle | NG | CT | 2 | 2018 | (T) Regulatory approvals received. Not under construction
59686 | Coronado Power Ventures LLC | 59923 | Pinecrest Energy Center | IPP Non-CHP | TX | CTG-2 | 229 | Natural Gas Fired Combined Cycle | NG | CT | 2 | 2018 | (T) Regulatory approvals received. Not under construction
59686 | Coronado Power Ventures LLC | 59923 | Pinecrest Energy Center | IPP Non-CHP | TX | STG | 289 | Natural Gas Fired Combined Cycle | NG | CA | 2 | 2018 | (T) Regulatory approvals received. Not under construction
803 | Arizona Public Service Co | 116 | Ocotillo | Electric Utility | AZ | GT6 | 104.7 | Natural Gas Fired Combustion Turbine | NG | GT | 3 | 2018 | (P) Planned for installation, but regulatory approvals not initiated
13781 | Northern States Power Co - Minnesota | 1904 | Black Dog | Electric Utility | MN | 6-1 | 215 | Natural Gas Fired Combined Cycle | NG | CT | 3 | 2018 | (L) Regulatory approvals pending. Not under construction
58766 | FGE Texas II LLC | 58930 | FGE Texas II | IPP Non-CHP | TX | CA1 | 388.9 | Natural Gas Fired Combined Cycle | NG | CA | 3 | 2018 | (L) Regulatory approvals pending. Not under construction
58766 | FGE Texas II LLC | 58930 | FGE Texas II | IPP Non-CHP | TX | GT1 | 219.7 | Natural Gas Fired Combined Cycle | NG | CT | 3 | 2018 | (L) Regulatory approvals pending. Not under construction
58766 | FGE Texas II LLC | 58930 | FGE Texas II | IPP Non-CHP | TX | GT2 | 219.7 | Natural Gas Fired Combined Cycle | NG | CT | 3 | 2018 | (L) Regulatory approvals pending. Not under construction
59686 | Coronado Power Ventures LLC | 59924 | La Paloma Energy Center | IPP Non-CHP | TX | CTG-1 | 211.5 | Natural Gas Fired Combined Cycle | NG | CT | 3 | 2018 | (T) Regulatory approvals received. Not under construction
59686 | Coronado Power Ventures LLC | 59924 | La Paloma Energy Center | IPP Non-CHP | TX | CTG-2 | 211.5 | Natural Gas Fired Combined Cycle | NG | CT | 3 | 2018 | (T) Regulatory approvals received. Not under construction
59686 | Coronado Power Ventures LLC | 59924 | La Paloma Energy Center | IPP Non-CHP | TX | STG-1 | 300 | Natural Gas Fired Combined Cycle | NG | CA | 3 | 2018 | (T) Regulatory approvals received. Not under construction
803 | Arizona Public Service Co | 116 | Ocotillo | Electric Utility | AZ | GT7 | 104.7 | Natural Gas Fired Combustion Turbine | NG | GT | 4 | 2018 | (P) Planned for installation, but regulatory approvals not initiated
20421 | Western Minnesota Mun Pwr Agny | 58434 | Red Rock Hydro Plant | Electric Utility | IA | 1 | 27.5 | Conventional Hydroelectric | WAT | HY | 4 | 2018 | (T) Regulatory approvals received. Not under construction
20421 | Western Minnesota Mun Pwr Agny | 58434 | Red Rock Hydro Plant | Electric Utility | IA | 2 | 27.5 | Conventional Hydroelectric | WAT | HY | 4 | 2018 | (T) Regulatory approvals received. Not under construction
59683 | Rockwood Energy Center LLC | 59918 | Rockwood Energy Center LLC | IPP Non-CHP | TX | ROCKW | 1068 | Natural Gas Fired Combined Cycle | NG | CC | 4 | 2018 | (T) Regulatory approvals received. Not under construction
59283 | Gateway Energy Center, LLC | 59538 | Gateway Energy Center, LLC | IPP Non-CHP | NJ | CT001 | 442.8 | Natural Gas Fired Combined Cycle | NG | CC | 5 | 2018 | (P) Planned for installation, but regulatory approvals not initiated
59490 | Neches Station, LLC | 59716 | Neches Station, LLC | IPP Non-CHP | TX | CTG1 | 223 | Natural Gas Fired Combustion Turbine | NG | GT | 5 | 2018 | (L) Regulatory approvals pending. Not under construction
59490 | Neches Station, LLC | 59716 | Neches Station, LLC | IPP Non-CHP | TX | CTG2 | 223 | Natural Gas Fired Combustion Turbine | NG | GT | 5 | 2018 | (L) Regulatory approvals pending. Not under construction
59675 | Moxie Freedom LLC | 59906 | Moxie Freedom Generation Plant | IPP Non-CHP | PA | GEN1 | 490 | Natural Gas Fired Combined Cycle | NG | CC | 5 | 2018 | (L) Regulatory approvals pending. Not under construction
59675 | Moxie Freedom LLC | 59906 | Moxie Freedom Generation Plant | IPP Non-CHP | PA | GEN2 | 490 | Natural Gas Fired Combined Cycle | NG | CC | 5 | 2018 | (L) Regulatory approvals pending. Not under construction
59588 | Lake Creek 3 Power Company LLC | 3502 | Lake Creek | IPP Non-CHP | TX | CT1 | 207 | Natural Gas Fired Combustion Turbine | NG | GT | 6 | 2018 | (U) Under construction, less than or equal to 50 percent complete
56883 | Tradinghouse Power Company LLC | 3506 | Tradinghouse | IPP Non-CHP | TX | CT1 | 207 | Natural Gas Fired Combustion Turbine | NG | GT | 6 | 2018 | (T) Regulatory approvals received. Not under construction
56883 | Tradinghouse Power Company LLC | 3506 | Tradinghouse | IPP Non-CHP | TX | CT2 | 207 | Natural Gas Fired Combustion Turbine | NG | GT | 6 | 2018 | (T) Regulatory approvals received. Not under construction
14624 | PUD No 2 of Grant County | 3888 | Wanapum | Electric Utility | WA | 6A | 122 | Conventional Hydroelectric | WAT | HY | 6 | 2018 | (P) Planned for installation, but regulatory approvals not initiated
55983 | Luminant Generation Company LLC | 8063 | DeCordova Steam Electric Station | IPP Non-CHP | TX | CT5 | 207 | Natural Gas Fired Combustion Turbine | NG | GT | 6 | 2018 | (U) Under construction, less than or equal to 50 percent complete
55983 | Luminant Generation Company LLC | 8063 | DeCordova Steam Electric Station | IPP Non-CHP | TX | CT6 | 207 | Natural Gas Fired Combustion Turbine | NG | GT | 6 | 2018 | (U) Under construction, less than or equal to 50 percent complete
40192 | Shady Hills Power Co LLC | 55414 | Shady Hills Generating Station | IPP Non-CHP | FL | G401 | 200 | Natural Gas Fired Combustion Turbine | NG | GT | 6 | 2018 | (P) Planned for installation, but regulatory approvals not initiated
40192 | Shady Hills Power Co LLC | 55414 | Shady Hills Generating Station | IPP Non-CHP | FL | G501 | 200 | Natural Gas Fired Combustion Turbine | NG | GT | 6 | 2018 | (P) Planned for installation, but regulatory approvals not initiated
56927 | Wallingford Energy LLC | 55517 | Wallingford Energy | IPP Non-CHP | CT | CTG6 | 45 | Natural Gas Fired Combustion Turbine | NG | GT | 6 | 2018 | (P) Planned for installation, but regulatory approvals not initiated
56927 | Wallingford Energy LLC | 55517 | Wallingford Energy | IPP Non-CHP | CT | CTG7 | 45 | Natural Gas Fired Combustion Turbine | NG | GT | 6 | 2018 | (P) Planned for installation, but regulatory approvals not initiated
2338 | Calpine Central LP | 56104 | Mankato Energy Center | IPP Non-CHP | MN | CTG1 | 200 | Natural Gas Fired Combined Cycle | NG | CT | 6 | 2018 | (P) Planned for installation, but regulatory approvals not initiated
54866 | Robinson Power Company LLC | 56453 | Robinson Power Company LLC | IPP Non-CHP | PA | CTG1 | 699.2 | Natural Gas Fired Combined Cycle | NG | CC | 6 | 2018 | (L) Regulatory approvals pending. Not under construction
57109 | St Joseph Energy Center LLC | 57794 | St Joseph Energy Center | IPP Non-CHP | IN | 2 | 642 | Natural Gas Fired Combined Cycle | NG | CC | 6 | 2018 | (L) Regulatory approvals pending. Not under construction
58409 | Future Power PA | 58409 | Good Spring NGCC Facility | IPP Non-CHP | PA | GT1 | 232 | Natural Gas Fired Combined Cycle | NG | CT | 6 | 2018 | (L) Regulatory approvals pending. Not under construction
58409 | Future Power PA | 58409 | Good Spring NGCC Facility | IPP Non-CHP | PA | ST1 | 108 | Natural Gas Fired Combined Cycle | NG | CA | 6 | 2018 | (L) Regulatory approvals pending. Not under construction
59124 | NTE Ohio LLC | 59326 | Middletown Energy Center | IPP Non-CHP | OH | MEC1 | 310.3 | Natural Gas Fired Combined Cycle | NG | CT | 6 | 2018 | (L) Regulatory approvals pending. Not under construction
59124 | NTE Ohio LLC | 59326 | Middletown Energy Center | IPP Non-CHP | OH | MEC2 | 284.8 | Natural Gas Fired Combined Cycle | NG | CA | 6 | 2018 | (L) Regulatory approvals pending. Not under construction
59487 | Moundsville Power, LLC | 59720 | Moundsville Power | IPP Non-CHP | WV | MPCA1 | 224.9 | All Other | WH | CA | 6 | 2018 | (L) Regulatory approvals pending. Not under construction
59487 | Moundsville Power, LLC | 59720 | Moundsville Power | IPP Non-CHP | WV | MPCT1 | 177.3 | Natural Gas Fired Combined Cycle | NG | CT | 6 | 2018 | (L) Regulatory approvals pending. Not under construction
59487 | Moundsville Power, LLC | 59720 | Moundsville Power | IPP Non-CHP | WV | MPCT2 | 177.3 | Natural Gas Fired Combined Cycle | NG | CT | 6 | 2018 | (L) Regulatory approvals pending. Not under construction
59489 | Perennial-Wind Chaser LLC | 59721 | Perennial Wind Chaser Station | IPP Non-CHP | OR | GT1 | 98.7 | Natural Gas Fired Combustion Turbine | NG | GT | 6 | 2018 | (P) Planned for installation, but regulatory approvals not initiated
59489 | Perennial-Wind Chaser LLC | 59721 | Perennial Wind Chaser Station | IPP Non-CHP | OR | GT2 | 98.7 | Natural Gas Fired Combustion Turbine | NG | GT | 6 | 2018 | (P) Planned for installation, but regulatory approvals not initiated
59489 | Perennial-Wind Chaser LLC | 59721 | Perennial Wind Chaser Station | IPP Non-CHP | OR | GT3 | 98.7 | Natural Gas Fired Combustion Turbine | NG | GT | 6 | 2018 | (P) Planned for installation, but regulatory approvals not initiated
59489 | Perennial-Wind Chaser LLC | 59721 | Perennial Wind Chaser Station | IPP Non-CHP | OR | GT4 | 98.7 | Natural Gas Fired Combustion Turbine | NG | GT | 6 | 2018 | (P) Planned for installation, but regulatory approvals not initiated
6035 | Exelon Power | 59882 | Exelon West Medway II LLC | IPP Non-CHP | MA | 4 | 97.4 | Natural Gas Fired Combustion Turbine | NG | GT | 6 | 2018 | (L) Regulatory approvals pending. Not under construction
6035 | Exelon Power | 59882 | Exelon West Medway II LLC | IPP Non-CHP | MA | 5 | 97.4 | Natural Gas Fired Combustion Turbine | NG | GT | 6 | 2018 | (L) Regulatory approvals pending. Not under construction
59687 | AltaGas Sonoran Energy Inc | 59925 | Sonoran Energy Project | IPP Non-CHP | CA | GEN1 | 510.7 | Natural Gas Fired Combined Cycle | NG | CS | 6 | 2018 | (L) Regulatory approvals pending. Not under construction
54863 | U S Power Generating Company LLC | 2494 | Gowanus Gas Turbines Generating | IPP Non-CHP | NY | SS | 90 | Natural Gas Fired Combustion Turbine | NG | GT | 7 | 2018 | (T) Regulatory approvals received. Not under construction
58798 | Shell Chemical Appalachia LLC | 58933 | Shell Chemical Appalachia LLC | Industrial Non-CHP | PA | GTG1 | 41 | Natural Gas Fired Combined Cycle | NG | CT | 7 | 2018 | (P) Planned for installation, but regulatory approvals not initiated
58798 | Shell Chemical Appalachia LLC | 58933 | Shell Chemical Appalachia LLC | Industrial Non-CHP | PA | GTG2 | 41 | Natural Gas Fired Combined Cycle | NG | CT | 7 | 2018 | (P) Planned for installation, but regulatory approvals not initiated
58798 | Shell Chemical Appalachia LLC | 58933 | Shell Chemical Appalachia LLC | Industrial Non-CHP | PA | GTG3 | 41 | Natural Gas Fired Combined Cycle | NG | CT | 7 | 2018 | (P) Planned for installation, but regulatory approvals not initiated
58798 | Shell Chemical Appalachia LLC | 58933 | Shell Chemical Appalachia LLC | Industrial Non-CHP | PA | STG1 | 64 | Natural Gas Fired Combined Cycle | NG | CA | 7 | 2018 | (P) Planned for installation, but regulatory approvals not initiated
58798 | Shell Chemical Appalachia LLC | 58933 | Shell Chemical Appalachia LLC | Industrial Non-CHP | PA | STG2 | 64 | Natural Gas Fired Combined Cycle | NG | CA | 7 | 2018 | (P) Planned for installation, but regulatory approvals not initiated
58881 | Apex Bethel Energy Center | 59048 | Apex Bethel Energy Center | IPP Non-CHP | TX | ABEC1 | 158.5 | Natural Gas with Compressed Air Storage | NG | CE | 7 | 2018 | (T) Regulatory approvals received. Not under construction
58881 | Apex Bethel Energy Center | 59048 | Apex Bethel Energy Center | IPP Non-CHP | TX | ABEC2 | 158.5 | Natural Gas with Compressed Air Storage | NG | CE | 7 | 2018 | (T) Regulatory approvals received. Not under construction
56615 | First Solar Project Development | 59935 | Snow Mountain Solar, LLC | IPP Non-CHP | NV | GEN01 | 100 | Solar Photovoltaic | SUN | PV | 8 | 2018 | (L) Regulatory approvals pending. Not under construction
56963 | Beaver Wood Energy Fair Haven, LLC | 57634 | Beaver Wood Energy Fair Haven, LLC | IPP CHP | VT | GEN1 | 29.5 | Other Waste Biomass | OBS | ST | 10 | 2018 | (L) Regulatory approvals pending. Not under construction
58847 | Carlsbad Energy Center | 59002 | Carlsbad Energy Center | IPP Non-CHP | CA | CEC 6 | 105.3 | Natural Gas Fired Combustion Turbine | NG | GT | 11 | 2018 | (L) Regulatory approvals pending. Not under construction
58847 | Carlsbad Energy Center | 59002 | Carlsbad Energy Center | IPP Non-CHP | CA | CEC 7 | 105.3 | Natural Gas Fired Combustion Turbine | NG | GT | 11 | 2018 | (L) Regulatory approvals pending. Not under construction
58847 | Carlsbad Energy Center | 59002 | Carlsbad Energy Center | IPP Non-CHP | CA | CEC 8 | 105.3 | Natural Gas Fired Combustion Turbine | NG | GT | 11 | 2018 | (L) Regulatory approvals pending. Not under construction
58847 | Carlsbad Energy Center | 59002 | Carlsbad Energy Center | IPP Non-CHP | CA | CEC 9 | 105.3 | Natural Gas Fired Combustion Turbine | NG | GT | 11 | 2018 | (L) Regulatory approvals pending. Not under construction
58847 | Carlsbad Energy Center | 59002 | Carlsbad Energy Center | IPP Non-CHP | CA | CEC10 | 105.3 | Natural Gas Fired Combustion Turbine | NG | GT | 11 | 2018 | (L) Regulatory approvals pending. Not under construction
58847 | Carlsbad Energy Center | 59002 | Carlsbad Energy Center | IPP Non-CHP | CA | CEC11 | 105.3 | Natural Gas Fired Combustion Turbine | NG | GT | 11 | 2018 | (L) Regulatory approvals pending. Not under construction
2782 | Terra-Gen Operating Company | 10681 | Dixie Valley Power Partnership | IPP Non-CHP | NV | GEN1 | 25 | Geothermal | GEO | ST | 12 | 2018 | (P) Planned for installation, but regulatory approvals not initiated
19511 | University of Alaska | 50711 | University of Alaska Fairbanks | Commercial CHP | AK | GEN5 | 17 | Conventional Steam Coal | SUB | ST | 12 | 2018 | (P) Planned for installation, but regulatory approvals not initiated
4202 | Phillips 66-Ponca City Refinery | 52188 | Ponca City Refinery | Industrial CHP | OK | G1A | 3 | Other Gases | OG | ST | 12 | 2018 | (P) Planned for installation, but regulatory approvals not initiated
58371 | NextEra Blythe Solar Energy Center, LLC | 57273 | Blythe Solar Power Project | IPP Non-CHP | CA | C | 125 | Solar Photovoltaic | SUN | PV | 12 | 2018 | (T) Regulatory approvals received. Not under construction
58371 | NextEra Blythe Solar Energy Center, LLC | 57273 | Blythe Solar Power Project | IPP Non-CHP | CA | D | 125 | Solar Photovoltaic | SUN | PV | 12 | 2018 | (T) Regulatory approvals received. Not under construction
56872 | Contra Costa Generating Station LLC | 57552 | Oakley Generating Station | IPP Non-CHP | CA | CT1 | 197.3 | Natural Gas Fired Combined Cycle | NG | CT | 12 | 2018 | (U) Under construction, less than or equal to 50 percent complete
56872 | Contra Costa Generating Station LLC | 57552 | Oakley Generating Station | IPP Non-CHP | CA | CT2 | 197.3 | Natural Gas Fired Combined Cycle | NG | CT | 12 | 2018 | (U) Under construction, less than or equal to 50 percent complete
56872 | Contra Costa Generating Station LLC | 57552 | Oakley Generating Station | IPP Non-CHP | CA | ST | 191.3 | Natural Gas Fired Combined Cycle | NG | CA | 12 | 2018 | (U) Under construction, less than or equal to 50 percent complete
56771 | Black Hills Service Company LLC | 57703 | Cheyenne Prairie Generating Station | IPP Non-CHP | WY | 02B | 40 | Natural Gas Fired Combustion Turbine | NG | GT | 12 | 2018 | (P) Planned for installation, but regulatory approvals not initiated
56771 | Black Hills Service Company LLC | 57703 | Cheyenne Prairie Generating Station | IPP Non-CHP | WY | 03A | 40 | Natural Gas Fired Combustion Turbine | NG | GT | 12 | 2018 | (P) Planned for installation, but regulatory approvals not initiated
57470 | Noble Energy Systems, Inc. | 58087 | Pea Patch Wind Farm | IPP Non-CHP | MD | PEAP | 50 | Onshore Wind Turbine | WND | WT | 12 | 2018 | (T) Regulatory approvals received. Not under construction
58722 | Jordan Cove Energy Project LP | 58841 | South Dunes Power Plant | IPP Non-CHP | OR | CT-1 | 47.2 | Natural Gas Fired Combined Cycle | NG | CT | 12 | 2018 | (L) Regulatory approvals pending. Not under construction
58722 | Jordan Cove Energy Project LP | 58841 | South Dunes Power Plant | IPP Non-CHP | OR | CT-2 | 47.2 | Natural Gas Fired Combined Cycle | NG | CT | 12 | 2018 | (L) Regulatory approvals pending. Not under construction
58722 | Jordan Cove Energy Project LP | 58841 | South Dunes Power Plant | IPP Non-CHP | OR | CT-3 | 47.2 | Natural Gas Fired Combined Cycle | NG | CT | 12 | 2018 | (L) Regulatory approvals pending. Not under construction
58722 | Jordan Cove Energy Project LP | 58841 | South Dunes Power Plant | IPP Non-CHP | OR | CT-4 | 47.2 | Natural Gas Fired Combined Cycle | NG | CT | 12 | 2018 | (L) Regulatory approvals pending. Not under construction
58722 | Jordan Cove Energy Project LP | 58841 | South Dunes Power Plant | IPP Non-CHP | OR | CT-5 | 47.2 | Natural Gas Fired Combined Cycle | NG | CT | 12 | 2018 | (L) Regulatory approvals pending. Not under construction
58722 | Jordan Cove Energy Project LP | 58841 | South Dunes Power Plant | IPP Non-CHP | OR | CT-6 | 47.2 | Natural Gas Fired Combined Cycle | NG | CT | 12 | 2018 | (L) Regulatory approvals pending. Not under construction
58722 | Jordan Cove Energy Project LP | 58841 | South Dunes Power Plant | IPP Non-CHP | OR | ST-1 | 50 | Natural Gas Fired Combined Cycle | NG | CA | 12 | 2018 | (L) Regulatory approvals pending. Not under construction
58722 | Jordan Cove Energy Project LP | 58841 | South Dunes Power Plant | IPP Non-CHP | OR | ST-2 | 50 | Natural Gas Fired Combined Cycle | NG | CA | 12 | 2018 | (L) Regulatory approvals pending. Not under construction
59432 | Clear Creek Power | 59659 | Highland Park Project | IPP Non-CHP | CO | HPWT | 198 | Onshore Wind Turbine | WND | WT | 12 | 2018 | (P) Planned for installation, but regulatory approvals not initiated
59646 | Summit Texas Clean Energy | 59859 | Texas Clean Energy Project | IPP Non-CHP | TX | TCE1A | 274 | Other Gases | OG | CT | 12 | 2018 | (P) Planned for installation, but regulatory approvals not initiated
59646 | Summit Texas Clean Energy | 59859 | Texas Clean Energy Project | IPP Non-CHP | TX | TCE1B | 126 | Other Gases | OG | CA | 12 | 2018 | (P) Planned for installation, but regulatory approvals not initiated
19876 | Virginia Electric & Power Co | 59913 | Greensville County Power Station | Electric Utility | VA | CT01 | 324.4 | Natural Gas Fired Combined Cycle | NG | CC | 12 | 2018 | (P) Planned for installation, but regulatory approvals not initiated
19876 | Virginia Electric & Power Co | 59913 | Greensville County Power Station | Electric Utility | VA | CT02 | 324.4 | Natural Gas Fired Combined Cycle | NG | CC | 12 | 2018 | (P) Planned for installation, but regulatory approvals not initiated
19876 | Virginia Electric & Power Co | 59913 | Greensville County Power Station | Electric Utility | VA | CT03 | 324.4 | Natural Gas Fired Combined Cycle | NG | CC | 12 | 2018 | (P) Planned for installation, but regulatory approvals not initiated
19876 | Virginia Electric & Power Co | 59913 | Greensville County Power Station | Electric Utility | VA | ST01 | 611.8 | Natural Gas Fired Combined Cycle | NG | CC | 12 | 2018 | (P) Planned for installation, but regulatory approvals not initiated
20856 | Wisconsin Power & Light Co | 55641 | Riverside Energy Center | Electric Utility | WI | CTG3 | 225 | Natural Gas Fired Combined Cycle | NG | CT | 1 | 2019 | (P) Planned for installation, but regulatory approvals not initiated
20856 | Wisconsin Power & Light Co | 55641 | Riverside Energy Center | Electric Utility | WI | CTG4 | 225 | Natural Gas Fired Combined Cycle | NG | CT | 1 | 2019 | (P) Planned for installation, but regulatory approvals not initiated
20856 | Wisconsin Power & Light Co | 55641 | Riverside Energy Center | Electric Utility | WI | STG2 | 250 | Natural Gas Fired Combined Cycle | NG | CA | 1 | 2019 | (P) Planned for installation, but regulatory approvals not initiated
56794 | CE Obsidian Energy LLC | 57477 | Black Rock I | IPP Non-CHP | CA | G3201 | 60 | Geothermal | GEO | ST | 1 | 2019 | (L) Regulatory approvals pending. Not under construction
58768 | Pondera Development LLC | 58910 | CPV Pondera King Energy Center | IPP Non-CHP | TX | CC | 836 | Natural Gas Fired Combined Cycle | NG | CC | 2 | 2019 | (P) Planned for installation, but regulatory approvals not initiated
56534 | Cricket Valley Energy Center LLC | 57185 | Cricket Valley Energy | IPP Non-CHP | NY | U001 | 346 | Natural Gas Fired Combined Cycle | NG | CC | 3 | 2019 | (P) Planned for installation, but regulatory approvals not initiated
56534 | Cricket Valley Energy Center LLC | 57185 | Cricket Valley Energy | IPP Non-CHP | NY | U002 | 346 | Natural Gas Fired Combined Cycle | NG | CC | 3 | 2019 | (P) Planned for installation, but regulatory approvals not initiated
56534 | Cricket Valley Energy Center LLC | 57185 | Cricket Valley Energy | IPP Non-CHP | NY | U003 | 346 | Natural Gas Fired Combined Cycle | NG | CC | 3 | 2019 | (P) Planned for installation, but regulatory approvals not initiated
15473 | Public Service Co of NM | 58284 | La Luz Energy Center | Electric Utility | NM | 0002 | 40.2 | Natural Gas Fired Combustion Turbine | NG | GT | 4 | 2019 | (P) Planned for installation, but regulatory approvals not initiated
55768 | RC Cape May Holdings LLC | 2378 | B L England | IPP Non-CHP | NJ | 4 | 268 | Natural Gas Fired Combined Cycle | NG | CT | 5 | 2019 | (L) Regulatory approvals pending. Not under construction
18454 | Tampa Electric Co | 56352 | Tampa Electric Co NA 2 | Electric Utility | FL | 1 | 149 | Natural Gas Fired Combustion Turbine | NG | GT | 5 | 2019 | (P) Planned for installation, but regulatory approvals not initiated
59677 | Middlesex Energy Center LLC | 59909 | Middlesex Energy Center LLC | IPP Non-CHP | NJ | CT001 | 560 | Natural Gas Fired Combined Cycle | NG | CC | 5 | 2019 | (P) Planned for installation, but regulatory approvals not initiated
7140 | Georgia Power Co | 649 | Vogtle | Electric Utility | GA | 3 | 1100 | Nuclear | NUC | ST | 6 | 2019 | (U) Under construction, less than or equal to 50 percent complete
55983 | Luminant Generation Company LLC | 3489 | Eagle Mountain | IPP Non-CHP | TX | CT1 | 224.9 | Natural Gas Fired Combined Cycle | NG | CT | 6 | 2019 | (L) Regulatory approvals pending. Not under construction
55983 | Luminant Generation Company LLC | 3489 | Eagle Mountain | IPP Non-CHP | TX | CT2 | 224.9 | Natural Gas Fired Combined Cycle | NG | CT | 6 | 2019 | (L) Regulatory approvals pending. Not under construction
55983 | Luminant Generation Company LLC | 3489 | Eagle Mountain | IPP Non-CHP | TX | ST1 | 344.4 | Natural Gas Fired Combined Cycle | NG | CA | 6 | 2019 | (L) Regulatory approvals pending. Not under construction
14624 | PUD No 2 of Grant County | 3888 | Wanapum | Electric Utility | WA | 3A | 122 | Conventional Hydroelectric | WAT | HY | 6 | 2019 | (P) Planned for installation, but regulatory approvals not initiated
14624 | PUD No 2 of Grant County | 3888 | Wanapum | Electric Utility | WA | 8A | 122 | Conventional Hydroelectric | WAT | HY | 6 | 2019 | (P) Planned for installation, but regulatory approvals not initiated
17539 | South Carolina Electric&Gas Company | 6127 | V C Summer | Electric Utility | SC | 2 | 1100 | Nuclear | NUC | ST | 6 | 2019 | (U) Under construction, less than or equal to 50 percent complete
7277 | Calpine Corporation | 57181 | Wild Horse Power Plant | IPP Non-CHP | CA | 1 | 40 | Geothermal | GEO | ST | 6 | 2019 | (T) Regulatory approvals received. Not under construction
59235 | Cogentrix Development Holdings, LLC | 59471 | Buckeye Generation Center, LLC | IPP Non-CHP | AZ | CTG01 | 104 | Natural Gas Fired Combustion Turbine | NG | GT | 7 | 2019 | (P) Planned for installation, but regulatory approvals not initiated
59235 | Cogentrix Development Holdings, LLC | 59471 | Buckeye Generation Center, LLC | IPP Non-CHP | AZ | CTG02 | 104 | Natural Gas Fired Combustion Turbine | NG | GT | 7 | 2019 | (P) Planned for installation, but regulatory approvals not initiated
59235 | Cogentrix Development Holdings, LLC | 59471 | Buckeye Generation Center, LLC | IPP Non-CHP | AZ | CTG03 | 104 | Natural Gas Fired Combustion Turbine | NG | GT | 7 | 2019 | (P) Planned for installation, but regulatory approvals not initiated
59235 | Cogentrix Development Holdings, LLC | 59471 | Buckeye Generation Center, LLC | IPP Non-CHP | AZ | CTG04 | 104 | Natural Gas Fired Combustion Turbine | NG | GT | 7 | 2019 | (P) Planned for installation, but regulatory approvals not initiated
59235 | Cogentrix Development Holdings, LLC | 59471 | Buckeye Generation Center, LLC | IPP Non-CHP | AZ | CTG05 | 104 | Natural Gas Fired Combustion Turbine | NG | GT | 7 | 2019 | (P) Planned for installation, but regulatory approvals not initiated
59235 | Cogentrix Development Holdings, LLC | 59471 | Buckeye Generation Center, LLC | IPP Non-CHP | AZ | CTG06 | 104 | Natural Gas Fired Combustion Turbine | NG | GT | 7 | 2019 | (P) Planned for installation, but regulatory approvals not initiated
14354 | PacifiCorp | 299 | Blundell | Electric Utility | UT | 3 | 35 | Geothermal | GEO | ST | 12 | 2019 | (P) Planned for installation, but regulatory approvals not initiated
49745 | Cash Creek Generating LLC | 56107 | Cash Creek | IPP Non-CHP | KY | CT1 | 301.5 | Natural Gas Fired Combined Cycle | NG | CT | 12 | 2019 | (P) Planned for installation, but regulatory approvals not initiated
49745 | Cash Creek Generating LLC | 56107 | Cash Creek | IPP Non-CHP | KY | CT2 | 301.5 | Natural Gas Fired Combined Cycle | NG | CT | 12 | 2019 | (P) Planned for installation, but regulatory approvals not initiated
49745 | Cash Creek Generating LLC | 56107 | Cash Creek | IPP Non-CHP | KY | ST | 187 | Natural Gas Fired Combined Cycle | NG | CA | 12 | 2019 | (P) Planned for installation, but regulatory approvals not initiated
56094 | Medicine Bow Fuel & Power LLC | 56452 | Medicine Bow Fuel & Power LLC | IPP Non-CHP | WY | 1 | 350 | Conventional Steam Coal | BIT | ST | 12 | 2019 | (P) Planned for installation, but regulatory approvals not initiated
28086 | Energy Unlimited Inc | 56926 | Painted Hills IV Wind | IPP Non-CHP | CA | 1 | 19.5 | Onshore Wind Turbine | WND | WT | 12 | 2019 | (P) Planned for installation, but regulatory approvals not initiated
56983 | Gibson County Generation LLC | 57709 | Gibson County Generation Station | IPP Non-CHP | TN | 1 | 371 | Natural Gas Fired Combined Cycle | NG | CC | 12 | 2019 | (P) Planned for installation, but regulatory approvals not initiated
58842 | Power Company of Wyoming LLC | 58987 | Chokecherry and Sierra Madre Wind | IPP Non-CHP | WY | I-A | 687 | Onshore Wind Turbine | WND | WT | 12 | 2019 | (L) Regulatory approvals pending. Not under construction
56615 | First Solar Project Development | 59871 | Desert Quartzite | IPP Non-CHP | CA | GEN01 | 300 | Solar Photovoltaic | SUN | PV | 12 | 2019 | (L) Regulatory approvals pending. Not under construction
56794 | CE Obsidian Energy LLC | 57478 | Black Rock II | IPP Non-CHP | CA | G3202 | 60 | Geothermal | GEO | ST | 1 | 2020 | (T) Regulatory approvals received. Not under construction
18445 | City of Tallahassee - (FL) | 688 | Arvah B Hopkins | Electric Utility | FL | GT5 | 42 | Natural Gas Fired Combustion Turbine | NG | GT | 5 | 2020 | (P) Planned for installation, but regulatory approvals not initiated
7140 | Georgia Power Co | 649 | Vogtle | Electric Utility | GA | 4 | 1100 | Nuclear | NUC | ST | 6 | 2020 | (U) Under construction, less than or equal to 50 percent complete
17539 | South Carolina Electric&Gas Company | 6127 | V C Summer | Electric Utility | SC | 3 | 1100 | Nuclear | NUC | ST | 6 | 2020 | (U) Under construction, less than or equal to 50 percent complete
7277 | Calpine Corporation | 57180 | Buckeye Geothermal Power Plant | IPP Non-CHP | CA | 1 | 49.9 | Geothermal | GEO | ST | 9 | 2020 | (L) Regulatory approvals pending. Not under construction
5580 | East Kentucky Power Coop, Inc | 56278 | Green Valley LFGTE | Electric Utility | KY | 4 | 0.8 | Landfill Gas | LFG | IC | 10 | 2020 | (P) Planned for installation, but regulatory approvals not initiated
11208 | Los Angeles Department of Water & Power | 404 | Scattergood | Electric Utility | CA | 8 | 209.5 | Natural Gas Fired Combined Cycle | NG | CC | 12 | 2020 | (P) Planned for installation, but regulatory approvals not initiated
11208 | Los Angeles Department of Water & Power | 404 | Scattergood | Electric Utility | CA | 9 | 209.5 | Natural Gas Fired Combined Cycle | NG | CC | 12 | 2020 | (P) Planned for installation, but regulatory approvals not initiated
7277 | Calpine Corporation | 55846 | Telephone Flat | IPP Non-CHP | CA | 1 | 42 | Geothermal | GEO | ST | 12 | 2020 | (P) Planned for installation, but regulatory approvals not initiated
58842 | Power Company of Wyoming LLC | 58987 | Chokecherry and Sierra Madre Wind | IPP Non-CHP | WY | I-B | 813 | Onshore Wind Turbine | WND | WT | 12 | 2020 | (L) Regulatory approvals pending. Not under construction
56794 | CE Obsidian Energy LLC | 57479 | Black Rock III | IPP Non-CHP | CA | G303 | 60 | Geothermal | GEO | ST | 1 | 2021 | (T) Regulatory approvals received. Not under construction
55927 | Power4Georgians LLC | 56675 | Plant Washington | Electric Utility | GA | MAIN | 850 | Conventional Steam Coal | SUB | ST | 4 | 2021 | (T) Regulatory approvals received. Not under construction
18454 | Tampa Electric Co | 56352 | Tampa Electric Co NA 2 | Electric Utility | FL | 2 | 204 | Natural Gas Fired Combustion Turbine | NG | GT | 5 | 2021 | (P) Planned for installation, but regulatory approvals not initiated
16572 | Salt River Project | 58413 | Copper Crossing Gen Station | Electric Utility | AZ | CCGS1 | 91 | Natural Gas Fired Combustion Turbine | NG | GT | 5 | 2021 | (P) Planned for installation, but regulatory approvals not initiated
16572 | Salt River Project | 58413 | Copper Crossing Gen Station | Electric Utility | AZ | CCGS2 | 91 | Natural Gas Fired Combustion Turbine | NG | GT | 5 | 2021 | (P) Planned for installation, but regulatory approvals not initiated
16572 | Salt River Project | 58413 | Copper Crossing Gen Station | Electric Utility | AZ | CCGS3 | 91 | Natural Gas Fired Combustion Turbine | NG | GT | 5 | 2021 | (P) Planned for installation, but regulatory approvals not initiated
16572 | Salt River Project | 58413 | Copper Crossing Gen Station | Electric Utility | AZ | CCGS4 | 91 | Natural Gas Fired Combustion Turbine | NG | GT | 5 | 2022 | (P) Planned for installation, but regulatory approvals not initiated
16572 | Salt River Project | 58413 | Copper Crossing Gen Station | Electric Utility | AZ | CCGS5 | 91 | Natural Gas Fired Combustion Turbine | NG | GT | 5 | 2022 | (P) Planned for installation, but regulatory approvals not initiated
16572 | Salt River Project | 58413 | Copper Crossing Gen Station | Electric Utility | AZ | CCGS6 | 91 | Natural Gas Fired Combustion Turbine | NG | GT | 5 | 2022 | (P) Planned for installation, but regulatory approvals not initiated
7277 | Calpine Corporation | 55845 | Four Mile Hill | IPP Non-CHP | CA | 1 | 42 | Geothermal | GEO | ST | 12 | 2022 | (P) Planned for installation, but regulatory approvals not initiated
56425 | Simpson Ridge Wind Farm LLC | 57117 | Simpson Ridge Wind Farm LLC | IPP Non-CHP | WY | GEN 1 | 50 | Onshore Wind Turbine | WND | WT | 12 | 2022 | (P) Planned for installation, but regulatory approvals not initiated
56943 | Blackstone Wind Farm III LLC | 57618 | Blackstone Wind Farm III | IPP Non-CHP | IL | GEN1 | 200 | Onshore Wind Turbine | WND | WT | 12 | 2022 | (P) Planned for installation, but regulatory approvals not initiated
56944 | Blackstone Wind Farm IV LLC | 57619 | Blackstone Wind Farm IV | IPP Non-CHP | IL | GEN1 | 100 | Onshore Wind Turbine | WND | WT | 12 | 2022 | (P) Planned for installation, but regulatory approvals not initiated
58842 | Power Company of Wyoming LLC | 58987 | Chokecherry and Sierra Madre Wind | IPP Non-CHP | WY | II-A | 750 | Onshore Wind Turbine | WND | WT | 12 | 2022 | (L) Regulatory approvals pending. Not under construction
16572 | Salt River Project | 58413 | Copper Crossing Gen Station | Electric Utility | AZ | CCGS7 | 91 | Natural Gas Fired Combustion Turbine | NG | GT | 5 | 2023 | (P) Planned for installation, but regulatory approvals not initiated
16572 | Salt River Project | 58413 | Copper Crossing Gen Station | Electric Utility | AZ | CCGS8 | 91 | Natural Gas Fired Combustion Turbine | NG | GT | 5 | 2023 | (P) Planned for installation, but regulatory approvals not initiated
16572 | Salt River Project | 58413 | Copper Crossing Gen Station | Electric Utility | AZ | CCGS9 | 91 | Natural Gas Fired Combustion Turbine | NG | GT | 5 | 2023 | (P) Planned for installation, but regulatory approvals not initiated
58842 | Power Company of Wyoming LLC | 58987 | Chokecherry and Sierra Madre Wind | IPP Non-CHP | WY | II-B | 750 | Onshore Wind Turbine | WND | WT | 12 | 2023 | (L) Regulatory approvals pending. Not under construction
NOTES: Capacity from facilities with a total generator nameplate capacity less than 1 MW are excluded from this report. This exclusion may represent a signifciant portion of capacity for some technologies such as solar photovoltaic generation. Sources: U.S. Energy Information Administration, Form EIA-860, 'Annual Electric Generator Report' and Form EIA-860M, 'Monthly Update to the Annual Electric Generator Report.'

## Retired
Inventory of Retired Generators as of September 2015
Entity ID | Entity Name | Plant ID | Plant Name | Sector Name | Plant State | Generator ID | Net Summer Capacity (MW) | Technology | Energy Source Code | Prime Mover Code | Retirement Month | Retirement Year | Operating Month | Operating Year
18642 | Tennessee Valley Authority | 50 | Widows Creek | Electric Utility | AL | 8 | 465 | Conventional Steam Coal | BIT | ST | 9 | 2015 | 2 | 1965
59667 | NAVFAC Midlant PWD Great Lakes | 59884 | Great Lakes Central Power Plant | IPP CHP | IL | GTG-1 | 4.5 | Natural Gas Fired Combustion Turbine | NG | GT | 9 | 2015 | 9 | 2005
59667 | NAVFAC Midlant PWD Great Lakes | 59884 | Great Lakes Central Power Plant | IPP CHP | IL | GTG-2 | 4.5 | Natural Gas Fired Combustion Turbine | NG | GT | 9 | 2015 | 9 | 2005
59667 | NAVFAC Midlant PWD Great Lakes | 59884 | Great Lakes Central Power Plant | IPP CHP | IL | STG-1 | 0.5 | All Other | OTH | ST | 9 | 2015 | 9 | 1998
59667 | NAVFAC Midlant PWD Great Lakes | 59884 | Great Lakes Central Power Plant | IPP CHP | IL | STG-2 | 0.5 | All Other | OTH | ST | 9 | 2015 | 9 | 1998
15466 | Public Service Co of Colorado | 469 | Cherokee | Electric Utility | CO | 3 | 152 | Conventional Steam Coal | BIT | ST | 8 | 2015 | 6 | 1962
9417 | Interstate Power and Light Co | 1889 | Hills | Electric Utility | MN | 1 | 2 | Petroleum Liquids | DFO | IC | 8 | 2015 | 1 | 1996
9417 | Interstate Power and Light Co | 1889 | Hills | Electric Utility | MN | 2 | 2 | Petroleum Liquids | DFO | IC | 8 | 2015 | 1 | 1960
14624 | PUD No 2 of Grant County | 3888 | Wanapum | Electric Utility | WA | 6 | 103.8 | Conventional Hydroelectric | WAT | HY | 8 | 2015 | 9 | 1963
13781 | Northern States Power Co - Minnesota | 7376 | Alliant Techsystems | Electric Utility | MN | 1 | 1.6 | Petroleum Liquids | DFO | IC | 8 | 2015 | 1 | 1994
221 | Alaska Village Elec Coop, Inc | 57051 | Noatak | Electric Utility | AK | UNIT5 | 0.4 | Petroleum Liquids | JF | IC | 8 | 2015 | 4 | 1990
221 | Alaska Village Elec Coop, Inc | 57061 | St. Michael | Electric Utility | AK | UNIT1 | 0.5 | Petroleum Liquids | JF | IC | 8 | 2015 | 12 | 2005
221 | Alaska Village Elec Coop, Inc | 57061 | St. Michael | Electric Utility | AK | UNIT2 | 0.3 | Petroleum Liquids | JF | IC | 8 | 2015 | 3 | 2000
221 | Alaska Village Elec Coop, Inc | 57061 | St. Michael | Electric Utility | AK | UNIT3 | 0.2 | Petroleum Liquids | JF | IC | 8 | 2015 | 12 | 1995
56774 | S Montana Elec Gen and Trans Coop Inc | 57480 | Highwood Generating Station | Electric Utility | MT | GTG1 | 40.5 | Natural Gas Fired Combustion Turbine | NG | GT | 8 | 2015 | 1 | 2012
6455 | Duke Energy Florida, Inc | 629 | G E Turner | Electric Utility | FL | P3 | 53 | Petroleum Liquids | DFO | GT | 7 | 2015 | 8 | 1974
12686 | Mississippi Power Co | 2049 | Jack Watson | Electric Utility | MS | 1 | 76 | Natural Gas Steam Turbine | NG | ST | 7 | 2015 | 6 | 1957
12686 | Mississippi Power Co | 2049 | Jack Watson | Electric Utility | MS | 2 | 76 | Natural Gas Steam Turbine | NG | ST | 7 | 2015 | 5 | 1960
9324 | Indiana Michigan Power Co | 988 | Tanners Creek | Electric Utility | IN | 1 | 145 | Conventional Steam Coal | BIT | ST | 6 | 2015 | 3 | 1951
9324 | Indiana Michigan Power Co | 988 | Tanners Creek | Electric Utility | IN | 2 | 145 | Conventional Steam Coal | BIT | ST | 6 | 2015 | 11 | 1952
9324 | Indiana Michigan Power Co | 988 | Tanners Creek | Electric Utility | IN | 3 | 200 | Conventional Steam Coal | BIT | ST | 6 | 2015 | 12 | 1954
9324 | Indiana Michigan Power Co | 988 | Tanners Creek | Electric Utility | IN | 4 | 500 | Conventional Steam Coal | BIT | ST | 6 | 2015 | 7 | 1964
5860 | Empire District Electric Co | 1239 | Riverton | Electric Utility | KS | 8 | 54 | Conventional Steam Coal | SUB | ST | 6 | 2015 | 6 | 1954
5860 | Empire District Electric Co | 1239 | Riverton | Electric Utility | KS | 9 | 12 | Natural Gas Fired Combustion Turbine | NG | GT | 6 | 2015 | 6 | 1964
11249 | Louisville Gas & Electric Co | 1363 | Cane Run | Electric Utility | KY | 4 | 155 | Conventional Steam Coal | BIT | ST | 6 | 2015 | 5 | 1962
11249 | Louisville Gas & Electric Co | 1363 | Cane Run | Electric Utility | KY | 5 | 168 | Conventional Steam Coal | BIT | ST | 6 | 2015 | 5 | 1966
2647 | City of Butler - (MO) | 2115 | Butler | Electric Utility | MO | 3 | 0.6 | Petroleum Liquids | DFO | IC | 6 | 2015 | 6 | 1946
15147 | PSEG Fossil LLC | 2398 | Bergen Generating Station | IPP Non-CHP | NJ | 3 | 21 | Natural Gas Fired Combustion Turbine | NG | GT | 6 | 2015 | 7 | 1967
15147 | PSEG Fossil LLC | 2399 | PSEG Burlington Generating Station | IPP Non-CHP | NJ | 111 | 46 | Petroleum Liquids | DFO | GT | 6 | 2015 | 6 | 1972
15147 | PSEG Fossil LLC | 2399 | PSEG Burlington Generating Station | IPP Non-CHP | NJ | 112 | 46 | Petroleum Liquids | DFO | GT | 6 | 2015 | 6 | 1972
15147 | PSEG Fossil LLC | 2399 | PSEG Burlington Generating Station | IPP Non-CHP | NJ | 113 | 46 | Petroleum Liquids | DFO | GT | 6 | 2015 | 6 | 1972
15147 | PSEG Fossil LLC | 2399 | PSEG Burlington Generating Station | IPP Non-CHP | NJ | 114 | 46 | Petroleum Liquids | DFO | GT | 6 | 2015 | 6 | 1972
15147 | PSEG Fossil LLC | 2399 | PSEG Burlington Generating Station | IPP Non-CHP | NJ | 8 | 22 | Petroleum Liquids | DFO | GT | 6 | 2015 | 6 | 1967
15147 | PSEG Fossil LLC | 2400 | PSEG Edison Generating Station | IPP Non-CHP | NJ | 11 | 43 | Natural Gas Fired Combustion Turbine | NG | GT | 6 | 2015 | 5 | 1971
15147 | PSEG Fossil LLC | 2400 | PSEG Edison Generating Station | IPP Non-CHP | NJ | 12 | 43 | Natural Gas Fired Combustion Turbine | NG | GT | 6 | 2015 | 5 | 1971
15147 | PSEG Fossil LLC | 2400 | PSEG Edison Generating Station | IPP Non-CHP | NJ | 13 | 43 | Natural Gas Fired Combustion Turbine | NG | GT | 6 | 2015 | 5 | 1971
15147 | PSEG Fossil LLC | 2400 | PSEG Edison Generating Station | IPP Non-CHP | NJ | 14 | 43 | Natural Gas Fired Combustion Turbine | NG | GT | 6 | 2015 | 5 | 1971
15147 | PSEG Fossil LLC | 2400 | PSEG Edison Generating Station | IPP Non-CHP | NJ | 21 | 43 | Natural Gas Fired Combustion Turbine | NG | GT | 6 | 2015 | 6 | 1971
15147 | PSEG Fossil LLC | 2400 | PSEG Edison Generating Station | IPP Non-CHP | NJ | 22 | 43 | Natural Gas Fired Combustion Turbine | NG | GT | 6 | 2015 | 6 | 1971
15147 | PSEG Fossil LLC | 2400 | PSEG Edison Generating Station | IPP Non-CHP | NJ | 23 | 43 | Natural Gas Fired Combustion Turbine | NG | GT | 6 | 2015 | 6 | 1971
15147 | PSEG Fossil LLC | 2400 | PSEG Edison Generating Station | IPP Non-CHP | NJ | 24 | 43 | Natural Gas Fired Combustion Turbine | NG | GT | 6 | 2015 | 6 | 1971
15147 | PSEG Fossil LLC | 2400 | PSEG Edison Generating Station | IPP Non-CHP | NJ | 31 | 43 | Natural Gas Fired Combustion Turbine | NG | GT | 6 | 2015 | 6 | 1971
15147 | PSEG Fossil LLC | 2400 | PSEG Edison Generating Station | IPP Non-CHP | NJ | 32 | 43 | Natural Gas Fired Combustion Turbine | NG | GT | 6 | 2015 | 6 | 1971
15147 | PSEG Fossil LLC | 2400 | PSEG Edison Generating Station | IPP Non-CHP | NJ | 33 | 43 | Natural Gas Fired Combustion Turbine | NG | GT | 6 | 2015 | 6 | 1971
15147 | PSEG Fossil LLC | 2400 | PSEG Edison Generating Station | IPP Non-CHP | NJ | 34 | 43 | Natural Gas Fired Combustion Turbine | NG | GT | 6 | 2015 | 6 | 1971
15147 | PSEG Fossil LLC | 2401 | PSEG Essex Generating Station | IPP Non-CHP | NJ | 101 | 43 | Natural Gas Fired Combustion Turbine | NG | GT | 6 | 2015 | 6 | 1971
15147 | PSEG Fossil LLC | 2401 | PSEG Essex Generating Station | IPP Non-CHP | NJ | 102 | 43 | Natural Gas Fired Combustion Turbine | NG | GT | 6 | 2015 | 6 | 1971
15147 | PSEG Fossil LLC | 2401 | PSEG Essex Generating Station | IPP Non-CHP | NJ | 103 | 43 | Natural Gas Fired Combustion Turbine | NG | GT | 6 | 2015 | 6 | 1971
15147 | PSEG Fossil LLC | 2401 | PSEG Essex Generating Station | IPP Non-CHP | NJ | 104 | 43 | Natural Gas Fired Combustion Turbine | NG | GT | 6 | 2015 | 6 | 1971
15147 | PSEG Fossil LLC | 2401 | PSEG Essex Generating Station | IPP Non-CHP | NJ | 111 | 46 | Natural Gas Fired Combustion Turbine | NG | GT | 6 | 2015 | 12 | 1971
15147 | PSEG Fossil LLC | 2401 | PSEG Essex Generating Station | IPP Non-CHP | NJ | 112 | 46 | Natural Gas Fired Combustion Turbine | NG | GT | 6 | 2015 | 12 | 1971
15147 | PSEG Fossil LLC | 2401 | PSEG Essex Generating Station | IPP Non-CHP | NJ | 113 | 46 | Natural Gas Fired Combustion Turbine | NG | GT | 6 | 2015 | 12 | 1971
15147 | PSEG Fossil LLC | 2401 | PSEG Essex Generating Station | IPP Non-CHP | NJ | 114 | 46 | Natural Gas Fired Combustion Turbine | NG | GT | 6 | 2015 | 12 | 1971
15147 | PSEG Fossil LLC | 2408 | PSEG Mercer Generating Station | IPP Non-CHP | NJ | 3 | 115 | Petroleum Liquids | DFO | GT | 6 | 2015 | 11 | 1967
15147 | PSEG Fossil LLC | 2409 | PSEG National Park Generating Station | IPP Non-CHP | NJ | 1 | 21 | Petroleum Liquids | KER | GT | 6 | 2015 | 6 | 1969
15147 | PSEG Fossil LLC | 2411 | PSEG Sewaren Generating Station | IPP Non-CHP | NJ | 6 | 105 | Petroleum Liquids | KER | GT | 6 | 2015 | 11 | 1965
4922 | Dayton Power & Light Co | 2848 | O H Hutchings | Electric Utility | OH | 1 | 58 | Conventional Steam Coal | BIT | ST | 6 | 2015 | 7 | 1948
4922 | Dayton Power & Light Co | 2848 | O H Hutchings | Electric Utility | OH | 2 | 55 | Conventional Steam Coal | BIT | ST | 6 | 2015 | 3 | 1949
4922 | Dayton Power & Light Co | 2848 | O H Hutchings | Electric Utility | OH | 3 | 63 | Conventional Steam Coal | BIT | ST | 6 | 2015 | 12 | 1950
4922 | Dayton Power & Light Co | 2848 | O H Hutchings | Electric Utility | OH | 5 | 63 | Conventional Steam Coal | BIT | ST | 6 | 2015 | 11 | 1952
4922 | Dayton Power & Light Co | 2848 | O H Hutchings | Electric Utility | OH | 6 | 63 | Conventional Steam Coal | BIT | ST | 6 | 2015 | 8 | 1953
18125 | Stillwater Utilities Authority | 3000 | Boomer Lake Station | Electric Utility | OK | 1 | 11.5 | Natural Gas Steam Turbine | NG | ST | 6 | 2015 | 9 | 1956
20860 | Wisconsin Public Service Corp | 4072 | Pulliam | Electric Utility | WI | 5 | 47.7 | Conventional Steam Coal | SUB | ST | 6 | 2015 | 9 | 1949
20860 | Wisconsin Public Service Corp | 4072 | Pulliam | Electric Utility | WI | 6 | 69.8 | Conventional Steam Coal | SUB | ST | 6 | 2015 | 11 | 1951
20860 | Wisconsin Public Service Corp | 4078 | Weston | Electric Utility | WI | 1 | 50.7 | Conventional Steam Coal | SUB | ST | 6 | 2015 | 12 | 1954
19804 | City of Vero Beach - (FL) | 693 | Vero Beach Municipal Power Plant | Electric Utility | FL | 4 | 56 | Natural Gas Steam Turbine | NG | ST | 5 | 2015 | 8 | 1976
22053 | Kentucky Power Co | 1353 | Big Sandy | Electric Utility | KY | 2 | 800 | Conventional Steam Coal | BIT | ST | 5 | 2015 | 10 | 1969
4254 | Consumers Energy Co | 1695 | B C Cobb | Electric Utility | MI | 1 | 54 | Natural Gas Steam Turbine | NG | ST | 5 | 2015 | 10 | 1948
4254 | Consumers Energy Co | 1695 | B C Cobb | Electric Utility | MI | 2 | 65 | Natural Gas Steam Turbine | NG | ST | 5 | 2015 | 12 | 1948
4254 | Consumers Energy Co | 1695 | B C Cobb | Electric Utility | MI | 3 | 68 | Natural Gas Steam Turbine | NG | ST | 5 | 2015 | 9 | 1950
4254 | Consumers Energy Co | 1723 | J R Whiting | Electric Utility | MI | A | 13 | Petroleum Liquids | DFO | GT | 5 | 2015 | 5 | 1968
56606 | Calpine New Jersey Generation LLC | 2380 | Cedar Station | IPP Non-CHP | NJ | CED1 | 42.7 | Petroleum Liquids | KER | GT | 5 | 2015 | 6 | 1972
56606 | Calpine New Jersey Generation LLC | 2380 | Cedar Station | IPP Non-CHP | NJ | CED2 | 22.7 | Petroleum Liquids | KER | GT | 5 | 2015 | 6 | 1972
56606 | Calpine New Jersey Generation LLC | 2382 | Middle Station | IPP Non-CHP | NJ | MID1 | 19.2 | Petroleum Liquids | KER | GT | 5 | 2015 | 6 | 1970
56606 | Calpine New Jersey Generation LLC | 2382 | Middle Station | IPP Non-CHP | NJ | MID2 | 19.4 | Petroleum Liquids | KER | GT | 5 | 2015 | 6 | 1970
56606 | Calpine New Jersey Generation LLC | 2382 | Middle Station | IPP Non-CHP | NJ | MID3 | 34.8 | Petroleum Liquids | KER | GT | 5 | 2015 | 5 | 1971
56606 | Calpine New Jersey Generation LLC | 2383 | Missouri Avenue | IPP Non-CHP | NJ | MISB | 18.5 | Petroleum Liquids | KER | GT | 5 | 2015 | 5 | 1969
56606 | Calpine New Jersey Generation LLC | 2383 | Missouri Avenue | IPP Non-CHP | NJ | MISC | 20.5 | Petroleum Liquids | KER | GT | 5 | 2015 | 1 | 1969
56606 | Calpine New Jersey Generation LLC | 2383 | Missouri Avenue | IPP Non-CHP | NJ | MISD | 20.5 | Petroleum Liquids | KER | GT | 5 | 2015 | 2 | 1969
15147 | PSEG Fossil LLC | 2401 | PSEG Essex Generating Station | IPP Non-CHP | NJ | 121 | 46 | Natural Gas Fired Combustion Turbine | NG | GT | 5 | 2015 | 6 | 1971
15147 | PSEG Fossil LLC | 2401 | PSEG Essex Generating Station | IPP Non-CHP | NJ | 122 | 46 | Natural Gas Fired Combustion Turbine | NG | GT | 5 | 2015 | 6 | 1971
15147 | PSEG Fossil LLC | 2401 | PSEG Essex Generating Station | IPP Non-CHP | NJ | 123 | 46 | Natural Gas Fired Combustion Turbine | NG | GT | 5 | 2015 | 6 | 1971
15147 | PSEG Fossil LLC | 2401 | PSEG Essex Generating Station | IPP Non-CHP | NJ | 124 | 46 | Natural Gas Fired Combustion Turbine | NG | GT | 5 | 2015 | 6 | 1971
58620 | AEP Generation Resources Inc | 2843 | Picway | IPP Non-CHP | OH | 5 | 95 | Conventional Steam Coal | BIT | ST | 5 | 2015 | 11 | 1955
58620 | AEP Generation Resources Inc | 2872 | Muskingum River | IPP Non-CHP | OH | 1 | 190 | Conventional Steam Coal | BIT | ST | 5 | 2015 | 12 | 1953
58620 | AEP Generation Resources Inc | 2872 | Muskingum River | IPP Non-CHP | OH | 2 | 190 | Conventional Steam Coal | BIT | ST | 5 | 2015 | 6 | 1954
58620 | AEP Generation Resources Inc | 2872 | Muskingum River | IPP Non-CHP | OH | 3 | 205 | Conventional Steam Coal | BIT | ST | 5 | 2015 | 12 | 1957
58620 | AEP Generation Resources Inc | 2872 | Muskingum River | IPP Non-CHP | OH | 4 | 205 | Conventional Steam Coal | BIT | ST | 5 | 2015 | 5 | 1958
58620 | AEP Generation Resources Inc | 2872 | Muskingum River | IPP Non-CHP | OH | 5 | 585 | Conventional Steam Coal | BIT | ST | 5 | 2015 | 10 | 1968
58620 | AEP Generation Resources Inc | 3947 | Kammer | IPP Non-CHP | WV | 1 | 200 | Conventional Steam Coal | BIT | ST | 5 | 2015 | 7 | 1958
58620 | AEP Generation Resources Inc | 3947 | Kammer | IPP Non-CHP | WV | 2 | 200 | Conventional Steam Coal | BIT | ST | 5 | 2015 | 11 | 1958
58620 | AEP Generation Resources Inc | 3947 | Kammer | IPP Non-CHP | WV | 3 | 200 | Conventional Steam Coal | BIT | ST | 5 | 2015 | 3 | 1959
9788 | John Deere Harvester Works Co | 10039 | John Deere Harvester Works | Industrial CHP | IL | GEN7 | 0.8 | Conventional Steam Coal | BIT | ST | 5 | 2015 | 12 | 2003
12647 | ALLETE, Inc. | 10075 | Taconite Harbor Energy Center | Electric Utility | MN | GEN3 | 83.6 | Conventional Steam Coal | SUB | ST | 5 | 2015 | 1 | 1967
9413 | Iowa Methodist Medical Center | 10655 | Iowa Methodist Medical Center | Commercial CHP | IA | 1 | 1.5 | Petroleum Liquids | DFO | IC | 5 | 2015 | 8 | 1987
9413 | Iowa Methodist Medical Center | 10655 | Iowa Methodist Medical Center | Commercial CHP | IA | 2 | 1.5 | Petroleum Liquids | DFO | IC | 5 | 2015 | 8 | 1987
9413 | Iowa Methodist Medical Center | 10655 | Iowa Methodist Medical Center | Commercial CHP | IA | 3 | 0.5 | Petroleum Liquids | DFO | IC | 5 | 2015 | 8 | 1987
142 | AES Beaver Valley | 10676 | AES Beaver Valley Partners Beaver Valley | IPP CHP | PA | GEN2 | 32 | Conventional Steam Coal | BIT | ST | 5 | 2015 | 7 | 1987
142 | AES Beaver Valley | 10676 | AES Beaver Valley Partners Beaver Valley | IPP CHP | PA | GEN3 | 114 | Conventional Steam Coal | BIT | ST | 5 | 2015 | 7 | 1987
58544 | Sierra Nevada Brewing Co | 58585 | Sierra Nevada Brewing Co | Industrial Non-CHP | CA | FCE | 1 | Other Natural Gas | NG | FC | 5 | 2015 | 5 | 2005
195 | Alabama Power Co | 8 | Gorgas | Electric Utility | AL | 6 | 103 | Conventional Steam Coal | BIT | ST | 4 | 2015 | 4 | 1951
195 | Alabama Power Co | 8 | Gorgas | Electric Utility | AL | 7 | 104 | Conventional Steam Coal | BIT | ST | 4 | 2015 | 7 | 1952
3522 | Chugach Electric Assn Inc | 96 | Beluga | Electric Utility | AK | 8 | 44 | Natural Gas Fired Combined Cycle | NG | CA | 4 | 2015 | 9 | 1982
7801 | Gulf Power Co | 642 | Scholz | Electric Utility | FL | 1 | 46 | Conventional Steam Coal | BIT | ST | 4 | 2015 | 3 | 1953
7801 | Gulf Power Co | 642 | Scholz | Electric Utility | FL | 2 | 46 | Conventional Steam Coal | BIT | ST | 4 | 2015 | 10 | 1953
7140 | Georgia Power Co | 709 | Harllee Branch | Electric Utility | GA | 1 | 266 | Conventional Steam Coal | BIT | ST | 4 | 2015 | 6 | 1965
7140 | Georgia Power Co | 709 | Harllee Branch | Electric Utility | GA | 3 | 509 | Conventional Steam Coal | BIT | ST | 4 | 2015 | 7 | 1968
7140 | Georgia Power Co | 709 | Harllee Branch | Electric Utility | GA | 4 | 507 | Conventional Steam Coal | BIT | ST | 4 | 2015 | 6 | 1969
7140 | Georgia Power Co | 715 | McManus | Electric Utility | GA | 1 | 43 | Petroleum Liquids | RFO | ST | 4 | 2015 | 11 | 1952
7140 | Georgia Power Co | 715 | McManus | Electric Utility | GA | 2 | 79 | Petroleum Liquids | RFO | ST | 4 | 2015 | 6 | 1959
7140 | Georgia Power Co | 728 | Yates | Electric Utility | GA | 1 | 97 | Conventional Steam Coal | BIT | ST | 4 | 2015 | 9 | 1950
7140 | Georgia Power Co | 728 | Yates | Electric Utility | GA | 2 | 103 | Conventional Steam Coal | BIT | ST | 4 | 2015 | 11 | 1950
7140 | Georgia Power Co | 728 | Yates | Electric Utility | GA | 3 | 111 | Conventional Steam Coal | BIT | ST | 4 | 2015 | 8 | 1952
7140 | Georgia Power Co | 728 | Yates | Electric Utility | GA | 4 | 133 | Conventional Steam Coal | BIT | ST | 4 | 2015 | 6 | 1957
7140 | Georgia Power Co | 728 | Yates | Electric Utility | GA | 5 | 135 | Conventional Steam Coal | BIT | ST | 4 | 2015 | 5 | 1958
12384 | Midwest Generations EME LLC | 884 | Will County | IPP Non-CHP | IL | 3 | 251 | Conventional Steam Coal | SUB | ST | 4 | 2015 | 6 | 1957
11249 | Louisville Gas & Electric Co | 1363 | Cane Run | Electric Utility | KY | 6 | 240 | Conventional Steam Coal | BIT | ST | 4 | 2015 | 5 | 1969
5580 | East Kentucky Power Coop, Inc | 1385 | Dale | Electric Utility | KY | 1 | 23 | Conventional Steam Coal | BIT | ST | 4 | 2015 | 12 | 1954
5580 | East Kentucky Power Coop, Inc | 1385 | Dale | Electric Utility | KY | 2 | 23 | Conventional Steam Coal | BIT | ST | 4 | 2015 | 12 | 1954
4254 | Consumers Energy Co | 1720 | J C Weadock | Electric Utility | MI | A | 13 | Natural Gas Fired Combustion Turbine | NG | GT | 4 | 2015 | 5 | 1968
5109 | DTE Electric Company | 1745 | Trenton Channel | Electric Utility | MI | 8 | 100 | Conventional Steam Coal | SUB | ST | 4 | 2015 | 2 | 1950
13781 | Northern States Power Co - Minnesota | 1904 | Black Dog | Electric Utility | MN | 3 | 79 | Conventional Steam Coal | SUB | ST | 4 | 2015 | 7 | 1955
13781 | Northern States Power Co - Minnesota | 1904 | Black Dog | Electric Utility | MN | 4 | 153 | Conventional Steam Coal | SUB | ST | 4 | 2015 | 9 | 1960
13781 | Northern States Power Co - Minnesota | 1914 | Key City | Electric Utility | MN | 1 | 8 | Natural Gas Fired Combustion Turbine | NG | GT | 4 | 2015 | 5 | 1970
13781 | Northern States Power Co - Minnesota | 1914 | Key City | Electric Utility | MN | 2 | 8 | Natural Gas Fired Combustion Turbine | NG | GT | 4 | 2015 | 5 | 1970
13781 | Northern States Power Co - Minnesota | 1914 | Key City | Electric Utility | MN | 3 | 13 | Natural Gas Fired Combustion Turbine | NG | GT | 4 | 2015 | 5 | 1970
13781 | Northern States Power Co - Minnesota | 1914 | Key City | Electric Utility | MN | 4 | 13 | Natural Gas Fired Combustion Turbine | NG | GT | 4 | 2015 | 5 | 1970
13971 | City of Odessa - (MO) | 2148 | Odessa | Electric Utility | MO | 3 | 1.8 | Petroleum Liquids | DFO | IC | 4 | 2015 | 6 | 1965
13971 | City of Odessa - (MO) | 2148 | Odessa | Electric Utility | MO | 6 | 2.7 | Petroleum Liquids | DFO | IC | 4 | 2015 | 6 | 1981
13971 | City of Odessa - (MO) | 2148 | Odessa | Electric Utility | MO | IC4 | 0.8 | Petroleum Liquids | DFO | IC | 4 | 2015 | 10 | 1986
6526 | FirstEnergy Generation Corp | 2835 | FirstEnergy Ashtabula | IPP Non-CHP | OH | 5 | 244 | Conventional Steam Coal | SUB | ST | 4 | 2015 | 12 | 1958
6526 | FirstEnergy Generation Corp | 2837 | FirstEnergy Eastlake | IPP Non-CHP | OH | 1 | 132 | Conventional Steam Coal | SUB | ST | 4 | 2015 | 9 | 1953
6526 | FirstEnergy Generation Corp | 2837 | FirstEnergy Eastlake | IPP Non-CHP | OH | 2 | 132 | Conventional Steam Coal | SUB | ST | 4 | 2015 | 12 | 1953
6526 | FirstEnergy Generation Corp | 2837 | FirstEnergy Eastlake | IPP Non-CHP | OH | 3 | 132 | Conventional Steam Coal | SUB | ST | 4 | 2015 | 8 | 1954
6526 | FirstEnergy Generation Corp | 2838 | FirstEnergy Lake Shore | IPP Non-CHP | OH | 18 | 245 | Conventional Steam Coal | SUB | ST | 4 | 2015 | 6 | 1962
6526 | FirstEnergy Generation Corp | 2838 | FirstEnergy Lake Shore | IPP Non-CHP | OH | IC1 | 2 | Petroleum Liquids | DFO | IC | 4 | 2015 | 6 | 1966
6526 | FirstEnergy Generation Corp | 2838 | FirstEnergy Lake Shore | IPP Non-CHP | OH | IC2 | 2 | Petroleum Liquids | DFO | IC | 4 | 2015 | 6 | 1966
14354 | PacifiCorp | 3644 | Carbon | Electric Utility | UT | 1 | 67 | Conventional Steam Coal | BIT | ST | 4 | 2015 | 11 | 1954
14354 | PacifiCorp | 3644 | Carbon | Electric Utility | UT | 2 | 105 | Conventional Steam Coal | BIT | ST | 4 | 2015 | 9 | 1957
1951 | White Pine Electric Power LLC | 10148 | White Pine Electric Power | IPP Non-CHP | MI | GEN2 | 18 | Natural Gas Steam Turbine | NG | ST | 4 | 2015 | 12 | 1954
21148 | Zapco Energy Tactics Corp | 50348 | Oceanside Energy | IPP Non-CHP | NY | OS3 | 0.6 | Landfill Gas | LFG | IC | 4 | 2015 | 12 | 1990
4427 | Covanta Projects LP | 50664 | Covanta Wallingford Energy | Commercial Non-CHP | CT | GEN1 | 8.4 | Municipal Solid Waste | MSW | ST | 4 | 2015 | 10 | 1988
9205 | Illinois Electricial Gen Partn | 55759 | Roxana Resource Recovery | IPP Non-CHP | IL | RX1 | 0.9 | Landfill Gas | LFG | IC | 4 | 2015 | 11 | 1999
9205 | Illinois Electricial Gen Partn | 55759 | Roxana Resource Recovery | IPP Non-CHP | IL | RX2 | 0.9 | Landfill Gas | LFG | IC | 4 | 2015 | 11 | 1999
9205 | Illinois Electricial Gen Partn | 55759 | Roxana Resource Recovery | IPP Non-CHP | IL | RX3 | 0.9 | Landfill Gas | LFG | IC | 4 | 2015 | 11 | 1999
9205 | Illinois Electricial Gen Partn | 55759 | Roxana Resource Recovery | IPP Non-CHP | IL | RX4 | 0.9 | Landfill Gas | LFG | IC | 4 | 2015 | 11 | 1999
9205 | Illinois Electricial Gen Partn | 55762 | Brickyard Energy Partners LLC | IPP Non-CHP | IL | BR1 | 0.9 | Landfill Gas | LFG | IC | 4 | 2015 | 9 | 1999
9205 | Illinois Electricial Gen Partn | 55762 | Brickyard Energy Partners LLC | IPP Non-CHP | IL | BR2 | 0.9 | Landfill Gas | LFG | IC | 4 | 2015 | 9 | 1999
9205 | Illinois Electricial Gen Partn | 55762 | Brickyard Energy Partners LLC | IPP Non-CHP | IL | BR3 | 0.9 | Landfill Gas | LFG | IC | 4 | 2015 | 9 | 1999
9205 | Illinois Electricial Gen Partn | 55764 | Upper Rock Energy Partners LLC | IPP Non-CHP | IL | UR1 | 0.9 | Landfill Gas | LFG | IC | 4 | 2015 | 4 | 2000
9205 | Illinois Electricial Gen Partn | 55764 | Upper Rock Energy Partners LLC | IPP Non-CHP | IL | UR2 | 0.9 | Landfill Gas | LFG | IC | 4 | 2015 | 4 | 2000
9205 | Illinois Electricial Gen Partn | 55764 | Upper Rock Energy Partners LLC | IPP Non-CHP | IL | UR3 | 0.9 | Landfill Gas | LFG | IC | 4 | 2015 | 4 | 2000
9205 | Illinois Electricial Gen Partn | 55764 | Upper Rock Energy Partners LLC | IPP Non-CHP | IL | UR4 | 0.9 | Landfill Gas | LFG | IC | 4 | 2015 | 4 | 2003
16657 | San Jose/Santa Clara Water P C | 56080 | SJ/SC WPCP | Commercial CHP | CA | E3 | 0.8 | Other Waste Biomass | OBG | IC | 4 | 2015 | 2 | 1953
57279 | California Portland Cement Co | 57907 | Colton Plant | Industrial CHP | CA | 1 | 14.3 | Conventional Steam Coal | BIT | ST | 4 | 2015 | 4 | 1985
57279 | California Portland Cement Co | 57907 | Colton Plant | Industrial CHP | CA | 2 | 14.3 | Conventional Steam Coal | BIT | ST | 4 | 2015 | 4 | 1985
9267 | Hoosier Energy R E C, Inc | 1043 | Frank E Ratts | Electric Utility | IN | 1 | 110 | Conventional Steam Coal | BIT | ST | 3 | 2015 | 4 | 1970
9267 | Hoosier Energy R E C, Inc | 1043 | Frank E Ratts | Electric Utility | IN | 2 | 100 | Conventional Steam Coal | BIT | ST | 3 | 2015 | 4 | 1970
12341 | MidAmerican Energy Co | 1082 | Walter Scott Jr Energy Center | Electric Utility | IA | 1 | 37.4 | Conventional Steam Coal | SUB | ST | 3 | 2015 | 3 | 1954
12341 | MidAmerican Energy Co | 1082 | Walter Scott Jr Energy Center | Electric Utility | IA | 2 | 80.8 | Conventional Steam Coal | SUB | ST | 3 | 2015 | 10 | 1958
1179 | Emera Maine | 1474 | Medway | Electric Utility | ME | IC1 | 2 | Petroleum Liquids | DFO | IC | 3 | 2015 | 7 | 1960
1179 | Emera Maine | 1474 | Medway | Electric Utility | ME | IC2 | 2 | Petroleum Liquids | DFO | IC | 3 | 2015 | 7 | 1960
1179 | Emera Maine | 1474 | Medway | Electric Utility | ME | IC3 | 2 | Petroleum Liquids | DFO | IC | 3 | 2015 | 7 | 1960
1179 | Emera Maine | 1474 | Medway | Electric Utility | ME | IC4 | 2 | Petroleum Liquids | DFO | IC | 3 | 2015 | 7 | 1960
15298 | Talen Montana LLC | 2187 | J E Corette Plant | IPP Non-CHP | MT | 1 | 153 | Conventional Steam Coal | SUB | ST | 3 | 2015 | 6 | 1968
6204 | City of Farmington - (NM) | 2465 | Animas | Electric Utility | NM | 1 | 3 | Natural Gas Fired Combined Cycle | NG | CA | 3 | 2015 | 1 | 1955
6204 | City of Farmington - (NM) | 2465 | Animas | Electric Utility | NM | 2 | 3 | Natural Gas Fired Combined Cycle | NG | CA | 3 | 2015 | 2 | 1955
3030 | Cardinal Cogen Inc | 10168 | Cardinal Cogen | IPP CHP | CA | GTG1 | 42.1 | Natural Gas Fired Combined Cycle | NG | CT | 3 | 2015 | 12 | 1987
3030 | Cardinal Cogen Inc | 10168 | Cardinal Cogen | IPP CHP | CA | STG1 | 9.4 | Natural Gas Fired Combined Cycle | NG | CA | 3 | 2015 | 1 | 1988
57450 | Martin Midstream Partnership,LP | 58077 | Cross Oil Refining & Marketing, Inc | Industrial CHP | AR | CROSS | 3.5 | Natural Gas Fired Combustion Turbine | NG | GT | 3 | 2015 | 2 | 1999
58159 | Penn State University | 58194 | West Campus Steam Plant | Commercial CHP | PA | WC 2 | 0.5 | Conventional Steam Coal | BIT | ST | 3 | 2015 | 1 | 1938
58159 | Penn State University | 58194 | West Campus Steam Plant | Commercial CHP | PA | WC 3 | 0.6 | Conventional Steam Coal | BIT | ST | 3 | 2015 | 1 | 1949
19876 | Virginia Electric & Power Co | 3803 | Chesapeake | Electric Utility | VA | 3 | 156 | Conventional Steam Coal | BIT | ST | 1 | 2015 | 6 | 1959
19876 | Virginia Electric & Power Co | 3803 | Chesapeake | Electric Utility | VA | ST1 | 111 | Conventional Steam Coal | BIT | ST | 1 | 2015 | 6 | 1953
19876 | Virginia Electric & Power Co | 3803 | Chesapeake | Electric Utility | VA | ST2 | 111 | Conventional Steam Coal | BIT | ST | 1 | 2015 | 12 | 1954
19876 | Virginia Electric & Power Co | 3803 | Chesapeake | Electric Utility | VA | ST4 | 217 | Conventional Steam Coal | BIT | ST | 1 | 2015 | 5 | 1962
12986 | Morton Salt Inc | 54335 | Morton Salt Rittman | Industrial CHP | OH | GEN1 | 1.5 | Conventional Steam Coal | BIT | ST | 1 | 2015 | 10 | 1978
13960 | NRG Cabrillo Power Ops Inc | 303 | Kearny | IPP Non-CHP | CA | KEA1 | 16 | Natural Gas Fired Combustion Turbine | NG | GT | 12 | 2014 | 4 | 1972
15908 | NRG California South LP | 329 | Coolwater | IPP Non-CHP | CA | 1 | 65 | Natural Gas Steam Turbine | NG | ST | 12 | 2014 | 6 | 1961
15908 | NRG California South LP | 329 | Coolwater | IPP Non-CHP | CA | 2 | 82 | Natural Gas Steam Turbine | NG | ST | 12 | 2014 | 5 | 1964
15908 | NRG California South LP | 329 | Coolwater | IPP Non-CHP | CA | 30 | 99 | Natural Gas Fired Combined Cycle | NG | CA | 12 | 2014 | 5 | 1978
15908 | NRG California South LP | 329 | Coolwater | IPP Non-CHP | CA | 31 | 73 | Natural Gas Fired Combined Cycle | NG | CT | 12 | 2014 | 5 | 1978
15908 | NRG California South LP | 329 | Coolwater | IPP Non-CHP | CA | 32 | 73 | Natural Gas Fired Combined Cycle | NG | CT | 12 | 2014 | 5 | 1978
15908 | NRG California South LP | 329 | Coolwater | IPP Non-CHP | CA | 40 | 99 | Natural Gas Fired Combined Cycle | NG | CA | 12 | 2014 | 8 | 1978
15908 | NRG California South LP | 329 | Coolwater | IPP Non-CHP | CA | 41 | 73.5 | Natural Gas Fired Combined Cycle | NG | CT | 12 | 2014 | 8 | 1978
15908 | NRG California South LP | 329 | Coolwater | IPP Non-CHP | CA | 42 | 73.5 | Natural Gas Fired Combined Cycle | NG | CT | 12 | 2014 | 8 | 1978
10005 | Kansas Gas & Electric Co | 1242 | Murray Gill | Electric Utility | KS | 1 | 37 | Natural Gas Steam Turbine | NG | ST | 12 | 2014 | 5 | 1952
10005 | Kansas Gas & Electric Co | 1242 | Murray Gill | Electric Utility | KS | 2 | 48 | Natural Gas Steam Turbine | NG | ST | 12 | 2014 | 2 | 1954
9732 | City of Jetmore | 1292 | Jetmore | Electric Utility | KS | 1 | 1 | Petroleum Liquids | DFO | IC | 12 | 2014 | 1 | 1960
9732 | City of Jetmore | 1292 | Jetmore | Electric Utility | KS | 2 | 0.4 | Petroleum Liquids | DFO | IC | 12 | 2014 | 1 | 1951
9732 | City of Jetmore | 1292 | Jetmore | Electric Utility | KS | 5 | 1.5 | Petroleum Liquids | DFO | IC | 12 | 2014 | 1 | 1966
9732 | City of Jetmore | 1292 | Jetmore | Electric Utility | KS | 6 | 1.2 | Petroleum Liquids | DFO | IC | 12 | 2014 | 1 | 1966
9732 | City of Jetmore | 1292 | Jetmore | Electric Utility | KS | 7 | 0.9 | Petroleum Liquids | DFO | IC | 12 | 2014 | 1 | 1966
17698 | Southwestern Electric Power Co | 1417 | Lieberman | Electric Utility | LA | 1 | 25 | Natural Gas Steam Turbine | NG | ST | 12 | 2014 | 7 | 1947
13407 | Nevada Power Co | 2324 | Reid Gardner | Electric Utility | NV | 1 | 100 | Conventional Steam Coal | BIT | ST | 12 | 2014 | 6 | 1965
13407 | Nevada Power Co | 2324 | Reid Gardner | Electric Utility | NV | 2 | 100 | Conventional Steam Coal | BIT | ST | 12 | 2014 | 6 | 1968
13407 | Nevada Power Co | 2324 | Reid Gardner | Electric Utility | NV | 3 | 98 | Conventional Steam Coal | BIT | ST | 12 | 2014 | 5 | 1976
17166 | Sierra Pacific Power Co | 2336 | Tracy | Electric Utility | NV | ST1 | 53 | Natural Gas Steam Turbine | NG | ST | 12 | 2014 | 8 | 1963
17166 | Sierra Pacific Power Co | 2336 | Tracy | Electric Utility | NV | ST2 | 83 | Natural Gas Steam Turbine | NG | ST | 12 | 2014 | 10 | 1965
3542 | Duke Energy Ohio Inc | 2830 | Walter C Beckjord | Electric Utility | OH | GT1 | 47 | Petroleum Liquids | DFO | GT | 12 | 2014 | 4 | 1972
3542 | Duke Energy Ohio Inc | 2830 | Walter C Beckjord | Electric Utility | OH | GT2 | 47 | Petroleum Liquids | DFO | GT | 12 | 2014 | 4 | 1972
3542 | Duke Energy Ohio Inc | 2830 | Walter C Beckjord | Electric Utility | OH | GT3 | 47 | Petroleum Liquids | DFO | GT | 12 | 2014 | 6 | 1972
3542 | Duke Energy Ohio Inc | 2830 | Walter C Beckjord | Electric Utility | OH | GT4 | 47 | Petroleum Liquids | DFO | GT | 12 | 2014 | 6 | 1972
59588 | Lake Creek 3 Power Company LLC | 3502 | Lake Creek | IPP Non-CHP | TX | D1 | 2 | Petroleum Liquids | DFO | IC | 12 | 2014 | 8 | 1966
59588 | Lake Creek 3 Power Company LLC | 3502 | Lake Creek | IPP Non-CHP | TX | D2 | 2 | Petroleum Liquids | DFO | IC | 12 | 2014 | 8 | 1966
59588 | Lake Creek 3 Power Company LLC | 3502 | Lake Creek | IPP Non-CHP | TX | D3 | 2 | Petroleum Liquids | DFO | IC | 12 | 2014 | 8 | 1966
59588 | Lake Creek 3 Power Company LLC | 3502 | Lake Creek | IPP Non-CHP | TX | ST1 | 87 | Natural Gas Steam Turbine | NG | ST | 12 | 2014 | 4 | 1953
59588 | Lake Creek 3 Power Company LLC | 3502 | Lake Creek | IPP Non-CHP | TX | ST2 | 230 | Natural Gas Steam Turbine | NG | ST | 12 | 2014 | 7 | 1959
2172 | Brazos Electric Power Coop Inc | 3627 | North Texas | Electric Utility | TX | 1 | 16.5 | Natural Gas Steam Turbine | NG | ST | 12 | 2014 | 6 | 1958
2172 | Brazos Electric Power Coop Inc | 3627 | North Texas | Electric Utility | TX | 2 | 16.5 | Natural Gas Steam Turbine | NG | ST | 12 | 2014 | 8 | 1958
5956 | Entergy Nuclear Vermont Yankee | 3751 | Vermont Yankee | IPP Non-CHP | VT | 1 | 612.4 | Nuclear | NUC | ST | 12 | 2014 | 11 | 1972
6452 | Florida Power & Light Co | 6246 | Putnam | Electric Utility | FL | 1GT1 |  | Natural Gas Fired Combined Cycle | NG | CT | 12 | 2014 | 4 | 1978
6452 | Florida Power & Light Co | 6246 | Putnam | Electric Utility | FL | 1GT2 |  | Natural Gas Fired Combined Cycle | NG | CT | 12 | 2014 | 4 | 1978
6452 | Florida Power & Light Co | 6246 | Putnam | Electric Utility | FL | 1ST | 249 | Natural Gas Fired Combined Cycle | NG | CA | 12 | 2014 | 4 | 1978
6452 | Florida Power & Light Co | 6246 | Putnam | Electric Utility | FL | 2GT1 |  | Natural Gas Fired Combined Cycle | NG | CT | 12 | 2014 | 8 | 1977
6452 | Florida Power & Light Co | 6246 | Putnam | Electric Utility | FL | 2GT2 |  | Natural Gas Fired Combined Cycle | NG | CT | 12 | 2014 | 8 | 1977
6452 | Florida Power & Light Co | 6246 | Putnam | Electric Utility | FL | 2ST | 249 | Natural Gas Fired Combined Cycle | NG | CA | 12 | 2014 | 8 | 1977
14795 | Perdue Agribusiness | 10515 | Oilseed Plant | Industrial CHP | VA | GEN1 | 1.6 | Conventional Steam Coal | BIT | ST | 12 | 2014 | 5 | 1985
2138 | Brainerd Public Utilities | 50636 | Brainerd Public Utilities | Electric Utility | MN | VPLS | 0.6 | Conventional Steam Coal | BIT | ST | 12 | 2014 | 1 | 1959
12303 | Merck & Co Inc-West Point | 52149 | West Point (PA) | Industrial CHP | PA | GEN1 | 3 | Natural Gas Steam Turbine | NG | ST | 12 | 2014 | 12 | 1987
34389 | WindPower Partners, 1994, L.P. | 54966 | West Texas Windplant | IPP Non-CHP | TX | WIND | 30 | Onshore Wind Turbine | WND | WT | 12 | 2014 | 9 | 1995
11208 | Los Angeles Department of Water & Power | 57309 | Pacific Cruise Ship Terminals Berth 93 | Commercial Non-CHP | CA | 1 | 1.1 | Solar Photovoltaic | SUN | PV | 12 | 2014 | 9 | 2010
405 | City of Alta - (IA) | 1121 | Alta Municipal Utilities | Electric Utility | IA | 3 | 1 | Petroleum Liquids | DFO | IC | 11 | 2014 | 6 | 1990
5416 | Duke Energy Carolinas, LLC | 3264 | W S Lee | Electric Utility | SC | 1 | 100 | Conventional Steam Coal | BIT | ST | 11 | 2014 | 3 | 1951
5416 | Duke Energy Carolinas, LLC | 3264 | W S Lee | Electric Utility | SC | 2 | 100 | Conventional Steam Coal | BIT | ST | 11 | 2014 | 7 | 1951
17569 | City of South Norwalk - (CT) | 6598 | South Norwalk Electric | Electric Utility | CT | 6 | 1.1 | Petroleum Liquids | DFO | IC | 11 | 2014 | 5 | 1990
16002 | Rio Bravo Poso | 10769 | Rio Bravo Poso | IPP CHP | CA | UP8 | 33 | Conventional Steam Coal | BIT | ST | 11 | 2014 | 9 | 1989
19724 | Vanderbilt University | 52048 | Vanderbilt University Power Plant | Commercial CHP | TN | GEN1 | 6.5 | Conventional Steam Coal | BIT | ST | 11 | 2014 | 11 | 1988
12411 | Miami Dade Water & Sewer Dept | 54623 | Central District Wastewater Treat Plant | Commercial CHP | FL | 2 | 1.2 | Other Waste Biomass | OBG | IC | 11 | 2014 | 10 | 1989
19804 | City of Vero Beach - (FL) | 693 | Vero Beach Municipal Power Plant | Electric Utility | FL | 3 | 33 | Natural Gas Steam Turbine | NG | ST | 10 | 2014 | 9 | 1971
3542 | Duke Energy Ohio Inc | 2830 | Walter C Beckjord | Electric Utility | OH | 5 | 238 | Conventional Steam Coal | BIT | ST | 10 | 2014 | 12 | 1962
3542 | Duke Energy Ohio Inc | 2830 | Walter C Beckjord | Electric Utility | OH | 6 | 414 | Conventional Steam Coal | BIT | ST | 10 | 2014 | 7 | 1969
4716 | Dairyland Power Coop | 4140 | Alma | Electric Utility | WI | 5 | 62.1 | Conventional Steam Coal | BIT | ST | 10 | 2014 | 1 | 1960
52 | ACE Cogeneration Co | 10002 | ACE Cogeneration Facility | IPP CHP | CA | GEN1 | 101.2 | Conventional Steam Coal | BIT | ST | 10 | 2014 | 9 | 1990
8486 | PInova Inc | 10120 | PInova Inc | Industrial CHP | GA | GEN6 | 2 | Wood/Wood Waste Biomass | WDS | ST | 10 | 2014 | 3 | 1989
55919 | Georgia-Pacific Consr Prods LP-Green Bay | 10360 | Green Bay West Mill | Industrial CHP | WI | GEN10 | 26.4 | Conventional Steam Coal | BIT | ST | 10 | 2014 | 7 | 2005
55919 | Georgia-Pacific Consr Prods LP-Green Bay | 10360 | Green Bay West Mill | Industrial CHP | WI | GEN5 | 7.5 | Conventional Steam Coal | BIT | ST | 10 | 2014 | 1 | 1954
55965 | NewPage Corporation | 10476 | Whiting Mill | Industrial CHP | WI | GEN4 | 4.1 | Conventional Steam Coal | SUB | ST | 10 | 2014 | 7 | 1951
39066 | Union Carbide Corp-Texas City | 50153 | Texas City Plant Union Carbide | Industrial CHP | TX | GTG | 32 | Natural Gas Fired Combustion Turbine | NG | GT | 10 | 2014 | 2 | 1996
50163 | Valero Energy Corporation | 52108 | Valero Energy Port Arthur Refinery | Industrial CHP | TX | GEN1 | 14 | Natural Gas Fired Combined Cycle | NG | CT | 10 | 2014 | 6 | 1975
50163 | Valero Energy Corporation | 52108 | Valero Energy Port Arthur Refinery | Industrial CHP | TX | GEN2 | 12 | Natural Gas Fired Combustion Turbine | NG | GT | 10 | 2014 | 6 | 1966
50163 | Valero Energy Corporation | 52108 | Valero Energy Port Arthur Refinery | Industrial CHP | TX | GEN4 | 10 | Other Gases | OG | CA | 10 | 2014 | 6 | 1943
50163 | Valero Energy Corporation | 52108 | Valero Energy Port Arthur Refinery | Industrial CHP | TX | GEN5 | 10 | Other Gases | OG | CA | 10 | 2014 | 6 | 1928
50163 | Valero Energy Corporation | 52108 | Valero Energy Port Arthur Refinery | Industrial CHP | TX | GEN6 | 10 | Other Gases | OG | ST | 10 | 2014 | 6 | 1954
50163 | Valero Energy Corporation | 52108 | Valero Energy Port Arthur Refinery | Industrial CHP | TX | GEN7 | 10 | Other Gases | OG | ST | 10 | 2014 | 6 | 1951
12411 | Miami Dade Water & Sewer Dept | 54623 | Central District Wastewater Treat Plant | Commercial CHP | FL | 1 | 1.2 | Other Waste Biomass | OBG | IC | 10 | 2014 | 10 | 1989
4362 | Corn Belt Energy Corporation | 56176 | BNWRD | Electric Utility | IL | 1 | 1.8 | Petroleum Liquids | DFO | IC | 10 | 2014 | 7 | 2000
57170 | EDF Renewable Asset Holdings, Inc. | 56213 | Patterson Pass | IPP Non-CHP | CA | WND1 | 8.1 | Onshore Wind Turbine | WND | WT | 10 | 2014 | 4 | 1985
57170 | EDF Renewable Asset Holdings, Inc. | 56213 | Patterson Pass | IPP Non-CHP | CA | WND2 | 13.8 | Onshore Wind Turbine | WND | WT | 10 | 2014 | 1 | 1987
55969 | Winnebago Energy Center LLC | 56780 | Winnebago Energy Center LLC | IPP Non-CHP | IL | 1 | 1.6 | Landfill Gas | LFG | IC | 10 | 2014 | 12 | 2007
55969 | Winnebago Energy Center LLC | 56780 | Winnebago Energy Center LLC | IPP Non-CHP | IL | 2 | 1.6 | Landfill Gas | LFG | IC | 10 | 2014 | 12 | 2007
55969 | Winnebago Energy Center LLC | 56780 | Winnebago Energy Center LLC | IPP Non-CHP | IL | 3 | 1.6 | Landfill Gas | LFG | IC | 10 | 2014 | 12 | 2007
55969 | Winnebago Energy Center LLC | 56780 | Winnebago Energy Center LLC | IPP Non-CHP | IL | 4 | 1.6 | Landfill Gas | LFG | IC | 10 | 2014 | 12 | 2007
56929 | Alliance Star Energy LLC | 57592 | Sheraton SD East Tower | Commercial CHP | CA | 45 | 0.3 | Other Natural Gas | NG | FC | 10 | 2014 | 11 | 2005
56929 | Alliance Star Energy LLC | 57592 | Sheraton SD East Tower | Commercial CHP | CA | 47 | 0.3 | Other Natural Gas | NG | FC | 10 | 2014 | 10 | 2005
56929 | Alliance Star Energy LLC | 57592 | Sheraton SD East Tower | Commercial CHP | CA | 50 | 0.3 | Other Natural Gas | NG | FC | 10 | 2014 | 11 | 2005
56929 | Alliance Star Energy LLC | 57592 | Sheraton SD East Tower | Commercial CHP | CA | 51 | 0.3 | Other Natural Gas | NG | FC | 10 | 2014 | 10 | 2005
58863 | Main Street Power | 57765 | Arizona Western College PV | IPP Non-CHP | AZ | GV1 | 0.5 | Solar Photovoltaic | SUN | PV | 10 | 2014 | 11 | 2011
58863 | Main Street Power | 57765 | Arizona Western College PV | IPP Non-CHP | AZ | GV2 | 0.5 | Solar Photovoltaic | SUN | PV | 10 | 2014 | 11 | 2011
5860 | Empire District Electric Co | 1239 | Riverton | Electric Utility | KS | 7 | 38 | Natural Gas Steam Turbine | NG | ST | 9 | 2014 | 6 | 1950
3915 | Coldwater Board of Public Util | 1819 | Coldwater | Electric Utility | MI | IC4 | 2.5 | Petroleum Liquids | DFO | IC | 9 | 2014 | 2 | 1974
4716 | Dairyland Power Coop | 4140 | Alma | Electric Utility | WI | 4 | 40.4 | Conventional Steam Coal | BIT | ST | 9 | 2014 | 4 | 1957
9788 | John Deere Harvester Works Co | 10039 | John Deere Harvester Works | Industrial CHP | IL | GEN2 | 2 | Conventional Steam Coal | BIT | ST | 9 | 2014 | 10 | 1940
26642 | PE Bay Shore LLC | 54541 | Entenmanns Energy Center | IPP CHP | NY | 1 | 1.3 | Natural Gas Internal Combustion Engine | NG | IC | 9 | 2014 | 5 | 1994
26642 | PE Bay Shore LLC | 54541 | Entenmanns Energy Center | IPP CHP | NY | 2 | 1.3 | Natural Gas Internal Combustion Engine | NG | IC | 9 | 2014 | 5 | 1994
26642 | PE Bay Shore LLC | 54541 | Entenmanns Energy Center | IPP CHP | NY | 3 | 1.3 | Natural Gas Internal Combustion Engine | NG | IC | 9 | 2014 | 5 | 1994
26642 | PE Bay Shore LLC | 54541 | Entenmanns Energy Center | IPP CHP | NY | 4 | 1.3 | Petroleum Liquids | DFO | IC | 9 | 2014 | 5 | 1994
56207 | Ausra CA I LLC | 56943 | Ausra Kimberlina Solar Generation | IPP Non-CHP | CA | 1 | 3.5 | Solar Thermal without Energy Storage | SUN | ST | 9 | 2014 | 5 | 2009
17271 | City & Borough of Sitka - (AK) | 93 | Blue Lake Hydro | Electric Utility | AK | 1 | 3.5 | Conventional Hydroelectric | WAT | HY | 8 | 2014 | 6 | 1961
17271 | City & Borough of Sitka - (AK) | 93 | Blue Lake Hydro | Electric Utility | AK | 2 | 3.5 | Conventional Hydroelectric | WAT | HY | 8 | 2014 | 6 | 1961
15147 | PSEG Fossil LLC | 2404 | PSEG Kearny Generating Station | IPP Non-CHP | NJ | 9 | 21 | Natural Gas Fired Combustion Turbine | NG | GT | 8 | 2014 | 5 | 1967
14624 | PUD No 2 of Grant County | 3888 | Wanapum | Electric Utility | WA | 9 | 103.8 | Conventional Hydroelectric | WAT | HY | 8 | 2014 | 1 | 1964
30150 | CBY DBA Yakutat Power | 6637 | Yakutat | Electric Utility | AK | 4A | 1.1 | Petroleum Liquids | DFO | IC | 8 | 2014 | 6 | 1993
20323 | Wellhead Services Inc | 10733 | Santa Maria Cogen Plant | IPP CHP | CA | GEN1 | 7 | Natural Gas Fired Combustion Turbine | NG | GT | 8 | 2014 | 6 | 1989
20558 | White Springs Agrici Chem Inc | 50473 | Suwannee River Chemical Complex | Industrial CHP | FL | SRC | 27.3 | All Other | OTH | ST | 8 | 2014 | 7 | 1986
55793 | Fusion Paperboard Connecticut LLC | 54657 | Versailles Mill | Industrial CHP | CT | NO1 | 14 | Natural Gas Steam Turbine | NG | ST | 8 | 2014 | 10 | 1962
57249 | Suncook Energy LLC | 55006 | Nashua Plant | IPP Non-CHP | NH | UNT1 | 2 | Landfill Gas | LFG | IC | 8 | 2014 | 4 | 1996
34362 | Delaware Mountain LP | 55399 | Delaware Mountain Windfarm | IPP Non-CHP | TX | 01 | 23.3 | Onshore Wind Turbine | WND | WT | 8 | 2014 | 6 | 1999
18642 | Tennessee Valley Authority | 50 | Widows Creek | Electric Utility | AL | 1 | 111 | Conventional Steam Coal | BIT | ST | 7 | 2014 | 7 | 1952
18642 | Tennessee Valley Authority | 50 | Widows Creek | Electric Utility | AL | 2 | 111 | Conventional Steam Coal | BIT | ST | 7 | 2014 | 10 | 1952
18642 | Tennessee Valley Authority | 50 | Widows Creek | Electric Utility | AL | 4 | 111 | Conventional Steam Coal | BIT | ST | 7 | 2014 | 1 | 1953
18642 | Tennessee Valley Authority | 50 | Widows Creek | Electric Utility | AL | 6 | 111 | Conventional Steam Coal | BIT | ST | 7 | 2014 | 7 | 1954
22001 | Sunbury Generation LP | 3152 | Sunbury Generation LP | IPP Non-CHP | PA | 1 | 80 | Conventional Steam Coal | BIT | ST | 7 | 2014 | 11 | 1949
22001 | Sunbury Generation LP | 3152 | Sunbury Generation LP | IPP Non-CHP | PA | 2 | 80 | Conventional Steam Coal | BIT | ST | 7 | 2014 | 9 | 1949
22001 | Sunbury Generation LP | 3152 | Sunbury Generation LP | IPP Non-CHP | PA | 3 | 94 | Conventional Steam Coal | BIT | ST | 7 | 2014 | 4 | 1951
22001 | Sunbury Generation LP | 3152 | Sunbury Generation LP | IPP Non-CHP | PA | 4 | 128 | Conventional Steam Coal | BIT | ST | 7 | 2014 | 8 | 1953
2442 | City of Bryan - (TX) | 3561 | Bryan (TX) | Electric Utility | TX | 3 | 12 | Natural Gas Steam Turbine | NG | ST | 7 | 2014 | 1 | 1955
2442 | City of Bryan - (TX) | 3561 | Bryan (TX) | Electric Utility | TX | 4 | 22 | Natural Gas Steam Turbine | NG | ST | 7 | 2014 | 1 | 1958
2442 | City of Bryan - (TX) | 3561 | Bryan (TX) | Electric Utility | TX | 5 | 25 | Natural Gas Steam Turbine | NG | ST | 7 | 2014 | 1 | 1966
2442 | City of Bryan - (TX) | 3561 | Bryan (TX) | Electric Utility | TX | 6 | 50 | Natural Gas Steam Turbine | NG | ST | 7 | 2014 | 1 | 1969
11161 | Loma Linda University | 10206 | Loma Linda University Cogen | Commercial CHP | CA | GEN3 | 1.2 | Natural Gas Fired Combined Cycle | NG | CA | 7 | 2014 | 2 | 1980
18587 | Sierra Power Corp | 50068 | Sierra Power | Industrial CHP | CA | WEST | 7 | Wood/Wood Waste Biomass | WDS | ST | 7 | 2014 | 12 | 1985
57196 | Trinity Oaks Energy LLC | 57877 | Trinity Oaks Energy | IPP Non-CHP | TX | UNT1 | 1.5 | Landfill Gas | LFG | IC | 7 | 2014 | 2 | 2009
57196 | Trinity Oaks Energy LLC | 57877 | Trinity Oaks Energy | IPP Non-CHP | TX | UNT2 | 1.5 | Landfill Gas | LFG | IC | 7 | 2014 | 2 | 2009
57195 | Fort Worth Methane LLC | 57878 | Fort Worth Methane | IPP Non-CHP | TX | UNT1 | 1.5 | Landfill Gas | LFG | IC | 7 | 2014 | 12 | 2006
58300 | Ameresco Select Inc | 58365 | CJTS Energy Center | Commercial Non-CHP | CT | UNIT1 | 0.2 | Other Natural Gas | NG | FC | 7 | 2014 | 11 | 2001
58300 | Ameresco Select Inc | 58365 | CJTS Energy Center | Commercial Non-CHP | CT | UNIT2 | 0.2 | Other Natural Gas | NG | FC | 7 | 2014 | 11 | 2001
58300 | Ameresco Select Inc | 58365 | CJTS Energy Center | Commercial Non-CHP | CT | UNIT3 | 0.2 | Other Natural Gas | NG | FC | 7 | 2014 | 11 | 2001
58300 | Ameresco Select Inc | 58365 | CJTS Energy Center | Commercial Non-CHP | CT | UNIT5 | 0.2 | Other Natural Gas | NG | FC | 7 | 2014 | 11 | 2001
18642 | Tennessee Valley Authority | 1379 | Shawnee | Electric Utility | KY | 10 | 124 | Conventional Steam Coal | BIT | ST | 6 | 2014 | 10 | 1956
4161 | Constellation Power Source Gen | 1559 | Riverside (MD) | IPP Non-CHP | MD | GT6 | 115 | Natural Gas Fired Combustion Turbine | NG | GT | 6 | 2014 | 4 | 1970
58185 | FirstLight Power Resources, Inc. - MA | 1606 | Mount Tom | IPP Non-CHP | MA | 1 | 143.6 | Conventional Steam Coal | BIT | ST | 6 | 2014 | 11 | 1960
57501 | NAES Salem Harbor | 1626 | Salem Harbor | IPP Non-CHP | MA | 1 | 79.7 | Conventional Steam Coal | BIT | ST | 6 | 2014 | 1 | 1952
57501 | NAES Salem Harbor | 1626 | Salem Harbor | IPP Non-CHP | MA | 2 | 78 | Conventional Steam Coal | BIT | ST | 6 | 2014 | 9 | 1952
57501 | NAES Salem Harbor | 1626 | Salem Harbor | IPP Non-CHP | MA | 3 | 149.8 | Conventional Steam Coal | BIT | ST | 6 | 2014 | 8 | 1958
57501 | NAES Salem Harbor | 1626 | Salem Harbor | IPP Non-CHP | MA | 4 | 436.8 | Petroleum Liquids | RFO | ST | 6 | 2014 | 12 | 1972
56606 | Calpine New Jersey Generation LLC | 2384 | Deepwater | IPP Non-CHP | NJ | 1 | 78.9 | Natural Gas Steam Turbine | NG | ST | 6 | 2014 | 12 | 1958
56606 | Calpine New Jersey Generation LLC | 2384 | Deepwater | IPP Non-CHP | NJ | 6 | 81.2 | Natural Gas Steam Turbine | NG | ST | 6 | 2014 | 12 | 1954
15147 | PSEG Fossil LLC | 2399 | PSEG Burlington Generating Station | IPP Non-CHP | NJ | 91 | 46.6 | Petroleum Liquids | DFO | GT | 6 | 2014 | 5 | 1972
15147 | PSEG Fossil LLC | 2399 | PSEG Burlington Generating Station | IPP Non-CHP | NJ | 92 | 47.3 | Petroleum Liquids | DFO | GT | 6 | 2014 | 5 | 1972
15147 | PSEG Fossil LLC | 2399 | PSEG Burlington Generating Station | IPP Non-CHP | NJ | 93 | 46.8 | Petroleum Liquids | DFO | GT | 6 | 2014 | 5 | 1972
15147 | PSEG Fossil LLC | 2399 | PSEG Burlington Generating Station | IPP Non-CHP | NJ | 94 | 46 | Petroleum Liquids | DFO | GT | 6 | 2014 | 5 | 1972
13809 | NorthWestern Energy - (SD) | 3343 | Highmore | Electric Utility | SD | 1 | 0.6 | Petroleum Liquids | DFO | IC | 6 | 2014 | 1 | 1948
13809 | NorthWestern Energy - (SD) | 3343 | Highmore | Electric Utility | SD | 2 | 1.3 | Petroleum Liquids | DFO | IC | 6 | 2014 | 1 | 1960
13809 | NorthWestern Energy - (SD) | 3343 | Highmore | Electric Utility | SD | 3 | 2.6 | Petroleum Liquids | DFO | IC | 6 | 2014 | 10 | 1970
13809 | NorthWestern Energy - (SD) | 3347 | Redfield | Electric Utility | SD | 1 | 1.3 | Natural Gas Internal Combustion Engine | NG | IC | 6 | 2014 | 9 | 1962
13809 | NorthWestern Energy - (SD) | 3347 | Redfield | Electric Utility | SD | 2 | 1.3 | Natural Gas Internal Combustion Engine | NG | IC | 6 | 2014 | 9 | 1962
13809 | NorthWestern Energy - (SD) | 3347 | Redfield | Electric Utility | SD | 3 | 1.3 | Natural Gas Internal Combustion Engine | NG | IC | 6 | 2014 | 9 | 1962
18642 | Tennessee Valley Authority | 3405 | John Sevier | Electric Utility | TN | 3 | 176 | Conventional Steam Coal | BIT | ST | 6 | 2014 | 2 | 1956
18642 | Tennessee Valley Authority | 3405 | John Sevier | Electric Utility | TN | 4 | 176 | Conventional Steam Coal | BIT | ST | 6 | 2014 | 10 | 1957
12298 | City of Menasha - (WI) | 4127 | Menasha | IPP CHP | WI | 3 | 7.5 | Conventional Steam Coal | SUB | ST | 6 | 2014 | 12 | 1954
12298 | City of Menasha - (WI) | 4127 | Menasha | IPP CHP | WI | 4 | 12.5 | Conventional Steam Coal | SUB | ST | 6 | 2014 | 12 | 1964
12298 | City of Menasha - (WI) | 4127 | Menasha | IPP CHP | WI | 5 | 6.9 | Conventional Steam Coal | SUB | ST | 6 | 2014 | 10 | 2006
12298 | City of Menasha - (WI) | 4127 | Menasha | IPP CHP | WI | IC1 | 1 | Petroleum Liquids | DFO | IC | 6 | 2014 | 0 | 1949
57145 | Louisiana Sugar Refining LLC | 10301 | Louisiana Sugar Refining | Industrial CHP | LA | GEN1 | 0.6 | Natural Gas Steam Turbine | NG | ST | 6 | 2014 | 9 | 1930
14395 | Palm Springs City of | 50674 | Municipal Cogen Plant | Commercial Non-CHP | CA | GEN1 | 0.6 | Natural Gas Internal Combustion Engine | NG | IC | 6 | 2014 | 5 | 1985
14395 | Palm Springs City of | 50674 | Municipal Cogen Plant | Commercial Non-CHP | CA | GEN2 | 0.6 | Natural Gas Internal Combustion Engine | NG | IC | 6 | 2014 | 5 | 1985
5036 | City of Delta - (CO) | 496 | Delta (CO) | Electric Utility | CO | 1 | 0.8 | Natural Gas Internal Combustion Engine | NG | IC | 5 | 2014 | 10 | 1945
5036 | City of Delta - (CO) | 496 | Delta (CO) | Electric Utility | CO | 2 | 0.4 | Natural Gas Internal Combustion Engine | NG | IC | 5 | 2014 | 10 | 1939
5036 | City of Delta - (CO) | 496 | Delta (CO) | Electric Utility | CO | 3 | 0.1 | Petroleum Liquids | DFO | IC | 5 | 2014 | 10 | 1938
5036 | City of Delta - (CO) | 496 | Delta (CO) | Electric Utility | CO | 4 | 0.1 | Petroleum Liquids | DFO | IC | 5 | 2014 | 10 | 1937
5036 | City of Delta - (CO) | 496 | Delta (CO) | Electric Utility | CO | 5 | 0.1 | Petroleum Liquids | DFO | IC | 5 | 2014 | 10 | 1937
5036 | City of Delta - (CO) | 496 | Delta (CO) | Electric Utility | CO | 6 | 1.2 | Natural Gas Internal Combustion Engine | NG | IC | 5 | 2014 | 10 | 1949
5036 | City of Delta - (CO) | 496 | Delta (CO) | Electric Utility | CO | 7 | 1.8 | Natural Gas Internal Combustion Engine | NG | IC | 5 | 2014 | 10 | 1956
1179 | Emera Maine | 1466 | Bar Harbor | Electric Utility | ME | 2 | 2 | Petroleum Liquids | DFO | IC | 5 | 2014 | 11 | 1961
1179 | Emera Maine | 1466 | Bar Harbor | Electric Utility | ME | 4 | 2 | Petroleum Liquids | DFO | IC | 5 | 2014 | 11 | 1961
55768 | RC Cape May Holdings LLC | 2378 | B L England | IPP Non-CHP | NJ | 1 | 113 | Conventional Steam Coal | BIT | ST | 5 | 2014 | 10 | 1962
14165 | NRG Power Midwest LP | 3096 | Brunot Island | IPP Non-CHP | PA | 1B | 15 | Petroleum Liquids | DFO | GT | 5 | 2014 | 3 | 1972
14165 | NRG Power Midwest LP | 3096 | Brunot Island | IPP Non-CHP | PA | 1C | 15 | Petroleum Liquids | DFO | GT | 5 | 2014 | 3 | 1972
900 | Asbury Park Press Inc | 10157 | Asbury Park Press | Industrial CHP | NJ | ENG1 | 0.7 | Natural Gas Internal Combustion Engine | NG | IC | 5 | 2014 | 5 | 1987
900 | Asbury Park Press Inc | 10157 | Asbury Park Press | Industrial CHP | NJ | ENG2 | 0.7 | Natural Gas Internal Combustion Engine | NG | IC | 5 | 2014 | 5 | 1987
9384 | International Paper Co-Courtld | 50245 | International Paper Courtland Mill | Industrial CHP | AL | ABB | 62 | Wood/Wood Waste Biomass | BLQ | ST | 5 | 2014 | 4 | 1991
9384 | International Paper Co-Courtld | 50245 | International Paper Courtland Mill | Industrial CHP | AL | GE | 27 | Wood/Wood Waste Biomass | BLQ | ST | 5 | 2014 | 5 | 1993
58945 | Wood Group Power Plant Services Inc | 54658 | Quantum Auburndale Power LP | IPP CHP | FL | CT | 111.3 | Natural Gas Fired Combined Cycle | NG | CT | 5 | 2014 | 4 | 1994
58945 | Wood Group Power Plant Services Inc | 54658 | Quantum Auburndale Power LP | IPP CHP | FL | ST | 44 | Natural Gas Fired Combined Cycle | NG | CA | 5 | 2014 | 4 | 1994
58793 | Missouri University of Science and Technology | 58923 | Missouri S&T - Power Plant | IPP Non-CHP | MO | 500K | 0.2 | Conventional Steam Coal | BIT | ST | 5 | 2014 | 1 | 1951
5107 | City of Detroit - (MI) | 1822 | Mistersky | Electric Utility | MI | 6 | 50 | Natural Gas Steam Turbine | NG | ST | 4 | 2014 | 8 | 1958
5107 | City of Detroit - (MI) | 1822 | Mistersky | Electric Utility | MI | 7 | 60 | Natural Gas Steam Turbine | NG | ST | 4 | 2014 | 1 | 1979
5107 | City of Detroit - (MI) | 1822 | Mistersky | Electric Utility | MI | GT1 | 25 | Petroleum Liquids | DFO | GT | 4 | 2014 | 12 | 1974
3989 | City of Colorado Springs - (CO) | 7730 | SECC | Electric Utility | CO | 1 | 1.1 | Petroleum Liquids | DFO | IC | 4 | 2014 | 1 | 1998
19433 | Union Carbide C&P-Charleston | 50151 | Union Carbide South Charleston | Industrial CHP | WV | GEN8 | 5.6 | Natural Gas Steam Turbine | NG | ST | 4 | 2014 | 11 | 1953
20511 | Weyerhaeuser Co NR, New Bern CF | 50188 | Weyerhaeuser New Bern NC | Industrial CHP | NC | TG1 | 29.7 | Wood/Wood Waste Biomass | BLQ | ST | 4 | 2014 | 12 | 1969
12411 | Miami Dade Water & Sewer Dept | 54624 | South District Wastewater Treatment Plt | Commercial CHP | FL | 2 | 0.8 | All Other | OTH | OT | 4 | 2014 | 3 | 1991
12411 | Miami Dade Water & Sewer Dept | 54624 | South District Wastewater Treatment Plt | Commercial CHP | FL | 3 | 0.8 | All Other | OTH | OT | 4 | 2014 | 3 | 1991
56965 | Auburn Energy, LLC | 57636 | Auburn LFG Energy Facility | IPP Non-CHP | NY | 2 | 1.1 | Landfill Gas | LFG | IC | 4 | 2014 | 1 | 2010
9417 | Interstate Power and Light Co | 1047 | Lansing | Electric Utility | IA | IC1 | 1.2 | Petroleum Liquids | DFO | IC | 3 | 2014 | 1 | 1970
9417 | Interstate Power and Light Co | 1047 | Lansing | Electric Utility | IA | IC2 | 1.1 | Petroleum Liquids | DFO | IC | 3 | 2014 | 1 | 1971
4254 | Consumers Energy Co | 1696 | B E Morrow | Electric Utility | MI | A | 13 | Natural Gas Fired Combustion Turbine | NG | GT | 3 | 2014 | 12 | 1968
4254 | Consumers Energy Co | 1696 | B E Morrow | Electric Utility | MI | B | 11 | Natural Gas Fired Combustion Turbine | NG | GT | 3 | 2014 | 7 | 1969
56155 | Lansing Board of Water and Light | 1831 | Eckert Station | Electric Utility | MI | 2 | 31.6 | Conventional Steam Coal | SUB | ST | 3 | 2014 | 6 | 1958
13949 | City of Oberlin - (OH) | 2933 | Oberlin (OH) | Electric Utility | OH | 5 | 2 | Natural Gas Internal Combustion Engine | NG | IC | 3 | 2014 | 1 | 1951
14165 | NRG Power Midwest LP | 3098 | Elrama Power Plant | IPP Non-CHP | PA | 1 | 93 | Conventional Steam Coal | BIT | ST | 3 | 2014 | 4 | 1952
14165 | NRG Power Midwest LP | 3098 | Elrama Power Plant | IPP Non-CHP | PA | 2 | 93 | Conventional Steam Coal | BIT | ST | 3 | 2014 | 1 | 1953
14165 | NRG Power Midwest LP | 3098 | Elrama Power Plant | IPP Non-CHP | PA | 3 | 103 | Conventional Steam Coal | BIT | ST | 3 | 2014 | 9 | 1954
14165 | NRG Power Midwest LP | 3098 | Elrama Power Plant | IPP Non-CHP | PA | 4 | 171 | Conventional Steam Coal | BIT | ST | 3 | 2014 | 10 | 1960
19545 | Black Hills Power Inc | 3325 | Ben French | Electric Utility | SD | ST1 | 21.6 | Conventional Steam Coal | SUB | ST | 3 | 2014 | 4 | 1960
2176 | Brazos River Authority | 3557 | Morris Sheppard | Electric Utility | TX | 1 | 12 | Conventional Hydroelectric | WAT | HY | 3 | 2014 | 5 | 1942
2176 | Brazos River Authority | 3557 | Morris Sheppard | Electric Utility | TX | 2 | 12 | Conventional Hydroelectric | WAT | HY | 3 | 2014 | 5 | 1942
19545 | Black Hills Power Inc | 4150 | Neil Simpson | Electric Utility | WY | 5 | 14.6 | Conventional Steam Coal | SUB | ST | 3 | 2014 | 5 | 1959
19545 | Black Hills Power Inc | 4151 | Osage (WY) | Electric Utility | WY | 1 | 10.1 | Conventional Steam Coal | SUB | ST | 3 | 2014 | 1 | 1948
19545 | Black Hills Power Inc | 4151 | Osage (WY) | Electric Utility | WY | 2 | 10.1 | Conventional Steam Coal | SUB | ST | 3 | 2014 | 1 | 1950
19545 | Black Hills Power Inc | 4151 | Osage (WY) | Electric Utility | WY | 3 | 10.1 | Conventional Steam Coal | SUB | ST | 3 | 2014 | 1 | 1952
19724 | Vanderbilt University | 52048 | Vanderbilt University Power Plant | Commercial CHP | TN | GEN2 | 4.5 | Conventional Steam Coal | BIT | ST | 3 | 2014 | 6 | 1989
11146 | Hoover Inc | 55536 | Hoover Company | Industrial Non-CHP | TX | 0542 | 1.8 | Petroleum Liquids | DFO | IC | 3 | 2014 | 6 | 1997
11146 | Hoover Inc | 55536 | Hoover Company | Industrial Non-CHP | TX | 0543 | 1.8 | Petroleum Liquids | DFO | IC | 3 | 2014 | 6 | 1997
11146 | Hoover Inc | 55536 | Hoover Company | Industrial Non-CHP | TX | 0544 | 1.8 | Petroleum Liquids | DFO | IC | 3 | 2014 | 4 | 2002
11146 | Hoover Inc | 55536 | Hoover Company | Industrial Non-CHP | TX | 0545 | 1.8 | Petroleum Liquids | DFO | IC | 3 | 2014 | 4 | 2002
221 | Alaska Village Elec Coop, Inc | 57055 | Stebbins | Electric Utility | AK | UNIT1 | 0.5 | Petroleum Liquids | JF | IC | 3 | 2014 | 10 | 2007
221 | Alaska Village Elec Coop, Inc | 57055 | Stebbins | Electric Utility | AK | UNIT2 | 0.4 | Petroleum Liquids | JF | IC | 3 | 2014 | 3 | 1992
221 | Alaska Village Elec Coop, Inc | 57055 | Stebbins | Electric Utility | AK | UNIT3 | 0.3 | Petroleum Liquids | JF | IC | 3 | 2014 | 5 | 1990
55843 | Dynegy Morro Bay LLC | 259 | Dynegy Morro Bay LLC | IPP Non-CHP | CA | 1 | 163 | Natural Gas Steam Turbine | NG | ST | 2 | 2014 | 7 | 1956
55843 | Dynegy Morro Bay LLC | 259 | Dynegy Morro Bay LLC | IPP Non-CHP | CA | 2 | 163 | Natural Gas Steam Turbine | NG | ST | 2 | 2014 | 10 | 1955
55843 | Dynegy Morro Bay LLC | 259 | Dynegy Morro Bay LLC | IPP Non-CHP | CA | 3 | 337 | Natural Gas Steam Turbine | NG | ST | 2 | 2014 | 12 | 1962
55843 | Dynegy Morro Bay LLC | 259 | Dynegy Morro Bay LLC | IPP Non-CHP | CA | 4 | 336 | Natural Gas Steam Turbine | NG | ST | 2 | 2014 | 8 | 1963
1172 | Bancroft Municipal Utilities | 1125 | Bancroft | Electric Utility | IA | 4 | 0.3 | Petroleum Liquids | DFO | IC | 2 | 2014 | 1 | 1948
9231 | City of Independence - (MO) | 2132 | Blue Valley | Electric Utility | MO | GT1 | 50 | Natural Gas Fired Combustion Turbine | NG | GT | 2 | 2014 | 5 | 1976
16183 | Rochester Gas & Electric Corp | 2644 | Rochester 9 | Electric Utility | NY | 2 | 14 | Natural Gas Fired Combustion Turbine | NG | GT | 2 | 2014 | 11 | 1969
3542 | Duke Energy Ohio Inc | 2830 | Walter C Beckjord | Electric Utility | OH | 4 | 150 | Conventional Steam Coal | BIT | ST | 2 | 2014 | 7 | 1958
9617 | JEA | 7705 | Girvin Landfill | Electric Utility | FL | 1 | 3 | Landfill Gas | LFG | IC | 2 | 2014 | 7 | 1997
4362 | Corn Belt Energy Corporation | 7891 | Gillum | Electric Utility | IL | 1 | 1.8 | Petroleum Liquids | DFO | IC | 2 | 2014 | 6 | 2000
4362 | Corn Belt Energy Corporation | 7891 | Gillum | Electric Utility | IL | 2 | 1.8 | Petroleum Liquids | DFO | IC | 2 | 2014 | 6 | 2000
12411 | Miami Dade Water & Sewer Dept | 54624 | South District Wastewater Treatment Plt | Commercial CHP | FL | 1 | 0.8 | All Other | OTH | OT | 2 | 2014 | 3 | 1991
15452 | PSEG Power Connecticut LLC | 568 | Bridgeport Station | IPP Non-CHP | CT | 2 |  | Petroleum Liquids | RFO | ST | 1 | 2014 | 8 | 1961
9332 | Indian River Operations Inc | 594 | Indian River Generating Station | IPP Non-CHP | DE | 3 | 165 | Conventional Steam Coal | BIT | ST | 1 | 2014 | 3 | 1970
19547 | Hawaiian Electric Co Inc | 764 | Honolulu | Electric Utility | HI | H8 | 48.6 | Petroleum Liquids | RFO | ST | 1 | 2014 | 12 | 1954
19547 | Hawaiian Electric Co Inc | 764 | Honolulu | Electric Utility | HI | H9 | 51.7 | Petroleum Liquids | RFO | ST | 1 | 2014 | 11 | 1957
911 | City of Ashland - (KS) | 1259 | Ashland | Electric Utility | KS | 4 | 1.1 | Petroleum Liquids | DFO | IC | 1 | 2014 | 4 | 1958
7651 | Greenwood Utilities Comm | 2063 | Wright | Electric Utility | MS | W1 | 8.3 | Natural Gas Steam Turbine | NG | ST | 1 | 2014 | 2 | 1948
7651 | Greenwood Utilities Comm | 2063 | Wright | Electric Utility | MS | W2 | 5.3 | Natural Gas Steam Turbine | NG | ST | 1 | 2014 | 6 | 1952
7651 | Greenwood Utilities Comm | 2063 | Wright | Electric Utility | MS | W3 | 5.3 | Natural Gas Steam Turbine | NG | ST | 1 | 2014 | 4 | 1955
2010 | City of Bountiful | 3665 | Bountiful City | Electric Utility | UT | IC8 | 7 | Natural Gas Internal Combustion Engine | NG | IC | 1 | 2014 | 10 | 1986
4362 | Corn Belt Energy Corporation | 7888 | Parkside | Electric Utility | IL | 2 | 1.8 | Petroleum Liquids | DFO | IC | 1 | 2014 | 7 | 2000
4362 | Corn Belt Energy Corporation | 7888 | Parkside | Electric Utility | IL | 3 | 1.8 | Petroleum Liquids | DFO | IC | 1 | 2014 | 7 | 2000
4362 | Corn Belt Energy Corporation | 7888 | Parkside | Electric Utility | IL | 4 | 1.8 | Petroleum Liquids | DFO | IC | 1 | 2014 | 6 | 2002
327 | Air Liquide Large Industries U S LP | 10298 | Bayou Cogen Plant | Industrial CHP | TX | GEN1 | 65 | Natural Gas Fired Combustion Turbine | NG | GT | 1 | 2014 | 12 | 1984
56467 | Ampersand Gilman Hydro LP | 10608 | Gilman Mill | IPP Non-CHP | VT | GEN5 | 3.7 | Wood/Wood Waste Biomass | WDS | ST | 1 | 2014 | 2 | 1982
5050 | Energy Operation Group | 10850 | Mojave Cogen | IPP CHP | CA | GEN1 | 41 | Natural Gas Fired Combined Cycle | NG | CT | 1 | 2014 | 7 | 1990
5050 | Energy Operation Group | 10850 | Mojave Cogen | IPP CHP | CA | GEN2 | 15.3 | Natural Gas Fired Combined Cycle | NG | CA | 1 | 2014 | 7 | 1990
4129 | Colmac Clarion Inc | 54144 | Piney Creek Project | IPP Non-CHP | PA | GEN1 | 32.5 | Conventional Steam Coal | WC | ST | 1 | 2014 | 11 | 1992
24205 | Sinclair Oil Corp | 54374 | Sinclair Oil Refinery | Industrial CHP | WY | NO1 | 0.4 | Natural Gas Steam Turbine | NG | ST | 1 | 2014 | 1 | 1925
58549 | County of Alameda GSA | 58625 | Santa Rita Jail | IPP Non-CHP | CA | SRJPV | 0.7 | Solar Photovoltaic | SUN | PV | 1 | 2014 | 9 | 2001
59606 | Westminster Place | 59830 | Westminster Place | Commercial Non-CHP | IL | GEN1 | 2.4 | Natural Gas Fired Combustion Turbine | NG | GT | 1 | 2014 | 1 | 2001
814 | Entergy Arkansas Inc | 167 | Cecil Lynch | Electric Utility | AR | 3 | 110 | Natural Gas Steam Turbine | NG | ST | 12 | 2013 | 6 | 1954
814 | Entergy Arkansas Inc | 169 | Harvey Couch | Electric Utility | AR | 2 | 123 | Natural Gas Steam Turbine | NG | ST | 12 | 2013 | 8 | 1954
814 | Entergy Arkansas Inc | 170 | Lake Catherine | Electric Utility | AR | 1 | 47 | Natural Gas Steam Turbine | NG | ST | 12 | 2013 | 4 | 1950
814 | Entergy Arkansas Inc | 170 | Lake Catherine | Electric Utility | AR | 2 | 45 | Natural Gas Steam Turbine | NG | ST | 12 | 2013 | 8 | 1950
814 | Entergy Arkansas Inc | 170 | Lake Catherine | Electric Utility | AR | 3 | 96 | Natural Gas Steam Turbine | NG | ST | 12 | 2013 | 4 | 1953
814 | Entergy Arkansas Inc | 171 | Mabelvale | Electric Utility | AR | 2 | 14 | Natural Gas Fired Combustion Turbine | NG | GT | 12 | 2013 | 12 | 1970
814 | Entergy Arkansas Inc | 171 | Mabelvale | Electric Utility | AR | 4 | 14 | Natural Gas Fired Combustion Turbine | NG | GT | 12 | 2013 | 12 | 1970
56146 | Black Hills/Colorado Elec.Util | 460 | Pueblo | Electric Utility | CO | 5 | 7 | Natural Gas Steam Turbine | NG | ST | 12 | 2013 | 7 | 2001
56146 | Black Hills/Colorado Elec.Util | 460 | Pueblo | Electric Utility | CO | 6 | 15 | Natural Gas Steam Turbine | NG | ST | 12 | 2013 | 7 | 1949
56146 | Black Hills/Colorado Elec.Util | 462 | W N Clark | Electric Utility | CO | 1 | 16 | Conventional Steam Coal | BIT | ST | 12 | 2013 | 9 | 1955
56146 | Black Hills/Colorado Elec.Util | 462 | W N Clark | Electric Utility | CO | 2 | 24.9 | Conventional Steam Coal | BIT | ST | 12 | 2013 | 1 | 1959
15466 | Public Service Co of Colorado | 465 | Arapahoe | Electric Utility | CO | 3 | 35 | Conventional Steam Coal | SUB | ST | 12 | 2013 | 6 | 1951
15466 | Public Service Co of Colorado | 465 | Arapahoe | Electric Utility | CO | 4 | 109 | Conventional Steam Coal | SUB | ST | 12 | 2013 | 6 | 1955
56152 | New Smyrna Beach Utilities Commission | 679 | Smith Street | Electric Utility | FL | 10 | 2 | Petroleum Liquids | DFO | IC | 12 | 2013 | 1 | 1967
56152 | New Smyrna Beach Utilities Commission | 679 | Smith Street | Electric Utility | FL | 11 | 2 | Petroleum Liquids | DFO | IC | 12 | 2013 | 1 | 1967
56152 | New Smyrna Beach Utilities Commission | 679 | Smith Street | Electric Utility | FL | 3 | 0.8 | Petroleum Liquids | DFO | IC | 12 | 2013 | 1 | 1946
56152 | New Smyrna Beach Utilities Commission | 679 | Smith Street | Electric Utility | FL | 4 | 1 | Petroleum Liquids | DFO | IC | 12 | 2013 | 1 | 1950
56152 | New Smyrna Beach Utilities Commission | 679 | Smith Street | Electric Utility | FL | 6 | 1.8 | Petroleum Liquids | DFO | IC | 12 | 2013 | 1 | 1955
56152 | New Smyrna Beach Utilities Commission | 679 | Smith Street | Electric Utility | FL | 7 | 1.8 | Petroleum Liquids | DFO | IC | 12 | 2013 | 1 | 1956
56152 | New Smyrna Beach Utilities Commission | 679 | Smith Street | Electric Utility | FL | 8 | 1.1 | Petroleum Liquids | DFO | IC | 12 | 2013 | 1 | 1960
56152 | New Smyrna Beach Utilities Commission | 679 | Smith Street | Electric Utility | FL | 9 | 2 | Petroleum Liquids | DFO | IC | 12 | 2013 | 1 | 1967
56152 | New Smyrna Beach Utilities Commission | 681 | W E Swoope | Electric Utility | FL | 2 | 0.9 | Petroleum Liquids | DFO | IC | 12 | 2013 | 11 | 1981
56152 | New Smyrna Beach Utilities Commission | 681 | W E Swoope | Electric Utility | FL | 3 | 2 | Petroleum Liquids | DFO | IC | 12 | 2013 | 12 | 1982
56152 | New Smyrna Beach Utilities Commission | 681 | W E Swoope | Electric Utility | FL | 4 | 2.2 | Petroleum Liquids | DFO | IC | 12 | 2013 | 12 | 1982
18445 | City of Tallahassee - (FL) | 689 | S O Purdom | Electric Utility | FL | 7 | 48 | Natural Gas Steam Turbine | NG | ST | 12 | 2013 | 6 | 1966
15686 | Village of Rantoul - (IL) | 958 | Rantoul | Electric Utility | IL | 1 | 0.7 | Petroleum Liquids | DFO | IC | 12 | 2013 | 1 | 1951
10542 | La Porte City Utilities | 1156 | La Porte | Electric Utility | IA | 2 | 1.1 | Petroleum Liquids | DFO | IC | 12 | 2013 | 10 | 1963
10542 | La Porte City Utilities | 1156 | La Porte | Electric Utility | IA | 5 | 0.8 | Petroleum Liquids | DFO | IC | 12 | 2013 | 9 | 1956
8490 | City of Herington - (KS) | 1283 | Herington | Electric Utility | KS | 1 | 1.6 | Petroleum Liquids | DFO | IC | 12 | 2013 | 2 | 1968
8490 | City of Herington - (KS) | 1283 | Herington | Electric Utility | KS | 2 | 1 | Petroleum Liquids | DFO | IC | 12 | 2013 | 5 | 1962
8490 | City of Herington - (KS) | 1283 | Herington | Electric Utility | KS | 3 | 3.1 | Petroleum Liquids | DFO | IC | 12 | 2013 | 5 | 1973
8490 | City of Herington - (KS) | 1283 | Herington | Electric Utility | KS | 5 | 0.9 | Petroleum Liquids | DFO | IC | 12 | 2013 | 4 | 1951
12524 | Midwest Energy Inc | 1334 | Great Bend - Midwest Energy | Electric Utility | KS | 1 | 1 | Natural Gas Internal Combustion Engine | NG | IC | 12 | 2013 | 1 | 1947
12524 | Midwest Energy Inc | 1334 | Great Bend - Midwest Energy | Electric Utility | KS | 2 | 1 | Natural Gas Internal Combustion Engine | NG | IC | 12 | 2013 | 1 | 1947
12524 | Midwest Energy Inc | 1334 | Great Bend - Midwest Energy | Electric Utility | KS | 3 | 1 | Natural Gas Internal Combustion Engine | NG | IC | 12 | 2013 | 1 | 1949
12524 | Midwest Energy Inc | 1334 | Great Bend - Midwest Energy | Electric Utility | KS | 4 | 1 | Natural Gas Internal Combustion Engine | NG | IC | 12 | 2013 | 1 | 1949
12524 | Midwest Energy Inc | 1334 | Great Bend - Midwest Energy | Electric Utility | KS | 5 | 3 | Natural Gas Internal Combustion Engine | NG | IC | 12 | 2013 | 1 | 1954
18315 | Sunflower Electric Power Corp | 1336 | Garden City | Electric Utility | KS | GC3 | 8.7 | Natural Gas Steam Turbine | NG | ST | 12 | 2013 | 5 | 1962
10171 | Kentucky Utilities Co | 1358 | Haefling | Electric Utility | KY | 3 | 12 | Natural Gas Fired Combustion Turbine | NG | GT | 12 | 2013 | 10 | 1970
1009 | City of Austin - (MN) | 1960 | Austin Downtown | Electric Utility | MN | 5 | 5.4 | Natural Gas Fired Combustion Turbine | NG | GT | 12 | 2013 | 6 | 1961
5860 | Empire District Electric Co | 2076 | Asbury | Electric Utility | MO | 2 | 14.5 | Conventional Steam Coal | SUB | ST | 12 | 2013 | 4 | 1986
803 | Arizona Public Service Co | 2442 | Four Corners | Electric Utility | NM | 1 | 170 | Conventional Steam Coal | BIT | ST | 12 | 2013 | 5 | 1963
803 | Arizona Public Service Co | 2442 | Four Corners | Electric Utility | NM | 2 | 170 | Conventional Steam Coal | BIT | ST | 12 | 2013 | 6 | 1963
803 | Arizona Public Service Co | 2442 | Four Corners | Electric Utility | NM | 3 | 220 | Conventional Steam Coal | BIT | ST | 12 | 2013 | 8 | 1964
55983 | Luminant Generation Company LLC | 8063 | DeCordova Steam Electric Station | IPP Non-CHP | TX | 1 | 771 | Natural Gas Steam Turbine | NG | ST | 12 | 2013 | 5 | 1975
12971 | Worcester Energy Partners Inc | 10165 | Worcester Energy | IPP Non-CHP | ME | GEN1 | 4 | Wood/Wood Waste Biomass | WDS | ST | 12 | 2013 | 3 | 1989
12971 | Worcester Energy Partners Inc | 10165 | Worcester Energy | IPP Non-CHP | ME | GEN2 | 13 | Wood/Wood Waste Biomass | WDS | ST | 12 | 2013 | 3 | 1989
57239 | Guadalupe Power LLC | 10390 | Guadalupe Power Plant | IPP Non-CHP | CA | 1 | 0.5 | Landfill Gas | LFG | IC | 12 | 2013 | 10 | 1983
57239 | Guadalupe Power LLC | 10390 | Guadalupe Power Plant | IPP Non-CHP | CA | 2 | 0.5 | Landfill Gas | LFG | IC | 12 | 2013 | 10 | 1983
57239 | Guadalupe Power LLC | 10390 | Guadalupe Power Plant | IPP Non-CHP | CA | 3 | 0.5 | Landfill Gas | LFG | IC | 12 | 2013 | 10 | 1983
57239 | Guadalupe Power LLC | 10390 | Guadalupe Power Plant | IPP Non-CHP | CA | 4 | 1 | Landfill Gas | LFG | IC | 12 | 2013 | 5 | 1987
56448 | Red Shield Acquisition LLC | 10700 | Red Shield Envir Old Town Facility | Industrial CHP | ME | TG2 | 3 | Petroleum Liquids | RFO | ST | 12 | 2013 | 7 | 1956
56448 | Red Shield Acquisition LLC | 10700 | Red Shield Envir Old Town Facility | Industrial CHP | ME | TG5 | 8.8 | Natural Gas Fired Combustion Turbine | NG | GT | 12 | 2013 | 12 | 2002
20508 | MeadWestvaco Corp | 50900 | Covington Facility | Industrial CHP | VA | GEN2 | 10.5 | Conventional Steam Coal | BIT | ST | 12 | 2013 | 1 | 1946
12827 | Montclair State Univ Cogen | 54708 | Montclair Cogen Facility | Commercial CHP | NJ | 1 | 3.7 | Natural Gas Fired Combustion Turbine | NG | GT | 12 | 2013 | 7 | 1993
54844 | Modern Power LLC | 55142 | Modern Landfill Production Plant | IPP Non-CHP | PA | GEN2 | 3 | Landfill Gas | LFG | IC | 12 | 2013 | 5 | 1998
10878 | Leviton Manufacturing Inc | 55637 | Leviton Manufacturing | Industrial Non-CHP | TX | GEN1 | 1.8 | Petroleum Liquids | DFO | IC | 12 | 2013 | 5 | 2000
40 | Hospira Inc | 55788 | Hospira Inc | Industrial Non-CHP | NY | GEN1 | 1.1 | Natural Gas Internal Combustion Engine | NG | IC | 12 | 2013 | 1 | 1995
40 | Hospira Inc | 55788 | Hospira Inc | Industrial Non-CHP | NY | GEN2 | 1.1 | Natural Gas Internal Combustion Engine | NG | IC | 12 | 2013 | 1 | 1995
57207 | HC-50 MAIN STREET, LLC | 55829 | Millinocket Mill | Industrial CHP | ME | M1S1 | 14.5 | Petroleum Liquids | RFO | ST | 12 | 2013 | 7 | 1957
57207 | HC-50 MAIN STREET, LLC | 55829 | Millinocket Mill | Industrial CHP | ME | M1S2 | 14.5 | Petroleum Liquids | RFO | ST | 12 | 2013 | 7 | 1957
57207 | HC-50 MAIN STREET, LLC | 55829 | Millinocket Mill | Industrial CHP | ME | M1S3 | 29.3 | Petroleum Liquids | RFO | ST | 12 | 2013 | 7 | 1968
57207 | HC-50 MAIN STREET, LLC | 55829 | Millinocket Mill | Industrial CHP | ME | M1S4 | 21.8 | Petroleum Liquids | RFO | ST | 12 | 2013 | 7 | 1970
49841 | Colville Indian Plywood & Veneer | 56191 | Colville Indian Plywood & Veneer | Industrial Non-CHP | WA | Gen1 | 5 | Wood/Wood Waste Biomass | WDS | ST | 12 | 2013 | 11 | 2002
49841 | Colville Indian Plywood & Veneer | 56191 | Colville Indian Plywood & Veneer | Industrial Non-CHP | WA | Gen2 | 7.5 | Wood/Wood Waste Biomass | WDS | ST | 12 | 2013 | 4 | 2002
54767 | West Texas Renewables LP | 56402 | Westex Windpower Facility | IPP Non-CHP | TX | 1 | 7 | Onshore Wind Turbine | WND | WT | 12 | 2013 | 6 | 1999
58549 | County of Alameda GSA | 58625 | Santa Rita Jail | IPP Non-CHP | CA | SRJFC | 1 | Other Natural Gas | NG | FC | 12 | 2013 | 5 | 2006
814 | Entergy Arkansas Inc | 173 | Robert E Ritchie | Electric Utility | AR | 2 | 544 | Natural Gas Steam Turbine | NG | ST | 11 | 2013 | 3 | 1968
9230 | City of Independence - (IA) | 1149 | Independence (IA) | Electric Utility | IA | 1A | 1.8 | Petroleum Liquids | DFO | IC | 11 | 2013 | 8 | 2000
3258 | Central Iowa Power Cooperative | 1218 | Fair Station | Electric Utility | IA | 1 | 23 | Conventional Steam Coal | BIT | ST | 11 | 2013 | 1 | 1960
3258 | Central Iowa Power Cooperative | 1218 | Fair Station | Electric Utility | IA | 2 | 41 | Conventional Steam Coal | BIT | ST | 11 | 2013 | 4 | 1967
4254 | Consumers Energy Co | 1706 | Gaylord - Consumers | Electric Utility | MI | 4 | 12 | Natural Gas Fired Combustion Turbine | NG | GT | 11 | 2013 | 8 | 1966
5109 | DTE Electric Company | 1727 | Dayton (MI) | Electric Utility | MI | 1 | 2 | Petroleum Liquids | DFO | IC | 11 | 2013 | 4 | 1966
5109 | DTE Electric Company | 1727 | Dayton (MI) | Electric Utility | MI | 2 | 2 | Petroleum Liquids | DFO | IC | 11 | 2013 | 4 | 1966
5109 | DTE Electric Company | 1727 | Dayton (MI) | Electric Utility | MI | 3 | 2 | Petroleum Liquids | DFO | IC | 11 | 2013 | 4 | 1966
5109 | DTE Electric Company | 1727 | Dayton (MI) | Electric Utility | MI | 4 | 2 | Petroleum Liquids | DFO | IC | 11 | 2013 | 4 | 1966
5109 | DTE Electric Company | 1727 | Dayton (MI) | Electric Utility | MI | 5 | 2 | Petroleum Liquids | DFO | IC | 11 | 2013 | 4 | 1966
5109 | DTE Electric Company | 1731 | Harbor Beach | Electric Utility | MI | 1 | 95 | Conventional Steam Coal | BIT | ST | 11 | 2013 | 4 | 1968
5109 | DTE Electric Company | 1731 | Harbor Beach | Electric Utility | MI | IC1 | 2 | Petroleum Liquids | DFO | IC | 11 | 2013 | 12 | 1967
5109 | DTE Electric Company | 1731 | Harbor Beach | Electric Utility | MI | IC2 | 2 | Petroleum Liquids | DFO | IC | 11 | 2013 | 12 | 1967
3915 | Coldwater Board of Public Util | 1819 | Coldwater | Electric Utility | MI | IC5 | 6 | Natural Gas Internal Combustion Engine | NG | IC | 11 | 2013 | 5 | 1978
3046 | Duke Energy Progress - (NC) | 2713 | L V Sutton Steam | Electric Utility | NC | 1 | 97 | Conventional Steam Coal | BIT | ST | 11 | 2013 | 8 | 1954
3046 | Duke Energy Progress - (NC) | 2713 | L V Sutton Steam | Electric Utility | NC | 2 | 90 | Conventional Steam Coal | BIT | ST | 11 | 2013 | 5 | 1955
3046 | Duke Energy Progress - (NC) | 2713 | L V Sutton Steam | Electric Utility | NC | 3 | 366 | Conventional Steam Coal | BIT | ST | 11 | 2013 | 6 | 1972
17043 | City of Shelby - (OH) | 2943 | Shelby Municipal Light Plant | Electric Utility | OH | 1 | 12 | Conventional Steam Coal | BIT | ST | 11 | 2013 | 6 | 1968
17043 | City of Shelby - (OH) | 2943 | Shelby Municipal Light Plant | Electric Utility | OH | 2 | 12 | Conventional Steam Coal | BIT | ST | 11 | 2013 | 5 | 1973
17043 | City of Shelby - (OH) | 2943 | Shelby Municipal Light Plant | Electric Utility | OH | 4 | 7 | Conventional Steam Coal | BIT | ST | 11 | 2013 | 6 | 1954
17539 | South Carolina Electric&Gas Company | 3280 | Canadys Steam | Electric Utility | SC | 2 | 115 | Conventional Steam Coal | BIT | ST | 11 | 2013 | 5 | 1964
17539 | South Carolina Electric&Gas Company | 3280 | Canadys Steam | Electric Utility | SC | 3 | 180 | Conventional Steam Coal | BIT | ST | 11 | 2013 | 6 | 1967
3213 | Cedar Rapids Hydro Dam | 10171 | 5 in 1 Dam Hydroelectric | IPP Non-CHP | IA | GEN1 | 0.7 | Conventional Hydroelectric | WAT | HY | 11 | 2013 | 11 | 1986
3213 | Cedar Rapids Hydro Dam | 10171 | 5 in 1 Dam Hydroelectric | IPP Non-CHP | IA | GEN2 | 0.7 | Conventional Hydroelectric | WAT | HY | 11 | 2013 | 11 | 1986
3213 | Cedar Rapids Hydro Dam | 10171 | 5 in 1 Dam Hydroelectric | IPP Non-CHP | IA | GEN3 | 0.7 | Conventional Hydroelectric | WAT | HY | 11 | 2013 | 11 | 1986
25049 | Gas Recovery Systems Inc | 10388 | GRS Newby I | IPP Non-CHP | CA | 1 | 0.5 | Landfill Gas | LFG | IC | 11 | 2013 | 9 | 1984
25049 | Gas Recovery Systems Inc | 10388 | GRS Newby I | IPP Non-CHP | CA | 2 | 0.5 | Landfill Gas | LFG | IC | 11 | 2013 | 9 | 1984
25049 | Gas Recovery Systems Inc | 10388 | GRS Newby I | IPP Non-CHP | CA | 3 | 0.5 | Landfill Gas | LFG | IC | 11 | 2013 | 9 | 1984
25049 | Gas Recovery Systems Inc | 10388 | GRS Newby I | IPP Non-CHP | CA | 4 | 0.5 | Landfill Gas | LFG | IC | 11 | 2013 | 9 | 1984
57240 | Marsh Road Power LLC | 10391 | GRS Menlo Park | IPP Non-CHP | CA | 1 | 0.5 | Landfill Gas | LFG | IC | 11 | 2013 | 12 | 1982
57240 | Marsh Road Power LLC | 10391 | GRS Menlo Park | IPP Non-CHP | CA | 2 | 0.5 | Landfill Gas | LFG | IC | 11 | 2013 | 12 | 1982
57240 | Marsh Road Power LLC | 10391 | GRS Menlo Park | IPP Non-CHP | CA | 3 | 0.5 | Landfill Gas | LFG | IC | 11 | 2013 | 12 | 1982
57240 | Marsh Road Power LLC | 10391 | GRS Menlo Park | IPP Non-CHP | CA | 4 | 0.5 | Landfill Gas | LFG | IC | 11 | 2013 | 12 | 1982
16723 | Merck Sharp & Dohme Corp | 54970 | Merck Sharp & Dohme Cogen Facility | Commercial CHP | NJ | GEN1 | 3.4 | Natural Gas Fired Combustion Turbine | NG | GT | 11 | 2013 | 2 | 1994
16723 | Merck Sharp & Dohme Corp | 54970 | Merck Sharp & Dohme Cogen Facility | Commercial CHP | NJ | GEN2 | 4.2 | Natural Gas Fired Combustion Turbine | NG | GT | 11 | 2013 | 12 | 1999
57071 | Advanced Disposal Srvcs Mallard Ridge Landfill LLC | 55013 | Mallard Ridge Gas Recovery | Commercial Non-CHP | WI | GEN3 | 0.8 | Landfill Gas | LFG | IC | 11 | 2013 | 6 | 1997
54844 | Modern Power LLC | 55142 | Modern Landfill Production Plant | IPP Non-CHP | PA | GEN3 | 3 | Landfill Gas | LFG | IC | 11 | 2013 | 5 | 1998
54844 | Modern Power LLC | 55142 | Modern Landfill Production Plant | IPP Non-CHP | PA | GEN4 | 3 | Landfill Gas | LFG | IC | 11 | 2013 | 5 | 1998
6909 | Gainesville Regional Utilities | 664 | John R Kelly | Electric Utility | FL | 7 | 23.2 | Natural Gas Steam Turbine | NG | ST | 10 | 2013 | 8 | 1961
6909 | Gainesville Regional Utilities | 664 | John R Kelly | Electric Utility | FL | GT1 | 14 | Natural Gas Fired Combustion Turbine | NG | GT | 10 | 2013 | 2 | 1968
6909 | Gainesville Regional Utilities | 664 | John R Kelly | Electric Utility | FL | GT2 | 14 | Natural Gas Fired Combustion Turbine | NG | GT | 10 | 2013 | 9 | 1968
6909 | Gainesville Regional Utilities | 664 | John R Kelly | Electric Utility | FL | GT3 | 14 | Natural Gas Fired Combustion Turbine | NG | GT | 10 | 2013 | 5 | 1969
13756 | Northern Indiana Pub Serv Co | 996 | Dean H Mitchell | Electric Utility | IN | 9A | 17 | Natural Gas Fired Combustion Turbine | NG | GT | 10 | 2013 | 12 | 1966
3542 | Duke Energy Ohio Inc | 2830 | Walter C Beckjord | Electric Utility | OH | 2 | 94 | Conventional Steam Coal | BIT | ST | 10 | 2013 | 10 | 1953
3542 | Duke Energy Ohio Inc | 2830 | Walter C Beckjord | Electric Utility | OH | 3 | 128 | Conventional Steam Coal | BIT | ST | 10 | 2013 | 11 | 1954
23279 | Allegheny Energy Supply Co LLC | 3179 | Hatfields Ferry Power Station | IPP Non-CHP | PA | 1 | 530 | Conventional Steam Coal | BIT | ST | 10 | 2013 | 11 | 1969
23279 | Allegheny Energy Supply Co LLC | 3179 | Hatfields Ferry Power Station | IPP Non-CHP | PA | 2 | 530 | Conventional Steam Coal | BIT | ST | 10 | 2013 | 10 | 1970
23279 | Allegheny Energy Supply Co LLC | 3179 | Hatfields Ferry Power Station | IPP Non-CHP | PA | 3 | 530 | Conventional Steam Coal | BIT | ST | 10 | 2013 | 12 | 1971
23279 | Allegheny Energy Supply Co LLC | 3181 | FirstEnergy Mitchell Power Station | IPP Non-CHP | PA | 2 | 82 | Petroleum Liquids | DFO | ST | 10 | 2013 | 10 | 1949
23279 | Allegheny Energy Supply Co LLC | 3181 | FirstEnergy Mitchell Power Station | IPP Non-CHP | PA | 3 | 278 | Conventional Steam Coal | BIT | ST | 10 | 2013 | 8 | 1963
14624 | PUD No 2 of Grant County | 3888 | Wanapum | Electric Utility | WA | 10 | 103.8 | Conventional Hydroelectric | WAT | HY | 10 | 2013 | 11 | 1963
26616 | North Slope Borough Power & Light | 7485 | NSB Point Hope Utility | Electric Utility | AK | PG1 | 0.3 | Petroleum Liquids | DFO | IC | 10 | 2013 | 8 | 1987
26616 | North Slope Borough Power & Light | 7485 | NSB Point Hope Utility | Electric Utility | AK | PG2 | 0.3 | Petroleum Liquids | DFO | IC | 10 | 2013 | 8 | 1987
10810 | LAX Airport | 10048 | Central Utilities Plant LAX | Commercial CHP | CA | GEN1 | 3.5 | Natural Gas Fired Combustion Turbine | NG | GT | 10 | 2013 | 2 | 1985
10810 | LAX Airport | 10048 | Central Utilities Plant LAX | Commercial CHP | CA | GEN2 | 3.5 | Natural Gas Fired Combustion Turbine | NG | GT | 10 | 2013 | 2 | 1985
20508 | MeadWestvaco Corp | 50900 | Covington Facility | Industrial CHP | VA | GEN1 | 10.5 | Conventional Steam Coal | BIT | ST | 10 | 2013 | 1 | 1939
57071 | Advanced Disposal Srvcs Mallard Ridge Landfill LLC | 55013 | Mallard Ridge Gas Recovery | Commercial Non-CHP | WI | GEN2 | 0.8 | Landfill Gas | LFG | IC | 10 | 2013 | 10 | 1996
57252 | MM Colton Genco | 56167 | Colton Plant | IPP Non-CHP | CA | UNT1 | 1.3 | Landfill Gas | LFG | IC | 10 | 2013 | 4 | 2003
57437 | MillerCoors LLC Trenton Brewery | 58059 | MillerCoors Trenton Brewery | Industrial CHP | OH | GE | 8 | Conventional Steam Coal | BIT | ST | 10 | 2013 | 1 | 1992
57437 | MillerCoors LLC Trenton Brewery | 58059 | MillerCoors Trenton Brewery | Industrial CHP | OH | MURR | 3 | Conventional Steam Coal | BIT | ST | 10 | 2013 | 1 | 1992
7140 | Georgia Power Co | 709 | Harllee Branch | Electric Utility | GA | 2 | 325 | Conventional Steam Coal | BIT | ST | 9 | 2013 | 6 | 1967
4254 | Consumers Energy Co | 1719 | Thetford | Electric Utility | MI | 5 | 15 | Natural Gas Fired Combustion Turbine | NG | GT | 9 | 2013 | 7 | 1971
4254 | Consumers Energy Co | 1719 | Thetford | Electric Utility | MI | 6 | 15 | Natural Gas Fired Combustion Turbine | NG | GT | 9 | 2013 | 7 | 1971
4254 | Consumers Energy Co | 1719 | Thetford | Electric Utility | MI | 7 | 14 | Natural Gas Fired Combustion Turbine | NG | GT | 9 | 2013 | 7 | 1971
4254 | Consumers Energy Co | 1719 | Thetford | Electric Utility | MI | 8 | 11 | Natural Gas Fired Combustion Turbine | NG | GT | 9 | 2013 | 7 | 1971
4254 | Consumers Energy Co | 1719 | Thetford | Electric Utility | MI | 9 | 12 | Natural Gas Fired Combustion Turbine | NG | GT | 9 | 2013 | 7 | 1971
17235 | NRG REMA LLC | 3115 | Titus | IPP Non-CHP | PA | 1 | 72 | Conventional Steam Coal | BIT | ST | 9 | 2013 | 3 | 1951
17235 | NRG REMA LLC | 3115 | Titus | IPP Non-CHP | PA | 2 | 72 | Conventional Steam Coal | BIT | ST | 9 | 2013 | 6 | 1951
17235 | NRG REMA LLC | 3115 | Titus | IPP Non-CHP | PA | 3 | 72 | Conventional Steam Coal | BIT | ST | 9 | 2013 | 4 | 1953
17718 | Southwestern Public Service Co | 3483 | Moore County | Electric Utility | TX | 3 | 46 | Natural Gas Steam Turbine | NG | ST | 9 | 2013 | 1 | 1954
11269 | Lower Colorado River Authority | 4937 | Thomas C Ferguson | Electric Utility | TX | 1 | 350 | Natural Gas Steam Turbine | NG | ST | 9 | 2013 | 8 | 1974
20214 | Waverly Municipal Elec Utility | 6554 | Waverly Municipal Electric North Plant | Electric Utility | IA | 5 | 1.2 | Natural Gas Internal Combustion Engine | NG | IC | 9 | 2013 | 8 | 1948
20214 | Waverly Municipal Elec Utility | 6554 | Waverly Municipal Electric North Plant | Electric Utility | IA | 6 | 1.3 | Natural Gas Internal Combustion Engine | NG | IC | 9 | 2013 | 8 | 1952
9788 | John Deere Harvester Works Co | 10039 | John Deere Harvester Works | Industrial CHP | IL | GEN4 | 2.5 | Conventional Steam Coal | BIT | ST | 9 | 2013 | 4 | 1949
156 | AES Deepwater Inc | 10670 | AES Deepwater | IPP Non-CHP | TX | GEN1 | 138 | Petroleum Coke | PC | ST | 9 | 2013 | 6 | 1986
156 | AES Deepwater Inc | 10670 | AES Deepwater | IPP Non-CHP | TX | REDST | 1 | Batteries | MWH | BA | 9 | 2013 | 8 | 2010
9570 | Jackson County Res Recovery | 10722 | Jackson County Resource Recovery | Commercial CHP | MI | 1 | 3 | Municipal Solid Waste | MSW | ST | 9 | 2013 | 11 | 1987
10456 | Koppers Inc - Susquehanna | 10731 | Koppers Susquehanna Plant | IPP CHP | PA | GEN1 | 12 | Wood/Wood Waste Biomass | WDS | ST | 9 | 2013 | 6 | 1988
11267 | Lowell Cogeneration Co LP | 10802 | Lowell Cogeneration Company LP | IPP CHP | MA | GEN1 | 20 | Natural Gas Fired Combined Cycle | NG | CT | 9 | 2013 | 9 | 1988
11267 | Lowell Cogeneration Co LP | 10802 | Lowell Cogeneration Company LP | IPP CHP | MA | GEN2 | 8.5 | Natural Gas Fired Combined Cycle | NG | CA | 9 | 2013 | 9 | 1988
14465 | Park 500 Philip Morris USA | 50275 | Park 500 Philip Morris USA | Industrial CHP | VA | TG2 | 0 | Conventional Steam Coal | BIT | ST | 9 | 2013 | 4 | 1984
19194 | Syracuse Energy Corp | 50651 | Syracuse Energy | IPP CHP | NY | GEN1 | 62.8 | Conventional Steam Coal | BIT | ST | 9 | 2013 | 8 | 1991
19194 | Syracuse Energy Corp | 50651 | Syracuse Energy | IPP CHP | NY | GEN2 | 11 | Conventional Steam Coal | BIT | ST | 9 | 2013 | 7 | 2002
57198 | Richmond LLC | 55587 | GRS Richmond | IPP Non-CHP | VA | 1 | 0.9 | Landfill Gas | LFG | IC | 9 | 2013 | 8 | 1993
57198 | Richmond LLC | 55587 | GRS Richmond | IPP Non-CHP | VA | 2 | 0.9 | Landfill Gas | LFG | IC | 9 | 2013 | 8 | 1993
57198 | Richmond LLC | 55587 | GRS Richmond | IPP Non-CHP | VA | 3 | 0.9 | Landfill Gas | LFG | IC | 9 | 2013 | 8 | 1993
18348 | AD Srvcs Glacier Ridge Landfill, LLC. | 55817 | AD Srvcs Glacier Ridge Landfill, LLC | Commercial Non-CHP | WI | NO 1 | 0.9 | Landfill Gas | LFG | IC | 9 | 2013 | 2 | 2001
18348 | AD Srvcs Glacier Ridge Landfill, LLC. | 55817 | AD Srvcs Glacier Ridge Landfill, LLC | Commercial Non-CHP | WI | NO 2 | 0.9 | Landfill Gas | LFG | IC | 9 | 2013 | 2 | 2001
58270 | GE Wind Energy LLC | 57566 | GE 1 6 100 Prototype | IPP Non-CHP | CA | 1.6PR | 1.6 | Onshore Wind Turbine | WND | WT | 9 | 2013 | 3 | 2011
12341 | MidAmerican Energy Co | 1081 | Riverside | Electric Utility | IA | 3HS | 4 | Conventional Steam Coal | SUB | ST | 8 | 2013 | 5 | 1949
9230 | City of Independence - (IA) | 1149 | Independence (IA) | Electric Utility | IA | 3A | 1.8 | Petroleum Liquids | DFO | IC | 8 | 2013 | 2 | 1996
9230 | City of Independence - (IA) | 1149 | Independence (IA) | Electric Utility | IA | 3B | 1.8 | Petroleum Liquids | DFO | IC | 8 | 2013 | 2 | 1996
9230 | City of Independence - (IA) | 1149 | Independence (IA) | Electric Utility | IA | 4A | 1.8 | Petroleum Liquids | DFO | IC | 8 | 2013 | 8 | 2000
9230 | City of Independence - (IA) | 1149 | Independence (IA) | Electric Utility | IA | 4B | 1.8 | Petroleum Liquids | DFO | IC | 8 | 2013 | 8 | 2000
10451 | Kotzebue Electric Assn Inc | 6304 | Kotzebue | Electric Utility | AK | 11 | 1 | Petroleum Liquids | DFO | IC | 8 | 2013 | 7 | 1994
772 | Archer Daniels Midland Co | 10866 | Archer Daniels Midland Peoria | Industrial CHP | IL | GEN1 | 1.5 | Conventional Steam Coal | BIT | ST | 8 | 2013 | 1 | 1934
9384 | International Paper Co-Courtld | 50245 | International Paper Courtland Mill | Industrial CHP | AL | GT | 30 | Natural Gas Fired Combustion Turbine | NG | GT | 8 | 2013 | 3 | 1990
18801 | Thermo Power & Electric LLC | 50676 | Thermo Power & Electric | IPP CHP | CO | GEN1 | 30 | Natural Gas Fired Combined Cycle | NG | CT | 8 | 2013 | 7 | 1988
18801 | Thermo Power & Electric LLC | 50676 | Thermo Power & Electric | IPP CHP | CO | GEN2 | 30 | Natural Gas Fired Combined Cycle | NG | CT | 8 | 2013 | 7 | 1988
18801 | Thermo Power & Electric LLC | 50676 | Thermo Power & Electric | IPP CHP | CO | GEN3 | 8 | Natural Gas Fired Combined Cycle | NG | CA | 8 | 2013 | 8 | 1988
21020 | Wythe Park Power Inc | 54045 | Wythe Park Power Petersburg Plant | IPP CHP | VA | 1 | 3 | Petroleum Liquids | WO | IC | 8 | 2013 | 11 | 1989
8776 | City of Holyoke Gas and Electric Dept. | 54981 | Harris Energy Realty | Electric Utility | MA | GILD | 0.3 | Conventional Hydroelectric | WAT | HY | 8 | 2013 | 1 | 1982
8776 | City of Holyoke Gas and Electric Dept. | 54981 | Harris Energy Realty | Electric Utility | MA | TOM | 0.4 | Conventional Hydroelectric | WAT | HY | 8 | 2013 | 1 | 1982
59155 | First Wind O&M, LLC | 57087 | Kahuku Wind Power LLC | IPP Non-CHP | HI | 2 | 15 | Batteries | MWH | BA | 8 | 2013 | 3 | 2011
57329 | DTE Silver Grove LLC | 57955 | Silver Grove | Industrial CHP | KY | 1 | 4.3 | Natural Gas Fired Combustion Turbine | NG | GT | 8 | 2013 | 5 | 2001
18642 | Tennessee Valley Authority | 50 | Widows Creek | Electric Utility | AL | 3 | 111 | Conventional Steam Coal | BIT | ST | 7 | 2013 | 11 | 1952
18642 | Tennessee Valley Authority | 50 | Widows Creek | Electric Utility | AL | 5 | 111 | Conventional Steam Coal | BIT | ST | 7 | 2013 | 6 | 1954
803 | Arizona Public Service Co | 118 | Saguaro | Electric Utility | AZ | 1 | 110 | Natural Gas Steam Turbine | NG | ST | 7 | 2013 | 7 | 1954
803 | Arizona Public Service Co | 118 | Saguaro | Electric Utility | AZ | 2 | 100 | Natural Gas Steam Turbine | NG | ST | 7 | 2013 | 6 | 1955
14328 | Pacific Gas & Electric Co | 214 | Alta Powerhouse | Electric Utility | CA | 2 | 1 | Conventional Hydroelectric | WAT | HY | 7 | 2013 | 11 | 1902
13584 | NRG El Segundo Operations Inc | 330 | El Segundo Power | IPP Non-CHP | CA | 3 | 335 | Natural Gas Steam Turbine | NG | ST | 7 | 2013 | 8 | 1964
9332 | Indian River Operations Inc | 594 | Indian River Generating Station | IPP Non-CHP | DE | 1 | 89 | Conventional Steam Coal | BIT | ST | 7 | 2013 | 10 | 1957
9332 | Indian River Operations Inc | 594 | Indian River Generating Station | IPP Non-CHP | DE | 2 | 89 | Conventional Steam Coal | BIT | ST | 7 | 2013 | 11 | 1959
7140 | Georgia Power Co | 732 | Boulevard | Electric Utility | GA | 2 | 14 | Natural Gas Fired Combustion Turbine | NG | GT | 7 | 2013 | 9 | 1970
7140 | Georgia Power Co | 732 | Boulevard | Electric Utility | GA | 3 | 14 | Natural Gas Fired Combustion Turbine | NG | GT | 7 | 2013 | 8 | 1970
3040 | City of Carmi - (IL) | 937 | Carmi | Electric Utility | IL | 5 | 0.5 | Natural Gas Internal Combustion Engine | NG | IC | 7 | 2013 | 88 | 1945
9230 | City of Independence - (IA) | 1149 | Independence (IA) | Electric Utility | IA | 1 | 0.8 | Petroleum Liquids | DFO | IC | 7 | 2013 | 8 | 1949
9230 | City of Independence - (IA) | 1149 | Independence (IA) | Electric Utility | IA | 5 | 2.3 | Petroleum Liquids | DFO | IC | 7 | 2013 | 8 | 1957
9230 | City of Independence - (IA) | 1149 | Independence (IA) | Electric Utility | IA | 6 | 2.8 | Petroleum Liquids | DFO | IC | 7 | 2013 | 8 | 1964
9230 | City of Independence - (IA) | 1149 | Independence (IA) | Electric Utility | IA | 7 | 5.8 | Petroleum Liquids | DFO | IC | 7 | 2013 | 8 | 1973
56543 | Black Bear Hydro Partners LLC | 1479 | Veazie Hydro Station | IPP Non-CHP | ME | VZ01 | 0.7 | Conventional Hydroelectric | WAT | HY | 7 | 2013 | 7 | 1933
56543 | Black Bear Hydro Partners LLC | 1479 | Veazie Hydro Station | IPP Non-CHP | ME | VZ02 | 0.3 | Conventional Hydroelectric | WAT | HY | 7 | 2013 | 7 | 1920
56543 | Black Bear Hydro Partners LLC | 1479 | Veazie Hydro Station | IPP Non-CHP | ME | VZ03 | 0.3 | Conventional Hydroelectric | WAT | HY | 7 | 2013 | 7 | 1920
56543 | Black Bear Hydro Partners LLC | 1479 | Veazie Hydro Station | IPP Non-CHP | ME | VZ04 | 0.3 | Conventional Hydroelectric | WAT | HY | 7 | 2013 | 7 | 1920
56543 | Black Bear Hydro Partners LLC | 1479 | Veazie Hydro Station | IPP Non-CHP | ME | VZ05 | 0.3 | Conventional Hydroelectric | WAT | HY | 7 | 2013 | 7 | 1920
56543 | Black Bear Hydro Partners LLC | 1479 | Veazie Hydro Station | IPP Non-CHP | ME | VZ06 | 0.3 | Conventional Hydroelectric | WAT | HY | 7 | 2013 | 7 | 1920
56543 | Black Bear Hydro Partners LLC | 1479 | Veazie Hydro Station | IPP Non-CHP | ME | VZ07 | 0.3 | Conventional Hydroelectric | WAT | HY | 7 | 2013 | 7 | 1920
56543 | Black Bear Hydro Partners LLC | 1479 | Veazie Hydro Station | IPP Non-CHP | ME | VZ08 | 0.3 | Conventional Hydroelectric | WAT | HY | 7 | 2013 | 7 | 1920
56543 | Black Bear Hydro Partners LLC | 1479 | Veazie Hydro Station | IPP Non-CHP | ME | VZ09 | 0.3 | Conventional Hydroelectric | WAT | HY | 7 | 2013 | 7 | 1920
56543 | Black Bear Hydro Partners LLC | 1479 | Veazie Hydro Station | IPP Non-CHP | ME | VZ10 | 0.3 | Conventional Hydroelectric | WAT | HY | 7 | 2013 | 7 | 1920
56543 | Black Bear Hydro Partners LLC | 1479 | Veazie Hydro Station | IPP Non-CHP | ME | VZ11 | 0.3 | Conventional Hydroelectric | WAT | HY | 7 | 2013 | 7 | 1920
56543 | Black Bear Hydro Partners LLC | 1479 | Veazie Hydro Station | IPP Non-CHP | ME | VZ12 | 0.3 | Conventional Hydroelectric | WAT | HY | 7 | 2013 | 7 | 1920
56543 | Black Bear Hydro Partners LLC | 1479 | Veazie Hydro Station | IPP Non-CHP | ME | VZ13 | 0.3 | Conventional Hydroelectric | WAT | HY | 7 | 2013 | 7 | 1920
56543 | Black Bear Hydro Partners LLC | 1479 | Veazie Hydro Station | IPP Non-CHP | ME | VZ15 | 0.5 | Conventional Hydroelectric | WAT | HY | 7 | 2013 | 7 | 1914
8631 | Hillsdale Board of Public Wks | 1829 | Hillsdale | Electric Utility | MI | 10 | 1.8 | Petroleum Liquids | DFO | IC | 7 | 2013 | 6 | 2008
8631 | Hillsdale Board of Public Wks | 1829 | Hillsdale | Electric Utility | MI | 7 | 1.5 | Petroleum Liquids | DFO | IC | 7 | 2013 | 6 | 2008
8631 | Hillsdale Board of Public Wks | 1829 | Hillsdale | Electric Utility | MI | 8 | 1.5 | Petroleum Liquids | DFO | IC | 7 | 2013 | 6 | 2008
8631 | Hillsdale Board of Public Wks | 1829 | Hillsdale | Electric Utility | MI | 9 | 1.8 | Petroleum Liquids | DFO | IC | 7 | 2013 | 6 | 2008
26616 | North Slope Borough Power & Light | 7486 | NSB Point Lay Utility | Electric Utility | AK | PG1A | 0.3 | Petroleum Liquids | DFO | IC | 7 | 2013 | 10 | 2000
26616 | North Slope Borough Power & Light | 7486 | NSB Point Lay Utility | Electric Utility | AK | PG2A | 0.3 | Petroleum Liquids | DFO | IC | 7 | 2013 | 10 | 2000
26616 | North Slope Borough Power & Light | 7486 | NSB Point Lay Utility | Electric Utility | AK | PG3A | 0.3 | Petroleum Liquids | DFO | IC | 7 | 2013 | 11 | 2002
26616 | North Slope Borough Power & Light | 7486 | NSB Point Lay Utility | Electric Utility | AK | PG4A | 0.3 | Petroleum Liquids | DFO | IC | 7 | 2013 | 11 | 2002
26616 | North Slope Borough Power & Light | 7486 | NSB Point Lay Utility | Electric Utility | AK | PG5 | 0.3 | Petroleum Liquids | DFO | IC | 7 | 2013 | 11 | 2002
26616 | North Slope Borough Power & Light | 7486 | NSB Point Lay Utility | Electric Utility | AK | PG6 | 0.3 | Petroleum Liquids | DFO | IC | 7 | 2013 | 11 | 2002
22142 | Santa Cruz Cogeneration Assoc | 50064 | Univ of Calif Santa Cruz Cogeneration | Commercial CHP | CA | 001 | 2.6 | Natural Gas Internal Combustion Engine | NG | IC | 7 | 2013 | 8 | 1985
12619 | Milwaukee Metro Sewerage Dist | 54851 | MMSD Jones Island Wastewater | Commercial CHP | WI | GEN2 | 13 | Natural Gas Fired Combustion Turbine | NG | GT | 7 | 2013 | 1 | 1971
58189 | Oak Tree Farm Dairy, Inc. | 58221 | Oak Tree Farm Dairy Facility | Industrial CHP | NY | 1 | 0.3 | Petroleum Liquids | DFO | IC | 7 | 2013 | 9 | 1985
58189 | Oak Tree Farm Dairy, Inc. | 58221 | Oak Tree Farm Dairy Facility | Industrial CHP | NY | 2 | 0.3 | Petroleum Liquids | DFO | IC | 7 | 2013 | 9 | 1985
58189 | Oak Tree Farm Dairy, Inc. | 58221 | Oak Tree Farm Dairy Facility | Industrial CHP | NY | 3 | 0.3 | Petroleum Liquids | DFO | IC | 7 | 2013 | 9 | 1985
58189 | Oak Tree Farm Dairy, Inc. | 58221 | Oak Tree Farm Dairy Facility | Industrial CHP | NY | 4 | 0.3 | Petroleum Liquids | DFO | IC | 7 | 2013 | 9 | 1985
814 | Entergy Arkansas Inc | 167 | Cecil Lynch | Electric Utility | AR | 2 | 60 | Natural Gas Steam Turbine | NG | ST | 6 | 2013 | 7 | 1949
814 | Entergy Arkansas Inc | 173 | Robert E Ritchie | Electric Utility | AR | GT1 | 16 | Natural Gas Fired Combustion Turbine | NG | GT | 6 | 2013 | 10 | 1970
17609 | Southern California Edison Co | 360 | San Onofre Nuclear Generating Station | Electric Utility | CA | 2 | 1070 | Nuclear | NUC | ST | 6 | 2013 | 8 | 1983
17609 | Southern California Edison Co | 360 | San Onofre Nuclear Generating Station | Electric Utility | CA | 3 | 1080 | Nuclear | NUC | ST | 6 | 2013 | 4 | 1984
11208 | Los Angeles Department of Water & Power | 400 | Haynes | Electric Utility | CA | 5 | 292 | Natural Gas Steam Turbine | NG | ST | 6 | 2013 | 8 | 1966
11208 | Los Angeles Department of Water & Power | 400 | Haynes | Electric Utility | CA | 6 | 238 | Natural Gas Steam Turbine | NG | ST | 6 | 2013 | 3 | 1967
13922 | Norwalk Power LLC | 548 | NRG Norwalk Harbor | IPP Non-CHP | CT | 1 | 162 | Petroleum Liquids | RFO | ST | 6 | 2013 | 6 | 1960
13922 | Norwalk Power LLC | 548 | NRG Norwalk Harbor | IPP Non-CHP | CT | 10 | 11.9 | Petroleum Liquids | DFO | GT | 6 | 2013 | 10 | 1966
13922 | Norwalk Power LLC | 548 | NRG Norwalk Harbor | IPP Non-CHP | CT | 2 | 168 | Petroleum Liquids | RFO | ST | 6 | 2013 | 6 | 1963
9273 | Indianapolis Power & Light Co | 990 | Harding Street | Electric Utility | IN | 3 | 35 | Petroleum Liquids | DFO | ST | 6 | 2013 | 9 | 1941
9273 | Indianapolis Power & Light Co | 990 | Harding Street | Electric Utility | IN | 4 | 35 | Petroleum Liquids | DFO | ST | 6 | 2013 | 6 | 1947
9273 | Indianapolis Power & Light Co | 990 | Harding Street | Electric Utility | IN | GT3 | 10 | Petroleum Liquids | DFO | GT | 6 | 2013 | 5 | 1973
9273 | Indianapolis Power & Light Co | 991 | Eagle Valley (IN) | Electric Utility | IN | 2 | 39 | Petroleum Liquids | DFO | ST | 6 | 2013 | 5 | 1950
9273 | Indianapolis Power & Light Co | 991 | Eagle Valley (IN) | Electric Utility | IN | ST1 | 39 | Petroleum Liquids | DFO | ST | 6 | 2013 | 3 | 1949
9417 | Interstate Power and Light Co | 1047 | Lansing | Electric Utility | IA | 3 | 29.4 | Conventional Steam Coal | SUB | ST | 6 | 2013 | 1 | 1957
5998 | City of Estherville - (IA) | 1137 | Estherville | Electric Utility | IA | 6 | 1.7 | Petroleum Liquids | DFO | IC | 6 | 2013 | 1 | 1950
58534 | Brayton Point Energy LLC | 1619 | Brayton Point | IPP Non-CHP | MA | IC1 | 2.5 | Petroleum Liquids | DFO | IC | 6 | 2013 | 3 | 1967
58534 | Brayton Point Energy LLC | 1619 | Brayton Point | IPP Non-CHP | MA | IC2 | 2.5 | Petroleum Liquids | DFO | IC | 6 | 2013 | 3 | 1967
58534 | Brayton Point Energy LLC | 1619 | Brayton Point | IPP Non-CHP | MA | IC3 | 2.5 | Petroleum Liquids | DFO | IC | 6 | 2013 | 3 | 1967
58534 | Brayton Point Energy LLC | 1619 | Brayton Point | IPP Non-CHP | MA | IC4 | 2.5 | Petroleum Liquids | DFO | IC | 6 | 2013 | 3 | 1967
6775 | Village of Freeport - (NY) | 2678 | Plant No 1 Freeport | Electric Utility | NY | 1 | 1.5 | Petroleum Liquids | DFO | IC | 6 | 2013 | 1 | 1941
4922 | Dayton Power & Light Co | 2848 | O H Hutchings | Electric Utility | OH | 4 | 63 | Conventional Steam Coal | BIT | ST | 6 | 2013 | 2 | 1951
6526 | FirstEnergy Generation Corp | 2860 | FirstEnergy Mad River | IPP Non-CHP | OH | CTA | 25 | Petroleum Liquids | DFO | GT | 6 | 2013 | 8 | 1972
6526 | FirstEnergy Generation Corp | 2860 | FirstEnergy Mad River | IPP Non-CHP | OH | CTB | 25 | Petroleum Liquids | DFO | GT | 6 | 2013 | 9 | 1972
16604 | City of San Antonio - (TX) | 3609 | Leon Creek | Electric Utility | TX | 3 | 60 | Natural Gas Steam Turbine | NG | ST | 6 | 2013 | 5 | 1953
16604 | City of San Antonio - (TX) | 3609 | Leon Creek | Electric Utility | TX | 4 | 95 | Natural Gas Steam Turbine | NG | ST | 6 | 2013 | 5 | 1959
55997 | Domtar Paper Company Rothschild | 50190 | Domtar Paper Company Rothschild | Industrial Non-CHP | WI | TG2 | 4.7 | Natural Gas Steam Turbine | NG | ST | 6 | 2013 | 1 | 1954
20541 | Wheelabrator Environmental Systems | 50298 | Wheelabrator Lassen | IPP CHP | CA | GEN1 | 42.7 | Natural Gas Fired Combustion Turbine | NG | GT | 6 | 2013 | 5 | 1983
49969 | Lincoln Paper and Tissue, LLC | 54587 | Lincoln Paper & Tissue | Industrial Non-CHP | ME | WEST | 3.5 | Wood/Wood Waste Biomass | BLQ | ST | 6 | 2013 | 1 | 1957
57071 | Advanced Disposal Srvcs Mallard Ridge Landfill LLC | 55013 | Mallard Ridge Gas Recovery | Commercial Non-CHP | WI | GEN1 | 0.8 | Landfill Gas | LFG | IC | 6 | 2013 | 10 | 1996
1687 | Bio-Energy Partners | 55925 | Ridgeview | IPP Non-CHP | WI | GEN9 | 0.8 | Landfill Gas | LFG | IC | 6 | 2013 | 12 | 2006
55755 | Fox Valley Energy Center LLC | 56037 | Fox Valley Energy Center | Industrial CHP | WI | 1 | 6.5 | Wood/Wood Waste Biomass | WDS | ST | 6 | 2013 | 9 | 1999
58157 | Prairie Horizon Agri Energy LLC | 58183 | Prairie Horizon Agri Energy | Industrial CHP | KS | T5687 | 0.3 | Natural Gas Steam Turbine | NG | ST | 6 | 2013 | 10 | 2008
814 | Entergy Arkansas Inc | 167 | Cecil Lynch | Electric Utility | AR | 4 | 5 | Petroleum Liquids | DFO | IC | 5 | 2013 | 7 | 1967
12631 | NRG Delta LLC | 228 | Contra Costa | IPP Non-CHP | CA | 6 | 335 | Natural Gas Steam Turbine | NG | ST | 5 | 2013 | 6 | 1964
12631 | NRG Delta LLC | 228 | Contra Costa | IPP Non-CHP | CA | 7 | 337 | Natural Gas Steam Turbine | NG | ST | 5 | 2013 | 8 | 1964
21143 | City of Yuma - (CO) | 524 | Yuma | Electric Utility | CO | 1 | 0.1 | Petroleum Liquids | DFO | IC | 5 | 2013 | 88 | 1937
21143 | City of Yuma - (CO) | 524 | Yuma | Electric Utility | CO | 2 | 0.1 | Petroleum Liquids | DFO | IC | 5 | 2013 | 88 | 1937
21143 | City of Yuma - (CO) | 524 | Yuma | Electric Utility | CO | 3 | 0.2 | Petroleum Liquids | DFO | IC | 5 | 2013 | 88 | 1938
21143 | City of Yuma - (CO) | 524 | Yuma | Electric Utility | CO | 4 | 0.5 | Petroleum Liquids | DFO | IC | 5 | 2013 | 88 | 1948
8795 | City of Homestead - (FL) | 665 | G W Ivey | Electric Utility | FL | 10 | 2 | Natural Gas Internal Combustion Engine | NG | IC | 5 | 2013 | 1 | 1958
8795 | City of Homestead - (FL) | 665 | G W Ivey | Electric Utility | FL | 11 | 3 | Natural Gas Internal Combustion Engine | NG | IC | 5 | 2013 | 1 | 1965
8795 | City of Homestead - (FL) | 665 | G W Ivey | Electric Utility | FL | 12 | 3 | Natural Gas Internal Combustion Engine | NG | IC | 5 | 2013 | 1 | 1965
8795 | City of Homestead - (FL) | 665 | G W Ivey | Electric Utility | FL | 18 | 8 | Natural Gas Internal Combustion Engine | NG | IC | 5 | 2013 | 4 | 1975
8795 | City of Homestead - (FL) | 665 | G W Ivey | Electric Utility | FL | 8 | 2 | Natural Gas Internal Combustion Engine | NG | IC | 5 | 2013 | 1 | 1954
8795 | City of Homestead - (FL) | 665 | G W Ivey | Electric Utility | FL | 9 | 2 | Natural Gas Internal Combustion Engine | NG | IC | 5 | 2013 | 1 | 1958
7424 | Gowrie Municipal Utilities | 1141 | Gowrie | Electric Utility | IA | 1 | 1.1 | Petroleum Liquids | DFO | IC | 5 | 2013 | 7 | 1959
7424 | Gowrie Municipal Utilities | 1141 | Gowrie | Electric Utility | IA | 2 | 1.1 | Petroleum Liquids | DFO | IC | 5 | 2013 | 7 | 1968
989 | City of Attica - (KS) | 1260 | Attica | Electric Utility | KS | 1 | 0.5 | Petroleum Liquids | DFO | IC | 5 | 2013 | 8 | 1954
989 | City of Attica - (KS) | 1260 | Attica | Electric Utility | KS | 2 | 0.9 | Natural Gas Internal Combustion Engine | NG | IC | 5 | 2013 | 8 | 1970
989 | City of Attica - (KS) | 1260 | Attica | Electric Utility | KS | 4A | 0.7 | Natural Gas Internal Combustion Engine | NG | IC | 5 | 2013 | 5 | 2003
989 | City of Attica - (KS) | 1260 | Attica | Electric Utility | KS | IC3 | 1 | Natural Gas Internal Combustion Engine | NG | IC | 5 | 2013 | 5 | 1984
56543 | Black Bear Hydro Partners LLC | 1479 | Veazie Hydro Station | IPP Non-CHP | ME | VZ14 | 0.3 | Conventional Hydroelectric | WAT | HY | 5 | 2013 | 7 | 1920
1573 | City of Benson - (MN) | 1964 | Benson City of | Electric Utility | MN | 5 | 0.9 | Petroleum Liquids | DFO | IC | 5 | 2013 | 1 | 1948
1573 | City of Benson - (MN) | 1964 | Benson City of | Electric Utility | MN | 6 | 1.2 | Petroleum Liquids | DFO | IC | 5 | 2013 | 1 | 1955
7292 | Glencoe Light & Power Comm | 1975 | Glencoe | Electric Utility | MN | 6 | 1 | Petroleum Liquids | DFO | IC | 5 | 2013 | 10 | 1961
18350 | Sutherland City of | 2306 | Sutherland IC | Electric Utility | NE | 1 | 0.5 | Petroleum Liquids | DFO | IC | 5 | 2013 | 1 | 1952
18350 | Sutherland City of | 2306 | Sutherland IC | Electric Utility | NE | 2 | 0.9 | Petroleum Liquids | DFO | IC | 5 | 2013 | 1 | 1959
18350 | Sutherland City of | 2306 | Sutherland IC | Electric Utility | NE | 4 | 1.4 | Petroleum Liquids | DFO | IC | 5 | 2013 | 1 | 1964
56505 | National Grid Generation LLC | 2515 | Montauk | Electric Utility | NY | 2 | 2 | Petroleum Liquids | DFO | IC | 5 | 2013 | 12 | 1962
56505 | National Grid Generation LLC | 2515 | Montauk | Electric Utility | NY | 3 | 2 | Petroleum Liquids | DFO | IC | 5 | 2013 | 11 | 1965
56505 | National Grid Generation LLC | 2515 | Montauk | Electric Utility | NY | 4 | 1.7 | Petroleum Liquids | DFO | IC | 5 | 2013 | 11 | 1965
5416 | Duke Energy Carolinas, LLC | 2720 | Buck | Electric Utility | NC | 5 | 128 | Conventional Steam Coal | BIT | ST | 5 | 2013 | 9 | 1953
5416 | Duke Energy Carolinas, LLC | 2720 | Buck | Electric Utility | NC | 6 | 128 | Conventional Steam Coal | BIT | ST | 5 | 2013 | 12 | 1953
5416 | Duke Energy Carolinas, LLC | 2732 | Riverbend | Electric Utility | NC | 4 | 94 | Conventional Steam Coal | BIT | ST | 5 | 2013 | 10 | 1952
5416 | Duke Energy Carolinas, LLC | 2732 | Riverbend | Electric Utility | NC | 5 | 94 | Conventional Steam Coal | BIT | ST | 5 | 2013 | 11 | 1952
5416 | Duke Energy Carolinas, LLC | 2732 | Riverbend | Electric Utility | NC | 6 | 133 | Conventional Steam Coal | BIT | ST | 5 | 2013 | 8 | 1954
5416 | Duke Energy Carolinas, LLC | 2732 | Riverbend | Electric Utility | NC | 7 | 133 | Conventional Steam Coal | BIT | ST | 5 | 2013 | 11 | 1954
6915 | Galena Electric Utility | 7437 | Galena Electric Utility | Electric Utility | AK | 2 | 0.7 | Petroleum Liquids | DFO | IC | 5 | 2013 | 1 | 1990
54718 | Dominion Energy Kewaunee Inc. | 8024 | Kewaunee | IPP Non-CHP | WI | 1 | 566 | Nuclear | NUC | ST | 5 | 2013 | 6 | 1974
25049 | Gas Recovery Systems Inc | 10392 | GRS American Canyon | IPP Non-CHP | CA | 1 | 0.7 | Landfill Gas | LFG | IC | 5 | 2013 | 12 | 1985
25049 | Gas Recovery Systems Inc | 10392 | GRS American Canyon | IPP Non-CHP | CA | 2 | 0.7 | Landfill Gas | LFG | IC | 5 | 2013 | 12 | 1985
56889 | Rhode Island LFG Genco | 50365 | Ridgewood Providence Power | IPP Non-CHP | RI | GEN1 | 1.7 | Landfill Gas | LFG | IC | 5 | 2013 | 1 | 1990
56889 | Rhode Island LFG Genco | 50365 | Ridgewood Providence Power | IPP Non-CHP | RI | GEN2 | 1.7 | Landfill Gas | LFG | IC | 5 | 2013 | 1 | 1990
56889 | Rhode Island LFG Genco | 50365 | Ridgewood Providence Power | IPP Non-CHP | RI | GEN3 | 1.7 | Landfill Gas | LFG | IC | 5 | 2013 | 1 | 1990
56889 | Rhode Island LFG Genco | 50365 | Ridgewood Providence Power | IPP Non-CHP | RI | GEN4 | 1.7 | Landfill Gas | LFG | IC | 5 | 2013 | 1 | 1990
56889 | Rhode Island LFG Genco | 50365 | Ridgewood Providence Power | IPP Non-CHP | RI | GEN5 | 1.7 | Landfill Gas | LFG | IC | 5 | 2013 | 1 | 1990
56889 | Rhode Island LFG Genco | 50365 | Ridgewood Providence Power | IPP Non-CHP | RI | GEN6 | 1.7 | Landfill Gas | LFG | IC | 5 | 2013 | 1 | 1990
56889 | Rhode Island LFG Genco | 50365 | Ridgewood Providence Power | IPP Non-CHP | RI | GEN7 | 1.7 | Landfill Gas | LFG | IC | 5 | 2013 | 1 | 1990
56889 | Rhode Island LFG Genco | 50365 | Ridgewood Providence Power | IPP Non-CHP | RI | GEN8 | 1.7 | Landfill Gas | LFG | IC | 5 | 2013 | 1 | 1990
56889 | Rhode Island LFG Genco | 50365 | Ridgewood Providence Power | IPP Non-CHP | RI | GEN9 | 1.7 | Landfill Gas | LFG | IC | 5 | 2013 | 5 | 1997
12944 | City of Morganton - (NC) | 55534 | Water Filter Plant #2 | Electric Utility | NC | 3516 | 1.3 | Petroleum Liquids | DFO | IC | 5 | 2013 | 4 | 1992
55733 | Waste Management Energy Solutions Inc | 56533 | Bradley Gas Recovery | IPP Non-CHP | CA | GEN1 | 1.3 | Landfill Gas | LFG | IC | 5 | 2013 | 12 | 2004
55733 | Waste Management Energy Solutions Inc | 56533 | Bradley Gas Recovery | IPP Non-CHP | CA | GEN2 | 1.3 | Landfill Gas | LFG | IC | 5 | 2013 | 12 | 2004
55733 | Waste Management Energy Solutions Inc | 56533 | Bradley Gas Recovery | IPP Non-CHP | CA | GEN3 | 1.3 | Landfill Gas | LFG | IC | 5 | 2013 | 12 | 2004
55733 | Waste Management Energy Solutions Inc | 56533 | Bradley Gas Recovery | IPP Non-CHP | CA | GEN4 | 1.3 | Landfill Gas | LFG | IC | 5 | 2013 | 12 | 2004
55733 | Waste Management Energy Solutions Inc | 56533 | Bradley Gas Recovery | IPP Non-CHP | CA | GEN5 | 1.3 | Landfill Gas | LFG | IC | 5 | 2013 | 12 | 2004
57348 | AES ES Westover LLC | 57972 | AES Johnson City | IPP Non-CHP | NY | JCP1 | 8 | Batteries | MWH | BA | 5 | 2013 | 12 | 2010
803 | Arizona Public Service Co | 118 | Saguaro | Electric Utility | AZ | PV1 | 1 | Solar Thermal without Energy Storage | SUN | OT | 4 | 2013 | 12 | 2005
14328 | Pacific Gas & Electric Co | 250 | Kerckhoff | Electric Utility | CA | H2 | 12.6 | Conventional Hydroelectric | WAT | HY | 4 | 2013 | 8 | 1920
16534 | Sacramento Municipal Util Dist | 529 | Rancho Seco Solar | Electric Utility | CA | 1 | 1 | Solar Photovoltaic | SUN | PV | 4 | 2013 | 8 | 1984
16534 | Sacramento Municipal Util Dist | 529 | Rancho Seco Solar | Electric Utility | CA | 2 | 1 | Solar Photovoltaic | SUN | PV | 4 | 2013 | 2 | 1986
7140 | Georgia Power Co | 703 | Bowen | Electric Utility | GA | 6 | 32 | Petroleum Liquids | DFO | GT | 4 | 2013 | 5 | 1971
56543 | Black Bear Hydro Partners LLC | 1479 | Veazie Hydro Station | IPP Non-CHP | ME | VZ16 | 1.4 | Conventional Hydroelectric | WAT | HY | 4 | 2013 | 7 | 1938
56543 | Black Bear Hydro Partners LLC | 1479 | Veazie Hydro Station | IPP Non-CHP | ME | VZ17 | 1.4 | Conventional Hydroelectric | WAT | HY | 4 | 2013 | 7 | 1938
19150 | Trenton Municipal Utilities - (MO) | 2163 | Trenton Diesel | Electric Utility | MO | 1 | 0.3 | Petroleum Liquids | DFO | IC | 4 | 2013 | 12 | 1937
19150 | Trenton Municipal Utilities - (MO) | 2163 | Trenton Diesel | Electric Utility | MO | 2 | 0.3 | Petroleum Liquids | DFO | IC | 4 | 2013 | 1 | 1937
13902 | NorthWestern Energy | 2193 | Rainbow (MT) | Electric Utility | MT | RAI1 | 4 | Conventional Hydroelectric | WAT | HY | 4 | 2013 | 7 | 1910
13902 | NorthWestern Energy | 2193 | Rainbow (MT) | Electric Utility | MT | RAI2 | 4 | Conventional Hydroelectric | WAT | HY | 4 | 2013 | 7 | 1910
13902 | NorthWestern Energy | 2193 | Rainbow (MT) | Electric Utility | MT | RAI3 | 4 | Conventional Hydroelectric | WAT | HY | 4 | 2013 | 7 | 1910
13902 | NorthWestern Energy | 2193 | Rainbow (MT) | Electric Utility | MT | RAI4 | 4 | Conventional Hydroelectric | WAT | HY | 4 | 2013 | 7 | 1910
13902 | NorthWestern Energy | 2193 | Rainbow (MT) | Electric Utility | MT | RAI5 | 4 | Conventional Hydroelectric | WAT | HY | 4 | 2013 | 7 | 1910
13902 | NorthWestern Energy | 2193 | Rainbow (MT) | Electric Utility | MT | RAI6 | 4 | Conventional Hydroelectric | WAT | HY | 4 | 2013 | 7 | 1910
13902 | NorthWestern Energy | 2193 | Rainbow (MT) | Electric Utility | MT | RAI7 | 6 | Conventional Hydroelectric | WAT | HY | 4 | 2013 | 9 | 1917
13902 | NorthWestern Energy | 2193 | Rainbow (MT) | Electric Utility | MT | RAI8 | 6 | Conventional Hydroelectric | WAT | HY | 4 | 2013 | 9 | 1917
4527 | City of Crete | 2231 | Crete | Electric Utility | NE | 1 | 0.4 | Petroleum Liquids | DFO | IC | 4 | 2013 | 9 | 1939
4527 | City of Crete | 2231 | Crete | Electric Utility | NE | 2 | 1.3 | Natural Gas Internal Combustion Engine | NG | IC | 4 | 2013 | 5 | 1955
4527 | City of Crete | 2231 | Crete | Electric Utility | NE | 3 | 0.8 | Natural Gas Internal Combustion Engine | NG | IC | 4 | 2013 | 1 | 1951
4527 | City of Crete | 2231 | Crete | Electric Utility | NE | 4 | 1 | Natural Gas Internal Combustion Engine | NG | IC | 4 | 2013 | 6 | 1947
4527 | City of Crete | 2231 | Crete | Electric Utility | NE | 5 | 2.4 | Natural Gas Internal Combustion Engine | NG | IC | 4 | 2013 | 5 | 1963
4527 | City of Crete | 2231 | Crete | Electric Utility | NE | 6 | 3.3 | Natural Gas Internal Combustion Engine | NG | IC | 4 | 2013 | 4 | 1965
2999 | Caraustar Industries Inc | 54235 | Rittman Paperboard | Industrial CHP | OH | GEN1 | 3 | Conventional Steam Coal | BIT | ST | 4 | 2013 | 1 | 1928
2999 | Caraustar Industries Inc | 54235 | Rittman Paperboard | Industrial CHP | OH | GEN2 | 5 | Conventional Steam Coal | BIT | ST | 4 | 2013 | 1 | 1940
2999 | Caraustar Industries Inc | 54235 | Rittman Paperboard | Industrial CHP | OH | GEN3 | 6 | Conventional Steam Coal | BIT | ST | 4 | 2013 | 6 | 1946
11284 | Lowndes County Hospital Authority | 54848 | South Georgia Medical Center | Commercial Non-CHP | GA | GEN1 | 0.4 | Petroleum Liquids | DFO | IC | 4 | 2013 | 9 | 1986
11284 | Lowndes County Hospital Authority | 54848 | South Georgia Medical Center | Commercial Non-CHP | GA | GEN2 | 0.4 | Petroleum Liquids | DFO | IC | 4 | 2013 | 9 | 1986
11284 | Lowndes County Hospital Authority | 54848 | South Georgia Medical Center | Commercial Non-CHP | GA | GEN3 | 0.4 | Petroleum Liquids | DFO | IC | 4 | 2013 | 9 | 1986
15090 | PIMA County Wastewater Manage | 55257 | Ina Road Water Pollution Control Fac | Commercial Non-CHP | AZ | 1 | 0.6 | Natural Gas Internal Combustion Engine | NG | IC | 4 | 2013 | 7 | 1977
15090 | PIMA County Wastewater Manage | 55257 | Ina Road Water Pollution Control Fac | Commercial Non-CHP | AZ | 2 | 0.6 | Natural Gas Internal Combustion Engine | NG | IC | 4 | 2013 | 7 | 1977
15090 | PIMA County Wastewater Manage | 55257 | Ina Road Water Pollution Control Fac | Commercial Non-CHP | AZ | 3 | 0.6 | Natural Gas Internal Combustion Engine | NG | IC | 4 | 2013 | 7 | 1977
15090 | PIMA County Wastewater Manage | 55257 | Ina Road Water Pollution Control Fac | Commercial Non-CHP | AZ | 4 | 0.6 | Natural Gas Internal Combustion Engine | NG | IC | 4 | 2013 | 7 | 1977
15090 | PIMA County Wastewater Manage | 55257 | Ina Road Water Pollution Control Fac | Commercial Non-CHP | AZ | 5 | 0.6 | Natural Gas Internal Combustion Engine | NG | IC | 4 | 2013 | 7 | 1977
15090 | PIMA County Wastewater Manage | 55257 | Ina Road Water Pollution Control Fac | Commercial Non-CHP | AZ | 6 | 0.6 | Natural Gas Internal Combustion Engine | NG | IC | 4 | 2013 | 7 | 1977
15090 | PIMA County Wastewater Manage | 55257 | Ina Road Water Pollution Control Fac | Commercial Non-CHP | AZ | 7 | 0.6 | Natural Gas Internal Combustion Engine | NG | IC | 4 | 2013 | 7 | 1977
55894 | Worcester County Renewable Energy LLC | 56641 | Worcester County Renewable Energy | IPP Non-CHP | MD | 1 | 1 | Landfill Gas | LFG | IC | 4 | 2013 | 7 | 2008
55894 | Worcester County Renewable Energy LLC | 56641 | Worcester County Renewable Energy | IPP Non-CHP | MD | 2 | 1 | Landfill Gas | LFG | IC | 4 | 2013 | 8 | 2008
58300 | Ameresco Select Inc | 58365 | CJTS Energy Center | Commercial Non-CHP | CT | UNIT4 | 0.2 | Other Natural Gas | NG | FC | 4 | 2013 | 11 | 2001
58300 | Ameresco Select Inc | 58365 | CJTS Energy Center | Commercial Non-CHP | CT | UNIT6 | 0.2 | Other Natural Gas | NG | FC | 4 | 2013 | 11 | 2001
9418 | City of Iola - (KS) | 1291 | Iola | Electric Utility | KS | 11 | 2 | Petroleum Liquids | DFO | IC | 3 | 2013 | 7 | 1988
9418 | City of Iola - (KS) | 1291 | Iola | Electric Utility | KS | 12 | 2 | Petroleum Liquids | DFO | IC | 3 | 2013 | 7 | 1988
9418 | City of Iola - (KS) | 1291 | Iola | Electric Utility | KS | 13 | 2 | Petroleum Liquids | DFO | IC | 3 | 2013 | 7 | 1988
5109 | DTE Electric Company | 1726 | Conners Creek | Electric Utility | MI | 1 | 2.3 | Petroleum Liquids | DFO | IC | 3 | 2013 | 2 | 1971
5109 | DTE Electric Company | 1726 | Conners Creek | Electric Utility | MI | 15 | 100 | Natural Gas Steam Turbine | NG | ST | 3 | 2013 | 3 | 1951
5109 | DTE Electric Company | 1726 | Conners Creek | Electric Utility | MI | 16 | 130 | Natural Gas Steam Turbine | NG | ST | 3 | 2013 | 8 | 1951
5109 | DTE Electric Company | 1726 | Conners Creek | Electric Utility | MI | 2 | 2.3 | Petroleum Liquids | DFO | IC | 3 | 2013 | 2 | 1971
3046 | Duke Energy Progress - (NC) | 2708 | Cape Fear | Electric Utility | NC | 1 | 11 | Petroleum Liquids | DFO | CA | 3 | 2013 | 12 | 1923
3046 | Duke Energy Progress - (NC) | 2708 | Cape Fear | Electric Utility | NC | 1A | 11 | Petroleum Liquids | DFO | CT | 3 | 2013 | 6 | 1969
3046 | Duke Energy Progress - (NC) | 2708 | Cape Fear | Electric Utility | NC | 1B | 12 | Petroleum Liquids | DFO | CT | 3 | 2013 | 6 | 1969
3046 | Duke Energy Progress - (NC) | 2708 | Cape Fear | Electric Utility | NC | 2 | 7 | Petroleum Liquids | DFO | CA | 3 | 2013 | 10 | 1924
3046 | Duke Energy Progress - (NC) | 2708 | Cape Fear | Electric Utility | NC | 2A | 12 | Petroleum Liquids | DFO | CT | 3 | 2013 | 6 | 1969
3046 | Duke Energy Progress - (NC) | 3251 | H B Robinson | Electric Utility | SC | GT1 | 11 | Natural Gas Fired Combustion Turbine | NG | GT | 3 | 2013 | 3 | 1968
8776 | City of Holyoke Gas and Electric Dept. | 9864 | Cabot Holyoke | Electric Utility | MA | 6 | 9.3 | Natural Gas Steam Turbine | NG | ST | 3 | 2013 | 8 | 1955
8776 | City of Holyoke Gas and Electric Dept. | 9864 | Cabot Holyoke | Electric Utility | MA | 8 | 9.3 | Natural Gas Steam Turbine | NG | ST | 3 | 2013 | 8 | 1951
24263 | Cellu Tissue Holdings Inc | 52017 | Menominee Acquisition | Industrial CHP | MI | ST2 | 2.5 | Conventional Steam Coal | BIT | ST | 3 | 2013 | 6 | 1950
5033 | Domtar Industries Inc | 54103 | Port Edwards Mill | Industrial Non-CHP | WI | GEN4 | 1.8 | Petroleum Liquids | RFO | ST | 3 | 2013 | 2 | 1930
5033 | Domtar Industries Inc | 54103 | Port Edwards Mill | Industrial Non-CHP | WI | GEN7 | 4.7 | Petroleum Liquids | RFO | ST | 3 | 2013 | 1 | 1962
56024 | Kamin LLC | 55961 | Kamin LLC Wrens Mine | Industrial Non-CHP | GA | WM1 | 1 | Petroleum Liquids | DFO | IC | 3 | 2013 | 1 | 1988
56024 | Kamin LLC | 55961 | Kamin LLC Wrens Mine | Industrial Non-CHP | GA | WM2 | 1 | Petroleum Liquids | DFO | IC | 3 | 2013 | 1 | 1988
56694 | Thermo No 1 BE 01 LLC | 57353 | Thermo No 1 | IPP Non-CHP | UT | 1 | 11 | Geothermal | GEO | BT | 3 | 2013 | 4 | 2009
57303 | State of Illinois | 57918 | Jacksonville Developmental Center | Commercial CHP | IL | 1 | 0.7 | Conventional Steam Coal | BIT | ST | 3 | 2013 | 6 | 1945
57303 | State of Illinois | 57918 | Jacksonville Developmental Center | Commercial CHP | IL | 2 | 0.7 | Conventional Steam Coal | BIT | ST | 3 | 2013 | 6 | 1945
57303 | State of Illinois | 57918 | Jacksonville Developmental Center | Commercial CHP | IL | 3 | 2 | Conventional Steam Coal | BIT | ST | 3 | 2013 | 6 | 1945
58147 | Connecticut Valley Hospital | 58176 | Connecticut Valley Hospital Plant | IPP CHP | CT | ST#1 | 0.7 | Natural Gas Fired Combined Cycle | NG | CA | 3 | 2013 | 1 | 1950
58147 | Connecticut Valley Hospital | 58176 | Connecticut Valley Hospital Plant | IPP CHP | CT | ST#2 | 0.5 | Natural Gas Fired Combined Cycle | NG | CA | 3 | 2013 | 1 | 1950
58147 | Connecticut Valley Hospital | 58176 | Connecticut Valley Hospital Plant | IPP CHP | CT | ST#3 | 0.5 | Natural Gas Fired Combined Cycle | NG | CA | 3 | 2013 | 1 | 1950
814 | Entergy Arkansas Inc | 168 | Hamilton Moses | Electric Utility | AR | 1 | 67 | Natural Gas Steam Turbine | NG | ST | 2 | 2013 | 5 | 1951
814 | Entergy Arkansas Inc | 168 | Hamilton Moses | Electric Utility | AR | 2 | 67 | Natural Gas Steam Turbine | NG | ST | 2 | 2013 | 5 | 1951
814 | Entergy Arkansas Inc | 173 | Robert E Ritchie | Electric Utility | AR | 1 | 300 | Natural Gas Steam Turbine | NG | ST | 2 | 2013 | 6 | 1961
6455 | Duke Energy Florida, Inc | 628 | Crystal River | Electric Utility | FL | 3 | 860 | Nuclear | NUC | ST | 2 | 2013 | 3 | 1977
10171 | Kentucky Utilities Co | 1361 | Tyrone | Electric Utility | KY | 3 | 71 | Conventional Steam Coal | BIT | ST | 2 | 2013 | 7 | 1953
11540 | City of Malden - (MO) | 2142 | Malden | Electric Utility | MO | 1 | 1.2 | Petroleum Liquids | DFO | IC | 2 | 2013 | 8 | 1951
56024 | Kamin LLC | 54880 | Kamin LLC Wrens Plant | Industrial CHP | GA | WPH1 | 1.1 | Petroleum Liquids | DFO | IC | 2 | 2013 | 1 | 1988
56024 | Kamin LLC | 54880 | Kamin LLC Wrens Plant | Industrial CHP | GA | WPH2 | 1.2 | Petroleum Liquids | DFO | IC | 2 | 2013 | 1 | 1989
56024 | Kamin LLC | 54880 | Kamin LLC Wrens Plant | Industrial CHP | GA | WPH3 | 1 | Petroleum Liquids | DFO | IC | 2 | 2013 | 1 | 1988
1015 | Austin Energy | 56373 | Domain Integrated Energy System | Electric Utility | TX | DOMG1 | 5 | Natural Gas Fired Combustion Turbine | NG | GT | 2 | 2013 | 6 | 2004
14328 | Pacific Gas & Electric Co | 226 | Coal Canyon | Electric Utility | CA | 1 | 0.9 | Conventional Hydroelectric | WAT | HY | 1 | 2013 | 12 | 1907
6452 | Florida Power & Light Co | 617 | Port Everglades | Electric Utility | FL | ST3 | 387 | Petroleum Liquids | RFO | ST | 1 | 2013 | 7 | 1964
6452 | Florida Power & Light Co | 617 | Port Everglades | Electric Utility | FL | ST4 | 392 | Petroleum Liquids | RFO | ST | 1 | 2013 | 4 | 1965
5517 | Dynegy Midwest Generation Inc | 894 | Oglesby | IPP Non-CHP | IL | 1 | 13.5 | Natural Gas Fired Combustion Turbine | NG | GT | 1 | 2013 | 10 | 1970
5517 | Dynegy Midwest Generation Inc | 894 | Oglesby | IPP Non-CHP | IL | 2 | 13.5 | Natural Gas Fired Combustion Turbine | NG | GT | 1 | 2013 | 9 | 1970
5517 | Dynegy Midwest Generation Inc | 894 | Oglesby | IPP Non-CHP | IL | 3 | 13.5 | Natural Gas Fired Combustion Turbine | NG | GT | 1 | 2013 | 10 | 1970
5517 | Dynegy Midwest Generation Inc | 894 | Oglesby | IPP Non-CHP | IL | 4 | 13.5 | Natural Gas Fired Combustion Turbine | NG | GT | 1 | 2013 | 10 | 1970
5517 | Dynegy Midwest Generation Inc | 895 | Stallings | IPP Non-CHP | IL | 1 | 20.5 | Natural Gas Fired Combustion Turbine | NG | GT | 1 | 2013 | 8 | 1970
5517 | Dynegy Midwest Generation Inc | 895 | Stallings | IPP Non-CHP | IL | 2 | 20.5 | Natural Gas Fired Combustion Turbine | NG | GT | 1 | 2013 | 8 | 1970
5517 | Dynegy Midwest Generation Inc | 895 | Stallings | IPP Non-CHP | IL | 3 | 20.5 | Natural Gas Fired Combustion Turbine | NG | GT | 1 | 2013 | 9 | 1970
5517 | Dynegy Midwest Generation Inc | 895 | Stallings | IPP Non-CHP | IL | 4 | 20.5 | Natural Gas Fired Combustion Turbine | NG | GT | 1 | 2013 | 8 | 1970
12802 | City of Monroe City - (MO) | 2146 | Monroe (MO) | Electric Utility | MO | 2 | 1.3 | Petroleum Liquids | DFO | IC | 1 | 2013 | 9 | 1955
12802 | City of Monroe City - (MO) | 2146 | Monroe (MO) | Electric Utility | MO | 3 | 1.1 | Natural Gas Internal Combustion Engine | NG | IC | 1 | 2013 | 9 | 1964
12802 | City of Monroe City - (MO) | 2146 | Monroe (MO) | Electric Utility | MO | 4 | 1.1 | Natural Gas Internal Combustion Engine | NG | IC | 1 | 2013 | 9 | 1958
12802 | City of Monroe City - (MO) | 2146 | Monroe (MO) | Electric Utility | MO | 6 | 2 | Natural Gas Internal Combustion Engine | NG | IC | 1 | 2013 | 1 | 1971
12802 | City of Monroe City - (MO) | 2146 | Monroe (MO) | Electric Utility | MO | 7 | 2.2 | Natural Gas Internal Combustion Engine | NG | IC | 1 | 2013 | 8 | 1973
34 | City of Abbeville - (SC) | 3305 | Rocky River (SC) | Electric Utility | SC | IC1 | 1.1 | Petroleum Liquids | DFO | IC | 1 | 2013 | 11 | 1946
11135 | City of Logan - (UT) | 3675 | Hydro III | Electric Utility | UT | HY3 | 0.1 | Conventional Hydroelectric | WAT | HY | 1 | 2013 | 1 | 1992
19099 | TransAlta Centralia Gen LLC | 3845 | Transalta Centralia Generation | IPP Non-CHP | WA | 30 | 44 | Natural Gas Fired Combined Cycle | NG | CT | 1 | 2013 | 8 | 2002
19099 | TransAlta Centralia Gen LLC | 3845 | Transalta Centralia Generation | IPP Non-CHP | WA | 40 | 44 | Natural Gas Fired Combined Cycle | NG | CT | 1 | 2013 | 8 | 2002
19099 | TransAlta Centralia Gen LLC | 3845 | Transalta Centralia Generation | IPP Non-CHP | WA | 50 | 44 | Natural Gas Fired Combined Cycle | NG | CT | 1 | 2013 | 8 | 2002
19099 | TransAlta Centralia Gen LLC | 3845 | Transalta Centralia Generation | IPP Non-CHP | WA | 60 | 44 | Natural Gas Fired Combined Cycle | NG | CT | 1 | 2013 | 8 | 2002
19099 | TransAlta Centralia Gen LLC | 3845 | Transalta Centralia Generation | IPP Non-CHP | WA | 70 | 80 | Natural Gas Fired Combined Cycle | NG | CA | 1 | 2013 | 8 | 2002
17166 | Sierra Pacific Power Co | 6514 | Gabbs | Electric Utility | NV | 1 | 2.7 | Petroleum Liquids | DFO | IC | 1 | 2013 | 1 | 1969
17166 | Sierra Pacific Power Co | 6514 | Gabbs | Electric Utility | NV | 2 | 2.7 | Petroleum Liquids | DFO | IC | 1 | 2013 | 1 | 1969
57209 | Apogee Technology Inc | 10159 | Apogee Technology Inc | Industrial Non-CHP | PA | GEN1 | 0 | Natural Gas Fired Combustion Turbine | NG | GT | 1 | 2013 | 3 | 1986
11217 | Los Angeles County Sanitation | 10472 | Puente Hills Energy Recovery | Commercial Non-CHP | CA | GEN2 | 1.1 | Landfill Gas | LFG | GT | 1 | 2013 | 10 | 1984
22155 | Texas State University - San Marcos | 50263 | Southwest Texas State University | Commercial CHP | TX | GEN1 | 6 | Natural Gas Internal Combustion Engine | NG | IC | 1 | 2013 | 9 | 1989
56889 | Rhode Island LFG Genco | 50365 | Ridgewood Providence Power | IPP Non-CHP | RI | PHI1 | 1.2 | Landfill Gas | LFG | IC | 1 | 2013 | 3 | 2004
56889 | Rhode Island LFG Genco | 50365 | Ridgewood Providence Power | IPP Non-CHP | RI | PHI2 | 1.2 | Landfill Gas | LFG | IC | 1 | 2013 | 3 | 2004
20323 | Wellhead Services Inc | 55538 | Escondido Energy Center | IPP Non-CHP | CA | GEN1 | 33.6 | Natural Gas Fired Combustion Turbine | NG | GT | 1 | 2013 | 8 | 2001
20323 | Wellhead Services Inc | 55875 | Gates Peaker | IPP Non-CHP | CA | GEN1 | 33.3 | Natural Gas Fired Combustion Turbine | NG | GT | 1 | 2013 | 12 | 2001
4794 | City of Danville - (VA) | 56363 | Danville New Design Plant | Electric Utility | VA | GEN 1 | 1.2 | Petroleum Liquids | DFO | IC | 1 | 2013 | 7 | 2005
4794 | City of Danville - (VA) | 56364 | Danville Kentuck Road Plant | Electric Utility | VA | GEN 1 | 1.2 | Petroleum Liquids | DFO | IC | 1 | 2013 | 7 | 2005
4794 | City of Danville - (VA) | 56365 | Danville Westover Plant | Electric Utility | VA | GEN1 | 1.2 | Petroleum Liquids | DFO | IC | 1 | 2013 | 7 | 2005
56438 | Delaware County Electric Coop, Inc | 57129 | Catskill Mts Energy Corporation | IPP Non-CHP | NY | G1 | 1.1 | Landfill Gas | LFG | IC | 1 | 2013 | 12 | 2008
22500 | Westar Energy Inc | 1251 | Abilene Energy Center Combustion Turbine | Electric Utility | KS | GT1 | 68 | Natural Gas Fired Combustion Turbine | NG | GT | 12 | 2012 | 7 | 1973
15321 | City of Pratt- (KS) | 1317 | Pratt | Electric Utility | KS | 3 | 5.8 | Natural Gas Steam Turbine | NG | ST | 12 | 2012 | 3 | 1953
12524 | Midwest Energy Inc | 1334 | Great Bend - Midwest Energy | Electric Utility | KS | 6 | 3 | Natural Gas Internal Combustion Engine | NG | IC | 12 | 2012 | 1 | 1954
26253 | Louisiana Energy & Power Authority | 1449 | Morgan City | Electric Utility | LA | 1 | 5.8 | Natural Gas Steam Turbine | NG | ST | 12 | 2012 | 6 | 1963
26253 | Louisiana Energy & Power Authority | 1449 | Morgan City | Electric Utility | LA | 2 | 5.8 | Natural Gas Steam Turbine | NG | ST | 12 | 2012 | 6 | 1963
1009 | City of Austin - (MN) | 1960 | Austin Downtown | Electric Utility | MN | 1 | 5.3 | Natural Gas Steam Turbine | NG | ST | 12 | 2012 | 6 | 1940
1009 | City of Austin - (MN) | 1960 | Austin Downtown | Electric Utility | MN | 2 | 3.5 | Natural Gas Steam Turbine | NG | ST | 12 | 2012 | 6 | 1935
1009 | City of Austin - (MN) | 1960 | Austin Downtown | Electric Utility | MN | 3 | 8.8 | Natural Gas Steam Turbine | NG | ST | 12 | 2012 | 6 | 1946
1009 | City of Austin - (MN) | 1960 | Austin Downtown | Electric Utility | MN | 4 | 12.2 | Natural Gas Steam Turbine | NG | ST | 12 | 2012 | 6 | 1955
12686 | Mississippi Power Co | 2046 | Eaton | Electric Utility | MS | 1 | 24.5 | Natural Gas Steam Turbine | NG | ST | 12 | 2012 | 3 | 1945
12686 | Mississippi Power Co | 2046 | Eaton | Electric Utility | MS | 2 | 24.5 | Natural Gas Steam Turbine | NG | ST | 12 | 2012 | 7 | 1947
12686 | Mississippi Power Co | 2046 | Eaton | Electric Utility | MS | 3 | 24.6 | Natural Gas Steam Turbine | NG | ST | 12 | 2012 | 8 | 1949
12685 | Entergy Mississippi Inc | 2051 | Delta (MS) | Electric Utility | MS | 1 | 90 | Natural Gas Steam Turbine | NG | ST | 12 | 2012 | 12 | 1953
12685 | Entergy Mississippi Inc | 2051 | Delta (MS) | Electric Utility | MS | 2 | 87 | Natural Gas Steam Turbine | NG | ST | 12 | 2012 | 12 | 1953
12658 | Minnkota Power Coop, Inc | 2821 | Grand Forks | Electric Utility | ND | 1 | 0.7 | Petroleum Liquids | DFO | IC | 12 | 2012 | 8 | 1941
12658 | Minnkota Power Coop, Inc | 2821 | Grand Forks | Electric Utility | ND | 10 | 1.1 | Petroleum Liquids | DFO | IC | 12 | 2012 | 8 | 1949
12658 | Minnkota Power Coop, Inc | 2821 | Grand Forks | Electric Utility | ND | 11 | 1.1 | Petroleum Liquids | DFO | IC | 12 | 2012 | 8 | 1949
12658 | Minnkota Power Coop, Inc | 2821 | Grand Forks | Electric Utility | ND | 2 | 0.7 | Petroleum Liquids | DFO | IC | 12 | 2012 | 8 | 1941
12658 | Minnkota Power Coop, Inc | 2821 | Grand Forks | Electric Utility | ND | 3 | 0.7 | Petroleum Liquids | DFO | IC | 12 | 2012 | 8 | 1941
12658 | Minnkota Power Coop, Inc | 2821 | Grand Forks | Electric Utility | ND | 4 | 1 | Petroleum Liquids | DFO | IC | 12 | 2012 | 8 | 1946
12658 | Minnkota Power Coop, Inc | 2821 | Grand Forks | Electric Utility | ND | 5 | 1 | Petroleum Liquids | DFO | IC | 12 | 2012 | 8 | 1946
12658 | Minnkota Power Coop, Inc | 2821 | Grand Forks | Electric Utility | ND | 6 | 1 | Petroleum Liquids | DFO | IC | 12 | 2012 | 8 | 1946
12658 | Minnkota Power Coop, Inc | 2821 | Grand Forks | Electric Utility | ND | 7 | 1.1 | Petroleum Liquids | DFO | IC | 12 | 2012 | 8 | 1949
12658 | Minnkota Power Coop, Inc | 2821 | Grand Forks | Electric Utility | ND | 8 | 1.1 | Petroleum Liquids | DFO | IC | 12 | 2012 | 8 | 1949
12658 | Minnkota Power Coop, Inc | 2821 | Grand Forks | Electric Utility | ND | 9 | 1.1 | Petroleum Liquids | DFO | IC | 12 | 2012 | 8 | 1949
12658 | Minnkota Power Coop, Inc | 2822 | Harwood | Electric Utility | ND | 2 | 1.6 | Petroleum Liquids | DFO | IC | 12 | 2012 | 10 | 1947
12658 | Minnkota Power Coop, Inc | 2822 | Harwood | Electric Utility | ND | 3 | 1.6 | Petroleum Liquids | DFO | IC | 12 | 2012 | 10 | 1947
58620 | AEP Generation Resources Inc | 2840 | Conesville | IPP Non-CHP | OH | 3 | 165 | Conventional Steam Coal | BIT | ST | 12 | 2012 | 10 | 1962
10830 | City of Lebanon - (OH) | 2921 | Lebanon | Electric Utility | OH | 1 | 0.7 | Petroleum Liquids | DFO | IC | 12 | 2012 | 1 | 1940
14063 | Oklahoma Gas & Electric Co | 2950 | Enid | Electric Utility | OK | 1 | 11.1 | Natural Gas Fired Combustion Turbine | NG | GT | 12 | 2012 | 11 | 1965
14063 | Oklahoma Gas & Electric Co | 2950 | Enid | Electric Utility | OK | 2 | 10.5 | Natural Gas Fired Combustion Turbine | NG | GT | 12 | 2012 | 11 | 1965
14063 | Oklahoma Gas & Electric Co | 2950 | Enid | Electric Utility | OK | 3 | 11.5 | Natural Gas Fired Combustion Turbine | NG | GT | 12 | 2012 | 11 | 1965
14063 | Oklahoma Gas & Electric Co | 2950 | Enid | Electric Utility | OK | 4 | 10.5 | Natural Gas Fired Combustion Turbine | NG | GT | 12 | 2012 | 11 | 1965
14063 | Oklahoma Gas & Electric Co | 2958 | Woodward | Electric Utility | OK | GT1 | 9.5 | Natural Gas Fired Combustion Turbine | NG | GT | 12 | 2012 | 6 | 1963
6035 | Exelon Power | 3169 | Schuylkill Generating Station | IPP Non-CHP | PA | 1 | 166 | Petroleum Liquids | RFO | ST | 12 | 2012 | 7 | 1958
6035 | Exelon Power | 3169 | Schuylkill Generating Station | IPP Non-CHP | PA | IC1 | 2.7 | Petroleum Liquids | DFO | IC | 12 | 2012 | 7 | 1967
17539 | South Carolina Electric&Gas Company | 3280 | Canadys Steam | Electric Utility | SC | 1 | 105 | Conventional Steam Coal | BIT | ST | 12 | 2012 | 4 | 1962
17543 | South Carolina Public Service Authority | 3317 | Dolphus M Grainger | Electric Utility | SC | 1 | 83 | Conventional Steam Coal | BIT | ST | 12 | 2012 | 6 | 1966
17543 | South Carolina Public Service Authority | 3317 | Dolphus M Grainger | Electric Utility | SC | 2 | 83 | Conventional Steam Coal | BIT | ST | 12 | 2012 | 6 | 1966
17543 | South Carolina Public Service Authority | 3319 | Jefferies | Electric Utility | SC | 3 | 152 | Conventional Steam Coal | BIT | ST | 12 | 2012 | 1 | 1970
17543 | South Carolina Public Service Authority | 3319 | Jefferies | Electric Utility | SC | 4 | 150 | Conventional Steam Coal | BIT | ST | 12 | 2012 | 1 | 1970
18642 | Tennessee Valley Authority | 3405 | John Sevier | Electric Utility | TN | 1 | 176 | Conventional Steam Coal | BIT | ST | 12 | 2012 | 7 | 1955
18642 | Tennessee Valley Authority | 3405 | John Sevier | Electric Utility | TN | 2 | 176 | Conventional Steam Coal | BIT | ST | 12 | 2012 | 9 | 1955
14624 | PUD No 2 of Grant County | 3888 | Wanapum | Electric Utility | WA | 1 | 103.8 | Conventional Hydroelectric | WAT | HY | 12 | 2012 | 9 | 1963
26616 | North Slope Borough Power & Light | 7484 | NSB Nuiqsut Utility | Electric Utility | AK | PG4A | 0.4 | Petroleum Liquids | DFO | IC | 12 | 2012 | 9 | 1999
19876 | Virginia Electric & Power Co | 7537 | North Branch (WV) | Electric Utility | WV | 1 | 74 | Conventional Steam Coal | WC | ST | 12 | 2012 | 5 | 1992
9417 | Interstate Power and Light Co | 8025 | Montgomery | Electric Utility | MN | 1 | 0 | Petroleum Liquids | DFO | GT | 12 | 2012 | 3 | 1974
56304 | Air Products LLC | 10638 | Pasadena | Industrial CHP | TX | GEN1 | 2.6 | Natural Gas Fired Combustion Turbine | NG | GT | 12 | 2012 | 7 | 1985
772 | Archer Daniels Midland Co | 10866 | Archer Daniels Midland Peoria | Industrial CHP | IL | GEN5 | 4 | Conventional Steam Coal | BIT | ST | 12 | 2012 | 1 | 1985
49801 | Expera Specialty Solutions | 50933 | Rhinelander Mill | Industrial CHP | WI | GEN3 | 0.6 | Natural Gas Steam Turbine | NG | ST | 12 | 2012 | 12 | 1940
9205 | Illinois Electricial Gen Partn | 55767 | Riveside Resource Recovery LLC | IPP Non-CHP | IL | RO1 | 0.9 | Landfill Gas | LFG | IC | 12 | 2012 | 2 | 1997
56334 | WEHRAN Energy Corporation | 55778 | Brookhaven Facility | IPP Non-CHP | NY | BH2 | 1.2 | Landfill Gas | LFG | IC | 12 | 2012 | 1 | 1995
56334 | WEHRAN Energy Corporation | 55778 | Brookhaven Facility | IPP Non-CHP | NY | BH3 | 1.2 | Landfill Gas | LFG | IC | 12 | 2012 | 1 | 1995
56334 | WEHRAN Energy Corporation | 55778 | Brookhaven Facility | IPP Non-CHP | NY | BH4 | 1.2 | Landfill Gas | LFG | IC | 12 | 2012 | 1 | 1995
23693 | AES Huntington Beach LLC | 335 | AES Huntington Beach LLC | IPP Non-CHP | CA | 3 | 225 | Natural Gas Steam Turbine | NG | ST | 11 | 2012 | 5 | 1961
23693 | AES Huntington Beach LLC | 335 | AES Huntington Beach LLC | IPP Non-CHP | CA | 4 | 227 | Natural Gas Steam Turbine | NG | ST | 11 | 2012 | 7 | 1961
6452 | Florida Power & Light Co | 610 | Cutler | Electric Utility | FL | 5 | 68 | Natural Gas Steam Turbine | NG | ST | 11 | 2012 | 11 | 1954
6452 | Florida Power & Light Co | 610 | Cutler | Electric Utility | FL | 6 | 137 | Natural Gas Steam Turbine | NG | ST | 11 | 2012 | 7 | 1955
6452 | Florida Power & Light Co | 617 | Port Everglades | Electric Utility | FL | ST1 | 213 | Petroleum Liquids | RFO | ST | 11 | 2012 | 6 | 1960
6452 | Florida Power & Light Co | 617 | Port Everglades | Electric Utility | FL | ST2 | 213 | Petroleum Liquids | RFO | ST | 11 | 2012 | 4 | 1961
6452 | Florida Power & Light Co | 620 | Sanford | Electric Utility | FL | 3 | 138 | Petroleum Liquids | RFO | ST | 11 | 2012 | 5 | 1959
11268 | City of Lowell - (MI) | 1837 | Lowell | Electric Utility | MI | 5 | 1.1 | Natural Gas Internal Combustion Engine | NG | IC | 11 | 2012 | 1 | 1965
11268 | City of Lowell - (MI) | 1837 | Lowell | Electric Utility | MI | 6 | 1.1 | Natural Gas Internal Combustion Engine | NG | IC | 11 | 2012 | 1 | 1956
11268 | City of Lowell - (MI) | 1837 | Lowell | Electric Utility | MI | 7 | 1.4 | Natural Gas Internal Combustion Engine | NG | IC | 11 | 2012 | 1 | 1973
6204 | City of Farmington - (NM) | 2465 | Animas | Electric Utility | NM | 3 | 9 | Natural Gas Steam Turbine | NG | ST | 11 | 2012 | 9 | 1958
6204 | City of Farmington - (NM) | 2465 | Animas | Electric Utility | NM | ST4 | 16 | Natural Gas Steam Turbine | NG | ST | 11 | 2012 | 4 | 1960
8776 | City of Holyoke Gas and Electric Dept. | 54981 | Harris Energy Realty | Electric Utility | MA | C-AB | 0.3 | Conventional Hydroelectric | WAT | HY | 11 | 2012 | 1 | 1982
8776 | City of Holyoke Gas and Electric Dept. | 54981 | Harris Energy Realty | Electric Utility | MA | C-C | 0.3 | Conventional Hydroelectric | WAT | HY | 11 | 2012 | 1 | 1982
8776 | City of Holyoke Gas and Electric Dept. | 54981 | Harris Energy Realty | Electric Utility | MA | GILA | 0.5 | Conventional Hydroelectric | WAT | HY | 11 | 2012 | 1 | 1982
10376 | Kissimmee Utility Authority | 672 | Hansel | Electric Utility | FL | 21 | 30 | Natural Gas Fired Combined Cycle | NG | CT | 10 | 2012 | 2 | 1983
10376 | Kissimmee Utility Authority | 672 | Hansel | Electric Utility | FL | 22 | 8 | Natural Gas Fired Combined Cycle | NG | CA | 10 | 2012 | 11 | 1983
10376 | Kissimmee Utility Authority | 672 | Hansel | Electric Utility | FL | 23 | 8 | Natural Gas Fired Combined Cycle | NG | CA | 10 | 2012 | 11 | 1983
15686 | Village of Rantoul - (IL) | 958 | Rantoul | Electric Utility | IL | 5 | 0.7 | Petroleum Liquids | DFO | IC | 10 | 2012 | 7 | 1964
1647 | City of Bethany - (MO) | 2114 | Bethany | Electric Utility | MO | 4 | 1.4 | Petroleum Liquids | DFO | IC | 10 | 2012 | 8 | 1968
1647 | City of Bethany - (MO) | 2114 | Bethany | Electric Utility | MO | 5 | 1.7 | Petroleum Liquids | DFO | IC | 10 | 2012 | 9 | 1981
1647 | City of Bethany - (MO) | 2114 | Bethany | Electric Utility | MO | 6 | 0.9 | Petroleum Liquids | DFO | IC | 10 | 2012 | 12 | 1981
1647 | City of Bethany - (MO) | 2114 | Bethany | Electric Utility | MO | 7 | 1 | Petroleum Liquids | DFO | IC | 10 | 2012 | 7 | 1983
15698 | Raton Public Service Company | 2468 | Raton | Electric Utility | NM | 6 | 7.3 | Natural Gas Internal Combustion Engine | NG | IC | 10 | 2012 | 12 | 2003
3046 | Duke Energy Progress - (NC) | 2708 | Cape Fear | Electric Utility | NC | 2B | 11 | Petroleum Liquids | DFO | CT | 10 | 2012 | 6 | 1969
3046 | Duke Energy Progress - (NC) | 2708 | Cape Fear | Electric Utility | NC | 5 | 144 | Conventional Steam Coal | BIT | ST | 10 | 2012 | 12 | 1956
3046 | Duke Energy Progress - (NC) | 2708 | Cape Fear | Electric Utility | NC | 6 | 172 | Conventional Steam Coal | BIT | ST | 10 | 2012 | 7 | 1958
3046 | Duke Energy Progress - (NC) | 2709 | HF Lee Plant | Electric Utility | NC | 1 | 74 | Conventional Steam Coal | BIT | ST | 10 | 2012 | 6 | 1952
3046 | Duke Energy Progress - (NC) | 2709 | HF Lee Plant | Electric Utility | NC | 2 | 68 | Conventional Steam Coal | BIT | ST | 10 | 2012 | 5 | 1951
3046 | Duke Energy Progress - (NC) | 2709 | HF Lee Plant | Electric Utility | NC | 3 | 240 | Conventional Steam Coal | BIT | ST | 10 | 2012 | 8 | 1962
3046 | Duke Energy Progress - (NC) | 2709 | HF Lee Plant | Electric Utility | NC | GT1 | 12 | Petroleum Liquids | DFO | GT | 10 | 2012 | 3 | 1968
3046 | Duke Energy Progress - (NC) | 2709 | HF Lee Plant | Electric Utility | NC | GT2 | 21 | Petroleum Liquids | DFO | GT | 10 | 2012 | 5 | 1971
3046 | Duke Energy Progress - (NC) | 2709 | HF Lee Plant | Electric Utility | NC | GT3 | 21 | Petroleum Liquids | DFO | GT | 10 | 2012 | 8 | 1971
3046 | Duke Energy Progress - (NC) | 2709 | HF Lee Plant | Electric Utility | NC | GT4 | 21 | Petroleum Liquids | DFO | GT | 10 | 2012 | 8 | 1971
3046 | Duke Energy Progress - (NC) | 2711 | Morehead | Electric Utility | NC | GT1 | 12 | Petroleum Liquids | DFO | GT | 10 | 2012 | 1 | 1968
5416 | Duke Energy Carolinas, LLC | 2720 | Buck | Electric Utility | NC | 7 | 25 | Natural Gas Fired Combustion Turbine | NG | GT | 10 | 2012 | 7 | 1970
5416 | Duke Energy Carolinas, LLC | 2720 | Buck | Electric Utility | NC | 8 | 25 | Natural Gas Fired Combustion Turbine | NG | GT | 10 | 2012 | 7 | 1970
5416 | Duke Energy Carolinas, LLC | 2720 | Buck | Electric Utility | NC | 9 | 12 | Natural Gas Fired Combustion Turbine | NG | GT | 10 | 2012 | 7 | 1970
5416 | Duke Energy Carolinas, LLC | 2723 | Dan River | Electric Utility | NC | 4 | 24 | Natural Gas Fired Combustion Turbine | NG | GT | 10 | 2012 | 5 | 1968
5416 | Duke Energy Carolinas, LLC | 2723 | Dan River | Electric Utility | NC | 5 | 24 | Natural Gas Fired Combustion Turbine | NG | GT | 10 | 2012 | 5 | 1968
5416 | Duke Energy Carolinas, LLC | 2723 | Dan River | Electric Utility | NC | 6 | 24 | Natural Gas Fired Combustion Turbine | NG | GT | 10 | 2012 | 7 | 1969
5416 | Duke Energy Carolinas, LLC | 2732 | Riverbend | Electric Utility | NC | 10 | 22 | Natural Gas Fired Combustion Turbine | NG | GT | 10 | 2012 | 7 | 1969
5416 | Duke Energy Carolinas, LLC | 2732 | Riverbend | Electric Utility | NC | 11 | 20 | Natural Gas Fired Combustion Turbine | NG | GT | 10 | 2012 | 7 | 1969
5416 | Duke Energy Carolinas, LLC | 2732 | Riverbend | Electric Utility | NC | 8 | 20 | Natural Gas Fired Combustion Turbine | NG | GT | 10 | 2012 | 7 | 1969
5416 | Duke Energy Carolinas, LLC | 2732 | Riverbend | Electric Utility | NC | 9 | 22 | Natural Gas Fired Combustion Turbine | NG | GT | 10 | 2012 | 7 | 1969
14165 | NRG Power Midwest LP | 2861 | Niles Power Plant | IPP Non-CHP | OH | 1 | 108 | Conventional Steam Coal | BIT | ST | 10 | 2012 | 1 | 1954
3046 | Duke Energy Progress - (NC) | 3251 | H B Robinson | Electric Utility | SC | 1 | 177 | Conventional Steam Coal | BIT | ST | 10 | 2012 | 5 | 1960
1647 | City of Bethany - (MO) | 7944 | Bethany II | Electric Utility | MO | 9 | 1.2 | Petroleum Liquids | DFO | IC | 10 | 2012 | 7 | 1993
3456 | Chevron Products Co-Pascagoula | 52084 | Pascagoula Cogen | Industrial CHP | MS | TG1 | 4 | Other Gases | OG | ST | 10 | 2012 | 8 | 1983
306 | Brookfield Smoky Mountain Hydropower LLC | 54899 | Cheoah | Electric Utility | NC | 4 | 21 | Conventional Hydroelectric | WAT | HY | 10 | 2012 | 4 | 1919
13630 | North Carolina Mun Power Agny #1 | 56065 | Maiden Finger Street | Electric Utility | NC | 1 | 1.8 | Petroleum Liquids | DFO | IC | 10 | 2012 | 6 | 2002
5416 | Duke Energy Carolinas, LLC | 58212 | Buzzard Roost GT | Electric Utility | SC | 10 | 16 | Natural Gas Fired Combustion Turbine | NG | GT | 10 | 2012 | 6 | 1971
5416 | Duke Energy Carolinas, LLC | 58212 | Buzzard Roost GT | Electric Utility | SC | 11 | 16 | Natural Gas Fired Combustion Turbine | NG | GT | 10 | 2012 | 6 | 1971
5416 | Duke Energy Carolinas, LLC | 58212 | Buzzard Roost GT | Electric Utility | SC | 12 | 16 | Natural Gas Fired Combustion Turbine | NG | GT | 10 | 2012 | 6 | 1971
5416 | Duke Energy Carolinas, LLC | 58212 | Buzzard Roost GT | Electric Utility | SC | 13 | 16 | Natural Gas Fired Combustion Turbine | NG | GT | 10 | 2012 | 6 | 1971
5416 | Duke Energy Carolinas, LLC | 58212 | Buzzard Roost GT | Electric Utility | SC | 14 | 16 | Natural Gas Fired Combustion Turbine | NG | GT | 10 | 2012 | 6 | 1971
5416 | Duke Energy Carolinas, LLC | 58212 | Buzzard Roost GT | Electric Utility | SC | 15 | 16 | Natural Gas Fired Combustion Turbine | NG | GT | 10 | 2012 | 7 | 1971
5416 | Duke Energy Carolinas, LLC | 58212 | Buzzard Roost GT | Electric Utility | SC | 6 | 20 | Natural Gas Fired Combustion Turbine | NG | GT | 10 | 2012 | 4 | 1971
5416 | Duke Energy Carolinas, LLC | 58212 | Buzzard Roost GT | Electric Utility | SC | 7 | 20 | Natural Gas Fired Combustion Turbine | NG | GT | 10 | 2012 | 5 | 1971
5416 | Duke Energy Carolinas, LLC | 58212 | Buzzard Roost GT | Electric Utility | SC | 8 | 20 | Natural Gas Fired Combustion Turbine | NG | GT | 10 | 2012 | 8 | 1971
5416 | Duke Energy Carolinas, LLC | 58212 | Buzzard Roost GT | Electric Utility | SC | 9 | 20 | Natural Gas Fired Combustion Turbine | NG | GT | 10 | 2012 | 9 | 1971
1994 | Boulder City of | 466 | Boulder Canyon Hydro | IPP Non-CHP | CO | 1 | 5 | Conventional Hydroelectric | WAT | HY | 9 | 2012 | 6 | 1911
15296 | New York Power Authority | 650 | Kensico | Electric Utility | NY | 1 | 1 | Conventional Hydroelectric | WAT | HY | 9 | 2012 | 7 | 1983
15296 | New York Power Authority | 650 | Kensico | Electric Utility | NY | 2 | 1 | Conventional Hydroelectric | WAT | HY | 9 | 2012 | 7 | 1983
15296 | New York Power Authority | 650 | Kensico | Electric Utility | NY | 3 | 1 | Conventional Hydroelectric | WAT | HY | 9 | 2012 | 7 | 1983
23279 | Allegheny Energy Supply Co LLC | 1570 | FirstEnergy R Paul Smith Power Station | IPP Non-CHP | MD | 11 | 87 | Conventional Steam Coal | BIT | ST | 9 | 2012 | 11 | 1958
23279 | Allegheny Energy Supply Co LLC | 1570 | FirstEnergy R Paul Smith Power Station | IPP Non-CHP | MD | 9 | 28 | Conventional Steam Coal | BIT | ST | 9 | 2012 | 10 | 1947
3915 | Coldwater Board of Public Util | 1819 | Coldwater | Electric Utility | MI | 3 | 3.5 | Natural Gas Internal Combustion Engine | NG | IC | 9 | 2012 | 9 | 1969
19856 | City of Vineland - (NJ) | 2434 | Howard Down | Electric Utility | NJ | 10 | 23 | Petroleum Liquids | RFO | ST | 9 | 2012 | 5 | 1970
6526 | FirstEnergy Generation Corp | 2837 | FirstEnergy Eastlake | IPP Non-CHP | OH | 4 | 240 | Conventional Steam Coal | SUB | ST | 9 | 2012 | 3 | 1956
6526 | FirstEnergy Generation Corp | 2837 | FirstEnergy Eastlake | IPP Non-CHP | OH | 5 | 597 | Conventional Steam Coal | BIT | ST | 9 | 2012 | 9 | 1972
6526 | FirstEnergy Generation Corp | 2864 | FirstEnergy R E Burger | IPP Non-CHP | OH | 3 | 94 | Conventional Steam Coal | BIT | ST | 9 | 2012 | 3 | 1950
6526 | FirstEnergy Generation Corp | 2878 | FirstEnergy Bay Shore | IPP Non-CHP | OH | 2 | 138 | Conventional Steam Coal | SUB | ST | 9 | 2012 | 2 | 1959
6526 | FirstEnergy Generation Corp | 2878 | FirstEnergy Bay Shore | IPP Non-CHP | OH | 3 | 142 | Conventional Steam Coal | SUB | ST | 9 | 2012 | 5 | 1963
6526 | FirstEnergy Generation Corp | 2878 | FirstEnergy Bay Shore | IPP Non-CHP | OH | 4 | 215 | Conventional Steam Coal | SUB | ST | 9 | 2012 | 6 | 1968
23279 | Allegheny Energy Supply Co LLC | 3178 | FirstEnergy Armstrong Power Station | IPP Non-CHP | PA | 1 | 172 | Conventional Steam Coal | BIT | ST | 9 | 2012 | 4 | 1958
23279 | Allegheny Energy Supply Co LLC | 3178 | FirstEnergy Armstrong Power Station | IPP Non-CHP | PA | 2 | 172 | Conventional Steam Coal | BIT | ST | 9 | 2012 | 6 | 1959
17718 | Southwestern Public Service Co | 3487 | Riverview | Electric Utility | TX | 6 | 22 | Natural Gas Fired Combustion Turbine | NG | GT | 9 | 2012 | 5 | 1974
12796 | Monongahela Power Co | 3942 | FirstEnergy Albright | Electric Utility | WV | 1 | 73 | Conventional Steam Coal | BIT | ST | 9 | 2012 | 12 | 1952
12796 | Monongahela Power Co | 3942 | FirstEnergy Albright | Electric Utility | WV | 2 | 73 | Conventional Steam Coal | BIT | ST | 9 | 2012 | 10 | 1952
12796 | Monongahela Power Co | 3942 | FirstEnergy Albright | Electric Utility | WV | 3 | 137 | Conventional Steam Coal | BIT | ST | 9 | 2012 | 10 | 1954
12796 | Monongahela Power Co | 3945 | FirstEnergy Rivesville | Electric Utility | WV | 5 | 37 | Conventional Steam Coal | BIT | ST | 9 | 2012 | 6 | 1943
12796 | Monongahela Power Co | 3945 | FirstEnergy Rivesville | Electric Utility | WV | 6 | 88 | Conventional Steam Coal | BIT | ST | 9 | 2012 | 9 | 1951
12796 | Monongahela Power Co | 3946 | FirstEnergy Willow Island | Electric Utility | WV | 1 | 54 | Conventional Steam Coal | BIT | ST | 9 | 2012 | 2 | 1949
12796 | Monongahela Power Co | 3946 | FirstEnergy Willow Island | Electric Utility | WV | 2 | 181 | Conventional Steam Coal | BIT | ST | 9 | 2012 | 10 | 1960
9188 | I-N-N Electric Coop, Inc | 7183 | Newhalen | Electric Utility | AK | 1 | 0.3 | Petroleum Liquids | DFO | IC | 9 | 2012 | 1 | 1983
9188 | I-N-N Electric Coop, Inc | 7183 | Newhalen | Electric Utility | AK | 2 | 0.3 | Petroleum Liquids | DFO | IC | 9 | 2012 | 1 | 1983
9188 | I-N-N Electric Coop, Inc | 7183 | Newhalen | Electric Utility | AK | 3 | 0.3 | Petroleum Liquids | DFO | IC | 9 | 2012 | 1 | 1983
9188 | I-N-N Electric Coop, Inc | 7183 | Newhalen | Electric Utility | AK | 4 | 0.6 | Petroleum Liquids | DFO | IC | 9 | 2012 | 1 | 1989
20860 | Wisconsin Public Service Corp | 7882 | Glenmore Turbines | Electric Utility | WI | 1 | 0.1 | Onshore Wind Turbine | WND | WT | 9 | 2012 | 2 | 1998
54881 | Horsehead Corporation | 50130 | G F Weaton Power Station | Industrial Non-CHP | PA | GEN1 | 56 | Conventional Steam Coal | SUB | ST | 9 | 2012 | 8 | 1958
54881 | Horsehead Corporation | 50130 | G F Weaton Power Station | Industrial Non-CHP | PA | GEN2 | 56 | Conventional Steam Coal | SUB | ST | 9 | 2012 | 5 | 1958
56543 | Black Bear Hydro Partners LLC | 55967 | Great Works Hydro | IPP Non-CHP | ME | WW1 | 1 | Conventional Hydroelectric | WAT | HY | 9 | 2012 | 12 | 1988
56543 | Black Bear Hydro Partners LLC | 55967 | Great Works Hydro | IPP Non-CHP | ME | WW10 | 0.6 | Conventional Hydroelectric | WAT | HY | 9 | 2012 | 1 | 1910
56543 | Black Bear Hydro Partners LLC | 55967 | Great Works Hydro | IPP Non-CHP | ME | WW11 | 0.5 | Conventional Hydroelectric | WAT | HY | 9 | 2012 | 1 | 1910
56543 | Black Bear Hydro Partners LLC | 55967 | Great Works Hydro | IPP Non-CHP | ME | WW2 | 1 | Conventional Hydroelectric | WAT | HY | 9 | 2012 | 12 | 1988
56543 | Black Bear Hydro Partners LLC | 55967 | Great Works Hydro | IPP Non-CHP | ME | WW3 | 1 | Conventional Hydroelectric | WAT | HY | 9 | 2012 | 12 | 1988
56543 | Black Bear Hydro Partners LLC | 55967 | Great Works Hydro | IPP Non-CHP | ME | WW4 | 0.6 | Conventional Hydroelectric | WAT | HY | 9 | 2012 | 1 | 1910
56543 | Black Bear Hydro Partners LLC | 55967 | Great Works Hydro | IPP Non-CHP | ME | WW5 | 0.6 | Conventional Hydroelectric | WAT | HY | 9 | 2012 | 1 | 1910
56543 | Black Bear Hydro Partners LLC | 55967 | Great Works Hydro | IPP Non-CHP | ME | WW6 | 0.7 | Conventional Hydroelectric | WAT | HY | 9 | 2012 | 1 | 1910
56543 | Black Bear Hydro Partners LLC | 55967 | Great Works Hydro | IPP Non-CHP | ME | WW7 | 0.6 | Conventional Hydroelectric | WAT | HY | 9 | 2012 | 1 | 1910
56543 | Black Bear Hydro Partners LLC | 55967 | Great Works Hydro | IPP Non-CHP | ME | WW8 | 0.6 | Conventional Hydroelectric | WAT | HY | 9 | 2012 | 1 | 1910
56543 | Black Bear Hydro Partners LLC | 55967 | Great Works Hydro | IPP Non-CHP | ME | WW9 | 0.5 | Conventional Hydroelectric | WAT | HY | 9 | 2012 | 1 | 1910
13630 | North Carolina Mun Power Agny #1 | 56060 | Gastonia Rankin Lake | Electric Utility | NC | 1 | 1.8 | Petroleum Liquids | DFO | IC | 9 | 2012 | 6 | 2002
13630 | North Carolina Mun Power Agny #1 | 56061 | Gastonia Duke Street | Electric Utility | NC | 1 | 1.8 | Petroleum Liquids | DFO | IC | 9 | 2012 | 6 | 2002
13630 | North Carolina Mun Power Agny #1 | 56066 | Lexington Hickory Street | Electric Utility | NC | 1 | 1.8 | Petroleum Liquids | DFO | IC | 9 | 2012 | 6 | 2002
12384 | Midwest Generations EME LLC | 867 | Crawford | IPP Non-CHP | IL | 7 | 213 | Conventional Steam Coal | SUB | ST | 8 | 2012 | 5 | 1958
12384 | Midwest Generations EME LLC | 867 | Crawford | IPP Non-CHP | IL | 8 | 319 | Conventional Steam Coal | SUB | ST | 8 | 2012 | 4 | 1961
12384 | Midwest Generations EME LLC | 886 | Fisk Street | IPP Non-CHP | IL | 19 | 326 | Conventional Steam Coal | SUB | ST | 8 | 2012 | 7 | 1968
11241 | Entergy Louisiana LLC | 1404 | Sterlington | Electric Utility | LA | 6 | 212 | Natural Gas Steam Turbine | NG | ST | 8 | 2012 | 6 | 1958
55983 | Luminant Generation Company LLC | 3489 | Eagle Mountain | IPP Non-CHP | TX | 1 | 115 | Natural Gas Steam Turbine | NG | ST | 8 | 2012 | 7 | 1954
55983 | Luminant Generation Company LLC | 3489 | Eagle Mountain | IPP Non-CHP | TX | 2 | 175 | Natural Gas Steam Turbine | NG | ST | 8 | 2012 | 12 | 1956
55983 | Luminant Generation Company LLC | 3489 | Eagle Mountain | IPP Non-CHP | TX | 3 | 375 | Natural Gas Steam Turbine | NG | ST | 8 | 2012 | 6 | 1971
11292 | City of Lubbock - (TX) | 3602 | Ty Cooke | Electric Utility | TX | GT1 | 11 | Natural Gas Fired Combustion Turbine | NG | GT | 8 | 2012 | 4 | 1964
14216 | City of Osceola - (AR) | 172 | Osceola (AR) | Electric Utility | AR | 10 | 1.6 | Petroleum Liquids | DFO | IC | 7 | 2012 | 5 | 1992
14216 | City of Osceola - (AR) | 172 | Osceola (AR) | Electric Utility | AR | 11 | 1.6 | Petroleum Liquids | DFO | IC | 7 | 2012 | 5 | 1993
14216 | City of Osceola - (AR) | 172 | Osceola (AR) | Electric Utility | AR | 12 | 1.6 | Petroleum Liquids | DFO | IC | 7 | 2012 | 5 | 1999
11460 | City of Macon - (MO) | 2141 | Macon | Electric Utility | MO | 1 | 4.8 | Petroleum Liquids | DFO | IC | 7 | 2012 | 8 | 1968
17609 | Southern California Edison Co | 2341 | Mohave | Electric Utility | NV | 1 | 790 | Conventional Steam Coal | SUB | ST | 7 | 2012 | 4 | 1971
17609 | Southern California Edison Co | 2341 | Mohave | Electric Utility | NV | 2 | 790 | Conventional Steam Coal | SUB | ST | 7 | 2012 | 10 | 1971
56505 | National Grid Generation LLC | 2513 | Far Rockaway | Electric Utility | NY | 4 |  | Natural Gas Steam Turbine | NG | ST | 7 | 2012 | 12 | 1953
56505 | National Grid Generation LLC | 2514 | Glenwood | Electric Utility | NY | 4 |  | Natural Gas Steam Turbine | NG | ST | 7 | 2012 | 12 | 1952
56505 | National Grid Generation LLC | 2514 | Glenwood | Electric Utility | NY | 5 |  | Natural Gas Steam Turbine | NG | ST | 7 | 2012 | 11 | 1954
10451 | Kotzebue Electric Assn Inc | 6304 | Kotzebue | Electric Utility | AK | 12 | 1 | Petroleum Liquids | DFO | IC | 7 | 2012 | 7 | 1994
8366 | Heber Light & Power Company | 7111 | Heber City | Electric Utility | UT | NA3 | 0.6 | Natural Gas Internal Combustion Engine | NG | IC | 7 | 2012 | 12 | 1987
34691 | Ormat Nevada Inc | 50762 | Ormesa IH | IPP Non-CHP | CA | OE16 | 1 | Geothermal | GEO | ST | 7 | 2012 | 12 | 1989
9275 | Indianola Municipal Utilities | 1150 | Indianola | Electric Utility | IA | 1 | 0.6 | Petroleum Liquids | DFO | IC | 6 | 2012 | 1 | 1946
9275 | Indianola Municipal Utilities | 1150 | Indianola | Electric Utility | IA | 2 | 1.3 | Petroleum Liquids | DFO | IC | 6 | 2012 | 1 | 1949
9275 | Indianola Municipal Utilities | 1150 | Indianola | Electric Utility | IA | 4 | 1.3 | Petroleum Liquids | DFO | IC | 6 | 2012 | 1 | 1961
14645 | City of Pella - (IA) | 1175 | Pella | Electric Utility | IA | 5 |  | Conventional Steam Coal | SUB | ST | 6 | 2012 | 5 | 1964
14645 | City of Pella - (IA) | 1175 | Pella | Electric Utility | IA | 6 |  | Conventional Steam Coal | SUB | ST | 6 | 2012 | 7 | 1972
10005 | Kansas Gas & Electric Co | 1243 | Neosho | Electric Utility | KS | 3 | 62 | Natural Gas Steam Turbine | NG | ST | 6 | 2012 | 11 | 1954
15147 | PSEG Fossil LLC | 2404 | PSEG Kearny Generating Station | IPP Non-CHP | NJ | 10 | 122 | Natural Gas Fired Combustion Turbine | NG | GT | 6 | 2012 | 5 | 1970
15147 | PSEG Fossil LLC | 2404 | PSEG Kearny Generating Station | IPP Non-CHP | NJ | 11 | 128 | Natural Gas Fired Combustion Turbine | NG | GT | 6 | 2012 | 12 | 1969
14165 | NRG Power Midwest LP | 2861 | Niles Power Plant | IPP Non-CHP | OH | 2 | 108 | Conventional Steam Coal | BIT | ST | 6 | 2012 | 1 | 1954
17583 | South Texas Electric Coop, Inc | 3631 | Sam Rayburn | Electric Utility | TX | 3 | 22 | Natural Gas Steam Turbine | NG | ST | 6 | 2012 | 7 | 1965
40307 | Prairie Power, Inc | 6238 | Pearl Station | Electric Utility | IL | 1 | 22.2 | Conventional Steam Coal | BIT | ST | 6 | 2012 | 1 | 1967
1857 | Block Island Power Co | 6567 | Block Island | Electric Utility | RI | 19 | 1 | Petroleum Liquids | DFO | IC | 6 | 2012 | 8 | 1993
18963 | Inside Passage Elec Coop, Inc | 7463 | Hoonah | Electric Utility | AK | 1 | 0.6 | Petroleum Liquids | DFO | IC | 6 | 2012 | 9 | 1977
18963 | Inside Passage Elec Coop, Inc | 7463 | Hoonah | Electric Utility | AK | 3 | 0.5 | Petroleum Liquids | DFO | IC | 6 | 2012 | 3 | 1991
19173 | Colorado Energy Nations Company LLLP | 10003 | Colorado Energy Nations Company | IPP CHP | CO | VBPT | 0.4 | Conventional Steam Coal | BIT | ST | 6 | 2012 | 10 | 1997
54713 | Chevron USA Inc | 52076 | McKittrick Cogen | Industrial CHP | CA | GEN1 | 3 | Natural Gas Fired Combustion Turbine | NG | GT | 6 | 2012 | 10 | 1984
54713 | Chevron USA Inc | 52076 | McKittrick Cogen | Industrial CHP | CA | GEN2 | 3 | Natural Gas Fired Combustion Turbine | NG | GT | 6 | 2012 | 10 | 1984
54713 | Chevron USA Inc | 52076 | McKittrick Cogen | Industrial CHP | CA | GEN3 | 3 | Natural Gas Fired Combustion Turbine | NG | GT | 6 | 2012 | 10 | 1984
24205 | Sinclair Oil Corp | 54374 | Sinclair Oil Refinery | Industrial CHP | WY | 2002 | 1.3 | Natural Gas Internal Combustion Engine | NG | IC | 6 | 2012 | 1 | 2012
25049 | Gas Recovery Systems Inc | 55589 | GRS Fall River | IPP Non-CHP | MA | 2 | 0.9 | Landfill Gas | LFG | IC | 6 | 2012 | 7 | 2000
21148 | Zapco Energy Tactics Corp | 55779 | Dunbarton Energy Partners LP | IPP Non-CHP | NH | MA1 | 0.6 | Landfill Gas | LFG | IC | 6 | 2012 | 8 | 1988
21148 | Zapco Energy Tactics Corp | 55779 | Dunbarton Energy Partners LP | IPP Non-CHP | NH | MA2 | 0.6 | Landfill Gas | LFG | IC | 6 | 2012 | 8 | 1988
6839 | City of Fulton - (MO) | 2126 | Fulton (MO) | Electric Utility | MO | IC2 | 4.1 | Petroleum Liquids | DFO | IC | 5 | 2012 | 10 | 1966
3542 | Duke Energy Ohio Inc | 2830 | Walter C Beckjord | Electric Utility | OH | 1 | 94 | Conventional Steam Coal | BIT | ST | 5 | 2012 | 6 | 1952
6035 | Exelon Power | 3161 | Eddystone Generating Station | IPP Non-CHP | PA | 2 | 309 | Conventional Steam Coal | BIT | ST | 5 | 2012 | 10 | 1960
10056 | City of Kaukauna | 4121 | Old Badger | Electric Utility | WI | 3 | 1 | Conventional Hydroelectric | WAT | HY | 5 | 2012 | 1 | 1907
10056 | City of Kaukauna | 4121 | Old Badger | Electric Utility | WI | 4 | 1 | Conventional Hydroelectric | WAT | HY | 5 | 2012 | 1 | 1907
12807 | Michigan South Central Pwr Agy | 4259 | Endicott Station | Electric Utility | MI | 2 | 1.6 | Petroleum Liquids | DFO | IC | 5 | 2012 | 10 | 2006
12807 | Michigan South Central Pwr Agy | 4259 | Endicott Station | Electric Utility | MI | 3 | 1.6 | Petroleum Liquids | DFO | IC | 5 | 2012 | 10 | 2006
12807 | Michigan South Central Pwr Agy | 7970 | State St Generating | Electric Utility | MI | 1 | 1.8 | Petroleum Liquids | DFO | IC | 5 | 2012 | 4 | 2001
12807 | Michigan South Central Pwr Agy | 7970 | State St Generating | Electric Utility | MI | 2 | 1.8 | Petroleum Liquids | DFO | IC | 5 | 2012 | 4 | 2001
12807 | Michigan South Central Pwr Agy | 7970 | State St Generating | Electric Utility | MI | 3 | 1.8 | Petroleum Liquids | DFO | IC | 5 | 2012 | 4 | 2001
12807 | Michigan South Central Pwr Agy | 7970 | State St Generating | Electric Utility | MI | 4 | 1.8 | Petroleum Liquids | DFO | IC | 5 | 2012 | 4 | 2001
12807 | Michigan South Central Pwr Agy | 7970 | State St Generating | Electric Utility | MI | 5 | 1.8 | Petroleum Liquids | DFO | IC | 5 | 2012 | 4 | 2001
12807 | Michigan South Central Pwr Agy | 7970 | State St Generating | Electric Utility | MI | 6 | 1.8 | Petroleum Liquids | DFO | IC | 5 | 2012 | 4 | 2001
12807 | Michigan South Central Pwr Agy | 7970 | State St Generating | Electric Utility | MI | 7 | 1.8 | Petroleum Liquids | DFO | IC | 5 | 2012 | 4 | 2001
12807 | Michigan South Central Pwr Agy | 7970 | State St Generating | Electric Utility | MI | 8 | 1.8 | Petroleum Liquids | DFO | IC | 5 | 2012 | 4 | 2001
12807 | Michigan South Central Pwr Agy | 7970 | State St Generating | Electric Utility | MI | 9 | 1.8 | Petroleum Liquids | DFO | IC | 5 | 2012 | 4 | 2001
3692 | Clark University | 10408 | Clark University | Commercial CHP | MA | GEN1 | 2 | Natural Gas Internal Combustion Engine | NG | IC | 5 | 2012 | 6 | 1981
55983 | Luminant Generation Company LLC | 50615 | TXU Sweetwater Generating Plant | IPP CHP | TX | GT01 | 41 | Natural Gas Fired Combined Cycle | NG | CT | 5 | 2012 | 6 | 1989
55983 | Luminant Generation Company LLC | 50615 | TXU Sweetwater Generating Plant | IPP CHP | TX | GT02 | 86 | Natural Gas Fired Combined Cycle | NG | CT | 5 | 2012 | 6 | 1989
55983 | Luminant Generation Company LLC | 50615 | TXU Sweetwater Generating Plant | IPP CHP | TX | GT03 | 86 | Natural Gas Fired Combined Cycle | NG | CT | 5 | 2012 | 6 | 1989
12411 | Miami Dade Water & Sewer Dept | 54623 | Central District Wastewater Treat Plant | Commercial CHP | FL | 3 | 1.2 | Other Waste Biomass | OBG | IC | 5 | 2012 | 10 | 1989
12411 | Miami Dade Water & Sewer Dept | 54623 | Central District Wastewater Treat Plant | Commercial CHP | FL | 4 | 1.2 | Other Waste Biomass | OBG | IC | 5 | 2012 | 10 | 1989
50102 | Rock-Tenn Company | 54763 | Rock-Tenn Mill | Industrial CHP | AL | 3TG | 16 | Wood/Wood Waste Biomass | BLQ | ST | 5 | 2012 | 12 | 2003
306 | Brookfield Smoky Mountain Hydropower LLC | 54899 | Cheoah | Electric Utility | NC | 1 | 21 | Conventional Hydroelectric | WAT | HY | 5 | 2012 | 4 | 1919
306 | Brookfield Smoky Mountain Hydropower LLC | 54899 | Cheoah | Electric Utility | NC | 2 | 21 | Conventional Hydroelectric | WAT | HY | 5 | 2012 | 4 | 1919
306 | Brookfield Smoky Mountain Hydropower LLC | 54899 | Cheoah | Electric Utility | NC | 3 | 21 | Conventional Hydroelectric | WAT | HY | 5 | 2012 | 4 | 1919
25049 | Gas Recovery Systems Inc | 55589 | GRS Fall River | IPP Non-CHP | MA | 1 | 0.9 | Landfill Gas | LFG | IC | 5 | 2012 | 7 | 2000
55723 | Talen Renewable Energy | 56511 | Pennsauken Landfill | IPP Non-CHP | NJ | GEN3 | 0.9 | Landfill Gas | LFG | IC | 5 | 2012 | 12 | 2004
15466 | Public Service Co of Colorado | 469 | Cherokee | Electric Utility | CO | 1 | 107 | Conventional Steam Coal | BIT | ST | 4 | 2012 | 6 | 1957
5416 | Duke Energy Carolinas, LLC | 2723 | Dan River | Electric Utility | NC | 1 | 67 | Conventional Steam Coal | BIT | ST | 4 | 2012 | 12 | 1949
5416 | Duke Energy Carolinas, LLC | 2723 | Dan River | Electric Utility | NC | 2 | 67 | Conventional Steam Coal | BIT | ST | 4 | 2012 | 3 | 1950
5416 | Duke Energy Carolinas, LLC | 2723 | Dan River | Electric Utility | NC | 3 | 142 | Conventional Steam Coal | BIT | ST | 4 | 2012 | 8 | 1955
17043 | City of Shelby - (OH) | 2943 | Shelby Municipal Light Plant | Electric Utility | OH | 3 | 5 | Conventional Steam Coal | BIT | ST | 4 | 2012 | 4 | 1948
34691 | Ormat Nevada Inc | 50762 | Ormesa IH | IPP Non-CHP | CA | OE26 | 0.6 | Geothermal | GEO | ST | 4 | 2012 | 12 | 1989
34691 | Ormat Nevada Inc | 50766 | Ormesa I | IPP CHP | CA | OE26 | 0.9 | Geothermal | GEO | ST | 4 | 2012 | 12 | 1986
56304 | Air Products LLC | 55309 | Air Products Port Arthur | Industrial CHP | TX | GEN2 | 3 | Natural Gas Fired Combined Cycle | NG | CA | 4 | 2012 | 11 | 2000
56772 | TX LFG Energy, LP | 55555 | Conroe | IPP Non-CHP | TX | UNT1 | 1 | Landfill Gas | LFG | IC | 4 | 2012 | 8 | 2003
56772 | TX LFG Energy, LP | 55555 | Conroe | IPP Non-CHP | TX | UNT2 | 1 | Landfill Gas | LFG | IC | 4 | 2012 | 8 | 2003
56772 | TX LFG Energy, LP | 55555 | Conroe | IPP Non-CHP | TX | UNT3 | 1 | Landfill Gas | LFG | IC | 4 | 2012 | 8 | 2003
772 | Archer Daniels Midland Co | 55638 | Walhalla | Industrial CHP | ND | GEN1 | 2 | Conventional Steam Coal | SUB | ST | 4 | 2012 | 12 | 2000
54699 | Solo Cup Co | 56040 | Solo Cup Co | IPP CHP | MD | 1 | 5.6 | Natural Gas Internal Combustion Engine | NG | IC | 4 | 2012 | 6 | 2002
54699 | Solo Cup Co | 56040 | Solo Cup Co | IPP CHP | MD | 2 | 5.6 | Natural Gas Internal Combustion Engine | NG | IC | 4 | 2012 | 6 | 2002
361 | Industrial Energy Applications Inc | 56072 | Alliant SBD 9801 Aegon Martha's Way | IPP Non-CHP | IA | 01 | 1 | Petroleum Liquids | DFO | IC | 4 | 2012 | 8 | 1998
7140 | Georgia Power Co | 727 | Mitchell (GA) | Electric Utility | GA | 4C | 31 | Petroleum Liquids | DFO | GT | 3 | 2012 | 5 | 1971
10538 | City of La Plata - (MO) | 2140 | La Plata | Electric Utility | MO | 8 | 0.9 | Petroleum Liquids | DFO | IC | 3 | 2012 | 12 | 1998
10538 | City of La Plata - (MO) | 2140 | La Plata | Electric Utility | MO | 9 | 0.9 | Petroleum Liquids | DFO | IC | 3 | 2012 | 12 | 1998
20169 | Avista Corp | 3869 | Nine Mile | Electric Utility | WA | 2 | 2 | Conventional Hydroelectric | WAT | HY | 3 | 2012 | 7 | 1908
4716 | Dairyland Power Coop | 4140 | Alma | Electric Utility | WI | 1 | 18.9 | Conventional Steam Coal | BIT | ST | 3 | 2012 | 9 | 1947
4716 | Dairyland Power Coop | 4140 | Alma | Electric Utility | WI | 2 | 18 | Conventional Steam Coal | BIT | ST | 3 | 2012 | 10 | 1947
4716 | Dairyland Power Coop | 4140 | Alma | Electric Utility | WI | 3 | 18.9 | Conventional Steam Coal | BIT | ST | 3 | 2012 | 7 | 1951
9788 | John Deere Harvester Works Co | 10039 | John Deere Harvester Works | Industrial CHP | IL | GEN5 | 3 | Conventional Steam Coal | BIT | ST | 3 | 2012 | 11 | 1951
353 | Air Products Energy Enterprises LP | 10640 | Stockton Cogen | IPP CHP | CA | GEN1 | 53.7 | Conventional Steam Coal | BIT | ST | 3 | 2012 | 3 | 1988
55858 | Energy Developments Inc | 56867 | Roberts Road Power Plant | IPP Non-CHP | GA | 1 | 1.4 | Landfill Gas | LFG | IC | 3 | 2012 | 10 | 2003
56905 | Algonquin Power Sanger LLC | 57564 | Algonquin Power Sanger LLC | IPP CHP | CA | STG | 12.5 | Natural Gas Fired Combined Cycle | NG | CA | 3 | 2012 | 11 | 1990
7140 | Georgia Power Co | 710 | Jack McDonough | Electric Utility | GA | 1 | 251 | Conventional Steam Coal | BIT | ST | 2 | 2012 | 8 | 1963
15470 | Duke Energy Indiana Inc | 1008 | R Gallagher | Electric Utility | IN | 1 | 140 | Conventional Steam Coal | BIT | ST | 2 | 2012 | 6 | 1959
15470 | Duke Energy Indiana Inc | 1008 | R Gallagher | Electric Utility | IN | 3 | 140 | Conventional Steam Coal | BIT | ST | 2 | 2012 | 4 | 1960
15474 | Public Service Co of Oklahoma | 2965 | Tulsa | Electric Utility | OK | 3 |  | Natural Gas Steam Turbine | NG | ST | 2 | 2012 | 1 | 1948
55983 | Luminant Generation Company LLC | 3492 | Morgan Creek | IPP Non-CHP | TX | 5 | 175 | Natural Gas Steam Turbine | NG | ST | 2 | 2012 | 6 | 1959
55983 | Luminant Generation Company LLC | 3492 | Morgan Creek | IPP Non-CHP | TX | 6 | 511 | Natural Gas Steam Turbine | NG | ST | 2 | 2012 | 7 | 1966
14624 | PUD No 2 of Grant County | 3888 | Wanapum | Electric Utility | WA | 2 | 103.8 | Conventional Hydroelectric | WAT | HY | 2 | 2012 | 9 | 1963
733 | Appalachian Power Co | 3938 | Philip Sporn | Electric Utility | WV | 5 | 440 | Conventional Steam Coal | BIT | ST | 2 | 2012 | 12 | 1960
12981 | Motiva Enterprises LLC | 50973 | Motiva Enterprises Port Arthur Refinery | Industrial CHP | TX | GN26 | 9.7 | Natural Gas Fired Combined Cycle | NG | CS | 2 | 2012 | 6 | 1970
19281 | Turlock Irrigation District | 56631 | Turlock Irrigation District Fuel Cell | Electric Utility | CA | TFC | 1.1 | Other Waste Biomass | OBG | FC | 2 | 2012 | 1 | 2009
5517 | Dynegy Midwest Generation Inc | 891 | Havana | IPP Non-CHP | IL | 1 | 45.6 | Petroleum Liquids | RFO | ST | 1 | 2012 | 9 | 1947
5517 | Dynegy Midwest Generation Inc | 891 | Havana | IPP Non-CHP | IL | 2 | 45.6 | Petroleum Liquids | RFO | ST | 1 | 2012 | 7 | 1947
5517 | Dynegy Midwest Generation Inc | 891 | Havana | IPP Non-CHP | IL | 3 | 45.6 | Petroleum Liquids | RFO | ST | 1 | 2012 | 11 | 1948
5517 | Dynegy Midwest Generation Inc | 891 | Havana | IPP Non-CHP | IL | 4 | 45.6 | Petroleum Liquids | RFO | ST | 1 | 2012 | 3 | 1950
5517 | Dynegy Midwest Generation Inc | 891 | Havana | IPP Non-CHP | IL | 5 | 45.6 | Petroleum Liquids | RFO | ST | 1 | 2012 | 6 | 1950
22500 | Westar Energy Inc | 1252 | Tecumseh Energy Center | Electric Utility | KS | 1 | 18 | Petroleum Liquids | DFO | GT | 1 | 2012 | 6 | 1972
22500 | Westar Energy Inc | 1252 | Tecumseh Energy Center | Electric Utility | KS | 2 | 19 | Petroleum Liquids | DFO | GT | 1 | 2012 | 6 | 1972
1179 | Emera Maine | 1466 | Bar Harbor | Electric Utility | ME | 1 | 2 | Petroleum Liquids | DFO | IC | 1 | 2012 | 11 | 1961
1179 | Emera Maine | 1466 | Bar Harbor | Electric Utility | ME | 3 | 2 | Petroleum Liquids | DFO | IC | 1 | 2012 | 11 | 1961
1179 | Emera Maine | 1468 | Eastport | Electric Utility | ME | 1 | 0.7 | Petroleum Liquids | DFO | IC | 1 | 2012 | 12 | 1948
1179 | Emera Maine | 1468 | Eastport | Electric Utility | ME | 2 | 0.7 | Petroleum Liquids | DFO | IC | 1 | 2012 | 12 | 1949
12199 | Montana-Dakota Utilities Co | 2791 | Williston | Electric Utility | ND | 2 | 4.7 | Natural Gas Fired Combustion Turbine | NG | GT | 1 | 2012 | 11 | 1953
12199 | Montana-Dakota Utilities Co | 2791 | Williston | Electric Utility | ND | 3 | 4.9 | Natural Gas Fired Combustion Turbine | NG | GT | 1 | 2012 | 12 | 1953
18963 | Inside Passage Elec Coop, Inc | 7464 | Kake | Electric Utility | AK | 1 | 0.6 | Petroleum Liquids | DFO | IC | 1 | 2012 | 6 | 1984
772 | Archer Daniels Midland Co | 54310 | Galesburg | Industrial CHP | IL | GEN1 | 1 | Natural Gas Internal Combustion Engine | NG | IC | 1 | 2012 | 8 | 1992
772 | Archer Daniels Midland Co | 54310 | Galesburg | Industrial CHP | IL | GEN2 | 1 | Natural Gas Internal Combustion Engine | NG | IC | 1 | 2012 | 8 | 1992
772 | Archer Daniels Midland Co | 54310 | Galesburg | Industrial CHP | IL | GEN3 | 1 | Natural Gas Internal Combustion Engine | NG | IC | 1 | 2012 | 8 | 1992
22117 | Riverside Manufacturing Co | 54856 | Riverside Manufacturing | Industrial Non-CHP | GA | 1753 | 0.9 | Natural Gas Fired Combustion Turbine | NG | GT | 1 | 2012 | 5 | 1990
25049 | Gas Recovery Systems Inc | 55590 | Chicopee Electric | IPP Non-CHP | MA | 1 | 0.9 | Landfill Gas | LFG | IC | 1 | 2012 | 7 | 1993
25049 | Gas Recovery Systems Inc | 55590 | Chicopee Electric | IPP Non-CHP | MA | 2 | 0.9 | Landfill Gas | LFG | IC | 1 | 2012 | 7 | 1993
7011 | Gas Recovery Services-IL Inc | 55594 | South Barrington Electric | IPP Non-CHP | IL | 1 | 0.8 | Landfill Gas | LFG | IC | 1 | 2012 | 6 | 1997
7011 | Gas Recovery Services-IL Inc | 55594 | South Barrington Electric | IPP Non-CHP | IL | 2 | 0.8 | Landfill Gas | LFG | IC | 1 | 2012 | 6 | 1997
9205 | Illinois Electricial Gen Partn | 55773 | Countyside Genco LLC | IPP Non-CHP | IL | CS1 | 1.3 | Landfill Gas | LFG | IC | 1 | 2012 | 1 | 2000
9205 | Illinois Electricial Gen Partn | 55773 | Countyside Genco LLC | IPP Non-CHP | IL | CS2 | 1.3 | Landfill Gas | LFG | IC | 1 | 2012 | 1 | 2000
9205 | Illinois Electricial Gen Partn | 55773 | Countyside Genco LLC | IPP Non-CHP | IL | CS3 | 1.3 | Landfill Gas | LFG | IC | 1 | 2012 | 1 | 2000
9205 | Illinois Electricial Gen Partn | 55773 | Countyside Genco LLC | IPP Non-CHP | IL | CS4 | 1.3 | Landfill Gas | LFG | IC | 1 | 2012 | 1 | 2000
9205 | Illinois Electricial Gen Partn | 55773 | Countyside Genco LLC | IPP Non-CHP | IL | CS5 | 1.3 | Landfill Gas | LFG | IC | 1 | 2012 | 1 | 2000
9205 | Illinois Electricial Gen Partn | 55773 | Countyside Genco LLC | IPP Non-CHP | IL | CS6 | 1.3 | Landfill Gas | LFG | IC | 1 | 2012 | 1 | 2000
57424 | Miller Coors Eden LLC | 58050 | Miller Coors Eden LLC | Industrial CHP | NC | TRB1 | 5 | Conventional Steam Coal | BIT | ST | 1 | 2012 | 2 | 1978
57494 | TDX North Slope Generating Inc. | 58117 | TNSG South Plant | Electric Utility | AK | 12 | 0.6 | Natural Gas Internal Combustion Engine | NG | IC | 1 | 2012 | 8 | 2010
56482 | Gamesa Wind US | 692 | Medicine Bow | Electric Utility | WY | CLIP | 2.5 | Onshore Wind Turbine | WND | WT | 12 | 2011 | 3 | 2005
58676 | Ameren Energy Medina Valley | 863 | Hutsonville | IPP Non-CHP | IL | 3 | 75 | Conventional Steam Coal | SUB | ST | 12 | 2011 | 2 | 1953
58676 | Ameren Energy Medina Valley | 863 | Hutsonville | IPP Non-CHP | IL | 4 | 76 | Conventional Steam Coal | SUB | ST | 12 | 2011 | 7 | 1954
58676 | Ameren Energy Medina Valley | 863 | Hutsonville | IPP Non-CHP | IL | D1 | 3 | Petroleum Liquids | DFO | IC | 12 | 2011 | 4 | 1968
58676 | Ameren Energy Medina Valley | 864 | Meredosia | IPP Non-CHP | IL | 1 | 52 | Conventional Steam Coal | BIT | ST | 12 | 2011 | 6 | 1948
58676 | Ameren Energy Medina Valley | 864 | Meredosia | IPP Non-CHP | IL | 2 | 53 | Conventional Steam Coal | BIT | ST | 12 | 2011 | 1 | 1949
58676 | Ameren Energy Medina Valley | 864 | Meredosia | IPP Non-CHP | IL | 3 | 203 | Conventional Steam Coal | SUB | ST | 12 | 2011 | 7 | 1960
58676 | Ameren Energy Medina Valley | 864 | Meredosia | IPP Non-CHP | IL | 4 | 166 | Petroleum Liquids | RFO | ST | 12 | 2011 | 9 | 1975
14840 | City of Peru - (IL) | 955 | Peru (IL) | Electric Utility | IL | IC1 | 6 | Petroleum Liquids | DFO | IC | 12 | 2011 | 9 | 1973
3265 | Cleco Power LLC | 1400 | Teche | Electric Utility | LA | 2 | 33 | Natural Gas Steam Turbine | NG | ST | 12 | 2011 | 5 | 1956
5109 | DTE Electric Company | 1732 | Marysville | Electric Utility | MI | 7 | 83 | Conventional Steam Coal | BIT | ST | 12 | 2011 | 4 | 1943
5109 | DTE Electric Company | 1732 | Marysville | Electric Utility | MI | 8 | 83 | Conventional Steam Coal | BIT | ST | 12 | 2011 | 2 | 1947
13407 | Nevada Power Co | 2326 | Sunrise | Electric Utility | NV | 1 | 80 | Natural Gas Steam Turbine | NG | ST | 12 | 2011 | 5 | 1964
13407 | Nevada Power Co | 2326 | Sunrise | Electric Utility | NV | 2 | 69 | Natural Gas Fired Combustion Turbine | NG | GT | 12 | 2011 | 10 | 1974
15147 | PSEG Fossil LLC | 2403 | PSEG Hudson Generating Station | IPP Non-CHP | NJ | 1 | 182.8 | Natural Gas Steam Turbine | NG | ST | 12 | 2011 | 12 | 1964
16183 | Rochester Gas & Electric Corp | 2640 | Rochester 3 | Electric Utility | NY | 13 | 14.4 | Petroleum Liquids | DFO | GT | 12 | 2011 | 6 | 1969
19876 | Virginia Electric & Power Co | 2757 | Kitty Hawk | Electric Utility | NC | GT1 | 16 | Petroleum Liquids | DFO | GT | 12 | 2011 | 3 | 1971
19876 | Virginia Electric & Power Co | 2757 | Kitty Hawk | Electric Utility | NC | GT2 | 15 | Petroleum Liquids | DFO | GT | 12 | 2011 | 6 | 1971
6035 | Exelon Power | 3159 | Cromby Generating Station | IPP Non-CHP | PA | 2 | 201 | Petroleum Liquids | RFO | ST | 12 | 2011 | 9 | 1955
6035 | Exelon Power | 3159 | Cromby Generating Station | IPP Non-CHP | PA | ICI | 2.7 | Petroleum Liquids | DFO | IC | 12 | 2011 | 5 | 1967
18642 | Tennessee Valley Authority | 3419 | Watts Bar Fossil | Electric Utility | TN | ST1 | 56 | Conventional Steam Coal | BIT | ST | 12 | 2011 | 3 | 1942
18642 | Tennessee Valley Authority | 3419 | Watts Bar Fossil | Electric Utility | TN | ST2 | 56 | Conventional Steam Coal | BIT | ST | 12 | 2011 | 2 | 1942
18642 | Tennessee Valley Authority | 3419 | Watts Bar Fossil | Electric Utility | TN | ST3 | 56 | Conventional Steam Coal | BIT | ST | 12 | 2011 | 2 | 1943
18642 | Tennessee Valley Authority | 3419 | Watts Bar Fossil | Electric Utility | TN | ST4 | 56 | Conventional Steam Coal | BIT | ST | 12 | 2011 | 4 | 1945
19876 | Virginia Electric & Power Co | 3803 | Chesapeake | Electric Utility | VA | 10 | 16 | Petroleum Liquids | DFO | GT | 12 | 2011 | 12 | 1970
19876 | Virginia Electric & Power Co | 3803 | Chesapeake | Electric Utility | VA | 7 | 16 | Petroleum Liquids | DFO | GT | 12 | 2011 | 12 | 1969
19876 | Virginia Electric & Power Co | 3803 | Chesapeake | Electric Utility | VA | 8 | 16 | Petroleum Liquids | DFO | GT | 12 | 2011 | 12 | 1969
19876 | Virginia Electric & Power Co | 3803 | Chesapeake | Electric Utility | VA | 9 | 16 | Petroleum Liquids | DFO | GT | 12 | 2011 | 12 | 1970
11479 | Madison Gas & Electric Co | 3992 | Blount Street | Electric Utility | WI | 3 | 30.1 | Conventional Steam Coal | BIT | ST | 12 | 2011 | 9 | 1953
11479 | Madison Gas & Electric Co | 3992 | Blount Street | Electric Utility | WI | 4 | 12 | Conventional Steam Coal | BIT | ST | 12 | 2011 | 10 | 1938
11479 | Madison Gas & Electric Co | 3992 | Blount Street | Electric Utility | WI | 5 | 22.9 | Conventional Steam Coal | BIT | ST | 12 | 2011 | 11 | 1948
40307 | Prairie Power, Inc | 6237 | Pittsfield | Electric Utility | IL | 1 | 1 | Petroleum Liquids | DFO | IC | 12 | 2011 | 11 | 1949
40307 | Prairie Power, Inc | 6237 | Pittsfield | Electric Utility | IL | 2 | 1 | Petroleum Liquids | DFO | IC | 12 | 2011 | 11 | 1949
40307 | Prairie Power, Inc | 6237 | Pittsfield | Electric Utility | IL | 3 | 1 | Petroleum Liquids | DFO | IC | 12 | 2011 | 11 | 1949
40307 | Prairie Power, Inc | 6237 | Pittsfield | Electric Utility | IL | 4 | 2.7 | Petroleum Liquids | DFO | IC | 12 | 2011 | 4 | 1955
40307 | Prairie Power, Inc | 6237 | Pittsfield | Electric Utility | IL | 5 | 2.7 | Petroleum Liquids | DFO | IC | 12 | 2011 | 4 | 1955
14354 | PacifiCorp | 6553 | Little Mountain | Electric Utility | UT | 1 | 14 | Natural Gas Fired Combustion Turbine | NG | GT | 12 | 2011 | 3 | 1971
29297 | Pelican Utility | 6702 | Pelican | Electric Utility | AK | HC1 | 0.5 | Conventional Hydroelectric | WAT | HY | 12 | 2011 | 7 | 1984
29297 | Pelican Utility | 6702 | Pelican | Electric Utility | AK | HC2 | 0.1 | Conventional Hydroelectric | WAT | HY | 12 | 2011 | 5 | 1984
29297 | Pelican Utility | 6702 | Pelican | Electric Utility | AK | IC1 | 0.3 | Petroleum Liquids | DFO | IC | 12 | 2011 | 12 | 1989
29297 | Pelican Utility | 6702 | Pelican | Electric Utility | AK | IC2 | 0.1 | Petroleum Liquids | DFO | IC | 12 | 2011 | 7 | 1964
29297 | Pelican Utility | 6702 | Pelican | Electric Utility | AK | IC3 | 0.2 | Petroleum Liquids | DFO | IC | 12 | 2011 | 9 | 1974
29297 | Pelican Utility | 6702 | Pelican | Electric Utility | AK | IC4 | 0.2 | Petroleum Liquids | DFO | IC | 12 | 2011 | 6 | 1980
29297 | Pelican Utility | 6702 | Pelican | Electric Utility | AK | IC5 | 0.4 | Petroleum Liquids | DFO | IC | 12 | 2011 | 7 | 1990
772 | Archer Daniels Midland Co | 10866 | Archer Daniels Midland Peoria | Industrial CHP | IL | GEN2 | 1.5 | Conventional Steam Coal | BIT | ST | 12 | 2011 | 1 | 1934
772 | Archer Daniels Midland Co | 10866 | Archer Daniels Midland Peoria | Industrial CHP | IL | GEN3 | 4 | Conventional Steam Coal | BIT | ST | 12 | 2011 | 1 | 1954
772 | Archer Daniels Midland Co | 10866 | Archer Daniels Midland Peoria | Industrial CHP | IL | GEN4 | 4 | Conventional Steam Coal | BIT | ST | 12 | 2011 | 1 | 1985
772 | Archer Daniels Midland Co | 10866 | Archer Daniels Midland Peoria | Industrial CHP | IL | GEN8 | 10 | Natural Gas Fired Combustion Turbine | NG | GT | 12 | 2011 | 3 | 1996
56764 | USG Nevada LLC | 50760 | Empire | IPP Non-CHP | NV | OE11 | 0.6 | Geothermal | GEO | ST | 12 | 2011 | 12 | 1987
56764 | USG Nevada LLC | 50760 | Empire | IPP Non-CHP | NV | OE12 | 0.9 | Geothermal | GEO | ST | 12 | 2011 | 12 | 1987
56764 | USG Nevada LLC | 50760 | Empire | IPP Non-CHP | NV | OE13 | 0.9 | Geothermal | GEO | ST | 12 | 2011 | 12 | 1987
56764 | USG Nevada LLC | 50760 | Empire | IPP Non-CHP | NV | OE14 | 0.9 | Geothermal | GEO | ST | 12 | 2011 | 12 | 1987
55858 | Energy Developments Inc | 56866 | Middle Point Landfill Gas Recovery | IPP Non-CHP | TN | 1 | 1.4 | Landfill Gas | LFG | IC | 12 | 2011 | 6 | 2000
55858 | Energy Developments Inc | 56866 | Middle Point Landfill Gas Recovery | IPP Non-CHP | TN | 2 | 1.4 | Landfill Gas | LFG | IC | 12 | 2011 | 6 | 2000
5517 | Dynegy Midwest Generation Inc | 897 | Vermilion | IPP Non-CHP | IL | 2 | 99 | Conventional Steam Coal | SUB | ST | 11 | 2011 | 11 | 1956
5517 | Dynegy Midwest Generation Inc | 897 | Vermilion | IPP Non-CHP | IL | 3 | 10 | Petroleum Liquids | DFO | GT | 11 | 2011 | 8 | 1967
5517 | Dynegy Midwest Generation Inc | 897 | Vermilion | IPP Non-CHP | IL | ST1 | 62 | Conventional Steam Coal | SUB | ST | 11 | 2011 | 5 | 1955
40382 | City of Rockport - (MO) | 6594 | Rockport (MO) | Electric Utility | MO | 1 | 1.1 | Natural Gas Internal Combustion Engine | NG | IC | 11 | 2011 | 4 | 1964
40382 | City of Rockport - (MO) | 6594 | Rockport (MO) | Electric Utility | MO | 2 | 1.1 | Natural Gas Internal Combustion Engine | NG | IC | 11 | 2011 | 4 | 1964
40382 | City of Rockport - (MO) | 6594 | Rockport (MO) | Electric Utility | MO | 3 | 0.4 | Petroleum Liquids | DFO | IC | 11 | 2011 | 9 | 1959
40382 | City of Rockport - (MO) | 6594 | Rockport (MO) | Electric Utility | MO | 4 | 0.3 | Petroleum Liquids | DFO | IC | 11 | 2011 | 10 | 1940
40382 | City of Rockport - (MO) | 6594 | Rockport (MO) | Electric Utility | MO | 5 | 1.3 | Natural Gas Internal Combustion Engine | NG | IC | 11 | 2011 | 4 | 1972
40382 | City of Rockport - (MO) | 6594 | Rockport (MO) | Electric Utility | MO | 6 | 1.3 | Natural Gas Internal Combustion Engine | NG | IC | 11 | 2011 | 4 | 1972
9436 | Mosaic Phosphates Co. | 10198 | Mosaic Phosphates Uncle Sam | Industrial CHP | LA | GEN1 | 10.2 | All Other | OTH | ST | 11 | 2011 | 1 | 1968
55779 | WVA Manufacturing LLC | 50012 | Alloy Steam Station | Industrial Non-CHP | WV | GEN3 | 38 | Conventional Steam Coal | BIT | ST | 11 | 2011 | 7 | 1950
7096 | City of Geneva- (IL) | 56462 | Geneva Generation Facility | Electric Utility | IL | GEN6 | 1.4 | Petroleum Liquids | DFO | IC | 11 | 2011 | 12 | 2005
17609 | Southern California Edison Co | 56976 | Solar Photovoltaic Project #01 | Electric Utility | CA | S1A | 0.5 | Solar Photovoltaic | SUN | PV | 11 | 2011 | 11 | 2008
17609 | Southern California Edison Co | 56976 | Solar Photovoltaic Project #01 | Electric Utility | CA | S1B | 0.5 | Solar Photovoltaic | SUN | PV | 11 | 2011 | 11 | 2008
17609 | Southern California Edison Co | 56976 | Solar Photovoltaic Project #01 | Electric Utility | CA | S1C | 0.5 | Solar Photovoltaic | SUN | PV | 11 | 2011 | 11 | 2008
17609 | Southern California Edison Co | 56976 | Solar Photovoltaic Project #01 | Electric Utility | CA | S1D | 0.5 | Solar Photovoltaic | SUN | PV | 11 | 2011 | 11 | 2008
15466 | Public Service Co of Colorado | 469 | Cherokee | Electric Utility | CO | 2 | 106 | Conventional Steam Coal | BIT | ST | 10 | 2011 | 6 | 1959
5517 | Dynegy Midwest Generation Inc | 898 | Wood River | IPP Non-CHP | IL | 1 | 38.7 | Natural Gas Steam Turbine | NG | ST | 10 | 2011 | 11 | 1949
5517 | Dynegy Midwest Generation Inc | 898 | Wood River | IPP Non-CHP | IL | 2 | 38.7 | Natural Gas Steam Turbine | NG | ST | 10 | 2011 | 11 | 1949
5517 | Dynegy Midwest Generation Inc | 898 | Wood River | IPP Non-CHP | IL | 3 | 38.7 | Natural Gas Steam Turbine | NG | ST | 10 | 2011 | 10 | 1950
11241 | Entergy Louisiana LLC | 1448 | Monroe (LA) | Electric Utility | LA | 10 | 22 | Natural Gas Steam Turbine | NG | ST | 10 | 2011 | 1 | 1961
11241 | Entergy Louisiana LLC | 1448 | Monroe (LA) | Electric Utility | LA | 11 | 33 | Natural Gas Steam Turbine | NG | ST | 10 | 2011 | 1 | 1965
11241 | Entergy Louisiana LLC | 1448 | Monroe (LA) | Electric Utility | LA | 12 | 71 | Natural Gas Steam Turbine | NG | ST | 10 | 2011 | 1 | 1968
14246 | City of Owatonna - (MN) | 2003 | Owatonna | Electric Utility | MN | 6 | 20.6 | Natural Gas Steam Turbine | NG | ST | 10 | 2011 | 7 | 1969
56505 | National Grid Generation LLC | 2511 | E F Barrett | Electric Utility | NY | 7 | 0 | Natural Gas Fired Combustion Turbine | NG | GT | 10 | 2011 | 7 | 1970
5416 | Duke Energy Carolinas, LLC | 2721 | James E. Rogers Energy Complex | Electric Utility | NC | 1 | 38 | Conventional Steam Coal | BIT | ST | 10 | 2011 | 7 | 1940
5416 | Duke Energy Carolinas, LLC | 2721 | James E. Rogers Energy Complex | Electric Utility | NC | 2 | 38 | Conventional Steam Coal | BIT | ST | 10 | 2011 | 8 | 1940
5416 | Duke Energy Carolinas, LLC | 2721 | James E. Rogers Energy Complex | Electric Utility | NC | 3 | 61 | Conventional Steam Coal | BIT | ST | 10 | 2011 | 5 | 1948
5416 | Duke Energy Carolinas, LLC | 2721 | James E. Rogers Energy Complex | Electric Utility | NC | 4 | 61 | Conventional Steam Coal | BIT | ST | 10 | 2011 | 10 | 1948
14354 | PacifiCorp | 3846 | Condit | Electric Utility | WA | 1 | 7.7 | Conventional Hydroelectric | WAT | HY | 10 | 2011 | 4 | 1913
14354 | PacifiCorp | 3846 | Condit | Electric Utility | WA | 2 | 7.4 | Conventional Hydroelectric | WAT | HY | 10 | 2011 | 4 | 1913
20860 | Wisconsin Public Service Corp | 4062 | Eagle River | Electric Utility | WI | 1 | 2.1 | Petroleum Liquids | DFO | IC | 10 | 2011 | 7 | 1964
20860 | Wisconsin Public Service Corp | 4062 | Eagle River | Electric Utility | WI | 2 | 2.1 | Petroleum Liquids | DFO | IC | 10 | 2011 | 7 | 1964
10273 | Kimberly-Clark Corp | 7627 | Everett Cogen | Electric Utility | WA | 1 | 36 | Wood/Wood Waste Biomass | WDS | ST | 10 | 2011 | 1 | 1996
57190 | River Bounty Inc | 10433 | Oakland Dam Hydroelectric | IPP Non-CHP | PA | 1 | 0.5 | Conventional Hydroelectric | WAT | HY | 10 | 2011 | 4 | 1985
57190 | River Bounty Inc | 10433 | Oakland Dam Hydroelectric | IPP Non-CHP | PA | 2 | 0.5 | Conventional Hydroelectric | WAT | HY | 10 | 2011 | 4 | 1985
57190 | River Bounty Inc | 10433 | Oakland Dam Hydroelectric | IPP Non-CHP | PA | 3 | 0.5 | Conventional Hydroelectric | WAT | HY | 10 | 2011 | 4 | 1985
11217 | Los Angeles County Sanitation | 10473 | Palos Verdes Gas to Energy | Commercial Non-CHP | CA | GEN1 | 2.5 | Landfill Gas | LFG | ST | 10 | 2011 | 5 | 1988
54842 | WM Renewable Energy LLC | 56525 | Timberline Trail Gas Recovery | IPP Non-CHP | WI | GEN6 | 0.8 | Landfill Gas | LFG | IC | 10 | 2011 | 12 | 2007
54842 | WM Renewable Energy LLC | 56525 | Timberline Trail Gas Recovery | IPP Non-CHP | WI | GEN7 | 0.8 | Landfill Gas | LFG | IC | 10 | 2011 | 12 | 2007
7140 | Georgia Power Co | 710 | Jack McDonough | Electric Utility | GA | 2 | 251 | Conventional Steam Coal | BIT | ST | 9 | 2011 | 6 | 1964
19436 | Union Electric Co - (MO) | 913 | Venice | Electric Utility | IL | GT1 | 26 | Petroleum Liquids | DFO | GT | 9 | 2011 | 10 | 1967
2287 | City of Brooklyn - (IA) | 1128 | Brooklyn | Electric Utility | IA | 1 | 0.2 | Petroleum Liquids | DFO | IC | 9 | 2011 | 12 | 1940
2287 | City of Brooklyn - (IA) | 1128 | Brooklyn | Electric Utility | IA | 2 | 0.2 | Petroleum Liquids | DFO | IC | 9 | 2011 | 12 | 1940
2287 | City of Brooklyn - (IA) | 1128 | Brooklyn | Electric Utility | IA | 3 | 0.2 | Petroleum Liquids | DFO | IC | 9 | 2011 | 10 | 1947
2287 | City of Brooklyn - (IA) | 1128 | Brooklyn | Electric Utility | IA | 5 | 1 | Natural Gas Internal Combustion Engine | NG | IC | 9 | 2011 | 8 | 1964
17924 | City of Stafford - (KS) | 1325 | Stafford | Electric Utility | KS | 1 | 0.9 | Petroleum Liquids | DFO | IC | 9 | 2011 | 9 | 1960
11241 | Entergy Louisiana LLC | 1403 | Nine Mile Point | Electric Utility | LA | 1 | 50 | Natural Gas Steam Turbine | NG | ST | 9 | 2011 | 5 | 1951
11241 | Entergy Louisiana LLC | 1403 | Nine Mile Point | Electric Utility | LA | 2 | 107 | Natural Gas Steam Turbine | NG | ST | 9 | 2011 | 7 | 1953
13478 | Entergy New Orleans Inc | 1409 | Michoud | Electric Utility | LA | 1 | 65 | Natural Gas Steam Turbine | NG | ST | 9 | 2011 | 5 | 1957
19436 | Union Electric Co - (MO) | 2096 | Viaduct | Electric Utility | MO | 1 | 25 | Natural Gas Fired Combustion Turbine | NG | GT | 9 | 2011 | 11 | 1967
19150 | Trenton Municipal Utilities - (MO) | 2163 | Trenton Diesel | Electric Utility | MO | 4 | 0.9 | Petroleum Liquids | DFO | IC | 9 | 2011 | 1 | 1948
3046 | Duke Energy Progress - (NC) | 2716 | W H Weatherspoon | Electric Utility | NC | 1 | 48 | Conventional Steam Coal | BIT | ST | 9 | 2011 | 9 | 1949
3046 | Duke Energy Progress - (NC) | 2716 | W H Weatherspoon | Electric Utility | NC | 2 | 48 | Conventional Steam Coal | BIT | ST | 9 | 2011 | 6 | 1950
3046 | Duke Energy Progress - (NC) | 2716 | W H Weatherspoon | Electric Utility | NC | 3 | 74 | Conventional Steam Coal | BIT | ST | 9 | 2011 | 8 | 1952
11571 | Manitowoc Public Utilities | 4125 | Manitowoc | Electric Utility | WI | 4 | 9.5 | Petroleum Coke | PC | ST | 9 | 2011 | 5 | 1950
49963 | FPL Energy Operating Services, Inc. | 54454 | San Gorgonio Windplant WPP1993 | IPP Non-CHP | CA | GEN3 | 34.5 | Onshore Wind Turbine | WND | WT | 9 | 2011 | 4 | 1994
9205 | Illinois Electricial Gen Partn | 55774 | Morris Genco LLC | IPP Non-CHP | IL | MO1 | 1.3 | Landfill Gas | LFG | IC | 9 | 2011 | 2 | 2001
9205 | Illinois Electricial Gen Partn | 55774 | Morris Genco LLC | IPP Non-CHP | IL | MO2 | 1.3 | Landfill Gas | LFG | IC | 9 | 2011 | 2 | 2001
9205 | Illinois Electricial Gen Partn | 55774 | Morris Genco LLC | IPP Non-CHP | IL | MO3 | 1.3 | Landfill Gas | LFG | IC | 9 | 2011 | 2 | 2001
7977 | City of Hamilton - (OH) | 2917 | Hamilton (OH) | Electric Utility | OH | GT1 | 8 | Natural Gas Fired Combustion Turbine | NG | GT | 8 | 2011 | 7 | 1964
221 | Alaska Village Elec Coop, Inc | 6314 | Emmonak | Electric Utility | AK | 2 | 0.3 | Petroleum Liquids | DFO | IC | 8 | 2011 | 12 | 1977
5338 | Dow Chemical Co | 52120 | Dow Chemical Texas Operation | Industrial CHP | TX | G-62 | 68.3 | Natural Gas Fired Combined Cycle | NG | CT | 8 | 2011 | 9 | 1982
12894 | City of Moorhead - (MN) | 1995 | Moorhead | Electric Utility | MN | 6 | 5.9 | Petroleum Liquids | DFO | GT | 7 | 2011 | 1 | 1961
19150 | Trenton Municipal Utilities - (MO) | 2163 | Trenton Diesel | Electric Utility | MO | 5 | 1 | Petroleum Liquids | DFO | IC | 7 | 2011 | 1 | 1952
19454 | City of Unalaska - (AK) | 7502 | Dutch Harbor | Electric Utility | AK | 1 | 0.3 | Petroleum Liquids | DFO | IC | 7 | 2011 | 10 | 1985
19454 | City of Unalaska - (AK) | 7502 | Dutch Harbor | Electric Utility | AK | 2 | 0.3 | Petroleum Liquids | DFO | IC | 7 | 2011 | 3 | 1987
19454 | City of Unalaska - (AK) | 7502 | Dutch Harbor | Electric Utility | AK | 3 | 0.5 | Petroleum Liquids | DFO | IC | 7 | 2011 | 10 | 1986
19454 | City of Unalaska - (AK) | 7502 | Dutch Harbor | Electric Utility | AK | 4 | 0.7 | Petroleum Liquids | DFO | IC | 7 | 2011 | 10 | 1986
19454 | City of Unalaska - (AK) | 7502 | Dutch Harbor | Electric Utility | AK | 5 | 0.5 | Petroleum Liquids | DFO | IC | 7 | 2011 | 10 | 1985
19454 | City of Unalaska - (AK) | 7502 | Dutch Harbor | Electric Utility | AK | 6 | 1.2 | Petroleum Liquids | DFO | IC | 7 | 2011 | 10 | 1985
27075 | San Diego County Water Auth | 54242 | Alvarado Hydro Facility | IPP Non-CHP | CA | AHF | 1.4 | Conventional Hydroelectric | WAT | HY | 7 | 2011 | 1 | 1985
50081 | AE Operations LLC | 54373 | Southbridge Energy Center LLC | Industrial CHP | MA | ENG5 | 1.3 | Natural Gas Internal Combustion Engine | NG | IC | 7 | 2011 | 1 | 2001
19553 | Unisea Inc | 54422 | Unisea G 2 | Industrial Non-CHP | AK | CAT1 | 0.8 | Petroleum Liquids | DFO | IC | 7 | 2011 | 2 | 1979
19553 | Unisea Inc | 54422 | Unisea G 2 | Industrial Non-CHP | AK | CAT2 | 0.9 | Petroleum Liquids | DFO | IC | 7 | 2011 | 5 | 1973
15470 | Duke Energy Indiana Inc | 1006 | Miami Wabash | Electric Utility | IN | 4 | 16 | Petroleum Liquids | DFO | GT | 6 | 2011 | 6 | 1968
12685 | Entergy Mississippi Inc | 2052 | Natchez | Electric Utility | MS | 1 | 73 | Natural Gas Steam Turbine | NG | ST | 6 | 2011 | 2 | 1951
12685 | Entergy Mississippi Inc | 2053 | Rex Brown | Electric Utility | MS | 1 | 15 | Natural Gas Steam Turbine | NG | ST | 6 | 2011 | 7 | 1948
17177 | City of Sikeston - (MO) | 2158 | Coleman | Electric Utility | MO | IC1 | 2 | Petroleum Liquids | DFO | IC | 6 | 2011 | 6 | 1965
17177 | City of Sikeston - (MO) | 2158 | Coleman | Electric Utility | MO | IC2 | 2.3 | Petroleum Liquids | DFO | IC | 6 | 2011 | 6 | 1967
20860 | Wisconsin Public Service Corp | 7602 | Oneida Casino | Electric Utility | WI | 1 | 1.8 | Petroleum Liquids | DFO | IC | 6 | 2011 | 7 | 1996
20860 | Wisconsin Public Service Corp | 7602 | Oneida Casino | Electric Utility | WI | 2 | 1.8 | Petroleum Liquids | DFO | IC | 6 | 2011 | 7 | 1996
5347 | Dow Chemical Co | 52006 | LaO Energy Systems | Industrial CHP | LA | GEN8 | 95 | Natural Gas Fired Combined Cycle | NG | CT | 6 | 2011 | 5 | 1983
2518 | U S Bureau of Reclamation | 54050 | Glines Hydroelectric Project | Electric Utility | WA | GEN1 | 6 | Conventional Hydroelectric | WAT | HY | 6 | 2011 | 1 | 1927
2518 | U S Bureau of Reclamation | 54051 | Elwha Hydroelectric Project | Electric Utility | WA | GEN1 | 3 | Conventional Hydroelectric | WAT | HY | 6 | 2011 | 1 | 1914
2518 | U S Bureau of Reclamation | 54051 | Elwha Hydroelectric Project | Electric Utility | WA | GEN2 | 3 | Conventional Hydroelectric | WAT | HY | 6 | 2011 | 1 | 1914
2518 | U S Bureau of Reclamation | 54051 | Elwha Hydroelectric Project | Electric Utility | WA | GEN3 | 3.2 | Conventional Hydroelectric | WAT | HY | 6 | 2011 | 1 | 1922
2518 | U S Bureau of Reclamation | 54051 | Elwha Hydroelectric Project | Electric Utility | WA | GEN4 | 3.3 | Conventional Hydroelectric | WAT | HY | 6 | 2011 | 1 | 1922
17664 | Spartanburg Commissioners PW | 54675 | Spartanburg Water System | Commercial Non-CHP | SC | DI1 | 1.6 | Petroleum Liquids | DFO | IC | 6 | 2011 | 1 | 1998
5416 | Duke Energy Carolinas, LLC | 2720 | Buck | Electric Utility | NC | 3 | 75 | Conventional Steam Coal | BIT | ST | 5 | 2011 | 7 | 1941
5416 | Duke Energy Carolinas, LLC | 2720 | Buck | Electric Utility | NC | 4 | 38 | Conventional Steam Coal | BIT | ST | 5 | 2011 | 9 | 1942
6035 | Exelon Power | 3159 | Cromby Generating Station | IPP Non-CHP | PA | 1 | 144 | Conventional Steam Coal | BIT | ST | 5 | 2011 | 7 | 1954
6035 | Exelon Power | 3161 | Eddystone Generating Station | IPP Non-CHP | PA | 1 | 279 | Conventional Steam Coal | BIT | ST | 5 | 2011 | 2 | 1960
8847 | City of Hopkinton - (IA) | 8108 | Hopkinton | Electric Utility | IA | IC2 | 1.7 | Petroleum Liquids | DFO | IC | 5 | 2011 | 6 | 1994
18028 | State of Wisconsin | 54406 | Capitol Heat and Power | Commercial Non-CHP | WI | 1 | 0.9 | Natural Gas Steam Turbine | NG | ST | 5 | 2011 | 10 | 1963
18028 | State of Wisconsin | 54406 | Capitol Heat and Power | Commercial Non-CHP | WI | 2 | 1 | Natural Gas Steam Turbine | NG | ST | 5 | 2011 | 5 | 1964
772 | Archer Daniels Midland Co | 55046 | Mansfield | Industrial CHP | MA | GEN1 | 1 | Natural Gas Internal Combustion Engine | NG | IC | 5 | 2011 | 11 | 1993
772 | Archer Daniels Midland Co | 55046 | Mansfield | Industrial CHP | MA | GEN2 | 1 | Natural Gas Internal Combustion Engine | NG | IC | 5 | 2011 | 11 | 1993
772 | Archer Daniels Midland Co | 55046 | Mansfield | Industrial CHP | MA | GEN3 | 1 | Natural Gas Internal Combustion Engine | NG | IC | 5 | 2011 | 11 | 1993
14840 | City of Peru - (IL) | 955 | Peru (IL) | Electric Utility | IL | 10 | 2 | Petroleum Liquids | DFO | IC | 4 | 2011 | 2 | 2003
14840 | City of Peru - (IL) | 955 | Peru (IL) | Electric Utility | IL | IC3 | 1.8 | Petroleum Liquids | DFO | IC | 4 | 2011 | 6 | 2000
15473 | Public Service Co of NM | 2447 | Las Vegas | Electric Utility | NM | 1 | 20 | Petroleum Liquids | DFO | GT | 4 | 2011 | 1 | 1973
14624 | PUD No 2 of Grant County | 3888 | Wanapum | Electric Utility | WA | 5 | 103.8 | Conventional Hydroelectric | WAT | HY | 4 | 2011 | 9 | 1963
8847 | City of Hopkinton - (IA) | 8108 | Hopkinton | Electric Utility | IA | IC3 | 1.2 | Petroleum Liquids | DFO | IC | 4 | 2011 | 9 | 1983
13504 | New Hanover County | 50271 | New Hanover County WASTEC | IPP Non-CHP | NC | 1TGB | 2 | Municipal Solid Waste | MSW | ST | 4 | 2011 | 2 | 2011
13504 | New Hanover County | 50271 | New Hanover County WASTEC | IPP Non-CHP | NC | 3TG | 1.7 | Municipal Solid Waste | MSW | ST | 4 | 2011 | 7 | 1991
54843 | WM Illinois Renewable Energy LLC | 50573 | CID Gas Recovery | IPP Non-CHP | IL | GEN1 | 2.9 | Landfill Gas | LFG | GT | 4 | 2011 | 3 | 1989
30067 | Rolls Royce Corp | 54286 | Rolls Royce | Industrial CHP | IN | 63F5 | 2.1 | Natural Gas Fired Combustion Turbine | NG | GT | 4 | 2011 | 8 | 1963
50081 | AE Operations LLC | 54373 | Southbridge Energy Center LLC | Industrial CHP | MA | ENG1 | 1.3 | Natural Gas Internal Combustion Engine | NG | IC | 4 | 2011 | 6 | 2001
13642 | Nome Joint Utility Systems | 90 | Snake River | Electric Utility | AK | 11 | 1.5 | Petroleum Liquids | DFO | IC | 3 | 2011 | 3 | 1988
13642 | Nome Joint Utility Systems | 90 | Snake River | Electric Utility | AK | 9 | 2.9 | Petroleum Liquids | DFO | IC | 3 | 2011 | 12 | 1985
814 | Entergy Arkansas Inc | 169 | Harvey Couch | Electric Utility | AR | 1 | 12 | Natural Gas Steam Turbine | NG | ST | 3 | 2011 | 10 | 1943
15470 | Duke Energy Indiana Inc | 1004 | Edwardsport | Electric Utility | IN | 6 | 40 | Petroleum Liquids | DFO | ST | 3 | 2011 | 7 | 1944
15470 | Duke Energy Indiana Inc | 1004 | Edwardsport | Electric Utility | IN | 7 | 45 | Conventional Steam Coal | BIT | ST | 3 | 2011 | 1 | 1949
15470 | Duke Energy Indiana Inc | 1004 | Edwardsport | Electric Utility | IN | 8 | 75 | Conventional Steam Coal | BIT | ST | 3 | 2011 | 12 | 1951
13971 | City of Odessa - (MO) | 2148 | Odessa | Electric Utility | MO | 2 | 0.2 | Petroleum Liquids | DFO | IC | 3 | 2011 | 6 | 1939
22146 | GMMM Holdings 1, LLC | 2526 | GMMM Westover | IPP CHP | NY | 8 | 84 | Conventional Steam Coal | BIT | ST | 3 | 2011 | 11 | 1951
16604 | City of San Antonio - (TX) | 3613 | W B Tuttle | Electric Utility | TX | 1 | 60 | Natural Gas Steam Turbine | NG | ST | 3 | 2011 | 6 | 1954
16604 | City of San Antonio - (TX) | 3613 | W B Tuttle | Electric Utility | TX | 3 | 100 | Natural Gas Steam Turbine | NG | ST | 3 | 2011 | 3 | 1961
16604 | City of San Antonio - (TX) | 3613 | W B Tuttle | Electric Utility | TX | 4 | 154 | Natural Gas Steam Turbine | NG | ST | 3 | 2011 | 3 | 1963
2010 | City of Bountiful | 3665 | Bountiful City | Electric Utility | UT | 2 | 1.2 | Natural Gas Internal Combustion Engine | NG | IC | 3 | 2011 | 9 | 1959
2010 | City of Bountiful | 3665 | Bountiful City | Electric Utility | UT | 3 | 1.2 | Natural Gas Internal Combustion Engine | NG | IC | 3 | 2011 | 9 | 1959
2010 | City of Bountiful | 3665 | Bountiful City | Electric Utility | UT | 4 | 1 | Natural Gas Internal Combustion Engine | NG | IC | 3 | 2011 | 8 | 1955
2010 | City of Bountiful | 3665 | Bountiful City | Electric Utility | UT | 5 | 1 | Natural Gas Internal Combustion Engine | NG | IC | 3 | 2011 | 1 | 1957
2010 | City of Bountiful | 3665 | Bountiful City | Electric Utility | UT | 6 | 2.5 | Natural Gas Internal Combustion Engine | NG | IC | 3 | 2011 | 1 | 1962
2010 | City of Bountiful | 3665 | Bountiful City | Electric Utility | UT | 7 | 0.1 | Petroleum Liquids | DFO | IC | 3 | 2011 | 8 | 1936
54713 | Chevron USA Inc | 52092 | Kern River Fee B Cogen | Industrial CHP | CA | GEN1 | 3.2 | Natural Gas Fired Combustion Turbine | NG | GT | 3 | 2011 | 5 | 1987
54713 | Chevron USA Inc | 52094 | Kern River Fee A Cogen | Industrial CHP | CA | GEN1 | 3.2 | Natural Gas Fired Combustion Turbine | NG | GT | 3 | 2011 | 6 | 1986
54713 | Chevron USA Inc | 52094 | Kern River Fee A Cogen | Industrial CHP | CA | GEN2 | 3.2 | Natural Gas Fired Combustion Turbine | NG | GT | 3 | 2011 | 6 | 1986
54713 | Chevron USA Inc | 52095 | Kern River Fee C Cogen | Industrial CHP | CA | GEN1 | 3.2 | Natural Gas Fired Combustion Turbine | NG | GT | 3 | 2011 | 2 | 1987
54713 | Chevron USA Inc | 52095 | Kern River Fee C Cogen | Industrial CHP | CA | GEN2 | 3.2 | Natural Gas Fired Combustion Turbine | NG | GT | 3 | 2011 | 2 | 1987
361 | Industrial Energy Applications Inc | 54930 | Alliant SBD 9402 Climax | IPP Non-CHP | IA | 5100 | 1.6 | Petroleum Liquids | DFO | IC | 3 | 2011 | 7 | 1995
361 | Industrial Energy Applications Inc | 54930 | Alliant SBD 9402 Climax | IPP Non-CHP | IA | 5200 | 1.6 | Petroleum Liquids | DFO | IC | 3 | 2011 | 7 | 1995
361 | Industrial Energy Applications Inc | 54930 | Alliant SBD 9402 Climax | IPP Non-CHP | IA | 5300 | 1.6 | Petroleum Liquids | DFO | IC | 3 | 2011 | 7 | 1995
361 | Industrial Energy Applications Inc | 54930 | Alliant SBD 9402 Climax | IPP Non-CHP | IA | 5400 | 1.6 | Petroleum Liquids | DFO | IC | 3 | 2011 | 7 | 1995
361 | Industrial Energy Applications Inc | 54930 | Alliant SBD 9402 Climax | IPP Non-CHP | IA | 5500 | 1.6 | Petroleum Liquids | DFO | IC | 3 | 2011 | 7 | 1995
6452 | Florida Power & Light Co | 619 | Riviera | Electric Utility | FL | 3 | 277 | Petroleum Liquids | RFO | ST | 2 | 2011 | 6 | 1962
6452 | Florida Power & Light Co | 619 | Riviera | Electric Utility | FL | 4 | 288 | Petroleum Liquids | RFO | ST | 2 | 2011 | 3 | 1963
9130 | Hutchinson Utilities Comm | 1980 | Hutchinson Plant #1 | Electric Utility | MN | 5 | 1.7 | Petroleum Liquids | DFO | IC | 2 | 2011 | 1 | 1941
9130 | Hutchinson Utilities Comm | 1980 | Hutchinson Plant #1 | Electric Utility | MN | 6 | 1.7 | Petroleum Liquids | DFO | IC | 2 | 2011 | 1 | 1947
9130 | Hutchinson Utilities Comm | 1980 | Hutchinson Plant #1 | Electric Utility | MN | 7 | 4.5 | Natural Gas Internal Combustion Engine | NG | IC | 2 | 2011 | 1 | 1964
6958 | City of Garland - (TX) | 3574 | C E Newman | Electric Utility | TX | 5 | 37 | Natural Gas Steam Turbine | NG | ST | 2 | 2011 | 8 | 1963
12981 | Motiva Enterprises LLC | 50973 | Motiva Enterprises Port Arthur Refinery | Industrial CHP | TX | GN27 | 4.3 | Natural Gas Fired Combined Cycle | NG | CA | 2 | 2011 | 5 | 1984
44466 | BP PLC | 52130 | Whiting Refinery | Industrial CHP | IN | 15TG | 5 | Other Gases | OG | ST | 2 | 2011 | 1 | 1928
4180 | Connecticut Mun Elec Engy Coop | 56256 | John Street 1, 3, 4 & 5 | Electric Utility | CT | JS 1 | 2 | Petroleum Liquids | DFO | IC | 2 | 2011 | 1 | 2005
20380 | City of West Liberty - (IA) | 1200 | West Liberty | Electric Utility | IA | 1 | 0.7 | Petroleum Liquids | DFO | IC | 1 | 2011 | 6 | 1948
9011 | City of Hugoton - (KS) | 1289 | Hugoton 1 | Electric Utility | KS | 6 | 1.2 | Petroleum Liquids | DFO | IC | 1 | 2011 | 1 | 1959
17166 | Sierra Pacific Power Co | 6509 | Battle Mountain | Electric Utility | NV | 1 | 1.8 | Petroleum Liquids | DFO | IC | 1 | 2011 | 1 | 1967
17166 | Sierra Pacific Power Co | 6509 | Battle Mountain | Electric Utility | NV | 2 | 1.8 | Petroleum Liquids | DFO | IC | 1 | 2011 | 1 | 1967
17166 | Sierra Pacific Power Co | 6509 | Battle Mountain | Electric Utility | NV | 3 | 1.8 | Petroleum Liquids | DFO | IC | 1 | 2011 | 1 | 1967
17166 | Sierra Pacific Power Co | 6509 | Battle Mountain | Electric Utility | NV | 4 | 1.8 | Petroleum Liquids | DFO | IC | 1 | 2011 | 1 | 1967
17166 | Sierra Pacific Power Co | 6530 | Valley Road | Electric Utility | NV | 1 | 2 | Petroleum Liquids | DFO | IC | 1 | 2011 | 1 | 1960
17166 | Sierra Pacific Power Co | 6530 | Valley Road | Electric Utility | NV | 2 | 2 | Petroleum Liquids | DFO | IC | 1 | 2011 | 1 | 1960
17166 | Sierra Pacific Power Co | 6530 | Valley Road | Electric Utility | NV | 3 | 2 | Petroleum Liquids | DFO | IC | 1 | 2011 | 1 | 1960
17166 | Sierra Pacific Power Co | 6533 | Winnemucca | Electric Utility | NV | 1 | 15 | Natural Gas Fired Combustion Turbine | NG | GT | 1 | 2011 | 1 | 1970
11079 | Little Rock Wastewater Utility | 10050 | Fourche Creek Wastewater | Commercial CHP | AR | 3 | 0.5 | Other Waste Biomass | OBG | IC | 1 | 2011 | 7 | 1983
16064 | Graphic Packaging International | 50028 | Plant 31 Paper Mill | Industrial CHP | LA | GEN2 | 6 | Natural Gas Steam Turbine | NG | ST | 1 | 2011 | 1 | 1928
16064 | Graphic Packaging International | 50028 | Plant 31 Paper Mill | Industrial CHP | LA | GEN3 | 6 | Natural Gas Steam Turbine | NG | ST | 1 | 2011 | 1 | 1930
16064 | Graphic Packaging International | 50028 | Plant 31 Paper Mill | Industrial CHP | LA | GEN4 | 6 | Natural Gas Steam Turbine | NG | ST | 1 | 2011 | 1 | 1948
29925 | Enterprise Products Optg LP | 54221 | Blanco Compressor Station | Industrial Non-CHP | NM | 1 | 1 | Natural Gas Steam Turbine | NG | ST | 1 | 2011 | 6 | 1956
29925 | Enterprise Products Optg LP | 54221 | Blanco Compressor Station | Industrial Non-CHP | NM | 2 | 1 | Natural Gas Steam Turbine | NG | ST | 1 | 2011 | 6 | 1956
15466 | Public Service Co of Colorado | 468 | Cameo | Electric Utility | CO | 1 | 23.7 | Conventional Steam Coal | BIT | ST | 12 | 2010 | 0 | 1957
15466 | Public Service Co of Colorado | 468 | Cameo | Electric Utility | CO | 2 | 49 | Conventional Steam Coal | BIT | ST | 12 | 2010 | 0 | 1960
12384 | Midwest Generations EME LLC | 884 | Will County | IPP Non-CHP | IL | 1 | 151 | Conventional Steam Coal | SUB | ST | 12 | 2010 | 7 | 1955
12384 | Midwest Generations EME LLC | 884 | Will County | IPP Non-CHP | IL | 2 | 148 | Conventional Steam Coal | SUB | ST | 12 | 2010 | 3 | 1955
10713 | City of Larned - (KS) | 1298 | Gas Turbine (KS) | Electric Utility | KS | GT1 | 1 | Natural Gas Fired Combustion Turbine | NG | GT | 12 | 2010 | 88 | 1955
10713 | City of Larned - (KS) | 1299 | Larned | Electric Utility | KS | 1 | 1.5 | Natural Gas Steam Turbine | NG | ST | 12 | 2010 | 88 | 1939
10713 | City of Larned - (KS) | 1299 | Larned | Electric Utility | KS | 2 | 3 | Natural Gas Steam Turbine | NG | ST | 12 | 2010 | 88 | 1948
10713 | City of Larned - (KS) | 1299 | Larned | Electric Utility | KS | 3 | 9 | Natural Gas Steam Turbine | NG | ST | 12 | 2010 | 12 | 1966
8884 | Terrebonne Parish Consol Gov't | 1439 | Houma | Electric Utility | LA | 10 | 3.7 | Natural Gas Internal Combustion Engine | NG | IC | 12 | 2010 | 8 | 1958
8884 | Terrebonne Parish Consol Gov't | 1439 | Houma | Electric Utility | LA | 11 | 3.7 | Natural Gas Internal Combustion Engine | NG | IC | 12 | 2010 | 0 | 1958
8884 | Terrebonne Parish Consol Gov't | 1439 | Houma | Electric Utility | LA | 12 | 3.3 | Natural Gas Internal Combustion Engine | NG | IC | 12 | 2010 | 8 | 1958
8884 | Terrebonne Parish Consol Gov't | 1439 | Houma | Electric Utility | LA | 6 | 1 | Natural Gas Internal Combustion Engine | NG | IC | 12 | 2010 | 8 | 1948
8884 | Terrebonne Parish Consol Gov't | 1439 | Houma | Electric Utility | LA | 7 | 1 | Natural Gas Internal Combustion Engine | NG | IC | 12 | 2010 | 8 | 1948
8884 | Terrebonne Parish Consol Gov't | 1439 | Houma | Electric Utility | LA | 8 | 1 | Natural Gas Internal Combustion Engine | NG | IC | 12 | 2010 | 8 | 1948
8884 | Terrebonne Parish Consol Gov't | 1439 | Houma | Electric Utility | LA | 9 | 2.5 | Natural Gas Internal Combustion Engine | NG | IC | 12 | 2010 | 0 | 1953
13681 | North Branch Water & Light Comm | 2002 | North Branch (MN) | Electric Utility | MN | 1 | 0.8 | Petroleum Liquids | DFO | IC | 12 | 2010 | 10 | 1960
13681 | North Branch Water & Light Comm | 2002 | North Branch (MN) | Electric Utility | MN | 2 | 1.2 | Petroleum Liquids | DFO | IC | 12 | 2010 | 1 | 1971
15793 | Redwood Falls Public Util Comm | 2009 | Redwood Falls | Electric Utility | MN | 1 | 0.3 | Conventional Hydroelectric | WAT | HY | 12 | 2010 | 1 | 1930
17166 | Sierra Pacific Power Co | 2336 | Tracy | Electric Utility | NV | GT1 | 10 | Petroleum Liquids | DFO | GT | 12 | 2010 | 8 | 1961
17166 | Sierra Pacific Power Co | 2336 | Tracy | Electric Utility | NV | GT2 | 10 | Petroleum Liquids | DFO | GT | 12 | 2010 | 1 | 1962
17718 | Southwestern Public Service Co | 2469 | Tucumcari | Electric Utility | NM | 3 | 1 | Petroleum Liquids | DFO | IC | 12 | 2010 | 1 | 1975
17718 | Southwestern Public Service Co | 2469 | Tucumcari | Electric Utility | NM | 9 | 5 | Petroleum Liquids | DFO | IC | 12 | 2010 | 1 | 1977
6526 | FirstEnergy Generation Corp | 2864 | FirstEnergy R E Burger | IPP Non-CHP | OH | 4 | 156 | Conventional Steam Coal | BIT | ST | 12 | 2010 | 3 | 1955
6526 | FirstEnergy Generation Corp | 2864 | FirstEnergy R E Burger | IPP Non-CHP | OH | 5 | 156 | Conventional Steam Coal | BIT | ST | 12 | 2010 | 6 | 1955
14063 | Oklahoma Gas & Electric Co | 2952 | Muskogee | Electric Utility | OK | 3 | 171 | Natural Gas Steam Turbine | NG | ST | 12 | 2010 | 5 | 1956
54907 | ReNu Power Holdings LLC | 3440 | Lon C Hill | IPP Non-CHP | TX | 3 | 164 | Natural Gas Steam Turbine | NG | ST | 12 | 2010 | 5 | 1959
17718 | Southwestern Public Service Co | 7678 | Celanese | Electric Utility | TX | 1 | 13 | All Other | OTH | OT | 12 | 2010 | 1 | 1964
17718 | Southwestern Public Service Co | 7678 | Celanese | Electric Utility | TX | 2 | 26 | All Other | PUR | ST | 12 | 2010 | 1 | 1979
8287 | Hawaii Electric Light Co Inc | 7769 | Lalamilo Windfarm | Electric Utility | HI | 1-81 | 1.6 | Onshore Wind Turbine | WND | WT | 12 | 2010 | 7 | 1985
8287 | Hawaii Electric Light Co Inc | 7769 | Lalamilo Windfarm | Electric Utility | HI | 8211 | 0.6 | Onshore Wind Turbine | WND | WT | 12 | 2010 | 7 | 1985
4558 | Cutrale Citrus Juices USA Inc | 10020 | Cutrale Citrus Juices USA I | Industrial CHP | FL | GEN1 | 3.1 | Natural Gas Fired Combustion Turbine | NG | GT | 12 | 2010 | 12 | 1987
4558 | Cutrale Citrus Juices USA Inc | 10188 | Cutrale Citrus Juices USA II | Industrial CHP | FL | GEN1 | 3 | Natural Gas Fired Combined Cycle | NG | CT | 12 | 2010 | 12 | 1987
4558 | Cutrale Citrus Juices USA Inc | 10188 | Cutrale Citrus Juices USA II | Industrial CHP | FL | GEN2 | 3 | Natural Gas Fired Combined Cycle | NG | CT | 12 | 2010 | 12 | 1987
50006 | Invista | 10796 | Waynesboro Virginia Plant | Industrial CHP | VA | GEN1 | 3 | Conventional Steam Coal | BIT | ST | 12 | 2010 | 1 | 1929
50006 | Invista | 10796 | Waynesboro Virginia Plant | Industrial CHP | VA | GEN2 | 3 | Conventional Steam Coal | BIT | ST | 12 | 2010 | 1 | 1929
50006 | Invista | 10796 | Waynesboro Virginia Plant | Industrial CHP | VA | GEN4 | 3 | Conventional Steam Coal | BIT | ST | 12 | 2010 | 1 | 1947
13504 | New Hanover County | 50271 | New Hanover County WASTEC | IPP Non-CHP | NC | 1TGA | 1.9 | Municipal Solid Waste | MSW | ST | 12 | 2010 | 3 | 2002
21148 | Zapco Energy Tactics Corp | 50346 | Onondaga Energy Partners LP | IPP Non-CHP | NY | ON1 | 0.6 | Landfill Gas | LFG | IC | 12 | 2010 | 7 | 1987
25049 | Gas Recovery Systems Inc | 55584 | East Bridgewater | IPP Non-CHP | MA | 1 | 0.9 | Landfill Gas | LFG | IC | 12 | 2010 | 2 | 1997
25049 | Gas Recovery Systems Inc | 55584 | East Bridgewater | IPP Non-CHP | MA | 2 | 0.9 | Landfill Gas | LFG | IC | 12 | 2010 | 2 | 1997
25049 | Gas Recovery Systems Inc | 55584 | East Bridgewater | IPP Non-CHP | MA | 3 | 0.9 | Landfill Gas | LFG | IC | 12 | 2010 | 2 | 1997
25049 | Gas Recovery Systems Inc | 55584 | East Bridgewater | IPP Non-CHP | MA | 4 | 0.9 | Landfill Gas | LFG | IC | 12 | 2010 | 2 | 1997
25049 | Gas Recovery Systems Inc | 55584 | East Bridgewater | IPP Non-CHP | MA | 5 | 0.9 | Landfill Gas | LFG | IC | 12 | 2010 | 2 | 1997
25049 | Gas Recovery Systems Inc | 55584 | East Bridgewater | IPP Non-CHP | MA | 6 | 0.9 | Landfill Gas | LFG | IC | 12 | 2010 | 2 | 1997
25049 | Gas Recovery Systems Inc | 55595 | GRS Lyon | IPP Non-CHP | MI | 1 | 0.9 | Landfill Gas | LFG | IC | 12 | 2010 | 5 | 1993
25049 | Gas Recovery Systems Inc | 55595 | GRS Lyon | IPP Non-CHP | MI | 2 | 0.9 | Landfill Gas | LFG | IC | 12 | 2010 | 5 | 1993
25049 | Gas Recovery Systems Inc | 55595 | GRS Lyon | IPP Non-CHP | MI | 3 | 0.9 | Landfill Gas | LFG | IC | 12 | 2010 | 5 | 1993
25049 | Gas Recovery Systems Inc | 55595 | GRS Lyon | IPP Non-CHP | MI | 4 | 0.9 | Landfill Gas | LFG | IC | 12 | 2010 | 5 | 1993
25049 | Gas Recovery Systems Inc | 55595 | GRS Lyon | IPP Non-CHP | MI | 5 | 0.9 | Landfill Gas | LFG | IC | 12 | 2010 | 5 | 1993
57236 | MM Cuyahoga Energy LLC | 55605 | MM Cuyahoga Energy | IPP Non-CHP | OH | UNT1 | 1.8 | Landfill Gas | LFG | IC | 12 | 2010 | 2 | 1999
57236 | MM Cuyahoga Energy LLC | 55605 | MM Cuyahoga Energy | IPP Non-CHP | OH | UNT2 | 1.8 | Landfill Gas | LFG | IC | 12 | 2010 | 2 | 1999
14840 | City of Peru - (IL) | 955 | Peru (IL) | Electric Utility | IL | 3 | 1.8 | Petroleum Liquids | DFO | IC | 11 | 2010 | 5 | 2002
14840 | City of Peru - (IL) | 955 | Peru (IL) | Electric Utility | IL | 7 | 1.8 | Petroleum Liquids | DFO | IC | 11 | 2010 | 5 | 2002
14840 | City of Peru - (IL) | 955 | Peru (IL) | Electric Utility | IL | 8 | 2 | Petroleum Liquids | DFO | IC | 11 | 2010 | 2 | 2003
14840 | City of Peru - (IL) | 955 | Peru (IL) | Electric Utility | IL | 9 | 2 | Petroleum Liquids | DFO | IC | 11 | 2010 | 2 | 2003
14840 | City of Peru - (IL) | 955 | Peru (IL) | Electric Utility | IL | IC2 | 1.8 | Petroleum Liquids | DFO | IC | 11 | 2010 | 6 | 2000
9417 | Interstate Power and Light Co | 1046 | Dubuque | Electric Utility | IA | ST2 | 11.8 | Conventional Steam Coal | SUB | ST | 11 | 2010 | 1 | 1929
9417 | Interstate Power and Light Co | 1047 | Lansing | Electric Utility | IA | 2 | 11 | Conventional Steam Coal | SUB | ST | 11 | 2010 | 1 | 1949
9417 | Interstate Power and Light Co | 1048 | Milton L Kapp | Electric Utility | IA | 1 | 8.8 | Natural Gas Steam Turbine | NG | ST | 11 | 2010 | 1 | 1947
9417 | Interstate Power and Light Co | 1058 | Sixth Street | Electric Utility | IA | 1 | 9.4 | Conventional Steam Coal | BIT | ST | 11 | 2010 | 5 | 1921
9417 | Interstate Power and Light Co | 1058 | Sixth Street | Electric Utility | IA | 2 | 2.8 | Conventional Steam Coal | SUB | ST | 11 | 2010 | 11 | 1930
9417 | Interstate Power and Light Co | 1058 | Sixth Street | Electric Utility | IA | 4 | 12.6 | Conventional Steam Coal | SUB | ST | 11 | 2010 | 6 | 1942
9417 | Interstate Power and Light Co | 1058 | Sixth Street | Electric Utility | IA | 6 | 8 | Conventional Steam Coal | BIT | ST | 11 | 2010 | 1 | 1925
9417 | Interstate Power and Light Co | 1058 | Sixth Street | Electric Utility | IA | 7 | 14.7 | Conventional Steam Coal | SUB | ST | 11 | 2010 | 3 | 1945
9417 | Interstate Power and Light Co | 1058 | Sixth Street | Electric Utility | IA | 8 | 29.2 | Conventional Steam Coal | SUB | ST | 11 | 2010 | 10 | 1950
9417 | Interstate Power and Light Co | 1073 | Prairie Creek | Electric Utility | IA | 2 | 18.4 | Conventional Steam Coal | SUB | ST | 11 | 2010 | 5 | 1951
9417 | Interstate Power and Light Co | 1077 | Sutherland | Electric Utility | IA | 2 | 29.5 | Conventional Steam Coal | SUB | ST | 11 | 2010 | 5 | 1955
9417 | Interstate Power and Light Co | 1888 | Fox Lake | Electric Utility | MN | 2 | 11.6 | Natural Gas Steam Turbine | NG | ST | 11 | 2010 | 1 | 1951
9417 | Interstate Power and Light Co | 1888 | Fox Lake | Electric Utility | MN | 4 | 18.8 | Petroleum Liquids | DFO | GT | 11 | 2010 | 5 | 1974
40577 | American Mun Power-Ohio, Inc | 7286 | Richard Gorsuch | Electric Utility | OH | 1 | 50 | Conventional Steam Coal | BIT | ST | 11 | 2010 | 9 | 1988
40577 | American Mun Power-Ohio, Inc | 7286 | Richard Gorsuch | Electric Utility | OH | 2 | 50 | Conventional Steam Coal | BIT | ST | 11 | 2010 | 9 | 1988
40577 | American Mun Power-Ohio, Inc | 7286 | Richard Gorsuch | Electric Utility | OH | 3 | 50 | Conventional Steam Coal | BIT | ST | 11 | 2010 | 9 | 1988
40577 | American Mun Power-Ohio, Inc | 7286 | Richard Gorsuch | Electric Utility | OH | 4 | 50 | Conventional Steam Coal | BIT | ST | 11 | 2010 | 9 | 1988
9417 | Interstate Power and Light Co | 7706 | Agency GT | Electric Utility | IA | 1 | 15.8 | Natural Gas Fired Combustion Turbine | NG | GT | 11 | 2010 | 1 | 1992
9417 | Interstate Power and Light Co | 7706 | Agency GT | Electric Utility | IA | 2 | 15.5 | Natural Gas Fired Combustion Turbine | NG | GT | 11 | 2010 | 1 | 1990
9417 | Interstate Power and Light Co | 7706 | Agency GT | Electric Utility | IA | 3 | 12.2 | Natural Gas Fired Combustion Turbine | NG | GT | 11 | 2010 | 1 | 1990
9417 | Interstate Power and Light Co | 7706 | Agency GT | Electric Utility | IA | 4 | 16.6 | Natural Gas Fired Combustion Turbine | NG | GT | 11 | 2010 | 1 | 1990
57223 | Sycamore Energy 1 LLC | 10387 | Sycamore Energy 1 | IPP Non-CHP | CA | 2 | 0.7 | Landfill Gas | LFG | GT | 11 | 2010 | 12 | 1989
50081 | AE Operations LLC | 54373 | Southbridge Energy Center LLC | Industrial CHP | MA | ENG4 | 1.3 | Natural Gas Internal Combustion Engine | NG | IC | 11 | 2010 | 1 | 2001
9765 | John Deere Dubuque Works | 54414 | John Deere Dubuque Works | Industrial Non-CHP | IA | GEN2 | 3.5 | Conventional Steam Coal | BIT | ST | 11 | 2010 | 6 | 1949
9765 | John Deere Dubuque Works | 54414 | John Deere Dubuque Works | Industrial Non-CHP | IA | GEN4 | 7.5 | Conventional Steam Coal | BIT | ST | 11 | 2010 | 2 | 1964
56081 | Southeastern Chester County Refuse Auth | 56873 | SECCRA Community Landfill | Commercial Non-CHP | PA | 2 | 1.1 | Landfill Gas | LFG | IC | 11 | 2010 | 10 | 2008
9418 | City of Iola - (KS) | 1291 | Iola | Electric Utility | KS | 4 | 4.3 | Natural Gas Steam Turbine | NG | ST | 10 | 2010 | 88 | 1949
9418 | City of Iola - (KS) | 1291 | Iola | Electric Utility | KS | 5 | 5.3 | Natural Gas Steam Turbine | NG | ST | 10 | 2010 | 88 | 1957
4254 | Consumers Energy Co | 1706 | Gaylord - Consumers | Electric Utility | MI | 5 | 14 | Natural Gas Fired Combustion Turbine | NG | GT | 10 | 2010 | 4 | 1968
20910 | Wolverine Power Supply Coop | 1873 | Tower | Electric Utility | MI | 2 | 1.3 | Petroleum Liquids | DFO | IC | 10 | 2010 | 1 | 1948
20910 | Wolverine Power Supply Coop | 1873 | Tower | Electric Utility | MI | 3 | 1.3 | Petroleum Liquids | DFO | IC | 10 | 2010 | 1 | 1951
20910 | Wolverine Power Supply Coop | 1873 | Tower | Electric Utility | MI | IC1 | 1.3 | Petroleum Liquids | DFO | IC | 10 | 2010 | 1 | 1948
17833 | City Utilities of Springfield - (MO) | 2162 | Main Street (MO) | Electric Utility | MO | 1 | 12 | Petroleum Liquids | DFO | GT | 10 | 2010 | 1 | 1968
19150 | Trenton Municipal Utilities - (MO) | 2163 | Trenton Diesel | Electric Utility | MO | 6 | 1.2 | Petroleum Liquids | DFO | IC | 10 | 2010 | 88 | 1958
12119 | McGrath Light & Power Co | 6555 | McGrath | Electric Utility | AK | 3 | 0.2 | Petroleum Liquids | DFO | IC | 10 | 2010 | 8 | 1979
12119 | McGrath Light & Power Co | 6555 | McGrath | Electric Utility | AK | 4 | 0.1 | Petroleum Liquids | DFO | IC | 10 | 2010 | 8 | 1979
12119 | McGrath Light & Power Co | 6555 | McGrath | Electric Utility | AK | 5 | 0.6 | Petroleum Liquids | DFO | IC | 10 | 2010 | 8 | 1979
5543 | E I DuPont De Nemours & Co | 10797 | Old Hickory Plant | Industrial CHP | TN | IG | 1 | Natural Gas Steam Turbine | NG | ST | 10 | 2010 | 1 | 1993
14328 | Pacific Gas & Electric Co | 246 | Humboldt Bay | Electric Utility | CA | ST1 | 52 | Natural Gas Steam Turbine | NG | ST | 9 | 2010 | 12 | 1956
14328 | Pacific Gas & Electric Co | 246 | Humboldt Bay | Electric Utility | CA | ST2 | 53 | Natural Gas Steam Turbine | NG | ST | 9 | 2010 | 12 | 1958
9216 | Imperial Irrigation District | 389 | El Centro | Electric Utility | CA | 3 | 42 | Natural Gas Steam Turbine | NG | ST | 9 | 2010 | 11 | 1957
13756 | Northern Indiana Pub Serv Co | 996 | Dean H Mitchell | Electric Utility | IN | 11 | 110 | Conventional Steam Coal | SUB | ST | 9 | 2010 | 5 | 1970
13756 | Northern Indiana Pub Serv Co | 996 | Dean H Mitchell | Electric Utility | IN | 4 | 125 | Natural Gas Steam Turbine | NG | ST | 9 | 2010 | 12 | 1956
13756 | Northern Indiana Pub Serv Co | 996 | Dean H Mitchell | Electric Utility | IN | 5 | 125 | Conventional Steam Coal | SUB | ST | 9 | 2010 | 5 | 1959
13756 | Northern Indiana Pub Serv Co | 996 | Dean H Mitchell | Electric Utility | IN | 6 | 125 | Conventional Steam Coal | SUB | ST | 9 | 2010 | 9 | 1959
13756 | Northern Indiana Pub Serv Co | 997 | Michigan City | Electric Utility | IN | 2 | 60 | Natural Gas Steam Turbine | NG | ST | 9 | 2010 | 11 | 1950
13756 | Northern Indiana Pub Serv Co | 997 | Michigan City | Electric Utility | IN | 3 | 60 | Natural Gas Steam Turbine | NG | ST | 9 | 2010 | 10 | 1951
13478 | Entergy New Orleans Inc | 1407 | A B Paterson | Electric Utility | LA | 3 | 40 | Natural Gas Steam Turbine | NG | ST | 9 | 2010 | 4 | 1950
13478 | Entergy New Orleans Inc | 1407 | A B Paterson | Electric Utility | LA | 4 | 72 | Natural Gas Steam Turbine | NG | ST | 9 | 2010 | 12 | 1954
13478 | Entergy New Orleans Inc | 1407 | A B Paterson | Electric Utility | LA | 5 | 11 | Petroleum Liquids | DFO | GT | 9 | 2010 | 9 | 1967
14328 | Pacific Gas & Electric Co | 6212 | Mobile GT | Electric Utility | CA | 2 | 15 | Petroleum Liquids | DFO | GT | 9 | 2010 | 8 | 1975
14328 | Pacific Gas & Electric Co | 6212 | Mobile GT | Electric Utility | CA | 3 | 15 | Petroleum Liquids | DFO | GT | 9 | 2010 | 6 | 1976
26616 | North Slope Borough Power & Light | 7487 | NSB Anaktuvuk Pass | Electric Utility | AK | 4 | 0.1 | Petroleum Liquids | DFO | IC | 9 | 2010 | 9 | 1994
21020 | Wythe Park Power Inc | 54047 | Wythe Park Power 3 Richmond Plant | IPP Non-CHP | VA | EXIS | 3 | Petroleum Liquids | DFO | IC | 9 | 2010 | 7 | 1991
1687 | Bio-Energy Partners | 55925 | Ridgeview | IPP Non-CHP | WI | GEN10 | 0.8 | Landfill Gas | LFG | IC | 9 | 2010 | 12 | 2006
19150 | Trenton Municipal Utilities - (MO) | 2163 | Trenton Diesel | Electric Utility | MO | 7 | 0.9 | Petroleum Liquids | DFO | IC | 8 | 2010 | 88 | 1966
6526 | FirstEnergy Generation Corp | 2857 | FirstEnergy Edgewater | IPP Non-CHP | OH | CTA | 19 | Petroleum Liquids | DFO | GT | 8 | 2010 | 5 | 1973
6526 | FirstEnergy Generation Corp | 2857 | FirstEnergy Edgewater | IPP Non-CHP | OH | CTB | 19 | Petroleum Liquids | DFO | GT | 8 | 2010 | 5 | 1973
17164 | Sierra Pacific Industries Inc | 50111 | Sierra Pacific Loyalton Facility | IPP Non-CHP | CA | GEN1 | 11.8 | Wood/Wood Waste Biomass | WDS | ST | 8 | 2010 | 9 | 1989
4202 | Phillips 66-Ponca City Refinery | 52188 | Ponca City Refinery | Industrial CHP | OK | G1 | 3 | Other Gases | OG | ST | 8 | 2010 | 9 | 1947
4202 | Phillips 66-Ponca City Refinery | 52188 | Ponca City Refinery | Industrial CHP | OK | G2 | 3 | Other Gases | OG | ST | 8 | 2010 | 9 | 1947
19685 | Valero Refining Co | 10203 | Valero Refinery Corpus Christi East | Industrial CHP | TX | GEN1 | 17 | Natural Gas Fired Combustion Turbine | NG | GT | 7 | 2010 | 9 | 1984
19685 | Valero Refining Co | 10203 | Valero Refinery Corpus Christi East | Industrial CHP | TX | GEN2 | 17 | Natural Gas Fired Combustion Turbine | NG | GT | 7 | 2010 | 10 | 1984
57223 | Sycamore Energy 1 LLC | 10387 | Sycamore Energy 1 | IPP Non-CHP | CA | 1 | 0.7 | Landfill Gas | LFG | GT | 7 | 2010 | 12 | 1989
164 | AERA Energy LLC | 55185 | Aera South Belridge Cogen Facility | Industrial CHP | CA | GENA | 2.7 | Natural Gas Fired Combustion Turbine | NG | GT | 7 | 2010 | 9 | 1989
164 | AERA Energy LLC | 55185 | Aera South Belridge Cogen Facility | Industrial CHP | CA | GENB | 2.7 | Natural Gas Fired Combustion Turbine | NG | GT | 7 | 2010 | 9 | 1989
164 | AERA Energy LLC | 55185 | Aera South Belridge Cogen Facility | Industrial CHP | CA | GENC | 2.7 | Natural Gas Fired Combustion Turbine | NG | GT | 7 | 2010 | 9 | 1989
6452 | Florida Power & Light Co | 609 | Cape Canaveral | Electric Utility | FL | 1 | 396 | Petroleum Liquids | RFO | ST | 6 | 2010 | 4 | 1965
6452 | Florida Power & Light Co | 609 | Cape Canaveral | Electric Utility | FL | 2 | 396 | Petroleum Liquids | RFO | ST | 6 | 2010 | 5 | 1969
17320 | Sleepy Eye Public Utility Comm | 2011 | Sleepy Eye | Electric Utility | MN | 3 | 1.5 | Petroleum Liquids | DFO | IC | 6 | 2010 | 7 | 1961
19856 | City of Vineland - (NJ) | 2434 | Howard Down | Electric Utility | NJ | 9 | 17 | Petroleum Liquids | RFO | ST | 6 | 2010 | 12 | 1960
14624 | PUD No 2 of Grant County | 3888 | Wanapum | Electric Utility | WA | 7 | 103.8 | Conventional Hydroelectric | WAT | HY | 6 | 2010 | 11 | 1963
11624 | City of Marblehead - (MA) | 6585 | Commercial Street | Electric Utility | MA | 2 | 1 | Petroleum Liquids | DFO | IC | 6 | 2010 | 11 | 1975
15500 | Puget Sound Energy Inc | 7867 | Snoqualmie 2 | Electric Utility | WA | 6 | 13.9 | Conventional Hydroelectric | WAT | HY | 6 | 2010 | 1 | 1910
991 | Air Products & Chemicals Inc | 10639 | New Orleans | Industrial CHP | LA | GEN2 | 4 | Natural Gas Steam Turbine | NG | ST | 6 | 2010 | 6 | 1995
9348 | International Paper | 52152 | International Paper Franklin Mill | Industrial CHP | VA | GEN1 | 5 | Wood/Wood Waste Biomass | BLQ | ST | 6 | 2010 | 11 | 1937
9348 | International Paper | 52152 | International Paper Franklin Mill | Industrial CHP | VA | GEN2 | 3.7 | Wood/Wood Waste Biomass | BLQ | ST | 6 | 2010 | 11 | 1937
9348 | International Paper | 52152 | International Paper Franklin Mill | Industrial CHP | VA | GEN3 | 2.5 | Wood/Wood Waste Biomass | BLQ | ST | 6 | 2010 | 1 | 1942
9348 | International Paper | 52152 | International Paper Franklin Mill | Industrial CHP | VA | GEN6 | 9.3 | Wood/Wood Waste Biomass | BLQ | ST | 6 | 2010 | 11 | 1950
9348 | International Paper | 52152 | International Paper Franklin Mill | Industrial CHP | VA | GEN7 | 15.6 | Wood/Wood Waste Biomass | BLQ | ST | 6 | 2010 | 3 | 1958
9348 | International Paper | 52152 | International Paper Franklin Mill | Industrial CHP | VA | GEN8 | 27.5 | Wood/Wood Waste Biomass | BLQ | ST | 6 | 2010 | 3 | 1970
25049 | Gas Recovery Systems Inc | 55585 | Randolph Electric | IPP Non-CHP | MA | 1 | 0.9 | Landfill Gas | LFG | IC | 6 | 2010 | 2 | 2000
25049 | Gas Recovery Systems Inc | 55585 | Randolph Electric | IPP Non-CHP | MA | 2 | 0.9 | Landfill Gas | LFG | IC | 6 | 2010 | 2 | 2000
25049 | Gas Recovery Systems Inc | 55585 | Randolph Electric | IPP Non-CHP | MA | 3 | 0.9 | Landfill Gas | LFG | IC | 6 | 2010 | 2 | 2000
25049 | Gas Recovery Systems Inc | 55586 | Halifax Electric | IPP Non-CHP | MA | 1 | 0.9 | Landfill Gas | LFG | IC | 6 | 2010 | 4 | 1997
25049 | Gas Recovery Systems Inc | 55586 | Halifax Electric | IPP Non-CHP | MA | 2 | 0.9 | Landfill Gas | LFG | IC | 6 | 2010 | 4 | 1997
25049 | Gas Recovery Systems Inc | 55586 | Halifax Electric | IPP Non-CHP | MA | 3 | 0.9 | Landfill Gas | LFG | IC | 6 | 2010 | 4 | 1997
7140 | Georgia Power Co | 701 | Barnett Shoals | Electric Utility | GA | 1 | 0.2 | Conventional Hydroelectric | WAT | HY | 5 | 2010 | 12 | 1910
7140 | Georgia Power Co | 701 | Barnett Shoals | Electric Utility | GA | 2 | 0.2 | Conventional Hydroelectric | WAT | HY | 5 | 2010 | 12 | 1910
7140 | Georgia Power Co | 701 | Barnett Shoals | Electric Utility | GA | 3 | 0.2 | Conventional Hydroelectric | WAT | HY | 5 | 2010 | 12 | 1910
7140 | Georgia Power Co | 701 | Barnett Shoals | Electric Utility | GA | 4 | 0.2 | Conventional Hydroelectric | WAT | HY | 5 | 2010 | 12 | 1910
2287 | City of Brooklyn - (IA) | 1128 | Brooklyn | Electric Utility | IA | 4 | 0.5 | Natural Gas Internal Combustion Engine | NG | IC | 5 | 2010 | 6 | 1955
40548 | Unalakleet Valley Elec Coop | 6299 | Unalakleet | Electric Utility | AK | 1 | 0.3 | Petroleum Liquids | DFO | IC | 5 | 2010 | 10 | 1965
40548 | Unalakleet Valley Elec Coop | 6299 | Unalakleet | Electric Utility | AK | 2 | 0.5 | Petroleum Liquids | DFO | IC | 5 | 2010 | 5 | 1982
40548 | Unalakleet Valley Elec Coop | 6299 | Unalakleet | Electric Utility | AK | 3 | 0.4 | Petroleum Liquids | DFO | IC | 5 | 2010 | 3 | 1983
40548 | Unalakleet Valley Elec Coop | 6299 | Unalakleet | Electric Utility | AK | 4 | 0.4 | Petroleum Liquids | DFO | IC | 5 | 2010 | 3 | 1983
5107 | City of Detroit - (MI) | 1822 | Mistersky | Electric Utility | MI | 5 | 44 | Natural Gas Steam Turbine | NG | ST | 4 | 2010 | 8 | 1950
15500 | Puget Sound Energy Inc | 3860 | Snoqualmie | Electric Utility | WA | 5 | 6.5 | Conventional Hydroelectric | WAT | HY | 4 | 2010 | 12 | 1905
20856 | Wisconsin Power & Light Co | 4048 | Blackhawk | Electric Utility | WI | 3 | 26.5 | Natural Gas Steam Turbine | NG | ST | 4 | 2010 | 1 | 1946
20856 | Wisconsin Power & Light Co | 4048 | Blackhawk | Electric Utility | WI | 4 | 24.3 | Natural Gas Steam Turbine | NG | ST | 4 | 2010 | 1 | 1948
20856 | Wisconsin Power & Light Co | 4057 | Rock River | Electric Utility | WI | 1 | 72.9 | Natural Gas Steam Turbine | NG | ST | 4 | 2010 | 1 | 1954
20856 | Wisconsin Power & Light Co | 4057 | Rock River | Electric Utility | WI | 2 | 76.7 | Natural Gas Steam Turbine | NG | ST | 4 | 2010 | 9 | 1955
3103 | Cargill Inc | 10729 | Cargill Corn Wet Milling Plant | Industrial CHP | TN | GEN2 | 4.3 | Natural Gas Fired Combustion Turbine | NG | GT | 4 | 2010 | 1 | 1991
19547 | Hawaiian Electric Co Inc | 56330 | Ewa Nui Substation DG | Electric Utility | HI | DG1 | 1.6 | Petroleum Liquids | DFO | IC | 4 | 2010 | 10 | 2005
19547 | Hawaiian Electric Co Inc | 56330 | Ewa Nui Substation DG | Electric Utility | HI | DG2 | 1.6 | Petroleum Liquids | DFO | IC | 4 | 2010 | 10 | 2005
19547 | Hawaiian Electric Co Inc | 56330 | Ewa Nui Substation DG | Electric Utility | HI | DG3 | 1.6 | Petroleum Liquids | DFO | IC | 4 | 2010 | 10 | 2005
19547 | Hawaiian Electric Co Inc | 56330 | Ewa Nui Substation DG | Electric Utility | HI | DG4 | 1.6 | Petroleum Liquids | DFO | IC | 4 | 2010 | 5 | 2007
19547 | Hawaiian Electric Co Inc | 56330 | Ewa Nui Substation DG | Electric Utility | HI | DG5 | 1.6 | Petroleum Liquids | DFO | IC | 4 | 2010 | 5 | 2007
19547 | Hawaiian Electric Co Inc | 56330 | Ewa Nui Substation DG | Electric Utility | HI | DG6 | 1.6 | Petroleum Liquids | DFO | IC | 4 | 2010 | 5 | 2007
19547 | Hawaiian Electric Co Inc | 56331 | Iwilei Tank Farm DG | Electric Utility | HI | DG1 | 1.6 | Petroleum Liquids | DFO | IC | 4 | 2010 | 11 | 2005
19547 | Hawaiian Electric Co Inc | 56331 | Iwilei Tank Farm DG | Electric Utility | HI | DG2 | 1.6 | Petroleum Liquids | DFO | IC | 4 | 2010 | 11 | 2005
19547 | Hawaiian Electric Co Inc | 56331 | Iwilei Tank Farm DG | Electric Utility | HI | DG3 | 1.6 | Petroleum Liquids | DFO | IC | 4 | 2010 | 11 | 2005
19547 | Hawaiian Electric Co Inc | 56332 | Helemano Substation DG | Electric Utility | HI | DG1 | 1.6 | Petroleum Liquids | DFO | IC | 4 | 2010 | 11 | 2005
19547 | Hawaiian Electric Co Inc | 56332 | Helemano Substation DG | Electric Utility | HI | DG2 | 1.6 | Petroleum Liquids | DFO | IC | 4 | 2010 | 11 | 2005
19547 | Hawaiian Electric Co Inc | 56332 | Helemano Substation DG | Electric Utility | HI | DG3 | 1.6 | Petroleum Liquids | DFO | IC | 4 | 2010 | 11 | 2005
19547 | Hawaiian Electric Co Inc | 56514 | Kalaeoloa Pole Yard DG | Electric Utility | HI | DG1 | 1.6 | Petroleum Liquids | DFO | IC | 4 | 2010 | 12 | 2006
19547 | Hawaiian Electric Co Inc | 56514 | Kalaeoloa Pole Yard DG | Electric Utility | HI | DG2 | 1.6 | Petroleum Liquids | DFO | IC | 4 | 2010 | 12 | 2006
19547 | Hawaiian Electric Co Inc | 56514 | Kalaeoloa Pole Yard DG | Electric Utility | HI | DG3 | 1.6 | Petroleum Liquids | DFO | IC | 4 | 2010 | 12 | 2006
19547 | Hawaiian Electric Co Inc | 56515 | CEIP Substation Distributed Generation | Electric Utility | HI | DG1 | 1.6 | Petroleum Liquids | DFO | IC | 4 | 2010 | 11 | 2006
19547 | Hawaiian Electric Co Inc | 56515 | CEIP Substation Distributed Generation | Electric Utility | HI | DG2 | 1.6 | Petroleum Liquids | DFO | IC | 4 | 2010 | 11 | 2006
19547 | Hawaiian Electric Co Inc | 56515 | CEIP Substation Distributed Generation | Electric Utility | HI | DG3 | 1.6 | Petroleum Liquids | DFO | IC | 4 | 2010 | 11 | 2006
17874 | City of St George | 7767 | Bloomington Power Plant | Electric Utility | UT | 7 | 1.5 | Petroleum Liquids | DFO | IC | 3 | 2010 | 3 | 1999
21116 | YKK USA Inc | 54566 | YKK USA Chestney | Industrial Non-CHP | GA | GEN1 | 1.5 | Petroleum Liquids | DFO | IC | 3 | 2010 | 5 | 1993
21116 | YKK USA Inc | 54566 | YKK USA Chestney | Industrial Non-CHP | GA | GEN2 | 1.5 | Petroleum Liquids | DFO | IC | 3 | 2010 | 5 | 1994
21116 | YKK USA Inc | 54566 | YKK USA Chestney | Industrial Non-CHP | GA | GEN3 | 1.7 | Petroleum Liquids | DFO | IC | 3 | 2010 | 8 | 1995
38021 | Athens Regional Medical Center | 55319 | Athens Regional Medical Center | Commercial Non-CHP | GA | CU1 | 0.7 | Petroleum Liquids | DFO | IC | 3 | 2010 | 1 | 1979
15296 | New York Power Authority | 2491 | Charles Poletti | Electric Utility | NY | 6 | 847 | Petroleum Liquids | RFO | ST | 2 | 2010 | 3 | 1977
14354 | PacifiCorp | 6482 | Cline Falls | Electric Utility | OR | 1 | 1.1 | Conventional Hydroelectric | WAT | HY | 2 | 2010 | 5 | 1943
11079 | Little Rock Wastewater Utility | 10050 | Fourche Creek Wastewater | Commercial CHP | AR | 1 | 0.5 | Other Waste Biomass | OBG | IC | 2 | 2010 | 7 | 1983
21148 | Zapco Energy Tactics Corp | 50788 | Lafayette Energy Partners LP | IPP Non-CHP | NJ | HA1 | 0.5 | Landfill Gas | LFG | IC | 2 | 2010 | 7 | 1990
21148 | Zapco Energy Tactics Corp | 50788 | Lafayette Energy Partners LP | IPP Non-CHP | NJ | HA2 | 0.5 | Landfill Gas | LFG | IC | 2 | 2010 | 7 | 1990
54843 | WM Illinois Renewable Energy LLC | 55014 | Greene Valley Gas Recovery | IPP Non-CHP | IL | GEN3 | 2.9 | Landfill Gas | LFG | GT | 2 | 2010 | 3 | 1998
599 | Anchorage Municipal Light and Power | 75 | Anchorage 1 | Electric Utility | AK | D1 | 1.2 | Petroleum Liquids | DFO | IC | 1 | 2010 | 0 | 1956
599 | Anchorage Municipal Light and Power | 75 | Anchorage 1 | Electric Utility | AK | D2 | 1.4 | Petroleum Liquids | DFO | IC | 1 | 2010 | 0 | 1947
15466 | Public Service Co of Colorado | 478 | Zuni | Electric Utility | CO | 1 | 26 | Natural Gas Steam Turbine | NG | ST | 1 | 2010 | 0 | 1948
9732 | City of Jetmore | 1292 | Jetmore | Electric Utility | KS | 3 | 0.2 | Petroleum Liquids | DFO | IC | 1 | 2010 | 1 | 1946
9732 | City of Jetmore | 1292 | Jetmore | Electric Utility | KS | 4 | 0.8 | Petroleum Liquids | DFO | IC | 1 | 2010 | 1 | 1964
20880 | City of Wisner | 2316 | Wisner | Electric Utility | NE | 1 | 0.6 | Petroleum Liquids | DFO | IC | 1 | 2010 | 88 | 1954
20880 | City of Wisner | 2316 | Wisner | Electric Utility | NE | 2 | 0.4 | Petroleum Liquids | DFO | IC | 1 | 2010 | 88 | 1947
15698 | Raton Public Service Company | 2468 | Raton | Electric Utility | NM | 5 | 6.9 | Conventional Steam Coal | BIT | ST | 1 | 2010 | 3 | 1961
17845 | City of Springville - (UT) | 3688 | Bartholomew | Electric Utility | UT | 1 | 0.5 | Conventional Hydroelectric | WAT | HY | 1 | 2010 | 10 | 1948
50006 | Invista | 10793 | Seaford Delaware Plant | Industrial CHP | DE | GEN1 | 9 | Natural Gas Steam Turbine | NG | ST | 1 | 2010 | 1 | 1939
50006 | Invista | 10793 | Seaford Delaware Plant | Industrial CHP | DE | GEN3 | 9 | Natural Gas Steam Turbine | NG | ST | 1 | 2010 | 1 | 1939
56216 | Multitrade Rabun Gap LLC | 50201 | Rabun Gap Cogen Facility | IPP Non-CHP | GA | ST1 | 4.1 | Wood/Wood Waste Biomass | WDS | ST | 1 | 2010 | 1 | 1986
54842 | WM Renewable Energy LLC | 50578 | Stowe Power Production Plant | IPP Non-CHP | PA | GEN1 | 2.9 | Landfill Gas | LFG | GT | 1 | 2010 | 3 | 1989
6564 | Formosa Plastics Corp | 54518 | Formosa Plastics | Industrial CHP | LA | GT1 | 33 | Natural Gas Fired Combustion Turbine | NG | GT | 1 | 2010 | 3 | 1985
14030 | Oklahoma State University | 54779 | Oklahoma State University | Commercial CHP | OK | GEN3 | 1.6 | Natural Gas Steam Turbine | NG | ST | 1 | 2010 | 6 | 1950
9216 | Imperial Irrigation District | 383 | Brawley | Electric Utility | CA | GT1 | 9 | Petroleum Liquids | DFO | GT | 12 | 2009 | 7 | 1962
9216 | Imperial Irrigation District | 383 | Brawley | Electric Utility | CA | GT2 | 9 | Petroleum Liquids | DFO | GT | 12 | 2009 | 8 | 1962
6452 | Florida Power & Light Co | 621 | Turkey Point | Electric Utility | FL | IC1 | 2.4 | Petroleum Liquids | DFO | IC | 12 | 2009 | 4 | 1968
6452 | Florida Power & Light Co | 621 | Turkey Point | Electric Utility | FL | IC2 | 2.4 | Petroleum Liquids | DFO | IC | 12 | 2009 | 4 | 1968
6452 | Florida Power & Light Co | 621 | Turkey Point | Electric Utility | FL | IC3 | 2.4 | Petroleum Liquids | DFO | IC | 12 | 2009 | 4 | 1968
6452 | Florida Power & Light Co | 621 | Turkey Point | Electric Utility | FL | IC4 | 2.4 | Petroleum Liquids | DFO | IC | 12 | 2009 | 4 | 1968
6452 | Florida Power & Light Co | 621 | Turkey Point | Electric Utility | FL | IC5 | 2.4 | Petroleum Liquids | DFO | IC | 12 | 2009 | 4 | 1968
40580 | Southern Minnesota Mun P Agny | 1973 | Fairmont (MN) | Electric Utility | MN | 3 | 4.9 | Natural Gas Steam Turbine | NG | ST | 12 | 2009 | 88 | 1945
40580 | Southern Minnesota Mun P Agny | 1973 | Fairmont (MN) | Electric Utility | MN | 4 | 5 | Natural Gas Steam Turbine | NG | ST | 12 | 2009 | 88 | 1949
40580 | Southern Minnesota Mun P Agny | 1973 | Fairmont (MN) | Electric Utility | MN | 5 | 7.8 | Natural Gas Steam Turbine | NG | ST | 12 | 2009 | 88 | 1959
22146 | GMMM Holdings 1, LLC | 2526 | GMMM Westover | IPP CHP | NY | 7 | 43.7 | Conventional Steam Coal | BIT | ST | 12 | 2009 | 9 | 1943
25 | Greenidge Generation Holdings LLC | 2527 | Greenidge Generation LLC | IPP Non-CHP | NY | 3 | 52 | Conventional Steam Coal | BIT | ST | 12 | 2009 | 4 | 1950
6035 | Exelon Power | 3491 | Handley | IPP Non-CHP | TX | 1 | 42 | Natural Gas Steam Turbine | NG | ST | 12 | 2009 | 4 | 1948
6035 | Exelon Power | 3491 | Handley | IPP Non-CHP | TX | 2 | 75 | Natural Gas Steam Turbine | NG | ST | 12 | 2009 | 12 | 1950
5529 | City of Durant - (IA) | 6220 | Durant | Electric Utility | IA | 4 | 0.5 | Petroleum Liquids | DFO | IC | 12 | 2009 | 88 | 1954
5529 | City of Durant - (IA) | 6220 | Durant | Electric Utility | IA | 5 | 0.5 | Petroleum Liquids | DFO | IC | 12 | 2009 | 88 | 1958
50079 | Utility Board of Key West City | 6584 | Stock Island | Electric Utility | FL | IC1 | 1.5 | Petroleum Liquids | DFO | IC | 12 | 2009 | 1 | 1965
50079 | Utility Board of Key West City | 6584 | Stock Island | Electric Utility | FL | IC2 | 1.5 | Petroleum Liquids | DFO | IC | 12 | 2009 | 1 | 1965
50079 | Utility Board of Key West City | 6584 | Stock Island | Electric Utility | FL | IC3 | 1.5 | Petroleum Liquids | DFO | IC | 12 | 2009 | 1 | 1965
8776 | City of Holyoke Gas and Electric Dept. | 9864 | Cabot Holyoke | Electric Utility | MA | 9 | 5.7 | Natural Gas Steam Turbine | NG | ST | 12 | 2009 | 88 | 1941
56389 | Doyon Utilities - Ft. Wainwright | 50308 | Utility Plants Section | Electric Utility | AK | GEN2 |  | Conventional Steam Coal | SUB | ST | 12 | 2009 | 1 | 1945
11637 | Marathon Electric Mfg Corp | 50990 | Marathon Electric | Industrial Non-CHP | WI | P3-5 | 0.7 | Petroleum Liquids | DFO | IC | 12 | 2009 | 4 | 1997
56108 | Targa Pipeline Mid-Continent WestTex LLC | 54459 | Midkiff Plant | Industrial Non-CHP | TX | 1 | 1.2 | Natural Gas Internal Combustion Engine | NG | IC | 12 | 2009 | 5 | 1990
56108 | Targa Pipeline Mid-Continent WestTex LLC | 54459 | Midkiff Plant | Industrial Non-CHP | TX | 2 | 1.2 | Natural Gas Internal Combustion Engine | NG | IC | 12 | 2009 | 5 | 1990
56108 | Targa Pipeline Mid-Continent WestTex LLC | 54459 | Midkiff Plant | Industrial Non-CHP | TX | 3 | 1.2 | Natural Gas Internal Combustion Engine | NG | IC | 12 | 2009 | 5 | 1990
15399 | Iberdrola Renewables Inc | 55339 | Phoenix Wind Power LLC | IPP Non-CHP | CA | GEN1 | 1.5 | Onshore Wind Turbine | WND | WT | 12 | 2009 | 6 | 1999
7833 | Gwitchyaa Zhee Utility Co | 7174 | Gwitchyaa Zhee | Electric Utility | AK | 5 | 0.4 | Petroleum Liquids | DFO | IC | 11 | 2009 | 12 | 2000
7019 | Gay & Robinson Inc | 50333 | Gay Robinson | Industrial Non-CHP | HI | ST4 | 2.5 | Other Waste Biomass | AB | ST | 11 | 2009 | 7 | 1995
5338 | Dow Chemical Co | 52120 | Dow Chemical Texas Operation | Industrial CHP | TX | G-35 | 95.6 | Natural Gas Fired Combined Cycle | NG | CT | 11 | 2009 | 2 | 1983
17828 | City of Springfield - (IL) | 964 | Lakeside | Electric Utility | IL | 6 | 38 | Conventional Steam Coal | BIT | ST | 10 | 2009 | 4 | 1961
17828 | City of Springfield - (IL) | 964 | Lakeside | Electric Utility | IL | 7 | 38 | Conventional Steam Coal | BIT | ST | 10 | 2009 | 12 | 1965
20847 | Wisconsin Electric Power Co | 1769 | Presque Isle | Electric Utility | MI | 3 | 58 | Conventional Steam Coal | BIT | ST | 10 | 2009 | 1 | 1964
20847 | Wisconsin Electric Power Co | 1769 | Presque Isle | Electric Utility | MI | 4 | 58 | Conventional Steam Coal | BIT | ST | 10 | 2009 | 12 | 1966
54888 | NRG Texas Power LLC | 3466 | P H Robinson | IPP Non-CHP | TX | 1 | 461 | Natural Gas Steam Turbine | NG | ST | 10 | 2009 | 6 | 1966
54888 | NRG Texas Power LLC | 3466 | P H Robinson | IPP Non-CHP | TX | 2 | 461 | Natural Gas Steam Turbine | NG | ST | 10 | 2009 | 4 | 1967
54888 | NRG Texas Power LLC | 3466 | P H Robinson | IPP Non-CHP | TX | 3 | 552 | Natural Gas Steam Turbine | NG | ST | 10 | 2009 | 12 | 1968
54888 | NRG Texas Power LLC | 3466 | P H Robinson | IPP Non-CHP | TX | 4 | 737 | Natural Gas Steam Turbine | NG | ST | 10 | 2009 | 12 | 1973
11571 | Manitowoc Public Utilities | 4125 | Manitowoc | Electric Utility | WI | IC1 | 5 | Natural Gas Internal Combustion Engine | NG | IC | 10 | 2009 | 9 | 1985
221 | Alaska Village Elec Coop, Inc | 6311 | Chevak | Electric Utility | AK | 1 | 0.4 | Petroleum Liquids | DFO | IC | 10 | 2009 | 10 | 1977
221 | Alaska Village Elec Coop, Inc | 6311 | Chevak | Electric Utility | AK | 2 | 0.3 | Petroleum Liquids | DFO | IC | 10 | 2009 | 11 | 1976
221 | Alaska Village Elec Coop, Inc | 6311 | Chevak | Electric Utility | AK | 3 | 0.3 | Petroleum Liquids | DFO | IC | 10 | 2009 | 12 | 1979
12397 | Metropolitan Water District of S CA | 7942 | Diamond Valley Lake | Electric Utility | CA | 1 |  | Conventional Hydroelectric | WAT | HY | 10 | 2009 | 5 | 2001
12397 | Metropolitan Water District of S CA | 7942 | Diamond Valley Lake | Electric Utility | CA | 5 |  | Conventional Hydroelectric | WAT | HY | 10 | 2009 | 12 | 2001
12397 | Metropolitan Water District of S CA | 7942 | Diamond Valley Lake | Electric Utility | CA | 9 |  | Conventional Hydroelectric | WAT | HY | 10 | 2009 | 12 | 2001
34691 | Ormat Nevada Inc | 50764 | Ormesa IE | IPP Non-CHP | CA | OE10 | 0.6 | Geothermal | GEO | ST | 10 | 2009 | 12 | 1988
34691 | Ormat Nevada Inc | 50764 | Ormesa IE | IPP Non-CHP | CA | OE11 | 1 | Geothermal | GEO | ST | 10 | 2009 | 12 | 1988
34691 | Ormat Nevada Inc | 50764 | Ormesa IE | IPP Non-CHP | CA | OE12 | 0.6 | Geothermal | GEO | ST | 10 | 2009 | 12 | 1988
34691 | Ormat Nevada Inc | 50764 | Ormesa IE | IPP Non-CHP | CA | OEC1 | 1 | Geothermal | GEO | ST | 10 | 2009 | 12 | 1988
34691 | Ormat Nevada Inc | 50764 | Ormesa IE | IPP Non-CHP | CA | OEC2 | 0.6 | Geothermal | GEO | ST | 10 | 2009 | 12 | 1988
34691 | Ormat Nevada Inc | 50764 | Ormesa IE | IPP Non-CHP | CA | OEC3 | 1 | Geothermal | GEO | ST | 10 | 2009 | 12 | 1988
34691 | Ormat Nevada Inc | 50764 | Ormesa IE | IPP Non-CHP | CA | OEC4 | 0.6 | Geothermal | GEO | ST | 10 | 2009 | 12 | 1988
34691 | Ormat Nevada Inc | 50764 | Ormesa IE | IPP Non-CHP | CA | OEC5 | 1 | Geothermal | GEO | ST | 10 | 2009 | 12 | 1988
34691 | Ormat Nevada Inc | 50764 | Ormesa IE | IPP Non-CHP | CA | OEC6 | 0.6 | Geothermal | GEO | ST | 10 | 2009 | 12 | 1988
34691 | Ormat Nevada Inc | 50764 | Ormesa IE | IPP Non-CHP | CA | OEC7 | 1 | Geothermal | GEO | ST | 10 | 2009 | 12 | 1988
34691 | Ormat Nevada Inc | 50764 | Ormesa IE | IPP Non-CHP | CA | OEC8 | 0.6 | Geothermal | GEO | ST | 10 | 2009 | 12 | 1988
34691 | Ormat Nevada Inc | 50764 | Ormesa IE | IPP Non-CHP | CA | OEC9 | 1 | Geothermal | GEO | ST | 10 | 2009 | 12 | 1988
5338 | Dow Chemical Co | 52120 | Dow Chemical Texas Operation | Industrial CHP | TX | G-36 | 99 | Natural Gas Fired Combined Cycle | NG | CT | 10 | 2009 | 2 | 1983
9765 | John Deere Dubuque Works | 54414 | John Deere Dubuque Works | Industrial Non-CHP | IA | GEN3 | 1.5 | Conventional Steam Coal | BIT | ST | 10 | 2009 | 11 | 1989
7011 | Gas Recovery Services-IL Inc | 55592 | Mallard Lake Electric | IPP Non-CHP | IL | 3 | 3.8 | Landfill Gas | LFG | CT | 10 | 2009 | 10 | 1997
16955 | City of Seward - (AK) | 92 | Seward (AK) | Electric Utility | AK | 1 | 1 | Petroleum Liquids | DFO | IC | 9 | 2009 | 4 | 1965
16955 | City of Seward - (AK) | 92 | Seward (AK) | Electric Utility | AK | 2 | 1 | Petroleum Liquids | DFO | IC | 9 | 2009 | 4 | 1965
55983 | Luminant Generation Company LLC | 50615 | TXU Sweetwater Generating Plant | IPP CHP | TX | STG1 | 76 | Natural Gas Fired Combined Cycle | NG | CA | 9 | 2009 | 6 | 1989
9205 | Illinois Electricial Gen Partn | 55761 | Devonshire Power Partners LLC | IPP Non-CHP | IL | DO3 | 1 | Landfill Gas | LFG | IC | 9 | 2009 | 12 | 1997
9205 | Illinois Electricial Gen Partn | 55761 | Devonshire Power Partners LLC | IPP Non-CHP | IL | DO4 | 1 | Landfill Gas | LFG | IC | 9 | 2009 | 12 | 1997
9205 | Illinois Electricial Gen Partn | 55761 | Devonshire Power Partners LLC | IPP Non-CHP | IL | DO5 | 1 | Landfill Gas | LFG | IC | 9 | 2009 | 12 | 1997
986 | Aurora Energy LLC | 79 | Aurora Energy LLC Chena | IPP CHP | AK | 3 | 1.5 | Conventional Steam Coal | SUB | ST | 8 | 2009 | 6 | 1952
22142 | Santa Cruz Cogeneration Assoc | 50064 | Univ of Calif Santa Cruz Cogeneration | Commercial CHP | CA | 002 | 0.2 | Natural Gas Internal Combustion Engine | NG | IC | 8 | 2009 | 9 | 1988
7019 | Gay & Robinson Inc | 50333 | Gay Robinson | Industrial Non-CHP | HI | DSL1 | 0.4 | Petroleum Liquids | DFO | IC | 8 | 2009 | 11 | 1972
7019 | Gay & Robinson Inc | 50333 | Gay Robinson | Industrial Non-CHP | HI | DSL4 | 0.4 | Petroleum Liquids | DFO | IC | 8 | 2009 | 11 | 1972
19272 | Doyon Utilities - Fort Greely | 54834 | Fort Greely Power Plant | Commercial Non-CHP | AK | EN-1 | 1 | Petroleum Liquids | DFO | IC | 8 | 2009 | 1 | 1954
19272 | Doyon Utilities - Fort Greely | 54834 | Fort Greely Power Plant | Commercial Non-CHP | AK | EN-2 | 1 | Petroleum Liquids | DFO | IC | 8 | 2009 | 1 | 1954
19272 | Doyon Utilities - Fort Greely | 54834 | Fort Greely Power Plant | Commercial Non-CHP | AK | EN-3 | 1 | Petroleum Liquids | DFO | IC | 8 | 2009 | 1 | 1954
19102 | Transcontinental Gas PL Corp | 54743 | District 100 Transco Gas Pipe Line | Commercial Non-CHP | AL | 001 | 0.7 | All Other | WH | ST | 7 | 2009 | 6 | 1951
19102 | Transcontinental Gas PL Corp | 54743 | District 100 Transco Gas Pipe Line | Commercial Non-CHP | AL | 002 | 0.7 | All Other | WH | ST | 7 | 2009 | 6 | 1951
7011 | Gas Recovery Services-IL Inc | 55591 | Rockford Electric | IPP Non-CHP | IL | 1 | 0.9 | Landfill Gas | LFG | IC | 7 | 2009 | 1 | 1996
7011 | Gas Recovery Services-IL Inc | 55591 | Rockford Electric | IPP Non-CHP | IL | 2 | 0.9 | Landfill Gas | LFG | IC | 7 | 2009 | 1 | 1996
6455 | Duke Energy Florida, Inc | 634 | P L Bartow | Electric Utility | FL | ST1 | 122 | Petroleum Liquids | RFO | ST | 6 | 2009 | 9 | 1958
6455 | Duke Energy Florida, Inc | 634 | P L Bartow | Electric Utility | FL | ST2 | 103 | Petroleum Liquids | RFO | ST | 6 | 2009 | 8 | 1961
6455 | Duke Energy Florida, Inc | 634 | P L Bartow | Electric Utility | FL | ST3 | 201 | Petroleum Liquids | RFO | ST | 6 | 2009 | 7 | 1963
19856 | City of Vineland - (NJ) | 2434 | Howard Down | Electric Utility | NJ | 8 | 11 | Petroleum Liquids | RFO | ST | 6 | 2009 | 10 | 1955
55983 | Luminant Generation Company LLC | 3454 | North Lake | IPP Non-CHP | TX | 1 | 175 | Natural Gas Steam Turbine | NG | ST | 5 | 2009 | 12 | 1959
55983 | Luminant Generation Company LLC | 3454 | North Lake | IPP Non-CHP | TX | 2 | 175 | Natural Gas Steam Turbine | NG | ST | 5 | 2009 | 12 | 1961
55983 | Luminant Generation Company LLC | 3454 | North Lake | IPP Non-CHP | TX | 3 | 365 | Natural Gas Steam Turbine | NG | ST | 5 | 2009 | 7 | 1964
56398 | DTE Pontiac North LLC | 10111 | DTE Pontiac North LLC | IPP CHP | MI | GEN1 | 19 | Conventional Steam Coal | BIT | ST | 5 | 2009 | 10 | 1987
50006 | Invista | 10793 | Seaford Delaware Plant | Industrial CHP | DE | GEN2 | 9 | Conventional Steam Coal | BIT | ST | 5 | 2009 | 1 | 1939
21148 | Zapco Energy Tactics Corp | 50348 | Oceanside Energy | IPP Non-CHP | NY | OS1 | 0.6 | Landfill Gas | LFG | IC | 5 | 2009 | 10 | 1990
17543 | South Carolina Public Service Authority | 56130 | Cornell Dubilier | Electric Utility | SC | 1 |  | Petroleum Liquids | DFO | IC | 5 | 2009 | 7 | 2003
9617 | JEA | 666 | J D Kennedy | Electric Utility | FL | GT3 | 54 | Petroleum Liquids | DFO | GT | 4 | 2009 | 8 | 1973
49756 | Illinois Power Resources Generating LLC | 860 | Sterling Avenue | Electric Utility | IL | 1 | 15 | Natural Gas Fired Combustion Turbine | NG | GT | 4 | 2009 | 12 | 1967
49756 | Illinois Power Resources Generating LLC | 860 | Sterling Avenue | Electric Utility | IL | 2 | 15 | Natural Gas Fired Combustion Turbine | NG | GT | 4 | 2009 | 12 | 1967
13781 | Northern States Power Co - Minnesota | 1927 | Riverside (MN) | Electric Utility | MN | 8 | 227 | Conventional Steam Coal | SUB | ST | 4 | 2009 | 4 | 1964
54888 | NRG Texas Power LLC | 3468 | Sam Bertron | IPP Non-CHP | TX | GT1 | 20 | Natural Gas Fired Combustion Turbine | NG | GT | 4 | 2009 | 7 | 1967
56150 | ArcelorMittal USA Inc | 10211 | 2 AC Station | Industrial CHP | IN | 10TG | 18 | Other Gases | BFG | ST | 4 | 2009 | 1 | 1948
56150 | ArcelorMittal USA Inc | 10211 | 2 AC Station | Industrial CHP | IN | 11TG | 18 | Other Gases | BFG | ST | 4 | 2009 | 3 | 1950
56150 | ArcelorMittal USA Inc | 10211 | 2 AC Station | Industrial CHP | IN | 8TG | 10 | Other Gases | BFG | ST | 4 | 2009 | 1 | 1926
50081 | AE Operations LLC | 54373 | Southbridge Energy Center LLC | Industrial CHP | MA | ENG3 | 1.3 | Natural Gas Internal Combustion Engine | NG | IC | 4 | 2009 | 1 | 2001
6035 | Exelon Power | 3453 | Mountain Creek | IPP Non-CHP | TX | 2 | 24 | Natural Gas Steam Turbine | NG | ST | 3 | 2009 | 12 | 1945
6035 | Exelon Power | 3453 | Mountain Creek | IPP Non-CHP | TX | 3 | 70 | Natural Gas Steam Turbine | NG | ST | 3 | 2009 | 5 | 1949
7833 | Gwitchyaa Zhee Utility Co | 7174 | Gwitchyaa Zhee | Electric Utility | AK | 3 | 0.4 | Petroleum Liquids | DFO | IC | 3 | 2009 | 9 | 1990
5352 | Dow Chemical Co - St Charles | 50152 | Dow St Charles Operations | Industrial CHP | LA | CTG | 10 | Natural Gas Fired Combined Cycle | NG | CA | 3 | 2009 | 4 | 1987
15912 | Resource Technology Corp | 55060 | Biodyne Lyons | IPP Non-CHP | IL | 001 | 0.9 | Landfill Gas | LFG | IC | 3 | 2009 | 12 | 1997
15912 | Resource Technology Corp | 55060 | Biodyne Lyons | IPP Non-CHP | IL | 002 | 0.9 | Landfill Gas | LFG | IC | 3 | 2009 | 12 | 1997
15912 | Resource Technology Corp | 55060 | Biodyne Lyons | IPP Non-CHP | IL | 003 | 0.9 | Landfill Gas | LFG | IC | 3 | 2009 | 12 | 1997
15912 | Resource Technology Corp | 55060 | Biodyne Lyons | IPP Non-CHP | IL | 004 | 0.9 | Landfill Gas | LFG | IC | 3 | 2009 | 12 | 1997
15912 | Resource Technology Corp | 55060 | Biodyne Lyons | IPP Non-CHP | IL | 005 | 0.9 | Landfill Gas | LFG | IC | 3 | 2009 | 12 | 1997
13870 | Nushagak Electric Coop, Inc | 109 | Dillingham | Electric Utility | AK | 3 | 0.3 | Petroleum Liquids | DFO | IC | 2 | 2009 | 1 | 1961
10538 | City of La Plata - (MO) | 2140 | La Plata | Electric Utility | MO | 6 | 0.9 | Petroleum Liquids | DFO | IC | 2 | 2009 | 4 | 1990
10538 | City of La Plata - (MO) | 2140 | La Plata | Electric Utility | MO | 7 | 0.9 | Petroleum Liquids | DFO | IC | 2 | 2009 | 4 | 1990
5352 | Dow Chemical Co - St Charles | 50152 | Dow St Charles Operations | Industrial CHP | LA | IGT | 9.6 | Natural Gas Fired Combined Cycle | NG | CT | 2 | 2009 | 3 | 1980
21964 | University of New Mexico | 50905 | Univ New Mexico Cogen Plant | Commercial CHP | NM | 1 | 2.1 | Natural Gas Fired Combustion Turbine | NG | GT | 2 | 2009 | 5 | 1989
21015 | City of Wrangell - (AK) | 95 | Wrangell | Electric Utility | AK | 5 | 0.5 | Petroleum Liquids | DFO | IC | 1 | 2009 | 88 | 1964
21015 | City of Wrangell - (AK) | 95 | Wrangell | Electric Utility | AK | 7 | 0.5 | Petroleum Liquids | DFO | IC | 1 | 2009 | 88 | 1970
21533 | City of Minneapolis - (KS) | 1307 | Minneapolis City of | Electric Utility | KS | 1 | 0.4 | Petroleum Liquids | DFO | IC | 1 | 2009 | 88 | 1936
21533 | City of Minneapolis - (KS) | 1307 | Minneapolis City of | Electric Utility | KS | 2 | 0.5 | Natural Gas Internal Combustion Engine | NG | IC | 1 | 2009 | 88 | 1947
14199 | City of Osage City - (KS) | 1313 | Osage City | Electric Utility | KS | 9 | 0.7 | Petroleum Liquids | DFO | IC | 1 | 2009 | 6 | 2001
13480 | New Prague Utilities Comm | 1999 | New Prague | Electric Utility | MN | 1 | 1 | Natural Gas Internal Combustion Engine | NG | IC | 1 | 2009 | 8 | 1948
14246 | City of Owatonna - (MN) | 2003 | Owatonna | Electric Utility | MN | 5 | 5 | Natural Gas Steam Turbine | NG | ST | 1 | 2009 | 5 | 1957
2172 | Brazos Electric Power Coop Inc | 3627 | North Texas | Electric Utility | TX | 3 | 38 | Natural Gas Steam Turbine | NG | ST | 1 | 2009 | 7 | 1963
6915 | Galena Electric Utility | 7437 | Galena Electric Utility | Electric Utility | AK | 3 | 0.7 | Petroleum Liquids | DFO | IC | 1 | 2009 | 1 | 1990
26840 | Port Townsend Paper Co | 50544 | Port Townsend Paper | Industrial CHP | WA | GEN2 | 3 | Wood/Wood Waste Biomass | BLQ | ST | 1 | 2009 | 1 | 1929
54842 | WM Renewable Energy LLC | 50565 | Monroe Livingston Gas Recovery | IPP Non-CHP | NY | GEN3 | 0.8 | Landfill Gas | LFG | IC | 1 | 2009 | 12 | 1988
50131 | Enel Stillwater LLC | 50765 | Stillwater Facility | IPP Non-CHP | NV | OE11 | 0.6 | Geothermal | GEO | BT | 1 | 2009 | 4 | 1989
50131 | Enel Stillwater LLC | 50765 | Stillwater Facility | IPP Non-CHP | NV | OE12 | 0.6 | Geothermal | GEO | BT | 1 | 2009 | 4 | 1989
50131 | Enel Stillwater LLC | 50765 | Stillwater Facility | IPP Non-CHP | NV | OE13 | 0.7 | Geothermal | GEO | BT | 1 | 2009 | 4 | 1989
50131 | Enel Stillwater LLC | 50765 | Stillwater Facility | IPP Non-CHP | NV | OE14 | 0.7 | Geothermal | GEO | BT | 1 | 2009 | 4 | 1989
50131 | Enel Stillwater LLC | 50765 | Stillwater Facility | IPP Non-CHP | NV | OE15 | 0.6 | Geothermal | GEO | BT | 1 | 2009 | 4 | 1989
50131 | Enel Stillwater LLC | 50765 | Stillwater Facility | IPP Non-CHP | NV | OE16 | 0.7 | Geothermal | GEO | BT | 1 | 2009 | 4 | 1989
50131 | Enel Stillwater LLC | 50765 | Stillwater Facility | IPP Non-CHP | NV | OE17 | 0.6 | Geothermal | GEO | BT | 1 | 2009 | 4 | 1989
50131 | Enel Stillwater LLC | 50765 | Stillwater Facility | IPP Non-CHP | NV | OE21 | 0.6 | Geothermal | GEO | BT | 1 | 2009 | 4 | 1989
50131 | Enel Stillwater LLC | 50765 | Stillwater Facility | IPP Non-CHP | NV | OE22 | 0.5 | Geothermal | GEO | BT | 1 | 2009 | 4 | 1989
50131 | Enel Stillwater LLC | 50765 | Stillwater Facility | IPP Non-CHP | NV | OE23 | 0.6 | Geothermal | GEO | BT | 1 | 2009 | 4 | 1989
50131 | Enel Stillwater LLC | 50765 | Stillwater Facility | IPP Non-CHP | NV | OE24 | 0.6 | Geothermal | GEO | BT | 1 | 2009 | 4 | 1989
50131 | Enel Stillwater LLC | 50765 | Stillwater Facility | IPP Non-CHP | NV | OE25 | 0.6 | Geothermal | GEO | BT | 1 | 2009 | 4 | 1989
50131 | Enel Stillwater LLC | 50765 | Stillwater Facility | IPP Non-CHP | NV | OE26 | 0.6 | Geothermal | GEO | BT | 1 | 2009 | 4 | 1989
50131 | Enel Stillwater LLC | 50765 | Stillwater Facility | IPP Non-CHP | NV | OE27 | 0.5 | Geothermal | GEO | BT | 1 | 2009 | 4 | 1989
20508 | MeadWestvaco Corp | 50900 | Covington Facility | Industrial CHP | VA | GEN6 | 5.5 | Wood/Wood Waste Biomass | BLQ | ST | 1 | 2009 | 1 | 1930
10056 | City of Kaukauna | 54885 | Kimberly Mill | Industrial Non-CHP | WI | 3TB | 15.9 | Natural Gas Steam Turbine | NG | ST | 1 | 2009 | 1 | 1980
10056 | City of Kaukauna | 54885 | Kimberly Mill | Industrial Non-CHP | WI | 4TB | 19.3 | Natural Gas Steam Turbine | NG | ST | 1 | 2009 | 1 | 1968
18454 | Tampa Electric Co | 645 | Big Bend | Electric Utility | FL | GT1 | 10 | Petroleum Liquids | DFO | GT | 12 | 2008 | 2 | 1969
18454 | Tampa Electric Co | 645 | Big Bend | Electric Utility | FL | GT2 | 49 | Petroleum Liquids | DFO | GT | 12 | 2008 | 11 | 1974
18454 | Tampa Electric Co | 645 | Big Bend | Electric Utility | FL | GT3 | 39 | Petroleum Liquids | DFO | GT | 12 | 2008 | 11 | 1974
19856 | City of Vineland - (NJ) | 2434 | Howard Down | Electric Utility | NJ | 5 | 3 | Petroleum Liquids | RFO | ST | 12 | 2008 | 99 | 1942
19856 | City of Vineland - (NJ) | 2434 | Howard Down | Electric Utility | NJ | 6 | 4 | Petroleum Liquids | RFO | ST | 12 | 2008 | 99 | 1949
19856 | City of Vineland - (NJ) | 2434 | Howard Down | Electric Utility | NJ | 7 | 8 | Petroleum Liquids | RFO | ST | 12 | 2008 | 12 | 1952
10830 | City of Lebanon - (OH) | 2921 | Lebanon | Electric Utility | OH | 3 | 1.3 | Petroleum Liquids | DFO | IC | 12 | 2008 | 1 | 1949
10830 | City of Lebanon - (OH) | 2921 | Lebanon | Electric Utility | OH | 4 | 1.3 | Petroleum Liquids | DFO | IC | 12 | 2008 | 1 | 1950