## Operating
Inventory of Operating Generators as of May 2016
Entity ID | Entity Name | Plant ID | Plant Name | Sector | Plant State | Generator ID | Nameplate Capacity (MW) | Net Summer Capacity (MW) | Technology | Energy Source Code | Prime Mover Code | Operating Month | Operating Year | Planned Retirement Month | Planned Retirement Year | Status | Planned Derate Year | Planned Derate Month | Planned Derate of Summer Capacity (MW) | Planned Uprate Year | Planned Uprate Month | Planned Uprate of Summer Capacity (MW) | County | Latitude | Longitude
195 | Alabama Power Co | 2 | Bankhead Dam | Electric Utility | AL | 1 | 53.9 | 56 | Conventional Hydroelectric | WAT | HY | 7 | 1963 |  |  | (OP) Operating | [6 empty] | Tuscaloosa | 33.4587 | -87.3568
195 | Alabama Power Co | 3 | Barry | Electric Utility | AL | 1 | 153.1 | 55 | Natural Gas Steam Turbine | NG | ST | 2 | 1954 | 12 | 2019 | (OP) Operating | [6 empty] | Mobile | 31.0069 | -88.0103
195 | Alabama Power Co | 3 | Barry | Electric Utility | AL | 2 | 153.1 | 55 | Natural Gas Steam Turbine | NG | ST | 7 | 1954 | 12 | 2019 | (OP) Operating | [6 empty] | Mobile | 31.0069 | -88.0103
195 | Alabama Power Co | 3 | Barry | Electric Utility | AL | 4 | 403.7 | 362 | Conventional Steam Coal | BIT | ST | 12 | 1969 |  |  | (OP) Operating | [6 empty] | Mobile | 31.0069 | -88.0103
195 | Alabama Power Co | 3 | Barry | Electric Utility | AL | 5 | 788.8 | 726.5 | Conventional Steam Coal | BIT | ST | 10 | 1971 |  |  | (OP) Operating | [6 empty] | Mobile | 31.0069 | -88.0103
195 | Alabama Power Co | 3 | Barry | Electric Utility | AL | A1CT | 170.1 | 154 | Natural Gas Fired Combined Cycle | NG | CT | 5 | 2000 |  |  | (OP) Operating | [6 empty] | Mobile | 31.0069 | -88.0103
195 | Alabama Power Co | 3 | Barry | Electric Utility | AL | A1CT2 | 170.1 | 154 | Natural Gas Fired Combined Cycle | NG | CT | 5 | 2000 |  |  | (OP) Operating | [6 empty] | Mobile | 31.0069 | -88.0103
195 | Alabama Power Co | 3 | Barry | Electric Utility | AL | A1ST | 195.2 | 173 | Natural Gas Fired Combined Cycle | NG | CA | 5 | 2000 |  |  | (OP) Operating | [6 empty] | Mobile | 31.0069 | -88.0103
195 | Alabama Power Co | 3 | Barry | Electric Utility | AL | A2C1 | 170.1 | 154 | Natural Gas Fired Combined Cycle | NG | CT | 5 | 2000 |  |  | (OP) Operating | [6 empty] | Mobile | 31.0069 | -88.0103
195 | Alabama Power Co | 3 | Barry | Electric Utility | AL | A2C2 | 170.1 | 154 | Natural Gas Fired Combined Cycle | NG | CT | 5 | 2000 |  |  | (OP) Operating | [6 empty] | Mobile | 31.0069 | -88.0103
195 | Alabama Power Co | 3 | Barry | Electric Utility | AL | A2ST | 195.2 | 173 | Natural Gas Fired Combined Cycle | NG | CA | 5 | 2000 |  |  | (OP) Operating | [6 empty] | Mobile | 31.0069 | -88.0103
195 | Alabama Power Co | 4 | Walter Bouldin Dam | Electric Utility | AL | 1 | 75 | 75.3 | Conventional Hydroelectric | WAT | HY | 7 | 1967 |  |  | (OP) Operating | [6 empty] | Elmore | 32.5839 | -86.2831
195 | Alabama Power Co | 4 | Walter Bouldin Dam | Electric Utility | AL | 2 | 75 | 75.3 | Conventional Hydroelectric | WAT | HY | 8 | 1967 |  |  | (OP) Operating | [6 empty] | Elmore | 32.5839 | -86.2831
195 | Alabama Power Co | 4 | Walter Bouldin Dam | Electric Utility | AL | 3 | 75 | 75.3 | Conventional Hydroelectric | WAT | HY | 8 | 1967 |  |  | (OP) Operating | [6 empty] | Elmore | 32.5839 | -86.2831
195 | Alabama Power Co | 7 | Gadsden | Electric Utility | AL | 1 | 69 | 64 | Conventional Steam Coal | BIT | ST | 4 | 1949 | 12 | 2019 | (OP) Operating | [6 empty] | Etowah | 34.0128 | -85.9708
195 | Alabama Power Co | 7 | Gadsden | Electric Utility | AL | 2 | 69 | 66 | Conventional Steam Coal | BIT | ST | 7 | 1949 | 12 | 2019 | (OP) Operating | [6 empty] | Etowah | 34.0128 | -85.9708
195 | Alabama Power Co | 8 | Gorgas | Electric Utility | AL | 10 | 788.8 | 703 | Conventional Steam Coal | BIT | ST | 10 | 1972 |  |  | (OP) Operating | [6 empty] | Walker | 33.6443 | -87.1965
195 | Alabama Power Co | 8 | Gorgas | Electric Utility | AL | 8 | 187.5 | 161 | Conventional Steam Coal | BIT | ST | 5 | 1956 |  |  | (OP) Operating | [6 empty] | Walker | 33.6443 | -87.1965
195 | Alabama Power Co | 8 | Gorgas | Electric Utility | AL | 9 | 190.4 | 170 | Conventional Steam Coal | BIT | ST | 6 | 1958 |  |  | (OP) Operating | [6 empty] | Walker | 33.6443 | -87.1965
5701 | El Paso Electric Co | 9 | Copper | Electric Utility | TX | 1 | 80.5 | 62 | Natural Gas Fired Combustion Turbine | NG | GT | 7 | 1980 |  |  | (OP) Operating | [6 empty] | El Paso | 31.7569 | -106.375
195 | Alabama Power Co | 10 | Greene County | Electric Utility | AL | 1 | 299.2 | 254 | Conventional Steam Coal | BIT | ST | 6 | 1965 |  |  | (OP) Operating | [6 empty] | Greene | 32.6017 | -87.7811
195 | Alabama Power Co | 10 | Greene County | Electric Utility | AL | 2 | 269.2 | 243 | Conventional Steam Coal | BIT | ST | 7 | 1966 |  |  | (OP) Operating | [6 empty] | Greene | 32.6017 | -87.7811
195 | Alabama Power Co | 10 | Greene County | Electric Utility | AL | GT10 | 80 | 85 | Natural Gas Fired Combustion Turbine | NG | GT | 5 | 1996 |  |  | (OP) Operating | [6 empty] | Greene | 32.6017 | -87.7811
195 | Alabama Power Co | 10 | Greene County | Electric Utility | AL | GT2 | 80 | 84 | Natural Gas Fired Combustion Turbine | NG | GT | 5 | 1996 |  |  | (OP) Operating | [6 empty] | Greene | 32.6017 | -87.7811
195 | Alabama Power Co | 10 | Greene County | Electric Utility | AL | GT3 | 80 | 82 | Natural Gas Fired Combustion Turbine | NG | GT | 5 | 1995 |  |  | (OP) Operating | [6 empty] | Greene | 32.6017 | -87.7811
195 | Alabama Power Co | 10 | Greene County | Electric Utility | AL | GT4 | 80 | 81 | Natural Gas Fired Combustion Turbine | NG | GT | 5 | 1995 |  |  | (OP) Operating | [6 empty] | Greene | 32.6017 | -87.7811
195 | Alabama Power Co | 10 | Greene County | Electric Utility | AL | GT5 | 80 | 82 | Natural Gas Fired Combustion Turbine | NG | GT | 5 | 1995 |  |  | (OP) Operating | [6 empty] | Greene | 32.6017 | -87.7811
195 | Alabama Power Co | 10 | Greene County | Electric Utility | AL | GT6 | 80 | 81 | Natural Gas Fired Combustion Turbine | NG | GT | 5 | 1995 |  |  | (OP) Operating | [6 empty] | Greene | 32.6017 | -87.7811
195 | Alabama Power Co | 10 | Greene County | Electric Utility | AL | GT7 | 80 | 80 | Natural Gas Fired Combustion Turbine | NG | GT | 5 | 1995 |  |  | (OP) Operating | [6 empty] | Greene | 32.6017 | -87.7811
195 | Alabama Power Co | 10 | Greene County | Electric Utility | AL | GT8 | 80 | 83 | Natural Gas Fired Combustion Turbine | NG | GT | 5 | 1996 |  |  | (OP) Operating | [6 empty] | Greene | 32.6017 | -87.7811
195 | Alabama Power Co | 10 | Greene County | Electric Utility | AL | GT9 | 80 | 82 | Natural Gas Fired Combustion Turbine | NG | GT | 5 | 1996 |  |  | (OP) Operating | [6 empty] | Greene | 32.6017 | -87.7811
195 | Alabama Power Co | 11 | H Neely Henry Dam | Electric Utility | AL | 1 | 24.3 | 23.3 | Conventional Hydroelectric | WAT | HY | 6 | 1966 |  |  | (OP) Operating | [6 empty] | Calhoun | 33.7845 | -86.0524
195 | Alabama Power Co | 11 | H Neely Henry Dam | Electric Utility | AL | 2 | 24.3 | 23.3 | Conventional Hydroelectric | WAT | HY | 6 | 1966 |  |  | (OP) Operating | [6 empty] | Calhoun | 33.7845 | -86.0524
195 | Alabama Power Co | 11 | H Neely Henry Dam | Electric Utility | AL | 3 | 24.3 | 23.4 | Conventional Hydroelectric | WAT | HY | 6 | 1966 |  |  | (OP) Operating | [6 empty] | Calhoun | 33.7845 | -86.0524
195 | Alabama Power Co | 12 | Holt Dam | Electric Utility | AL | 1 | 46.9 | 45 | Conventional Hydroelectric | WAT | HY | 8 | 1968 |  | 2045 | (OP) Operating | [6 empty] | Tuscaloosa | 33.2553 | -87.4495
195 | Alabama Power Co | 13 | Jordan Dam | Electric Utility | AL | 1 | 25 | 25 | Conventional Hydroelectric | WAT | HY | 1 | 1929 |  |  | (OP) Operating | [6 empty] | Elmore | 32.6189 | -86.2548
195 | Alabama Power Co | 13 | Jordan Dam | Electric Utility | AL | 2 | 25 | 25 | Conventional Hydroelectric | WAT | HY | 1 | 1929 |  |  | (OP) Operating | [6 empty] | Elmore | 32.6189 | -86.2548
195 | Alabama Power Co | 13 | Jordan Dam | Electric Utility | AL | 3 | 25 | 25 | Conventional Hydroelectric | WAT | HY | 1 | 1929 |  |  | (OP) Operating | [6 empty] | Elmore | 32.6189 | -86.2548
195 | Alabama Power Co | 13 | Jordan Dam | Electric Utility | AL | 4 | 25 | 25 | Conventional Hydroelectric | WAT | HY | 1 | 1929 |  |  | (OP) Operating | [6 empty] | Elmore | 32.6189 | -86.2548
195 | Alabama Power Co | 14 | Logan Martin Dam | Electric Utility | AL | 1 | 42.7 | 45 | Conventional Hydroelectric | WAT | HY | 8 | 1964 |  |  | (OP) Operating | [6 empty] | Talladega | 33.4259 | -86.3375
195 | Alabama Power Co | 14 | Logan Martin Dam | Electric Utility | AL | 2 | 42.7 | 45 | Conventional Hydroelectric | WAT | HY | 8 | 1964 |  |  | (OP) Operating | [6 empty] | Talladega | 33.4259 | -86.3375
195 | Alabama Power Co | 14 | Logan Martin Dam | Electric Utility | AL | 3 | 42.7 | 45 | Conventional Hydroelectric | WAT | HY | 8 | 1964 |  |  | (OP) Operating | [6 empty] | Talladega | 33.4259 | -86.3375
195 | Alabama Power Co | 15 | Lay Dam | Electric Utility | AL | 1 | 29.5 | 29.8 | Conventional Hydroelectric | WAT | HY | 4 | 1968 |  |  | (OP) Operating | [6 empty] | Chilton | 32.9633 | -86.5187
195 | Alabama Power Co | 15 | Lay Dam | Electric Utility | AL | 2 | 29.5 | 29.8 | Conventional Hydroelectric | WAT | HY | 4 | 1968 |  |  | (OP) Operating | [6 empty] | Chilton | 32.9633 | -86.5187
195 | Alabama Power Co | 15 | Lay Dam | Electric Utility | AL | 3 | 29.5 | 29.8 | Conventional Hydroelectric | WAT | HY | 12 | 1967 |  |  | (OP) Operating | [6 empty] | Chilton | 32.9633 | -86.5187
195 | Alabama Power Co | 15 | Lay Dam | Electric Utility | AL | 4 | 29.5 | 29.8 | Conventional Hydroelectric | WAT | HY | 10 | 1967 |  |  | (OP) Operating | [6 empty] | Chilton | 32.9633 | -86.5187
195 | Alabama Power Co | 15 | Lay Dam | Electric Utility | AL | 5 | 29.5 | 29.8 | Conventional Hydroelectric | WAT | HY | 5 | 1967 |  |  | (OP) Operating | [6 empty] | Chilton | 32.9633 | -86.5187
195 | Alabama Power Co | 15 | Lay Dam | Electric Utility | AL | 6 | 29.5 | 29.8 | Conventional Hydroelectric | WAT | HY | 2 | 1967 |  |  | (OP) Operating | [6 empty] | Chilton | 32.9633 | -86.5187
195 | Alabama Power Co | 16 | Martin Dam | Electric Utility | AL | 1 | 50.2 | 46.5 | Conventional Hydroelectric | WAT | HY | 1 | 1927 |  |  | (OP) Operating | [6 empty] | Elmore | 32.6804 | -85.9114
195 | Alabama Power Co | 16 | Martin Dam | Electric Utility | AL | 2 | 50.2 | 46.5 | Conventional Hydroelectric | WAT | HY | 1 | 1927 |  |  | (OP) Operating | [6 empty] | Elmore | 32.6804 | -85.9114
195 | Alabama Power Co | 16 | Martin Dam | Electric Utility | AL | 3 | 50.2 | 46.5 | Conventional Hydroelectric | WAT | HY | 1 | 1927 |  |  | (OP) Operating | [6 empty] | Elmore | 32.6804 | -85.9114
195 | Alabama Power Co | 16 | Martin Dam | Electric Utility | AL | 4 | 60 | 46.5 | Conventional Hydroelectric | WAT | HY | 7 | 1952 |  |  | (OP) Operating | [6 empty] | Elmore | 32.6804 | -85.9114
195 | Alabama Power Co | 17 | Mitchell Dam | Electric Utility | AL | 4 | 20 | 19.5 | Conventional Hydroelectric | WAT | HY | 11 | 1949 |  |  | (OP) Operating | [6 empty] | Coosa | 32.806 | -86.4449
195 | Alabama Power Co | 17 | Mitchell Dam | Electric Utility | AL | 5 | 50 | 48.8 | Conventional Hydroelectric | WAT | HY | 4 | 1985 |  |  | (OP) Operating | [6 empty] | Coosa | 32.806 | -86.4449
195 | Alabama Power Co | 17 | Mitchell Dam | Electric Utility | AL | 6 | 50 | 48.8 | Conventional Hydroelectric | WAT | HY | 4 | 1985 |  |  | (OP) Operating | [6 empty] | Coosa | 32.806 | -86.4449
195 | Alabama Power Co | 17 | Mitchell Dam | Electric Utility | AL | 7 | 50 | 48.8 | Conventional Hydroelectric | WAT | HY | 4 | 1985 |  |  | (OP) Operating | [6 empty] | Coosa | 32.806 | -86.4449
195 | Alabama Power Co | 18 | Lewis Smith Dam | Electric Utility | AL | 1 | 90.5 | 90 | Conventional Hydroelectric | WAT | HY | 9 | 1961 |  |  | (OP) Operating | [6 empty] | Walker | 33.9406 | -87.1077
195 | Alabama Power Co | 18 | Lewis Smith Dam | Electric Utility | AL | 2 | 90.5 | 90 | Conventional Hydroelectric | WAT | HY | 7 | 1962 |  |  | (OP) Operating | [6 empty] | Walker | 33.9406 | -87.1077
195 | Alabama Power Co | 19 | Thurlow Dam | Electric Utility | AL | 1 | 40.5 | 34 | Conventional Hydroelectric | WAT | HY | 1 | 1931 |  |  | (OP) Operating | [6 empty] | Elmore | 32.5354 | -85.8876
195 | Alabama Power Co | 19 | Thurlow Dam | Electric Utility | AL | 2 | 40.5 | 34 | Conventional Hydroelectric | WAT | HY | 1 | 1931 |  |  | (OP) Operating | [6 empty] | Elmore | 32.5354 | -85.8876
195 | Alabama Power Co | 19 | Thurlow Dam | Electric Utility | AL | 3 | 10 | 10 | Conventional Hydroelectric | WAT | HY | 1 | 1931 |  |  | (OP) Operating | [6 empty] | Elmore | 32.5354 | -85.8876
195 | Alabama Power Co | 20 | Weiss Dam | Electric Utility | AL | 1 | 29.2 | 24.7 | Conventional Hydroelectric | WAT | HY | 7 | 1962 |  |  | (OP) Operating | [6 empty] | Cherokee | 34.1721 | -85.7538
195 | Alabama Power Co | 20 | Weiss Dam | Electric Utility | AL | 2 | 29.2 | 24.7 | Conventional Hydroelectric | WAT | HY | 6 | 1961 |  |  | (OP) Operating | [6 empty] | Cherokee | 34.1721 | -85.7538
195 | Alabama Power Co | 20 | Weiss Dam | Electric Utility | AL | 3 | 29.2 | 24.7 | Conventional Hydroelectric | WAT | HY | 6 | 1961 |  |  | (OP) Operating | [6 empty] | Cherokee | 34.1721 | -85.7538
195 | Alabama Power Co | 21 | Yates Dam | Electric Utility | AL | 1 | 25.5 | 23.5 | Conventional Hydroelectric | WAT | HY | 7 | 1928 |  |  | (OP) Operating | [6 empty] | Elmore | 32.5743 | -85.8901
195 | Alabama Power Co | 21 | Yates Dam | Electric Utility | AL | 2 | 25 | 23.5 | Conventional Hydroelectric | WAT | HY | 7 | 1928 |  |  | (OP) Operating | [6 empty] | Elmore | 32.5743 | -85.8901
195 | Alabama Power Co | 26 | E C Gaston | Electric Utility | AL | 1 | 272 | 254 | Conventional Steam Coal | BIT | ST | 5 | 1960 |  |  | (OP) Operating | [6 empty] | Shelby | 33.2442 | -86.4581
195 | Alabama Power Co | 26 | E C Gaston | Electric Utility | AL | 2 | 272 | 256 | Conventional Steam Coal | BIT | ST | 7 | 1960 |  |  | (OP) Operating | [6 empty] | Shelby | 33.2442 | -86.4581
195 | Alabama Power Co | 26 | E C Gaston | Electric Utility | AL | 3 | 272 | 254 | Conventional Steam Coal | BIT | ST | 6 | 1961 |  |  | (OP) Operating | [6 empty] | Shelby | 33.2442 | -86.4581
195 | Alabama Power Co | 26 | E C Gaston | Electric Utility | AL | 5 | 952 | 842 | Conventional Steam Coal | BIT | ST | 8 | 1974 |  |  | (OP) Operating | [6 empty] | Shelby | 33.2442 | -86.4581
195 | Alabama Power Co | 26 | E C Gaston | Electric Utility | AL | GT4 | 21.2 | 16 | Petroleum Liquids | DFO | GT | 6 | 1970 |  |  | (OP) Operating | [6 empty] | Shelby | 33.2442 | -86.4581
195 | Alabama Power Co | 26 | E C Gaston | Electric Utility | AL | ST4 | 244.8 | 256 | Natural Gas Steam Turbine | NG | ST | 6 | 1962 |  |  | (OP) Operating | [6 empty] | Shelby | 33.2442 | -86.4581
29305 | City of Madelia - (MN) | 30 | Madelia | Electric Utility | MN | 1 | 3.1 | 3.1 | Natural Gas Internal Combustion Engine | NG | IC | 5 | 2001 |  |  | (OP) Operating | [6 empty] | WATONWAN | 44.0501 | -94.4178
29305 | City of Madelia - (MN) | 30 | Madelia | Electric Utility | MN | 2 | 2 | 1.5 | Natural Gas Internal Combustion Engine | NG | IC | 6 | 1965 |  |  | (OP) Operating | [6 empty] | WATONWAN | 44.0501 | -94.4178
29305 | City of Madelia - (MN) | 30 | Madelia | Electric Utility | MN | 3 | 1.1 | 0.9 | Natural Gas Internal Combustion Engine | NG | IC | 1 | 1959 |  |  | (OP) Operating | [6 empty] | WATONWAN | 44.0501 | -94.4178
29305 | City of Madelia - (MN) | 30 | Madelia | Electric Utility | MN | 4 | 4.3 | 3.7 | Natural Gas Internal Combustion Engine | NG | IC | 6 | 1973 |  |  | (OP) Operating | [6 empty] | WATONWAN | 44.0501 | -94.4178
29305 | City of Madelia - (MN) | 30 | Madelia | Electric Utility | MN | 5 | 1.3 | 1.1 | Natural Gas Internal Combustion Engine | NG | IC | 3 | 1954 |  |  | (OP) Operating | [6 empty] | WATONWAN | 44.0501 | -94.4178
13402 | Nevada Irrigation District | 34 | Rollins | IPP Non-CHP | CA | 1P | 12.1 | 12.1 | Conventional Hydroelectric | WAT | HY | 8 | 1980 |  |  | (OP) Operating | [6 empty] | PLACER | 39.1343 | -120.9533
27813 | USCE-Mobile District | 38 | Millers Ferry | Electric Utility | AL | 1 | 33.7 | 30 | Conventional Hydroelectric | WAT | HY | 4 | 1970 |  |  | (OP) Operating | [6 empty] | Wilcox | 32.1009 | -87.3998
27813 | USCE-Mobile District | 38 | Millers Ferry | Electric Utility | AL | 2 | 33.7 | 30 | Conventional Hydroelectric | WAT | HY | 4 | 1970 |  |  | (OP) Operating | [6 empty] | Wilcox | 32.1009 | -87.3998
27813 | USCE-Mobile District | 38 | Millers Ferry | Electric Utility | AL | 3 | 33.7 | 30 | Conventional Hydroelectric | WAT | HY | 5 | 1970 |  |  | (OP) Operating | [6 empty] | Wilcox | 32.1009 | -87.3998
18642 | Tennessee Valley Authority | 46 | Browns Ferry | Electric Utility | AL | 1 | 1152 | 1100.8 | Nuclear | NUC | ST | 8 | 1974 |  |  | (OP) Operating | [6 empty] | Limestone | 34.7042 | -87.1189
18642 | Tennessee Valley Authority | 46 | Browns Ferry | Electric Utility | AL | 2 | 1152 | 1103.7 | Nuclear | NUC | ST | 3 | 1975 |  |  | (OP) Operating | [6 empty] | Limestone | 34.7042 | -87.1189
18642 | Tennessee Valley Authority | 46 | Browns Ferry | Electric Utility | AL | 3 | 1190 | 1104.9 | Nuclear | NUC | ST | 3 | 1977 |  |  | (OP) Operating | [6 empty] | Limestone | 34.7042 | -87.1189
18642 | Tennessee Valley Authority | 47 | Colbert | Electric Utility | AL | 5 | 550 | 472 | Conventional Steam Coal | BIT | ST | 11 | 1965 |  |  | (OP) Operating | [6 empty] | Colbert | 34.7439 | -87.8486
18642 | Tennessee Valley Authority | 47 | Colbert | Electric Utility | AL | GT1 | 59.5 | 45.4 | Natural Gas Fired Combustion Turbine | NG | GT | 9 | 1972 |  |  | (OP) Operating | [6 empty] | Colbert | 34.7439 | -87.8486
18642 | Tennessee Valley Authority | 47 | Colbert | Electric Utility | AL | GT2 | 59.5 | 45.4 | Natural Gas Fired Combustion Turbine | NG | GT | 9 | 1972 |  |  | (OP) Operating | [6 empty] | Colbert | 34.7439 | -87.8486
18642 | Tennessee Valley Authority | 47 | Colbert | Electric Utility | AL | GT3 | 59.5 | 45.4 | Natural Gas Fired Combustion Turbine | NG | GT | 9 | 1972 |  |  | (OP) Operating | [6 empty] | Colbert | 34.7439 | -87.8486
18642 | Tennessee Valley Authority | 47 | Colbert | Electric Utility | AL | GT4 | 59.5 | 45.4 | Natural Gas Fired Combustion Turbine | NG | GT | 9 | 1972 |  |  | (OP) Operating | [6 empty] | Colbert | 34.7439 | -87.8486
18642 | Tennessee Valley Authority | 47 | Colbert | Electric Utility | AL | GT5 | 59.5 | 45.4 | Natural Gas Fired Combustion Turbine | NG | GT | 9 | 1972 |  |  | (OP) Operating | [6 empty] | Colbert | 34.7439 | -87.8486
18642 | Tennessee Valley Authority | 47 | Colbert | Electric Utility | AL | GT6 | 59.5 | 45.4 | Natural Gas Fired Combustion Turbine | NG | GT | 9 | 1972 |  |  | (OP) Operating | [6 empty] | Colbert | 34.7439 | -87.8486
18642 | Tennessee Valley Authority | 47 | Colbert | Electric Utility | AL | GT7 | 59.5 | 45.4 | Natural Gas Fired Combustion Turbine | NG | GT | 9 | 1972 |  |  | (OP) Operating | [6 empty] | Colbert | 34.7439 | -87.8486
18642 | Tennessee Valley Authority | 47 | Colbert | Electric Utility | AL | GT8 | 59.5 | 45.4 | Natural Gas Fired Combustion Turbine | NG | GT | 9 | 1972 |  |  | (OP) Operating | [6 empty] | Colbert | 34.7439 | -87.8486
18642 | Tennessee Valley Authority | 48 | Guntersville | Electric Utility | AL | 1 | 28.8 | 31 | Conventional Hydroelectric | WAT | HY | 8 | 1939 |  |  | (OP) Operating | [6 empty] | Marshall | 34.4213 | -86.3939
18642 | Tennessee Valley Authority | 48 | Guntersville | Electric Utility | AL | 2 | 28.8 | 30.6 | Conventional Hydroelectric | WAT | HY | 10 | 1939 |  |  | (OP) Operating | [6 empty] | Marshall | 34.4213 | -86.3939
18642 | Tennessee Valley Authority | 48 | Guntersville | Electric Utility | AL | 3 | 28.8 | 29.8 | Conventional Hydroelectric | WAT | HY | 12 | 1939 |  |  | (OP) Operating | [6 empty] | Marshall | 34.4213 | -86.3939
18642 | Tennessee Valley Authority | 48 | Guntersville | Electric Utility | AL | 4 | 28.8 | 31.3 | Conventional Hydroelectric | WAT | HY | 3 | 1952 |  |  | (OP) Operating | [6 empty] | Marshall | 34.4213 | -86.3939
18642 | Tennessee Valley Authority | 49 | Wheeler Dam | Electric Utility | AL | 1 | 35.1 | 34.1 | Conventional Hydroelectric | WAT | HY | 11 | 1936 |  |  | (OP) Operating | [6 empty] | Lawrence | 34.8069 | -87.3819
18642 | Tennessee Valley Authority | 49 | Wheeler Dam | Electric Utility | AL | 10 | 36 | 41.9 | Conventional Hydroelectric | WAT | HY | 6 | 1963 |  |  | (OP) Operating | [6 empty] | Lawrence | 34.8069 | -87.3819
18642 | Tennessee Valley Authority | 49 | Wheeler Dam | Electric Utility | AL | 11 | 43.6 | 41.9 | Conventional Hydroelectric | WAT | HY | 12 | 1963 |  |  | (OP) Operating | [6 empty] | Lawrence | 34.8069 | -87.3819
18642 | Tennessee Valley Authority | 49 | Wheeler Dam | Electric Utility | AL | 2 | 35.1 | 33.2 | Conventional Hydroelectric | WAT | HY | 4 | 1937 |  |  | (OP) Operating | [6 empty] | Lawrence | 34.8069 | -87.3819
18642 | Tennessee Valley Authority | 49 | Wheeler Dam | Electric Utility | AL | 3 | 35.1 | 33.6 | Conventional Hydroelectric | WAT | HY | 1 | 1941 |  |  | (OP) Operating | [6 empty] | Lawrence | 34.8069 | -87.3819
18642 | Tennessee Valley Authority | 49 | Wheeler Dam | Electric Utility | AL | 4 | 35.1 | 33.4 | Conventional Hydroelectric | WAT | HY | 3 | 1941 |  |  | (OP) Operating | [6 empty] | Lawrence | 34.8069 | -87.3819
18642 | Tennessee Valley Authority | 49 | Wheeler Dam | Electric Utility | AL | 5 | 35.1 | 34.7 | Conventional Hydroelectric | WAT | HY | 10 | 1948 |  |  | (OP) Operating | [6 empty] | Lawrence | 34.8069 | -87.3819
18642 | Tennessee Valley Authority | 49 | Wheeler Dam | Electric Utility | AL | 6 | 35.1 | 34.6 | Conventional Hydroelectric | WAT | HY | 2 | 1949 |  |  | (OP) Operating | [6 empty] | Lawrence | 34.8069 | -87.3819
18642 | Tennessee Valley Authority | 49 | Wheeler Dam | Electric Utility | AL | 7 | 35.1 | 34.4 | Conventional Hydroelectric | WAT | HY | 12 | 1949 |  |  | (OP) Operating | [6 empty] | Lawrence | 34.8069 | -87.3819
18642 | Tennessee Valley Authority | 49 | Wheeler Dam | Electric Utility | AL | 8 | 35.1 | 34.5 | Conventional Hydroelectric | WAT | HY | 3 | 1950 |  |  | (OP) Operating | [6 empty] | Lawrence | 34.8069 | -87.3819
18642 | Tennessee Valley Authority | 49 | Wheeler Dam | Electric Utility | AL | 9 | 43.6 | 41.9 | Conventional Hydroelectric | WAT | HY | 12 | 1962 |  |  | (OP) Operating | [6 empty] | Lawrence | 34.8069 | -87.3819
18642 | Tennessee Valley Authority | 50 | Widows Creek | Electric Utility | AL | 7 | 575 | 473 | Conventional Steam Coal | BIT | ST | 2 | 1961 |  |  | (OP) Operating | [6 empty] | Jackson | 34.883 | -85.7553
3265 | Cleco Power LLC | 51 | Dolet Hills | Electric Utility | LA | 1 | 720.7 | 641 | Conventional Steam Coal | LIG | ST | 4 | 1986 |  |  | (OP) Operating | [6 empty] | DeSoto | 32.0306 | -93.5692
189 | PowerSouth Energy Cooperative | 53 | Gantt | Electric Utility | AL | 3 | 1.2 | 1 | Conventional Hydroelectric | WAT | HY | 1 | 1926 |  |  | (OP) Operating | [6 empty] | Covington | 31.4033 | -86.4795
189 | PowerSouth Energy Cooperative | 53 | Gantt | Electric Utility | AL | 4 | 1.8 | 1.8 | Conventional Hydroelectric | WAT | HY | 2 | 1985 |  |  | (OP) Operating | [6 empty] | Covington | 31.4033 | -86.4795
5580 | East Kentucky Power Coop, Inc | 54 | J K Smith | Electric Utility | KY | GT1 | 149 | 104 | Natural Gas Fired Combustion Turbine | NG | GT | 3 | 1999 |  |  | (OP) Operating | [6 empty] | Clark | 37.8833 | -84.1017
5580 | East Kentucky Power Coop, Inc | 54 | J K Smith | Electric Utility | KY | GT10 | 98 | 88 | Natural Gas Fired Combustion Turbine | NG | GT | 5 | 2010 |  |  | (OP) Operating | [6 empty] | Clark | 37.8833 | -84.1017
5580 | East Kentucky Power Coop, Inc | 54 | J K Smith | Electric Utility | KY | GT2 | 149 | 104 | Natural Gas Fired Combustion Turbine | NG | GT | 1 | 1999 |  |  | (OP) Operating | [6 empty] | Clark | 37.8833 | -84.1017
5580 | East Kentucky Power Coop, Inc | 54 | J K Smith | Electric Utility | KY | GT3 | 149 | 104 | Natural Gas Fired Combustion Turbine | NG | GT | 4 | 1999 |  |  | (OP) Operating | [6 empty] | Clark | 37.8833 | -84.1017
5580 | East Kentucky Power Coop, Inc | 54 | J K Smith | Electric Utility | KY | GT4 | 108 | 74 | Natural Gas Fired Combustion Turbine | NG | GT | 11 | 2001 |  |  | (OP) Operating | [6 empty] | Clark | 37.8833 | -84.1017
5580 | East Kentucky Power Coop, Inc | 54 | J K Smith | Electric Utility | KY | GT5 | 108 | 74 | Natural Gas Fired Combustion Turbine | NG | GT | 11 | 2001 |  |  | (OP) Operating | [6 empty] | Clark | 37.8833 | -84.1017
5580 | East Kentucky Power Coop, Inc | 54 | J K Smith | Electric Utility | KY | GT6 | 98 | 74 | Natural Gas Fired Combustion Turbine | NG | GT | 1 | 2005 |  |  | (OP) Operating | [6 empty] | Clark | 37.8833 | -84.1017
5580 | East Kentucky Power Coop, Inc | 54 | J K Smith | Electric Utility | KY | GT7 | 98 | 74 | Natural Gas Fired Combustion Turbine | NG | GT | 1 | 2005 |  |  | (OP) Operating | [6 empty] | Clark | 37.8833 | -84.1017
5580 | East Kentucky Power Coop, Inc | 54 | J K Smith | Electric Utility | KY | GT9 | 98 | 88 | Natural Gas Fired Combustion Turbine | NG | GT | 5 | 2010 |  |  | (OP) Operating | [6 empty] | Clark | 37.8833 | -84.1017
189 | PowerSouth Energy Cooperative | 55 | Point A | Electric Utility | AL | 1 | 1.6 | 1.8 | Conventional Hydroelectric | WAT | HY | 1 | 1925 |  |  | (OP) Operating | [6 empty] | Covington | 31.3611 | -86.5183
189 | PowerSouth Energy Cooperative | 55 | Point A | Electric Utility | AL | 2 | 1.6 | 1.8 | Conventional Hydroelectric | WAT | HY | 1 | 1925 |  |  | (OP) Operating | [6 empty] | Covington | 31.3611 | -86.5183
189 | PowerSouth Energy Cooperative | 55 | Point A | Electric Utility | AL | 3 | 2 | 1.8 | Conventional Hydroelectric | WAT | HY | 1 | 1949 |  |  | (OP) Operating | [6 empty] | Covington | 31.3611 | -86.5183
189 | PowerSouth Energy Cooperative | 56 | Charles R Lowman | Electric Utility | AL | 1 | 66 | 80 | Conventional Steam Coal | BIT | ST | 6 | 1969 |  |  | (OP) Operating | [6 empty] | Washington | 31.488 | -87.9107
189 | PowerSouth Energy Cooperative | 56 | Charles R Lowman | Electric Utility | AL | 2 | 236 | 238 | Conventional Steam Coal | BIT | ST | 6 | 1978 |  |  | (OP) Operating | [6 empty] | Washington | 31.488 | -87.9107
189 | PowerSouth Energy Cooperative | 56 | Charles R Lowman | Electric Utility | AL | 3 | 236 | 238 | Conventional Steam Coal | BIT | ST | 6 | 1980 |  |  | (OP) Operating | [6 empty] | Washington | 31.488 | -87.9107
40606 | City of Grand Island - (NE) | 59 | Platte | Electric Utility | NE | 1 | 109.8 | 100 | Conventional Steam Coal | SUB | ST | 12 | 1982 |  |  | (OP) Operating | [6 empty] | HALL | 40.8548 | -98.3482
8245 | City of Hastings - (NE) | 60 | Whelan Energy Center | Electric Utility | NE | 1 | 76.3 | 77 | Conventional Steam Coal | SUB | ST | 7 | 1981 |  |  | (OP) Operating | [6 empty] | Adams | 40.5809 | -98.3124
8245 | City of Hastings - (NE) | 60 | Whelan Energy Center | Electric Utility | NE | 2 | 248 | 232 | Conventional Steam Coal | SUB | ST | 6 | 2011 |  |  | (OP) Operating | [6 empty] | Adams | 40.5809 | -98.3124
213 | Alaska Electric Light&Power Co | 62 | Annex Creek | Electric Utility | AK | 5 | 1.8 | 1.8 | Conventional Hydroelectric | WAT | HY | 12 | 1915 |  |  | (OP) Operating | [6 empty] | Juneau | 58.3176 | -134.101
213 | Alaska Electric Light&Power Co | 62 | Annex Creek | Electric Utility | AK | 6 | 2.2 | 1.8 | Conventional Hydroelectric | WAT | HY | 12 | 1915 |  |  | (OP) Operating | [6 empty] | Juneau | 58.3176 | -134.101
213 | Alaska Electric Light&Power Co | 63 | Gold Creek | Electric Utility | AK | 1 | 0.8 | 0.8 | Conventional Hydroelectric | WAT | HY | 9 | 1951 |  |  | (OP) Operating | [6 empty] | Juneau | 58.3107 | -134.4174
213 | Alaska Electric Light&Power Co | 63 | Gold Creek | Electric Utility | AK | 2 | 0.4 | 0.4 | Conventional Hydroelectric | WAT | HY | 11 | 1914 |  |  | (OP) Operating | [6 empty] | Juneau | 58.3107 | -134.4174
213 | Alaska Electric Light&Power Co | 63 | Gold Creek | Electric Utility | AK | 3 | 0.4 | 0.4 | Conventional Hydroelectric | WAT | HY | 11 | 1914 |  |  | (OP) Operating | [6 empty] | Juneau | 58.3107 | -134.4174
213 | Alaska Electric Light&Power Co | 63 | Gold Creek | Electric Utility | AK | IC1 | 1.2 | 1.2 | Petroleum Liquids | DFO | IC | 6 | 1952 |  |  | (SB) Standby/Backup: available for service but not normally used | [6 empty] | Juneau | 58.3107 | -134.4174
213 | Alaska Electric Light&Power Co | 63 | Gold Creek | Electric Utility | AK | IC2 | 1.2 | 1.2 | Petroleum Liquids | DFO | IC | 8 | 1954 |  |  | (SB) Standby/Backup: available for service but not normally used | [6 empty] | Juneau | 58.3107 | -134.4174
213 | Alaska Electric Light&Power Co | 63 | Gold Creek | Electric Utility | AK | IC3 | 1.1 | 1.1 | Petroleum Liquids | DFO | IC | 8 | 1961 |  |  | (SB) Standby/Backup: available for service but not normally used | [6 empty] | Juneau | 58.3107 | -134.4174
213 | Alaska Electric Light&Power Co | 63 | Gold Creek | Electric Utility | AK | IC4 | 3.5 | 3.5 | Petroleum Liquids | DFO | IC | 9 | 1963 |  |  | (SB) Standby/Backup: available for service but not normally used | [6 empty] | Juneau | 58.3107 | -134.4174
213 | Alaska Electric Light&Power Co | 63 | Gold Creek | Electric Utility | AK | IC5 | 1.1 | 1.1 | Petroleum Liquids | DFO | IC | 10 | 1966 |  |  | (SB) Standby/Backup: available for service but not normally used | [6 empty] | Juneau | 58.3107 | -134.4174
213 | Alaska Electric Light&Power Co | 64 | Lemon Creek | Electric Utility | AK | 1 | 2.5 | 2.5 | Petroleum Liquids | DFO | IC | 8 | 1969 |  |  | (SB) Standby/Backup: available for service but not normally used | [6 empty] | Juneau | 58.3536 | -134.4953
213 | Alaska Electric Light&Power Co | 64 | Lemon Creek | Electric Utility | AK | 2 | 2.6 | 2.5 | Petroleum Liquids | DFO | IC | 9 | 1969 |  |  | (SB) Standby/Backup: available for service but not normally used | [6 empty] | Juneau | 58.3536 | -134.4953
213 | Alaska Electric Light&Power Co | 64 | Lemon Creek | Electric Utility | AK | 3 | 2.6 | 2.5 | Petroleum Liquids | DFO | IC | 9 | 1974 |  |  | (SB) Standby/Backup: available for service but not normally used | [6 empty] | Juneau | 58.3536 | -134.4953
213 | Alaska Electric Light&Power Co | 64 | Lemon Creek | Electric Utility | AK | 5 | 18.6 | 17.5 | Petroleum Liquids | DFO | GT | 9 | 1980 |  |  | (SB) Standby/Backup: available for service but not normally used | [6 empty] | Juneau | 58.3536 | -134.4953
213 | Alaska Electric Light&Power Co | 64 | Lemon Creek | Electric Utility | AK | 6 | 18.6 | 17.5 | Petroleum Liquids | DFO | GT | 8 | 1983 |  |  | (SB) Standby/Backup: available for service but not normally used | [6 empty] | Juneau | 58.3536 | -134.4953
213 | Alaska Electric Light&Power Co | 64 | Lemon Creek | Electric Utility | AK | 7 | 2.8 | 2.5 | Petroleum Liquids | DFO | IC | 8 | 1983 |  |  | (SB) Standby/Backup: available for service but not normally used | [6 empty] | Juneau | 58.3536 | -134.4953
213 | Alaska Electric Light&Power Co | 64 | Lemon Creek | Electric Utility | AK | IC10 | 2.8 | 2.5 | Petroleum Liquids | DFO | IC | 9 | 1984 |  |  | (SB) Standby/Backup: available for service but not normally used | [6 empty] | Juneau | 58.3536 | -134.4953
213 | Alaska Electric Light&Power Co | 64 | Lemon Creek | Electric Utility | AK | IC11 | 2.8 | 2.5 | Petroleum Liquids | DFO | IC | 9 | 1984 |  |  | (SB) Standby/Backup: available for service but not normally used | [6 empty] | Juneau | 58.3536 | -134.4953
213 | Alaska Electric Light&Power Co | 64 | Lemon Creek | Electric Utility | AK | IC12 | 2.8 | 2.5 | Petroleum Liquids | DFO | IC | 9 | 1984 |  |  | (SB) Standby/Backup: available for service but not normally used | [6 empty] | Juneau | 58.3536 | -134.4953
213 | Alaska Electric Light&Power Co | 64 | Lemon Creek | Electric Utility | AK | IC8 | 2.8 | 2.5 | Petroleum Liquids | DFO | IC | 8 | 1985 |  |  | (SB) Standby/Backup: available for service but not normally used | [6 empty] | Juneau | 58.3536 | -134.4953
213 | Alaska Electric Light&Power Co | 64 | Lemon Creek | Electric Utility | AK | IC9 | 2.8 | 2.5 | Petroleum Liquids | DFO | IC | 8 | 1985 |  |  | (SB) Standby/Backup: available for service but not normally used | [6 empty] | Juneau | 58.3536 | -134.4953
213 | Alaska Electric Light&Power Co | 65 | Salmon Creek 1 | Electric Utility | AK | HY7 | 8.5 | 5.2 | Conventional Hydroelectric | WAT | HY | 12 | 1984 |  |  | (OP) Operating | [6 empty] | Juneau | 58.3269 | -134.4631
219 | Alaska Power and Telephone Co | 66 | Skagway | Electric Utility | AK | 1 | 0.4 | 0.4 | Conventional Hydroelectric | WAT | HY | 88 | 1957 |  |  | (OP) Operating | [6 empty] | Skagway Hoonah Angoon | 59.4545 | -135.3131
219 | Alaska Power and Telephone Co | 66 | Skagway | Electric Utility | AK | 2 | 0.1 | 0.1 | Conventional Hydroelectric | WAT | HY | 88 | 1909 |  |  | (OP) Operating | [6 empty] | Skagway Hoonah Angoon | 59.4545 | -135.3131
219 | Alaska Power and Telephone Co | 66 | Skagway | Electric Utility | AK | 3 | 0.3 | 0.3 | Conventional Hydroelectric | WAT | HY | 88 | 1981 |  |  | (OP) Operating | [6 empty] | Skagway Hoonah Angoon | 59.4545 | -135.3131
219 | Alaska Power and Telephone Co | 66 | Skagway | Electric Utility | AK | 4 | 0.2 | 0.2 | Conventional Hydroelectric | WAT | HY | 7 | 1987 |  |  | (OP) Operating | [6 empty] | Skagway Hoonah Angoon | 59.4545 | -135.3131
219 | Alaska Power and Telephone Co | 66 | Skagway | Electric Utility | AK | 6A | 0.8 | 0.8 | Petroleum Liquids | DFO | IC | 4 | 1986 |  |  | (OP) Operating | [6 empty] | Skagway Hoonah Angoon | 59.4545 | -135.3131
219 | Alaska Power and Telephone Co | 66 | Skagway | Electric Utility | AK | 7A | 1.1 | 1.1 | Petroleum Liquids | DFO | IC | 5 | 1996 |  |  | (OP) Operating | [6 empty] | Skagway Hoonah Angoon | 59.4545 | -135.3131
219 | Alaska Power and Telephone Co | 66 | Skagway | Electric Utility | AK | 8A | 0.5 | 0.5 | Petroleum Liquids | DFO | IC | 9 | 1991 |  |  | (OP) Operating | [6 empty] | Skagway Hoonah Angoon | 59.4545 | -135.3131
219 | Alaska Power and Telephone Co | 66 | Skagway | Electric Utility | AK | 9 | 1 | 1 | Petroleum Liquids | DFO | IC | 4 | 2009 |  |  | (OP) Operating | [6 empty] | Skagway Hoonah Angoon | 59.4545 | -135.3131
219 | Alaska Power and Telephone Co | 69 | Haines | Electric Utility | AK | 10 | 1.2 | 1.2 | Petroleum Liquids | DFO | IC | 5 | 1991 |  |  | (OP) Operating | [6 empty] | Haines | 59.2359 | -135.4462
219 | Alaska Power and Telephone Co | 69 | Haines | Electric Utility | AK | 5 | 0.6 | 0.6 | Petroleum Liquids | DFO | IC | 6 | 1968 |  |  | (OP) Operating | [6 empty] | Haines | 59.2359 | -135.4462
219 | Alaska Power and Telephone Co | 69 | Haines | Electric Utility | AK | 7A | 2.8 | 2.8 | Petroleum Liquids | DFO | IC | 12 | 1995 |  |  | (OP) Operating | [6 empty] | Haines | 59.2359 | -135.4462
219 | Alaska Power and Telephone Co | 69 | Haines | Electric Utility | AK | IC8A | 1.6 | 1.6 | Petroleum Liquids | DFO | IC | 10 | 1996 |  |  | (OP) Operating | [6 empty] | Haines | 59.2359 | -135.4462
10210 | Ketchikan Public Utilities | 70 | Swan Lake | Electric Utility | AK | 1 | 11.2 | 11.2 | Conventional Hydroelectric | WAT | HY | 6 | 1984 |  |  | (OP) Operating | [6 empty] | Ketchikan Gateway | 55.6139 | -131.3542
10210 | Ketchikan Public Utilities | 70 | Swan Lake | Electric Utility | AK | 2 | 11.2 | 11.2 | Conventional Hydroelectric | WAT | HY | 6 | 1984 |  |  | (OP) Operating | [6 empty] | Ketchikan Gateway | 55.6139 | -131.3542
10433 | Kodiak Electric Assn Inc | 71 | Terror Lake | Electric Utility | AK | 1 | 11.2 | 11.2 | Conventional Hydroelectric | WAT | HY | 12 | 1984 |  |  | (OP) Operating | [6 empty] | Kodiak Island | 57.6861 | -152.895
10433 | Kodiak Electric Assn Inc | 71 | Terror Lake | Electric Utility | AK | 2 | 11.2 | 11.2 | Conventional Hydroelectric | WAT | HY | 12 | 1984 |  |  | (OP) Operating | [6 empty] | Kodiak Island | 57.6861 | -152.895
10433 | Kodiak Electric Assn Inc | 71 | Terror Lake | Electric Utility | AK | 3 | 11.2 | 11.2 | Conventional Hydroelectric | WAT | HY | 2 | 2014 |  |  | (OP) Operating | [6 empty] | Kodiak Island | 57.6861 | -152.895
12397 | Metropolitan Water District of S CA | 72 | Venice Hydro | Electric Utility | CA | 1 | 10.1 | 10.1 | Conventional Hydroelectric | WAT | HY | 8 | 1982 |  |  | (SB) Standby/Backup: available for service but not normally used | [6 empty] | Los Angeles | 34.0114 | -118.4168
599 | Anchorage Municipal Light and Power | 75 | Anchorage 1 | Electric Utility | AK | 1 | 12.5 | 14 | Natural Gas Fired Combustion Turbine | NG | GT | 11 | 1962 |  |  | (OP) Operating | [6 empty] | Anchorage | 61.2221 | -149.8661
599 | Anchorage Municipal Light and Power | 75 | Anchorage 1 | Electric Utility | AK | 2 | 12.5 | 14 | Natural Gas Fired Combustion Turbine | NG | GT | 3 | 1962 |  |  | (OP) Operating | [6 empty] | Anchorage | 61.2221 | -149.8661
599 | Anchorage Municipal Light and Power | 75 | Anchorage 1 | Electric Utility | AK | 3R | 48.9 | 29.3 | Natural Gas Fired Combustion Turbine | NG | GT | 8 | 2007 |  |  | (OP) Operating | [6 empty] | Anchorage | 61.2221 | -149.8661
599 | Anchorage Municipal Light and Power | 75 | Anchorage 1 | Electric Utility | AK | 4 | 27 | 31.1 | Natural Gas Fired Combustion Turbine | NG | GT | 3 | 1972 |  |  | (OP) Operating | [6 empty] | Anchorage | 61.2221 | -149.8661
599 | Anchorage Municipal Light and Power | 75 | Anchorage 1 | Electric Utility | AK | P1 BS | 2 | 2 | Petroleum Liquids | DFO | IC | 2 | 2012 |  |  | (OP) Operating | [6 empty] | Anchorage | 61.2221 | -149.8661
599 | Anchorage Municipal Light and Power | 77 | Eklutna Hydro Project | Electric Utility | AK | 1 | 22.2 | 22.2 | Conventional Hydroelectric | WAT | HY | 1 | 1955 |  |  | (OP) Operating | [6 empty] | Matanuska Susitna | 61.4752 | -149.1501
599 | Anchorage Municipal Light and Power | 77 | Eklutna Hydro Project | Electric Utility | AK | 2 | 22.2 | 22.2 | Conventional Hydroelectric | WAT | HY | 4 | 1955 |  |  | (OP) Operating | [6 empty] | Matanuska Susitna | 61.4752 | -149.1501
213 | Alaska Electric Light&Power Co | 78 | Snettisham | Electric Utility | AK | 1 | 23.6 | 23.5 | Conventional Hydroelectric | WAT | HY | 11 | 1973 |  |  | (OP) Operating | [6 empty] | Juneau | 58.1415 | -133.737
213 | Alaska Electric Light&Power Co | 78 | Snettisham | Electric Utility | AK | 2 | 23.6 | 23.5 | Conventional Hydroelectric | WAT | HY | 11 | 1973 |  |  | (OP) Operating | [6 empty] | Juneau | 58.1415 | -133.737
213 | Alaska Electric Light&Power Co | 78 | Snettisham | Electric Utility | AK | 3 | 31 | 31 | Conventional Hydroelectric | WAT | HY | 12 | 1990 |  |  | (OP) Operating | [6 empty] | Juneau | 58.1415 | -133.737
986 | Aurora Energy LLC | 79 | Aurora Energy LLC Chena | IPP CHP | AK | 1 | 5 | 4.7 | Conventional Steam Coal | SUB | ST | 6 | 1952 |  |  | (OP) Operating | [6 empty] | Fairbanks North Star | 64.8477 | -147.7351
986 | Aurora Energy LLC | 79 | Aurora Energy LLC Chena | IPP CHP | AK | 2 | 2.5 | 2 | Conventional Steam Coal | SUB | ST | 6 | 1952 |  |  | (OP) Operating | [6 empty] | Fairbanks North Star | 64.8477 | -147.7351
986 | Aurora Energy LLC | 79 | Aurora Energy LLC Chena | IPP CHP | AK | 5 | 20 | 19 | Conventional Steam Coal | SUB | ST | 6 | 1975 |  |  | (OP) Operating | [6 empty] | Fairbanks North Star | 64.8477 | -147.7351
10210 | Ketchikan Public Utilities | 84 | Ketchikan | Electric Utility | AK | 3 | 1.4 | 1.4 | Conventional Hydroelectric | WAT | HY | 1 | 1952 |  |  | (OP) Operating | [6 empty] | Ketchikan Gateway | 55.3446 | -131.6334
10210 | Ketchikan Public Utilities | 84 | Ketchikan | Electric Utility | AK | 4 | 1.4 | 1.4 | Conventional Hydroelectric | WAT | HY | 1 | 1938 |  |  | (OP) Operating | [6 empty] | Ketchikan Gateway | 55.3446 | -131.6334
10210 | Ketchikan Public Utilities | 84 | Ketchikan | Electric Utility | AK | 5 | 1.4 | 1.4 | Conventional Hydroelectric | WAT | HY | 1 | 1954 |  |  | (OP) Operating | [6 empty] | Ketchikan Gateway | 55.3446 | -131.6334
10210 | Ketchikan Public Utilities | 85 | S W Bailey | Electric Utility | AK | 1 | 4.5 | 3.5 | Petroleum Liquids | DFO | IC | 1 | 1969 |  |  | (OP) Operating | [6 empty] | Ketchikan Gateway | 55.3574 | -131.697
10210 | Ketchikan Public Utilities | 85 | S W Bailey | Electric Utility | AK | 2 | 4.5 | 3.5 | Petroleum Liquids | DFO | IC | 1 | 1970 |  |  | (OP) Operating | [6 empty] | Ketchikan Gateway | 55.3574 | -131.697
10210 | Ketchikan Public Utilities | 85 | S W Bailey | Electric Utility | AK | 3 | 6.4 | 5.5 | Petroleum Liquids | DFO | IC | 1 | 1976 |  |  | (OP) Operating | [6 empty] | Ketchikan Gateway | 55.3574 | -131.697
10210 | Ketchikan Public Utilities | 85 | S W Bailey | Electric Utility | AK | 4 | 10.5 | 10.5 | Petroleum Liquids | DFO | IC | 10 | 1998 |  |  | (OP) Operating | [6 empty] | Ketchikan Gateway | 55.3574 | -131.697
30151 | Tri-State G & T Assn, Inc | 87 | Escalante | Electric Utility | NM | 1 | 257 | 247 | Conventional Steam Coal | SUB | ST | 12 | 1984 |  |  | (OP) Operating | [6 empty] | McKinley | 35.4159 | -108.082
15296 | New York Power Authority | 88 | Ashokan | Electric Utility | NY | 1 | 2.3 | 2.3 | Conventional Hydroelectric | WAT | HY | 11 | 1982 |  |  | (OP) Operating | [6 empty] | Ulster | 41.949 | -74.2063
15296 | New York Power Authority | 88 | Ashokan | Electric Utility | NY | 2 | 2.3 | 2.3 | Conventional Hydroelectric | WAT | HY | 11 | 1982 |  |  | (OP) Operating | [6 empty] | Ulster | 41.949 | -74.2063
13642 | Nome Joint Utility Systems | 90 | Snake River | Electric Utility | AK | 12 | 3.8 | 3.7 | Petroleum Liquids | DFO | IC | 4 | 1991 |  |  | (OP) Operating | [6 empty] | Nome | 64.5053 | -165.4298
13642 | Nome Joint Utility Systems | 90 | Snake River | Electric Utility | AK | 14 | 2 | 1.9 | Petroleum Liquids | DFO | IC | 12 | 1999 |  |  | (OP) Operating | [6 empty] | Nome | 64.5053 | -165.4298
13642 | Nome Joint Utility Systems | 90 | Snake River | Electric Utility | AK | 15 | 5.2 | 5.2 | Petroleum Liquids | DFO | IC | 11 | 2007 |  |  | (OP) Operating | [6 empty] | Nome | 64.5053 | -165.4298
13642 | Nome Joint Utility Systems | 90 | Snake River | Electric Utility | AK | 16 | 5.2 | 5.2 | Petroleum Liquids | DFO | IC | 11 | 2007 |  |  | (OP) Operating | [6 empty] | Nome | 64.5053 | -165.4298
13642 | Nome Joint Utility Systems | 90 | Snake River | Electric Utility | AK | 18 | 0.4 | 0.4 | Petroleum Liquids | DFO | IC | 1 | 2013 |  |  | (OP) Operating | [6 empty] | Nome | 64.5053 | -165.4298
13642 | Nome Joint Utility Systems | 90 | Snake River | Electric Utility | AK | ENT | 0.8 | 0.8 | Onshore Wind Turbine | WND | WT | 1 | 2015 |  |  | (OP) Operating | [6 empty] | Nome | 64.5053 | -165.4298
13642 | Nome Joint Utility Systems | 90 | Snake River | Electric Utility | AK | EWT 1 | 0.9 | 0.9 | Onshore Wind Turbine | WND | WT | 7 | 2013 |  |  | (OP) Operating | [6 empty] | Nome | 64.5053 | -165.4298
13642 | Nome Joint Utility Systems | 90 | Snake River | Electric Utility | AK | EWT 2 | 0.9 | 0.9 | Onshore Wind Turbine | WND | WT | 7 | 2013 |  |  | (OP) Operating | [6 empty] | Nome | 64.5053 | -165.4298
14856 | Petersburg Borough - (AK) | 91 | Petersburg | Electric Utility | AK | 3 | 1.6 | 1.6 | Conventional Hydroelectric | WAT | HY | 3 | 1954 |  |  | (OP) Operating | [6 empty] | Wrangell Petersburg | 56.811 | -132.9571
14856 | Petersburg Borough - (AK) | 91 | Petersburg | Electric Utility | AK | IC1 | 2.6 | 1.7 | Petroleum Liquids | DFO | IC | 12 | 1972 |  |  | (OP) Operating | [6 empty] | Wrangell Petersburg | 56.811 | -132.9571
14856 | Petersburg Borough - (AK) | 91 | Petersburg | Electric Utility | AK | IC2 | 0.3 | 0.2 | Petroleum Liquids | DFO | IC | 12 | 1972 |  |  | (OP) Operating | [6 empty] | Wrangell Petersburg | 56.811 | -132.9571
14856 | Petersburg Borough - (AK) | 91 | Petersburg | Electric Utility | AK | IC3 | 1.2 | 1 | Petroleum Liquids | DFO | IC | 10 | 1965 |  |  | (OP) Operating | [6 empty] | Wrangell Petersburg | 56.811 | -132.9571
14856 | Petersburg Borough - (AK) | 91 | Petersburg | Electric Utility | AK | IC4 | 0.6 | 0.6 | Petroleum Liquids | DFO | IC | 3 | 1979 |  |  | (OP) Operating | [6 empty] | Wrangell Petersburg | 56.811 | -132.9571
14856 | Petersburg Borough - (AK) | 91 | Petersburg | Electric Utility | AK | IC5 | 0.8 | 0.7 | Petroleum Liquids | DFO | IC | 3 | 1979 |  |  | (OP) Operating | [6 empty] | Wrangell Petersburg | 56.811 | -132.9571
14856 | Petersburg Borough - (AK) | 91 | Petersburg | Electric Utility | AK | IC6 | 2.6 | 2.3 | Petroleum Liquids | DFO | IC | 9 | 1993 |  |  | (OP) Operating | [6 empty] | Wrangell Petersburg | 56.811 | -132.9571
14856 | Petersburg Borough - (AK) | 91 | Petersburg | Electric Utility | AK | IC7 | 2.6 | 2.3 | Petroleum Liquids | DFO | IC | 8 | 2001 |  |  | (OP) Operating | [6 empty] | Wrangell Petersburg | 56.811 | -132.9571
14856 | Petersburg Borough - (AK) | 91 | Petersburg | Electric Utility | AK | IC8 | 2.5 | 2.2 | Petroleum Liquids | DFO | IC | 10 | 2012 |  |  | (OP) Operating | [6 empty] | Wrangell Petersburg | 56.811 | -132.9571
16955 | City of Seward - (AK) | 92 | Seward (AK) | Electric Utility | AK | 3 | 2.5 | 2.5 | Petroleum Liquids | DFO | IC | 4 | 1975 |  |  | (OP) Operating | [6 empty] | Kenai Peninsula | 60.1309 | -149.435
16955 | City of Seward - (AK) | 92 | Seward (AK) | Electric Utility | AK | 4 | 2.5 | 2.5 | Petroleum Liquids | DFO | IC | 3 | 1986 |  |  | (OP) Operating | [6 empty] | Kenai Peninsula | 60.1309 | -149.435
16955 | City of Seward - (AK) | 92 | Seward (AK) | Electric Utility | AK | 5 | 2.5 | 2.5 | Petroleum Liquids | DFO | IC | 3 | 1985 |  |  | (OP) Operating | [6 empty] | Kenai Peninsula | 60.1309 | -149.435
16955 | City of Seward - (AK) | 92 | Seward (AK) | Electric Utility | AK | 6 | 2.8 | 2.8 | Petroleum Liquids | DFO | IC | 12 | 2000 |  |  | (OP) Operating | [6 empty] | Kenai Peninsula | 60.1309 | -149.435
16955 | City of Seward - (AK) | 92 | Seward (AK) | Electric Utility | AK | N1 | 2.8 | 2.8 | Petroleum Liquids | DFO | IC | 7 | 2010 |  |  | (OP) Operating | [6 empty] | Kenai Peninsula | 60.1309 | -149.435
16955 | City of Seward - (AK) | 92 | Seward (AK) | Electric Utility | AK | N2 | 2.5 | 2.5 | Petroleum Liquids | DFO | IC | 7 | 2010 |  |  | (OP) Operating | [6 empty] | Kenai Peninsula | 60.1309 | -149.435
17271 | City & Borough of Sitka - (AK) | 93 | Riley#03a | Electric Utility | AK | 3 | 5.3 | 5.3 | Conventional Hydroelectric | WAT | HY | 10 | 2014 |  |  | (OP) Operating | [6 empty] | Sitka | 57.0516 | -135.2297
17271 | City & Borough of Sitka - (AK) | 93 | Riley#03a | Electric Utility | AK | 4 | 5.3 | 5.3 | Conventional Hydroelectric | WAT | HY | 10 | 2014 |  |  | (OP) Operating | [6 empty] | Sitka | 57.0516 | -135.2297
17271 | City & Borough of Sitka - (AK) | 93 | Riley#03a | Electric Utility | AK | 5 | 5.3 | 5.3 | Conventional Hydroelectric | WAT | HY | 10 | 2014 |  |  | (OP) Operating | [6 empty] | Sitka | 57.0516 | -135.2297
21015 | City of Wrangell - (AK) | 95 | Wrangell | Electric Utility | AK | 11 | 2 | 2 | Petroleum Liquids | DFO | IC | 9 | 2000 |  |  | (OP) Operating | [6 empty] | Wrangell Petersburg | 56.461 | -132.3794
21015 | City of Wrangell - (AK) | 95 | Wrangell | Electric Utility | AK | 12 | 2 | 2 | Petroleum Liquids | DFO | IC | 9 | 2000 |  |  | (OP) Operating | [6 empty] | Wrangell Petersburg | 56.461 | -132.3794
21015 | City of Wrangell - (AK) | 95 | Wrangell | Electric Utility | AK | 13 | 2 | 2 | Petroleum Liquids | DFO | IC | 6 | 2002 |  |  | (OP) Operating | [6 empty] | Wrangell Petersburg | 56.461 | -132.3794
21015 | City of Wrangell - (AK) | 95 | Wrangell | Electric Utility | AK | 9 | 2.5 | 2.5 | Petroleum Liquids | DFO | IC | 6 | 1987 |  |  | (OP) Operating | [6 empty] | Wrangell Petersburg | 56.461 | -132.3794
3522 | Chugach Electric Assn Inc | 96 | Beluga | Electric Utility | AK | 1 | 16 | 18.9 | Natural Gas Fired Combustion Turbine | NG | GT | 1 | 1968 |  |  | (OP) Operating | [6 empty] | Kenai Peninsula | 61.1861 | -151.0356
3522 | Chugach Electric Assn Inc | 96 | Beluga | Electric Utility | AK | 2 | 16 | 18.9 | Natural Gas Fired Combustion Turbine | NG | GT | 1 | 1968 |  |  | (OP) Operating | [6 empty] | Kenai Peninsula | 61.1861 | -151.0356
3522 | Chugach Electric Assn Inc | 96 | Beluga | Electric Utility | AK | 3 | 59.1 | 58 | Natural Gas Fired Combustion Turbine | NG | GT | 5 | 1972 |  |  | (OP) Operating | [6 empty] | Kenai Peninsula | 61.1861 | -151.0356
3522 | Chugach Electric Assn Inc | 96 | Beluga | Electric Utility | AK | 5 | 68.3 | 61.4 | Natural Gas Fired Combustion Turbine | NG | GT | 10 | 1975 |  |  | (OP) Operating | [6 empty] | Kenai Peninsula | 61.1861 | -151.0356
3522 | Chugach Electric Assn Inc | 96 | Beluga | Electric Utility | AK | 6 | 76.5 | 72.6 | Natural Gas Fired Combustion Turbine | NG | GT | 5 | 1976 |  |  | (OP) Operating | [6 empty] | Kenai Peninsula | 61.1861 | -151.0356
3522 | Chugach Electric Assn Inc | 96 | Beluga | Electric Utility | AK | 7 | 76.5 | 70.6 | Natural Gas Fired Combustion Turbine | NG | GT | 12 | 1978 |  |  | (OP) Operating | [6 empty] | Kenai Peninsula | 61.1861 | -151.0356
15500 | Puget Sound Energy Inc | 99 | Frederickson | Electric Utility | WA | 1 | 88.9 | 67 | Natural Gas Fired Combustion Turbine | NG | GT | 11 | 1981 |  |  | (OP) Operating | [6 empty] | Pierce | 47.0797 | -122.365
15500 | Puget Sound Energy Inc | 99 | Frederickson | Electric Utility | WA | 2 | 88.9 | 67 | Natural Gas Fired Combustion Turbine | NG | GT | 11 | 1981 |  |  | (OP) Operating | [6 empty] | Pierce | 47.0797 | -122.365
16572 | Salt River Project | 100 | South Consolidated | Electric Utility | AZ | SC1 | 1.4 | 1.4 | Conventional Hydroelectric | WAT | HY | 9 | 1981 |  |  | (OP) Operating | [6 empty] | Maricopa | 33.4665 | -111.7811
17609 | Southern California Edison Co | 104 | J S Eastwood | Electric Utility | CA | 1 | 199.8 | 199.8 | Hydroelectric Pumped Storage | WAT | PS | 12 | 1987 |  |  | (OP) Operating | [6 empty] | Fresno | 37.1479 | -119.2567
18315 | Sunflower Electric Power Corp | 108 | Holcomb | Electric Utility | KS | 1 | 348.7 | 358.8 | Conventional Steam Coal | SUB | ST | 8 | 1983 |  |  | (OP) Operating | [6 empty] | Finney | 37.9308 | -100.9725
13870 | Nushagak Electric Coop, Inc | 109 | Dillingham | Electric Utility | AK | 10 | 1.1 | 1.1 | Petroleum Liquids | DFO | IC | 5 | 1988 |  |  | (OP) Operating | [6 empty] | Dillingham | 59.6708 | -157.89
13870 | Nushagak Electric Coop, Inc | 109 | Dillingham | Electric Utility | AK | 11 | 1 | 1 | Petroleum Liquids | DFO | IC | 11 | 2001 |  |  | (OP) Operating | [6 empty] | Dillingham | 59.6708 | -157.89
13870 | Nushagak Electric Coop, Inc | 109 | Dillingham | Electric Utility | AK | 12 | 1 | 1 | Petroleum Liquids | DFO | IC | 3 | 2006 |  |  | (OP) Operating | [6 empty] | Dillingham | 59.6708 | -157.89
13870 | Nushagak Electric Coop, Inc | 109 | Dillingham | Electric Utility | AK | 13 | 1 | 1 | Petroleum Liquids | DFO | IC | 4 | 2006 |  |  | (OP) Operating | [6 empty] | Dillingham | 59.6708 | -157.89
13870 | Nushagak Electric Coop, Inc | 109 | Dillingham | Electric Utility | AK | 14 | 1 | 1 | Petroleum Liquids | DFO | IC | 3 | 2008 |  |  | (OP) Operating | [6 empty] | Dillingham | 59.6708 | -157.89
13870 | Nushagak Electric Coop, Inc | 109 | Dillingham | Electric Utility | AK | 15 | 1 | 1 | Petroleum Liquids | DFO | IC | 5 | 2008 |  |  | (OP) Operating | [6 empty] | Dillingham | 59.6708 | -157.89
13870 | Nushagak Electric Coop, Inc | 109 | Dillingham | Electric Utility | AK | 16 | 0.5 | 0.5 | Petroleum Liquids | DFO | IC | 12 | 2009 |  |  | (OP) Operating | [6 empty] | Dillingham | 59.6708 | -157.89
803 | Arizona Public Service Co | 113 | Cholla | Electric Utility | AZ | 1 | 113.6 | 116 | Conventional Steam Coal | SUB | ST | 5 | 1962 |  |  | (OP) Operating | [6 empty] | Navajo | 34.9394 | -110.3033
803 | Arizona Public Service Co | 113 | Cholla | Electric Utility | AZ | 3 | 312.3 | 271 | Conventional Steam Coal | SUB | ST | 5 | 1980 |  |  | (OP) Operating | [6 empty] | Navajo | 34.9394 | -110.3033
803 | Arizona Public Service Co | 113 | Cholla | Electric Utility | AZ | 4 | 414 | 380 | Conventional Steam Coal | SUB | ST | 6 | 1981 |  |  | (OP) Operating | [6 empty] | Navajo | 34.9394 | -110.3033
803 | Arizona Public Service Co | 114 | Douglas | Electric Utility | AZ | 1 | 26.1 | 15 | Petroleum Liquids | DFO | GT | 5 | 1972 |  |  | (OP) Operating | [6 empty] | Cochise | 31.3641 | -109.5538
803 | Arizona Public Service Co | 116 | Ocotillo | Electric Utility | AZ | 1 | 113.6 | 110 | Natural Gas Steam Turbine | NG | ST | 6 | 1960 |  |  | (OP) Operating | [6 empty] | Maricopa | 33.4225 | -111.9122
803 | Arizona Public Service Co | 116 | Ocotillo | Electric Utility | AZ | 2 | 113.6 | 110 | Natural Gas Steam Turbine | NG | ST | 3 | 1960 |  |  | (OP) Operating | [6 empty] | Maricopa | 33.4225 | -111.9122
803 | Arizona Public Service Co | 116 | Ocotillo | Electric Utility | AZ | GT1 | 53.1 | 50 | Natural Gas Fired Combustion Turbine | NG | GT | 5 | 1972 |  |  | (OP) Operating | [6 empty] | Maricopa | 33.4225 | -111.9122
803 | Arizona Public Service Co | 116 | Ocotillo | Electric Utility | AZ | GT2 | 53.1 | 50 | Natural Gas Fired Combustion Turbine | NG | GT | 7 | 1973 |  |  | (OP) Operating | [6 empty] | Maricopa | 33.4225 | -111.9122
803 | Arizona Public Service Co | 116 | Ocotillo | Electric Utility | AZ | PV1 | 0.1 | 0.1 | Solar Photovoltaic | SUN | PV | 3 | 1998 |  |  | (OP) Operating | [6 empty] | Maricopa | 33.4225 | -111.9122
803 | Arizona Public Service Co | 116 | Ocotillo | Electric Utility | AZ | PV2 | 0.1 | 0.1 | Solar Photovoltaic | SUN | PV | 10 | 1999 |  |  | (OP) Operating | [6 empty] | Maricopa | 33.4225 | -111.9122
803 | Arizona Public Service Co | 116 | Ocotillo | Electric Utility | AZ | PVM | 0.4 | 0.4 | Solar Photovoltaic | SUN | PV | 4 | 1988 |  |  | (OP) Operating | [6 empty] | Maricopa | 33.4225 | -111.9122
803 | Arizona Public Service Co | 117 | West Phoenix | Electric Utility | AZ | 1B | 132 | 85 | Natural Gas Fired Combined Cycle | NG | CS | 6 | 1976 |  |  | (OP) Operating | [6 empty] | Maricopa | 33.4417 | -112.1583
803 | Arizona Public Service Co | 117 | West Phoenix | Electric Utility | AZ | 2B | 132 | 85 | Natural Gas Fired Combined Cycle | NG | CS | 6 | 1976 |  |  | (OP) Operating | [6 empty] | Maricopa | 33.4417 | -112.1583
803 | Arizona Public Service Co | 117 | West Phoenix | Electric Utility | AZ | 3B | 132 | 85 | Natural Gas Fired Combined Cycle | NG | CS | 6 | 1976 |  |  | (OP) Operating | [6 empty] | Maricopa | 33.4417 | -112.1583
803 | Arizona Public Service Co | 117 | West Phoenix | Electric Utility | AZ | C4-1 | 91 | 68 | Natural Gas Fired Combined Cycle | NG | CT | 6 | 2001 |  |  | (OP) Operating | [6 empty] | Maricopa | 33.4417 | -112.1583
803 | Arizona Public Service Co | 117 | West Phoenix | Electric Utility | AZ | C4-2 | 44.6 | 39 | Natural Gas Fired Combined Cycle | NG | CA | 6 | 2001 |  |  | (OP) Operating | [6 empty] | Maricopa | 33.4417 | -112.1583
803 | Arizona Public Service Co | 117 | West Phoenix | Electric Utility | AZ | C5-1 | 184.5 | 160 | Natural Gas Fired Combined Cycle | NG | CT | 8 | 2003 |  |  | (OP) Operating | [6 empty] | Maricopa | 33.4417 | -112.1583
803 | Arizona Public Service Co | 117 | West Phoenix | Electric Utility | AZ | C5-2 | 184.5 | 160 | Natural Gas Fired Combined Cycle | NG | CT | 8 | 2003 |  |  | (OP) Operating | [6 empty] | Maricopa | 33.4417 | -112.1583
803 | Arizona Public Service Co | 117 | West Phoenix | Electric Utility | AZ | C5-3 | 200.6 | 150 | Natural Gas Fired Combined Cycle | NG | CA | 8 | 2003 |  |  | (OP) Operating | [6 empty] | Maricopa | 33.4417 | -112.1583
803 | Arizona Public Service Co | 117 | West Phoenix | Electric Utility | AZ | GT1 | 53.1 | 50 | Natural Gas Fired Combustion Turbine | NG | GT | 5 | 1972 |  |  | (OP) Operating | [6 empty] | Maricopa | 33.4417 | -112.1583
803 | Arizona Public Service Co | 117 | West Phoenix | Electric Utility | AZ | GT2 | 53.1 | 50 | Natural Gas Fired Combustion Turbine | NG | GT | 7 | 1973 |  |  | (OP) Operating | [6 empty] | Maricopa | 33.4417 | -112.1583
803 | Arizona Public Service Co | 118 | Saguaro | Electric Utility | AZ | GE1 | 78.3 | 76 | Natural Gas Fired Combustion Turbine | NG | GT | 7 | 2002 |  |  | (OP) Operating | [6 empty] | Pinal | 32.5517 | -111.3
803 | Arizona Public Service Co | 118 | Saguaro | Electric Utility | AZ | GT1 | 53.1 | 50 | Natural Gas Fired Combustion Turbine | NG | GT | 5 | 1972 |  |  | (OP) Operating | [6 empty] | Pinal | 32.5517 | -111.3
803 | Arizona Public Service Co | 118 | Saguaro | Electric Utility | AZ | GT2 | 53.1 | 50 | Natural Gas Fired Combustion Turbine | NG | GT | 7 | 1973 |  |  | (OP) Operating | [6 empty] | Pinal | 32.5517 | -111.3
803 | Arizona Public Service Co | 120 | Yucca | Electric Utility | AZ | GT1 | 23.6 | 18 | Natural Gas Fired Combustion Turbine | NG | GT | 7 | 1971 |  |  | (OP) Operating | [6 empty] | Yuma | 32.7214 | -114.7106
803 | Arizona Public Service Co | 120 | Yucca | Electric Utility | AZ | GT2 | 23.6 | 18 | Natural Gas Fired Combustion Turbine | NG | GT | 7 | 1971 |  |  | (OP) Operating | [6 empty] | Yuma | 32.7214 | -114.7106
803 | Arizona Public Service Co | 120 | Yucca | Electric Utility | AZ | GT21 | 25.3 | 20 | Petroleum Liquids | DFO | GT | 12 | 1978 |  |  | (OP) Operating | [6 empty] | Yuma | 32.7214 | -114.7106
803 | Arizona Public Service Co | 120 | Yucca | Electric Utility | AZ | GT3 | 72.4 | 52 | Natural Gas Fired Combustion Turbine | NG | GT | 6 | 1973 |  |  | (OP) Operating | [6 empty] | Yuma | 32.7214 | -114.7106
803 | Arizona Public Service Co | 120 | Yucca | Electric Utility | AZ | GT4 | 72.4 | 51 | Petroleum Liquids | DFO | GT | 7 | 1974 |  |  | (OP) Operating | [6 empty] | Yuma | 32.7214 | -114.7106
803 | Arizona Public Service Co | 120 | Yucca | Electric Utility | AZ | GT5 | 60.5 | 47 | Natural Gas Fired Combustion Turbine | NG | GT | 6 | 2008 |  |  | (OP) Operating | [6 empty] | Yuma | 32.7214 | -114.7106
803 | Arizona Public Service Co | 120 | Yucca | Electric Utility | AZ | GT6 | 60.5 | 47 | Natural Gas Fired Combustion Turbine | NG | GT | 6 | 2008 |  |  | (OP) Operating | [6 empty] | Yuma | 32.7214 | -114.7106
803 | Arizona Public Service Co | 120 | Yucca | Electric Utility | AZ | ST1 | 86.7 | 75 | Natural Gas Steam Turbine | NG | ST | 4 | 1959 |  |  | (OP) Operating | [6 empty] | Yuma | 32.7214 | -114.7106
24211 | Tucson Electric Power Co | 124 | Demoss Petrie | Electric Utility | AZ | GT2 | 85 | 75 | Natural Gas Fired Combustion Turbine | NG | GT | 6 | 2001 |  |  | (OP) Operating | [6 empty] | Pima | 32.2523 | -110.9921
24211 | Tucson Electric Power Co | 126 | H Wilson Sundt Generating Station | Electric Utility | AZ | 4 | 173.3 | 156 | Conventional Steam Coal | BIT | ST | 7 | 1967 |  |  | (OP) Operating | [6 empty] | Pima | 32.16 | -110.9047
24211 | Tucson Electric Power Co | 126 | H Wilson Sundt Generating Station | Electric Utility | AZ | GT1 | 27 | 24 | Natural Gas Fired Combustion Turbine | NG | GT | 12 | 1972 |  |  | (OP) Operating | [6 empty] | Pima | 32.16 | -110.9047
24211 | Tucson Electric Power Co | 126 | H Wilson Sundt Generating Station | Electric Utility | AZ | GT2 | 27 | 24 | Natural Gas Fired Combustion Turbine | NG | GT | 12 | 1972 |  |  | (OP) Operating | [6 empty] | Pima | 32.16 | -110.9047
24211 | Tucson Electric Power Co | 126 | H Wilson Sundt Generating Station | Electric Utility | AZ | ST1 | 108.8 | 81 | Natural Gas Steam Turbine | NG | ST | 12 | 1958 |  |  | (OP) Operating | [6 empty] | Pima | 32.16 | -110.9047
24211 | Tucson Electric Power Co | 126 | H Wilson Sundt Generating Station | Electric Utility | AZ | ST2 | 108.8 | 81 | Natural Gas Steam Turbine | NG | ST | 10 | 1960 |  |  | (OP) Operating | [6 empty] | Pima | 32.16 | -110.9047
24211 | Tucson Electric Power Co | 126 | H Wilson Sundt Generating Station | Electric Utility | AZ | ST3 | 113.6 | 104 | Natural Gas Steam Turbine | NG | ST | 6 | 1962 |  |  | (OP) Operating | [6 empty] | Pima | 32.16 | -110.9047
15474 | Public Service Co of Oklahoma | 127 | Oklaunion | Electric Utility | TX | 1 | 720 | 650 | Conventional Steam Coal | SUB | ST | 12 | 1986 |  |  | (OP) Operating | [6 empty] | Wilbarger | 34.0825 | -99.1753
17543 | South Carolina Public Service Authority | 130 | Cross | Electric Utility | SC | 1 | 590.9 | 580 | Conventional Steam Coal | BIT | ST | 5 | 1995 |  |  | (OP) Operating | [6 empty] | Berkeley | 33.3715 | -80.1132
17543 | South Carolina Public Service Authority | 130 | Cross | Electric Utility | SC | 2 | 556.2 | 570 | Conventional Steam Coal | BIT | ST | 5 | 1984 |  |  | (OP) Operating | [6 empty] | Berkeley | 33.3715 | -80.1132
17543 | South Carolina Public Service Authority | 130 | Cross | Electric Utility | SC | 3 | 591 | 600 | Conventional Steam Coal | BIT | ST | 1 | 2007 |  |  | (OP) Operating | [6 empty] | Berkeley | 33.3715 | -80.1132
17543 | South Carolina Public Service Authority | 130 | Cross | Electric Utility | SC | 4 | 652 | 600 | Conventional Steam Coal | BIT | ST | 10 | 2008 |  |  | (OP) Operating | [6 empty] | Berkeley | 33.3715 | -80.1132
21554 | Seminole Electric Cooperative Inc | 136 | Seminole (FL) | Electric Utility | FL | 1 | 735.9 | 652 | Conventional Steam Coal | BIT | ST | 2 | 1984 |  |  | (OP) Operating | [6 empty] | Putnam | 29.7331 | -81.6328
21554 | Seminole Electric Cooperative Inc | 136 | Seminole (FL) | Electric Utility | FL | 2 | 735.9 | 657 | Conventional Steam Coal | BIT | ST | 12 | 1984 |  |  | (OP) Operating | [6 empty] | Putnam | 29.7331 | -81.6328
16572 | Salt River Project | 141 | Agua Fria | Electric Utility | AZ | AF1 | 113.6 | 113 | Natural Gas Steam Turbine | NG | ST | 1 | 1958 |  |  | (OP) Operating | [6 empty] | Maricopa | 33.5561 | -112.2153
16572 | Salt River Project | 141 | Agua Fria | Electric Utility | AZ | AF2 | 113.6 | 113 | Natural Gas Steam Turbine | NG | ST | 4 | 1957 |  |  | (OP) Operating | [6 empty] | Maricopa | 33.5561 | -112.2153
16572 | Salt River Project | 141 | Agua Fria | Electric Utility | AZ | AF3 | 163.2 | 181 | Natural Gas Steam Turbine | NG | ST | 4 | 1961 |  |  | (OP) Operating | [6 empty] | Maricopa | 33.5561 | -112.2153
16572 | Salt River Project | 141 | Agua Fria | Electric Utility | AZ | AF4 | 80.5 | 73 | Natural Gas Fired Combustion Turbine | NG | GT | 5 | 1975 |  |  | (OP) Operating | [6 empty] | Maricopa | 33.5561 | -112.2153
16572 | Salt River Project | 141 | Agua Fria | Electric Utility | AZ | AF5 | 71.2 | 73 | Natural Gas Fired Combustion Turbine | NG | GT | 7 | 1974 |  |  | (OP) Operating | [6 empty] | Maricopa | 33.5561 | -112.2153
16572 | Salt River Project | 141 | Agua Fria | Electric Utility | AZ | AF6 | 71.2 | 73 | Natural Gas Fired Combustion Turbine | NG | GT | 7 | 1974 |  |  | (OP) Operating | [6 empty] | Maricopa | 33.5561 | -112.2153
16572 | Salt River Project | 141 | Agua Fria | Electric Utility | AZ | PV-3 | 0.2 | 0.2 | Solar Photovoltaic | SUN | PV | 6 | 2001 |  |  | (OP) Operating | [6 empty] | Maricopa | 33.5561 | -112.2153
16572 | Salt River Project | 143 | Crosscut | Electric Utility | AZ | CC5 | 3 | 3 | Conventional Hydroelectric | WAT | HY | 7 | 1939 |  |  | (OS) Out of service and NOT expected to return to service in next calendar year | [6 empty] | Maricopa | 33.4394 | -111.9461
16572 | Salt River Project | 145 | Horse Mesa | Electric Utility | AZ | HM1 | 9.9 | 10 | Conventional Hydroelectric | WAT | HY | 4 | 1927 |  |  | (OP) Operating | [6 empty] | Maricopa | 33.5907 | -111.344
16572 | Salt River Project | 145 | Horse Mesa | Electric Utility | AZ | HM2 | 9.9 | 10 | Conventional Hydroelectric | WAT | HY | 4 | 1927 |  |  | (OP) Operating | [6 empty] | Maricopa | 33.5907 | -111.344
16572 | Salt River Project | 145 | Horse Mesa | Electric Utility | AZ | HM3 | 9.9 | 10 | Conventional Hydroelectric | WAT | HY | 4 | 1927 |  |  | (OP) Operating | [6 empty] | Maricopa | 33.5907 | -111.344
16572 | Salt River Project | 145 | Horse Mesa | Electric Utility | AZ | HM4 | 99.8 | 119 | Hydroelectric Pumped Storage | WAT | PS | 6 | 1972 |  |  | (OP) Operating | [6 empty] | Maricopa | 33.5907 | -111.344
16572 | Salt River Project | 147 | Kyrene | Electric Utility | AZ | KY1 | 34.5 | 34 | Natural Gas Steam Turbine | NG | ST | 7 | 1952 |  |  | (OS) Out of service and NOT expected to return to service in next calendar year | [6 empty] | Maricopa | 33.3556 | -111.9353
16572 | Salt River Project | 147 | Kyrene | Electric Utility | AZ | KY2 | 73.5 | 72 | Natural Gas Steam Turbine | NG | ST | 6 | 1954 |  |  | (OS) Out of service and NOT expected to return to service in next calendar year | [6 empty] | Maricopa | 33.3556 | -111.9353
16572 | Salt River Project | 147 | Kyrene | Electric Utility | AZ | KY4 | 53.1 | 59 | Natural Gas Fired Combustion Turbine | NG | GT | 12 | 1971 |  |  | (OP) Operating | [6 empty] | Maricopa | 33.3556 | -111.9353
16572 | Salt River Project | 147 | Kyrene | Electric Utility | AZ | KY5 | 60.3 | 53 | Natural Gas Fired Combustion Turbine | NG | GT | 7 | 1973 |  |  | (OP) Operating | [6 empty] | Maricopa | 33.3556 | -111.9353
16572 | Salt River Project | 147 | Kyrene | Electric Utility | AZ | KY6 | 60.3 | 53 | Natural Gas Fired Combustion Turbine | NG | GT | 6 | 1973 |  |  | (OP) Operating | [6 empty] | Maricopa | 33.3556 | -111.9353
16572 | Salt River Project | 147 | Kyrene | Electric Utility | AZ | KY7 | 170 | 148 | Natural Gas Fired Combined Cycle | NG | CT | 10 | 2002 |  |  | (OP) Operating | [6 empty] | Maricopa | 33.3556 | -111.9353
16572 | Salt River Project | 147 | Kyrene | Electric Utility | AZ | KY7A | 122 | 106 | Natural Gas Fired Combined Cycle | NG | CA | 10 | 2002 |  |  | (OP) Operating | [6 empty] | Maricopa | 33.3556 | -111.9353
16572 | Salt River Project | 148 | Mormon Flat | Electric Utility | AZ | MF1 | 9.2 | 11.5 | Conventional Hydroelectric | WAT | HY | 5 | 1926 |  |  | (OP) Operating | [6 empty] | Maricopa | 33.5536 | -111.4431
16572 | Salt River Project | 148 | Mormon Flat | Electric Utility | AZ | MF2 | 54.3 | 57.3 | Hydroelectric Pumped Storage | WAT | PS | 6 | 1971 |  |  | (OP) Operating | [6 empty] | Maricopa | 33.5536 | -111.4431
16572 | Salt River Project | 149 | Roosevelt | Electric Utility | AZ | ROOS | 36 | 36 | Conventional Hydroelectric | WAT | HY | 3 | 1973 |  |  | (OP) Operating | [6 empty] | Maricopa | 33.6711 | -111.1618
16572 | Salt River Project | 150 | Stewart Mountain | Electric Utility | AZ | SM | 13 | 13 | Conventional Hydroelectric | WAT | HY | 3 | 1930 |  |  | (OP) Operating | [6 empty] | Maricopa | 33.5661 | -111.536
12745 | Modesto Irrigation District | 151 | McClure | Electric Utility | CA | 1 | 71.2 | 56 | Petroleum Liquids | DFO | GT | 7 | 1980 |  |  | (OP) Operating | [6 empty] | Stanislaus | 37.6294 | -120.9314
12745 | Modesto Irrigation District | 151 | McClure | Electric Utility | CA | 2 | 71.2 | 56 | Natural Gas Fired Combustion Turbine | NG | GT | 7 | 1981 |  |  | (OP) Operating | [6 empty] | Stanislaus | 37.6294 | -120.9314
2518 | U S Bureau of Reclamation | 152 | Davis Dam | Electric Utility | AZ | 1 | 51.7 | 51.7 | Conventional Hydroelectric | WAT | HY | 1 | 1951 |  |  | (OP) Operating | [6 empty] | Mohave | 35.197 | -114.5707
2518 | U S Bureau of Reclamation | 152 | Davis Dam | Electric Utility | AZ | 2 | 51.7 | 51.7 | Conventional Hydroelectric | WAT | HY | 4 | 1951 |  |  | (OP) Operating | [6 empty] | Mohave | 35.197 | -114.5707
2518 | U S Bureau of Reclamation | 152 | Davis Dam | Electric Utility | AZ | 3 | 48 | 48 | Conventional Hydroelectric | WAT | HY | 4 | 1951 |  |  | (OP) Operating | [6 empty] | Mohave | 35.197 | -114.5707
2518 | U S Bureau of Reclamation | 152 | Davis Dam | Electric Utility | AZ | 4 | 51.7 | 51.7 | Conventional Hydroelectric | WAT | HY | 5 | 1951 |  |  | (OP) Operating | [6 empty] | Mohave | 35.197 | -114.5707
2518 | U S Bureau of Reclamation | 152 | Davis Dam | Electric Utility | AZ | 5 | 51.7 | 51.7 | Conventional Hydroelectric | WAT | HY | 6 | 1951 |  |  | (OP) Operating | [6 empty] | Mohave | 35.197 | -114.5707
2518 | U S Bureau of Reclamation | 153 | Glen Canyon Dam | Electric Utility | AZ | 1 | 165 | 165 | Conventional Hydroelectric | WAT | HY | 9 | 1964 |  |  | (OP) Operating | [6 empty] | Coconino | 36.9366 | -111.4839
2518 | U S Bureau of Reclamation | 153 | Glen Canyon Dam | Electric Utility | AZ | 2 | 165 | 165 | Conventional Hydroelectric | WAT | HY | 9 | 1964 |  |  | (OP) Operating | [6 empty] | Coconino | 36.9366 | -111.4839
2518 | U S Bureau of Reclamation | 153 | Glen Canyon Dam | Electric Utility | AZ | 3 | 165 | 165 | Conventional Hydroelectric | WAT | HY | 12 | 1964 |  |  | (OP) Operating | [6 empty] | Coconino | 36.9366 | -111.4839
2518 | U S Bureau of Reclamation | 153 | Glen Canyon Dam | Electric Utility | AZ | 4 | 165 | 165 | Conventional Hydroelectric | WAT | HY | 2 | 1965 |  |  | (OP) Operating | [6 empty] | Coconino | 36.9366 | -111.4839
2518 | U S Bureau of Reclamation | 153 | Glen Canyon Dam | Electric Utility | AZ | 5 | 165 | 165 | Conventional Hydroelectric | WAT | HY | 7 | 1965 |  |  | (OP) Operating | [6 empty] | Coconino | 36.9366 | -111.4839
2518 | U S Bureau of Reclamation | 153 | Glen Canyon Dam | Electric Utility | AZ | 6 | 165 | 165 | Conventional Hydroelectric | WAT | HY | 10 | 1965 |  |  | (OP) Operating | [6 empty] | Coconino | 36.9366 | -111.4839
2518 | U S Bureau of Reclamation | 153 | Glen Canyon Dam | Electric Utility | AZ | 7 | 157 | 157 | Conventional Hydroelectric | WAT | HY | 1 | 1966 |  |  | (OP) Operating | [6 empty] | Coconino | 36.9366 | -111.4839
2518 | U S Bureau of Reclamation | 153 | Glen Canyon Dam | Electric Utility | AZ | 8 | 165 | 165 | Conventional Hydroelectric | WAT | HY | 2 | 1966 |  |  | (OP) Operating | [6 empty] | Coconino | 36.9366 | -111.4839
2518 | U S Bureau of Reclamation | 154 | Hoover Dam (NV) | Electric Utility | NV | N0 | 2.4 | 2.4 | Conventional Hydroelectric | WAT | HY | 9 | 1936 |  |  | (OP) Operating | [6 empty] | Clark | 36.0155 | -114.738
2518 | U S Bureau of Reclamation | 154 | Hoover Dam (NV) | Electric Utility | NV | N1 | 130 | 130 | Conventional Hydroelectric | WAT | HY | 12 | 1936 |  |  | (OP) Operating | [6 empty] | Clark | 36.0155 | -114.738
2518 | U S Bureau of Reclamation | 154 | Hoover Dam (NV) | Electric Utility | NV | N2 | 130 | 130 | Conventional Hydroelectric | WAT | HY | 10 | 1936 |  |  | (OP) Operating | [6 empty] | Clark | 36.0155 | -114.738
2518 | U S Bureau of Reclamation | 154 | Hoover Dam (NV) | Electric Utility | NV | N3 | 130 | 130 | Conventional Hydroelectric | WAT | HY | 3 | 1937 |  |  | (OP) Operating | [6 empty] | Clark | 36.0155 | -114.738
2518 | U S Bureau of Reclamation | 154 | Hoover Dam (NV) | Electric Utility | NV | N4 | 130 | 130 | Conventional Hydroelectric | WAT | HY | 11 | 1936 |  |  | (OP) Operating | [6 empty] | Clark | 36.0155 | -114.738
2518 | U S Bureau of Reclamation | 154 | Hoover Dam (NV) | Electric Utility | NV | N5 | 130 | 130 | Conventional Hydroelectric | WAT | HY | 6 | 1938 |  |  | (OP) Operating | [6 empty] | Clark | 36.0155 | -114.738
2518 | U S Bureau of Reclamation | 154 | Hoover Dam (NV) | Electric Utility | NV | N6 | 130 | 130 | Conventional Hydroelectric | WAT | HY | 8 | 1938 |  |  | (OP) Operating | [6 empty] | Clark | 36.0155 | -114.738
2518 | U S Bureau of Reclamation | 154 | Hoover Dam (NV) | Electric Utility | NV | N7 | 127 | 127 | Conventional Hydroelectric | WAT | HY | 11 | 1944 |  |  | (OP) Operating | [6 empty] | Clark | 36.0155 | -114.738
2518 | U S Bureau of Reclamation | 154 | Hoover Dam (NV) | Electric Utility | NV | N8 | 130 | 130 | Conventional Hydroelectric | WAT | HY | 12 | 1961 |  |  | (OP) Operating | [6 empty] | Clark | 36.0155 | -114.738
8366 | Heber Light & Power Company | 159 | Lake Creek Dam | Electric Utility | UT | 1 | 1.5 | 1 | Conventional Hydroelectric | WAT | HY | 5 | 1981 |  |  | (OP) Operating | [6 empty] | Wasatch | 40.4936 | -111.3125
796 | Arizona Electric Pwr Coop Inc | 160 | Apache Station | Electric Utility | AZ | GT1 | 11.5 | 10 | Natural Gas Fired Combustion Turbine | NG | GT | 2 | 1963 |  |  | (SB) Standby/Backup: available for service but not normally used | [6 empty] | Cochise | 32.0603 | -109.8931
796 | Arizona Electric Pwr Coop Inc | 160 | Apache Station | Electric Utility | AZ | GT2 | 20.4 | 18.5 | Natural Gas Fired Combustion Turbine | NG | GT | 6 | 1972 |  |  | (SB) Standby/Backup: available for service but not normally used | [6 empty] | Cochise | 32.0603 | -109.8931
796 | Arizona Electric Pwr Coop Inc | 160 | Apache Station | Electric Utility | AZ | GT3 | 78.7 | 60 | Natural Gas Fired Combustion Turbine | NG | GT | 6 | 1975 |  |  | (SB) Standby/Backup: available for service but not normally used | [6 empty] | Cochise | 32.0603 | -109.8931
796 | Arizona Electric Pwr Coop Inc | 160 | Apache Station | Electric Utility | AZ | GT4 | 60.5 | 38 | Natural Gas Fired Combustion Turbine | NG | GT | 10 | 2002 |  |  | (SB) Standby/Backup: available for service but not normally used | [6 empty] | Cochise | 32.0603 | -109.8931
796 | Arizona Electric Pwr Coop Inc | 160 | Apache Station | Electric Utility | AZ | ST1 | 81.6 | 72 | Natural Gas Steam Turbine | NG | ST | 11 | 1964 |  |  | (SB) Standby/Backup: available for service but not normally used | [6 empty] | Cochise | 32.0603 | -109.8931
796 | Arizona Electric Pwr Coop Inc | 160 | Apache Station | Electric Utility | AZ | ST2 | 204 | 175 | Conventional Steam Coal | SUB | ST | 1 | 1979 |  |  | (OP) Operating | [6 empty] | Cochise | 32.0603 | -109.8931
796 | Arizona Electric Pwr Coop Inc | 160 | Apache Station | Electric Utility | AZ | ST3 | 204 | 175 | Conventional Steam Coal | SUB | ST | 9 | 1979 |  |  | (OP) Operating | [6 empty] | Cochise | 32.0603 | -109.8931
19281 | Turlock Irrigation District | 161 | Turlock Lake | Electric Utility | CA | 1 | 1.1 | 1.1 | Conventional Hydroelectric | WAT | HY | 7 | 1980 |  |  | (OP) Operating | [6 empty] | Stanislaus | 37.6115 | -120.5947
19281 | Turlock Irrigation District | 161 | Turlock Lake | Electric Utility | CA | 2 | 1.1 | 1.1 | Conventional Hydroelectric | WAT | HY | 7 | 1980 |  |  | (OP) Operating | [6 empty] | Stanislaus | 37.6115 | -120.5947
19281 | Turlock Irrigation District | 161 | Turlock Lake | Electric Utility | CA | 3 | 1.1 | 1.1 | Conventional Hydroelectric | WAT | HY | 7 | 1980 |  |  | (OP) Operating | [6 empty] | Stanislaus | 37.6115 | -120.5947
19281 | Turlock Irrigation District | 162 | Hickman | Electric Utility | CA | 1 | 0.5 | 0.5 | Conventional Hydroelectric | WAT | HY | 9 | 1979 |  |  | (OP) Operating | [6 empty] | Stanislaus | 37.6215 | -120.7462
19281 | Turlock Irrigation District | 162 | Hickman | Electric Utility | CA | 2 | 0.5 | 0.5 | Conventional Hydroelectric | WAT | HY | 9 | 1979 |  |  | (OP) Operating | [6 empty] | Stanislaus | 37.6215 | -120.7462
7490 | Grand River Dam Authority | 165 | GREC | Electric Utility | OK | 1 | 540 | 490 | Conventional Steam Coal | SUB | ST | 6 | 1981 |  |  | (OP) Operating | [6 empty] | Mayes | 36.1903 | -95.2894
7490 | Grand River Dam Authority | 165 | GREC | Electric Utility | OK | 2 | 594 | 520 | Conventional Steam Coal | SUB | ST | 10 | 1985 |  |  | (OP) Operating | [6 empty] | Mayes | 36.1903 | -95.2894
814 | Entergy Arkansas Inc | 166 | Carpenter | Electric Utility | AR | 1 | 28 | 30.9 | Conventional Hydroelectric | WAT | HY | 1 | 1932 |  |  | (OP) Operating | [6 empty] | Garland | 34.4425 | -93.0262
814 | Entergy Arkansas Inc | 166 | Carpenter | Electric Utility | AR | 2 | 28 | 30.9 | Conventional Hydroelectric | WAT | HY | 1 | 1932 |  |  | (OP) Operating | [6 empty] | Garland | 34.4425 | -93.0262
814 | Entergy Arkansas Inc | 170 | Lake Catherine | Electric Utility | AR | 4 | 552.5 | 522.3 | Natural Gas Steam Turbine | NG | ST | 4 | 1970 |  |  | (OP) Operating | [6 empty] | Hot Spring | 34.4341 | -92.9049
814 | Entergy Arkansas Inc | 171 | Mabelvale | Electric Utility | AR | 1 | 19.5 | 14.1 | Natural Gas Fired Combustion Turbine | NG | GT | 12 | 1970 |  |  | (OP) Operating | [6 empty] | Pulaski | 34.636 | -92.4096
814 | Entergy Arkansas Inc | 171 | Mabelvale | Electric Utility | AR | 3 | 19.5 | 14.1 | Natural Gas Fired Combustion Turbine | NG | GT | 12 | 1970 |  |  | (OP) Operating | [6 empty] | Pulaski | 34.636 | -92.4096
14216 | City of Osceola - (AR) | 172 | Osceola (AR) | Electric Utility | AR | 13 | 1.6 | 1.6 | Petroleum Liquids | DFO | IC | 5 | 1999 |  |  | (SB) Standby/Backup: available for service but not normally used | [6 empty] | Mississippi | 35.6893 | -89.994
14216 | City of Osceola - (AR) | 172 | Osceola (AR) | Electric Utility | AR | 14 | 1.6 | 1.6 | Petroleum Liquids | DFO | IC | 5 | 1999 |  |  | (SB) Standby/Backup: available for service but not normally used | [6 empty] | Mississippi | 35.6893 | -89.994
14216 | City of Osceola - (AR) | 172 | Osceola (AR) | Electric Utility | AR | 9 | 1.6 | 1.6 | Petroleum Liquids | DFO | IC | 5 | 1992 |  |  | (SB) Standby/Backup: available for service but not normally used | [6 empty] | Mississippi | 35.6893 | -89.994
814 | Entergy Arkansas Inc | 174 | Remmel | Electric Utility | AR | 1 | 3 | 3.9 | Conventional Hydroelectric | WAT | HY | 1 | 1925 |  |  | (OP) Operating | [6 empty] | Hot Spring | 34.4272 | -92.8941
814 | Entergy Arkansas Inc | 174 | Remmel | Electric Utility | AR | 2 | 3 | 3.9 | Conventional Hydroelectric | WAT | HY | 1 | 1925 |  |  | (OP) Operating | [6 empty] | Hot Spring | 34.4272 | -92.8941
814 | Entergy Arkansas Inc | 174 | Remmel | Electric Utility | AR | 3 | 3 | 3.9 | Conventional Hydroelectric | WAT | HY | 1 | 1925 |  |  | (OP) Operating | [6 empty] | Hot Spring | 34.4272 | -92.8941
14328 | Pacific Gas & Electric Co | 180 | Volta 2 | Electric Utility | CA | 1 | 1 | 0.9 | Conventional Hydroelectric | WAT | HY | 11 | 1981 |  |  | (OP) Operating | [6 empty] | Shasta | 40.4519 | -121.8621
19647 | USCE-Little Rock District | 182 | Beaver Dam | Electric Utility | AR | 1 | 56 | 64.4 | Conventional Hydroelectric | WAT | HY | 5 | 1965 |  |  | (OP) Operating | [6 empty] | Carroll | 36.4215 | -93.8474
19647 | USCE-Little Rock District | 182 | Beaver Dam | Electric Utility | AR | 2 | 56 | 64.4 | Conventional Hydroelectric | WAT | HY | 5 | 1965 |  |  | (OP) Operating | [6 empty] | Carroll | 36.4215 | -93.8474
19406 | USCE -Vickburg District | 187 | Degray | Electric Utility | AR | 1 | 40 | 40 | Conventional Hydroelectric | WAT | HY | 2 | 1972 |  |  | (OP) Operating | [6 empty] | Clark | 34.2119 | -93.111
19406 | USCE -Vickburg District | 187 | Degray | Electric Utility | AR | 2 | 28 | 28 | Hydroelectric Pumped Storage | WAT | PS | 2 | 1972 |  |  | (OP) Operating | [6 empty] | Clark | 34.2119 | -93.111
19647 | USCE-Little Rock District | 188 | Greers Ferry Lake | Electric Utility | AR | 1 | 48 | 50 | Conventional Hydroelectric | WAT | HY | 3 | 1964 |  |  | (OP) Operating | [6 empty] | Cleburne | 35.5207 | -91.9953
19647 | USCE-Little Rock District | 188 | Greers Ferry Lake | Electric Utility | AR | 2 | 48 | 40 | Conventional Hydroelectric | WAT | HY | 5 | 1964 |  |  | (OP) Operating | [6 empty] | Cleburne | 35.5207 | -91.9953
15043 | City of Piggott - (AR) | 193 | Municipal Light | Electric Utility | AR | 1 | 2 | 2 | Petroleum Liquids | DFO | IC | 10 | 1963 |  |  | (OP) Operating | [6 empty] | Clay | 36.3858 | -90.1867
15043 | City of Piggott - (AR) | 193 | Municipal Light | Electric Utility | AR | 2 | 0.6 | 0.6 | Petroleum Liquids | DFO | IC | 4 | 1952 |  |  | (OP) Operating | [6 empty] | Clay | 36.3858 | -90.1867
15043 | City of Piggott - (AR) | 193 | Municipal Light | Electric Utility | AR | 4 | 2.2 | 2.2 | Petroleum Liquids | DFO | IC | 3 | 1976 |  |  | (OP) Operating | [6 empty] | Clay | 36.3858 | -90.1867
15043 | City of Piggott - (AR) | 193 | Municipal Light | Electric Utility | AR | 6 | 1.3 | 1.3 | Petroleum Liquids | DFO | IC | 3 | 1959 |  |  | (OP) Operating | [6 empty] | Clay | 36.3858 | -90.1867
15043 | City of Piggott - (AR) | 193 | Municipal Light | Electric Utility | AR | 7 | 1.1 | 1.1 | Petroleum Liquids | DFO | IC | 1 | 1955 |  |  | (OP) Operating | [6 empty] | Clay | 36.3858 | -90.1867
19406 | USCE -Vickburg District | 195 | Narrows (AR) | Electric Utility | AR | 1 | 8.5 | 9.7 | Conventional Hydroelectric | WAT | HY | 5 | 1950 |  |  | (OP) Operating | [6 empty] | Pike | 34.1484 | -93.7152
19406 | USCE -Vickburg District | 195 | Narrows (AR) | Electric Utility | AR | 2 | 8.5 | 9.7 | Conventional Hydroelectric | WAT | HY | 5 | 1950 |  |  | (OS) Out of service and NOT expected to return to service in next calendar year | [6 empty] | Pike | 34.1484 | -93.7152
19406 | USCE -Vickburg District | 195 | Narrows (AR) | Electric Utility | AR | 3 | 8.5 | 9.7 | Conventional Hydroelectric | WAT | HY | 9 | 1969 |  |  | (OP) Operating | [6 empty] | Pike | 34.1484 | -93.7152
19647 | USCE-Little Rock District | 196 | Norfork | Electric Utility | AR | 1 | 40.2 | 40 | Conventional Hydroelectric | WAT | HY | 2 | 1950 |  |  | (OP) Operating | [6 empty] | Baxter | 36.2491 | -92.2401
19647 | USCE-Little Rock District | 196 | Norfork | Electric Utility | AR | 2 | 40.2 | 40 | Conventional Hydroelectric | WAT | HY | 6 | 1944 |  |  | (OP) Operating | [6 empty] | Baxter | 36.2491 | -92.2401
19406 | USCE -Vickburg District | 197 | Blakely Mountain | Electric Utility | AR | 1 | 37.5 | 37.5 | Conventional Hydroelectric | WAT | HY | 9 | 1955 |  |  | (OP) Operating | [6 empty] | Garland | 34.571 | -93.1944
19406 | USCE -Vickburg District | 197 | Blakely Mountain | Electric Utility | AR | 2 | 37.5 | 37.5 | Conventional Hydroelectric | WAT | HY | 10 | 1955 |  |  | (OP) Operating | [6 empty] | Garland | 34.571 | -93.1944
19647 | USCE-Little Rock District | 198 | Bull Shoals | Electric Utility | AR | 1 | 40 | 45 | Conventional Hydroelectric | WAT | HY | 9 | 1952 |  |  | (OP) Operating | [6 empty] | Marion | 36.3635 | -92.5763
19647 | USCE-Little Rock District | 198 | Bull Shoals | Electric Utility | AR | 2 | 40 | 45 | Conventional Hydroelectric | WAT | HY | 9 | 1952 |  |  | (OP) Operating | [6 empty] | Marion | 36.3635 | -92.5763
19647 | USCE-Little Rock District | 198 | Bull Shoals | Electric Utility | AR | 3 | 40 | 35 | Conventional Hydroelectric | WAT | HY | 12 | 1952 |  |  | (OP) Operating | [6 empty] | Marion | 36.3635 | -92.5763
19647 | USCE-Little Rock District | 198 | Bull Shoals | Electric Utility | AR | 4 | 40 | 45 | Conventional Hydroelectric | WAT | HY | 6 | 1953 |  |  | (OP) Operating | [6 empty] | Marion | 36.3635 | -92.5763
19647 | USCE-Little Rock District | 198 | Bull Shoals | Electric Utility | AR | 5 | 45 | 50 | Conventional Hydroelectric | WAT | HY | 1 | 1962 |  |  | (OP) Operating | [6 empty] | Marion | 36.3635 | -92.5763
19647 | USCE-Little Rock District | 198 | Bull Shoals | Electric Utility | AR | 6 | 45 | 50 | Conventional Hydroelectric | WAT | HY | 2 | 1962 |  |  | (OP) Operating | [6 empty] | Marion | 36.3635 | -92.5763
19647 | USCE-Little Rock District | 198 | Bull Shoals | Electric Utility | AR | 7 | 45 | 50 | Conventional Hydroelectric | WAT | HY | 8 | 1963 |  |  | (OP) Operating | [6 empty] | Marion | 36.3635 | -92.5763
19647 | USCE-Little Rock District | 198 | Bull Shoals | Electric Utility | AR | 8 | 45 | 50 | Conventional Hydroelectric | WAT | HY | 9 | 1963 |  |  | (OP) Operating | [6 empty] | Marion | 36.3635 | -92.5763
19647 | USCE-Little Rock District | 199 | Dardanelle | Electric Utility | AR | 1 | 40.2 | 35 | Conventional Hydroelectric | WAT | HY | 4 | 1965 |  |  | (OP) Operating | [6 empty] | Pope | 35.2503 | -93.1686
19647 | USCE-Little Rock District | 199 | Dardanelle | Electric Utility | AR | 2 | 40.2 | 35 | Conventional Hydroelectric | WAT | HY | 5 | 1965 |  |  | (OP) Operating | [6 empty] | Pope | 35.2503 | -93.1686
19647 | USCE-Little Rock District | 199 | Dardanelle | Electric Utility | AR | 3 | 40.2 | 35 | Conventional Hydroelectric | WAT | HY | 9 | 1965 |  |  | (OP) Operating | [6 empty] | Pope | 35.2503 | -93.1686
19647 | USCE-Little Rock District | 199 | Dardanelle | Electric Utility | AR | 4 | 40.2 | 35 | Conventional Hydroelectric | WAT | HY | 1 | 1966 |  |  | (OP) Operating | [6 empty] | Pope | 35.2503 | -93.1686
807 | Arkansas Electric Coop Corp | 201 | Thomas Fitzhugh | Electric Utility | AR | 1 | 59 | 61 | Natural Gas Fired Combined Cycle | NG | CA | 5 | 1963 |  |  | (OP) Operating | [6 empty] | Franklin | 35.4624 | -93.8049
807 | Arkansas Electric Coop Corp | 201 | Thomas Fitzhugh | Electric Utility | AR | 2 | 126 | 101 | Natural Gas Fired Combined Cycle | NG | CT | 12 | 2002 |  |  | (OP) Operating | [6 empty] | Franklin | 35.4624 | -93.8049
807 | Arkansas Electric Coop Corp | 202 | Carl Bailey | Electric Utility | AR | 1 | 120 | 122 | Natural Gas Steam Turbine | NG | ST | 7 | 1966 |  |  | (OP) Operating | [6 empty] | Woodruff | 35.2601 | -91.3634
807 | Arkansas Electric Coop Corp | 203 | McClellan (AR) | Electric Utility | AR | 1 | 136 | 134 | Natural Gas Steam Turbine | NG | ST | 5 | 1972 |  |  | (OP) Operating | [6 empty] | Ouachita | 33.5648 | -92.7917
55951 | Exelon Nuclear | 204 | Clinton Power Station | IPP Non-CHP | IL | 1 | 1138.3 | 1065 | Nuclear | NUC | ST | 11 | 1987 |  |  | (OP) Operating | [6 empty] | DeWitt | 40.1719 | -88.8339
9617 | JEA | 207 | St Johns River Power Park | Electric Utility | FL | 1 | 679 | 626 | Conventional Steam Coal | BIT | ST | 4 | 1987 |  |  | (OP) Operating | [6 empty] | Duval | 30.4308 | -81.5508
9617 | JEA | 207 | St Johns River Power Park | Electric Utility | FL | 2 | 679 | 626 | Conventional Steam Coal | BIT | ST | 7 | 1988 |  |  | (OP) Operating | [6 empty] | Duval | 30.4308 | -81.5508
20893 | Wolf Creek Nuclear Optg Corp | 210 | Wolf Creek Generating Station | Electric Utility | KS | 1 | 1267.7 | 1175 | Nuclear | NUC | ST | 9 | 1985 |  |  | (OP) Operating | [6 empty] | Coffey | 38.2393 | -95.6898
14328 | Pacific Gas & Electric Co | 214 | Alta Powerhouse | Electric Utility | CA | 1 | 1 | 1 | Conventional Hydroelectric | WAT | HY | 11 | 1902 |  |  | (OP) Operating | [6 empty] | Placer | 39.216 | -120.8036
19586 | Utica Water & Power Authority | 215 | Angels | IPP Non-CHP | CA | 1 | 1.4 | 0.7 | Conventional Hydroelectric | WAT | HY | 1 | 1940 |  |  | (OP) Operating | [6 empty] | Calaveras | 38.0719 | -120.5394
14328 | Pacific Gas & Electric Co | 217 | Balch 1 | Electric Utility | CA | 1 | 31 | 34 | Conventional Hydroelectric | WAT | HY | 2 | 1927 |  |  | (OP) Operating | [6 empty] | Fresno | 36.9091 | -119.0877
14328 | Pacific Gas & Electric Co | 218 | Balch 2 | Electric Utility | CA | 2 | 48.6 | 52.5 | Conventional Hydroelectric | WAT | HY | 11 | 1958 | 12 | 2017 | (OP) Operating | [6 empty] | Fresno | 36.9089 | -119.0876
14328 | Pacific Gas & Electric Co | 218 | Balch 2 | Electric Utility | CA | 3 | 48.6 | 52.5 | Conventional Hydroelectric | WAT | HY | 12 | 1958 | 12 | 2017 | (OP) Operating | [6 empty] | Fresno | 36.9089 | -119.0876
14328 | Pacific Gas & Electric Co | 219 | Belden | Electric Utility | CA | 1 | 117.9 | 125 | Conventional Hydroelectric | WAT | HY | 9 | 1969 |  |  | (OP) Operating | [6 empty] | Plumas | 40.0074 | -121.2494
14328 | Pacific Gas & Electric Co | 220 | Bucks Creek | Electric Utility | CA | H1 | 33 | 32.5 | Conventional Hydroelectric | WAT | HY | 3 | 1928 |  |  | (OP) Operating | [6 empty] | Plumas | 39.9106 | -121.3277
14328 | Pacific Gas & Electric Co | 220 | Bucks Creek | Electric Utility | CA | H2 | 33 | 32.5 | Conventional Hydroelectric | WAT | HY | 3 | 1928 |  |  | (OP) Operating | [6 empty] | Plumas | 39.9106 | -121.3277
14328 | Pacific Gas & Electric Co | 221 | Butt Valley | Electric Utility | CA | 1 | 40 | 41 | Conventional Hydroelectric | WAT | HY | 12 | 1958 |  |  | (OP) Operating | [6 empty] | Plumas | 40.1757 | -121.1907
14328 | Pacific Gas & Electric Co | 222 | Caribou 1 | Electric Utility | CA | 1 | 23.8 | 25 | Conventional Hydroelectric | WAT | HY | 6 | 1921 |  |  | (OP) Operating | [6 empty] | Plumas | 40.0855 | -121.1482
14328 | Pacific Gas & Electric Co | 222 | Caribou 1 | Electric Utility | CA | 2 | 25 | 25 | Conventional Hydroelectric | WAT | HY | 6 | 1921 |  |  | (OP) Operating | [6 empty] | Plumas | 40.0855 | -121.1482
14328 | Pacific Gas & Electric Co | 222 | Caribou 1 | Electric Utility | CA | 3 | 25 | 25 | Conventional Hydroelectric | WAT | HY | 5 | 1924 |  |  | (OP) Operating | [6 empty] | Plumas | 40.0855 | -121.1482
14328 | Pacific Gas & Electric Co | 223 | Caribou 2 | Electric Utility | CA | 4 | 60.3 | 60 | Conventional Hydroelectric | WAT | HY | 11 | 1958 |  |  | (OP) Operating | [6 empty] | Plumas | 40.086 | -121.1494
14328 | Pacific Gas & Electric Co | 223 | Caribou 2 | Electric Utility | CA | 5 | 57.6 | 60 | Conventional Hydroelectric | WAT | HY | 11 | 1958 |  |  | (OP) Operating | [6 empty] | Plumas | 40.086 | -121.1494
14328 | Pacific Gas & Electric Co | 224 | Centerville PH | Electric Utility | CA | 1 | 5.5 | 5.5 | Conventional Hydroelectric | WAT | HY | 5 | 1900 |  |  | (OS) Out of service and NOT expected to return to service in next calendar year | [6 empty] | Butte | 39.7889 | -121.6574
14328 | Pacific Gas & Electric Co | 224 | Centerville PH | Electric Utility | CA | 2 | 0.9 | 0.9 | Conventional Hydroelectric | WAT | HY | 5 | 1900 |  |  | (OS) Out of service and NOT expected to return to service in next calendar year | [6 empty] | Butte | 39.7889 | -121.6574
14328 | Pacific Gas & Electric Co | 225 | Chili Bar | Electric Utility | CA | 1 | 7 | 7 | Conventional Hydroelectric | WAT | HY | 3 | 1965 |  |  | (OP) Operating | [6 empty] | El Dorado | 38.7718 | -120.8132
14328 | Pacific Gas & Electric Co | 227 | Coleman PH | Electric Utility | CA | 1 | 12.1 | 13 | Conventional Hydroelectric | WAT | HY | 6 | 1979 |  |  | (OP) Operating | [6 empty] | Shasta | 40.4046 | -122.1219
14328 | Pacific Gas & Electric Co | 229 | Cow Creek | Electric Utility | CA | 1 | 0.7 | 0.9 | Conventional Hydroelectric | WAT | HY | 1 | 1907 | 12 | 2017 | (OP) Operating | [6 empty] | Shasta | 40.5708 | -122.0209
14328 | Pacific Gas & Electric Co | 229 | Cow Creek | Electric Utility | CA | 2 | 0.7 | 0.9 | Conventional Hydroelectric | WAT | HY | 1 | 1907 | 12 | 2017 | (OP) Operating | [6 empty] | Shasta | 40.5708 | -122.0209
14328 | Pacific Gas & Electric Co | 231 | Cresta | Electric Utility | CA | 1 | 36.9 | 35 | Conventional Hydroelectric | WAT | HY | 11 | 1949 |  |  | (OP) Operating | [6 empty] | Butte | 39.8259 | -121.4097
14328 | Pacific Gas & Electric Co | 231 | Cresta | Electric Utility | CA | 2 | 36.9 | 35 | Conventional Hydroelectric | WAT | HY | 1 | 1950 |  |  | (OP) Operating | [6 empty] | Butte | 39.8259 | -121.4097
14328 | Pacific Gas & Electric Co | 232 | De Sabla | Electric Utility | CA | 1 | 18.4 | 18.5 | Conventional Hydroelectric | WAT | HY | 2 | 1963 |  |  | (OP) Operating | [6 empty] | Butte | 39.8693 | -121.6318
14328 | Pacific Gas & Electric Co | 233 | Deer Creek PH | Electric Utility | CA | 1 | 5.5 | 5.7 | Conventional Hydroelectric | WAT | HY | 5 | 1908 |  |  | (OP) Operating | [6 empty] | Nevada | 39.2981 | -120.8443
14328 | Pacific Gas & Electric Co | 235 | Drum 1 | Electric Utility | CA | 1 | 12 | 13.2 | Conventional Hydroelectric | WAT | HY | 11 | 1913 |  |  | (OP) Operating | [6 empty] | Placer | 39.2569 | -120.7674
14328 | Pacific Gas & Electric Co | 235 | Drum 1 | Electric Utility | CA | 2 | 12 | 13.2 | Conventional Hydroelectric | WAT | HY | 11 | 1913 |  |  | (OP) Operating | [6 empty] | Placer | 39.2569 | -120.7674
14328 | Pacific Gas & Electric Co | 235 | Drum 1 | Electric Utility | CA | 3 | 12 | 13.2 | Conventional Hydroelectric | WAT | HY | 4 | 1922 |  |  | (OP) Operating | [6 empty] | Placer | 39.2569 | -120.7674
14328 | Pacific Gas & Electric Co | 235 | Drum 1 | Electric Utility | CA | 4 | 13.2 | 14.4 | Conventional Hydroelectric | WAT | HY | 6 | 1928 |  |  | (OP) Operating | [6 empty] | Placer | 39.2569 | -120.7674
14328 | Pacific Gas & Electric Co | 236 | Drum 2 | Electric Utility | CA | 5 | 53.1 | 49.5 | Conventional Hydroelectric | WAT | HY | 12 | 1965 |  |  | (OP) Operating | [6 empty] | Placer | 39.2574 | -120.767
14328 | Pacific Gas & Electric Co | 237 | Dutch Flat | Electric Utility | CA | 1 | 22 | 22 | Conventional Hydroelectric | WAT | HY | 3 | 1943 |  |  | (OP) Operating | [6 empty] | Placer | 39.217 | -120.8356
25915 | El Dorado Irrigation District | 238 | El Dorado | Electric Utility | CA | 1 | 10 | 10.3 | Conventional Hydroelectric | WAT | HY | 1 | 1924 |  |  | (OP) Operating | [6 empty] | EL DORADO | 38.7936 | -120.6192
25915 | El Dorado Irrigation District | 238 | El Dorado | Electric Utility | CA | 2 | 10 | 10.3 | Conventional Hydroelectric | WAT | HY | 1 | 1924 |  |  | (OP) Operating | [6 empty] | EL DORADO | 38.7936 | -120.6192
14328 | Pacific Gas & Electric Co | 239 | Electra | Electric Utility | CA | 1 | 32.3 | 30.7 | Conventional Hydroelectric | WAT | HY | 6 | 1948 |  |  | (OP) Operating | [6 empty] | Amador | 38.331 | -120.6699
14328 | Pacific Gas & Electric Co | 239 | Electra | Electric Utility | CA | 2 | 35.1 | 30.7 | Conventional Hydroelectric | WAT | HY | 6 | 1948 |  |  | (OP) Operating | [6 empty] | Amador | 38.331 | -120.6699
14328 | Pacific Gas & Electric Co | 239 | Electra | Electric Utility | CA | 3 | 35.1 | 36.6 | Conventional Hydroelectric | WAT | HY | 6 | 1948 |  |  | (OP) Operating | [6 empty] | Amador | 38.331 | -120.6699
14328 | Pacific Gas & Electric Co | 240 | Haas | Electric Utility | CA | H1 | 67.5 | 72 | Conventional Hydroelectric | WAT | HY | 12 | 1958 |  |  | (OP) Operating | [6 empty] | Fresno | 36.9274 | -119.0203
14328 | Pacific Gas & Electric Co | 240 | Haas | Electric Utility | CA | H2 | 67.5 | 72 | Conventional Hydroelectric | WAT | HY | 12 | 1958 |  |  | (OP) Operating | [6 empty] | Fresno | 36.9274 | -119.0203
14328 | Pacific Gas & Electric Co | 241 | Halsey | Electric Utility | CA | 1 | 13.6 | 11 | Conventional Hydroelectric | WAT | HY | 12 | 1916 |  |  | (OP) Operating | [6 empty] | Placer | 38.957 | -121.0419
14328 | Pacific Gas & Electric Co | 242 | Hamilton Branch | Electric Utility | CA | 1 | 2.6 | 2.4 | Conventional Hydroelectric | WAT | HY | 8 | 1921 |  |  | (OP) Operating | [6 empty] | Plumas | 40.2687 | -121.0895
14328 | Pacific Gas & Electric Co | 242 | Hamilton Branch | Electric Utility | CA | 2 | 2.7 | 2.4 | Conventional Hydroelectric | WAT | HY | 8 | 1921 |  |  | (OP) Operating | [6 empty] | Plumas | 40.2687 | -121.0895
14328 | Pacific Gas & Electric Co | 243 | Hat Creek 1 | Electric Utility | CA | 1 | 10 | 8.5 | Conventional Hydroelectric | WAT | HY | 8 | 1921 |  |  | (OP) Operating | [6 empty] | Shasta | 40.9293 | -121.5445
14328 | Pacific Gas & Electric Co | 244 | Hat Creek 2 | Electric Utility | CA | 1 | 10 | 8.5 | Conventional Hydroelectric | WAT | HY | 9 | 1921 |  |  | (OP) Operating | [6 empty] | Shasta | 40.9607 | -121.5487
14328 | Pacific Gas & Electric Co | 246 | Humboldt Bay | Electric Utility | CA | IC1 | 16.7 | 16.3 | Natural Gas Internal Combustion Engine | NG | IC | 9 | 2010 |  |  | (OP) Operating | [6 empty] | Humboldt | 40.7415 | -124.2103
14328 | Pacific Gas & Electric Co | 246 | Humboldt Bay | Electric Utility | CA | IC10 | 16.7 | 16.3 | Natural Gas Internal Combustion Engine | NG | IC | 9 | 2010 |  |  | (OP) Operating | [6 empty] | Humboldt | 40.7415 | -124.2103
14328 | Pacific Gas & Electric Co | 246 | Humboldt Bay | Electric Utility | CA | IC2 | 16.7 | 16.3 | Natural Gas Internal Combustion Engine | NG | IC | 9 | 2010 |  |  | (OP) Operating | [6 empty] | Humboldt | 40.7415 | -124.2103
14328 | Pacific Gas & Electric Co | 246 | Humboldt Bay | Electric Utility | CA | IC3 | 16.7 | 16.3 | Natural Gas Internal Combustion Engine | NG | IC | 3 | 2011 |  |  | (OP) Operating | [6 empty] | Humboldt | 40.7415 | -124.2103
14328 | Pacific Gas & Electric Co | 246 | Humboldt Bay | Electric Utility | CA | IC4 | 16.7 | 16.3 | Natural Gas Internal Combustion Engine | NG | IC | 9 | 2010 |  |  | (OP) Operating | [6 empty] | Humboldt | 40.7415 | -124.2103
14328 | Pacific Gas & Electric Co | 246 | Humboldt Bay | Electric Utility | CA | IC5 | 16.7 | 16.3 | Natural Gas Internal Combustion Engine | NG | IC | 9 | 2010 |  |  | (OP) Operating | [6 empty] | Humboldt | 40.7415 | -124.2103
14328 | Pacific Gas & Electric Co | 246 | Humboldt Bay | Electric Utility | CA | IC6 | 16.7 | 16.3 | Natural Gas Internal Combustion Engine | NG | IC | 9 | 2010 |  |  | (OP) Operating | [6 empty] | Humboldt | 40.7415 | -124.2103
14328 | Pacific Gas & Electric Co | 246 | Humboldt Bay | Electric Utility | CA | IC7 | 16.7 | 16.3 | Natural Gas Internal Combustion Engine | NG | IC | 9 | 2010 |  |  | (OP) Operating | [6 empty] | Humboldt | 40.7415 | -124.2103
14328 | Pacific Gas & Electric Co | 246 | Humboldt Bay | Electric Utility | CA | IC8 | 16.7 | 16.3 | Natural Gas Internal Combustion Engine | NG | IC | 9 | 2010 |  |  | (OP) Operating | [6 empty] | Humboldt | 40.7415 | -124.2103
14328 | Pacific Gas & Electric Co | 246 | Humboldt Bay | Electric Utility | CA | IC9 | 16.7 | 16.7 | Natural Gas Internal Combustion Engine | NG | IC | 9 | 2010 |  |  | (OP) Operating | [6 empty] | Humboldt | 40.7415 | -124.2103
14328 | Pacific Gas & Electric Co | 248 | Inskip | Electric Utility | CA | 1 | 7.6 | 8 | Conventional Hydroelectric | WAT | HY | 10 | 1979 |  |  | (OP) Operating | [6 empty] | Tehama | 40.401 | -121.9655
14328 | Pacific Gas & Electric Co | 249 | James B Black | Electric Utility | CA | 1 | 85.1 | 86 | Conventional Hydroelectric | WAT | HY | 2 | 1966 |  |  | (OP) Operating | [6 empty] | Shasta | 40.9923 | -121.9752
14328 | Pacific Gas & Electric Co | 249 | James B Black | Electric Utility | CA | 2 | 83.5 | 86 | Conventional Hydroelectric | WAT | HY | 12 | 1965 |  |  | (OP) Operating | [6 empty] | Shasta | 40.9923 | -121.9752
14328 | Pacific Gas & Electric Co | 250 | Kerckhoff | Electric Utility | CA | H1 | 11.3 | 12.6 | Conventional Hydroelectric | WAT | HY | 8 | 1920 |  |  | (OP) Operating | [6 empty] | Fresno | 37.0925 | -119.5528
14328 | Pacific Gas & Electric Co | 250 | Kerckhoff | Electric Utility | CA | H3 | 11.3 | 12.6 | Conventional Hydroelectric | WAT | HY | 8 | 1920 |  |  | (OP) Operating | [6 empty] | Fresno | 37.0925 | -119.5528
14328 | Pacific Gas & Electric Co | 253 | Kilarc | Electric Utility | CA | 1 | 1.5 | 1.6 | Conventional Hydroelectric | WAT | HY | 6 | 1904 | 12 | 2017 | (OP) Operating | [6 empty] | Shasta | 40.6778 | -121.8733
14328 | Pacific Gas & Electric Co | 253 | Kilarc | Electric Utility | CA | 2 | 1.5 | 1.6 | Conventional Hydroelectric | WAT | HY | 5 | 1904 | 12 | 2017 | (OP) Operating | [6 empty] | Shasta | 40.6778 | -121.8733
14328 | Pacific Gas & Electric Co | 254 | Kings River PH | Electric Utility | CA | H1 | 48.6 | 52 | Conventional Hydroelectric | WAT | HY | 3 | 1962 |  |  | (OP) Operating | [6 empty] | Fresno | 36.8882 | -119.1588
14328 | Pacific Gas & Electric Co | 255 | Lime Saddle | Electric Utility | CA | 1 | 1 | 1 | Conventional Hydroelectric | WAT | HY | 8 | 1906 |  |  | (OP) Operating | [6 empty] | Butte | 39.6988 | -121.571
14328 | Pacific Gas & Electric Co | 255 | Lime Saddle | Electric Utility | CA | 2 | 1 | 1 | Conventional Hydroelectric | WAT | HY | 8 | 1906 |  |  | (OP) Operating | [6 empty] | Butte | 39.6988 | -121.571
14328 | Pacific Gas & Electric Co | 258 | Merced Falls | Electric Utility | CA | 1 | 3.4 | 3.5 | Conventional Hydroelectric | WAT | HY | 7 | 1930 |  |  | (OP) Operating | [6 empty] | Merced | 37.523 | -120.3299
54802 | Dynegy -Moss Landing LLC | 260 | Dynegy Moss Landing Power Plant | IPP Non-CHP | CA | 6 | 702 | 754 | Natural Gas Steam Turbine | NG | ST | 12 | 1967 | 12 | 2019 | (OP) Operating | [6 empty] | Monterey | 36.8048 | -121.7822
54802 | Dynegy -Moss Landing LLC | 260 | Dynegy Moss Landing Power Plant | IPP Non-CHP | CA | 7 | 702 | 755 | Natural Gas Steam Turbine | NG | ST | 8 | 1968 | 12 | 2019 | (OP) Operating | [6 empty] | Monterey | 36.8048 | -121.7822
54802 | Dynegy -Moss Landing LLC | 260 | Dynegy Moss Landing Power Plant | IPP Non-CHP | CA | CT1A | 233 | 165 | Natural Gas Fired Combined Cycle | NG | CT | 7 | 2002 |  |  | (OP) Operating | [6 empty] | Monterey | 36.8048 | -121.7822
54802 | Dynegy -Moss Landing LLC | 260 | Dynegy Moss Landing Power Plant | IPP Non-CHP | CA | CT1B | 233 | 165 | Natural Gas Fired Combined Cycle | NG | CT | 7 | 2002 |  |  | (OP) Operating | [6 empty] | Monterey | 36.8048 | -121.7822
54802 | Dynegy -Moss Landing LLC | 260 | Dynegy Moss Landing Power Plant | IPP Non-CHP | CA | CT2A | 233 | 165 | Natural Gas Fired Combined Cycle | NG | CT | 7 | 2002 |  |  | (OP) Operating | [6 empty] | Monterey | 36.8048 | -121.7822
54802 | Dynegy -Moss Landing LLC | 260 | Dynegy Moss Landing Power Plant | IPP Non-CHP | CA | CT2B | 233 | 165 | Natural Gas Fired Combined Cycle | NG | CT | 7 | 2002 |  |  | (OP) Operating | [6 empty] | Monterey | 36.8048 | -121.7822
54802 | Dynegy -Moss Landing LLC | 260 | Dynegy Moss Landing Power Plant | IPP Non-CHP | CA | ST1 | 233 | 180 | Natural Gas Fired Combined Cycle | NG | CA | 7 | 2002 |  |  | (OP) Operating | [6 empty] | Monterey | 36.8048 | -121.7822
54802 | Dynegy -Moss Landing LLC | 260 | Dynegy Moss Landing Power Plant | IPP Non-CHP | CA | ST2 | 233 | 180 | Natural Gas Fired Combined Cycle | NG | CA | 7 | 2002 |  |  | (OP) Operating | [6 empty] | Monterey | 36.8048 | -121.7822
19586 | Utica Water & Power Authority | 261 | Murphys | IPP Non-CHP | CA | 1 | 3.6 | 1.7 | Conventional Hydroelectric | WAT | HY | 3 | 1954 |  |  | (OP) Operating | [6 empty] | Calaveras | 38.1471 | -120.4464
14328 | Pacific Gas & Electric Co | 262 | Narrows PH | Electric Utility | CA | 1 | 10.2 | 12 | Conventional Hydroelectric | WAT | HY | 12 | 1942 |  |  | (OP) Operating | [6 empty] | Nevada | 39.2364 | -121.2717
14328 | Pacific Gas & Electric Co | 264 | Phoenix | Electric Utility | CA | 1 | 1.6 | 2 | Conventional Hydroelectric | WAT | HY | 2 | 1940 |  |  | (OP) Operating | [6 empty] | Tuolumne | 38.0321 | -120.3265
14328 | Pacific Gas & Electric Co | 265 | Pit 1 | Electric Utility | CA | H1 | 34.6 | 30.5 | Conventional Hydroelectric | WAT | HY | 9 | 1922 |  |  | (OP) Operating | [6 empty] | Shasta | 40.9908 | -121.4982
14328 | Pacific Gas & Electric Co | 265 | Pit 1 | Electric Utility | CA | H2 | 34.6 | 30.5 | Conventional Hydroelectric | WAT | HY | 9 | 1922 |  |  | (OP) Operating | [6 empty] | Shasta | 40.9908 | -121.4982
14328 | Pacific Gas & Electric Co | 266 | Pit 3 | Electric Utility | CA | H1 | 26.7 | 23.3 | Conventional Hydroelectric | WAT | HY | 7 | 1925 |  |  | (OP) Operating | [6 empty] | Shasta | 40.9974 | -121.7481
14328 | Pacific Gas & Electric Co | 266 | Pit 3 | Electric Utility | CA | H2 | 26.7 | 23.3 | Conventional Hydroelectric | WAT | HY | 7 | 1925 |  |  | (OP) Operating | [6 empty] | Shasta | 40.9974 | -121.7481
14328 | Pacific Gas & Electric Co | 266 | Pit 3 | Electric Utility | CA | H3 | 26.7 | 23.3 | Conventional Hydroelectric | WAT | HY | 7 | 1925 |  |  | (OP) Operating | [6 empty] | Shasta | 40.9974 | -121.7481
14328 | Pacific Gas & Electric Co | 267 | Pit 4 | Electric Utility | CA | 1 | 51.7 | 47.5 | Conventional Hydroelectric | WAT | HY | 10 | 1955 |  |  | (OP) Operating | [6 empty] | Shasta | 40.9864 | -121.8494
14328 | Pacific Gas & Electric Co | 267 | Pit 4 | Electric Utility | CA | 2 | 51.7 | 47.5 | Conventional Hydroelectric | WAT | HY | 7 | 1955 |  |  | (OP) Operating | [6 empty] | Shasta | 40.9864 | -121.8494
14328 | Pacific Gas & Electric Co | 268 | Pit 5 | Electric Utility | CA | H1 | 38.2 | 40 | Conventional Hydroelectric | WAT | HY | 4 | 1944 |  |  | (OP) Operating | [6 empty] | Shasta | 40.9862 | -121.9776
14328 | Pacific Gas & Electric Co | 268 | Pit 5 | Electric Utility | CA | H2 | 38.2 | 40 | Conventional Hydroelectric | WAT | HY | 4 | 1944 |  |  | (OP) Operating | [6 empty] | Shasta | 40.9862 | -121.9776
14328 | Pacific Gas & Electric Co | 268 | Pit 5 | Electric Utility | CA | H3 | 33.2 | 40 | Conventional Hydroelectric | WAT | HY | 4 | 1944 |  |  | (OP) Operating | [6 empty] | Shasta | 40.9862 | -121.9776
14328 | Pacific Gas & Electric Co | 268 | Pit 5 | Electric Utility | CA | H4 | 32 | 40 | Conventional Hydroelectric | WAT | HY | 4 | 1944 |  |  | (OP) Operating | [6 empty] | Shasta | 40.9862 | -121.9776
14328 | Pacific Gas & Electric Co | 269 | Pit 6 | Electric Utility | CA | H1 | 39.6 | 40 | Conventional Hydroelectric | WAT | HY | 8 | 1965 |  |  | (OP) Operating | [6 empty] | Shasta | 40.9226 | -121.9929
14328 | Pacific Gas & Electric Co | 269 | Pit 6 | Electric Utility | CA | H2 | 39.6 | 40 | Conventional Hydroelectric | WAT | HY | 8 | 1965 |  |  | (OP) Operating | [6 empty] | Shasta | 40.9226 | -121.9929
14328 | Pacific Gas & Electric Co | 270 | Pit 7 | Electric Utility | CA | H1 | 57.6 | 56 | Conventional Hydroelectric | WAT | HY | 9 | 1965 |  |  | (OP) Operating | [6 empty] | Shasta | 40.8475 | -121.9908
14328 | Pacific Gas & Electric Co | 270 | Pit 7 | Electric Utility | CA | H2 | 52.2 | 57 | Conventional Hydroelectric | WAT | HY | 9 | 1965 |  |  | (OP) Operating | [6 empty] | Shasta | 40.8475 | -121.9908
12631 | NRG Delta LLC | 271 | Pittsburg Power | IPP Non-CHP | CA | 5 | 326.4 | 312 | Natural Gas Steam Turbine | NG | ST | 9 | 1960 |  |  | (OP) Operating | [6 empty] | Contra Costa | 38.0392 | -121.8945
12631 | NRG Delta LLC | 271 | Pittsburg Power | IPP Non-CHP | CA | 6 | 326.4 | 317 | Natural Gas Steam Turbine | NG | ST | 6 | 1961 |  |  | (OP) Operating | [6 empty] | Contra Costa | 38.0392 | -121.8945
12631 | NRG Delta LLC | 271 | Pittsburg Power | IPP Non-CHP | CA | 7 | 751.1 | 682 | Natural Gas Steam Turbine | NG | ST | 12 | 1972 |  |  | (OP) Operating | [6 empty] | Contra Costa | 38.0392 | -121.8945
14328 | Pacific Gas & Electric Co | 272 | Poe | Electric Utility | CA | 1 | 71.4 | 60 | Conventional Hydroelectric | WAT | HY | 10 | 1958 |  |  | (OP) Operating | [6 empty] | Butte | 39.7229 | -121.4698
14328 | Pacific Gas & Electric Co | 272 | Poe | Electric Utility | CA | 2 | 71.4 | 60 | Conventional Hydroelectric | WAT | HY | 10 | 1958 |  |  | (OP) Operating | [6 empty] | Butte | 39.7229 | -121.4698
14328 | Pacific Gas & Electric Co | 274 | Potter Valley | Electric Utility | CA | 1 | 4.4 | 4.5 | Conventional Hydroelectric | WAT | HY | 2 | 1939 |  |  | (OP) Operating | [6 empty] | Mendocino | 39.3618 | -123.1279
14328 | Pacific Gas & Electric Co | 274 | Potter Valley | Electric Utility | CA | 2 | 2 | 2 | Conventional Hydroelectric | WAT | HY | 3 | 1910 |  |  | (OP) Operating | [6 empty] | Mendocino | 39.3618 | -123.1279
14328 | Pacific Gas & Electric Co | 274 | Potter Valley | Electric Utility | CA | 3 | 3 | 2.7 | Conventional Hydroelectric | WAT | HY | 9 | 1917 |  |  | (OP) Operating | [6 empty] | Mendocino | 39.3618 | -123.1279
14328 | Pacific Gas & Electric Co | 275 | Rock Creek | Electric Utility | CA | H1 | 63 | 63 | Conventional Hydroelectric | WAT | HY | 3 | 1950 |  |  | (OP) Operating | [6 empty] | Plumas | 39.9052 | -121.3452
14328 | Pacific Gas & Electric Co | 275 | Rock Creek | Electric Utility | CA | H2 | 63 | 63 | Conventional Hydroelectric | WAT | HY | 3 | 1950 |  |  | (OP) Operating | [6 empty] | Plumas | 39.9052 | -121.3452
14328 | Pacific Gas & Electric Co | 276 | San Joaquin 2 | Electric Utility | CA | 1 | 2.8 | 3.2 | Conventional Hydroelectric | WAT | HY | 9 | 1917 |  |  | (OP) Operating | [6 empty] | Madera | 37.2032 | -119.4975
14328 | Pacific Gas & Electric Co | 277 | San Joaquin 3 | Electric Utility | CA | 3 | 4 | 4.2 | Conventional Hydroelectric | WAT | HY | 8 | 1923 |  |  | (OP) Operating | [6 empty] | Madera | 37.2537 | -119.5194
14328 | Pacific Gas & Electric Co | 279 | Salt Springs | Electric Utility | CA | 1 | 12.3 | 11 | Conventional Hydroelectric | WAT | HY | 6 | 1931 |  |  | (OP) Operating | [6 empty] | Amador | 38.4979 | -120.2181
14328 | Pacific Gas & Electric Co | 279 | Salt Springs | Electric Utility | CA | 2 | 29.7 | 33 | Conventional Hydroelectric | WAT | HY | 4 | 1953 |  |  | (OP) Operating | [6 empty] | Amador | 38.4979 | -120.2181
14328 | Pacific Gas & Electric Co | 280 | South | Electric Utility | CA | 1 | 6.7 | 7 | Conventional Hydroelectric | WAT | HY | 12 | 1979 |  |  | (OP) Operating | [6 empty] | Tehama | 40.3954 | -121.8792
14328 | Pacific Gas & Electric Co | 281 | Spaulding 1 | Electric Utility | CA | 1 | 7 | 7 | Conventional Hydroelectric | WAT | HY | 5 | 1928 |  |  | (OP) Operating | [6 empty] | Nevada | 39.3246 | -120.6448
14328 | Pacific Gas & Electric Co | 282 | Spaulding 2 | Electric Utility | CA | 1 | 3.7 | 4.4 | Conventional Hydroelectric | WAT | HY | 7 | 1928 |  |  | (OP) Operating | [6 empty] | Nevada | 39.3246 | -120.6454
14328 | Pacific Gas & Electric Co | 283 | Spaulding 3 | Electric Utility | CA | 1 | 6.6 | 5.8 | Conventional Hydroelectric | WAT | HY | 2 | 1929 |  |  | (OP) Operating | [6 empty] | Nevada | 39.3377 | -120.6355
14328 | Pacific Gas & Electric Co | 284 | Spring Gap | Electric Utility | CA | 1 | 6 | 7 | Conventional Hydroelectric | WAT | HY | 9 | 1921 |  |  | (OP) Operating | [6 empty] | Tuolumne | 38.1865 | -120.1117
14328 | Pacific Gas & Electric Co | 285 | Stanislaus | Electric Utility | CA | HC1 | 81.9 | 91 | Conventional Hydroelectric | WAT | HY | 3 | 1963 |  |  | (OP) Operating | [6 empty] | Tuolumne | 38.139 | -120.3703
7160 | Geysers Power Co LLC | 286 | Geysers Unit 5-20 | IPP Non-CHP | CA | U10 | 55 | 30 | Geothermal | GEO | ST | 7 | 1973 | 12 | 2017 | (OS) Out of service and NOT expected to return to service in next calendar year | [6 empty] | Sonoma | 38.777 | -122.745
7160 | Geysers Power Co LLC | 286 | Geysers Unit 5-20 | IPP Non-CHP | CA | U11 | 110 | 68 | Geothermal | GEO | ST | 12 | 1975 |  |  | (OP) Operating | [6 empty] | Sonoma | 38.777 | -122.745
7160 | Geysers Power Co LLC | 286 | Geysers Unit 5-20 | IPP Non-CHP | CA | U12 | 110 | 51 | Geothermal | GEO | ST | 8 | 1979 |  |  | (OP) Operating | [6 empty] | Sonoma | 38.777 | -122.745
7160 | Geysers Power Co LLC | 286 | Geysers Unit 5-20 | IPP Non-CHP | CA | U13 | 138 | 65 | Geothermal | GEO | ST | 4 | 1980 |  |  | (OP) Operating | [6 empty] | Sonoma | 38.777 | -122.745
7160 | Geysers Power Co LLC | 286 | Geysers Unit 5-20 | IPP Non-CHP | CA | U14 | 113 | 60 | Geothermal | GEO | ST | 2 | 1980 |  |  | (OP) Operating | [6 empty] | Sonoma | 38.777 | -122.745
7160 | Geysers Power Co LLC | 286 | Geysers Unit 5-20 | IPP Non-CHP | CA | U16 | 118 | 60 | Geothermal | GEO | ST | 10 | 1985 |  |  | (OP) Operating | [6 empty] | Sonoma | 38.777 | -122.745
7160 | Geysers Power Co LLC | 286 | Geysers Unit 5-20 | IPP Non-CHP | CA | U17 | 118 | 60 | Geothermal | GEO | ST | 11 | 1982 |  |  | (OP) Operating | [6 empty] | Sonoma | 38.777 | -122.745
7160 | Geysers Power Co LLC | 286 | Geysers Unit 5-20 | IPP Non-CHP | CA | U18 | 118 | 60 | Geothermal | GEO | ST | 11 | 1983 |  |  | (OP) Operating | [6 empty] | Sonoma | 38.777 | -122.745
7160 | Geysers Power Co LLC | 286 | Geysers Unit 5-20 | IPP Non-CHP | CA | U20 | 118 | 50 | Geothermal | GEO | ST | 10 | 1985 |  |  | (OP) Operating | [6 empty] | Sonoma | 38.777 | -122.745
7160 | Geysers Power Co LLC | 286 | Geysers Unit 5-20 | IPP Non-CHP | CA | U5 | 55 | 45 | Geothermal | GEO | ST | 4 | 1971 |  |  | (OP) Operating | [6 empty] | Sonoma | 38.777 | -122.745
7160 | Geysers Power Co LLC | 286 | Geysers Unit 5-20 | IPP Non-CHP | CA | U6 | 55 | 45 | Geothermal | GEO | ST | 4 | 1971 |  |  | (OP) Operating | [6 empty] | Sonoma | 38.777 | -122.745
7160 | Geysers Power Co LLC | 286 | Geysers Unit 5-20 | IPP Non-CHP | CA | U7 | 55 | 40 | Geothermal | GEO | ST | 7 | 1972 |  |  | (OP) Operating | [6 empty] | Sonoma | 38.777 | -122.745
7160 | Geysers Power Co LLC | 286 | Geysers Unit 5-20 | IPP Non-CHP | CA | U8 | 55 | 40 | Geothermal | GEO | ST | 7 | 1972 |  |  | (OP) Operating | [6 empty] | Sonoma | 38.777 | -122.745
7160 | Geysers Power Co LLC | 286 | Geysers Unit 5-20 | IPP Non-CHP | CA | U9 | 55 | 30 | Geothermal | GEO | ST | 7 | 1973 | 12 | 2017 | (OS) Out of service and NOT expected to return to service in next calendar year | [6 empty] | Sonoma | 38.777 | -122.745
14328 | Pacific Gas & Electric Co | 287 | Tiger Creek | Electric Utility | CA | H1 | 25.5 | 29 | Conventional Hydroelectric | WAT | HY | 8 | 1931 |  |  | (OP) Operating | [6 empty] | Amador | 38.4493 | -120.4926
14328 | Pacific Gas & Electric Co | 287 | Tiger Creek | Electric Utility | CA | H2 | 26.7 | 29 | Conventional Hydroelectric | WAT | HY | 6 | 1931 |  |  | (OP) Operating | [6 empty] | Amador | 38.4493 | -120.4926
14328 | Pacific Gas & Electric Co | 289 | Tule River | Electric Utility | CA | 1 | 4.2 | 3.2 | Conventional Hydroelectric | WAT | HY | 1 | 1914 |  |  | (OP) Operating | [6 empty] | Tulare | 36.1631 | -118.7071
14328 | Pacific Gas & Electric Co | 289 | Tule River | Electric Utility | CA | 2 | 4.2 | 3.2 | Conventional Hydroelectric | WAT | HY | 1 | 1914 |  |  | (OP) Operating | [6 empty] | Tulare | 36.1631 | -118.7071
14328 | Pacific Gas & Electric Co | 290 | Volta 1 | Electric Utility | CA | 1 | 8.5 | 9 | Conventional Hydroelectric | WAT | HY | 4 | 1980 |  |  | (OP) Operating | [6 empty] | Shasta | 40.4591 | -121.8671
14328 | Pacific Gas & Electric Co | 291 | West Point PH | Electric Utility | CA | 1 | 13.6 | 14.5 | Conventional Hydroelectric | WAT | HY | 11 | 1948 |  |  | (OP) Operating | [6 empty] | Amador | 38.4209 | -120.5496
14328 | Pacific Gas & Electric Co | 292 | Wise | Electric Utility | CA | 1 | 13.6 | 14 | Conventional Hydroelectric | WAT | HY | 3 | 1917 |  |  | (OP) Operating | [6 empty] | Placer | 38.8899 | -121.0985
14328 | Pacific Gas & Electric Co | 292 | Wise | Electric Utility | CA | 2 | 2.8 | 3.2 | Conventional Hydroelectric | WAT | HY | 12 | 1986 |  |  | (OP) Operating | [6 empty] | Placer | 38.8899 | -121.0985
14328 | Pacific Gas & Electric Co | 293 | A G Wishon | Electric Utility | CA | 1 | 3.2 | 5 | Conventional Hydroelectric | WAT | HY | 9 | 1910 |  |  | (OP) Operating | [6 empty] | Madera | 37.151 | -119.5047
14328 | Pacific Gas & Electric Co | 293 | A G Wishon | Electric Utility | CA | 2 | 3.2 | 5 | Conventional Hydroelectric | WAT | HY | 9 | 1910 |  |  | (OP) Operating | [6 empty] | Madera | 37.151 | -119.5047
14328 | Pacific Gas & Electric Co | 293 | A G Wishon | Electric Utility | CA | 3 | 3.2 | 5 | Conventional Hydroelectric | WAT | HY | 9 | 1910 |  |  | (OP) Operating | [6 empty] | Madera | 37.151 | -119.5047
14328 | Pacific Gas & Electric Co | 293 | A G Wishon | Electric Utility | CA | 4 | 3.2 | 5 | Conventional Hydroelectric | WAT | HY | 9 | 1910 |  |  | (OP) Operating | [6 empty] | Madera | 37.151 | -119.5047
14354 | PacifiCorp | 294 | Copco 1 | Electric Utility | CA | 1 | 10 | 14 | Conventional Hydroelectric | WAT | HY | 1 | 1918 |  |  | (OP) Operating | [6 empty] | Siskiyou | 41.9789 | -122.3353
14354 | PacifiCorp | 294 | Copco 1 | Electric Utility | CA | 2 | 10 | 14 | Conventional Hydroelectric | WAT | HY | 11 | 1918 |  |  | (OP) Operating | [6 empty] | Siskiyou | 41.9789 | -122.3353
14354 | PacifiCorp | 295 | Copco 2 | Electric Utility | CA | 1 | 13.5 | 17 | Conventional Hydroelectric | WAT | HY | 7 | 1925 |  |  | (OP) Operating | [6 empty] | Siskiyou | 41.9757 | -122.3581
14354 | PacifiCorp | 295 | Copco 2 | Electric Utility | CA | 2 | 13.5 | 17 | Conventional Hydroelectric | WAT | HY | 8 | 1925 |  |  | (OP) Operating | [6 empty] | Siskiyou | 41.9757 | -122.3581
14354 | PacifiCorp | 296 | Fall Creek | Electric Utility | CA | 1 | 0.5 | 0.4 | Conventional Hydroelectric | WAT | HY | 9 | 1903 |  |  | (OP) Operating | [6 empty] | Siskiyou | 41.9856 | -122.3605
14354 | PacifiCorp | 296 | Fall Creek | Electric Utility | CA | 2 | 0.4 | 0.4 | Conventional Hydroelectric | WAT | HY | 8 | 1907 |  |  | (OP) Operating | [6 empty] | Siskiyou | 41.9856 | -122.3605
14354 | PacifiCorp | 296 | Fall Creek | Electric Utility | CA | 3 | 1.2 | 1.1 | Conventional Hydroelectric | WAT | HY | 1 | 1910 |  |  | (OP) Operating | [6 empty] | Siskiyou | 41.9856 | -122.3605
14354 | PacifiCorp | 297 | Iron Gate | Electric Utility | CA | 1 | 18 | 18.8 | Conventional Hydroelectric | WAT | HY | 2 | 1962 |  |  | (OP) Operating | [6 empty] | Siskiyou | 41.933 | -122.4368
54888 | NRG Texas Power LLC | 298 | Limestone | IPP Non-CHP | TX | 1 | 893 | 831 | Conventional Steam Coal | SUB | ST | 12 | 1985 |  |  | (OP) Operating | [6 empty] | Limestone | 31.4219 | -96.2525
54888 | NRG Texas Power LLC | 298 | Limestone | IPP Non-CHP | TX | 2 | 956.8 | 858 | Conventional Steam Coal | SUB | ST | 12 | 1986 |  |  | (OP) Operating | [6 empty] | Limestone | 31.4219 | -96.2525
14354 | PacifiCorp | 299 | Blundell | Electric Utility | UT | 1 | 30.7 | 23 | Geothermal | GEO | ST | 7 | 1984 |  |  | (OP) Operating | [6 empty] | Beaver | 38.4889 | -112.8533
14354 | PacifiCorp | 299 | Blundell | Electric Utility | UT | 2 | 14.1 | 11 | Geothermal | GEO | ST | 12 | 2007 |  |  | (OP) Operating | [6 empty] | Beaver | 38.4889 | -112.8533
13960 | NRG Cabrillo Power Ops Inc | 301 | El Cajon | IPP Non-CHP | CA | ENCI | 18 | 16 | Natural Gas Fired Combustion Turbine | NG | GT | 11 | 1968 | 12 | 2016 | (SB) Standby/Backup: available for service but not normally used | [6 empty] | San Diego | 32.7958 | -116.9722
13960 | NRG Cabrillo Power Ops Inc | 302 | Encina | IPP Non-CHP | CA | 2 | 110 | 104 | Natural Gas Steam Turbine | NG | ST | 7 | 1956 | 12 | 2017 | (OP) Operating | [6 empty] | San Diego | 33.1361 | -117.3364
13960 | NRG Cabrillo Power Ops Inc | 302 | Encina | IPP Non-CHP | CA | 3 | 110 | 110 | Natural Gas Steam Turbine | NG | ST | 8 | 1958 | 12 | 2017 | (OP) Operating | [6 empty] | San Diego | 33.1361 | -117.3364
13960 | NRG Cabrillo Power Ops Inc | 302 | Encina | IPP Non-CHP | CA | 4 | 306 | 300 | Natural Gas Steam Turbine | NG | ST | 11 | 1973 | 12 | 2017 | (OP) Operating | [6 empty] | San Diego | 33.1361 | -117.3364
13960 | NRG Cabrillo Power Ops Inc | 302 | Encina | IPP Non-CHP | CA | 5 | 345.6 | 330 | Natural Gas Steam Turbine | NG | ST | 11 | 1978 | 12 | 2017 | (OP) Operating | [6 empty] | San Diego | 33.1361 | -117.3364
13960 | NRG Cabrillo Power Ops Inc | 302 | Encina | IPP Non-CHP | CA | GT1 | 18 | 14 | Natural Gas Fired Combustion Turbine | NG | GT | 11 | 1968 | 12 | 2017 | (SB) Standby/Backup: available for service but not normally used | [6 empty] | San Diego | 33.1361 | -117.3364
13960 | NRG Cabrillo Power Ops Inc | 302 | Encina | IPP Non-CHP | CA | ST1 | 110 | 106 | Natural Gas Steam Turbine | NG | ST | 11 | 1954 | 12 | 2016 | (OP) Operating | [6 empty] | San Diego | 33.1361 | -117.3364
13960 | NRG Cabrillo Power Ops Inc | 303 | Kearny | IPP Non-CHP | CA | KEA3 | 72 | 61 | Natural Gas Fired Combustion Turbine | NG | GT | 12 | 1969 | 12 | 2016 | (SB) Standby/Backup: available for service but not normally used | [6 empty] | San Diego | 32.834 | -117.1338
13960 | NRG Cabrillo Power Ops Inc | 305 | Miramar | IPP Non-CHP | CA | MRGT | 49 | 36 | Natural Gas Fired Combustion Turbine | NG | GT | 5 | 1972 | 12 | 2016 | (SB) Standby/Backup: available for service but not normally used | [6 empty] | San Diego | 32.8761 | -117.1664
17271 | City & Borough of Sitka - (AK) | 313 | Green Lake | Electric Utility | AK | 1 | 9.3 | 9.3 | Conventional Hydroelectric | WAT | HY | 4 | 1982 |  |  | (OP) Operating | [6 empty] | Sitka | 56.9863 | -135.1227
17271 | City & Borough of Sitka - (AK) | 313 | Green Lake | Electric Utility | AK | 2 | 9.3 | 9.3 | Conventional Hydroelectric | WAT | HY | 10 | 1982 |  |  | (OP) Operating | [6 empty] | Sitka | 56.9863 | -135.1227
9216 | Imperial Irrigation District | 314 | Drop 5 | Electric Utility | CA | 1 | 2 | 1.9 | Conventional Hydroelectric | WAT | HY | 3 | 1982 |  |  | (OP) Operating | [6 empty] | Imperial | 32.6731 | -115.392
9216 | Imperial Irrigation District | 314 | Drop 5 | Electric Utility | CA | 2 | 2 | 1.9 | Conventional Hydroelectric | WAT | HY | 3 | 1982 |  |  | (OP) Operating | [6 empty] | Imperial | 32.6731 | -115.392
22148 | AES Alamitos LLC | 315 | AES Alamitos LLC | IPP Non-CHP | CA | 1 | 156 | 175 | Natural Gas Steam Turbine | NG | ST | 9 | 1956 | 10 | 2019 | (OP) Operating | [6 empty] | Los Angeles | 33.7688 | -118.1009
22148 | AES Alamitos LLC | 315 | AES Alamitos LLC | IPP Non-CHP | CA | 2 | 156 | 175 | Natural Gas Steam Turbine | NG | ST | 2 | 1957 | 10 | 2019 | (OP) Operating | [6 empty] | Los Angeles | 33.7688 | -118.1009
22148 | AES Alamitos LLC | 315 | AES Alamitos LLC | IPP Non-CHP | CA | 3 | 310 | 332 | Natural Gas Steam Turbine | NG | ST | 12 | 1961 | 12 | 2020 | (OP) Operating | [6 empty] | Los Angeles | 33.7688 | -118.1009
22148 | AES Alamitos LLC | 315 | AES Alamitos LLC | IPP Non-CHP | CA | 4 | 310 | 335 | Natural Gas Steam Turbine | NG | ST | 6 | 1962 | 12 | 2020 | (OP) Operating | [6 empty] | Los Angeles | 33.7688 | -118.1009
22148 | AES Alamitos LLC | 315 | AES Alamitos LLC | IPP Non-CHP | CA | 5 | 495 | 485 | Natural Gas Steam Turbine | NG | ST | 3 | 1964 | 10 | 2019 | (OP) Operating | [6 empty] | Los Angeles | 33.7688 | -118.1009
22148 | AES Alamitos LLC | 315 | AES Alamitos LLC | IPP Non-CHP | CA | 6 | 495 | 495 | Natural Gas Steam Turbine | NG | ST | 9 | 1966 | 12 | 2020 | (OP) Operating | [6 empty] | Los Angeles | 33.7688 | -118.1009
12397 | Metropolitan Water District of S CA | 316 | Sepulveda Canyon | Electric Utility | CA | 1 | 8.5 | 8.5 | Conventional Hydroelectric | WAT | HY | 6 | 1982 |  |  | (SB) Standby/Backup: available for service but not normally used | [6 empty] | Los Angeles | 34.0969 | -118.4795
17609 | Southern California Edison Co | 317 | Big Creek 1 | Electric Utility | CA | 1 | 19.8 | 19.8 | Conventional Hydroelectric | WAT | HY | 11 | 1913 |  |  | (OP) Operating | [6 empty] | Fresno | 37.2042 | -119.2396
17609 | Southern California Edison Co | 317 | Big Creek 1 | Electric Utility | CA | 2 | 15.8 | 15.8 | Conventional Hydroelectric | WAT | HY | 11 | 1913 |  |  | (OP) Operating | [6 empty] | Fresno | 37.2042 | -119.2396
17609 | Southern California Edison Co | 317 | Big Creek 1 | Electric Utility | CA | 3 | 21.6 | 21.6 | Conventional Hydroelectric | WAT | HY | 7 | 1923 |  |  | (OP) Operating | [6 empty] | Fresno | 37.2042 | -119.2396
17609 | Southern California Edison Co | 317 | Big Creek 1 | Electric Utility | CA | 4 | 31.2 | 31.2 | Conventional Hydroelectric | WAT | HY | 6 | 1925 |  |  | (OP) Operating | [6 empty] | Fresno | 37.2042 | -119.2396
17609 | Southern California Edison Co | 318 | Big Creek 2 | Electric Utility | CA | 3 | 15.8 | 15.8 | Conventional Hydroelectric | WAT | HY | 12 | 1913 |  |  | (OP) Operating | [6 empty] | Fresno | 37.2 | -119.3069
17609 | Southern California Edison Co | 318 | Big Creek 2 | Electric Utility | CA | 4 | 15.8 | 15.8 | Conventional Hydroelectric | WAT | HY | 1 | 1914 |  |  | (OP) Operating | [6 empty] | Fresno | 37.2 | -119.3069
17609 | Southern California Edison Co | 318 | Big Creek 2 | Electric Utility | CA | 5 | 17.5 | 17.5 | Conventional Hydroelectric | WAT | HY | 2 | 1921 |  |  | (OP) Operating | [6 empty] | Fresno | 37.2 | -119.3069
17609 | Southern California Edison Co | 318 | Big Creek 2 | Electric Utility | CA | 6 | 17.5 | 17.5 | Conventional Hydroelectric | WAT | HY | 3 | 1925 |  |  | (OP) Operating | [6 empty] | Fresno | 37.2 | -119.3069
17609 | Southern California Edison Co | 319 | Big Creek 3 | Electric Utility | CA | 1 | 34 | 34 | Conventional Hydroelectric | WAT | HY | 10 | 1923 |  |  | (OP) Operating | [6 empty] | Fresno | 37.1485 | -119.3866
17609 | Southern California Edison Co | 319 | Big Creek 3 | Electric Utility | CA | 2 | 34 | 34 | Conventional Hydroelectric | WAT | HY | 9 | 1923 |  |  | (OP) Operating | [6 empty] | Fresno | 37.1485 | -119.3866
17609 | Southern California Edison Co | 319 | Big Creek 3 | Electric Utility | CA | 3 | 34 | 33 | Conventional Hydroelectric | WAT | HY | 10 | 1923 |  |  | (OP) Operating | [6 empty] | Fresno | 37.1485 | -119.3866
17609 | Southern California Edison Co | 319 | Big Creek 3 | Electric Utility | CA | 4 | 36 | 36 | Conventional Hydroelectric | WAT | HY | 4 | 1948 |  |  | (OP) Operating | [6 empty] | Fresno | 37.1485 | -119.3866
17609 | Southern California Edison Co | 319 | Big Creek 3 | Electric Utility | CA | 5 | 36.5 | 36.5 | Conventional Hydroelectric | WAT | HY | 2 | 1980 |  |  | (OP) Operating | [6 empty] | Fresno | 37.1485 | -119.3866
17609 | Southern California Edison Co | 320 | Big Creek 4 | Electric Utility | CA | 1 | 50 | 50 | Conventional Hydroelectric | WAT | HY | 6 | 1951 |  |  | (OP) Operating | [6 empty] | Madera | 37.139 | -119.4898
17609 | Southern California Edison Co | 320 | Big Creek 4 | Electric Utility | CA | 2 | 50 | 50 | Conventional Hydroelectric | WAT | HY | 7 | 1951 |  |  | (OP) Operating | [6 empty] | Madera | 37.139 | -119.4898
17609 | Southern California Edison Co | 321 | Big Creek 8 | Electric Utility | CA | 1 | 30 | 25.8 | Conventional Hydroelectric | WAT | HY | 8 | 1921 |  |  | (OP) Operating | [6 empty] | Fresno | 37.2096 | -119.3289
17609 | Southern California Edison Co | 321 | Big Creek 8 | Electric Utility | CA | 2 | 45 | 45 | Conventional Hydroelectric | WAT | HY | 6 | 1929 |  |  | (OP) Operating | [6 empty] | Fresno | 37.2096 | -119.3289
17609 | Southern California Edison Co | 322 | Big Creek 2A | Electric Utility | CA | 1 | 55 | 50 | Conventional Hydroelectric | WAT | HY | 8 | 1928 |  |  | (OP) Operating | [6 empty] | Fresno | 37.2001 | -119.3068
17609 | Southern California Edison Co | 322 | Big Creek 2A | Electric Utility | CA | 2 | 55 | 50 | Conventional Hydroelectric | WAT | HY | 12 | 1928 |  |  | (OP) Operating | [6 empty] | Fresno | 37.2001 | -119.3068
17609 | Southern California Edison Co | 323 | Bishop Creek 2 | Electric Utility | CA | 1 | 2.5 | 2.5 | Conventional Hydroelectric | WAT | HY | 11 | 1908 |  |  | (OP) Operating | [6 empty] | Inyo | 37.2736 | -118.5733
17609 | Southern California Edison Co | 323 | Bishop Creek 2 | Electric Utility | CA | 2 | 2.5 | 2.5 | Conventional Hydroelectric | WAT | HY | 11 | 1908 |  |  | (OP) Operating | [6 empty] | Inyo | 37.2736 | -118.5733
17609 | Southern California Edison Co | 323 | Bishop Creek 2 | Electric Utility | CA | 3 | 2.3 | 2.3 | Conventional Hydroelectric | WAT | HY | 6 | 1911 |  |  | (OP) Operating | [6 empty] | Inyo | 37.2736 | -118.5733
17609 | Southern California Edison Co | 324 | Bishop Creek 3 | Electric Utility | CA | 1 | 2.8 | 2.8 | Conventional Hydroelectric | WAT | HY | 6 | 1913 |  |  | (OP) Operating | [6 empty] | Inyo | 37.302 | -118.532
17609 | Southern California Edison Co | 324 | Bishop Creek 3 | Electric Utility | CA | 2 | 2.8 | 2.8 | Conventional Hydroelectric | WAT | HY | 6 | 1913 |  |  | (OP) Operating | [6 empty] | Inyo | 37.302 | -118.532
17609 | Southern California Edison Co | 324 | Bishop Creek 3 | Electric Utility | CA | 3 | 2.8 | 2.8 | Conventional Hydroelectric | WAT | HY | 6 | 1913 |  |  | (OP) Operating | [6 empty] | Inyo | 37.302 | -118.532
17609 | Southern California Edison Co | 325 | Bishop Creek 4 | Electric Utility | CA | 1 | 1 | 1 | Conventional Hydroelectric | WAT | HY | 9 | 1905 |  |  | (OP) Operating | [6 empty] | Inyo | 37.323 | -118.5017
17609 | Southern California Edison Co | 325 | Bishop Creek 4 | Electric Utility | CA | 2 | 1 | 1 | Conventional Hydroelectric | WAT | HY | 9 | 1905 |  |  | (OP) Operating | [6 empty] | Inyo | 37.323 | -118.5017
17609 | Southern California Edison Co | 325 | Bishop Creek 4 | Electric Utility | CA | 3 | 2 | 2 | Conventional Hydroelectric | WAT | HY | 6 | 1906 |  |  | (OP) Operating | [6 empty] | Inyo | 37.323 | -118.5017
17609 | Southern California Edison Co | 325 | Bishop Creek 4 | Electric Utility | CA | 4 | 2.2 | 2.2 | Conventional Hydroelectric | WAT | HY | 10 | 1907 |  |  | (OP) Operating | [6 empty] | Inyo | 37.323 | -118.5017
17609 | Southern California Edison Co | 325 | Bishop Creek 4 | Electric Utility | CA | 5 | 2 | 2 | Conventional Hydroelectric | WAT | HY | 6 | 1909 |  |  | (OP) Operating | [6 empty] | Inyo | 37.323 | -118.5017
17609 | Southern California Edison Co | 326 | Bishop Creek 5 | Electric Utility | CA | 1 | 2 | 2 | Conventional Hydroelectric | WAT | HY | 5 | 1943 |  |  | (OP) Operating | [6 empty] | Inyo | 37.3344 | -118.4797
17609 | Southern California Edison Co | 326 | Bishop Creek 5 | Electric Utility | CA | 2 | 2.5 | 1.8 | Conventional Hydroelectric | WAT | HY | 6 | 1919 |  |  | (OP) Operating | [6 empty] | Inyo | 37.3344 | -118.4797
17609 | Southern California Edison Co | 327 | Bishop Creek 6 | Electric Utility | CA | 1 | 1.6 | 1.6 | Conventional Hydroelectric | WAT | HY | 3 | 1913 |  |  | (OP) Operating | [6 empty] | Inyo | 37.3499 | -118.4628
17609 | Southern California Edison Co | 328 | Borel | Electric Utility | CA | 1 | 3 | 2.1 | Conventional Hydroelectric | WAT | HY | 12 | 1904 |  |  | (OP) Operating | [6 empty] | Kern | 35.5881 | -118.5248
17609 | Southern California Edison Co | 328 | Borel | Electric Utility | CA | 2 | 3 | 2.5 | Conventional Hydroelectric | WAT | HY | 12 | 1904 |  |  | (OP) Operating | [6 empty] | Kern | 35.5881 | -118.5248
17609 | Southern California Edison Co | 328 | Borel | Electric Utility | CA | 3 | 6 | 6 | Conventional Hydroelectric | WAT | HY | 1 | 1932 |  |  | (OP) Operating | [6 empty] | Kern | 35.5881 | -118.5248
15908 | NRG California South LP | 331 | Etiwanda Generating Station | IPP Non-CHP | CA | 3 | 333 | 320 | Natural Gas Steam Turbine | NG | ST | 5 | 1963 |  |  | (OP) Operating | [6 empty] | San Bernardino | 34.0912 | -117.5266
15908 | NRG California South LP | 331 | Etiwanda Generating Station | IPP Non-CHP | CA | 4 | 333 | 320 | Natural Gas Steam Turbine | NG | ST | 10 | 1963 |  |  | (OP) Operating | [6 empty] | San Bernardino | 34.0912 | -117.5266
17609 | Southern California Edison Co | 332 | Fontana | Electric Utility | CA | 1 | 1.5 | 1.5 | Conventional Hydroelectric | WAT | HY | 12 | 1917 |  |  | (OP) Operating | [6 empty] | San Bernardino | 34.1552 | -117.3971
17609 | Southern California Edison Co | 332 | Fontana | Electric Utility | CA | 2 | 1.5 | 1.5 | Conventional Hydroelectric | WAT | HY | 12 | 1917 |  |  | (OP) Operating | [6 empty] | San Bernardino | 34.1552 | -117.3971
23693 | AES Huntington Beach LLC | 335 | AES Huntington Beach LLC | IPP Non-CHP | CA | 1 | 218 | 225.8 | Natural Gas Steam Turbine | NG | ST | 6 | 1958 | 10 | 2019 | (OP) Operating | [6 empty] | Orange | 33.6439 | -117.9792
23693 | AES Huntington Beach LLC | 335 | AES Huntington Beach LLC | IPP Non-CHP | CA | 2 | 218 | 225.8 | Natural Gas Steam Turbine | NG | ST | 12 | 1958 | 12 | 2020 | (OP) Operating | [6 empty] | Orange | 33.6439 | -117.9792
17609 | Southern California Edison Co | 336 | Kaweah 2 | Electric Utility | CA | 2 | 2.3 | 1.8 | Conventional Hydroelectric | WAT | HY | 9 | 1929 |  |  | (OP) Operating | [6 empty] | Tulare | 36.4613 | -118.8799
17609 | Southern California Edison Co | 337 | Kaweah 1 | Electric Utility | CA | 1 | 2.3 | 2.3 | Conventional Hydroelectric | WAT | HY | 5 | 1929 |  |  | (OP) Operating | [6 empty] | Tulare | 36.4651 | -118.862
17609 | Southern California Edison Co | 338 | Kaweah 3 | Electric Utility | CA | 1 | 2.4 | 2.4 | Conventional Hydroelectric | WAT | HY | 5 | 1913 |  |  | (OP) Operating | [6 empty] | Tulare | 36.4861 | -118.8356
17609 | Southern California Edison Co | 338 | Kaweah 3 | Electric Utility | CA | 2 | 2.4 | 2.1 | Conventional Hydroelectric | WAT | HY | 5 | 1913 |  |  | (OP) Operating | [6 empty] | Tulare | 36.4861 | -118.8356
17609 | Southern California Edison Co | 339 | Kern River 3 | Electric Utility | CA | 1 | 20.5 | 20.5 | Conventional Hydroelectric | WAT | HY | 5 | 1921 |  |  | (OP) Operating | [6 empty] | Kern | 35.7762 | -118.4362
17609 | Southern California Edison Co | 339 | Kern River 3 | Electric Utility | CA | 2 | 19.6 | 19.7 | Conventional Hydroelectric | WAT | HY | 3 | 1921 |  |  | (OP) Operating | [6 empty] | Kern | 35.7762 | -118.4362
17609 | Southern California Edison Co | 340 | Kern River 1 | Electric Utility | CA | 1 | 6.6 | 6.6 | Conventional Hydroelectric | WAT | HY | 5 | 1907 |  |  | (OP) Operating | [6 empty] | KERN | 35.4603 | -118.7796
17609 | Southern California Edison Co | 340 | Kern River 1 | Electric Utility | CA | 2 | 6.6 | 6.6 | Conventional Hydroelectric | WAT | HY | 6 | 1907 |  |  | (OP) Operating | [6 empty] | KERN | 35.4603 | -118.7796
17609 | Southern California Edison Co | 340 | Kern River 1 | Electric Utility | CA | 3 | 6.6 | 6.6 | Conventional Hydroelectric | WAT | HY | 7 | 1907 |  |  | (OP) Operating | [6 empty] | KERN | 35.4603 | -118.7796
17609 | Southern California Edison Co | 340 | Kern River 1 | Electric Utility | CA | 4 | 6.6 | 6.6 | Conventional Hydroelectric | WAT | HY | 6 | 1907 |  |  | (OP) Operating | [6 empty] | KERN | 35.4603 | -118.7796
13584 | NRG El Segundo Operations Inc | 341 | Long Beach Generation LLC | IPP Non-CHP | CA | CT1 | 63 | 65 | Natural Gas Fired Combustion Turbine | NG | GT | 12 | 1976 |  |  | (OP) Operating | [6 empty] | Los Angeles | 33.7641 | -118.2248
13584 | NRG El Segundo Operations Inc | 341 | Long Beach Generation LLC | IPP Non-CHP | CA | CT2 | 63 | 65 | Natural Gas Fired Combustion Turbine | NG | GT | 12 | 1976 |  |  | (OP) Operating | [6 empty] | Los Angeles | 33.7641 | -118.2248
13584 | NRG El Segundo Operations Inc | 341 | Long Beach Generation LLC | IPP Non-CHP | CA | CT3 | 63 | 65 | Natural Gas Fired Combustion Turbine | NG | GT | 12 | 1976 |  |  | (OP) Operating | [6 empty] | Los Angeles | 33.7641 | -118.2248
13584 | NRG El Segundo Operations Inc | 341 | Long Beach Generation LLC | IPP Non-CHP | CA | CT4 | 63 | 65 | Natural Gas Fired Combustion Turbine | NG | GT | 12 | 1976 |  |  | (OP) Operating | [6 empty] | Los Angeles | 33.7641 | -118.2248
17609 | Southern California Edison Co | 342 | Lundy | Electric Utility | CA | 1 | 1.5 | 1.5 | Conventional Hydroelectric | WAT | HY | 12 | 1911 |  |  | (OP) Operating | [6 empty] | Mono | 38.0427 | -119.172
17609 | Southern California Edison Co | 342 | Lundy | Electric Utility | CA | 2 | 1.5 | 1.5 | Conventional Hydroelectric | WAT | HY | 2 | 1912 |  |  | (OP) Operating | [6 empty] | Mono | 38.0427 | -119.172
17609 | Southern California Edison Co | 344 | Mammoth Pool | Electric Utility | CA | 1 | 95 | 80 | Conventional Hydroelectric | WAT | HY | 3 | 1960 |  |  | (OP) Operating | [6 empty] | Madera | 37.2203 | -119.338
17609 | Southern California Edison Co | 344 | Mammoth Pool | Electric Utility | CA | 2 | 95 | 80 | Conventional Hydroelectric | WAT | HY | 3 | 1960 |  |  | (OP) Operating | [6 empty] | Madera | 37.2203 | -119.338
15908 | NRG California South LP | 345 | Mandalay | IPP Non-CHP | CA | 03 | 138 | 130 | Natural Gas Fired Combustion Turbine | NG | GT | 4 | 1970 |  |  | (OP) Operating | [6 empty] | Ventura | 34.2067 | -119.2511
15908 | NRG California South LP | 345 | Mandalay | IPP Non-CHP | CA | 1 | 218 | 215 | Natural Gas Steam Turbine | NG | ST | 5 | 1959 |  |  | (OP) Operating | [6 empty] | Ventura | 34.2067 | -119.2511
15908 | NRG California South LP | 345 | Mandalay | IPP Non-CHP | CA | 2 | 218 | 215 | Natural Gas Steam Turbine | NG | ST | 8 | 1959 |  |  | (OP) Operating | [6 empty] | Ventura | 34.2067 | -119.2511
15908 | NRG California South LP | 350 | Ormond Beach | IPP Non-CHP | CA | 1 | 806 | 741 | Natural Gas Steam Turbine | NG | ST | 8 | 1971 |  |  | (OP) Operating | [6 empty] | Ventura | 34.1292 | -119.1689
15908 | NRG California South LP | 350 | Ormond Beach | IPP Non-CHP | CA | 2 | 806 | 775 | Natural Gas Steam Turbine | NG | ST | 3 | 1973 |  |  | (OP) Operating | [6 empty] | Ventura | 34.1292 | -119.1689
17609 | Southern California Edison Co | 353 | Poole | Electric Utility | CA | 1 | 11.3 | 11.3 | Conventional Hydroelectric | WAT | HY | 5 | 1924 |  |  | (OP) Operating | [6 empty] | Mono | 37.9442 | -119.2161
17609 | Southern California Edison Co | 354 | Portal | Electric Utility | CA | 1 | 10.8 | 10.8 | Conventional Hydroelectric | WAT | HY | 12 | 1956 |  |  | (OP) Operating | [6 empty] | Fresno | 37.257 | -119.1589
22484 | AES Redondo Beach LLC | 356 | AES Redondo Beach LLC | IPP Non-CHP | CA | 5 | 163.2 | 175 | Natural Gas Steam Turbine | NG | ST | 10 | 1954 | 12 | 2020 | (OP) Operating | [6 empty] | Los Angeles | 33.8504 | -118.395
22484 | AES Redondo Beach LLC | 356 | AES Redondo Beach LLC | IPP Non-CHP | CA | 6 | 163.2 | 175 | Natural Gas Steam Turbine | NG | ST | 7 | 1957 | 12 | 2020 | (OP) Operating | [6 empty] | Los Angeles | 33.8504 | -118.395
22484 | AES Redondo Beach LLC | 356 | AES Redondo Beach LLC | IPP Non-CHP | CA | 7 | 495 | 480 | Natural Gas Steam Turbine | NG | ST | 2 | 1967 | 10 | 2019 | (OP) Operating | [6 empty] | Los Angeles | 33.8504 | -118.395
22484 | AES Redondo Beach LLC | 356 | AES Redondo Beach LLC | IPP Non-CHP | CA | 8 | 495 | 480 | Natural Gas Steam Turbine | NG | ST | 7 | 1967 | 12 | 2020 | (OP) Operating | [6 empty] | Los Angeles | 33.8504 | -118.395
17609 | Southern California Edison Co | 357 | Rush Creek | Electric Utility | CA | 1 | 5.9 | 5.9 | Conventional Hydroelectric | WAT | HY | 10 | 1916 |  |  | (OP) Operating | [6 empty] | Mono | 37.767 | -119.1233
17609 | Southern California Edison Co | 357 | Rush Creek | Electric Utility | CA | 2 | 7.2 | 5.5 | Conventional Hydroelectric | WAT | HY | 12 | 1917 |  |  | (OP) Operating | [6 empty] | Mono | 37.767 | -119.1233
17609 | Southern California Edison Co | 358 | Mountainview Generating Station | Electric Utility | CA | MV3A | 164.6 | 149 | Natural Gas Fired Combined Cycle | NG | CT | 12 | 2005 |  |  | (OP) Operating | [6 empty] | San Bernardino | 34.0818 | -117.2418
17609 | Southern California Edison Co | 358 | Mountainview Generating Station | Electric Utility | CA | MV3B | 164.6 | 149 | Natural Gas Fired Combined Cycle | NG | CT | 12 | 2005 |  |  | (OP) Operating | [6 empty] | San Bernardino | 34.0818 | -117.2418
17609 | Southern California Edison Co | 358 | Mountainview Generating Station | Electric Utility | CA | MV3C | 189.2 | 188 | Natural Gas Fired Combined Cycle | NG | CA | 12 | 2005 |  |  | (OP) Operating | [6 empty] | San Bernardino | 34.0818 | -117.2418
17609 | Southern California Edison Co | 358 | Mountainview Generating Station | Electric Utility | CA | MV4A | 164.6 | 149 | Natural Gas Fired Combined Cycle | NG | CT | 1 | 2006 |  |  | (OP) Operating | [6 empty] | San Bernardino | 34.0818 | -117.2418
17609 | Southern California Edison Co | 358 | Mountainview Generating Station | Electric Utility | CA | MV4B | 164.6 | 149 | Natural Gas Fired Combined Cycle | NG | CT | 1 | 2006 |  |  | (OP) Operating | [6 empty] | San Bernardino | 34.0818 | -117.2418
17609 | Southern California Edison Co | 358 | Mountainview Generating Station | Electric Utility | CA | MV4C | 189.2 | 188 | Natural Gas Fired Combined Cycle | NG | CA | 1 | 2006 |  |  | (OP) Operating | [6 empty] | San Bernardino | 34.0818 | -117.2418
17609 | Southern California Edison Co | 361 | Santa Ana 1 | Electric Utility | CA | 1 | 0.8 | 0.8 | Conventional Hydroelectric | WAT | HY | 2 | 1899 |  |  | (OP) Operating | [6 empty] | San Bernardino | 34.1452 | -117.0585
17609 | Southern California Edison Co | 361 | Santa Ana 1 | Electric Utility | CA | 2 | 0.8 | 0.8 | Conventional Hydroelectric | WAT | HY | 2 | 1899 |  |  | (OP) Operating | [6 empty] | San Bernardino | 34.1452 | -117.0585
17609 | Southern California Edison Co | 361 | Santa Ana 1 | Electric Utility | CA | 3 | 0.8 | 0.8 | Conventional Hydroelectric | WAT | HY | 1 | 1899 |  |  | (OP) Operating | [6 empty] | San Bernardino | 34.1452 | -117.0585
17609 | Southern California Edison Co | 361 | Santa Ana 1 | Electric Utility | CA | 4 | 0.8 | 0.8 | Conventional Hydroelectric | WAT | HY | 1 | 1899 |  |  | (OP) Operating | [6 empty] | San Bernardino | 34.1452 | -117.0585
17609 | Southern California Edison Co | 363 | Santa Ana 3 | Electric Utility | CA | 1 | 3.1 | 3.1 | Conventional Hydroelectric | WAT | HY | 9 | 1999 |  |  | (OP) Operating | [6 empty] | San Bernardino | 34.1072 | -117.0991
17609 | Southern California Edison Co | 365 | Lower Tule River | Electric Utility | CA | 1 | 1.3 | 1.3 | Conventional Hydroelectric | WAT | HY | 9 | 1909 |  |  | (OP) Operating | [6 empty] | Tulare | 36.1357 | -118.7889
17609 | Southern California Edison Co | 365 | Lower Tule River | Electric Utility | CA | 2 | 1.3 | 1.3 | Conventional Hydroelectric | WAT | HY | 9 | 1909 |  |  | (OP) Operating | [6 empty] | Tulare | 36.1357 | -118.7889
20160 | Energy Northwest | 371 | Columbia Generating Station | Electric Utility | WA | 2 | 1200 | 1158 | Nuclear | NUC | ST | 12 | 1984 |  |  | (OP) Operating |  |  |  | 2017 | 7 | 20 | Benton | 46.4711 | -119.3339
5571 | East Bay Municipal Util Dist | 376 | Pardee | Electric Utility | CA | 1 | 7.5 | 8.9 | Conventional Hydroelectric | WAT | HY | 7 | 1930 |  |  | (OP) Operating | [6 empty] | Calaveras | 38.2569 | -120.8507
5571 | East Bay Municipal Util Dist | 376 | Pardee | Electric Utility | CA | 2 | 7.5 | 8.9 | Conventional Hydroelectric | WAT | HY | 7 | 1930 |  |  | (OP) Operating | [6 empty] | Calaveras | 38.2569 | -120.8507
5571 | East Bay Municipal Util Dist | 376 | Pardee | Electric Utility | CA | 3 | 8.6 | 9.9 | Conventional Hydroelectric | WAT | HY | 6 | 1983 |  |  | (OP) Operating | [6 empty] | Calaveras | 38.2569 | -120.8507
7294 | City of Glendale - (CA) | 377 | Grayson | Electric Utility | CA | 1 | 20 | 19 | Natural Gas Fired Combined Cycle | NG | CA | 7 | 1977 |  |  | (OP) Operating | [6 empty] | Los Angeles | 34.1556 | -118.2782
7294 | City of Glendale - (CA) | 377 | Grayson | Electric Utility | CA | 2 | 20 | 19 | Natural Gas Fired Combined Cycle | NG | CA | 7 | 1977 |  |  | (OP) Operating | [6 empty] | Los Angeles | 34.1556 | -118.2782
7294 | City of Glendale - (CA) | 377 | Grayson | Electric Utility | CA | 3 | 23 | 18 | Landfill Gas | LFG | ST | 12 | 1953 |  |  | (OP) Operating | [6 empty] | Los Angeles | 34.1556 | -118.2782
7294 | City of Glendale - (CA) | 377 | Grayson | Electric Utility | CA | 4 | 50 | 40 | Landfill Gas | LFG | ST | 9 | 1959 |  |  | (OP) Operating | [6 empty] | Los Angeles | 34.1556 | -118.2782
7294 | City of Glendale - (CA) | 377 | Grayson | Electric Utility | CA | 5 | 50 | 40 | Natural Gas Steam Turbine | NG | ST | 11 | 1964 |  |  | (OP) Operating | [6 empty] | Los Angeles | 34.1556 | -118.2782
7294 | City of Glendale - (CA) | 377 | Grayson | Electric Utility | CA | 8A | 25.4 | 26 | Natural Gas Fired Combined Cycle | NG | CT | 7 | 1977 |  |  | (OP) Operating | [6 empty] | Los Angeles | 34.1556 | -118.2782
7294 | City of Glendale - (CA) | 377 | Grayson | Electric Utility | CA | 8BC | 55.1 | 46 | Natural Gas Fired Combined Cycle | NG | CT | 7 | 1977 |  |  | (OP) Operating | [6 empty] | Los Angeles | 34.1556 | -118.2782
7294 | City of Glendale - (CA) | 377 | Grayson | Electric Utility | CA | 9 | 57.4 | 48 | Natural Gas Fired Combustion Turbine | NG | GT | 1 | 2004 |  |  | (OP) Operating | [6 empty] | Los Angeles | 34.1556 | -118.2782
12647 | ALLETE, Inc. | 378 | Prairie River | Electric Utility | MN | 1 | 0.7 | 0.3 | Conventional Hydroelectric | WAT | HY | 4 | 1920 |  |  | (OP) Operating | [6 empty] | Itasca | 47.2872 | -93.4983
12647 | ALLETE, Inc. | 378 | Prairie River | Electric Utility | MN | 2 | 0.3 | 0.3 | Conventional Hydroelectric | WAT | HY | 4 | 1920 |  |  | (OP) Operating | [6 empty] | Itasca | 47.2872 | -93.4983
16612 | City & County of San Francisco | 380 | Dion R Holm | Electric Utility | CA | 1 | 78.4 | 78.4 | Conventional Hydroelectric | WAT | HY | 8 | 1960 |  |  | (OP) Operating | [6 empty] | Tuolumne | 37.8966 | -119.9675
16612 | City & County of San Francisco | 380 | Dion R Holm | Electric Utility | CA | 2 | 78.4 | 78.4 | Conventional Hydroelectric | WAT | HY | 8 | 1960 |  |  | (OP) Operating | [6 empty] | Tuolumne | 37.8966 | -119.9675
16612 | City & County of San Francisco | 381 | Moccasin | Electric Utility | CA | 1 | 50 | 50 | Conventional Hydroelectric | WAT | HY | 8 | 1969 |  |  | (OP) Operating | [6 empty] | Tuolumne | 37.8094 | -120.2993
16612 | City & County of San Francisco | 381 | Moccasin | Electric Utility | CA | 2 | 50 | 50 | Conventional Hydroelectric | WAT | HY | 9 | 1969 |  |  | (OP) Operating | [6 empty] | Tuolumne | 37.8094 | -120.2993
16612 | City & County of San Francisco | 382 | R C Kirkwood | Electric Utility | CA | 1 | 39.5 | 39.5 | Conventional Hydroelectric | WAT | HY | 2 | 1967 |  |  | (OP) Operating | [6 empty] | Tuolumne | 37.8777 | -119.9532
16612 | City & County of San Francisco | 382 | R C Kirkwood | Electric Utility | CA | 2 | 39.5 | 39.5 | Conventional Hydroelectric | WAT | HY | 2 | 1967 |  |  | (OP) Operating | [6 empty] | Tuolumne | 37.8777 | -119.9532
16612 | City & County of San Francisco | 382 | R C Kirkwood | Electric Utility | CA | 3 | 36.5 | 36.5 | Conventional Hydroelectric | WAT | HY | 9 | 1987 |  |  | (OP) Operating | [6 empty] | Tuolumne | 37.8777 | -119.9532
12384 | Midwest Generations EME LLC | 384 | Joliet 29 | IPP Non-CHP | IL | 7 | 660 | 518 | Conventional Steam Coal | SUB | ST | 4 | 1965 |  |  | (OP) Operating | [6 empty] | Will | 41.4946 | -88.1238
12384 | Midwest Generations EME LLC | 384 | Joliet 29 | IPP Non-CHP | IL | 8 | 660 | 518 | Conventional Steam Coal | SUB | ST | 3 | 1966 |  |  | (OP) Operating | [6 empty] | Will | 41.4946 | -88.1238
9216 | Imperial Irrigation District | 385 | Drop 2 (CA) | Electric Utility | CA | 1 | 5 | 4.9 | Conventional Hydroelectric | WAT | HY | 12 | 1953 |  |  | (OP) Operating | [6 empty] | Imperial | 32.7054 | -115.031
9216 | Imperial Irrigation District | 385 | Drop 2 (CA) | Electric Utility | CA | 2 | 5 | 4.9 | Conventional Hydroelectric | WAT | HY | 12 | 1953 |  |  | (OP) Operating | [6 empty] | Imperial | 32.7054 | -115.031
9216 | Imperial Irrigation District | 386 | Drop 3 (CA) | Electric Utility | CA | 1 | 4.8 | 2.7 | Conventional Hydroelectric | WAT | HY | 2 | 1941 |  |  | (OP) Operating | [6 empty] | Imperial | 32.7054 | -115.1261
9216 | Imperial Irrigation District | 386 | Drop 3 (CA) | Electric Utility | CA | 2 | 4.4 | 4.6 | Conventional Hydroelectric | WAT | HY | 11 | 1966 |  |  | (OP) Operating | [6 empty] | Imperial | 32.7054 | -115.1261
9216 | Imperial Irrigation District | 387 | Drop 4 | Electric Utility | CA | 1 | 10 | 8.1 | Conventional Hydroelectric | WAT | HY | 8 | 1950 |  |  | (OP) Operating | [6 empty] | Imperial | 32.7053 | -115.2191
9216 | Imperial Irrigation District | 387 | Drop 4 | Electric Utility | CA | 2 | 9.6 | 11 | Conventional Hydroelectric | WAT | HY | 2 | 1941 |  |  | (OP) Operating | [6 empty] | Imperial | 32.7053 | -115.2191
9216 | Imperial Irrigation District | 388 | Pilot Knob | Electric Utility | CA | 1 | 16.5 | 0 | Conventional Hydroelectric | WAT | HY | 1 | 1957 |  |  | (OP) Operating | [6 empty] | Imperial | 32.7366 | -114.7139
9216 | Imperial Irrigation District | 388 | Pilot Knob | Electric Utility | CA | 2 | 16.5 | 0 | Conventional Hydroelectric | WAT | HY | 1 | 1957 |  |  | (OP) Operating | [6 empty] | Imperial | 32.7366 | -114.7139
9216 | Imperial Irrigation District | 389 | El Centro | Electric Utility | CA | 2 | 34.5 | 31 | Natural Gas Fired Combined Cycle | NG | CA | 8 | 1952 |  |  | (OP) Operating | [6 empty] | Imperial | 32.8022 | -115.54
9216 | Imperial Irrigation District | 389 | El Centro | Electric Utility | CA | 2A | 89.9 | 71 | Natural Gas Fired Combined Cycle | NG | CT | 6 | 1993 |  |  | (OP) Operating | [6 empty] | Imperial | 32.8022 | -115.54
9216 | Imperial Irrigation District | 389 | El Centro | Electric Utility | CA | 30 | 65.9 | 52 | Natural Gas Fired Combined Cycle | NG | CA | 10 | 2012 |  |  | (OP) Operating | [6 empty] | Imperial | 32.8022 | -115.54
9216 | Imperial Irrigation District | 389 | El Centro | Electric Utility | CA | 31 | 43.2 | 45 | Natural Gas Fired Combined Cycle | NG | CT | 10 | 2012 |  |  | (OP) Operating | [6 empty] | Imperial | 32.8022 | -115.54
9216 | Imperial Irrigation District | 389 | El Centro | Electric Utility | CA | 32 | 43.2 | 45 | Natural Gas Fired Combined Cycle | NG | CT | 10 | 2012 |  |  | (OP) Operating | [6 empty] | Imperial | 32.8022 | -115.54
9216 | Imperial Irrigation District | 389 | El Centro | Electric Utility | CA | 4 | 81.6 | 70 | Natural Gas Steam Turbine | NG | ST | 8 | 1968 |  |  | (OP) Operating | [6 empty] | Imperial | 32.8022 | -115.54
4329 | Copper Valley Elec Assn, Inc | 390 | Solomon Gulch | Electric Utility | AK | 1 | 6 | 6 | Conventional Hydroelectric | WAT | HY | 1 | 1982 |  |  | (OP) Operating | [5 empty] | 0 | Valdez Cordova | 61.0828 | -146.3033
4329 | Copper Valley Elec Assn, Inc | 390 | Solomon Gulch | Electric Utility | AK | 2 | 6 | 6 | Conventional Hydroelectric | WAT | HY | 1 | 1982 |  |  | (OP) Operating | [5 empty] | 0 | Valdez Cordova | 61.0828 | -146.3033
11208 | Los Angeles Department of Water & Power | 391 | Big Pine Creek | Electric Utility | CA | 1 | 3.2 | 3 | Conventional Hydroelectric | WAT | HY | 7 | 1925 |  |  | (OP) Operating | [6 empty] | Inyo | 37.1428 | -118.3241
11208 | Los Angeles Department of Water & Power | 392 | Castaic | Electric Utility | CA | 1 | 271 | 250 | Hydroelectric Pumped Storage | WAT | PS | 9 | 1973 |  |  | (OP) Operating | [6 empty] | Los Angeles | 34.5872 | -118.6566
11208 | Los Angeles Department of Water & Power | 392 | Castaic | Electric Utility | CA | 2 | 271 | 265 | Hydroelectric Pumped Storage | WAT | PS | 8 | 1974 |  |  | (OP) Operating | [6 empty] | Los Angeles | 34.5872 | -118.6566
11208 | Los Angeles Department of Water & Power | 392 | Castaic | Electric Utility | CA | 3 | 271 | 265 | Hydroelectric Pumped Storage | WAT | PS | 3 | 1977 |  |  | (OP) Operating | [6 empty] | Los Angeles | 34.5872 | -118.6566
11208 | Los Angeles Department of Water & Power | 392 | Castaic | Electric Utility | CA | 4 | 271 | 265 | Hydroelectric Pumped Storage | WAT | PS | 8 | 1977 |  |  | (OP) Operating | [6 empty] | Los Angeles | 34.5872 | -118.6566
11208 | Los Angeles Department of Water & Power | 392 | Castaic | Electric Utility | CA | 5 | 271 | 265 | Hydroelectric Pumped Storage | WAT | PS | 3 | 1978 |  |  | (OP) Operating | [6 empty] | Los Angeles | 34.5872 | -118.6566
11208 | Los Angeles Department of Water & Power | 392 | Castaic | Electric Utility | CA | 6 | 271 | 265 | Hydroelectric Pumped Storage | WAT | PS | 10 | 1978 |  |  | (OP) Operating | [6 empty] | Los Angeles | 34.5872 | -118.6566
11208 | Los Angeles Department of Water & Power | 392 | Castaic | Electric Utility | CA | 7 | 56 | 56 | Conventional Hydroelectric | WAT | HY | 2 | 1972 |  |  | (OP) Operating | [6 empty] | Los Angeles | 34.5872 | -118.6566
11208 | Los Angeles Department of Water & Power | 393 | Control Gorge | Electric Utility | CA | 1 | 37.5 | 37.5 | Conventional Hydroelectric | WAT | HY | 4 | 1952 |  |  | (OP) Operating | [6 empty] | Inyo | 37.4379 | -118.557
11208 | Los Angeles Department of Water & Power | 394 | Cottonwood | Electric Utility | CA | 1 | 0.8 | 1.2 | Conventional Hydroelectric | WAT | HY | 11 | 1908 |  |  | (OP) Operating | [6 empty] | Inyo | 36.4434 | -118.0439
11208 | Los Angeles Department of Water & Power | 394 | Cottonwood | Electric Utility | CA | 2 | 0.8 | 1.2 | Conventional Hydroelectric | WAT | HY | 10 | 1909 |  |  | (OP) Operating | [6 empty] | Inyo | 36.4434 | -118.0439
11208 | Los Angeles Department of Water & Power | 396 | Foothill | Electric Utility | CA | 1 | 11 | 9.9 | Conventional Hydroelectric | WAT | HY | 10 | 1971 |  |  | (OP) Operating | [6 empty] | Los Angeles | 34.3182 | -118.4944
11208 | Los Angeles Department of Water & Power | 397 | Franklin (CA) | Electric Utility | CA | 1 | 2 | 2 | Conventional Hydroelectric | WAT | HY | 6 | 1921 |  |  | (OP) Operating | [6 empty] | Los Angeles | 34.1039 | -118.4134
11208 | Los Angeles Department of Water & Power | 398 | Haiwee | Electric Utility | CA | 1 | 2.8 | 3.6 | Conventional Hydroelectric | WAT | HY | 7 | 1927 |  |  | (OP) Operating | [6 empty] | Inyo | 36.1097 | -117.9567
11208 | Los Angeles Department of Water & Power | 398 | Haiwee | Electric Utility | CA | 2 | 2.8 | 3.6 | Conventional Hydroelectric | WAT | HY | 7 | 1927 |  |  | (OP) Operating | [6 empty] | Inyo | 36.1097 | -117.9567
11208 | Los Angeles Department of Water & Power | 399 | Harbor | Electric Utility | CA | 10A | 85.3 | 79.5 | Natural Gas Fired Combined Cycle | NG | CT | 1 | 1994 |  |  | (OP) Operating | [6 empty] | Los Angeles | 33.7856 | -118.2644
11208 | Los Angeles Department of Water & Power | 399 | Harbor | Electric Utility | CA | 10B | 85.3 | 79.5 | Natural Gas Fired Combined Cycle | NG | CT | 1 | 1994 |  |  | (OP) Operating | [6 empty] | Los Angeles | 33.7856 | -118.2644
11208 | Los Angeles Department of Water & Power | 399 | Harbor | Electric Utility | CA | 5 | 75 | 65 | Natural Gas Fired Combined Cycle | NG | CA | 7 | 1949 |  |  | (OP) Operating | [6 empty] | Los Angeles | 33.7856 | -118.2644
11208 | Los Angeles Department of Water & Power | 399 | Harbor | Electric Utility | CA | GT10 | 60.5 | 47.4 | Natural Gas Fired Combustion Turbine | NG | GT | 1 | 2002 |  |  | (OP) Operating | [6 empty] | Los Angeles | 33.7856 | -118.2644
11208 | Los Angeles Department of Water & Power | 399 | Harbor | Electric Utility | CA | GT11 | 60.5 | 47.4 | Natural Gas Fired Combustion Turbine | NG | GT | 1 | 2002 |  |  | (OP) Operating | [6 empty] | Los Angeles | 33.7856 | -118.2644
11208 | Los Angeles Department of Water & Power | 399 | Harbor | Electric Utility | CA | GT12 | 60.5 | 47.4 | Natural Gas Fired Combustion Turbine | NG | GT | 1 | 2002 |  |  | (OP) Operating | [6 empty] | Los Angeles | 33.7856 | -118.2644
11208 | Los Angeles Department of Water & Power | 399 | Harbor | Electric Utility | CA | GT13 | 60.5 | 47.4 | Natural Gas Fired Combustion Turbine | NG | GT | 1 | 2002 |  |  | (OP) Operating | [6 empty] | Los Angeles | 33.7856 | -118.2644
11208 | Los Angeles Department of Water & Power | 399 | Harbor | Electric Utility | CA | GT14 | 60.5 | 47.4 | Natural Gas Fired Combustion Turbine | NG | GT | 1 | 2002 |  |  | (OP) Operating | [6 empty] | Los Angeles | 33.7856 | -118.2644
11208 | Los Angeles Department of Water & Power | 400 | Haynes | Electric Utility | CA | 1 | 230 | 222 | Natural Gas Steam Turbine | NG | ST | 9 | 1962 |  |  | (OP) Operating | [6 empty] | Los Angeles | 33.7647 | -118.0991
11208 | Los Angeles Department of Water & Power | 400 | Haynes | Electric Utility | CA | 10 | 182.8 | 157.5 | Natural Gas Fired Combined Cycle | NG | CT | 1 | 2005 |  |  | (OP) Operating | [6 empty] | Los Angeles | 33.7647 | -118.0991
11208 | Los Angeles Department of Water & Power | 400 | Haynes | Electric Utility | CA | 11 | 108.2 | 96.3 | Natural Gas Fired Combustion Turbine | NG | GT | 6 | 2013 |  |  | (OP) Operating | [6 empty] | Los Angeles | 33.7647 | -118.0991
11208 | Los Angeles Department of Water & Power | 400 | Haynes | Electric Utility | CA | 12 | 108.2 | 96.3 | Natural Gas Fired Combustion Turbine | NG | GT | 6 | 2013 |  |  | (OP) Operating | [6 empty] | Los Angeles | 33.7647 | -118.0991
11208 | Los Angeles Department of Water & Power | 400 | Haynes | Electric Utility | CA | 13 | 108.2 | 96.3 | Natural Gas Fired Combustion Turbine | NG | GT | 6 | 2013 |  |  | (OP) Operating | [6 empty] | Los Angeles | 33.7647 | -118.0991
11208 | Los Angeles Department of Water & Power | 400 | Haynes | Electric Utility | CA | 14 | 108.2 | 96.3 | Natural Gas Fired Combustion Turbine | NG | GT | 6 | 2013 |  |  | (OP) Operating | [6 empty] | Los Angeles | 33.7647 | -118.0991
11208 | Los Angeles Department of Water & Power | 400 | Haynes | Electric Utility | CA | 15 | 108.2 | 96.3 | Natural Gas Fired Combustion Turbine | NG | GT | 6 | 2013 |  |  | (OP) Operating | [6 empty] | Los Angeles | 33.7647 | -118.0991
11208 | Los Angeles Department of Water & Power | 400 | Haynes | Electric Utility | CA | 16 | 108.2 | 96.3 | Natural Gas Fired Combustion Turbine | NG | GT | 6 | 2013 |  |  | (OP) Operating | [6 empty] | Los Angeles | 33.7647 | -118.0991
11208 | Los Angeles Department of Water & Power | 400 | Haynes | Electric Utility | CA | 2 | 230 | 222 | Natural Gas Steam Turbine | NG | ST | 4 | 1963 |  |  | (OP) Operating | [6 empty] | Los Angeles | 33.7647 | -118.0991
11208 | Los Angeles Department of Water & Power | 400 | Haynes | Electric Utility | CA | 8 | 264.3 | 235 | Natural Gas Fired Combined Cycle | NG | CA | 1 | 2005 |  |  | (OP) Operating | [6 empty] | Los Angeles | 33.7647 | -118.0991
11208 | Los Angeles Department of Water & Power | 400 | Haynes | Electric Utility | CA | 9 | 182.8 | 157.5 | Natural Gas Fired Combined Cycle | NG | CT | 1 | 2005 |  |  | (OP) Operating | [6 empty] | Los Angeles | 33.7647 | -118.0991
11208 | Los Angeles Department of Water & Power | 401 | Middle Gorge | Electric Utility | CA | 1 | 37.5 | 37.5 | Conventional Hydroelectric | WAT | HY | 5 | 1952 |  |  | (OP) Operating | [6 empty] | Mono | 37.51 | -118.5692
11208 | Los Angeles Department of Water & Power | 402 | Pleasant Valley Hydro | Electric Utility | CA | 1 | 3.2 | 2.7 | Conventional Hydroelectric | WAT | HY | 2 | 1958 |  |  | (OP) Operating | [6 empty] | Inyo | 37.4142 | -118.5239
11208 | Los Angeles Department of Water & Power | 403 | San Fernando | Electric Utility | CA | 1 | 2.8 | 3.2 | Conventional Hydroelectric | WAT | HY | 10 | 1922 |  |  | (OP) Operating | [6 empty] | Los Angeles | 34.2605 | -118.3855
11208 | Los Angeles Department of Water & Power | 403 | San Fernando | Electric Utility | CA | 2 | 2.8 | 2.9 | Conventional Hydroelectric | WAT | HY | 10 | 1922 |  |  | (OP) Operating | [6 empty] | Los Angeles | 34.2605 | -118.3855
11208 | Los Angeles Department of Water & Power | 404 | Scattergood | Electric Utility | CA | 1 | 163.2 | 174 | Natural Gas Steam Turbine | NG | ST | 12 | 1958 | 12 | 2020 | (OP) Operating | [6 empty] | Los Angeles | 33.9182 | -118.4276
11208 | Los Angeles Department of Water & Power | 404 | Scattergood | Electric Utility | CA | 2 | 163.2 | 177 | Natural Gas Steam Turbine | NG | ST | 7 | 1959 | 12 | 2020 | (OP) Operating | [6 empty] | Los Angeles | 33.9182 | -118.4276
219 | Alaska Power and Telephone Co | 406 | Tok | Electric Utility | AK | 3A | 1.3 | 1.3 | Petroleum Liquids | DFO | IC | 11 | 1999 |  |  | (OP) Operating | [6 empty] | Southeast Fairbanks | 63.3355 | -143
219 | Alaska Power and Telephone Co | 406 | Tok | Electric Utility | AK | 4A | 1.1 | 1.1 | Petroleum Liquids | DFO | IC | 12 | 1989 |  |  | (OP) Operating | [6 empty] | Southeast Fairbanks | 63.3355 | -143
219 | Alaska Power and Telephone Co | 406 | Tok | Electric Utility | AK | 5A | 1.1 | 1.1 | Petroleum Liquids | DFO | IC | 1 | 1996 |  |  | (OP) Operating | [6 empty] | Southeast Fairbanks | 63.3355 | -143
219 | Alaska Power and Telephone Co | 406 | Tok | Electric Utility | AK | 6 | 0.5 | 0.5 | Petroleum Liquids | DFO | IC | 12 | 2010 |  |  | (OS) Out of service and NOT expected to return to service in next calendar year | [6 empty] | Southeast Fairbanks | 63.3355 | -143
219 | Alaska Power and Telephone Co | 406 | Tok | Electric Utility | AK | 7a | 2.3 | 1.9 | Petroleum Liquids | DFO | IC | 1 | 2006 |  |  | (OS) Out of service and NOT expected to return to service in next calendar year | [6 empty] | Southeast Fairbanks | 63.3355 | -143
219 | Alaska Power and Telephone Co | 406 | Tok | Electric Utility | AK | 8 | 0.4 | 0.4 | Petroleum Liquids | DFO | IC | 10 | 1985 |  |  | (OP) Operating | [6 empty] | Southeast Fairbanks | 63.3355 | -143
219 | Alaska Power and Telephone Co | 406 | Tok | Electric Utility | AK | 9 | 0.9 | 1 | Petroleum Liquids | DFO | IC | 10 | 1985 |  |  | (OP) Operating | [6 empty] | Southeast Fairbanks | 63.3355 | -143
11208 | Los Angeles Department of Water & Power | 407 | Upper Gorge | Electric Utility | CA | 1 | 37.5 | 37.5 | Conventional Hydroelectric | WAT | HY | 6 | 1953 |  |  | (OP) Operating | [6 empty] | Mono | 37.546 | -118.59
11208 | Los Angeles Department of Water & Power | 408 | Valley (CA) | Electric Utility | CA | 5 | 60.5 | 43 | Natural Gas Fired Combustion Turbine | NG | GT | 1 | 2002 |  |  | (OP) Operating | [6 empty] | Los Angeles | 34.245 | -118.3913
11208 | Los Angeles Department of Water & Power | 408 | Valley (CA) | Electric Utility | CA | 6 | 182.8 | 156 | Natural Gas Fired Combined Cycle | NG | CT | 7 | 2004 |  |  | (OP) Operating | [6 empty] | Los Angeles | 34.245 | -118.3913
11208 | Los Angeles Department of Water & Power | 408 | Valley (CA) | Electric Utility | CA | 7 | 182.8 | 156 | Natural Gas Fired Combined Cycle | NG | CT | 7 | 2004 |  |  | (OP) Operating | [6 empty] | Los Angeles | 34.245 | -118.3913
11208 | Los Angeles Department of Water & Power | 408 | Valley (CA) | Electric Utility | CA | 8 | 264.4 | 201 | Natural Gas Fired Combined Cycle | NG | CA | 7 | 2004 |  |  | (OP) Operating | [6 empty] | Los Angeles | 34.245 | -118.3913
12312 | Merced Irrigation District | 409 | Exchequer | IPP Non-CHP | CA | 1 | 94.5 | 94.5 | Conventional Hydroelectric | WAT | HY | 7 | 1967 |  |  | (OP) Operating | [6 empty] | Mariposa | 37.5843 | -120.2686
12312 | Merced Irrigation District | 410 | McSwain | IPP Non-CHP | CA | 1 | 9 | 9 | Conventional Hydroelectric | WAT | HY | 7 | 1967 |  |  | (OP) Operating | [6 empty] | Mariposa | 37.5221 | -120.3101
13402 | Nevada Irrigation District | 412 | Chicago Park | IPP Non-CHP | CA | 2P | 44 | 44 | Conventional Hydroelectric | WAT | HY | 11 | 1965 |  |  | (OP) Operating | [6 empty] | Nevada | 39.1779 | -120.8909
13402 | Nevada Irrigation District | 413 | Dutch Flat 2 | IPP Non-CHP | CA | 3P | 27.3 | 27.3 | Conventional Hydroelectric | WAT | HY | 11 | 1965 |  |  | (OP) Operating | [6 empty] | Nevada | 39.2184 | -120.8352
13935 | Oakdale&South San Joaquin Irrigation D. | 414 | Beardsley | IPP Non-CHP | CA | 1 | 10 | 11 | Conventional Hydroelectric | WAT | HY | 5 | 1957 |  |  | (OP) Operating | [6 empty] | Tuolumne | 38.2026 | -120.077
13935 | Oakdale&South San Joaquin Irrigation D. | 415 | Donnells | IPP Non-CHP | CA | H1 | 72 | 72 | Conventional Hydroelectric | WAT | HY | 6 | 1957 |  |  | (OP) Operating | [6 empty] | Tuolumne | 38.2467 | -120.0341
13935 | Oakdale&South San Joaquin Irrigation D. | 416 | Tulloch | IPP Non-CHP | CA | 1 | 8.5 | 9 | Conventional Hydroelectric | WAT | HY | 6 | 1958 |  |  | (OP) Operating | [6 empty] | Tuolumne | 37.8761 | -120.605
13935 | Oakdale&South San Joaquin Irrigation D. | 416 | Tulloch | IPP Non-CHP | CA | 2 | 8.5 | 10 | Conventional Hydroelectric | WAT | HY | 6 | 1958 |  |  | (OP) Operating | [6 empty] | Tuolumne | 37.8761 | -120.605
13935 | Oakdale&South San Joaquin Irrigation D. | 416 | Tulloch | IPP Non-CHP | CA | 3 | 7.2 | 6.8 | Conventional Hydroelectric | WAT | HY | 3 | 2012 |  |  | (OP) Operating | [6 empty] | Tuolumne | 37.8761 | -120.605
14191 | South Feather Water and Power Agency | 417 | Forbestown | Electric Utility | CA | 1 | 41.9 | 36 | Conventional Hydroelectric | WAT | HY | 10 | 1963 |  |  | (OP) Operating | [6 empty] | Butte | 39.551 | -121.2788
14191 | South Feather Water and Power Agency | 418 | Kelly Ridge | Electric Utility | CA | 1 | 10 | 9 | Conventional Hydroelectric | WAT | HY | 9 | 1963 |  |  | (OP) Operating | [6 empty] | Butte | 39.5318 | -121.4912
14191 | South Feather Water and Power Agency | 419 | Woodleaf | Electric Utility | CA | 1 | 59 | 59 | Conventional Hydroelectric | WAT | HY | 11 | 1963 |  |  | (OP) Operating | [6 empty] | Butte | 39.5538 | -121.2041
14534 | City of Pasadena - (CA) | 420 | Broadway (CA) | Electric Utility | CA | B3 | 75 | 71 | Natural Gas Steam Turbine | NG | ST | 6 | 1965 | 8 | 2016 | (OP) Operating | [6 empty] | Los Angeles | 34.1254 | -118.148
219 | Alaska Power and Telephone Co | 421 | Craig (AK) | Electric Utility | AK | 1 | 0.6 | 0.6 | Petroleum Liquids | DFO | IC | 9 | 1984 |  |  | (OP) Operating | [6 empty] | Prince of Wales Ketchikan | 55.4769 | -133.1487
219 | Alaska Power and Telephone Co | 421 | Craig (AK) | Electric Utility | AK | 3B | 1.8 | 1.8 | Petroleum Liquids | DFO | IC | 8 | 2015 |  |  | (OP) Operating | [6 empty] | Prince of Wales Ketchikan | 55.4769 | -133.1487
219 | Alaska Power and Telephone Co | 421 | Craig (AK) | Electric Utility | AK | 5 | 1.1 | 1.1 | Petroleum Liquids | DFO | IC | 9 | 1983 |  |  | (OP) Operating | [6 empty] | Prince of Wales Ketchikan | 55.4769 | -133.1487
219 | Alaska Power and Telephone Co | 421 | Craig (AK) | Electric Utility | AK | 6 | 1.1 | 1.1 | Petroleum Liquids | DFO | IC | 10 | 1989 |  |  | (OP) Operating | [6 empty] | Prince of Wales Ketchikan | 55.4769 | -133.1487
14534 | City of Pasadena - (CA) | 422 | Glenarm | Electric Utility | CA | GT1 | 28.8 | 28.6 | Natural Gas Fired Combustion Turbine | NG | GT | 1 | 1976 |  |  | (OP) Operating | [6 empty] | Los Angeles | 34.126 | -118.1494
14534 | City of Pasadena - (CA) | 422 | Glenarm | Electric Utility | CA | GT2 | 28.8 | 28.6 | Natural Gas Fired Combustion Turbine | NG | GT | 1 | 1976 |  |  | (OP) Operating | [6 empty] | Los Angeles | 34.126 | -118.1494
14534 | City of Pasadena - (CA) | 422 | Glenarm | Electric Utility | CA | GT3 | 60.5 | 47.2 | Natural Gas Fired Combustion Turbine | NG | GT | 1 | 2004 |  |  | (OP) Operating | [6 empty] | Los Angeles | 34.126 | -118.1494
14534 | City of Pasadena - (CA) | 422 | Glenarm | Electric Utility | CA | GT4 | 60.5 | 47.2 | Natural Gas Fired Combustion Turbine | NG | GT | 1 | 2004 |  |  | (OP) Operating | [6 empty] | Los Angeles | 34.126 | -118.1494
219 | Alaska Power and Telephone Co | 423 | Hydaburg | Electric Utility | AK | 1A | 0.4 | 0.4 | Petroleum Liquids | DFO | IC | 10 | 1990 |  |  | (OP) Operating | [6 empty] | Prince of Wales Ketchikan | 55.2049 | -132.8214
219 | Alaska Power and Telephone Co | 423 | Hydaburg | Electric Utility | AK | 3A | 0.3 | 0.3 | Petroleum Liquids | DFO | IC | 10 | 2001 |  |  | (OP) Operating | [6 empty] | Prince of Wales Ketchikan | 55.2049 | -132.8214
219 | Alaska Power and Telephone Co | 423 | Hydaburg | Electric Utility | AK | 5 | 0.3 | 0.3 | Petroleum Liquids | DFO | IC | 9 | 1985 |  |  | (OP) Operating | [6 empty] | Prince of Wales Ketchikan | 55.2049 | -132.8214
15127 | Placer County Water Agency | 424 | French Meadows | Electric Utility | CA | 1 | 15.3 | 17 | Conventional Hydroelectric | WAT | HY | 10 | 1966 |  |  | (OP) Operating | [6 empty] | Placer | 39.078 | -120.4061
15127 | Placer County Water Agency | 425 | Middle Fork | Electric Utility | CA | 1 | 61.2 | 61 | Conventional Hydroelectric | WAT | HY | 10 | 1966 |  |  | (OP) Operating | [6 empty] | Placer | 39.0248 | -120.5964
15127 | Placer County Water Agency | 425 | Middle Fork | Electric Utility | CA | 2 | 54.9 | 61 | Conventional Hydroelectric | WAT | HY | 10 | 1966 |  |  | (OP) Operating | [6 empty] | Placer | 39.0248 | -120.5964
15127 | Placer County Water Agency | 426 | Oxbow (CA) | Electric Utility | CA | 1 | 6.1 | 6 | Conventional Hydroelectric | WAT | HY | 10 | 1966 |  |  | (OP) Operating | [6 empty] | Placer | 39.0034 | -120.7467
15127 | Placer County Water Agency | 427 | Ralston | Electric Utility | CA | 1 | 79.2 | 86.3 | Conventional Hydroelectric | WAT | HY | 10 | 1966 |  |  | (OP) Operating | [6 empty] | Placer | 39.001 | -120.7251
12312 | Merced Irrigation District | 428 | Parker | IPP Non-CHP | CA | 1 | 2.7 | 2.7 | Conventional Hydroelectric | WAT | HY | 4 | 1982 |  |  | (OP) Operating | [6 empty] | Merced | 37.4778 | -120.4445
16534 | Sacramento Municipal Util Dist | 430 | Camino | Electric Utility | CA | H1 | 78.9 | 78.9 | Conventional Hydroelectric | WAT | HY | 10 | 1963 |  |  | (OP) Operating | [6 empty] | El Dorado | 38.8288 | -120.5371
16534 | Sacramento Municipal Util Dist | 430 | Camino | Electric Utility | CA | H2 | 78.9 | 77 | Conventional Hydroelectric | WAT | HY | 8 | 1968 |  |  | (OP) Operating | [6 empty] | El Dorado | 38.8288 | -120.5371
16534 | Sacramento Municipal Util Dist | 431 | Jaybird | Electric Utility | CA | H1 | 80.8 | 78.1 | Conventional Hydroelectric | WAT | HY | 4 | 1961 |  |  | (OP) Operating | [6 empty] | El Dorado | 38.834 | -120.5318
16534 | Sacramento Municipal Util Dist | 431 | Jaybird | Electric Utility | CA | H2 | 80.8 | 78.1 | Conventional Hydroelectric | WAT | HY | 3 | 1962 |  |  | (OP) Operating | [6 empty] | El Dorado | 38.834 | -120.5318
16534 | Sacramento Municipal Util Dist | 432 | Loon Lake | Electric Utility | CA | H1 | 74.1 | 74.1 | Conventional Hydroelectric | WAT | HY | 9 | 1971 |  |  | (OP) Operating | [6 empty] | El Dorado | 38.9827 | -120.3245
16534 | Sacramento Municipal Util Dist | 433 | Robbs Peak | Electric Utility | CA | 1 | 25.5 | 25.5 | Conventional Hydroelectric | WAT | HY | 10 | 1965 |  |  | (OP) Operating | [6 empty] | El Dorado | 38.8965 | -120.3783
16534 | Sacramento Municipal Util Dist | 435 | White Rock/Slab Creek | Electric Utility | CA | H1 | 133 | 108 | Conventional Hydroelectric | WAT | HY | 6 | 1968 |  |  | (OP) Operating | [6 empty] | El Dorado | 38.7653 | -120.7874
16534 | Sacramento Municipal Util Dist | 435 | White Rock/Slab Creek | Electric Utility | CA | H2 | 133 | 133 | Conventional Hydroelectric | WAT | HY | 2 | 1968 |  |  | (OP) Operating | [6 empty] | El Dorado | 38.7653 | -120.7874
3255 | California Dept. of Water Resources | 436 | Devil Canyon | Electric Utility | CA | 1 | 59.8 | 57 | Conventional Hydroelectric | WAT | HY | 12 | 1972 |  |  | (OP) Operating | [6 empty] | San Bernardino | 34.2056 | -117.3344
3255 | California Dept. of Water Resources | 436 | Devil Canyon | Electric Utility | CA | 2 | 59.8 | 57 | Conventional Hydroelectric | WAT | HY | 7 | 1976 |  |  | (OP) Operating | [6 empty] | San Bernardino | 34.2056 | -117.3344
3255 | California Dept. of Water Resources | 436 | Devil Canyon | Electric Utility | CA | 3 | 78.3 | 74 | Conventional Hydroelectric | WAT | HY | 7 | 1994 |  |  | (OP) Operating | [6 empty] | San Bernardino | 34.2056 | -117.3344
3255 | California Dept. of Water Resources | 436 | Devil Canyon | Electric Utility | CA | 4 | 78.3 | 74 | Conventional Hydroelectric | WAT | HY | 7 | 1992 |  |  | (OP) Operating | [6 empty] | San Bernardino | 34.2056 | -117.3344
3255 | California Dept. of Water Resources | 437 | Edward C Hyatt | Electric Utility | CA | 1 | 117 | 135.3 | Conventional Hydroelectric | WAT | HY | 3 | 1968 |  |  | (OP) Operating | [6 empty] | Butte | 39.543 | -121.4922
3255 | California Dept. of Water Resources | 437 | Edward C Hyatt | Electric Utility | CA | 2 | 97.7 | 112.4 | Hydroelectric Pumped Storage | WAT | PS | 11 | 1968 |  |  | (OS) Out of service and NOT expected to return to service in next calendar year | [6 empty] | Butte | 39.543 | -121.4922
3255 | California Dept. of Water Resources | 437 | Edward C Hyatt | Electric Utility | CA | 3 | 117 | 135.3 | Conventional Hydroelectric | WAT | HY | 6 | 1968 |  |  | (OP) Operating | [6 empty] | Butte | 39.543 | -121.4922
3255 | California Dept. of Water Resources | 437 | Edward C Hyatt | Electric Utility | CA | 4 | 97.7 | 112.4 | Hydroelectric Pumped Storage | WAT | PS | 12 | 1968 |  |  | (OS) Out of service and NOT expected to return to service in next calendar year | [6 empty] | Butte | 39.543 | -121.4922
3255 | California Dept. of Water Resources | 437 | Edward C Hyatt | Electric Utility | CA | 5 | 117 | 135.3 | Conventional Hydroelectric | WAT | HY | 8 | 1968 |  |  | (OP) Operating | [6 empty] | Butte | 39.543 | -121.4922
3255 | California Dept. of Water Resources | 437 | Edward C Hyatt | Electric Utility | CA | 6 | 97.7 | 112.4 | Hydroelectric Pumped Storage | WAT | PS | 2 | 1969 |  |  | (OS) Out of service and NOT expected to return to service in next calendar year | [6 empty] | Butte | 39.543 | -121.4922
3255 | California Dept. of Water Resources | 438 | Thermalito | Electric Utility | CA | 1 | 32.6 | 32.6 | Conventional Hydroelectric | WAT | HY | 11 | 1968 |  |  | (OS) Out of service and NOT expected to return to service in next calendar year | [6 empty] | Butte | 39.5149 | -121.6301
3255 | California Dept. of Water Resources | 438 | Thermalito | Electric Utility | CA | 2 | 27.5 | 27.5 | Hydroelectric Pumped Storage | WAT | PS | 7 | 1968 |  |  | (OS) Out of service and NOT expected to return to service in next calendar year | [6 empty] | Butte | 39.5149 | -121.6301
3255 | California Dept. of Water Resources | 438 | Thermalito | Electric Utility | CA | 3 | 27.5 | 27.5 | Hydroelectric Pumped Storage | WAT | PS | 7 | 1968 |  |  | (OS) Out of service and NOT expected to return to service in next calendar year | [6 empty] | Butte | 39.5149 | -121.6301
3255 | California Dept. of Water Resources | 438 | Thermalito | Electric Utility | CA | 4 | 27.5 | 27.5 | Hydroelectric Pumped Storage | WAT | PS | 2 | 1968 |  |  | (OS) Out of service and NOT expected to return to service in next calendar year | [6 empty] | Butte | 39.5149 | -121.6301
19281 | Turlock Irrigation District | 439 | Don Pedro | Electric Utility | CA | 1 | 45.5 | 55 | Conventional Hydroelectric | WAT | HY | 5 | 1971 |  |  | (OP) Operating | [6 empty] | Tuolumne | 37.696 | -120.4202
19281 | Turlock Irrigation District | 439 | Don Pedro | Electric Utility | CA | 2 | 45.5 | 55 | Conventional Hydroelectric | WAT | HY | 5 | 1971 |  |  | (OP) Operating | [6 empty] | Tuolumne | 37.696 | -120.4202
19281 | Turlock Irrigation District | 439 | Don Pedro | Electric Utility | CA | 3 | 45.5 | 55 | Conventional Hydroelectric | WAT | HY | 5 | 1971 |  |  | (OP) Operating | [6 empty] | Tuolumne | 37.696 | -120.4202
19281 | Turlock Irrigation District | 439 | Don Pedro | Electric Utility | CA | 4 | 34.3 | 38.2 | Conventional Hydroelectric | WAT | HY | 4 | 1989 |  |  | (OP) Operating | [6 empty] | Tuolumne | 37.696 | -120.4202
19281 | Turlock Irrigation District | 440 | La Grange | Electric Utility | CA | 1 | 1.2 | 1 | Conventional Hydroelectric | WAT | HY | 12 | 1924 |  |  | (OP) Operating | [6 empty] | Stanislaus | 37.6697 | -120.4436
19281 | Turlock Irrigation District | 440 | La Grange | Electric Utility | CA | 2 | 3.3 | 3.3 | Conventional Hydroelectric | WAT | HY | 12 | 1924 |  |  | (OP) Operating | [6 empty] | Stanislaus | 37.6697 | -120.4436
2518 | U S Bureau of Reclamation | 441 | Folsom | Electric Utility | CA | 1 | 66.2 | 71.7 | Conventional Hydroelectric | WAT | HY | 6 | 1955 |  |  | (OP) Operating | [6 empty] | Sacramento | 38.7067 | -121.1584
2518 | U S Bureau of Reclamation | 441 | Folsom | Electric Utility | CA | 2 | 66.2 | 71.7 | Conventional Hydroelectric | WAT | HY | 10 | 1955 |  |  | (OP) Operating | [6 empty] | Sacramento | 38.7067 | -121.1584
2518 | U S Bureau of Reclamation | 441 | Folsom | Electric Utility | CA | 3 | 66.2 | 71.7 | Conventional Hydroelectric | WAT | HY | 5 | 1955 |  |  | (OP) Operating | [6 empty] | Sacramento | 38.7067 | -121.1584
2518 | U S Bureau of Reclamation | 442 | Judge F Carr | Electric Utility | CA | 1 | 77.2 | 88.7 | Conventional Hydroelectric | WAT | HY | 5 | 1963 |  |  | (OP) Operating | [6 empty] | Shasta | 40.6469 | -122.627
2518 | U S Bureau of Reclamation | 442 | Judge F Carr | Electric Utility | CA | 2 | 77.2 | 88.7 | Conventional Hydroelectric | WAT | HY | 7 | 1963 |  |  | (OP) Operating | [6 empty] | Shasta | 40.6469 | -122.627
2518 | U S Bureau of Reclamation | 443 | Keswick | Electric Utility | CA | 1 | 39 | 39 | Conventional Hydroelectric | WAT | HY | 3 | 1950 |  |  | (OP) Operating | [6 empty] | Shasta | 40.6119 | -122.4464
2518 | U S Bureau of Reclamation | 443 | Keswick | Electric Utility | CA | 2 | 39 | 39 | Conventional Hydroelectric | WAT | HY | 12 | 1949 |  |  | (OP) Operating | [6 empty] | Shasta | 40.6119 | -122.4464
2518 | U S Bureau of Reclamation | 443 | Keswick | Electric Utility | CA | 3 | 39 | 39 | Conventional Hydroelectric | WAT | HY | 10 | 1949 |  |  | (OP) Operating | [6 empty] | Shasta | 40.6119 | -122.4464
2518 | U S Bureau of Reclamation | 444 | Nimbus | Electric Utility | CA | 1 | 6.7 | 8.3 | Conventional Hydroelectric | WAT | HY | 5 | 1955 |  |  | (OP) Operating | [6 empty] | Sacramento | 38.6373 | -121.2202
2518 | U S Bureau of Reclamation | 444 | Nimbus | Electric Utility | CA | 2 | 6.7 | 8.3 | Conventional Hydroelectric | WAT | HY | 6 | 1955 |  |  | (OP) Operating | [6 empty] | Sacramento | 38.6373 | -121.2202
2518 | U S Bureau of Reclamation | 445 | Shasta | Electric Utility | CA | 1 | 142 | 142 | Conventional Hydroelectric | WAT | HY | 4 | 1949 |  |  | (OP) Operating | [6 empty] | Shasta | 40.7175 | -122.4223
2518 | U S Bureau of Reclamation | 445 | Shasta | Electric Utility | CA | 2 | 142 | 142 | Conventional Hydroelectric | WAT | HY | 7 | 1948 |  |  | (OP) Operating | [6 empty] | Shasta | 40.7175 | -122.4223
2518 | U S Bureau of Reclamation | 445 | Shasta | Electric Utility | CA | 3 | 142 | 142 | Conventional Hydroelectric | WAT | HY | 6 | 1944 |  |  | (OP) Operating | [6 empty] | Shasta | 40.7175 | -122.4223
2518 | U S Bureau of Reclamation | 445 | Shasta | Electric Utility | CA | 4 | 142 | 142 | Conventional Hydroelectric | WAT | HY | 6 | 1944 |  |  | (OP) Operating | [6 empty] | Shasta | 40.7175 | -122.4223
2518 | U S Bureau of Reclamation | 445 | Shasta | Electric Utility | CA | 5 | 142 | 142 | Conventional Hydroelectric | WAT | HY | 3 | 1948 |  |  | (OP) Operating | [6 empty] | Shasta | 40.7175 | -122.4223
2518 | U S Bureau of Reclamation | 445 | Shasta | Electric Utility | CA | S1 | 2 | 2 | Conventional Hydroelectric | WAT | HY | 6 | 1944 |  |  | (OP) Operating | [6 empty] | Shasta | 40.7175 | -122.4223
2518 | U S Bureau of Reclamation | 445 | Shasta | Electric Utility | CA | S2 | 2 | 2 | Conventional Hydroelectric | WAT | HY | 6 | 1944 |  |  | (OP) Operating | [6 empty] | Shasta | 40.7175 | -122.4223
2518 | U S Bureau of Reclamation | 446 | ONeill | Electric Utility | CA | 1 | 4.2 | 2.4 | Hydroelectric Pumped Storage | WAT | PS | 1 | 1968 |  |  | (OP) Operating | [6 empty] | Merced | 37.0987 | -121.0477
2518 | U S Bureau of Reclamation | 446 | ONeill | Electric Utility | CA | 2 | 4.2 | 2.4 | Hydroelectric Pumped Storage | WAT | PS | 2 | 1968 |  |  | (OP) Operating | [6 empty] | Merced | 37.0987 | -121.0477
2518 | U S Bureau of Reclamation | 446 | ONeill | Electric Utility | CA | 3 | 4.2 | 2.4 | Hydroelectric Pumped Storage | WAT | PS | 11 | 1967 |  |  | (OP) Operating | [6 empty] | Merced | 37.0987 | -121.0477
2518 | U S Bureau of Reclamation | 446 | ONeill | Electric Utility | CA | 4 | 4.2 | 2.4 | Hydroelectric Pumped Storage | WAT | PS | 11 | 1967 |  |  | (OP) Operating | [6 empty] | Merced | 37.0987 | -121.0477
2518 | U S Bureau of Reclamation | 446 | ONeill | Electric Utility | CA | 5 | 4.2 | 2.4 | Hydroelectric Pumped Storage | WAT | PS | 2 | 1968 |  |  | (OP) Operating | [6 empty] | Merced | 37.0987 | -121.0477
2518 | U S Bureau of Reclamation | 446 | ONeill | Electric Utility | CA | 6 | 4.2 | 2.4 | Hydroelectric Pumped Storage | WAT | PS | 12 | 1967 |  |  | (OP) Operating | [6 empty] | Merced | 37.0987 | -121.0477
2518 | U S Bureau of Reclamation | 447 | Parker Dam | Electric Utility | CA | 1 | 30 | 30 | Conventional Hydroelectric | WAT | HY | 12 | 1942 |  |  | (OP) Operating | [6 empty] | San Bernardino | 34.2953 | -114.1402
2518 | U S Bureau of Reclamation | 447 | Parker Dam | Electric Utility | CA | 2 | 30 | 30 | Conventional Hydroelectric | WAT | HY | 1 | 1943 |  |  | (OP) Operating | [6 empty] | San Bernardino | 34.2953 | -114.1402
2518 | U S Bureau of Reclamation | 447 | Parker Dam | Electric Utility | CA | 3 | 30 | 30 | Conventional Hydroelectric | WAT | HY | 12 | 1942 |  |  | (OP) Operating | [6 empty] | San Bernardino | 34.2953 | -114.1402
2518 | U S Bureau of Reclamation | 447 | Parker Dam | Electric Utility | CA | 4 | 30 | 30 | Conventional Hydroelectric | WAT | HY | 5 | 1943 |  |  | (OP) Operating | [6 empty] | San Bernardino | 34.2953 | -114.1402
3255 | California Dept. of Water Resources | 448 | W R Gianelli | Electric Utility | CA | 1 | 53 | 51 | Hydroelectric Pumped Storage | WAT | PS | 6 | 1968 |  |  | (OP) Operating | [6 empty] | Merced | 37.0692 | -121.0772
3255 | California Dept. of Water Resources | 448 | W R Gianelli | Electric Utility | CA | 2 | 53 | 50 | Hydroelectric Pumped Storage | WAT | PS | 3 | 1968 |  |  | (OP) Operating | [6 empty] | Merced | 37.0692 | -121.0772
3255 | California Dept. of Water Resources | 448 | W R Gianelli | Electric Utility | CA | 3 | 53 | 50 | Hydroelectric Pumped Storage | WAT | PS | 11 | 1967 |  |  | (OP) Operating | [6 empty] | Merced | 37.0692 | -121.0772
3255 | California Dept. of Water Resources | 448 | W R Gianelli | Electric Utility | CA | 4 | 53 | 50 | Hydroelectric Pumped Storage | WAT | PS | 9 | 1967 |  |  | (OP) Operating | [6 empty] | Merced | 37.0692 | -121.0772
3255 | California Dept. of Water Resources | 448 | W R Gianelli | Electric Utility | CA | 5 | 53 | 50 | Hydroelectric Pumped Storage | WAT | PS | 8 | 1967 |  |  | (OP) Operating | [6 empty] | Merced | 37.0692 | -121.0772
3255 | California Dept. of Water Resources | 448 | W R Gianelli | Electric Utility | CA | 6 | 53 | 50 | Hydroelectric Pumped Storage | WAT | PS | 7 | 1967 |  |  | (OP) Operating | [6 empty] | Merced | 37.0692 | -121.0772
3255 | California Dept. of Water Resources | 448 | W R Gianelli | Electric Utility | CA | 7 | 53 | 50 | Hydroelectric Pumped Storage | WAT | PS | 5 | 1967 |  |  | (OP) Operating | [6 empty] | Merced | 37.0692 | -121.0772
3255 | California Dept. of Water Resources | 448 | W R Gianelli | Electric Utility | CA | 8 | 53 | 50 | Hydroelectric Pumped Storage | WAT | PS | 3 | 1967 |  |  | (OP) Operating | [6 empty] | Merced | 37.0692 | -121.0772
2518 | U S Bureau of Reclamation | 450 | Spring Creek | Electric Utility | CA | 1 | 90 | 90 | Conventional Hydroelectric | WAT | HY | 1 | 1964 |  |  | (OP) Operating | [6 empty] | Shasta | 40.6281 | -122.4675
2518 | U S Bureau of Reclamation | 450 | Spring Creek | Electric Utility | CA | 2 | 90 | 90 | Conventional Hydroelectric | WAT | HY | 3 | 1964 |  |  | (OP) Operating | [6 empty] | Shasta | 40.6281 | -122.4675
2518 | U S Bureau of Reclamation | 451 | Trinity | Electric Utility | CA | 1 | 70 | 70 | Conventional Hydroelectric | WAT | HY | 2 | 1964 |  |  | (OP) Operating | [6 empty] | Trinity | 40.7973 | -122.7626
2518 | U S Bureau of Reclamation | 451 | Trinity | Electric Utility | CA | 2 | 70 | 70 | Conventional Hydroelectric | WAT | HY | 2 | 1964 |  |  | (OP) Operating | [6 empty] | Trinity | 40.7973 | -122.7626
21140 | Yuba County Water Agency | 454 | Colgate | Electric Utility | CA | 1 | 157.5 | 157.5 | Conventional Hydroelectric | WAT | HY | 10 | 1969 |  |  | (OP) Operating | [6 empty] | Yuba | 39.3308 | -121.1917
21140 | Yuba County Water Agency | 454 | Colgate | Electric Utility | CA | 2 | 157.5 | 157.5 | Conventional Hydroelectric | WAT | HY | 10 | 1969 |  |  | (OA) Out of service but expected to return to service in next calendar year | [6 empty] | Yuba | 39.3308 | -121.1917
21140 | Yuba County Water Agency | 455 | Narrows 2 | Electric Utility | CA | 1 | 46.7 | 46.7 | Conventional Hydroelectric | WAT | HY | 12 | 1969 |  |  | (OP) Operating | [6 empty] | Yuba | 39.239 | -121.2704
5969 | City of Escondido - (CA) | 457 | Bear Valley | Electric Utility | CA | HC1 | 0.7 | 0.7 | Conventional Hydroelectric | WAT | HY | 6 | 1986 |  |  | (OP) Operating | [6 empty] | San Diego | 33.1662 | -117.0166
5969 | City of Escondido - (CA) | 457 | Bear Valley | Electric Utility | CA | HC2 | 0.7 | 0.7 | Conventional Hydroelectric | WAT | HY | 6 | 1986 |  |  | (OP) Operating | [6 empty] | San Diego | 33.1662 | -117.0166
56146 | Black Hills/Colorado Elec.Util | 460 | Pueblo | Electric Utility | CO | IC1 | 2 | 2 | Petroleum Liquids | DFO | IC | 2 | 1964 |  |  | (OP) Operating | [6 empty] | Pueblo | 38.2667 | -104.6144
56146 | Black Hills/Colorado Elec.Util | 460 | Pueblo | Electric Utility | CO | IC2 | 2 | 2 | Petroleum Liquids | DFO | IC | 2 | 1964 |  |  | (OP) Operating | [6 empty] | Pueblo | 38.2667 | -104.6144
56146 | Black Hills/Colorado Elec.Util | 460 | Pueblo | Electric Utility | CO | IC3 | 2 | 2 | Petroleum Liquids | DFO | IC | 2 | 1964 |  |  | (OP) Operating | [6 empty] | Pueblo | 38.2667 | -104.6144
56146 | Black Hills/Colorado Elec.Util | 460 | Pueblo | Electric Utility | CO | IC4 | 2 | 2 | Petroleum Liquids | DFO | IC | 2 | 1964 |  |  | (OP) Operating | [6 empty] | Pueblo | 38.2667 | -104.6144
56146 | Black Hills/Colorado Elec.Util | 460 | Pueblo | Electric Utility | CO | IC5 | 2 | 2 | Petroleum Liquids | DFO | IC | 2 | 1964 |  |  | (OP) Operating | [6 empty] | Pueblo | 38.2667 | -104.6144
15466 | Public Service Co of Colorado | 464 | Alamosa | Electric Utility | CO | CT1 | 26.6 | 13 | Natural Gas Fired Combustion Turbine | NG | GT | 6 | 1973 |  |  | (OP) Operating | [6 empty] | Alamosa | 37.4594 | -105.8947
15466 | Public Service Co of Colorado | 464 | Alamosa | Electric Utility | CO | CT2 | 26.6 | 14 | Natural Gas Fired Combustion Turbine | NG | GT | 6 | 1977 |  |  | (OP) Operating | [6 empty] | Alamosa | 37.4594 | -105.8947
1994 | Boulder City of | 466 | Boulder Canyon Hydro | IPP Non-CHP | CO | 1A | 5 | 5 | Conventional Hydroelectric | WAT | HY | 6 | 2013 |  |  | (OP) Operating | [6 empty] | Boulder | 40.0047 | -105.3325
15466 | Public Service Co of Colorado | 467 | Cabin Creek | Electric Utility | CO | A | 150 | 162 | Hydroelectric Pumped Storage | WAT | PS | 6 | 1967 |  |  | (OP) Operating |  |  |  | 2019 | 12 | 18.3 | Clear Creek | 39.6551 | -105.7088
15466 | Public Service Co of Colorado | 467 | Cabin Creek | Electric Utility | CO | B | 150 | 162 | Hydroelectric Pumped Storage | WAT | PS | 6 | 1967 |  |  | (OP) Operating |  |  |  | 2019 | 12 | 18.3 | Clear Creek | 39.6551 | -105.7088
15466 | Public Service Co of Colorado | 469 | Cherokee | Electric Utility | CO | 4 | 380.8 | 352 | Conventional Steam Coal | BIT | ST | 6 | 1968 |  |  | (OP) Operating | [6 empty] | Adams | 39.8073 | -104.9645
15466 | Public Service Co of Colorado | 469 | Cherokee | Electric Utility | CO | 5 | 185.3 | 168 | Natural Gas Fired Combined Cycle | NG | CT | 8 | 2015 |  |  | (OP) Operating | [6 empty] | Adams | 39.8073 | -104.9645
15466 | Public Service Co of Colorado | 469 | Cherokee | Electric Utility | CO | 6 | 185.3 | 168 | Natural Gas Fired Combined Cycle | NG | CT | 8 | 2015 |  |  | (OP) Operating | [6 empty] | Adams | 39.8073 | -104.9645
15466 | Public Service Co of Colorado | 469 | Cherokee | Electric Utility | CO | 7 | 255 | 240 | Natural Gas Fired Combined Cycle | NG | CA | 8 | 2015 |  |  | (OP) Operating | [6 empty] | Adams | 39.8073 | -104.9645
15466 | Public Service Co of Colorado | 470 | Comanche (CO) | Electric Utility | CO | 1 | 382.5 | 325 | Conventional Steam Coal | SUB | ST | 6 | 1973 |  |  | (OP) Operating | [6 empty] | Pueblo | 38.2081 | -104.5747
15466 | Public Service Co of Colorado | 470 | Comanche (CO) | Electric Utility | CO | 2 | 396 | 335 | Conventional Steam Coal | SUB | ST | 6 | 1975 |  |  | (OP) Operating | [6 empty] | Pueblo | 38.2081 | -104.5747
15466 | Public Service Co of Colorado | 470 | Comanche (CO) | Electric Utility | CO | 3 | 856.8 | 750 | Conventional Steam Coal | SUB | ST | 7 | 2010 |  |  | (OP) Operating | [6 empty] | Pueblo | 38.2081 | -104.5747
15466 | Public Service Co of Colorado | 471 | Fruita | Electric Utility | CO | 1 | 26.6 | 14 | Natural Gas Fired Combustion Turbine | NG | GT | 6 | 1973 |  |  | (OP) Operating | [6 empty] | Mesa | 39.1364 | -108.7347
15466 | Public Service Co of Colorado | 472 | Georgetown Hydro | Electric Utility | CO | 1 | 0.6 | 0.8 | Conventional Hydroelectric | WAT | HY | 1 | 1906 |  |  | (OP) Operating | [6 empty] | Clear Creek | 39.6919 | -105.6978
15466 | Public Service Co of Colorado | 472 | Georgetown Hydro | Electric Utility | CO | 2 | 0.6 | 0.8 | Conventional Hydroelectric | WAT | HY | 1 | 1908 |  |  | (OP) Operating | [6 empty] | Clear Creek | 39.6919 | -105.6978
57301 | Orchard Mesa Irrigation District | 473 | Grand Valley Project Power Plant | Electric Utility | CO | 1 | 1.5 | 1.5 | Conventional Hydroelectric | WAT | HY | 4 | 1932 |  |  | (OP) Operating |  |  |  | 2017 | 12 | 0.5 | Mesa | 39.1017 | -108.3456
57301 | Orchard Mesa Irrigation District | 473 | Grand Valley Project Power Plant | Electric Utility | CO | 2 | 1.5 | 1.6 | Conventional Hydroelectric | WAT | HY | 4 | 1932 |  |  | (OP) Operating |  |  |  | 2017 | 12 | 0.5 | Mesa | 39.1017 | -108.3456
15466 | Public Service Co of Colorado | 474 | Salida | Electric Utility | CO | 1 | 0.8 | 0.8 | Conventional Hydroelectric | WAT | HY | 6 | 1929 | 7 | 2018 | (OP) Operating | [6 empty] | Chaffee | 38.5342 | -106.182
15466 | Public Service Co of Colorado | 474 | Salida | Electric Utility | CO | 2 | 0.6 | 0.6 | Conventional Hydroelectric | WAT | HY | 6 | 1908 |  |  | (OP) Operating | [6 empty] | Chaffee | 38.5342 | -106.182
15466 | Public Service Co of Colorado | 476 | Shoshone (CO) | Electric Utility | CO | A | 7.2 | 7.5 | Conventional Hydroelectric | WAT | HY | 6 | 1909 |  |  | (OP) Operating | [6 empty] | Garfield | 39.5701 | -107.2269
15466 | Public Service Co of Colorado | 476 | Shoshone (CO) | Electric Utility | CO | B | 7.2 | 7.5 | Conventional Hydroelectric | WAT | HY | 6 | 1909 |  |  | (OP) Operating | [6 empty] | Garfield | 39.5701 | -107.2269
15466 | Public Service Co of Colorado | 477 | Valmont | Electric Utility | CO | 5 | 191.7 | 184 | Conventional Steam Coal | BIT | ST | 5 | 1964 | 12 | 2017 | (OP) Operating | [6 empty] | Boulder | 40.0195 | -105.202
15466 | Public Service Co of Colorado | 477 | Valmont | Electric Utility | CO | 6 | 59.3 | 43 | Natural Gas Fired Combustion Turbine | NG | GT | 5 | 1973 |  |  | (OP) Operating | [6 empty] | Boulder | 40.0195 | -105.202
12397 | Metropolitan Water District of S CA | 479 | Temescal | Electric Utility | CA | 1 | 2.9 | 2.8 | Conventional Hydroelectric | WAT | HY | 7 | 1983 |  |  | (OP) Operating | [6 empty] | Riverside | 33.8343 | -117.4971
12397 | Metropolitan Water District of S CA | 480 | Corona | Electric Utility | CA | 1 | 2.9 | 2.8 | Conventional Hydroelectric | WAT | HY | 8 | 1983 |  |  | (OP) Operating | [6 empty] | Riverside | 33.859 | -117.6106
12397 | Metropolitan Water District of S CA | 481 | Perris | Electric Utility | CA | 1 | 7.9 | 7.9 | Conventional Hydroelectric | WAT | HY | 5 | 1983 |  |  | (OP) Operating | [6 empty] | Riverside | 33.8361 | -117.1831
12397 | Metropolitan Water District of S CA | 482 | Rio Hondo | Electric Utility | CA | 1 | 1.9 | 1.9 | Conventional Hydroelectric | WAT | HY | 3 | 1984 |  |  | (OP) Operating | [6 empty] | LOS ANGELES | 34.0047 | -118.0992
12397 | Metropolitan Water District of S CA | 483 | Coyote Creek | Electric Utility | CA | 1 | 3.1 | 3.1 | Conventional Hydroelectric | WAT | HY | 6 | 1984 |  |  | (OP) Operating | [6 empty] | Orange | 33.9249 | -117.9552
12397 | Metropolitan Water District of S CA | 484 | Red Mountain | Electric Utility | CA | 1 | 5.9 | 5.9 | Conventional Hydroelectric | WAT | HY | 6 | 1985 |  |  | (OP) Operating | [6 empty] | San Diego | 33.3944 | -117.1889
12397 | Metropolitan Water District of S CA | 487 | Valley View | Electric Utility | CA | 1 | 4.1 | 4.1 | Conventional Hydroelectric | WAT | HY | 11 | 1985 |  |  | (OP) Operating | [6 empty] | Orange | 33.9001 | -117.829
19281 | Turlock Irrigation District | 489 | Upper Dawson | Electric Utility | CA | 1 | 4.4 | 5.5 | Conventional Hydroelectric | WAT | HY | 11 | 1983 |  |  | (OP) Operating | [6 empty] | Tuolumne | 37.6508 | -120.4706
3227 | City of Center - (CO) | 491 | Center | Electric Utility | CO | 3 | 0.5 | 0.5 | Petroleum Liquids | DFO | IC | 7 | 1963 |  |  | (SB) Standby/Backup: available for service but not normally used |  |  | 0 |  |  | 0 | SAGUACHE | 37.7536 | -106.1047
3227 | City of Center - (CO) | 491 | Center | Electric Utility | CO | 5 | 1 | 1 | Petroleum Liquids | DFO | IC | 8 | 1959 |  |  | (SB) Standby/Backup: available for service but not normally used |  |  | 0 |  |  | 0 | SAGUACHE | 37.7536 | -106.1047
3989 | City of Colorado Springs - (CO) | 492 | Martin Drake | Electric Utility | CO | 5 | 50 | 46 | Conventional Steam Coal | SUB | ST | 11 | 1962 |  |  | (OP) Operating | [6 empty] | El Paso | 38.8244 | -104.8333
3989 | City of Colorado Springs - (CO) | 492 | Martin Drake | Electric Utility | CO | 6 | 75 | 77 | Conventional Steam Coal | SUB | ST | 10 | 1968 |  |  | (OP) Operating | [6 empty] | El Paso | 38.8244 | -104.8333
3989 | City of Colorado Springs - (CO) | 492 | Martin Drake | Electric Utility | CO | 7 | 132 | 131 | Conventional Steam Coal | SUB | ST | 7 | 1974 |  |  | (OP) Operating | [6 empty] | El Paso | 38.8244 | -104.8333
3989 | City of Colorado Springs - (CO) | 493 | George Birdsall | Electric Utility | CO | 1 | 17.3 | 16 | Natural Gas Fired Combustion Turbine | NG | GT | 8 | 1953 |  |  | (OP) Operating | [6 empty] | El Paso | 38.8814 | -104.8169
3989 | City of Colorado Springs - (CO) | 493 | George Birdsall | Electric Utility | CO | 2 | 18.8 | 16 | Natural Gas Fired Combustion Turbine | NG | GT | 3 | 1954 |  |  | (OP) Operating | [6 empty] | El Paso | 38.8814 | -104.8169
3989 | City of Colorado Springs - (CO) | 493 | George Birdsall | Electric Utility | CO | 3 | 23.5 | 23 | Natural Gas Fired Combustion Turbine | NG | GT | 3 | 1957 |  |  | (OP) Operating | [6 empty] | El Paso | 38.8814 | -104.8169
3989 | City of Colorado Springs - (CO) | 494 | Manitou Springs | Electric Utility | CO | 1 | 2.5 | 2.5 | Conventional Hydroelectric | WAT | HY | 5 | 1939 |  |  | (OP) Operating | [6 empty] | El Paso | 38.8556 | -104.9331
3989 | City of Colorado Springs - (CO) | 494 | Manitou Springs | Electric Utility | CO | 2 | 2.5 | 2.6 | Conventional Hydroelectric | WAT | HY | 5 | 1927 |  |  | (OP) Operating | [6 empty] | El Paso | 38.8556 | -104.9331
3989 | City of Colorado Springs - (CO) | 494 | Manitou Springs | Electric Utility | CO | 3 | 1 | 0.5 | Conventional Hydroelectric | WAT | HY | 3 | 2006 |  |  | (OP) Operating | [6 empty] | El Paso | 38.8556 | -104.9331
3989 | City of Colorado Springs - (CO) | 495 | Ruxton Park | Electric Utility | CO | 1 | 1.2 | 1 | Conventional Hydroelectric | WAT | HY | 5 | 1925 |  |  | (OP) Operating | [6 empty] | El Paso | 38.8414 | -104.9738
8751 | Town of Holly - (CO) | 502 | Holly | Electric Utility | CO | 5 | 0.4 | 0.3 | Petroleum Liquids | DFO | IC | 6 | 2000 |  |  | (SB) Standby/Backup: available for service but not normally used | [6 empty] | Prowers | 38.0327 | -102.0737
8751 | Town of Holly - (CO) | 502 | Holly | Electric Utility | CO | CAT | 1.8 | 1.7 | Petroleum Liquids | DFO | IC | 9 | 2007 |  |  | (SB) Standby/Backup: available for service but not normally used | [6 empty] | Prowers | 38.0327 | -102.0737
8751 | Town of Holly - (CO) | 502 | Holly | Electric Utility | CO | EMD | 0.7 | 0.7 | Petroleum Liquids | DFO | IC | 1 | 1993 |  |  | (SB) Standby/Backup: available for service but not normally used | [6 empty] | Prowers | 38.0327 | -102.0737
9928 | City of Julesburg - (CO) | 504 | Julesburg | Electric Utility | CO | 1 | 0.9 | 0.7 | Petroleum Liquids | DFO | IC | 11 | 1951 |  |  | (SB) Standby/Backup: available for service but not normally used | [5 empty] | 0 | Sedgwick | 40.9505 | -102.2795
9928 | City of Julesburg - (CO) | 504 | Julesburg | Electric Utility | CO | 3 | 0.3 | 0.2 | Petroleum Liquids | DFO | IC | 2 | 1945 |  |  | (SB) Standby/Backup: available for service but not normally used | [5 empty] | 0 | Sedgwick | 40.9505 | -102.2795
9928 | City of Julesburg - (CO) | 504 | Julesburg | Electric Utility | CO | 4 | 1.3 | 1.1 | Petroleum Liquids | DFO | IC | 12 | 1964 |  |  | (SB) Standby/Backup: available for service but not normally used | [5 empty] | 0 | Sedgwick | 40.9505 | -102.2795
9928 | City of Julesburg - (CO) | 504 | Julesburg | Electric Utility | CO | 5 | 0.3 | 0.2 | Petroleum Liquids | DFO | IC | 4 | 1946 |  |  | (SB) Standby/Backup: available for service but not normally used | [5 empty] | 0 | Sedgwick | 40.9505 | -102.2795
2518 | U S Bureau of Reclamation | 505 | Boysen | Electric Utility | WY | 1 | 7.5 | 8.6 | Conventional Hydroelectric | WAT | HY | 8 | 1952 |  |  | (OP) Operating | [6 empty] | Fremont | 43.4179 | -108.1775
2518 | U S Bureau of Reclamation | 505 | Boysen | Electric Utility | WY | 2 | 7.5 | 8.6 | Conventional Hydroelectric | WAT | HY | 9 | 1952 |  |  | (OP) Operating | [6 empty] | Fremont | 43.4179 | -108.1775
10536 | City of La Junta - (CO) | 506 | La Junta | Electric Utility | CO | 2 | 0.7 | 0.5 | Petroleum Liquids | DFO | IC | 3 | 1939 |  |  | (SB) Standby/Backup: available for service but not normally used | [6 empty] | Otero | 37.9876 | -103.5468
10536 | City of La Junta - (CO) | 506 | La Junta | Electric Utility | CO | 3 | 0.4 | 0.4 | Petroleum Liquids | DFO | IC | 3 | 1939 |  |  | (SB) Standby/Backup: available for service but not normally used | [6 empty] | Otero | 37.9876 | -103.5468
10536 | City of La Junta - (CO) | 506 | La Junta | Electric Utility | CO | 4 | 1 | 1 | Petroleum Liquids | DFO | IC | 3 | 1942 |  |  | (SB) Standby/Backup: available for service but not normally used | [6 empty] | Otero | 37.9876 | -103.5468
10536 | City of La Junta - (CO) | 506 | La Junta | Electric Utility | CO | 6 | 3 | 2.5 | Petroleum Liquids | DFO | IC | 1 | 1958 |  |  | (SB) Standby/Backup: available for service but not normally used | [6 empty] | Otero | 37.9876 | -103.5468
10536 | City of La Junta - (CO) | 506 | La Junta | Electric Utility | CO | 7 | 3.5 | 3 | Petroleum Liquids | DFO | IC | 1 | 1962 |  |  | (SB) Standby/Backup: available for service but not normally used | [6 empty] | Otero | 37.9876 | -103.5468
10536 | City of La Junta - (CO) | 506 | La Junta | Electric Utility | CO | 8 | 3.5 | 3 | Petroleum Liquids | DFO | IC | 1 | 1962 |  |  | (SB) Standby/Backup: available for service but not normally used | [6 empty] | Otero | 37.9876 | -103.5468
10536 | City of La Junta - (CO) | 506 | La Junta | Electric Utility | CO | 9 | 5.1 | 4 | Petroleum Liquids | DFO | IC | 1 | 1970 |  |  | (SB) Standby/Backup: available for service but not normally used | [6 empty] | Otero | 37.9876 | -103.5468
10730 | City of Las Animas - (CO) | 507 | Las Animas | Electric Utility | CO | 1 | 0.3 | 0.3 | Petroleum Liquids | DFO | IC | 11 | 1941 |  |  | (OP) Operating | [6 empty] | BENT | 38.0647 | -103.2159
10730 | City of Las Animas - (CO) | 507 | Las Animas | Electric Utility | CO | 2 | 0.3 | 0.3 | Petroleum Liquids | DFO | IC | 11 | 1941 |  |  | (OP) Operating | [6 empty] | BENT | 38.0647 | -103.2159
10730 | City of Las Animas - (CO) | 507 | Las Animas | Electric Utility | CO | 4 | 1 | 1 | Petroleum Liquids | DFO | IC | 1 | 1951 |  |  | (OP) Operating | [6 empty] | BENT | 38.0647 | -103.2159
10730 | City of Las Animas - (CO) | 507 | Las Animas | Electric Utility | CO | 5 | 1 | 1 | Petroleum Liquids | DFO | IC | 1 | 1951 |  |  | (OP) Operating | [6 empty] | BENT | 38.0647 | -103.2159
10730 | City of Las Animas - (CO) | 507 | Las Animas | Electric Utility | CO | 6 | 3 | 2.5 | Petroleum Liquids | DFO | IC | 3 | 1967 |  |  | (OP) Operating | [6 empty] | BENT | 38.0647 | -103.2159
10633 | City of Lamar - (CO) | 508 | Lamar Plant | Electric Utility | CO | 4 | 25 | 25 | Conventional Steam Coal | SUB | ST | 8 | 1972 |  |  | (OS) Out of service and NOT expected to return to service in next calendar year | [6 empty] | Prowers | 38.0333 | -102.5379
10633 | City of Lamar - (CO) | 508 | Lamar Plant | Electric Utility | CO | 5 | 4.2 | 4.2 | Natural Gas Fired Combustion Turbine | NG | GT | 2 | 2001 |  |  | (OS) Out of service and NOT expected to return to service in next calendar year | [6 empty] | Prowers | 38.0333 | -102.5379
10633 | City of Lamar - (CO) | 508 | Lamar Plant | Electric Utility | CO | 6 | 18.5 | 15 | Conventional Steam Coal | SUB | ST | 5 | 2009 |  |  | (OS) Out of service and NOT expected to return to service in next calendar year | [6 empty] | Prowers | 38.0333 | -102.5379
10633 | City of Lamar - (CO) | 508 | Lamar Plant | Electric Utility | CO | IC1 | 1 | 1 | Petroleum Liquids | DFO | IC | 1 | 1949 |  |  | (OS) Out of service and NOT expected to return to service in next calendar year | [6 empty] | Prowers | 38.0333 | -102.5379
10633 | City of Lamar - (CO) | 508 | Lamar Plant | Electric Utility | CO | IC2 | 1 | 1 | Petroleum Liquids | DFO | IC | 1 | 1946 |  |  | (OS) Out of service and NOT expected to return to service in next calendar year | [6 empty] | Prowers | 38.0333 | -102.5379
10633 | City of Lamar - (CO) | 508 | Lamar Plant | Electric Utility | CO | T1-T3 | 4.5 | 4 | Onshore Wind Turbine | WND | WT | 2 | 2004 |  |  | (OP) Operating | [6 empty] | Prowers | 38.0333 | -102.5379
10633 | City of Lamar - (CO) | 508 | Lamar Plant | Electric Utility | CO | T4 | 1.5 | 1.5 | Onshore Wind Turbine | WND | WT | 2 | 2004 |  |  | (OP) Operating | [6 empty] | Prowers | 38.0333 | -102.5379
7160 | Geysers Power Co LLC | 510 | Sonoma California Geothermal | IPP Non-CHP | CA | 1 | 78 | 50 | Geothermal | GEO | ST | 12 | 1983 |  |  | (OP) Operating | [6 empty] | Lake | 38.7903 | -122.7559
19204 | City of Trinidad - (CO) | 511 | Trinidad (CO) | Electric Utility | CO | 1 | 3.7 | 3.8 | Conventional Steam Coal | BIT | ST | 5 | 1950 |  |  | (OS) Out of service and NOT expected to return to service in next calendar year | [6 empty] | LAS ANIMAS | 37.179 | -104.4875
19204 | City of Trinidad - (CO) | 511 | Trinidad (CO) | Electric Utility | CO | 3 | 1.9 | 1.9 | Natural Gas Internal Combustion Engine | NG | IC | 5 | 1966 |  |  | (SB) Standby/Backup: available for service but not normally used | [6 empty] | LAS ANIMAS | 37.179 | -104.4875
19204 | City of Trinidad - (CO) | 511 | Trinidad (CO) | Electric Utility | CO | 4 | 1.9 | 1.9 | Natural Gas Internal Combustion Engine | NG | IC | 5 | 1966 |  |  | (SB) Standby/Backup: available for service but not normally used | [6 empty] | LAS ANIMAS | 37.179 | -104.4875
19204 | City of Trinidad - (CO) | 511 | Trinidad (CO) | Electric Utility | CO | 5 | 1.8 | 1.8 | Petroleum Liquids | DFO | IC | 1 | 1999 |  |  | (OP) Operating | [6 empty] | LAS ANIMAS | 37.179 | -104.4875
19204 | City of Trinidad - (CO) | 511 | Trinidad (CO) | Electric Utility | CO | 6 | 1.8 | 1.8 | Petroleum Liquids | DFO | IC | 1 | 1999 |  |  | (OP) Operating | [6 empty] | LAS ANIMAS | 37.179 | -104.4875
19204 | City of Trinidad - (CO) | 511 | Trinidad (CO) | Electric Utility | CO | 7 | 1.8 | 1.8 | Petroleum Liquids | DFO | IC | 1 | 1999 |  |  | (OP) Operating | [6 empty] | LAS ANIMAS | 37.179 | -104.4875
2518 | U S Bureau of Reclamation | 512 | Blue Mesa | Electric Utility | CO | 1 | 43.2 | 43.2 | Conventional Hydroelectric | WAT | HY | 9 | 1967 |  |  | (OP) Operating | [6 empty] | Gunnison | 38.4532 | -107.3375
2518 | U S Bureau of Reclamation | 512 | Blue Mesa | Electric Utility | CO | 2 | 43.2 | 43.2 | Conventional Hydroelectric | WAT | HY | 11 | 1967 |  |  | (OP) Operating | [6 empty] | Gunnison | 38.4532 | -107.3375
2518 | U S Bureau of Reclamation | 513 | Estes | Electric Utility | CO | 1 | 15 | 17.2 | Conventional Hydroelectric | WAT | HY | 9 | 1950 |  |  | (OP) Operating | [6 empty] | Larimer | 40.3768 | -105.5097
2518 | U S Bureau of Reclamation | 513 | Estes | Electric Utility | CO | 2 | 15 | 17.2 | Conventional Hydroelectric | WAT | HY | 12 | 1950 |  |  | (OP) Operating | [6 empty] | Larimer | 40.3768 | -105.5097
2518 | U S Bureau of Reclamation | 513 | Estes | Electric Utility | CO | 3 | 15 | 17.2 | Conventional Hydroelectric | WAT | HY | 12 | 1950 |  |  | (OP) Operating | [6 empty] | Larimer | 40.3768 | -105.5097
2518 | U S Bureau of Reclamation | 514 | Morrow Point | Electric Utility | CO | 1 | 86.6 | 86.6 | Conventional Hydroelectric | WAT | HY | 12 | 1970 |  |  | (OP) Operating | [6 empty] | Montrose | 38.4518 | -107.5393
2518 | U S Bureau of Reclamation | 514 | Morrow Point | Electric Utility | CO | 2 | 86.6 | 86.6 | Conventional Hydroelectric | WAT | HY | 1 | 1971 |  |  | (OP) Operating | [6 empty] | Montrose | 38.4518 | -107.5393
2518 | U S Bureau of Reclamation | 515 | Big Thompson | Electric Utility | CO | 1 | 4.5 | 5.2 | Conventional Hydroelectric | WAT | HY | 4 | 1959 |  |  | (OP) Operating | [6 empty] | Larimer | 40.421 | -105.2238
2518 | U S Bureau of Reclamation | 516 | Green Mountain | Electric Utility | CO | 1 | 13 | 13 | Conventional Hydroelectric | WAT | HY | 5 | 1943 |  |  | (OP) Operating | [6 empty] | Summit | 39.8788 | -106.3327
2518 | U S Bureau of Reclamation | 516 | Green Mountain | Electric Utility | CO | 2 | 13 | 13 | Conventional Hydroelectric | WAT | HY | 5 | 1943 |  |  | (OP) Operating | [6 empty] | Summit | 39.8788 | -106.3327
2518 | U S Bureau of Reclamation | 517 | Marys Lake | Electric Utility | CO | 1 | 8.1 | 9.3 | Conventional Hydroelectric | WAT | HY | 5 | 1951 |  |  | (OP) Operating | [6 empty] | Larimer | 40.3441 | -105.5343
2518 | U S Bureau of Reclamation | 518 | Flatiron | Electric Utility | CO | 1 | 43 | 43 | Conventional Hydroelectric | WAT | HY | 1 | 1954 |  |  | (OP) Operating | [6 empty] | Larimer | 40.365 | -105.236
2518 | U S Bureau of Reclamation | 518 | Flatiron | Electric Utility | CO | 2 | 43 | 43 | Conventional Hydroelectric | WAT | HY | 1 | 1954 |  |  | (OP) Operating | [6 empty] | Larimer | 40.365 | -105.236
2518 | U S Bureau of Reclamation | 518 | Flatiron | Electric Utility | CO | 3 | 8.5 | 8.5 | Hydroelectric Pumped Storage | WAT | PS | 5 | 1954 |  |  | (OP) Operating | [6 empty] | Larimer | 40.365 | -105.236
2518 | U S Bureau of Reclamation | 519 | Pole Hill | Electric Utility | CO | 1 | 38.2 | 38.2 | Conventional Hydroelectric | WAT | HY | 1 | 1954 |  |  | (OP) Operating | [6 empty] | Larimer | 40.3651 | -105.3251
2518 | U S Bureau of Reclamation | 520 | Lower Molina | Electric Utility | CO | 1 | 5.6 | 5.6 | Conventional Hydroelectric | WAT | HY | 12 | 1962 |  |  | (OP) Operating | [6 empty] | Mesa | 39.1937 | -108.0441
2518 | U S Bureau of Reclamation | 521 | Upper Molina | Electric Utility | CO | 1 | 9.9 | 9.9 | Conventional Hydroelectric | WAT | HY | 12 | 1962 |  |  | (OP) Operating | [6 empty] | Mesa | 39.1438 | -108.0048
15466 | Public Service Co of Colorado | 525 | Hayden | Electric Utility | CO | 1 | 190 | 184 | Conventional Steam Coal | BIT | ST | 7 | 1965 |  |  | (OP) Operating | [6 empty] | Routt | 40.4856 | -107.185
15466 | Public Service Co of Colorado | 525 | Hayden | Electric Utility | CO | 2 | 275.4 | 262 | Conventional Steam Coal | BIT | ST | 9 | 1976 |  |  | (OP) Operating | [6 empty] | Routt | 40.4856 | -107.185
30151 | Tri-State G & T Assn, Inc | 527 | Nucla | Electric Utility | CO | 1 | 11.5 | 12 | Conventional Steam Coal | BIT | ST | 11 | 1959 |  |  | (OP) Operating | [6 empty] | Montrose | 38.2383 | -108.5069
30151 | Tri-State G & T Assn, Inc | 527 | Nucla | Electric Utility | CO | 2 | 11.5 | 12 | Conventional Steam Coal | BIT | ST | 11 | 1959 |  |  | (OP) Operating | [6 empty] | Montrose | 38.2383 | -108.5069
30151 | Tri-State G & T Assn, Inc | 527 | Nucla | Electric Utility | CO | 3 | 11.5 | 12 | Conventional Steam Coal | BIT | ST | 11 | 1959 |  |  | (OP) Operating | [6 empty] | Montrose | 38.2383 | -108.5069
30151 | Tri-State G & T Assn, Inc | 527 | Nucla | Electric Utility | CO | ST4 | 79.3 | 64 | Conventional Steam Coal | BIT | ST | 1 | 1991 |  |  | (OP) Operating | [6 empty] | Montrose | 38.2383 | -108.5069
16534 | Sacramento Municipal Util Dist | 531 | Camp Far West | Electric Utility | CA | 1 | 7.2 | 7.2 | Conventional Hydroelectric | WAT | HY | 2 | 1985 |  |  | (OP) Operating | [6 empty] | Placer | 39.0488 | -121.317
189 | PowerSouth Energy Cooperative | 533 | McWilliams | Electric Utility | AL | 1 | 7.5 | 9 | Natural Gas Fired Combined Cycle | NG | CA | 12 | 1954 |  |  | (OP) Operating | [6 empty] | Covington | 31.4003 | -86.4764
189 | PowerSouth Energy Cooperative | 533 | McWilliams | Electric Utility | AL | 2 | 7.5 | 9 | Natural Gas Fired Combined Cycle | NG | CA | 12 | 1954 |  |  | (OP) Operating | [6 empty] | Covington | 31.4003 | -86.4764
189 | PowerSouth Energy Cooperative | 533 | McWilliams | Electric Utility | AL | 3 | 25 | 22 | Natural Gas Fired Combined Cycle | NG | CA | 8 | 1959 |  |  | (OP) Operating | [6 empty] | Covington | 31.4003 | -86.4764
189 | PowerSouth Energy Cooperative | 533 | McWilliams | Electric Utility | AL | 4 | 107 | 108 | Natural Gas Fired Combined Cycle | NG | CT | 12 | 1996 |  |  | (OP) Operating | [6 empty] | Covington | 31.4003 | -86.4764
189 | PowerSouth Energy Cooperative | 533 | McWilliams | Electric Utility | AL | VAN1 | 165 | 171 | Natural Gas Fired Combined Cycle | NG | CT | 1 | 2002 |  |  | (OP) Operating | [6 empty] | Covington | 31.4003 | -86.4764
189 | PowerSouth Energy Cooperative | 533 | McWilliams | Electric Utility | AL | VAN2 | 165 | 168 | Natural Gas Fired Combined Cycle | NG | CT | 1 | 2002 |  |  | (OP) Operating | [6 empty] | Covington | 31.4003 | -86.4764
189 | PowerSouth Energy Cooperative | 533 | McWilliams | Electric Utility | AL | VAN3 | 177 | 176 | Natural Gas Fired Combined Cycle | NG | CA | 1 | 2002 |  |  | (OP) Operating | [6 empty] | Covington | 31.4003 | -86.4764
16534 | Sacramento Municipal Util Dist | 534 | Jones Fork | Electric Utility | CA | 1 | 10 | 10 | Conventional Hydroelectric | WAT | HY | 6 | 1985 |  |  | (OP) Operating | [6 empty] | El Dorado | 38.8503 | -120.3819
16534 | Sacramento Municipal Util Dist | 535 | McClellan (CA) | Electric Utility | CA | 1 | 77 | 77 | Natural Gas Fired Combustion Turbine | NG | GT | 3 | 1986 |  |  | (OP) Operating | [6 empty] | Sacramento | 38.6527 | -121.3933
5571 | East Bay Municipal Util Dist | 537 | Camanche | Electric Utility | CA | 1 | 3.6 | 3.5 | Conventional Hydroelectric | WAT | HY | 7 | 1983 |  |  | (OP) Operating | [6 empty] | San Joaquin | 38.2268 | -121.0245
5571 | East Bay Municipal Util Dist | 537 | Camanche | Electric Utility | CA | 2 | 3.6 | 3.5 | Conventional Hydroelectric | WAT | HY | 7 | 1983 |  |  | (OP) Operating | [6 empty] | San Joaquin | 38.2268 | -121.0245
5571 | East Bay Municipal Util Dist | 537 | Camanche | Electric Utility | CA | 3 | 3.6 | 3.5 | Conventional Hydroelectric | WAT | HY | 8 | 1983 |  |  | (OP) Operating | [6 empty] | San Joaquin | 38.2268 | -121.0245
54895 | FirstLight Power Resources Services LLC | 539 | Rocky River (CT) | IPP Non-CHP | CT | 1 | 3.5 | 2 | Hydroelectric Pumped Storage | WAT | PS | 1 | 1929 |  |  | (SB) Standby/Backup: available for service but not normally used | [6 empty] | Litchfield | 41.5826 | -73.4349
54895 | FirstLight Power Resources Services LLC | 539 | Rocky River (CT) | IPP Non-CHP | CT | 2 | 3.5 | 2 | Hydroelectric Pumped Storage | WAT | PS | 1 | 1928 |  |  | (OA) Out of service but expected to return to service in next calendar year | [6 empty] | Litchfield | 41.5826 | -73.4349
54895 | FirstLight Power Resources Services LLC | 539 | Rocky River (CT) | IPP Non-CHP | CT | 3 | 24 | 25.4 | Hydroelectric Pumped Storage | WAT | PS | 1 | 1928 |  |  | (OP) Operating | [6 empty] | Litchfield | 41.5826 | -73.4349
22379 | Connecticut Jet Power LLC | 540 | Branford | IPP Non-CHP | CT | UN10 | 21.8 | 17.4 | Petroleum Liquids | KER | GT | 11 | 1967 |  |  | (OP) Operating | [6 empty] | New Haven | 41.2925 | -72.7942
54895 | FirstLight Power Resources Services LLC | 541 | Bulls Bridge | IPP Non-CHP | CT | 1 | 1.2 | 1.4 | Conventional Hydroelectric | WAT | HY | 1 | 1903 |  |  | (OA) Out of service but expected to return to service in next calendar year | [6 empty] | Litchfield | 41.659 | -73.492
54895 | FirstLight Power Resources Services LLC | 541 | Bulls Bridge | IPP Non-CHP | CT | 2 | 1.2 | 1.4 | Conventional Hydroelectric | WAT | HY | 1 | 1903 |  |  | (OA) Out of service but expected to return to service in next calendar year | [6 empty] | Litchfield | 41.659 | -73.492
54895 | FirstLight Power Resources Services LLC | 541 | Bulls Bridge | IPP Non-CHP | CT | 3 | 1.2 | 1.4 | Conventional Hydroelectric | WAT | HY | 1 | 1903 |  |  | (OA) Out of service but expected to return to service in next calendar year | [6 empty] | Litchfield | 41.659 | -73.492
54895 | FirstLight Power Resources Services LLC | 541 | Bulls Bridge | IPP Non-CHP | CT | 4 | 1.2 | 1.4 | Conventional Hydroelectric | WAT | HY | 1 | 1903 |  |  | (OA) Out of service but expected to return to service in next calendar year | [6 empty] | Litchfield | 41.659 | -73.492
54895 | FirstLight Power Resources Services LLC | 541 | Bulls Bridge | IPP Non-CHP | CT | 5 | 1.2 | 1.4 | Conventional Hydroelectric | WAT | HY | 1 | 1903 |  |  | (OA) Out of service but expected to return to service in next calendar year | [6 empty] | Litchfield | 41.659 | -73.492
54895 | FirstLight Power Resources Services LLC | 541 | Bulls Bridge | IPP Non-CHP | CT | 6 | 1.2 | 1.4 | Conventional Hydroelectric | WAT | HY | 1 | 1903 |  |  | (OA) Out of service but expected to return to service in next calendar year | [6 empty] | Litchfield | 41.659 | -73.492
22379 | Connecticut Jet Power LLC | 542 | Cos Cob | IPP Non-CHP | CT | UN10 | 25 | 19.1 | Petroleum Liquids | KER | GT | 9 | 1969 |  |  | (OP) Operating | [6 empty] | Fairfield | 41.0289 | -73.5989
22379 | Connecticut Jet Power LLC | 542 | Cos Cob | IPP Non-CHP | CT | UN11 | 25 | 18.7 | Petroleum Liquids | KER | GT | 9 | 1969 |  |  | (OP) Operating | [6 empty] | Fairfield | 41.0289 | -73.5989
22379 | Connecticut Jet Power LLC | 542 | Cos Cob | IPP Non-CHP | CT | UN12 | 25 | 19.1 | Petroleum Liquids | KER | GT | 10 | 1969 |  |  | (OP) Operating | [6 empty] | Fairfield | 41.0289 | -73.5989
22379 | Connecticut Jet Power LLC | 542 | Cos Cob | IPP Non-CHP | CT | UN13 | 20 | 19.1 | Petroleum Liquids | KER | GT | 6 | 2008 |  |  | (OP) Operating | [6 empty] | Fairfield | 41.0289 | -73.5989
22379 | Connecticut Jet Power LLC | 542 | Cos Cob | IPP Non-CHP | CT | un14 | 20 | 19.6 | Petroleum Liquids | KER | GT | 6 | 2008 |  |  | (OP) Operating | [6 empty] | Fairfield | 41.0289 | -73.5989
22350 | Devon Power LLC | 544 | Devon Station | IPP Non-CHP | CT | 10 | 18.6 | 14.4 | Petroleum Liquids | KER | GT | 1 | 1985 |  |  | (OP) Operating | [6 empty] | New Haven | 41.2098 | -73.109
22350 | Devon Power LLC | 544 | Devon Station | IPP Non-CHP | CT | 11 | 51 | 29.3 | Petroleum Liquids | KER | GT | 7 | 1996 |  |  | (OP) Operating | [6 empty] | New Haven | 41.2098 | -73.109
22350 | Devon Power LLC | 544 | Devon Station | IPP Non-CHP | CT | 12 | 51 | 29.2 | Petroleum Liquids | KER | GT | 7 | 1996 |  |  | (OP) Operating | [6 empty] | New Haven | 41.2098 | -73.109
22350 | Devon Power LLC | 544 | Devon Station | IPP Non-CHP | CT | 13 | 51 | 29.9 | Petroleum Liquids | KER | GT | 7 | 1996 |  |  | (OP) Operating | [6 empty] | New Haven | 41.2098 | -73.109
22350 | Devon Power LLC | 544 | Devon Station | IPP Non-CHP | CT | 14 | 51 | 29.7 | Petroleum Liquids | KER | GT | 7 | 1996 |  |  | (OP) Operating | [6 empty] | New Haven | 41.2098 | -73.109
22380 | NRG Montville Operations Inc | 546 | Montville Station | IPP Non-CHP | CT | 10 | 2.7 | 2.7 | Petroleum Liquids | DFO | IC | 1 | 1967 |  |  | (SB) Standby/Backup: available for service but not normally used | [6 empty] | New London | 41.4281 | -72.1019
22380 | NRG Montville Operations Inc | 546 | Montville Station | IPP Non-CHP | CT | 11 | 2.7 | 2.7 | Petroleum Liquids | DFO | IC | 1 | 1967 |  |  | (SB) Standby/Backup: available for service but not normally used | [6 empty] | New London | 41.4281 | -72.1019
22380 | NRG Montville Operations Inc | 546 | Montville Station | IPP Non-CHP | CT | 5 | 75 | 81 | Petroleum Liquids | RFO | ST | 1 | 1954 |  |  | (OP) Operating | [6 empty] | New London | 41.4281 | -72.1019
22380 | NRG Montville Operations Inc | 546 | Montville Station | IPP Non-CHP | CT | 6 | 414.9 | 410 | Petroleum Liquids | RFO | ST | 1 | 1971 |  |  | (OP) Operating | [6 empty] | New London | 41.4281 | -72.1019
58185 | FirstLight Power Resources, Inc. - MA | 547 | Northfield Mountain | IPP Non-CHP | MA | 1 | 235 | 292 | Hydroelectric Pumped Storage | WAT | PS | 2 | 1973 |  |  | (OP) Operating | [6 empty] | Franklin | 42.6107 | -72.4716
58185 | FirstLight Power Resources, Inc. - MA | 547 | Northfield Mountain | IPP Non-CHP | MA | 2 | 235 | 292 | Hydroelectric Pumped Storage | WAT | PS | 10 | 1973 |  |  | (OP) Operating | [6 empty] | Franklin | 42.6107 | -72.4716
58185 | FirstLight Power Resources, Inc. - MA | 547 | Northfield Mountain | IPP Non-CHP | MA | 3 | 235 | 292 | Hydroelectric Pumped Storage | WAT | PS | 7 | 1973 |  |  | (OP) Operating | [6 empty] | Franklin | 42.6107 | -72.4716
58185 | FirstLight Power Resources, Inc. - MA | 547 | Northfield Mountain | IPP Non-CHP | MA | 4 | 235 | 292 | Hydroelectric Pumped Storage | WAT | PS | 11 | 1972 |  |  | (OP) Operating | [6 empty] | Franklin | 42.6107 | -72.4716
20169 | Avista Corp | 550 | Kettle Falls Generating Station | Electric Utility | WA | 1 | 50.7 | 50 | Wood/Wood Waste Biomass | WDS | ST | 12 | 1983 |  |  | (OP) Operating | [6 empty] | Stevens | 48.6203 | -118.1111
20169 | Avista Corp | 550 | Kettle Falls Generating Station | Electric Utility | WA | 2 | 7.2 | 6.2 | Natural Gas Fired Combustion Turbine | NG | GT | 5 | 2002 |  |  | (OP) Operating | [6 empty] | Stevens | 48.6203 | -118.1111
54895 | FirstLight Power Resources Services LLC | 551 | Scotland Dam | IPP Non-CHP | CT | 1 | 2 | 1.7 | Conventional Hydroelectric | WAT | HY | 1 | 1937 |  |  | (OP) Operating | [6 empty] | Windham | 41.6651 | -72.1221
54895 | FirstLight Power Resources Services LLC | 552 | Shepaug | IPP Non-CHP | CT | 1 | 37.2 | 41.5 | Conventional Hydroelectric | WAT | HY | 1 | 1955 |  |  | (OP) Operating | [6 empty] | New Haven | 41.4484 | -73.2953
54895 | FirstLight Power Resources Services LLC | 553 | Stevenson | IPP Non-CHP | CT | 1 | 7.5 | 7.1 | Conventional Hydroelectric | WAT | HY | 1 | 1919 |  |  | (OP) Operating | [6 empty] | Fairfield | 41.3833 | -73.1714
54895 | FirstLight Power Resources Services LLC | 553 | Stevenson | IPP Non-CHP | CT | 2 | 7.5 | 7.1 | Conventional Hydroelectric | WAT | HY | 1 | 1919 |  |  | (OA) Out of service but expected to return to service in next calendar year | [6 empty] | Fairfield | 41.3833 | -73.1714
54895 | FirstLight Power Resources Services LLC | 553 | Stevenson | IPP Non-CHP | CT | 3 | 7.5 | 7.1 | Conventional Hydroelectric | WAT | HY | 1 | 1919 |  |  | (OP) Operating | [6 empty] | Fairfield | 41.3833 | -73.1714
54895 | FirstLight Power Resources Services LLC | 553 | Stevenson | IPP Non-CHP | CT | 4 | 8 | 7.6 | Conventional Hydroelectric | WAT | HY | 1 | 1936 |  |  | (OP) Operating | [6 empty] | Fairfield | 41.3833 | -73.1714
54895 | FirstLight Power Resources Services LLC | 554 | Taftville | IPP Non-CHP | CT | 1 | 0.4 | 0.4 | Conventional Hydroelectric | WAT | HY | 1 | 1926 |  |  | (OP) Operating | [6 empty] | New London | 41.5725 | -72.0458
54895 | FirstLight Power Resources Services LLC | 554 | Taftville | IPP Non-CHP | CT | 2 | 0.3 | 0.4 | Conventional Hydroelectric | WAT | HY | 1 | 1906 |  |  | (OP) Operating | [6 empty] | New London | 41.5725 | -72.0458
54895 | FirstLight Power Resources Services LLC | 554 | Taftville | IPP Non-CHP | CT | 3 | 0.3 | 0.4 | Conventional Hydroelectric | WAT | HY | 1 | 1906 |  |  | (OP) Operating | [6 empty] | New London | 41.5725 | -72.0458
54895 | FirstLight Power Resources Services LLC | 554 | Taftville | IPP Non-CHP | CT | 4 | 0.3 | 0.4 | Conventional Hydroelectric | WAT | HY | 1 | 1949 |  |  | (OP) Operating | [6 empty] | New London | 41.5725 | -72.0458
54895 | FirstLight Power Resources Services LLC | 554 | Taftville | IPP Non-CHP | CT | 5 | 0.3 | 0.4 | Conventional Hydroelectric | WAT | HY | 1 | 1949 |  |  | (OP) Operating | [6 empty] | New London | 41.5725 | -72.0458
54895 | FirstLight Power Resources Services LLC | 557 | Tunnel | IPP Non-CHP | CT | 1 | 1 | 0.8 | Conventional Hydroelectric | WAT | HY | 1 | 1919 |  |  | (OP) Operating | [6 empty] | New London | 41.5554 | -72.0418
54895 | FirstLight Power Resources Services LLC | 557 | Tunnel | IPP Non-CHP | CT | 10 | 18.5 | 16.5 | Petroleum Liquids | JF | GT | 1 | 1969 |  |  | (SB) Standby/Backup: available for service but not normally used | [6 empty] | New London | 41.5554 | -72.0418
54895 | FirstLight Power Resources Services LLC | 557 | Tunnel | IPP Non-CHP | CT | 2 | 1 | 0.8 | Conventional Hydroelectric | WAT | HY | 1 | 1949 |  |  | (OP) Operating | [6 empty] | New London | 41.5554 | -72.0418
6207 | Farmington River Power Company | 559 | Rainbow (CT) | Electric Utility | CT | 1 | 4 | 4 | Conventional Hydroelectric | WAT | HY | 12 | 1925 |  |  | (OP) Operating | [6 empty] | HARTFORD | 41.9153 | -72.6936
6207 | Farmington River Power Company | 559 | Rainbow (CT) | Electric Utility | CT | 2 | 4 | 4 | Conventional Hydroelectric | WAT | HY | 12 | 1925 |  |  | (OP) Operating | [6 empty] | HARTFORD | 41.9153 | -72.6936
54895 | FirstLight Power Resources Services LLC | 560 | Falls Village | IPP Non-CHP | CT | 1 | 3 | 3.3 | Conventional Hydroelectric | WAT | HY | 1 | 1914 |  |  | (OP) Operating | [6 empty] | Litchfield | 41.9573 | -73.3693
54895 | FirstLight Power Resources Services LLC | 560 | Falls Village | IPP Non-CHP | CT | 2 | 3 | 3.3 | Conventional Hydroelectric | WAT | HY | 1 | 1914 |  |  | (OP) Operating | [6 empty] | Litchfield | 41.9573 | -73.3693
54895 | FirstLight Power Resources Services LLC | 560 | Falls Village | IPP Non-CHP | CT | 3 | 3 | 3.3 | Conventional Hydroelectric | WAT | HY | 1 | 1914 |  |  | (OP) Operating | [6 empty] | Litchfield | 41.9573 | -73.3693
22379 | Connecticut Jet Power LLC | 561 | Franklin Drive | IPP Non-CHP | CT | UN19 | 21.8 | 16.1 | Petroleum Liquids | KER | GT | 11 | 1968 |  |  | (OP) Operating | [6 empty] | Litchfield | 41.7989 | -73.1163
12490 | Middletown Power LLC | 562 | Middletown | IPP Non-CHP | CT | 10 | 18.5 | 17.2 | Petroleum Liquids | KER | GT | 8 | 1966 |  |  | (OP) Operating | [6 empty] | Middlesex | 41.5549 | -72.5791
12490 | Middletown Power LLC | 562 | Middletown | IPP Non-CHP | CT | 2 | 113.6 | 117 | Natural Gas Steam Turbine | NG | ST | 10 | 1958 |  |  | (OP) Operating | [6 empty] | Middlesex | 41.5549 | -72.5791
12490 | Middletown Power LLC | 562 | Middletown | IPP Non-CHP | CT | 3 | 239.4 | 236 | Natural Gas Steam Turbine | NG | ST | 1 | 1964 |  |  | (OP) Operating | [6 empty] | Middlesex | 41.5549 | -72.5791
12490 | Middletown Power LLC | 562 | Middletown | IPP Non-CHP | CT | 4 | 414.9 | 400 | Petroleum Liquids | RFO | ST | 5 | 1973 |  |  | (OP) Operating | [6 empty] | Middlesex | 41.5549 | -72.5791
4426 | NAES Corp | 563 | South Meadow | IPP Non-CHP | CT | 11 | 41.8 | 35.7 | Petroleum Liquids | KER | GT | 8 | 1970 |  |  | (SB) Standby/Backup: available for service but not normally used | [6 empty] | Hartford | 41.7495 | -72.6524
4426 | NAES Corp | 563 | South Meadow | IPP Non-CHP | CT | 12 | 41.8 | 37.7 | Petroleum Liquids | KER | GT | 8 | 1970 |  |  | (SB) Standby/Backup: available for service but not normally used | [6 empty] | Hartford | 41.7495 | -72.6524
4426 | NAES Corp | 563 | South Meadow | IPP Non-CHP | CT | 13 | 41.8 | 38.3 | Petroleum Liquids | KER | GT | 8 | 1970 |  |  | (SB) Standby/Backup: available for service but not normally used | [6 empty] | Hartford | 41.7495 | -72.6524
4426 | NAES Corp | 563 | South Meadow | IPP Non-CHP | CT | 14 | 41.8 | 36.7 | Petroleum Liquids | KER | GT | 8 | 1970 |  |  | (SB) Standby/Backup: available for service but not normally used | [6 empty] | Hartford | 41.7495 | -72.6524
14610 | Orlando Utilities Comm | 564 | Stanton Energy Center | Electric Utility | FL | 1 | 464.5 | 440 | Conventional Steam Coal | BIT | ST | 7 | 1987 |  |  | (OP) Operating | [6 empty] | Orange | 28.4822 | -81.1678
14610 | Orlando Utilities Comm | 564 | Stanton Energy Center | Electric Utility | FL | 2 | 464.5 | 456 | Conventional Steam Coal | BIT | ST | 6 | 1996 |  |  | (OP) Operating | [6 empty] | Orange | 28.4822 | -81.1678
14610 | Orlando Utilities Comm | 564 | Stanton Energy Center | Electric Utility | FL | B | 129.8 | 128 | Natural Gas Fired Combined Cycle | NG | CA | 2 | 2010 |  |  | (OP) Operating | [6 empty] | Orange | 28.4822 | -81.1678
14610 | Orlando Utilities Comm | 564 | Stanton Energy Center | Electric Utility | FL | B1 | 203.2 | 167 | Natural Gas Fired Combined Cycle | NG | CT | 2 | 2010 |  |  | (OP) Operating | [6 empty] | Orange | 28.4822 | -81.1678
22379 | Connecticut Jet Power LLC | 565 | Torrington Terminal | IPP Non-CHP | CT | UN10 | 21.8 | 17.4 | Petroleum Liquids | KER | GT | 11 | 1967 |  |  | (OP) Operating | [6 empty] | Litchfield | 41.7761 | -73.1209
5221 | Dominion Nuclear Conn Inc | 566 | Millstone | IPP Non-CHP | CT | 2 | 909.9 | 867.8 | Nuclear | NUC | ST | 12 | 1975 |  |  | (OP) Operating | [6 empty] | New London | 41.3107 | -72.1677
5221 | Dominion Nuclear Conn Inc | 566 | Millstone | IPP Non-CHP | CT | 3 | 1253 | 1220 | Nuclear | NUC | ST | 4 | 1986 |  |  | (OP) Operating | [6 empty] | New London | 41.3107 | -72.1677
15452 | PSEG Power Connecticut LLC | 568 | Bridgeport Station | IPP Non-CHP | CT | 3 | 400 | 383.4 | Conventional Steam Coal | SUB | ST | 8 | 1968 |  |  | (OP) Operating | [6 empty] | Fairfield | 41.1706 | -73.1844
15452 | PSEG Power Connecticut LLC | 568 | Bridgeport Station | IPP Non-CHP | CT | 4 | 18.6 | 16.9 | Petroleum Liquids | KER | GT | 10 | 1967 | 5 | 2017 | (OP) Operating | [6 empty] | Fairfield | 41.1706 | -73.1844
3249 | Central Hudson Gas & Elec Corp | 579 | Central Hudson High Falls | Electric Utility | NY | 1 | 3.2 | 3.2 | Conventional Hydroelectric | WAT | HY | 12 | 1986 |  |  | (OP) Operating | [6 empty] | ULSTER | 41.8288 | -74.1319
13831 | City of Norwich - (CT) | 581 | North Main Street | Electric Utility | CT | 5 | 19 | 15.3 | Petroleum Liquids | DFO | GT | 8 | 1972 |  |  | (OP) Operating | [6 empty] | New London | 41.5268 | -72.0649
13831 | City of Norwich - (CT) | 583 | Tenth Street | Electric Utility | CT | 1 | 1.4 | 1 | Conventional Hydroelectric | WAT | HY | 5 | 1967 |  |  | (OP) Operating | [6 empty] | New London | 41.539 | -72.0509
6204 | City of Farmington - (NM) | 584 | Navajo Dam | Electric Utility | NM | 1 | 15 | 15 | Conventional Hydroelectric | WAT | HY | 1 | 1989 |  |  | (OP) Operating | [6 empty] | San Juan | 36.8061 | -107.6131
6204 | City of Farmington - (NM) | 584 | Navajo Dam | Electric Utility | NM | 2 | 15 | 15 | Conventional Hydroelectric | WAT | HY | 1 | 1989 |  |  | (OP) Operating | [6 empty] | San Juan | 36.8061 | -107.6131
9216 | Imperial Irrigation District | 585 | Drop 1 | Electric Utility | CA | 1 | 1.9 | 1.3 | Conventional Hydroelectric | WAT | HY | 11 | 1984 |  |  | (OP) Operating | [6 empty] | Imperial | 32.7116 | -114.9427
9216 | Imperial Irrigation District | 585 | Drop 1 | Electric Utility | CA | 2 | 1.9 | 1.2 | Conventional Hydroelectric | WAT | HY | 11 | 1984 |  |  | (OP) Operating | [6 empty] | Imperial | 32.7116 | -114.9427
9216 | Imperial Irrigation District | 585 | Drop 1 | Electric Utility | CA | 3 | 1.9 | 1.3 | Conventional Hydroelectric | WAT | HY | 10 | 1984 |  |  | (OP) Operating | [6 empty] | Imperial | 32.7116 | -114.9427
9216 | Imperial Irrigation District | 586 | East Highline | Electric Utility | CA | 1 | 2.4 | 1 | Conventional Hydroelectric | WAT | HY | 9 | 1984 |  |  | (OP) Operating | [6 empty] | Imperial | 32.6995 | -115.2824
2548 | City of Burlington Electric - (VT) | 589 | J C McNeil | Electric Utility | VT | 1 | 59.5 | 52 | Wood/Wood Waste Biomass | WDS | ST | 6 | 1984 |  |  | (OP) Operating | [6 empty] | Chittenden | 44.4917 | -73.2081
56609 | Calpine Mid-Atlantic Generation LLC | 591 | Christiana | IPP Non-CHP | DE | CH11 | 26 | 25 | Petroleum Liquids | DFO | GT | 6 | 1973 |  |  | (SB) Standby/Backup: available for service but not normally used | [6 empty] | New Castle | 39.7302 | -75.5371
56609 | Calpine Mid-Atlantic Generation LLC | 591 | Christiana | IPP Non-CHP | DE | CH14 | 26 | 25 | Petroleum Liquids | DFO | GT | 6 | 1973 |  |  | (SB) Standby/Backup: available for service but not normally used | [6 empty] | New Castle | 39.7302 | -75.5371
56609 | Calpine Mid-Atlantic Generation LLC | 592 | Delaware City 10 | IPP Non-CHP | DE | DC10 | 18.5 | 18 | Petroleum Liquids | DFO | GT | 4 | 1968 |  |  | (SB) Standby/Backup: available for service but not normally used | [6 empty] | New Castle | 39.6004 | -75.6268
56609 | Calpine Mid-Atlantic Generation LLC | 593 | Edge Moor | IPP Non-CHP | DE | 10 | 12.5 | 15 | Petroleum Liquids | DFO | GT | 6 | 1963 |  |  | (SB) Standby/Backup: available for service but not normally used | [6 empty] | New Castle | 39.7389 | -75.5038
56609 | Calpine Mid-Atlantic Generation LLC | 593 | Edge Moor | IPP Non-CHP | DE | 3 | 75 | 86 | Natural Gas Steam Turbine | NG | ST | 12 | 1954 |  |  | (OP) Operating | [6 empty] | New Castle | 39.7389 | -75.5038
56609 | Calpine Mid-Atlantic Generation LLC | 593 | Edge Moor | IPP Non-CHP | DE | 4 | 176.8 | 174 | Natural Gas Steam Turbine | NG | ST | 4 | 1966 |  |  | (OP) Operating | [6 empty] | New Castle | 39.7389 | -75.5038
56609 | Calpine Mid-Atlantic Generation LLC | 593 | Edge Moor | IPP Non-CHP | DE | 5 | 446 | 450 | Natural Gas Steam Turbine | NG | ST | 8 | 1973 |  |  | (OP) Operating | [6 empty] | New Castle | 39.7389 | -75.5038
9332 | Indian River Operations Inc | 594 | Indian River Generating Station | IPP Non-CHP | DE | 10 | 18.6 | 16.1 | Petroleum Liquids | DFO | GT | 6 | 1967 |  |  | (OP) Operating | [6 empty] | Sussex | 38.5857 | -75.2341
9332 | Indian River Operations Inc | 594 | Indian River Generating Station | IPP Non-CHP | DE | 4 | 445.5 | 410 | Conventional Steam Coal | BIT | ST | 10 | 1980 |  |  | (OP) Operating | [6 empty] | Sussex | 38.5857 | -75.2341
56609 | Calpine Mid-Atlantic Generation LLC | 597 | West Station (DE) | IPP Non-CHP | DE | WEST | 20 | 15 | Petroleum Liquids | DFO | GT | 6 | 1964 |  |  | (SB) Standby/Backup: available for service but not normally used | [6 empty] | New Castle | 39.7283 | -75.6289
54899 | NAES Corporation - (DE) | 599 | McKee Run | IPP Non-CHP | DE | 1 | 18.8 | 17 | Natural Gas Steam Turbine | NG | ST | 1 | 1962 | 6 | 2017 | (OP) Operating | [6 empty] | Kent | 39.1762 | -75.5466
54899 | NAES Corporation - (DE) | 599 | McKee Run | IPP Non-CHP | DE | 2 | 18.8 | 17 | Natural Gas Steam Turbine | NG | ST | 3 | 1962 | 6 | 2017 | (OP) Operating | [6 empty] | Kent | 39.1762 | -75.5466
54899 | NAES Corporation - (DE) | 599 | McKee Run | IPP Non-CHP | DE | 3 | 113.6 | 102 | Natural Gas Steam Turbine | NG | ST | 5 | 1975 |  |  | (OP) Operating | [6 empty] | Kent | 39.1762 | -75.5466
58177 | Raven Power Holdings LLC | 602 | Brandon Shores | IPP Non-CHP | MD | 1 | 685 | 635 | Conventional Steam Coal | BIT | ST | 5 | 1984 |  |  | (OP) Operating | [6 empty] | Anne Arundel | 39.18 | -76.5389
58177 | Raven Power Holdings LLC | 602 | Brandon Shores | IPP Non-CHP | MD | 2 | 685 | 638 | Conventional Steam Coal | BIT | ST | 5 | 1991 |  |  | (OP) Operating | [6 empty] | Anne Arundel | 39.18 | -76.5389
15500 | Puget Sound Energy Inc | 607 | Fredonia | Electric Utility | WA | 1 | 129.1 | 93 | Natural Gas Fired Combustion Turbine | NG | GT | 5 | 1984 |  |  | (SB) Standby/Backup: available for service but not normally used | [6 empty] | Skagit | 48.4558 | -122.4358
15500 | Puget Sound Energy Inc | 607 | Fredonia | Electric Utility | WA | 2 | 129.1 | 93 | Natural Gas Fired Combustion Turbine | NG | GT | 5 | 1984 |  |  | (SB) Standby/Backup: available for service but not normally used | [6 empty] | Skagit | 48.4558 | -122.4358
15500 | Puget Sound Energy Inc | 607 | Fredonia | Electric Utility | WA | 3 | 58.9 | 47 | Natural Gas Fired Combustion Turbine | NG | GT | 7 | 2001 |  |  | (SB) Standby/Backup: available for service but not normally used | [6 empty] | Skagit | 48.4558 | -122.4358
15500 | Puget Sound Energy Inc | 607 | Fredonia | Electric Utility | WA | 4 | 58.9 | 47 | Natural Gas Fired Combustion Turbine | NG | GT | 7 | 2001 |  |  | (SB) Standby/Backup: available for service but not normally used | [6 empty] | Skagit | 48.4558 | -122.4358
6452 | Florida Power & Light Co | 609 | Cape Canaveral | Electric Utility | FL | 3A | 265 |  | Natural Gas Fired Combined Cycle | NG | CT | 4 | 2013 |  |  | (OP) Operating | [6 empty] | Brevard | 28.4698 | -80.7644
6452 | Florida Power & Light Co | 609 | Cape Canaveral | Electric Utility | FL | 3B | 265 |  | Natural Gas Fired Combined Cycle | NG | CT | 4 | 2013 |  |  | (OP) Operating | [6 empty] | Brevard | 28.4698 | -80.7644
6452 | Florida Power & Light Co | 609 | Cape Canaveral | Electric Utility | FL | 3C | 265 |  | Natural Gas Fired Combined Cycle | NG | CT | 4 | 2013 |  |  | (OP) Operating | [6 empty] | Brevard | 28.4698 | -80.7644
6452 | Florida Power & Light Co | 609 | Cape Canaveral | Electric Utility | FL | 3ST | 500 | 1210 | Natural Gas Fired Combined Cycle | NG | CA | 4 | 2013 |  |  | (OP) Operating | [6 empty] | Brevard | 28.4698 | -80.7644
6452 | Florida Power & Light Co | 612 | Fort Myers | Electric Utility | FL | 11 | 62 | 54 | Petroleum Liquids | DFO | GT | 5 | 1974 |  |  | (OP) Operating | [6 empty] | Lee | 26.6967 | -81.7831
6452 | Florida Power & Light Co | 612 | Fort Myers | Electric Utility | FL | 12 | 62 | 54 | Petroleum Liquids | DFO | GT | 5 | 1974 |  |  | (OP) Operating | [6 empty] | Lee | 26.6967 | -81.7831
6452 | Florida Power & Light Co | 612 | Fort Myers | Electric Utility | FL | 2A | 188.2 |  | Natural Gas Fired Combined Cycle | NG | CT | 12 | 2000 |  |  | (OP) Operating | [6 empty] | Lee | 26.6967 | -81.7831
6452 | Florida Power & Light Co | 612 | Fort Myers | Electric Utility | FL | 2B | 188.2 |  | Natural Gas Fired Combined Cycle | NG | CT | 12 | 2000 |  |  | (OP) Operating | [6 empty] | Lee | 26.6967 | -81.7831
6452 | Florida Power & Light Co | 612 | Fort Myers | Electric Utility | FL | 2C | 188.2 |  | Natural Gas Fired Combined Cycle | NG | CT | 12 | 2000 |  |  | (OP) Operating | [6 empty] | Lee | 26.6967 | -81.7831
6452 | Florida Power & Light Co | 612 | Fort Myers | Electric Utility | FL | 2D | 188.2 |  | Natural Gas Fired Combined Cycle | NG | CT | 4 | 2001 |  |  | (OP) Operating | [6 empty] | Lee | 26.6967 | -81.7831
6452 | Florida Power & Light Co | 612 | Fort Myers | Electric Utility | FL | 2E | 188.2 |  | Natural Gas Fired Combined Cycle | NG | CT | 5 | 2001 |  |  | (OP) Operating | [6 empty] | Lee | 26.6967 | -81.7831
6452 | Florida Power & Light Co | 612 | Fort Myers | Electric Utility | FL | 2F | 188.2 |  | Natural Gas Fired Combined Cycle | NG | CT | 5 | 2001 |  |  | (OP) Operating | [6 empty] | Lee | 26.6967 | -81.7831
6452 | Florida Power & Light Co | 612 | Fort Myers | Electric Utility | FL | 3 | 62 | 54 | Petroleum Liquids | DFO | GT | 5 | 1974 |  |  | (OP) Operating | [6 empty] | Lee | 26.6967 | -81.7831
6452 | Florida Power & Light Co | 612 | Fort Myers | Electric Utility | FL | 4 | 62 | 54 | Petroleum Liquids | DFO | GT | 5 | 1974 |  |  | (OP) Operating | [6 empty] | Lee | 26.6967 | -81.7831
6452 | Florida Power & Light Co | 612 | Fort Myers | Electric Utility | FL | 5 | 62 | 54 | Petroleum Liquids | DFO | GT | 5 | 1974 |  |  | (OP) Operating | [6 empty] | Lee | 26.6967 | -81.7831
6452 | Florida Power & Light Co | 612 | Fort Myers | Electric Utility | FL | 6 | 62 | 54 | Petroleum Liquids | DFO | GT | 5 | 1974 |  |  | (OP) Operating | [6 empty] | Lee | 26.6967 | -81.7831
6452 | Florida Power & Light Co | 612 | Fort Myers | Electric Utility | FL | 7 | 62 | 54 | Petroleum Liquids | DFO | GT | 5 | 1974 |  |  | (OP) Operating | [6 empty] | Lee | 26.6967 | -81.7831
6452 | Florida Power & Light Co | 612 | Fort Myers | Electric Utility | FL | 8 | 62 | 54 | Petroleum Liquids | DFO | GT | 5 | 1974 |  |  | (OP) Operating | [6 empty] | Lee | 26.6967 | -81.7831
6452 | Florida Power & Light Co | 612 | Fort Myers | Electric Utility | FL | 9 | 62 | 54 | Petroleum Liquids | DFO | GT | 5 | 1974 |  |  | (OP) Operating | [6 empty] | Lee | 26.6967 | -81.7831
6452 | Florida Power & Light Co | 612 | Fort Myers | Electric Utility | FL | CT1 | 181 | 315 | Natural Gas Fired Combustion Turbine | NG | GT | 6 | 2003 |  |  | (OP) Operating | [6 empty] | Lee | 26.6967 | -81.7831
6452 | Florida Power & Light Co | 612 | Fort Myers | Electric Utility | FL | CT2 | 181 |  | Natural Gas Fired Combustion Turbine | NG | GT | 6 | 2003 |  |  | (OP) Operating | [6 empty] | Lee | 26.6967 | -81.7831
6452 | Florida Power & Light Co | 612 | Fort Myers | Electric Utility | FL | G10 | 62 | 54 | Petroleum Liquids | DFO | GT | 5 | 1974 |  |  | (OP) Operating | [6 empty] | Lee | 26.6967 | -81.7831
6452 | Florida Power & Light Co | 612 | Fort Myers | Electric Utility | FL | GT1 | 62 | 54 | Petroleum Liquids | DFO | GT | 5 | 1974 |  |  | (OP) Operating | [6 empty] | Lee | 26.6967 | -81.7831
6452 | Florida Power & Light Co | 612 | Fort Myers | Electric Utility | FL | GT2 | 62 | 54 | Petroleum Liquids | DFO | GT | 5 | 1974 |  |  | (OP) Operating | [6 empty] | Lee | 26.6967 | -81.7831
6452 | Florida Power & Light Co | 612 | Fort Myers | Electric Utility | FL | ST1 | 156.2 | 1432 | Natural Gas Fired Combined Cycle | NG | CA | 11 | 1958 |  |  | (OP) Operating | [6 empty] | Lee | 26.6967 | -81.7831
6452 | Florida Power & Light Co | 612 | Fort Myers | Electric Utility | FL | ST2 | 436.1 |  | Natural Gas Fired Combined Cycle | NG | CA | 7 | 1969 |  |  | (OP) Operating | [6 empty] | Lee | 26.6967 | -81.7831
6452 | Florida Power & Light Co | 613 | Lauderdale | Electric Utility | FL | 1 | 34.2 | 35 | Natural Gas Fired Combustion Turbine | NG | GT | 8 | 1970 |  |  | (OP) Operating | [6 empty] | Broward | 26.0686 | -80.1984
6452 | Florida Power & Light Co | 613 | Lauderdale | Electric Utility | FL | 10 | 34.2 | 35 | Natural Gas Fired Combustion Turbine | NG | GT | 8 | 1970 |  |  | (OP) Operating | [6 empty] | Broward | 26.0686 | -80.1984
6452 | Florida Power & Light Co | 613 | Lauderdale | Electric Utility | FL | 11 | 34.2 | 35 | Natural Gas Fired Combustion Turbine | NG | GT | 8 | 1970 |  |  | (OP) Operating | [6 empty] | Broward | 26.0686 | -80.1984
6452 | Florida Power & Light Co | 613 | Lauderdale | Electric Utility | FL | 12 | 34.2 | 35 | Natural Gas Fired Combustion Turbine | NG | GT | 8 | 1970 |  |  | (OP) Operating | [6 empty] | Broward | 26.0686 | -80.1984
6452 | Florida Power & Light Co | 613 | Lauderdale | Electric Utility | FL | 13 | 34.2 | 35 | Natural Gas Fired Combustion Turbine | NG | GT | 8 | 1972 |  |  | (OP) Operating | [6 empty] | Broward | 26.0686 | -80.1984
6452 | Florida Power & Light Co | 613 | Lauderdale | Electric Utility | FL | 14 | 34.2 | 35 | Natural Gas Fired Combustion Turbine | NG | GT | 8 | 1972 |  |  | (OP) Operating | [6 empty] | Broward | 26.0686 | -80.1984
6452 | Florida Power & Light Co | 613 | Lauderdale | Electric Utility | FL | 15 | 34.2 | 35 | Natural Gas Fired Combustion Turbine | NG | GT | 8 | 1972 |  |  | (OP) Operating | [6 empty] | Broward | 26.0686 | -80.1984
6452 | Florida Power & Light Co | 613 | Lauderdale | Electric Utility | FL | 16 | 34.2 | 35 | Natural Gas Fired Combustion Turbine | NG | GT | 8 | 1972 |  |  | (OP) Operating | [6 empty] | Broward | 26.0686 | -80.1984
6452 | Florida Power & Light Co | 613 | Lauderdale | Electric Utility | FL | 17 | 34.2 | 35 | Natural Gas Fired Combustion Turbine | NG | GT | 8 | 1972 |  |  | (OP) Operating | [6 empty] | Broward | 26.0686 | -80.1984
6452 | Florida Power & Light Co | 613 | Lauderdale | Electric Utility | FL | 18 | 34.2 | 35 | Natural Gas Fired Combustion Turbine | NG | GT | 8 | 1972 |  |  | (OP) Operating | [6 empty] | Broward | 26.0686 | -80.1984
6452 | Florida Power & Light Co | 613 | Lauderdale | Electric Utility | FL | 19 | 34.2 | 35 | Natural Gas Fired Combustion Turbine | NG | GT | 8 | 1972 |  |  | (OP) Operating | [6 empty] | Broward | 26.0686 | -80.1984
6452 | Florida Power & Light Co | 613 | Lauderdale | Electric Utility | FL | 2 | 34.2 | 35 | Natural Gas Fired Combustion Turbine | NG | GT | 8 | 1970 |  |  | (OP) Operating | [6 empty] | Broward | 26.0686 | -80.1984
6452 | Florida Power & Light Co | 613 | Lauderdale | Electric Utility | FL | 20 | 34.2 | 35 | Natural Gas Fired Combustion Turbine | NG | GT | 8 | 1972 |  |  | (OP) Operating | [6 empty] | Broward | 26.0686 | -80.1984
6452 | Florida Power & Light Co | 613 | Lauderdale | Electric Utility | FL | 21 | 34.2 | 35 | Natural Gas Fired Combustion Turbine | NG | GT | 8 | 1972 |  |  | (OP) Operating | [6 empty] | Broward | 26.0686 | -80.1984
6452 | Florida Power & Light Co | 613 | Lauderdale | Electric Utility | FL | 22 | 34.2 | 35 | Natural Gas Fired Combustion Turbine | NG | GT | 8 | 1972 |  |  | (OP) Operating | [6 empty] | Broward | 26.0686 | -80.1984
6452 | Florida Power & Light Co | 613 | Lauderdale | Electric Utility | FL | 23 | 34.2 | 35 | Natural Gas Fired Combustion Turbine | NG | GT | 8 | 1972 |  |  | (OP) Operating | [6 empty] | Broward | 26.0686 | -80.1984
6452 | Florida Power & Light Co | 613 | Lauderdale | Electric Utility | FL | 24 | 34.2 | 35 | Natural Gas Fired Combustion Turbine | NG | GT | 8 | 1972 |  |  | (OP) Operating | [6 empty] | Broward | 26.0686 | -80.1984
6452 | Florida Power & Light Co | 613 | Lauderdale | Electric Utility | FL | 3 | 34.2 | 35 | Natural Gas Fired Combustion Turbine | NG | GT | 8 | 1970 |  |  | (OP) Operating | [6 empty] | Broward | 26.0686 | -80.1984
6452 | Florida Power & Light Co | 613 | Lauderdale | Electric Utility | FL | 4 | 34.2 | 35 | Natural Gas Fired Combustion Turbine | NG | GT | 8 | 1970 |  |  | (OP) Operating | [6 empty] | Broward | 26.0686 | -80.1984
6452 | Florida Power & Light Co | 613 | Lauderdale | Electric Utility | FL | 4GT1 | 185 |  | Natural Gas Fired Combined Cycle | NG | CT | 5 | 1993 |  |  | (OP) Operating | [6 empty] | Broward | 26.0686 | -80.1984
6452 | Florida Power & Light Co | 613 | Lauderdale | Electric Utility | FL | 4GT2 | 185 |  | Natural Gas Fired Combined Cycle | NG | CT | 5 | 1993 |  |  | (OP) Operating | [6 empty] | Broward | 26.0686 | -80.1984
6452 | Florida Power & Light Co | 613 | Lauderdale | Electric Utility | FL | 5 | 34.2 | 35 | Natural Gas Fired Combustion Turbine | NG | GT | 8 | 1970 |  |  | (OP) Operating | [6 empty] | Broward | 26.0686 | -80.1984
6452 | Florida Power & Light Co | 613 | Lauderdale | Electric Utility | FL | 5GT1 | 185 |  | Natural Gas Fired Combined Cycle | NG | CT | 6 | 1993 |  |  | (OP) Operating | [6 empty] | Broward | 26.0686 | -80.1984
6452 | Florida Power & Light Co | 613 | Lauderdale | Electric Utility | FL | 5GT2 | 185 |  | Natural Gas Fired Combined Cycle | NG | CT | 6 | 1993 |  |  | (OP) Operating | [6 empty] | Broward | 26.0686 | -80.1984
6452 | Florida Power & Light Co | 613 | Lauderdale | Electric Utility | FL | 6 | 34.2 | 35 | Natural Gas Fired Combustion Turbine | NG | GT | 8 | 1970 |  |  | (OP) Operating | [6 empty] | Broward | 26.0686 | -80.1984
6452 | Florida Power & Light Co | 613 | Lauderdale | Electric Utility | FL | 7 | 34.2 | 35 | Natural Gas Fired Combustion Turbine | NG | GT | 8 | 1970 |  |  | (OP) Operating | [6 empty] | Broward | 26.0686 | -80.1984
6452 | Florida Power & Light Co | 613 | Lauderdale | Electric Utility | FL | 8 | 34.2 | 35 | Natural Gas Fired Combustion Turbine | NG | GT | 8 | 1970 |  |  | (OP) Operating | [6 empty] | Broward | 26.0686 | -80.1984
6452 | Florida Power & Light Co | 613 | Lauderdale | Electric Utility | FL | 9 | 34.2 | 35 | Natural Gas Fired Combustion Turbine | NG | GT | 8 | 1970 |  |  | (OP) Operating | [6 empty] | Broward | 26.0686 | -80.1984
6452 | Florida Power & Light Co | 613 | Lauderdale | Electric Utility | FL | ST4 | 151.2 | 442 | Natural Gas Fired Combined Cycle | NG | CA | 10 | 1957 |  |  | (OP) Operating | [6 empty] | Broward | 26.0686 | -80.1984
6452 | Florida Power & Light Co | 613 | Lauderdale | Electric Utility | FL | ST5 | 151.2 | 442 | Natural Gas Fired Combined Cycle | NG | CA | 4 | 1958 |  |  | (OP) Operating | [6 empty] | Broward | 26.0686 | -80.1984
6452 | Florida Power & Light Co | 617 | Port Everglades | Electric Utility | FL | 10 | 34.2 | 35 | Natural Gas Fired Combustion Turbine | NG | GT | 8 | 1971 |  |  | (OP) Operating | [6 empty] | Broward | 26.0856 | -80.1253
6452 | Florida Power & Light Co | 617 | Port Everglades | Electric Utility | FL | 11 | 34.2 | 35 | Natural Gas Fired Combustion Turbine | NG | GT | 8 | 1971 |  |  | (OP) Operating | [6 empty] | Broward | 26.0856 | -80.1253
6452 | Florida Power & Light Co | 617 | Port Everglades | Electric Utility | FL | 12 | 34.2 | 35 | Natural Gas Fired Combustion Turbine | NG | GT | 8 | 1971 |  |  | (OP) Operating | [6 empty] | Broward | 26.0856 | -80.1253
6452 | Florida Power & Light Co | 617 | Port Everglades | Electric Utility | FL | 5A | 296 | 1260 | Natural Gas Fired Combined Cycle | NG | CT | 4 | 2016 |  |  | (OP) Operating | [6 empty] | Broward | 26.0856 | -80.1253
6452 | Florida Power & Light Co | 617 | Port Everglades | Electric Utility | FL | 5B | 296 |  | Natural Gas Fired Combined Cycle | NG | CT | 4 | 2016 |  |  | (OP) Operating | [6 empty] | Broward | 26.0856 | -80.1253
6452 | Florida Power & Light Co | 617 | Port Everglades | Electric Utility | FL | 5C | 296 |  | Natural Gas Fired Combined Cycle | NG | CT | 4 | 2016 |  |  | (OP) Operating | [6 empty] | Broward | 26.0856 | -80.1253
6452 | Florida Power & Light Co | 617 | Port Everglades | Electric Utility | FL | 5ST | 464 |  | Natural Gas Fired Combined Cycle | NG | CA | 4 | 2016 |  |  | (OP) Operating | [6 empty] | Broward | 26.0856 | -80.1253
6452 | Florida Power & Light Co | 617 | Port Everglades | Electric Utility | FL | 6 | 34.2 | 35 | Natural Gas Fired Combustion Turbine | NG | GT | 8 | 1971 |  |  | (OP) Operating | [6 empty] | Broward | 26.0856 | -80.1253
6452 | Florida Power & Light Co | 617 | Port Everglades | Electric Utility | FL | 7 | 34.2 | 35 | Natural Gas Fired Combustion Turbine | NG | GT | 8 | 1971 |  |  | (OP) Operating | [6 empty] | Broward | 26.0856 | -80.1253
6452 | Florida Power & Light Co | 617 | Port Everglades | Electric Utility | FL | 8 | 34.2 | 35 | Natural Gas Fired Combustion Turbine | NG | GT | 8 | 1971 |  |  | (OP) Operating | [6 empty] | Broward | 26.0856 | -80.1253
6452 | Florida Power & Light Co | 617 | Port Everglades | Electric Utility | FL | 9 | 34.2 | 35 | Natural Gas Fired Combustion Turbine | NG | GT | 8 | 1971 |  |  | (OP) Operating | [6 empty] | Broward | 26.0856 | -80.1253
6452 | Florida Power & Light Co | 617 | Port Everglades | Electric Utility | FL | GT1 | 34.2 | 35 | Natural Gas Fired Combustion Turbine | NG | GT | 8 | 1971 |  |  | (OP) Operating | [6 empty] | Broward | 26.0856 | -80.1253
6452 | Florida Power & Light Co | 617 | Port Everglades | Electric Utility | FL | GT2 | 34.2 | 35 | Natural Gas Fired Combustion Turbine | NG | GT | 8 | 1971 |  |  | (OP) Operating | [6 empty] | Broward | 26.0856 | -80.1253
6452 | Florida Power & Light Co | 617 | Port Everglades | Electric Utility | FL | GT3 | 34.2 | 35 | Natural Gas Fired Combustion Turbine | NG | GT | 8 | 1971 |  |  | (OP) Operating | [6 empty] | Broward | 26.0856 | -80.1253
6452 | Florida Power & Light Co | 617 | Port Everglades | Electric Utility | FL | GT4 | 34.2 | 35 | Natural Gas Fired Combustion Turbine | NG | GT | 8 | 1971 |  |  | (OP) Operating | [6 empty] | Broward | 26.0856 | -80.1253
6452 | Florida Power & Light Co | 617 | Port Everglades | Electric Utility | FL | GT5 | 34.2 | 35 | Natural Gas Fired Combustion Turbine | NG | GT | 8 | 1971 |  |  | (OP) Operating | [6 empty] | Broward | 26.0856 | -80.1253
6452 | Florida Power & Light Co | 619 | Riviera | Electric Utility | FL | 5A | 265 |  | Natural Gas Fired Combined Cycle | NG | CT | 4 | 2014 |  |  | (OP) Operating | [6 empty] | Palm Beach | 26.7653 | -80.0525
6452 | Florida Power & Light Co | 619 | Riviera | Electric Utility | FL | 5B | 265 |  | Natural Gas Fired Combined Cycle | NG | CT | 4 | 2014 |  |  | (OP) Operating | [6 empty] | Palm Beach | 26.7653 | -80.0525
6452 | Florida Power & Light Co | 619 | Riviera | Electric Utility | FL | 5C | 265 |  | Natural Gas Fired Combined Cycle | NG | CT | 4 | 2014 |  |  | (OP) Operating | [6 empty] | Palm Beach | 26.7653 | -80.0525
6452 | Florida Power & Light Co | 619 | Riviera | Electric Utility | FL | 5ST | 500 | 1212 | Natural Gas Fired Combined Cycle | NG | CA | 4 | 2014 |  |  | (OP) Operating | [6 empty] | Palm Beach | 26.7653 | -80.0525
6452 | Florida Power & Light Co | 620 | Sanford | Electric Utility | FL | 4 | 436.1 | 958 | Natural Gas Fired Combined Cycle | NG | CA | 7 | 1969 |  |  | (OP) Operating | [6 empty] | Volusia | 28.8419 | -81.3256
6452 | Florida Power & Light Co | 620 | Sanford | Electric Utility | FL | 4A | 188.2 |  | Natural Gas Fired Combined Cycle | NG | CT | 12 | 2002 |  |  | (OP) Operating | [6 empty] | Volusia | 28.8419 | -81.3256
6452 | Florida Power & Light Co | 620 | Sanford | Electric Utility | FL | 4B | 188.2 |  | Natural Gas Fired Combined Cycle | NG | CT | 12 | 2002 |  |  | (OP) Operating | [6 empty] | Volusia | 28.8419 | -81.3256
6452 | Florida Power & Light Co | 620 | Sanford | Electric Utility | FL | 4C | 188.2 |  | Natural Gas Fired Combined Cycle | NG | CT | 12 | 2002 |  |  | (OP) Operating | [6 empty] | Volusia | 28.8419 | -81.3256
6452 | Florida Power & Light Co | 620 | Sanford | Electric Utility | FL | 4D | 188.2 |  | Natural Gas Fired Combined Cycle | NG | CT | 1 | 2003 |  |  | (OP) Operating | [6 empty] | Volusia | 28.8419 | -81.3256
6452 | Florida Power & Light Co | 620 | Sanford | Electric Utility | FL | 5 | 436.1 | 954 | Natural Gas Fired Combined Cycle | NG | CA | 5 | 1974 |  |  | (OP) Operating | [6 empty] | Volusia | 28.8419 | -81.3256
6452 | Florida Power & Light Co | 620 | Sanford | Electric Utility | FL | 5A | 188.2 |  | Natural Gas Fired Combined Cycle | NG | CT | 5 | 2002 |  |  | (OP) Operating | [6 empty] | Volusia | 28.8419 | -81.3256
6452 | Florida Power & Light Co | 620 | Sanford | Electric Utility | FL | 5B | 188.2 |  | Natural Gas Fired Combined Cycle | NG | CT | 5 | 2002 |  |  | (OP) Operating | [6 empty] | Volusia | 28.8419 | -81.3256
6452 | Florida Power & Light Co | 620 | Sanford | Electric Utility | FL | 5C | 188.2 |  | Natural Gas Fired Combined Cycle | NG | CT | 5 | 2002 |  |  | (OP) Operating | [6 empty] | Volusia | 28.8419 | -81.3256
6452 | Florida Power & Light Co | 620 | Sanford | Electric Utility | FL | 5D | 188.2 |  | Natural Gas Fired Combined Cycle | NG | CT | 5 | 2002 |  |  | (OP) Operating | [6 empty] | Volusia | 28.8419 | -81.3256
6452 | Florida Power & Light Co | 621 | Turkey Point | Electric Utility | FL | 3 | 877.2 | 802 | Nuclear | NUC | ST | 12 | 1972 |  |  | (OP) Operating | [6 empty] | Miami Dade | 25.4356 | -80.3308
6452 | Florida Power & Light Co | 621 | Turkey Point | Electric Utility | FL | 4 | 760 | 802 | Nuclear | NUC | ST | 9 | 1973 |  |  | (OP) Operating | [6 empty] | Miami Dade | 25.4356 | -80.3308
6452 | Florida Power & Light Co | 621 | Turkey Point | Electric Utility | FL | 5CA | 472 | 1148 | Natural Gas Fired Combined Cycle | NG | CA | 5 | 2007 |  |  | (OP) Operating | [6 empty] | Miami Dade | 25.4356 | -80.3308
6452 | Florida Power & Light Co | 621 | Turkey Point | Electric Utility | FL | 5CTA | 188 |  | Natural Gas Fired Combined Cycle | NG | CT | 5 | 2007 |  |  | (OP) Operating | [6 empty] | Miami Dade | 25.4356 | -80.3308
6452 | Florida Power & Light Co | 621 | Turkey Point | Electric Utility | FL | 5CTB | 188 |  | Natural Gas Fired Combined Cycle | NG | CT | 5 | 2007 |  |  | (OP) Operating | [6 empty] | Miami Dade | 25.4356 | -80.3308
6452 | Florida Power & Light Co | 621 | Turkey Point | Electric Utility | FL | 5CTC | 188 |  | Natural Gas Fired Combined Cycle | NG | CT | 5 | 2007 |  |  | (OP) Operating | [6 empty] | Miami Dade | 25.4356 | -80.3308
6452 | Florida Power & Light Co | 621 | Turkey Point | Electric Utility | FL | 5CTD | 188 |  | Natural Gas Fired Combined Cycle | NG | CT | 5 | 2007 |  |  | (OP) Operating | [6 empty] | Miami Dade | 25.4356 | -80.3308
6452 | Florida Power & Light Co | 621 | Turkey Point | Electric Utility | FL | ST1 | 402 | 396 | Natural Gas Steam Turbine | NG | ST | 4 | 1967 |  |  | (OP) Operating | [6 empty] | Miami Dade | 25.4356 | -80.3308
6452 | Florida Power & Light Co | 621 | Turkey Point | Electric Utility | FL | ST2 | 402 | 392 | Petroleum Liquids | RFO | ST | 4 | 1968 |  |  | (OP) Operating | [6 empty] | Miami Dade | 25.4356 | -80.3308
16868 | City of Seattle - (WA) | 622 | South Fork Tolt | Electric Utility | WA | 1 | 16.8 | 16.8 | Conventional Hydroelectric | WAT | HY | 11 | 1995 |  |  | (OP) Operating | [6 empty] | King | 47.6992 | -121.7833
6455 | Duke Energy Florida, Inc | 624 | Avon Park | Electric Utility | FL | P1 | 33.7 | 24 | Natural Gas Fired Combustion Turbine | NG | GT | 12 | 1968 | 5 | 2020 | (OP) Operating | [6 empty] | Highlands | 27.5794 | -81.4928
6455 | Duke Energy Florida, Inc | 624 | Avon Park | Electric Utility | FL | P2 | 33.7 | 24 | Petroleum Liquids | DFO | GT | 12 | 1968 | 5 | 2020 | (OP) Operating | [6 empty] | Highlands | 27.5794 | -81.4928
13511 | New York State Elec & Gas Corp | 625 | Upper Mechanicville | Electric Utility | NY | 1 | 8.2 | 9.2 | Conventional Hydroelectric | WAT | HY | 9 | 1983 |  |  | (OP) Operating | [6 empty] | Saratoga | 42.9126 | -73.6805
13511 | New York State Elec & Gas Corp | 625 | Upper Mechanicville | Electric Utility | NY | 2 | 8.2 | 9.2 | Conventional Hydroelectric | WAT | HY | 9 | 1983 |  |  | (OP) Operating | [6 empty] | Saratoga | 42.9126 | -73.6805
14328 | Pacific Gas & Electric Co | 626 | Oak Flat | Electric Utility | CA | 1 | 1.4 | 1.3 | Conventional Hydroelectric | WAT | HY | 11 | 1985 |  |  | (OP) Operating | [6 empty] | Plumas | 40.0753 | -121.1614
6455 | Duke Energy Florida, Inc | 627 | Bayboro | Electric Utility | FL | P1 | 56.7 | 44 | Petroleum Liquids | DFO | GT | 4 | 1973 |  |  | (OP) Operating | [6 empty] | Pinellas | 27.7581 | -82.6353
6455 | Duke Energy Florida, Inc | 627 | Bayboro | Electric Utility | FL | P2 | 56.7 | 42 | Petroleum Liquids | DFO | GT | 4 | 1973 |  |  | (OP) Operating | [6 empty] | Pinellas | 27.7581 | -82.6353
6455 | Duke Energy Florida, Inc | 627 | Bayboro | Electric Utility | FL | P3 | 56.7 | 44 | Petroleum Liquids | DFO | GT | 4 | 1973 |  |  | (OP) Operating | [6 empty] | Pinellas | 27.7581 | -82.6353
6455 | Duke Energy Florida, Inc | 627 | Bayboro | Electric Utility | FL | P4 | 56.7 | 44 | Petroleum Liquids | DFO | GT | 4 | 1973 |  |  | (OP) Operating | [6 empty] | Pinellas | 27.7581 | -82.6353
6455 | Duke Energy Florida, Inc | 628 | Crystal River | Electric Utility | FL | 1 | 440.5 | 370 | Conventional Steam Coal | BIT | ST | 10 | 1966 | 4 | 2018 | (OP) Operating | [6 empty] | Citrus | 28.9656 | -82.6977
6455 | Duke Energy Florida, Inc | 628 | Crystal River | Electric Utility | FL | 2 | 523.8 | 499 | Conventional Steam Coal | BIT | ST | 11 | 1969 | 4 | 2018 | (OP) Operating | [6 empty] | Citrus | 28.9656 | -82.6977
6455 | Duke Energy Florida, Inc | 628 | Crystal River | Electric Utility | FL | 5 | 739.2 | 710 | Conventional Steam Coal | BIT | ST | 10 | 1984 |  |  | (OP) Operating | [6 empty] | Citrus | 28.9656 | -82.6977
6455 | Duke Energy Florida, Inc | 628 | Crystal River | Electric Utility | FL | ST4 | 739.2 | 712 | Conventional Steam Coal | BIT | ST | 12 | 1982 |  |  | (OP) Operating | [6 empty] | Citrus | 28.9656 | -82.6977
6455 | Duke Energy Florida, Inc | 630 | Higgins | Electric Utility | FL | P1 | 33.7 | 20 | Natural Gas Fired Combustion Turbine | NG | GT | 3 | 1969 | 5 | 2020 | (OP) Operating | [6 empty] | Pinellas | 28.0033 | -82.6615
6455 | Duke Energy Florida, Inc | 630 | Higgins | Electric Utility | FL | P2 | 33.7 | 25 | Natural Gas Fired Combustion Turbine | NG | GT | 4 | 1969 | 5 | 2020 | (OP) Operating | [6 empty] | Pinellas | 28.0033 | -82.6615
6455 | Duke Energy Florida, Inc | 630 | Higgins | Electric Utility | FL | P3 | 42.9 | 32 | Natural Gas Fired Combustion Turbine | NG | GT | 12 | 1970 | 5 | 2020 | (OP) Operating | [6 empty] | Pinellas | 28.0033 | -82.6615
6455 | Duke Energy Florida, Inc | 630 | Higgins | Electric Utility | FL | P4 | 42.9 | 32 | Natural Gas Fired Combustion Turbine | NG | GT | 1 | 1971 | 5 | 2020 | (OP) Operating | [6 empty] | Pinellas | 28.0033 | -82.6615
14328 | Pacific Gas & Electric Co | 632 | Newcastle | Electric Utility | CA | 1 | 12.7 | 11.5 | Conventional Hydroelectric | WAT | HY | 12 | 1986 |  |  | (OP) Operating | [6 empty] | Placer | 38.8352 | -121.093
6455 | Duke Energy Florida, Inc | 634 | P L Bartow | Electric Utility | FL | 4AGT | 208.2 | 168 | Natural Gas Fired Combined Cycle | NG | CT | 6 | 2009 |  |  | (OP) Operating | [6 empty] | Pinellas | 27.8595 | -82.6018
6455 | Duke Energy Florida, Inc | 634 | P L Bartow | Electric Utility | FL | 4BGT | 208.2 | 169 | Natural Gas Fired Combined Cycle | NG | CT | 6 | 2009 |  |  | (OP) Operating | [6 empty] | Pinellas | 27.8595 | -82.6018
6455 | Duke Energy Florida, Inc | 634 | P L Bartow | Electric Utility | FL | 4CGT | 208.2 | 172 | Natural Gas Fired Combined Cycle | NG | CT | 6 | 2009 |  |  | (OP) Operating | [6 empty] | Pinellas | 27.8595 | -82.6018
6455 | Duke Energy Florida, Inc | 634 | P L Bartow | Electric Utility | FL | 4DGT | 208.2 | 167 | Natural Gas Fired Combined Cycle | NG | CT | 6 | 2009 |  |  | (OP) Operating | [6 empty] | Pinellas | 27.8595 | -82.6018
6455 | Duke Energy Florida, Inc | 634 | P L Bartow | Electric Utility | FL | 4ST | 421.2 | 429 | Natural Gas Fired Combined Cycle | NG | CA | 6 | 2009 |  |  | (OP) Operating | [6 empty] | Pinellas | 27.8595 | -82.6018
6455 | Duke Energy Florida, Inc | 634 | P L Bartow | Electric Utility | FL | P1 | 55.4 | 43 | Petroleum Liquids | DFO | GT | 5 | 1972 |  |  | (OP) Operating | [6 empty] | Pinellas | 27.8595 | -82.6018
6455 | Duke Energy Florida, Inc | 634 | P L Bartow | Electric Utility | FL | P2 | 55.4 | 42 | Natural Gas Fired Combustion Turbine | NG | GT | 6 | 1972 |  |  | (OP) Operating | [6 empty] | Pinellas | 27.8595 | -82.6018
6455 | Duke Energy Florida, Inc | 634 | P L Bartow | Electric Utility | FL | P3 | 55.4 | 43 | Petroleum Liquids | DFO | GT | 6 | 1972 |  |  | (OP) Operating | [6 empty] | Pinellas | 27.8595 | -82.6018
6455 | Duke Energy Florida, Inc | 634 | P L Bartow | Electric Utility | FL | P4 | 55.4 | 47 | Natural Gas Fired Combustion Turbine | NG | GT | 6 | 1972 |  |  | (OP) Operating | [6 empty] | Pinellas | 27.8595 | -82.6018
6455 | Duke Energy Florida, Inc | 638 | Suwannee River | Electric Utility | FL | 1 | 34.5 | 28 | Natural Gas Steam Turbine | NG | ST | 11 | 1953 | 11 | 2016 | (OP) Operating | [6 empty] | Suwannee | 30.3764 | -83.1806
6455 | Duke Energy Florida, Inc | 638 | Suwannee River | Electric Utility | FL | 2 | 37.5 | 29 | Natural Gas Steam Turbine | NG | ST | 11 | 1954 | 11 | 2016 | (OP) Operating | [6 empty] | Suwannee | 30.3764 | -83.1806
6455 | Duke Energy Florida, Inc | 638 | Suwannee River | Electric Utility | FL | 3 | 75 | 71 | Natural Gas Steam Turbine | NG | ST | 10 | 1956 | 11 | 2016 | (OP) Operating | [6 empty] | Suwannee | 30.3764 | -83.1806
6455 | Duke Energy Florida, Inc | 638 | Suwannee River | Electric Utility | FL | P1 | 61.2 | 52 | Natural Gas Fired Combustion Turbine | NG | GT | 10 | 1980 |  |  | (OP) Operating | [6 empty] | Suwannee | 30.3764 | -83.1806
6455 | Duke Energy Florida, Inc | 638 | Suwannee River | Electric Utility | FL | P2 | 61.2 | 51 | Petroleum Liquids | DFO | GT | 10 | 1980 |  |  | (OP) Operating | [6 empty] | Suwannee | 30.3764 | -83.1806
6455 | Duke Energy Florida, Inc | 638 | Suwannee River | Electric Utility | FL | P3 | 61.2 | 52 | Natural Gas Fired Combustion Turbine | NG | GT | 11 | 1980 |  |  | (OP) Operating | [6 empty] | Suwannee | 30.3764 | -83.1806
7801 | Gulf Power Co | 641 | Crist | Electric Utility | FL | 4 | 93.7 | 75 | Conventional Steam Coal | BIT | ST | 7 | 1959 |  |  | (OP) Operating | [6 empty] | Escambia | 30.5661 | -87.2244
7801 | Gulf Power Co | 641 | Crist | Electric Utility | FL | 5 | 93.7 | 75 | Conventional Steam Coal | BIT | ST | 6 | 1961 |  |  | (OP) Operating | [6 empty] | Escambia | 30.5661 | -87.2244
7801 | Gulf Power Co | 641 | Crist | Electric Utility | FL | 6 | 369.7 | 299 | Conventional Steam Coal | BIT | ST | 5 | 1970 |  |  | (OP) Operating | [6 empty] | Escambia | 30.5661 | -87.2244
7801 | Gulf Power Co | 641 | Crist | Electric Utility | FL | 7 | 578 | 475 | Conventional Steam Coal | BIT | ST | 8 | 1973 |  |  | (OP) Operating | [6 empty] | Escambia | 30.5661 | -87.2244
7801 | Gulf Power Co | 643 | Lansing Smith | Electric Utility | FL | 3A | 203.2 |  | Natural Gas Fired Combined Cycle | NG | CT | 4 | 2002 |  |  | (OP) Operating |  |  |  | 2016 | 12 | 6 | Bay | 30.2686 | -85.7003
7801 | Gulf Power Co | 643 | Lansing Smith | Electric Utility | FL | 3B | 203.2 |  | Natural Gas Fired Combined Cycle | NG | CT | 4 | 2002 |  |  | (OP) Operating |  |  |  | 2016 | 12 | 6 | Bay | 30.2686 | -85.7003
7801 | Gulf Power Co | 643 | Lansing Smith | Electric Utility | FL | 3S | 213.3 | 481 | Natural Gas Fired Combined Cycle | NG | CA | 4 | 2002 |  |  | (OP) Operating | [6 empty] | Bay | 30.2686 | -85.7003
7801 | Gulf Power Co | 643 | Lansing Smith | Electric Utility | FL | CT1 | 41.8 | 32 | Petroleum Liquids | DFO | GT | 5 | 1971 |  |  | (OP) Operating | [6 empty] | Bay | 30.2686 | -85.7003
18454 | Tampa Electric Co | 645 | Big Bend | Electric Utility | FL | GT4 | 62 | 56 | Natural Gas Fired Combustion Turbine | NG | GT | 8 | 2009 |  |  | (OP) Operating | [6 empty] | Hillsborough | 27.7944 | -82.4036
18454 | Tampa Electric Co | 645 | Big Bend | Electric Utility | FL | ST1 | 445.5 | 385 | Conventional Steam Coal | BIT | ST | 10 | 1970 |  |  | (OP) Operating | [6 empty] | Hillsborough | 27.7944 | -82.4036
18454 | Tampa Electric Co | 645 | Big Bend | Electric Utility | FL | ST2 | 445.5 | 385 | Conventional Steam Coal | BIT | ST | 4 | 1973 |  |  | (OP) Operating | [6 empty] | Hillsborough | 27.7944 | -82.4036
18454 | Tampa Electric Co | 645 | Big Bend | Electric Utility | FL | ST3 | 445.5 | 395 | Conventional Steam Coal | BIT | ST | 5 | 1976 |  |  | (OP) Operating | [6 empty] | Hillsborough | 27.7944 | -82.4036
18454 | Tampa Electric Co | 645 | Big Bend | Electric Utility | FL | ST4 | 486 | 437 | Conventional Steam Coal | BIT | ST | 2 | 1985 |  |  | (OP) Operating | [6 empty] | Hillsborough | 27.7944 | -82.4036
7140 | Georgia Power Co | 649 | Vogtle | Electric Utility | GA | 1 | 1160 | 1150 | Nuclear | NUC | ST | 5 | 1987 |  |  | (OP) Operating | [6 empty] | Burke | 33.1427 | -81.7625
7140 | Georgia Power Co | 649 | Vogtle | Electric Utility | GA | 2 | 1160 | 1152 | Nuclear | NUC | ST | 5 | 1989 |  |  | (OP) Operating | [6 empty] | Burke | 33.1427 | -81.7625
6909 | Gainesville Regional Utilities | 663 | Deerhaven Generating Station | Electric Utility | FL | 1 | 75 | 75 | Natural Gas Steam Turbine | NG | ST | 8 | 1972 | 8 | 2022 | (OP) Operating | [6 empty] | Alachua | 29.7592 | -82.3878
6909 | Gainesville Regional Utilities | 663 | Deerhaven Generating Station | Electric Utility | FL | 2 | 250.7 | 232 | Conventional Steam Coal | BIT | ST | 10 | 1981 |  |  | (OP) Operating | [6 empty] | Alachua | 29.7592 | -82.3878
6909 | Gainesville Regional Utilities | 663 | Deerhaven Generating Station | Electric Utility | FL | GT1 | 24.6 | 17.5 | Natural Gas Fired Combustion Turbine | NG | GT | 7 | 1976 |  |  | (OP) Operating | [6 empty] | Alachua | 29.7592 | -82.3878
6909 | Gainesville Regional Utilities | 663 | Deerhaven Generating Station | Electric Utility | FL | GT2 | 24.6 | 17.5 | Natural Gas Fired Combustion Turbine | NG | GT | 8 | 1976 |  |  | (OP) Operating | [6 empty] | Alachua | 29.7592 | -82.3878
6909 | Gainesville Regional Utilities | 663 | Deerhaven Generating Station | Electric Utility | FL | GT3 | 96.1 | 75 | Natural Gas Fired Combustion Turbine | NG | GT | 1 | 1996 |  |  | (OP) Operating | [6 empty] | Alachua | 29.7592 | -82.3878
6909 | Gainesville Regional Utilities | 664 | John R Kelly | Electric Utility | FL | 8 | 50 | 37 | Natural Gas Fired Combined Cycle | NG | CA | 4 | 1965 |  |  | (OP) Operating | [6 empty] | Alachua | 29.6461 | -82.3208
6909 | Gainesville Regional Utilities | 664 | John R Kelly | Electric Utility | FL | CT04 | 96.1 | 75 | Natural Gas Fired Combined Cycle | NG | CT | 5 | 2001 |  |  | (OP) Operating | [6 empty] | Alachua | 29.6461 | -82.3208
8795 | City of Homestead - (FL) | 665 | G W Ivey | Electric Utility | FL | 13 | 2 | 1.8 | Natural Gas Internal Combustion Engine | NG | IC | 11 | 1972 |  |  | (OP) Operating | [6 empty] | Miami Dade | 25.4756 | -80.47
8795 | City of Homestead - (FL) | 665 | G W Ivey | Electric Utility | FL | 14 | 2 | 1.8 | Natural Gas Internal Combustion Engine | NG | IC | 11 | 1972 |  |  | (OP) Operating | [6 empty] | Miami Dade | 25.4756 | -80.47
8795 | City of Homestead - (FL) | 665 | G W Ivey | Electric Utility | FL | 15 | 2 | 1.8 | Natural Gas Internal Combustion Engine | NG | IC | 11 | 1972 |  |  | (OP) Operating | [6 empty] | Miami Dade | 25.4756 | -80.47
8795 | City of Homestead - (FL) | 665 | G W Ivey | Electric Utility | FL | 16 | 2 | 1.8 | Natural Gas Internal Combustion Engine | NG | IC | 11 | 1972 |  |  | (OP) Operating | [6 empty] | Miami Dade | 25.4756 | -80.47
8795 | City of Homestead - (FL) | 665 | G W Ivey | Electric Utility | FL | 17 | 2 | 1.8 | Natural Gas Internal Combustion Engine | NG | IC | 11 | 1972 |  |  | (OP) Operating | [6 empty] | Miami Dade | 25.4756 | -80.47
8795 | City of Homestead - (FL) | 665 | G W Ivey | Electric Utility | FL | 19 | 8.8 | 8 | Natural Gas Internal Combustion Engine | NG | IC | 2 | 1975 |  |  | (OP) Operating | [6 empty] | Miami Dade | 25.4756 | -80.47
8795 | City of Homestead - (FL) | 665 | G W Ivey | Electric Utility | FL | 2 | 2 | 1.8 | Natural Gas Internal Combustion Engine | NG | IC | 3 | 1970 |  |  | (OP) Operating | [6 empty] | Miami Dade | 25.4756 | -80.47
8795 | City of Homestead - (FL) | 665 | G W Ivey | Electric Utility | FL | 20 | 6.4 | 6 | Natural Gas Internal Combustion Engine | NG | IC | 5 | 1981 |  |  | (OP) Operating | [6 empty] | Miami Dade | 25.4756 | -80.47
8795 | City of Homestead - (FL) | 665 | G W Ivey | Electric Utility | FL | 21 | 6.4 | 6 | Natural Gas Internal Combustion Engine | NG | IC | 5 | 1981 |  |  | (OP) Operating | [6 empty] | Miami Dade | 25.4756 | -80.47
8795 | City of Homestead - (FL) | 665 | G W Ivey | Electric Utility | FL | 3 | 2 | 1.8 | Natural Gas Internal Combustion Engine | NG | IC | 3 | 1970 |  |  | (OP) Operating | [6 empty] | Miami Dade | 25.4756 | -80.47
9617 | JEA | 666 | J D Kennedy | Electric Utility | FL | GT37 | 185 | 158.6 | Natural Gas Fired Combustion Turbine | NG | GT | 6 | 2000 |  |  | (OP) Operating | [6 empty] | Duval | 30.3648 | -81.626
9617 | JEA | 666 | J D Kennedy | Electric Utility | FL | GT38 | 185 | 158.6 | Natural Gas Fired Combustion Turbine | NG | GT | 6 | 2009 |  |  | (OP) Operating | [6 empty] | Duval | 30.3648 | -81.626
9617 | JEA | 667 | Northside Generating Station | Electric Utility | FL | 1 | 297.5 | 293 | Conventional Steam Coal | BIT | ST | 3 | 1966 |  |  | (OP) Operating | [6 empty] | Duval | 30.4172 | -81.5525
9617 | JEA | 667 | Northside Generating Station | Electric Utility | FL | 2 | 297.5 | 293 | Conventional Steam Coal | BIT | ST | 6 | 1972 |  |  | (OP) Operating | [6 empty] | Duval | 30.4172 | -81.5525
9617 | JEA | 667 | Northside Generating Station | Electric Utility | FL | 4 | 62.1 | 53 | Petroleum Liquids | DFO | GT | 1 | 1975 |  |  | (OP) Operating | [6 empty] | Duval | 30.4172 | -81.5525
9617 | JEA | 667 | Northside Generating Station | Electric Utility | FL | 5 | 62.1 | 53 | Petroleum Liquids | DFO | GT | 12 | 1974 |  |  | (OP) Operating | [6 empty] | Duval | 30.4172 | -81.5525
9617 | JEA | 667 | Northside Generating Station | Electric Utility | FL | 6 | 62.1 | 53 | Petroleum Liquids | DFO | GT | 12 | 1974 |  |  | (OP) Operating | [6 empty] | Duval | 30.4172 | -81.5525
9617 | JEA | 667 | Northside Generating Station | Electric Utility | FL | GT3 | 62.1 | 53 | Petroleum Liquids | DFO | GT | 1 | 1975 |  |  | (OP) Operating | [6 empty] | Duval | 30.4172 | -81.5525
9617 | JEA | 667 | Northside Generating Station | Electric Utility | FL | ST3 | 563.7 | 524 | Natural Gas Steam Turbine | NG | ST | 6 | 1977 |  |  | (OP) Operating | [6 empty] | Duval | 30.4172 | -81.5525
10620 | City of Lake Worth - (FL) | 673 | Tom G Smith | Electric Utility | FL | GT1 | 30.8 | 26 | Petroleum Liquids | DFO | GT | 12 | 1976 |  |  | (SB) Standby/Backup: available for service but not normally used | [6 empty] | Palm Beach | 26.6128 | -80.0677
10620 | City of Lake Worth - (FL) | 673 | Tom G Smith | Electric Utility | FL | GT2 | 21.4 | 21 | Natural Gas Fired Combined Cycle | NG | CT | 3 | 1978 |  |  | (OP) Operating | [6 empty] | Palm Beach | 26.6128 | -80.0677
10620 | City of Lake Worth - (FL) | 673 | Tom G Smith | Electric Utility | FL | MU1 | 2 | 2 | Petroleum Liquids | DFO | IC | 12 | 1965 |  |  | (SB) Standby/Backup: available for service but not normally used | [6 empty] | Palm Beach | 26.6128 | -80.0677
10620 | City of Lake Worth - (FL) | 673 | Tom G Smith | Electric Utility | FL | MU2 | 2 | 2 | Petroleum Liquids | DFO | IC | 12 | 1965 |  |  | (SB) Standby/Backup: available for service but not normally used | [6 empty] | Palm Beach | 26.6128 | -80.0677
10620 | City of Lake Worth - (FL) | 673 | Tom G Smith | Electric Utility | FL | MU3 | 2 | 2 | Petroleum Liquids | DFO | IC | 12 | 1965 |  |  | (SB) Standby/Backup: available for service but not normally used | [6 empty] | Palm Beach | 26.6128 | -80.0677
10620 | City of Lake Worth - (FL) | 673 | Tom G Smith | Electric Utility | FL | MU4 | 2 | 2 | Petroleum Liquids | DFO | IC | 12 | 1965 |  |  | (SB) Standby/Backup: available for service but not normally used | [6 empty] | Palm Beach | 26.6128 | -80.0677
10620 | City of Lake Worth - (FL) | 673 | Tom G Smith | Electric Utility | FL | MU5 | 2 | 2 | Petroleum Liquids | DFO | IC | 12 | 1965 |  |  | (SB) Standby/Backup: available for service but not normally used | [6 empty] | Palm Beach | 26.6128 | -80.0677
10620 | City of Lake Worth - (FL) | 673 | Tom G Smith | Electric Utility | FL | S3 | 26.5 | 22 | Natural Gas Steam Turbine | NG | ST | 11 | 1967 |  |  | (OP) Operating |  |  | 0 |  |  | 0 | Palm Beach | 26.6128 | -80.0677
10620 | City of Lake Worth - (FL) | 673 | Tom G Smith | Electric Utility | FL | S5 | 10 | 9 | Natural Gas Fired Combined Cycle | NG | CA | 3 | 1978 |  |  | (OP) Operating |  |  | 0 |  |  | 0 | Palm Beach | 26.6128 | -80.0677
2518 | U S Bureau of Reclamation | 674 | Pilot Butte | Electric Utility | WY | 1 | 0.8 | 0.8 | Conventional Hydroelectric | WAT | HY | 1 | 1925 |  |  | (OS) Out of service and NOT expected to return to service in next calendar year | [6 empty] | Fremont | 43.219 | -108.7877
2518 | U S Bureau of Reclamation | 674 | Pilot Butte | Electric Utility | WY | 2 | 0.8 | 0.8 | Conventional Hydroelectric | WAT | HY | 2 | 1929 |  |  | (OS) Out of service and NOT expected to return to service in next calendar year | [6 empty] | Fremont | 43.219 | -108.7877
10623 | City of Lakeland - (FL) | 675 | Larsen Memorial | Electric Utility | FL | 2 | 11.2 | 10 | Natural Gas Fired Combustion Turbine | NG | GT | 11 | 1962 |  |  | (OP) Operating | [6 empty] | Polk | 28.0797 | -81.9228
10623 | City of Lakeland - (FL) | 675 | Larsen Memorial | Electric Utility | FL | 3 | 11.2 | 9 | Natural Gas Fired Combustion Turbine | NG | GT | 12 | 1962 |  |  | (OP) Operating | [6 empty] | Polk | 28.0797 | -81.9228
10623 | City of Lakeland - (FL) | 675 | Larsen Memorial | Electric Utility | FL | 5 | 25 | 29 | Natural Gas Fired Combined Cycle | NG | CA | 4 | 1956 |  |  | (OP) Operating | [6 empty] | Polk | 28.0797 | -81.9228
10623 | City of Lakeland - (FL) | 675 | Larsen Memorial | Electric Utility | FL | 8 | 86.2 | 76 | Natural Gas Fired Combined Cycle | NG | CT | 7 | 1992 |  |  | (OP) Operating | [6 empty] | Polk | 28.0797 | -81.9228
10623 | City of Lakeland - (FL) | 676 | C D McIntosh Jr | Electric Utility | FL | 3 | 363.8 | 342 | Conventional Steam Coal | BIT | ST | 9 | 1982 |  |  | (OP) Operating | [6 empty] | Polk | 28.0801 | -81.9229
10623 | City of Lakeland - (FL) | 676 | C D McIntosh Jr | Electric Utility | FL | 5CT | 249 | 215 | Natural Gas Fired Combined Cycle | NG | CT | 5 | 2001 |  |  | (OP) Operating | [6 empty] | Polk | 28.0801 | -81.9229
10623 | City of Lakeland - (FL) | 676 | C D McIntosh Jr | Electric Utility | FL | 5ST | 120 | 123 | Natural Gas Fired Combined Cycle | NG | CA | 10 | 2002 |  |  | (OP) Operating | [6 empty] | Polk | 28.0801 | -81.9229
10623 | City of Lakeland - (FL) | 676 | C D McIntosh Jr | Electric Utility | FL | GT1 | 26.6 | 16 | Natural Gas Fired Combustion Turbine | NG | GT | 5 | 1973 |  |  | (OP) Operating | [6 empty] | Polk | 28.0801 | -81.9229
10623 | City of Lakeland - (FL) | 676 | C D McIntosh Jr | Electric Utility | FL | IC1 | 2.5 | 2.5 | Petroleum Liquids | DFO | IC | 1 | 1970 |  |  | (OP) Operating | [6 empty] | Polk | 28.0801 | -81.9229
10623 | City of Lakeland - (FL) | 676 | C D McIntosh Jr | Electric Utility | FL | IC2 | 2.5 | 2.5 | Petroleum Liquids | DFO | IC | 1 | 1970 |  |  | (OP) Operating | [6 empty] | Polk | 28.0801 | -81.9229
10623 | City of Lakeland - (FL) | 676 | C D McIntosh Jr | Electric Utility | FL | ST2 | 126 | 106 | Natural Gas Steam Turbine | NG | ST | 6 | 1976 |  |  | (OP) Operating | [6 empty] | Polk | 28.0801 | -81.9229
12989 | Village of Morrisville - (VT) | 678 | W K Sanders | Electric Utility | VT | 1 | 0.9 | 0.7 | Conventional Hydroelectric | WAT | HY | 7 | 1983 |  |  | (OP) Operating | [6 empty] | Lamoille | 44.6253 | -72.5309
12989 | Village of Morrisville - (VT) | 678 | W K Sanders | Electric Utility | VT | 2 | 0.9 | 0.7 | Conventional Hydroelectric | WAT | HY | 7 | 1983 |  |  | (OP) Operating | [6 empty] | Lamoille | 44.6253 | -72.5309
14328 | Pacific Gas & Electric Co | 682 | Kerckhoff 2 | Electric Utility | CA | 1 | 139.5 | 155 | Conventional Hydroelectric | WAT | HY | 5 | 1983 |  |  | (OA) Out of service but expected to return to service in next calendar year | [6 empty] | Fresno | 37.0718 | -119.558
14610 | Orlando Utilities Comm | 683 | Indian River Plant | Electric Utility | FL | A | 41.4 | 37 | Natural Gas Fired Combustion Turbine | NG | GT | 7 | 1989 |  |  | (OP) Operating | [6 empty] | Brevard | 28.4932 | -80.7801
14610 | Orlando Utilities Comm | 683 | Indian River Plant | Electric Utility | FL | B | 41.4 | 37 | Natural Gas Fired Combustion Turbine | NG | GT | 7 | 1989 |  |  | (OP) Operating | [6 empty] | Brevard | 28.4932 | -80.7801
14610 | Orlando Utilities Comm | 683 | Indian River Plant | Electric Utility | FL | C | 130 | 108 | Natural Gas Fired Combustion Turbine | NG | GT | 8 | 1992 |  |  | (OP) Operating | [6 empty] | Brevard | 28.4932 | -80.7801
14610 | Orlando Utilities Comm | 683 | Indian River Plant | Electric Utility | FL | D | 130 | 108 | Natural Gas Fired Combustion Turbine | NG | GT | 8 | 1992 |  |  | (OP) Operating | [6 empty] | Brevard | 28.4932 | -80.7801
18445 | City of Tallahassee - (FL) | 688 | Arvah B Hopkins | Electric Utility | FL | 1 | 75 | 76 | Natural Gas Steam Turbine | NG | ST | 5 | 1971 | 1 | 2021 | (OP) Operating | [6 empty] | Leon | 30.4522 | -84.4
18445 | City of Tallahassee - (FL) | 688 | Arvah B Hopkins | Electric Utility | FL | 2 | 259.2 | 141 | Natural Gas Fired Combined Cycle | NG | CA | 10 | 1977 |  |  | (OP) Operating | [6 empty] | Leon | 30.4522 | -84.4
18445 | City of Tallahassee - (FL) | 688 | Arvah B Hopkins | Electric Utility | FL | CT 2A | 198.9 | 159 | Natural Gas Fired Combined Cycle | NG | CT | 10 | 2008 |  |  | (OP) Operating | [6 empty] | Leon | 30.4522 | -84.4
18445 | City of Tallahassee - (FL) | 688 | Arvah B Hopkins | Electric Utility | FL | GT1 | 16.3 | 12 | Natural Gas Fired Combustion Turbine | NG | GT | 2 | 1970 | 4 | 2017 | (OP) Operating | [6 empty] | Leon | 30.4522 | -84.4
18445 | City of Tallahassee - (FL) | 688 | Arvah B Hopkins | Electric Utility | FL | GT2 | 27 | 24 | Natural Gas Fired Combustion Turbine | NG | GT | 9 | 1972 | 4 | 2018 | (OP) Operating | [6 empty] | Leon | 30.4522 | -84.4
18445 | City of Tallahassee - (FL) | 688 | Arvah B Hopkins | Electric Utility | FL | GT3 | 60 | 46 | Natural Gas Fired Combustion Turbine | NG | GT | 9 | 2005 |  |  | (OP) Operating | [6 empty] | Leon | 30.4522 | -84.4
18445 | City of Tallahassee - (FL) | 688 | Arvah B Hopkins | Electric Utility | FL | GT4 | 60 | 46 | Natural Gas Fired Combustion Turbine | NG | GT | 11 | 2005 |  |  | (OP) Operating | [6 empty] | Leon | 30.4522 | -84.4
18445 | City of Tallahassee - (FL) | 689 | S O Purdom | Electric Utility | FL | 8 | 160 | 154 | Natural Gas Fired Combined Cycle | NG | CT | 7 | 2000 |  |  | (OP) Operating | [6 empty] | Wakulla | 30.1623 | -84.2007
18445 | City of Tallahassee - (FL) | 689 | S O Purdom | Electric Utility | FL | 9 | 87 | 72 | Natural Gas Fired Combined Cycle | NG | CA | 7 | 2000 |  |  | (OP) Operating | [6 empty] | Wakulla | 30.1623 | -84.2007
18445 | City of Tallahassee - (FL) | 689 | S O Purdom | Electric Utility | FL | GT1 | 15 | 10 | Natural Gas Fired Combustion Turbine | NG | GT | 12 | 1963 | 10 | 2017 | (OP) Operating | [6 empty] | Wakulla | 30.1623 | -84.2007
18445 | City of Tallahassee - (FL) | 689 | S O Purdom | Electric Utility | FL | GT2 | 15 | 10 | Natural Gas Fired Combustion Turbine | NG | GT | 5 | 1964 | 10 | 2017 | (OP) Operating | [6 empty] | Wakulla | 30.1623 | -84.2007
27813 | USCE-Mobile District | 690 | J Woodruff | Electric Utility | FL | 1A | 14.5 | 14.5 | Conventional Hydroelectric | WAT | HY | 2 | 2003 |  |  | (OP) Operating | [6 empty] | Gadsden | 30.7086 | -84.8639
27813 | USCE-Mobile District | 690 | J Woodruff | Electric Utility | FL | 2A | 14.5 | 14.5 | Conventional Hydroelectric | WAT | HY | 2 | 2002 |  |  | (OP) Operating | [6 empty] | Gadsden | 30.7086 | -84.8639
27813 | USCE-Mobile District | 690 | J Woodruff | Electric Utility | FL | 3A | 14.5 | 14.5 | Conventional Hydroelectric | WAT | HY | 2 | 2001 |  |  | (OP) Operating | [6 empty] | Gadsden | 30.7086 | -84.8639
59632 | Medicine Bow Wind LLC | 692 | Medicine Bow | Electric Utility | WY | 10 | 0.7 | 0.7 | Onshore Wind Turbine | WND | WT | 7 | 2000 |  |  | (OP) Operating | [6 empty] | Carbon | 41.8353 | -106.2428
59632 | Medicine Bow Wind LLC | 692 | Medicine Bow | Electric Utility | WY | 11 | 0.7 | 0.7 | Onshore Wind Turbine | WND | WT | 7 | 2000 |  |  | (OP) Operating | [6 empty] | Carbon | 41.8353 | -106.2428
59632 | Medicine Bow Wind LLC | 692 | Medicine Bow | Electric Utility | WY | 1A | 0.6 | 0.6 | Onshore Wind Turbine | WND | WT | 4 | 1998 |  |  | (OP) Operating | [6 empty] | Carbon | 41.8353 | -106.2428
59632 | Medicine Bow Wind LLC | 692 | Medicine Bow | Electric Utility | WY | 2A | 0.6 | 0.6 | Onshore Wind Turbine | WND | WT | 4 | 1998 |  |  | (OP) Operating | [6 empty] | Carbon | 41.8353 | -106.2428
59632 | Medicine Bow Wind LLC | 692 | Medicine Bow | Electric Utility | WY | 5 | 0.7 | 0.7 | Onshore Wind Turbine | WND | WT | 10 | 1999 |  |  | (OP) Operating | [6 empty] | Carbon | 41.8353 | -106.2428
59632 | Medicine Bow Wind LLC | 692 | Medicine Bow | Electric Utility | WY | 6 | 0.7 | 0.7 | Onshore Wind Turbine | WND | WT | 10 | 1999 |  |  | (OP) Operating | [6 empty] | Carbon | 41.8353 | -106.2428
59632 | Medicine Bow Wind LLC | 692 | Medicine Bow | Electric Utility | WY | 7 | 0.7 | 0.7 | Onshore Wind Turbine | WND | WT | 10 | 1999 |  |  | (OP) Operating | [6 empty] | Carbon | 41.8353 | -106.2428
59632 | Medicine Bow Wind LLC | 692 | Medicine Bow | Electric Utility | WY | 8 | 0.7 | 0.7 | Onshore Wind Turbine | WND | WT | 10 | 1999 |  |  | (OP) Operating | [6 empty] | Carbon | 41.8353 | -106.2428
59632 | Medicine Bow Wind LLC | 692 | Medicine Bow | Electric Utility | WY | 9 | 0.7 | 0.7 | Onshore Wind Turbine | WND | WT | 10 | 1999 |  |  | (OP) Operating | [6 empty] | Carbon | 41.8353 | -106.2428
6443 | Florida Keys El Coop Assn, Inc | 696 | Marathon Generating Plant | Electric Utility | FL | 10 | 3.5 | 3.5 | Petroleum Liquids | DFO | IC | 1 | 1998 |  |  | (SB) Standby/Backup: available for service but not normally used | [6 empty] | MONROE | 24.7108 | -81.0927
6443 | Florida Keys El Coop Assn, Inc | 696 | Marathon Generating Plant | Electric Utility | FL | 11 | 3.5 | 3.5 | Petroleum Liquids | DFO | IC | 1 | 2001 |  |  | (SB) Standby/Backup: available for service but not normally used | [6 empty] | MONROE | 24.7108 | -81.0927
6443 | Florida Keys El Coop Assn, Inc | 696 | Marathon Generating Plant | Electric Utility | FL | 3 | 3 | 3 | Petroleum Liquids | DFO | IC | 1 | 1958 |  |  | (SB) Standby/Backup: available for service but not normally used | [6 empty] | MONROE | 24.7108 | -81.0927
6443 | Florida Keys El Coop Assn, Inc | 696 | Marathon Generating Plant | Electric Utility | FL | 4 | 3 | 3 | Petroleum Liquids | DFO | IC | 1 | 1959 |  |  | (OS) Out of service and NOT expected to return to service in next calendar year | [6 empty] | MONROE | 24.7108 | -81.0927
6443 | Florida Keys El Coop Assn, Inc | 696 | Marathon Generating Plant | Electric Utility | FL | 6 | 2.5 | 2.5 | Petroleum Liquids | DFO | IC | 5 | 1973 |  |  | (SB) Standby/Backup: available for service but not normally used | [6 empty] | MONROE | 24.7108 | -81.0927
6443 | Florida Keys El Coop Assn, Inc | 696 | Marathon Generating Plant | Electric Utility | FL | 7 | 2.5 | 2.5 | Petroleum Liquids | DFO | IC | 1 | 1973 |  |  | (SB) Standby/Backup: available for service but not normally used | [6 empty] | MONROE | 24.7108 | -81.0927
6443 | Florida Keys El Coop Assn, Inc | 696 | Marathon Generating Plant | Electric Utility | FL | 8 | 2 | 2 | Petroleum Liquids | DFO | IC | 5 | 1989 |  |  | (SB) Standby/Backup: available for service but not normally used | [6 empty] | MONROE | 24.7108 | -81.0927
6443 | Florida Keys El Coop Assn, Inc | 696 | Marathon Generating Plant | Electric Utility | FL | 9 | 2 | 2 | Petroleum Liquids | DFO | IC | 5 | 1989 |  |  | (SB) Standby/Backup: available for service but not normally used | [6 empty] | MONROE | 24.7108 | -81.0927
19150 | Trenton Municipal Utilities - (MO) | 698 | Trenton North | Electric Utility | MO | 1 | 2.7 | 2.7 | Petroleum Liquids | DFO | IC | 6 | 1974 |  |  | (OP) Operating | [6 empty] | Grundy | 40.0786 | -93.635
19150 | Trenton Municipal Utilities - (MO) | 698 | Trenton North | Electric Utility | MO | 2 | 2.7 | 2.7 | Petroleum Liquids | DFO | IC | 6 | 1974 |  |  | (OP) Operating | [6 empty] | Grundy | 40.0786 | -93.635
19150 | Trenton Municipal Utilities - (MO) | 698 | Trenton North | Electric Utility | MO | 3 | 2.7 | 2.7 | Petroleum Liquids | DFO | IC | 6 | 1974 |  |  | (OP) Operating | [6 empty] | Grundy | 40.0786 | -93.635
19150 | Trenton Municipal Utilities - (MO) | 698 | Trenton North | Electric Utility | MO | 4 | 2.7 | 2.7 | Petroleum Liquids | DFO | IC | 6 | 1974 |  |  | (OP) Operating | [6 empty] | Grundy | 40.0786 | -93.635
19150 | Trenton Municipal Utilities - (MO) | 698 | Trenton North | Electric Utility | MO | 5 | 2.7 | 2.7 | Petroleum Liquids | DFO | IC | 6 | 1975 |  |  | (OP) Operating | [6 empty] | Grundy | 40.0786 | -93.635
7140 | Georgia Power Co | 702 | Bartletts Ferry | Electric Utility | AL | 1 | 15 | 16.4 | Conventional Hydroelectric | WAT | HY | 12 | 1926 |  |  | (OP) Operating | [6 empty] | Lee | 32.662 | -85.0916
7140 | Georgia Power Co | 702 | Bartletts Ferry | Electric Utility | AL | 2 | 15 | 16.4 | Conventional Hydroelectric | WAT | HY | 12 | 1926 |  |  | (OP) Operating | [6 empty] | Lee | 32.662 | -85.0916
7140 | Georgia Power Co | 702 | Bartletts Ferry | Electric Utility | AL | 3 | 15 | 16.4 | Conventional Hydroelectric | WAT | HY | 12 | 1928 |  |  | (OP) Operating | [6 empty] | Lee | 32.662 | -85.0916
7140 | Georgia Power Co | 702 | Bartletts Ferry | Electric Utility | AL | 4 | 20 | 22.1 | Conventional Hydroelectric | WAT | HY | 12 | 1951 |  |  | (OP) Operating | [6 empty] | Lee | 32.662 | -85.0916
7140 | Georgia Power Co | 702 | Bartletts Ferry | Electric Utility | AL | 5 | 54 | 59.2 | Conventional Hydroelectric | WAT | HY | 10 | 1985 |  |  | (OP) Operating | [6 empty] | Lee | 32.662 | -85.0916
7140 | Georgia Power Co | 702 | Bartletts Ferry | Electric Utility | AL | 6 | 54 | 59.2 | Conventional Hydroelectric | WAT | HY | 11 | 1985 |  |  | (OP) Operating | [6 empty] | Lee | 32.662 | -85.0916
7140 | Georgia Power Co | 703 | Bowen | Electric Utility | GA | 1 | 805.8 | 724 | Conventional Steam Coal | BIT | ST | 10 | 1971 |  |  | (OP) Operating | [6 empty] | Bartow | 34.1256 | -84.9222
7140 | Georgia Power Co | 703 | Bowen | Electric Utility | GA | 2 | 788.8 | 724 | Conventional Steam Coal | BIT | ST | 9 | 1972 |  |  | (OP) Operating | [6 empty] | Bartow | 34.1256 | -84.9222
7140 | Georgia Power Co | 703 | Bowen | Electric Utility | GA | 3 | 952 | 892 | Conventional Steam Coal | BIT | ST | 12 | 1974 |  |  | (OP) Operating | [6 empty] | Bartow | 34.1256 | -84.9222
7140 | Georgia Power Co | 703 | Bowen | Electric Utility | GA | 4 | 952 | 892 | Conventional Steam Coal | BIT | ST | 11 | 1975 |  |  | (OP) Operating | [6 empty] | Bartow | 34.1256 | -84.9222
7140 | Georgia Power Co | 704 | Burton Dam | Electric Utility | GA | 1 | 3 | 4.8 | Conventional Hydroelectric | WAT | HY | 9 | 1927 |  |  | (OP) Operating | [6 empty] | Rabun | 34.7939 | -83.5406
7140 | Georgia Power Co | 704 | Burton Dam | Electric Utility | GA | 2 | 3 | 4.7 | Conventional Hydroelectric | WAT | HY | 9 | 1927 |  |  | (OP) Operating | [6 empty] | Rabun | 34.7939 | -83.5406
7140 | Georgia Power Co | 706 | Flint River | Electric Utility | GA | 1 | 1.8 | 2.2 | Conventional Hydroelectric | WAT | HY | 12 | 1921 |  |  | (OP) Operating | [6 empty] | Dougherty | 31.6028 | -84.1376
7140 | Georgia Power Co | 706 | Flint River | Electric Utility | GA | 2 | 1.8 | 2.2 | Conventional Hydroelectric | WAT | HY | 12 | 1921 |  |  | (OP) Operating | [6 empty] | Dougherty | 31.6028 | -84.1376
7140 | Georgia Power Co | 706 | Flint River | Electric Utility | GA | 3 | 1.8 | 2.1 | Conventional Hydroelectric | WAT | HY | 12 | 1925 |  |  | (OP) Operating | [6 empty] | Dougherty | 31.6028 | -84.1376
7140 | Georgia Power Co | 707 | Goat Rock | Electric Utility | AL | 3 | 5 | 5 | Conventional Hydroelectric | WAT | HY | 12 | 1915 |  |  | (OP) Operating | [6 empty] | Lee | 32.6097 | -85.0805
7140 | Georgia Power Co | 707 | Goat Rock | Electric Utility | AL | 4 | 5 | 5 | Conventional Hydroelectric | WAT | HY | 12 | 1920 |  |  | (OP) Operating | [6 empty] | Lee | 32.6097 | -85.0805
7140 | Georgia Power Co | 707 | Goat Rock | Electric Utility | AL | 5 | 5 | 5 | Conventional Hydroelectric | WAT | HY | 12 | 1955 |  |  | (OP) Operating | [6 empty] | Lee | 32.6097 | -85.0805
7140 | Georgia Power Co | 707 | Goat Rock | Electric Utility | AL | 6 | 5 | 5 | Conventional Hydroelectric | WAT | HY | 2 | 1956 |  |  | (OP) Operating | [6 empty] | Lee | 32.6097 | -85.0805
7140 | Georgia Power Co | 707 | Goat Rock | Electric Utility | AL | 7 | 9.3 | 9.4 | Conventional Hydroelectric | WAT | HY | 6 | 2005 |  |  | (OP) Operating | [6 empty] | Lee | 32.6097 | -85.0805
7140 | Georgia Power Co | 707 | Goat Rock | Electric Utility | AL | 8 | 9.3 | 9.4 | Conventional Hydroelectric | WAT | HY | 6 | 2005 |  |  | (OP) Operating | [6 empty] | Lee | 32.6097 | -85.0805
7140 | Georgia Power Co | 708 | Hammond | Electric Utility | GA | 1 | 125 | 110 | Conventional Steam Coal | BIT | ST | 6 | 1954 |  |  | (OP) Operating | [6 empty] | Floyd | 34.2528 | -85.3456
7140 | Georgia Power Co | 708 | Hammond | Electric Utility | GA | 2 | 125 | 110 | Conventional Steam Coal | BIT | ST | 9 | 1954 |  |  | (OP) Operating | [6 empty] | Floyd | 34.2528 | -85.3456
7140 | Georgia Power Co | 708 | Hammond | Electric Utility | GA | 3 | 125 | 110 | Conventional Steam Coal | BIT | ST | 6 | 1955 |  |  | (OP) Operating | [6 empty] | Floyd | 34.2528 | -85.3456
7140 | Georgia Power Co | 708 | Hammond | Electric Utility | GA | 4 | 578 | 510 | Conventional Steam Coal | BIT | ST | 12 | 1970 |  |  | (OP) Operating | [6 empty] | Floyd | 34.2528 | -85.3456
7140 | Georgia Power Co | 710 | Jack McDonough | Electric Utility | GA | 3A | 41.8 | 40 | Natural Gas Fired Combustion Turbine | NG | GT | 5 | 1971 |  |  | (OP) Operating | [6 empty] | Cobb | 33.8239 | -84.4758
7140 | Georgia Power Co | 710 | Jack McDonough | Electric Utility | GA | 3B | 41.8 | 40 | Natural Gas Fired Combustion Turbine | NG | GT | 5 | 1971 |  |  | (OP) Operating | [6 empty] | Cobb | 33.8239 | -84.4758
7140 | Georgia Power Co | 710 | Jack McDonough | Electric Utility | GA | 4 | 375 | 375 | Natural Gas Fired Combined Cycle | NG | CA | 12 | 2011 |  |  | (OP) Operating | [6 empty] | Cobb | 33.8239 | -84.4758
7140 | Georgia Power Co | 710 | Jack McDonough | Electric Utility | GA | 5 | 375 | 375 | Natural Gas Fired Combined Cycle | NG | CA | 4 | 2012 |  |  | (OP) Operating | [6 empty] | Cobb | 33.8239 | -84.4758
7140 | Georgia Power Co | 710 | Jack McDonough | Electric Utility | GA | 5ACT | 232.5 | 231.5 | Natural Gas Fired Combined Cycle | NG | CT | 4 | 2012 |  |  | (OP) Operating | [6 empty] | Cobb | 33.8239 | -84.4758
7140 | Georgia Power Co | 710 | Jack McDonough | Electric Utility | GA | 5BCT | 232.5 | 231.5 | Natural Gas Fired Combined Cycle | NG | CT | 4 | 2012 |  |  | (OP) Operating | [6 empty] | Cobb | 33.8239 | -84.4758
7140 | Georgia Power Co | 710 | Jack McDonough | Electric Utility | GA | 6 | 375 | 375 | Natural Gas Fired Combined Cycle | NG | CA | 10 | 2012 |  |  | (OP) Operating | [6 empty] | Cobb | 33.8239 | -84.4758
7140 | Georgia Power Co | 710 | Jack McDonough | Electric Utility | GA | 6ACT | 232.5 | 231.5 | Natural Gas Fired Combined Cycle | NG | CT | 10 | 2012 |  |  | (OP) Operating | [6 empty] | Cobb | 33.8239 | -84.4758
7140 | Georgia Power Co | 710 | Jack McDonough | Electric Utility | GA | 6BCT | 232.5 | 231.5 | Natural Gas Fired Combined Cycle | NG | CT | 10 | 2012 |  |  | (OP) Operating | [6 empty] | Cobb | 33.8239 | -84.4758
7140 | Georgia Power Co | 710 | Jack McDonough | Electric Utility | GA | CT4A | 232.5 | 231.5 | Natural Gas Fired Combined Cycle | NG | CT | 12 | 2011 |  |  | (OP) Operating | [6 empty] | Cobb | 33.8239 | -84.4758
7140 | Georgia Power Co | 710 | Jack McDonough | Electric Utility | GA | CT4B | 232.5 | 231.5 | Natural Gas Fired Combined Cycle | NG | CT | 12 | 2011 |  |  | (OP) Operating | [6 empty] | Cobb | 33.8239 | -84.4758
7140 | Georgia Power Co | 711 | Langdale | Electric Utility | AL | 5 | 0.5 | 0.1 | Conventional Hydroelectric | WAT | HY | 12 | 1924 |  |  | (OP) Operating | [6 empty] | Chambers | 32.8138 | -85.1678
7140 | Georgia Power Co | 711 | Langdale | Electric Utility | AL | 6 | 0.5 | 0.1 | Conventional Hydroelectric | WAT | HY | 12 | 1926 |  |  | (OP) Operating | [6 empty] | Chambers | 32.8138 | -85.1678
7140 | Georgia Power Co | 712 | Lloyd Shoals | Electric Utility | GA | 1 | 2.4 | 3.7 | Conventional Hydroelectric | WAT | HY | 2 | 1911 |  |  | (OP) Operating | [6 empty] | Jasper | 33.3208 | -83.8419
7140 | Georgia Power Co | 712 | Lloyd Shoals | Electric Utility | GA | 2 | 2.4 | 3.7 | Conventional Hydroelectric | WAT | HY | 2 | 1911 |  |  | (OP) Operating | [6 empty] | Jasper | 33.3208 | -83.8419
7140 | Georgia Power Co | 712 | Lloyd Shoals | Electric Utility | GA | 3 | 2.4 | 3.7 | Conventional Hydroelectric | WAT | HY | 3 | 1911 |  |  | (OP) Operating | [6 empty] | Jasper | 33.3208 | -83.8419
7140 | Georgia Power Co | 712 | Lloyd Shoals | Electric Utility | GA | 4 | 2.4 | 3.8 | Conventional Hydroelectric | WAT | HY | 3 | 1911 |  |  | (OP) Operating | [6 empty] | Jasper | 33.3208 | -83.8419
7140 | Georgia Power Co | 712 | Lloyd Shoals | Electric Utility | GA | 5 | 2.4 | 3.8 | Conventional Hydroelectric | WAT | HY | 12 | 1916 |  |  | (OP) Operating | [6 empty] | Jasper | 33.3208 | -83.8419
7140 | Georgia Power Co | 712 | Lloyd Shoals | Electric Utility | GA | 6 | 2.4 | 3.8 | Conventional Hydroelectric | WAT | HY | 1 | 1917 |  |  | (OP) Operating | [6 empty] | Jasper | 33.3208 | -83.8419
14328 | Pacific Gas & Electric Co | 714 | Toadtown | Electric Utility | CA | 1 | 1.8 | 1.5 | Conventional Hydroelectric | WAT | HY | 4 | 1986 |  |  | (OP) Operating | [6 empty] | Butte | 39.8935 | -121.5934
7140 | Georgia Power Co | 715 | McManus | Electric Utility | GA | 3A | 55.4 | 46 | Petroleum Liquids | DFO | GT | 1 | 1972 |  |  | (OP) Operating | [6 empty] | Glynn | 31.2136 | -81.5462
7140 | Georgia Power Co | 715 | McManus | Electric Utility | GA | 3B | 55.4 | 46 | Petroleum Liquids | DFO | GT | 1 | 1972 |  |  | (OP) Operating | [6 empty] | Glynn | 31.2136 | -81.5462
7140 | Georgia Power Co | 715 | McManus | Electric Utility | GA | 3C | 55.4 | 46 | Petroleum Liquids | DFO | GT | 1 | 1972 |  |  | (OP) Operating | [6 empty] | Glynn | 31.2136 | -81.5462
7140 | Georgia Power Co | 715 | McManus | Electric Utility | GA | 4A | 55.4 | 46 | Petroleum Liquids | DFO | GT | 12 | 1972 |  |  | (OP) Operating | [6 empty] | Glynn | 31.2136 | -81.5462
7140 | Georgia Power Co | 715 | McManus | Electric Utility | GA | 4B | 55.4 | 46 | Petroleum Liquids | DFO | GT | 12 | 1972 |  |  | (OP) Operating | [6 empty] | Glynn | 31.2136 | -81.5462
7140 | Georgia Power Co | 715 | McManus | Electric Utility | GA | 4C | 55.4 | 46 | Petroleum Liquids | DFO | GT | 12 | 1972 |  |  | (OP) Operating | [6 empty] | Glynn | 31.2136 | -81.5462
7140 | Georgia Power Co | 715 | McManus | Electric Utility | GA | 4D | 55.4 | 46 | Petroleum Liquids | DFO | GT | 12 | 1972 |  |  | (OP) Operating | [6 empty] | Glynn | 31.2136 | -81.5462
7140 | Georgia Power Co | 715 | McManus | Electric Utility | GA | 4E | 55.4 | 46 | Petroleum Liquids | DFO | GT | 12 | 1972 |  |  | (OP) Operating | [6 empty] | Glynn | 31.2136 | -81.5462
7140 | Georgia Power Co | 715 | McManus | Electric Utility | GA | 4F | 55.4 | 46 | Petroleum Liquids | DFO | GT | 12 | 1972 |  |  | (OP) Operating | [6 empty] | Glynn | 31.2136 | -81.5462
7140 | Georgia Power Co | 715 | McManus | Electric Utility | GA | IC1 | 2 | 2 | Petroleum Liquids | DFO | IC | 12 | 1964 |  |  | (OP) Operating | [6 empty] | Glynn | 31.2136 | -81.5462
7140 | Georgia Power Co | 717 | Morgan Falls | Electric Utility | GA | 1 | 2.4 | 1.5 | Conventional Hydroelectric | WAT | HY | 12 | 1903 |  |  | (OP) Operating | [6 empty] | Fulton | 33.9684 | -84.3827
7140 | Georgia Power Co | 717 | Morgan Falls | Electric Utility | GA | 2 | 2.4 | 1.5 | Conventional Hydroelectric | WAT | HY | 12 | 1903 |  |  | (OP) Operating | [6 empty] | Fulton | 33.9684 | -84.3827
7140 | Georgia Power Co | 717 | Morgan Falls | Electric Utility | GA | 3 | 2.4 | 1.5 | Conventional Hydroelectric | WAT | HY | 12 | 1903 |  |  | (OP) Operating | [6 empty] | Fulton | 33.9684 | -84.3827
7140 | Georgia Power Co | 717 | Morgan Falls | Electric Utility | GA | 4 | 2.4 | 1.5 | Conventional Hydroelectric | WAT | HY | 12 | 1903 |  |  | (OP) Operating | [6 empty] | Fulton | 33.9684 | -84.3827
7140 | Georgia Power Co | 717 | Morgan Falls | Electric Utility | GA | 5 | 2.4 | 1.5 | Conventional Hydroelectric | WAT | HY | 12 | 1903 |  |  | (OP) Operating | [6 empty] | Fulton | 33.9684 | -84.3827
7140 | Georgia Power Co | 717 | Morgan Falls | Electric Utility | GA | 6 | 2.4 | 1.5 | Conventional Hydroelectric | WAT | HY | 12 | 1903 |  |  | (OP) Operating | [6 empty] | Fulton | 33.9684 | -84.3827
7140 | Georgia Power Co | 717 | Morgan Falls | Electric Utility | GA | 7 | 2.4 | 1.4 | Conventional Hydroelectric | WAT | HY | 12 | 1903 |  |  | (OP) Operating | [6 empty] | Fulton | 33.9684 | -84.3827
7140 | Georgia Power Co | 718 | Nacoochee | Electric Utility | GA | 1 | 2.4 | 3 | Conventional Hydroelectric | WAT | HY | 10 | 1926 |  |  | (OP) Operating | [6 empty] | Rabun | 34.7553 | -83.5011
7140 | Georgia Power Co | 718 | Nacoochee | Electric Utility | GA | 2 | 2.4 | 3 | Conventional Hydroelectric | WAT | HY | 12 | 1926 |  |  | (OP) Operating | [6 empty] | Rabun | 34.7553 | -83.5011
7140 | Georgia Power Co | 719 | North Highlands | Electric Utility | GA | 1 | 9.2 | 10.7 | Conventional Hydroelectric | WAT | HY | 2 | 1963 |  |  | (OP) Operating | [6 empty] | Muscogee | 32.4988 | -84.9956
7140 | Georgia Power Co | 719 | North Highlands | Electric Utility | GA | 2 | 9.2 | 10.7 | Conventional Hydroelectric | WAT | HY | 3 | 1963 |  |  | (OP) Operating | [6 empty] | Muscogee | 32.4988 | -84.9956
7140 | Georgia Power Co | 719 | North Highlands | Electric Utility | GA | 3 | 9.2 | 10.7 | Conventional Hydroelectric | WAT | HY | 1 | 1963 |  |  | (OP) Operating | [6 empty] | Muscogee | 32.4988 | -84.9956
7140 | Georgia Power Co | 719 | North Highlands | Electric Utility | GA | 4 | 2 | 2.3 | Conventional Hydroelectric | WAT | HY | 1 | 1963 |  |  | (OP) Operating | [6 empty] | Muscogee | 32.4988 | -84.9956
7140 | Georgia Power Co | 720 | Oliver Dam | Electric Utility | GA | 1 | 18 | 17.8 | Conventional Hydroelectric | WAT | HY | 7 | 1959 |  |  | (OP) Operating | [6 empty] | Muscogee | 32.5163 | -84.9969
7140 | Georgia Power Co | 720 | Oliver Dam | Electric Utility | GA | 2 | 18 | 17.8 | Conventional Hydroelectric | WAT | HY | 8 | 1959 |  |  | (OP) Operating | [6 empty] | Muscogee | 32.5163 | -84.9969
7140 | Georgia Power Co | 720 | Oliver Dam | Electric Utility | GA | 3 | 18 | 17.8 | Conventional Hydroelectric | WAT | HY | 8 | 1959 |  |  | (OP) Operating | [6 empty] | Muscogee | 32.5163 | -84.9969
7140 | Georgia Power Co | 720 | Oliver Dam | Electric Utility | GA | 4 | 6 | 5.8 | Conventional Hydroelectric | WAT | HY | 11 | 1959 |  |  | (OP) Operating | [6 empty] | Muscogee | 32.5163 | -84.9969
7140 | Georgia Power Co | 722 | Sinclair Dam | Electric Utility | GA | 1 | 22.5 | 21.9 | Conventional Hydroelectric | WAT | HY | 2 | 1953 |  |  | (OP) Operating | [6 empty] | Baldwin | 33.1403 | -83.2028
7140 | Georgia Power Co | 722 | Sinclair Dam | Electric Utility | GA | 2 | 22.5 | 21.9 | Conventional Hydroelectric | WAT | HY | 2 | 1953 |  |  | (OP) Operating | [6 empty] | Baldwin | 33.1403 | -83.2028
7140 | Georgia Power Co | 723 | Tallulah Falls | Electric Utility | GA | 1 | 12 | 12.1 | Conventional Hydroelectric | WAT | HY | 9 | 1913 |  |  | (OP) Operating | [6 empty] | Habersham | 34.7313 | -83.3755
7140 | Georgia Power Co | 723 | Tallulah Falls | Electric Utility | GA | 2 | 12 | 12.1 | Conventional Hydroelectric | WAT | HY | 10 | 1913 |  |  | (OP) Operating | [6 empty] | Habersham | 34.7313 | -83.3755
7140 | Georgia Power Co | 723 | Tallulah Falls | Electric Utility | GA | 3 | 12 | 12.1 | Conventional Hydroelectric | WAT | HY | 9 | 1914 |  |  | (OP) Operating | [6 empty] | Habersham | 34.7313 | -83.3755
7140 | Georgia Power Co | 723 | Tallulah Falls | Electric Utility | GA | 4 | 12 | 12.2 | Conventional Hydroelectric | WAT | HY | 12 | 1913 |  |  | (OP) Operating | [6 empty] | Habersham | 34.7313 | -83.3755
7140 | Georgia Power Co | 723 | Tallulah Falls | Electric Utility | GA | 5 | 12 | 12.2 | Conventional Hydroelectric | WAT | HY | 12 | 1913 |  |  | (OP) Operating | [6 empty] | Habersham | 34.7313 | -83.3755
7140 | Georgia Power Co | 723 | Tallulah Falls | Electric Utility | GA | 6 | 12 | 12.2 | Conventional Hydroelectric | WAT | HY | 3 | 1920 |  |  | (OP) Operating | [6 empty] | Habersham | 34.7313 | -83.3755
7140 | Georgia Power Co | 724 | Terrora | Electric Utility | GA | 1 | 8 | 8.3 | Conventional Hydroelectric | WAT | HY | 7 | 1925 |  |  | (OP) Operating | [6 empty] | Rabun | 34.7504 | -83.4063
7140 | Georgia Power Co | 724 | Terrora | Electric Utility | GA | 2 | 8 | 8.3 | Conventional Hydroelectric | WAT | HY | 3 | 1925 |  |  | (OP) Operating | [6 empty] | Rabun | 34.7504 | -83.4063
7140 | Georgia Power Co | 725 | Tugalo | Electric Utility | GA | 1 | 11.2 | 13 | Conventional Hydroelectric | WAT | HY | 10 | 1923 |  |  | (OP) Operating | [6 empty] | Habersham | 34.7133 | -83.3519
7140 | Georgia Power Co | 725 | Tugalo | Electric Utility | GA | 2 | 11.2 | 13 | Conventional Hydroelectric | WAT | HY | 11 | 1923 |  |  | (OP) Operating | [6 empty] | Habersham | 34.7133 | -83.3519
7140 | Georgia Power Co | 725 | Tugalo | Electric Utility | GA | 3 | 11.2 | 13 | Conventional Hydroelectric | WAT | HY | 4 | 1924 |  |  | (OP) Operating | [6 empty] | Habersham | 34.7133 | -83.3519
7140 | Georgia Power Co | 725 | Tugalo | Electric Utility | GA | 4 | 11.2 | 13 | Conventional Hydroelectric | WAT | HY | 4 | 1924 |  |  | (OP) Operating | [6 empty] | Habersham | 34.7133 | -83.3519
7140 | Georgia Power Co | 727 | Mitchell (GA) | Electric Utility | GA | 3 | 163.2 | 155 | Conventional Steam Coal | BIT | ST | 5 | 1964 | 7 | 2016 | (OP) Operating | [6 empty] | Dougherty | 31.4447 | -84.1347
7140 | Georgia Power Co | 727 | Mitchell (GA) | Electric Utility | GA | 4A | 41.8 | 31 | Petroleum Liquids | DFO | GT | 5 | 1971 |  |  | (OP) Operating | [6 empty] | Dougherty | 31.4447 | -84.1347
7140 | Georgia Power Co | 727 | Mitchell (GA) | Electric Utility | GA | 4B | 41.8 | 31 | Petroleum Liquids | DFO | GT | 6 | 1971 |  |  | (OP) Operating | [6 empty] | Dougherty | 31.4447 | -84.1347
7140 | Georgia Power Co | 728 | Yates | Electric Utility | GA | 6 | 403.7 | 352 | Natural Gas Steam Turbine | NG | ST | 7 | 1974 |  |  | (OP) Operating | [6 empty] | Coweta | 33.4622 | -84.8986
7140 | Georgia Power Co | 728 | Yates | Electric Utility | GA | 7 | 403.7 | 355 | Natural Gas Steam Turbine | NG | ST | 4 | 1974 |  |  | (OP) Operating | [6 empty] | Coweta | 33.4622 | -84.8986
7140 | Georgia Power Co | 729 | Yonah | Electric Utility | GA | 1 | 7.5 | 9.5 | Conventional Hydroelectric | WAT | HY | 10 | 1925 |  |  | (OP) Operating | [6 empty] | Stephens | 34.6815 | -83.3426
7140 | Georgia Power Co | 729 | Yonah | Electric Utility | GA | 2 | 7.5 | 9.5 | Conventional Hydroelectric | WAT | HY | 11 | 1925 |  |  | (OP) Operating | [6 empty] | Stephens | 34.6815 | -83.3426
7140 | Georgia Power Co | 729 | Yonah | Electric Utility | GA | 3 | 7.5 | 9.5 | Conventional Hydroelectric | WAT | HY | 12 | 1925 |  |  | (OP) Operating | [6 empty] | Stephens | 34.6815 | -83.3426
7140 | Georgia Power Co | 732 | Boulevard | Electric Utility | GA | 1 | 15.6 | 14 | Natural Gas Fired Combustion Turbine | NG | GT | 9 | 1970 |  |  | (OP) Operating | [6 empty] | Chatham | 32.0411 | -81.145
7140 | Georgia Power Co | 733 | Kraft | Electric Utility | GA | PWA | 18.5 | 17 | Natural Gas Fired Combustion Turbine | NG | GT | 6 | 1969 |  |  | (OP) Operating | [6 empty] | Chatham | 32.1486 | -81.1458
17539 | South Carolina Electric&Gas Company | 736 | Stevens Creek | Electric Utility | GA | 1 | 2.3 | 1.5 | Conventional Hydroelectric | WAT | HY | 6 | 1914 |  |  | (OP) Operating | [6 empty] | Columbia | 33.5626 | -82.0512
17539 | South Carolina Electric&Gas Company | 736 | Stevens Creek | Electric Utility | GA | 2 | 2.3 | 1.5 | Conventional Hydroelectric | WAT | HY | 6 | 1914 |  |  | (OP) Operating | [6 empty] | Columbia | 33.5626 | -82.0512
17539 | South Carolina Electric&Gas Company | 736 | Stevens Creek | Electric Utility | GA | 3 | 2.3 | 1.5 | Conventional Hydroelectric | WAT | HY | 6 | 1914 |  |  | (OP) Operating | [6 empty] | Columbia | 33.5626 | -82.0512
17539 | South Carolina Electric&Gas Company | 736 | Stevens Creek | Electric Utility | GA | 4 | 2.3 | 1.5 | Conventional Hydroelectric | WAT | HY | 6 | 1914 |  |  | (OP) Operating | [6 empty] | Columbia | 33.5626 | -82.0512
17539 | South Carolina Electric&Gas Company | 736 | Stevens Creek | Electric Utility | GA | 5 | 2.3 | 1.5 | Conventional Hydroelectric | WAT | HY | 6 | 1914 |  |  | (OP) Operating | [6 empty] | Columbia | 33.5626 | -82.0512
17539 | South Carolina Electric&Gas Company | 736 | Stevens Creek | Electric Utility | GA | 6 | 2.3 | 1.5 | Conventional Hydroelectric | WAT | HY | 6 | 1925 |  |  | (OP) Operating | [6 empty] | Columbia | 33.5626 | -82.0512
17539 | South Carolina Electric&Gas Company | 736 | Stevens Creek | Electric Utility | GA | 7 | 2.3 | 1.5 | Conventional Hydroelectric | WAT | HY | 6 | 1926 |  |  | (OP) Operating | [6 empty] | Columbia | 33.5626 | -82.0512
17539 | South Carolina Electric&Gas Company | 736 | Stevens Creek | Electric Utility | GA | 8 | 2.3 | 1.5 | Conventional Hydroelectric | WAT | HY | 6 | 1926 |  |  | (OP) Operating | [6 empty] | Columbia | 33.5626 | -82.0512
12397 | Metropolitan Water District of S CA | 745 | Etiwanda | Electric Utility | CA | 1 | 23.9 | 23.9 | Conventional Hydroelectric | WAT | HY | 12 | 1994 |  |  | (OA) Out of service but expected to return to service in next calendar year | [6 empty] | San Bernardino | 34.1035 | -117.5257
16612 | City & County of San Francisco | 751 | Moccasin Low Head Hydro Project | Electric Utility | CA | 1 | 2.9 | 2.9 | Conventional Hydroelectric | WAT | HY | 7 | 1987 |  |  | (OP) Operating | [6 empty] | Tuolumne | 37.8164 | -120.312
4538 | Crisp County Power Comm | 752 | Lake Blackshear Project | Electric Utility | GA | 1 | 2.4 | 2.4 | Conventional Hydroelectric | WAT | HY | 8 | 1930 |  |  | (OP) Operating | [6 empty] | WORTH | 31.8477 | -83.942
4538 | Crisp County Power Comm | 752 | Lake Blackshear Project | Electric Utility | GA | 2 | 5 | 4 | Conventional Hydroelectric | WAT | HY | 8 | 1930 |  |  | (OP) Operating | [6 empty] | WORTH | 31.8477 | -83.942
4538 | Crisp County Power Comm | 752 | Lake Blackshear Project | Electric Utility | GA | 3 | 4.8 | 4.8 | Conventional Hydroelectric | WAT | HY | 5 | 1930 |  |  | (OP) Operating | [6 empty] | WORTH | 31.8477 | -83.942
4538 | Crisp County Power Comm | 752 | Lake Blackshear Project | Electric Utility | GA | 4 | 5 | 4 | Conventional Hydroelectric | WAT | HY | 5 | 1930 |  |  | (OP) Operating | [6 empty] | WORTH | 31.8477 | -83.942
4538 | Crisp County Power Comm | 753 | Crisp Plant | Electric Utility | GA | 1 | 12.5 | 10 | Conventional Steam Coal | BIT | ST | 6 | 1957 |  |  | (OP) Operating | [6 empty] | WORTH | 31.8447 | -83.9407
4538 | Crisp County Power Comm | 753 | Crisp Plant | Electric Utility | GA | GT1 | 5 | 4 | Natural Gas Fired Combustion Turbine | NG | GT | 5 | 1957 |  |  | (OP) Operating | [6 empty] | WORTH | 31.8447 | -83.9407
19375 | USCE-Savannah District | 754 | Hartwell Lake | Electric Utility | GA | 1 | 85 | 85 | Conventional Hydroelectric | WAT | HY | 4 | 1962 |  |  | (OP) Operating | [6 empty] | Hart | 34.3564 | -82.8219
19375 | USCE-Savannah District | 754 | Hartwell Lake | Electric Utility | GA | 2 | 85 | 85 | Conventional Hydroelectric | WAT | HY | 4 | 1962 |  |  | (OP) Operating | [6 empty] | Hart | 34.3564 | -82.8219
19375 | USCE-Savannah District | 754 | Hartwell Lake | Electric Utility | GA | 3 | 85 | 85 | Conventional Hydroelectric | WAT | HY | 4 | 1962 |  |  | (OS) Out of service and NOT expected to return to service in next calendar year | [6 empty] | Hart | 34.3564 | -82.8219
19375 | USCE-Savannah District | 754 | Hartwell Lake | Electric Utility | GA | 4 | 85 | 85 | Conventional Hydroelectric | WAT | HY | 4 | 1962 |  |  | (OP) Operating | [6 empty] | Hart | 34.3564 | -82.8219
19375 | USCE-Savannah District | 754 | Hartwell Lake | Electric Utility | GA | 5 | 80 | 80 | Conventional Hydroelectric | WAT | HY | 11 | 1983 |  |  | (OP) Operating | [6 empty] | Hart | 34.3564 | -82.8219
18642 | Tennessee Valley Authority | 757 | Blue Ridge | Electric Utility | GA | 1 | 22 | 16 | Conventional Hydroelectric | WAT | HY | 7 | 1931 |  |  | (OP) Operating | [6 empty] | Fannin | 34.8839 | -84.2822
18642 | Tennessee Valley Authority | 757 | Blue Ridge | Electric Utility | GA | 2 | 1.5 | 1.3 | Conventional Hydroelectric | WAT | HY | 9 | 1994 |  |  | (OP) Operating | [6 empty] | Fannin | 34.8839 | -84.2822
18642 | Tennessee Valley Authority | 758 | Nottely | Electric Utility | GA | 1 | 15 | 19.2 | Conventional Hydroelectric | WAT | HY | 1 | 1956 |  |  | (OP) Operating | [6 empty] | Union | 34.9592 | -84.0876
18642 | Tennessee Valley Authority | 758 | Nottely | Electric Utility | GA | 2 | 0.9 | 0.9 | Conventional Hydroelectric | WAT | HY | 8 | 1993 |  |  | (OP) Operating | [6 empty] | Union | 34.9592 | -84.0876
27813 | USCE-Mobile District | 759 | Buford | Electric Utility | GA | 1A | 62 | 60 | Conventional Hydroelectric | WAT | HY | 12 | 2003 |  |  | (OP) Operating | [6 empty] | Forsyth | 34.1623 | -84.0774
27813 | USCE-Mobile District | 759 | Buford | Electric Utility | GA | 2A | 62 | 60 | Conventional Hydroelectric | WAT | HY | 12 | 2004 |  |  | (OP) Operating | [6 empty] | Forsyth | 34.1623 | -84.0774
27813 | USCE-Mobile District | 759 | Buford | Electric Utility | GA | 3A | 7.2 | 6.8 | Conventional Hydroelectric | WAT | HY | 2 | 2005 |  |  | (OP) Operating | [6 empty] | Forsyth | 34.1623 | -84.0774
27813 | USCE-Mobile District | 760 | Allatoona | Electric Utility | GA | 1 | 42.3 | 35 | Conventional Hydroelectric | WAT | HY | 1 | 1950 |  |  | (OS) Out of service and NOT expected to return to service in next calendar year | [6 empty] | Bartow | 34.1637 | -84.7282
27813 | USCE-Mobile District | 760 | Allatoona | Electric Utility | GA | 2 | 42.3 | 35 | Conventional Hydroelectric | WAT | HY | 3 | 1950 |  |  | (OS) Out of service and NOT expected to return to service in next calendar year | [6 empty] | Bartow | 34.1637 | -84.7282
27813 | USCE-Mobile District | 760 | Allatoona | Electric Utility | GA | A | 2 | 2 | Conventional Hydroelectric | WAT | HY | 2 | 1950 |  |  | (OS) Out of service and NOT expected to return to service in next calendar year | [6 empty] | Bartow | 34.1637 | -84.7282
27813 | USCE-Mobile District | 761 | Walter F George | Electric Utility | GA | 1 | 42 | 42 | Conventional Hydroelectric | WAT | HY | 3 | 1963 |  |  | (OP) Operating | [6 empty] | Murray | 34.6142 | -84.6748
27813 | USCE-Mobile District | 761 | Walter F George | Electric Utility | GA | 2 | 42 | 42 | Conventional Hydroelectric | WAT | HY | 5 | 1963 |  |  | (OP) Operating | [6 empty] | Murray | 34.6142 | -84.6748
27813 | USCE-Mobile District | 761 | Walter F George | Electric Utility | GA | 3 | 42 | 42 | Conventional Hydroelectric | WAT | HY | 9 | 1963 |  |  | (OP) Operating | [6 empty] | Murray | 34.6142 | -84.6748
27813 | USCE-Mobile District | 761 | Walter F George | Electric Utility | GA | 4 | 42 | 42 | Conventional Hydroelectric | WAT | HY | 11 | 1963 |  |  | (OP) Operating | [6 empty] | Murray | 34.6142 | -84.6748
14077 | Oklahoma Municipal Power Authority | 762 | Ponca | Electric Utility | OK | 2 | 48 | 34 | Natural Gas Steam Turbine | NG | ST | 10 | 1977 |  |  | (OP) Operating | [6 empty] | Kay | 36.7198 | -97.0858
19547 | Hawaiian Electric Co Inc | 765 | Kahe | Electric Utility | HI | K1 | 81.6 | 77.9 | Petroleum Liquids | RFO | ST | 3 | 1963 |  |  | (OP) Operating | [6 empty] | Honolulu | 21.3564 | -158.1289
19547 | Hawaiian Electric Co Inc | 765 | Kahe | Electric Utility | HI | K2 | 81.6 | 78.1 | Petroleum Liquids | RFO | ST | 9 | 1964 |  |  | (OP) Operating | [6 empty] | Honolulu | 21.3564 | -158.1289
19547 | Hawaiian Electric Co Inc | 765 | Kahe | Electric Utility | HI | K3 | 85.8 | 82.1 | Petroleum Liquids | RFO | ST | 8 | 1970 |  |  | (OP) Operating | [6 empty] | Honolulu | 21.3564 | -158.1289
19547 | Hawaiian Electric Co Inc | 765 | Kahe | Electric Utility | HI | K4 | 90.9 | 87.2 | Petroleum Liquids | RFO | ST | 6 | 1972 |  |  | (OP) Operating | [6 empty] | Honolulu | 21.3564 | -158.1289
19547 | Hawaiian Electric Co Inc | 765 | Kahe | Electric Utility | HI | K5 | 134.9 | 128.1 | Petroleum Liquids | RFO | ST | 12 | 1974 |  |  | (OP) Operating | [6 empty] | Honolulu | 21.3564 | -158.1289
19547 | Hawaiian Electric Co Inc | 765 | Kahe | Electric Utility | HI | K6 | 134.9 | 128.7 | Petroleum Liquids | RFO | ST | 3 | 1981 |  |  | (OP) Operating | [6 empty] | Honolulu | 21.3564 | -158.1289
19547 | Hawaiian Electric Co Inc | 766 | Waiau | Electric Utility | HI | W10 | 51.3 | 51.2 | Petroleum Liquids | DFO | GT | 12 | 1973 |  |  | (OP) Operating | [6 empty] | Honolulu | 21.389 | -157.9615
19547 | Hawaiian Electric Co Inc | 766 | Waiau | Electric Utility | HI | W3 | 50 | 47.2 | Petroleum Liquids | RFO | ST | 12 | 1947 |  |  | (OP) Operating | [6 empty] | Honolulu | 21.389 | -157.9615
19547 | Hawaiian Electric Co Inc | 766 | Waiau | Electric Utility | HI | W4 | 50 | 47.7 | Petroleum Liquids | RFO | ST | 10 | 1950 |  |  | (OP) Operating | [6 empty] | Honolulu | 21.389 | -157.9615
19547 | Hawaiian Electric Co Inc | 766 | Waiau | Electric Utility | HI | W5 | 54.4 | 51.9 | Petroleum Liquids | RFO | ST | 9 | 1959 |  |  | (OP) Operating | [6 empty] | Honolulu | 21.389 | -157.9615
19547 | Hawaiian Electric Co Inc | 766 | Waiau | Electric Utility | HI | W6 | 54.4 | 51.8 | Petroleum Liquids | RFO | ST | 6 | 1961 |  |  | (OP) Operating | [6 empty] | Honolulu | 21.389 | -157.9615
19547 | Hawaiian Electric Co Inc | 766 | Waiau | Electric Utility | HI | W7 | 81.6 | 77.8 | Petroleum Liquids | RFO | ST | 10 | 1966 |  |  | (OP) Operating | [6 empty] | Honolulu | 21.389 | -157.9615
19547 | Hawaiian Electric Co Inc | 766 | Waiau | Electric Utility | HI | W8 | 81.6 | 77.8 | Petroleum Liquids | RFO | ST | 11 | 1968 |  |  | (OP) Operating | [6 empty] | Honolulu | 21.389 | -157.9615
19547 | Hawaiian Electric Co Inc | 766 | Waiau | Electric Utility | HI | W9 | 51.3 | 51.2 | Petroleum Liquids | DFO | GT | 6 | 1973 |  |  | (OP) Operating | [6 empty] | Honolulu | 21.389 | -157.9615
8287 | Hawaii Electric Light Co Inc | 768 | Waimea | Electric Utility | HI | 12 | 2.5 | 2.5 | Petroleum Liquids | DFO | IC | 12 | 1970 |  |  | (OP) Operating | [6 empty] | Hawaii | 20.0252 | -155.6955
8287 | Hawaii Electric Light Co Inc | 768 | Waimea | Electric Utility | HI | 13 | 2.5 | 2.5 | Petroleum Liquids | DFO | IC | 5 | 1972 |  |  | (OP) Operating | [6 empty] | Hawaii | 20.0252 | -155.6955
8287 | Hawaii Electric Light Co Inc | 768 | Waimea | Electric Utility | HI | 14 | 2.5 | 2.5 | Petroleum Liquids | DFO | IC | 5 | 1972 |  |  | (OP) Operating | [6 empty] | Hawaii | 20.0252 | -155.6955
8287 | Hawaii Electric Light Co Inc | 769 | Kanoelehua | Electric Utility | HI | 11 | 2 | 2 | Petroleum Liquids | DFO | IC | 9 | 1962 |  |  | (OP) Operating | [6 empty] | Hawaii | 19.7052 | -155.0625
8287 | Hawaii Electric Light Co Inc | 769 | Kanoelehua | Electric Utility | HI | 15 | 2.5 | 2.5 | Petroleum Liquids | DFO | IC | 8 | 1972 |  |  | (OP) Operating | [6 empty] | Hawaii | 19.7052 | -155.0625
8287 | Hawaii Electric Light Co Inc | 769 | Kanoelehua | Electric Utility | HI | 16 | 2.5 | 2.5 | Petroleum Liquids | DFO | IC | 8 | 1972 |  |  | (OP) Operating | [6 empty] | Hawaii | 19.7052 | -155.0625
8287 | Hawaii Electric Light Co Inc | 769 | Kanoelehua | Electric Utility | HI | 17 | 2.5 | 2.5 | Petroleum Liquids | DFO | IC | 12 | 1973 |  |  | (OP) Operating | [6 empty] | Hawaii | 19.7052 | -155.0625
8287 | Hawaii Electric Light Co Inc | 769 | Kanoelehua | Electric Utility | HI | CT1 | 11.5 | 10.5 | Petroleum Liquids | DFO | GT | 1 | 1962 |  |  | (OP) Operating | [6 empty] | Hawaii | 19.7052 | -155.0625
8287 | Hawaii Electric Light Co Inc | 771 | Puueo | Electric Utility | HI | 1 | 0.7 | 0.7 | Conventional Hydroelectric | WAT | HY | 12 | 1918 |  |  | (OP) Operating | [6 empty] | HAWAII | 19.7264 | -155.0908
8287 | Hawaii Electric Light Co Inc | 771 | Puueo | Electric Utility | HI | 2A | 2.4 | 2.4 | Conventional Hydroelectric | WAT | HY | 10 | 2005 |  |  | (OP) Operating | [6 empty] | HAWAII | 19.7264 | -155.0908
8287 | Hawaii Electric Light Co Inc | 772 | W H Hill | Electric Utility | HI | 5 | 14.1 | 14.1 | Petroleum Liquids | RFO | ST | 12 | 1965 |  |  | (OP) Operating | [6 empty] | Hawaii | 19.7041 | -155.0607
8287 | Hawaii Electric Light Co Inc | 772 | W H Hill | Electric Utility | HI | 6 | 23 | 21.4 | Petroleum Liquids | RFO | ST | 12 | 1974 |  |  | (OP) Operating | [6 empty] | Hawaii | 19.7041 | -155.0607
8287 | Hawaii Electric Light Co Inc | 774 | Waiau Hydro | Electric Utility | HI | 1 | 0.7 | 0.7 | Conventional Hydroelectric | WAT | HY | 12 | 1921 |  |  | (OP) Operating | [6 empty] | Hawaii | 19.7203 | -155.1189
8287 | Hawaii Electric Light Co Inc | 774 | Waiau Hydro | Electric Utility | HI | 2 | 0.3 | 0.3 | Conventional Hydroelectric | WAT | HY | 12 | 1928 |  |  | (OP) Operating | [6 empty] | Hawaii | 19.7203 | -155.1189
14191 | South Feather Water and Power Agency | 776 | Sly Creek | Electric Utility | CA | 1 | 12.1 | 9 | Conventional Hydroelectric | WAT | HY | 7 | 1983 |  |  | (OP) Operating | [6 empty] | Butte | 39.5804 | -121.1195
3271 | Central Nebraska Pub P&I Dist | 785 | Kingsley | Electric Utility | NE | 1 | 50 | 38 | Conventional Hydroelectric | WAT | HY | 11 | 1984 |  |  | (OP) Operating | [6 empty] | Keith | 41.2114 | -101.6681
7601 | Green Mountain Power Corp | 788 | East Barnet | Electric Utility | VT | 1 | 2.2 | 1.9 | Conventional Hydroelectric | WAT | HY | 9 | 1984 |  |  | (OP) Operating | [6 empty] | Caledonia | 44.3263 | -72.0359
40215 | Cordova Electric Coop, Inc | 789 | Orca | Electric Utility | AK | 3 | 2.5 | 2.5 | Petroleum Liquids | DFO | IC | 10 | 1984 |  |  | (OP) Operating | [6 empty] | Valdez Cordova | 60.555 | -145.7531
40215 | Cordova Electric Coop, Inc | 789 | Orca | Electric Utility | AK | 4 | 2.4 | 2.4 | Petroleum Liquids | DFO | IC | 10 | 1984 |  |  | (OA) Out of service but expected to return to service in next calendar year | [6 empty] | Valdez Cordova | 60.555 | -145.7531
40215 | Cordova Electric Coop, Inc | 789 | Orca | Electric Utility | AK | 5 | 1.1 | 1.1 | Petroleum Liquids | DFO | IC | 3 | 2000 |  |  | (OP) Operating | [6 empty] | Valdez Cordova | 60.555 | -145.7531
40215 | Cordova Electric Coop, Inc | 789 | Orca | Electric Utility | AK | 6 | 1.1 | 1.1 | Petroleum Liquids | DFO | IC | 3 | 2000 |  |  | (OP) Operating | [6 empty] | Valdez Cordova | 60.555 | -145.7531
40215 | Cordova Electric Coop, Inc | 789 | Orca | Electric Utility | AK | 7 | 3.6 | 3.6 | Petroleum Liquids | DFO | IC | 7 | 2009 |  |  | (OP) Operating | [6 empty] | Valdez Cordova | 60.555 | -145.7531
9187 | City of Idaho Falls - (ID) | 790 | Gem State | Electric Utility | ID | 1 | 23.4 | 23.4 | Conventional Hydroelectric | WAT | HY | 11 | 1988 |  |  | (OP) Operating | [6 empty] | Bonneville | 43.4202 | -112.1019
7751 | Guadalupe Blanco River Authority | 791 | Canyon | Electric Utility | TX | 1 | 3 | 3 | Conventional Hydroelectric | WAT | HY | 1 | 1989 |  |  | (OP) Operating | [6 empty] | Comal | 29.8706 | -98.1947
7751 | Guadalupe Blanco River Authority | 791 | Canyon | Electric Utility | TX | 2 | 3 | 3 | Conventional Hydroelectric | WAT | HY | 1 | 1989 |  |  | (OP) Operating | [6 empty] | Comal | 29.8706 | -98.1947
11843 | Maui Electric Co Ltd | 792 | Palaau Power | Electric Utility | HI | 15 | 2.5 | 2 | Petroleum Liquids | DFO | GT | 4 | 1982 |  |  | (OA) Out of service but expected to return to service in next calendar year | [6 empty] | Maui | 21.106 | -157.0647
11843 | Maui Electric Co Ltd | 792 | Palaau Power | Electric Utility | HI | 7 | 2.2 | 2 | Petroleum Liquids | DFO | IC | 6 | 1996 |  |  | (OP) Operating | [6 empty] | Maui | 21.106 | -157.0647
11843 | Maui Electric Co Ltd | 792 | Palaau Power | Electric Utility | HI | 8 | 2.2 | 2 | Petroleum Liquids | DFO | IC | 6 | 1996 |  |  | (OP) Operating | [6 empty] | Maui | 21.106 | -157.0647
11843 | Maui Electric Co Ltd | 792 | Palaau Power | Electric Utility | HI | 9 | 2.2 | 2 | Petroleum Liquids | DFO | IC | 6 | 1996 |  |  | (OP) Operating | [6 empty] | Maui | 21.106 | -157.0647
11843 | Maui Electric Co Ltd | 792 | Palaau Power | Electric Utility | HI | CAT1 | 1.2 | 1.2 | Petroleum Liquids | DFO | IC | 5 | 1985 |  |  | (OP) Operating | [6 empty] | Maui | 21.106 | -157.0647
11843 | Maui Electric Co Ltd | 792 | Palaau Power | Electric Utility | HI | CAT2 | 1.2 | 1.2 | Petroleum Liquids | DFO | IC | 5 | 1985 |  |  | (OP) Operating | [6 empty] | Maui | 21.106 | -157.0647
11843 | Maui Electric Co Ltd | 792 | Palaau Power | Electric Utility | HI | CUM3 | 0.9 | 0.9 | Petroleum Liquids | DFO | IC | 4 | 1985 |  |  | (OP) Operating | [6 empty] | Maui | 21.106 | -157.0647
11843 | Maui Electric Co Ltd | 792 | Palaau Power | Electric Utility | HI | CUM4 | 0.9 | 0.9 | Petroleum Liquids | DFO | IC | 4 | 1985 |  |  | (OP) Operating | [6 empty] | Maui | 21.106 | -157.0647
11843 | Maui Electric Co Ltd | 792 | Palaau Power | Electric Utility | HI | CUM5 | 0.9 | 0.9 | Petroleum Liquids | DFO | IC | 4 | 1985 |  |  | (OP) Operating | [6 empty] | Maui | 21.106 | -157.0647
11843 | Maui Electric Co Ltd | 792 | Palaau Power | Electric Utility | HI | CUM6 | 0.9 | 0.9 | Petroleum Liquids | DFO | IC | 12 | 1991 |  |  | (OP) Operating | [6 empty] | Maui | 21.106 | -157.0647
6958 | City of Garland - (TX) | 794 | Lewisville | Electric Utility | TX | 1 | 2.8 | 2 | Conventional Hydroelectric | WAT | HY | 1 | 1992 |  |  | (OP) Operating | [6 empty] | DENTON | 33.0685 | -96.9638
39006 | Brookfield White Pine Hydro LLC | 805 | Charles E Monty | IPP Non-CHP | ME | M-1 | 14.2 | 14 | Conventional Hydroelectric | WAT | HY | 1 | 1990 |  |  | (OP) Operating | [6 empty] | Androscoggin | 44.0995 | -70.2209
39006 | Brookfield White Pine Hydro LLC | 805 | Charles E Monty | IPP Non-CHP | ME | M2 | 14.2 | 14 | Conventional Hydroelectric | WAT | HY | 1 | 1990 |  |  | (OP) Operating | [6 empty] | Androscoggin | 44.0995 | -70.2209
15296 | New York Power Authority | 808 | Jarvis (Hinckley) | Electric Utility | NY | 1 | 4.5 | 4.5 | Conventional Hydroelectric | WAT | HY | 7 | 1991 |  |  | (OP) Operating | [6 empty] | Oneida | 43.3121 | -75.109
15296 | New York Power Authority | 808 | Jarvis (Hinckley) | Electric Utility | NY | 2 | 4.5 | 4.5 | Conventional Hydroelectric | WAT | HY | 7 | 1991 |  |  | (OP) Operating | [6 empty] | Oneida | 43.3121 | -75.109
9191 | Idaho Power Co | 809 | American Falls | Electric Utility | ID | 1 | 30.8 | 36.8 | Conventional Hydroelectric | WAT | HY | 7 | 1978 |  |  | (OP) Operating | [6 empty] | Power | 42.7778 | -112.8764
9191 | Idaho Power Co | 809 | American Falls | Electric Utility | ID | 2 | 30.8 | 36.8 | Conventional Hydroelectric | WAT | HY | 6 | 1978 |  |  | (OP) Operating | [6 empty] | Power | 42.7778 | -112.8764
9191 | Idaho Power Co | 809 | American Falls | Electric Utility | ID | 3 | 30.8 | 36.8 | Conventional Hydroelectric | WAT | HY | 3 | 1978 |  |  | (OP) Operating | [6 empty] | Power | 42.7778 | -112.8764
9191 | Idaho Power Co | 810 | Bliss | Electric Utility | ID | 1 | 25 | 26.9 | Conventional Hydroelectric | WAT | HY | 11 | 1949 |  |  | (OP) Operating | [6 empty] | Gooding | 42.9138 | -115.071
9191 | Idaho Power Co | 810 | Bliss | Electric Utility | ID | 2 | 25 | 25.7 | Conventional Hydroelectric | WAT | HY | 1 | 1950 |  |  | (OP) Operating | [6 empty] | Gooding | 42.9138 | -115.071
9191 | Idaho Power Co | 810 | Bliss | Electric Utility | ID | 3 | 25 | 28.8 | Conventional Hydroelectric | WAT | HY | 3 | 1950 |  |  | (OP) Operating | [6 empty] | Gooding | 42.9138 | -115.071
9191 | Idaho Power Co | 811 | Brownlee | Electric Utility | ID | 1 | 90.1 | 123.3 | Conventional Hydroelectric | WAT | HY | 1 | 1959 |  |  | (OP) Operating | [6 empty] | Washington | 44.8367 | -116.8975
9191 | Idaho Power Co | 811 | Brownlee | Electric Utility | ID | 2 | 90.1 | 131.2 | Conventional Hydroelectric | WAT | HY | 12 | 1958 |  |  | (OP) Operating | [6 empty] | Washington | 44.8367 | -116.8975
9191 | Idaho Power Co | 811 | Brownlee | Electric Utility | ID | 3 | 90.1 | 120.2 | Conventional Hydroelectric | WAT | HY | 10 | 1958 |  |  | (OP) Operating | [6 empty] | Washington | 44.8367 | -116.8975
9191 | Idaho Power Co | 811 | Brownlee | Electric Utility | ID | 4 | 90.1 | 123.1 | Conventional Hydroelectric | WAT | HY | 8 | 1958 |  |  | (OP) Operating | [6 empty] | Washington | 44.8367 | -116.8975
9191 | Idaho Power Co | 811 | Brownlee | Electric Utility | ID | 5 | 225 | 246.2 | Conventional Hydroelectric | WAT | HY | 3 | 1980 |  |  | (OP) Operating | [6 empty] | Washington | 44.8367 | -116.8975
9191 | Idaho Power Co | 812 | C J Strike | Electric Utility | ID | 1 | 27.6 | 32.3 | Conventional Hydroelectric | WAT | HY | 3 | 1952 |  |  | (OP) Operating | [6 empty] | Owyhee | 42.9449 | -115.9779
9191 | Idaho Power Co | 812 | C J Strike | Electric Utility | ID | 2 | 27.6 | 31.2 | Conventional Hydroelectric | WAT | HY | 3 | 1952 |  |  | (OP) Operating | [6 empty] | Owyhee | 42.9449 | -115.9779
9191 | Idaho Power Co | 812 | C J Strike | Electric Utility | ID | 3 | 27.6 | 30.7 | Conventional Hydroelectric | WAT | HY | 3 | 1952 |  |  | (OP) Operating | [6 empty] | Owyhee | 42.9449 | -115.9779
9191 | Idaho Power Co | 813 | Cascade Dam | Electric Utility | ID | 1 | 6.2 | 7.2 | Conventional Hydroelectric | WAT | HY | 5 | 1984 |  |  | (OP) Operating | [6 empty] | Valley | 44.5256 | -116.0483
9191 | Idaho Power Co | 813 | Cascade Dam | Electric Utility | ID | 2 | 6.2 | 7.2 | Conventional Hydroelectric | WAT | HY | 12 | 1983 |  |  | (OP) Operating | [6 empty] | Valley | 44.5256 | -116.0483
9191 | Idaho Power Co | 814 | Clear Lake | Electric Utility | ID | 1 | 2.5 | 2.1 | Conventional Hydroelectric | WAT | HY | 12 | 1937 |  |  | (OP) Operating | [6 empty] | Gooding | 42.667 | -114.7801
9191 | Idaho Power Co | 815 | Lower Malad | Electric Utility | ID | 1 | 13.5 | 15.3 | Conventional Hydroelectric | WAT | HY | 10 | 1948 |  |  | (OP) Operating | [6 empty] | Gooding | 42.8658 | -114.9062
9191 | Idaho Power Co | 816 | Lower Salmon | Electric Utility | ID | 1 | 15 | 18.1 | Conventional Hydroelectric | WAT | HY | 7 | 1949 |  |  | (OP) Operating | [6 empty] | Gooding | 42.8416 | -114.9036
9191 | Idaho Power Co | 816 | Lower Salmon | Electric Utility | ID | 2 | 15 | 18 | Conventional Hydroelectric | WAT | HY | 9 | 1949 |  |  | (OP) Operating | [6 empty] | Gooding | 42.8416 | -114.9036
9191 | Idaho Power Co | 816 | Lower Salmon | Electric Utility | ID | 3 | 15 | 17.7 | Conventional Hydroelectric | WAT | HY | 2 | 1949 |  |  | (OP) Operating | [6 empty] | Gooding | 42.8416 | -114.9036
9191 | Idaho Power Co | 816 | Lower Salmon | Electric Utility | ID | 4 | 15 | 18.1 | Conventional Hydroelectric | WAT | HY | 3 | 1949 |  |  | (OP) Operating | [6 empty] | Gooding | 42.8416 | -114.9036
9191 | Idaho Power Co | 817 | Salmon Diesel | Electric Utility | ID | 1 | 2.5 | 2.7 | Petroleum Liquids | DFO | IC | 12 | 1967 |  |  | (OP) Operating | [6 empty] | Lemhi | 45.1834 | -113.8853
9191 | Idaho Power Co | 817 | Salmon Diesel | Electric Utility | ID | 2 | 2.5 | 2.7 | Petroleum Liquids | DFO | IC | 12 | 1967 |  |  | (OP) Operating | [6 empty] | Lemhi | 45.1834 | -113.8853
9191 | Idaho Power Co | 818 | Shoshone Falls | Electric Utility | ID | 1 | 0.6 | 0.7 | Conventional Hydroelectric | WAT | HY | 6 | 1909 |  |  | (OP) Operating | [6 empty] | Jerome | 42.5975 | -114.4033
9191 | Idaho Power Co | 818 | Shoshone Falls | Electric Utility | ID | 2 | 0.4 | 0.4 | Conventional Hydroelectric | WAT | HY | 8 | 1907 |  |  | (OP) Operating | [6 empty] | Jerome | 42.5975 | -114.4033
9191 | Idaho Power Co | 818 | Shoshone Falls | Electric Utility | ID | 3 | 11.5 | 12.8 | Conventional Hydroelectric | WAT | HY | 8 | 1921 |  |  | (OP) Operating | [6 empty] | Jerome | 42.5975 | -114.4033
9191 | Idaho Power Co | 819 | Swan Falls | Electric Utility | ID | 1 | 12.5 | 14.9 | Conventional Hydroelectric | WAT | HY | 3 | 1994 |  |  | (OP) Operating | [6 empty] | Ada | 43.2435 | -116.3791
9191 | Idaho Power Co | 819 | Swan Falls | Electric Utility | ID | 2 | 12.5 | 14.5 | Conventional Hydroelectric | WAT | HY | 5 | 1994 |  |  | (OP) Operating | [6 empty] | Ada | 43.2435 | -116.3791
9191 | Idaho Power Co | 820 | Thousand Springs | Electric Utility | ID | 1 | 1 | 0.8 | Conventional Hydroelectric | WAT | HY | 8 | 1912 |  |  | (OS) Out of service and NOT expected to return to service in next calendar year | [6 empty] | Gooding | 42.7405 | -114.8367
9191 | Idaho Power Co | 820 | Thousand Springs | Electric Utility | ID | 2 | 1 | 0.8 | Conventional Hydroelectric | WAT | HY | 8 | 1912 |  |  | (OS) Out of service and NOT expected to return to service in next calendar year | [6 empty] | Gooding | 42.7405 | -114.8367
9191 | Idaho Power Co | 820 | Thousand Springs | Electric Utility | ID | 3 | 6.8 | 6.4 | Conventional Hydroelectric | WAT | HY | 5 | 1920 |  |  | (OP) Operating | [6 empty] | Gooding | 42.7405 | -114.8367
9191 | Idaho Power Co | 821 | Twin Falls (ID) | Electric Utility | ID | 1 | 8.4 | 10.1 | Conventional Hydroelectric | WAT | HY | 3 | 1935 |  |  | (OP) Operating | [6 empty] | Twin Falls | 42.5892 | -114.3553
9191 | Idaho Power Co | 821 | Twin Falls (ID) | Electric Utility | ID | 2 | 44.3 | 43.1 | Conventional Hydroelectric | WAT | HY | 7 | 1995 |  |  | (OP) Operating | [6 empty] | Twin Falls | 42.5892 | -114.3553
9191 | Idaho Power Co | 822 | Upper Salmon A | Electric Utility | ID | 1 | 9 | 9.5 | Conventional Hydroelectric | WAT | HY | 9 | 1937 |  |  | (OP) Operating | [6 empty] | Twin Falls | 42.7674 | -114.9247
9191 | Idaho Power Co | 822 | Upper Salmon A | Electric Utility | ID | 2 | 9 | 8.7 | Conventional Hydroelectric | WAT | HY | 9 | 1937 |  |  | (OP) Operating | [6 empty] | Twin Falls | 42.7674 | -114.9247
9191 | Idaho Power Co | 823 | Upper Malad | Electric Utility | ID | 1 | 8.3 | 8.1 | Conventional Hydroelectric | WAT | HY | 6 | 1948 |  |  | (OP) Operating | [6 empty] | Gooding | 42.8643 | -114.8855
14354 | PacifiCorp | 825 | Ashton | Electric Utility | ID | 1 | 2.7 | 2.7 | Conventional Hydroelectric | WAT | HY | 7 | 1917 |  |  | (OP) Operating | [6 empty] | Fremont | 44.0786 | -111.4973
14354 | PacifiCorp | 825 | Ashton | Electric Utility | ID | 2 | 2 | 2.2 | Conventional Hydroelectric | WAT | HY | 7 | 1925 |  |  | (OP) Operating | [6 empty] | Fremont | 44.0786 | -111.4973
14354 | PacifiCorp | 825 | Ashton | Electric Utility | ID | 3 | 2 | 2.2 | Conventional Hydroelectric | WAT | HY | 7 | 1925 |  |  | (OP) Operating | [6 empty] | Fremont | 44.0786 | -111.4973
14354 | PacifiCorp | 827 | Grace | Electric Utility | ID | 3 | 11 | 11 | Conventional Hydroelectric | WAT | HY | 7 | 1923 |  |  | (OP) Operating | [6 empty] | Caribou | 42.5367 | -111.794
14354 | PacifiCorp | 827 | Grace | Electric Utility | ID | 4 | 11 | 11 | Conventional Hydroelectric | WAT | HY | 7 | 1923 |  |  | (OP) Operating | [6 empty] | Caribou | 42.5367 | -111.794
14354 | PacifiCorp | 827 | Grace | Electric Utility | ID | 5 | 11 | 11 | Conventional Hydroelectric | WAT | HY | 7 | 1923 |  |  | (OP) Operating | [6 empty] | Caribou | 42.5367 | -111.794
14354 | PacifiCorp | 829 | Oneida | Electric Utility | ID | 1 | 10 | 9.3 | Conventional Hydroelectric | WAT | HY | 7 | 1915 |  |  | (OP) Operating | [6 empty] | Franklin | 42.2678 | -111.7485
14354 | PacifiCorp | 829 | Oneida | Electric Utility | ID | 2 | 10 | 9.3 | Conventional Hydroelectric | WAT | HY | 7 | 1916 |  |  | (OP) Operating | [6 empty] | Franklin | 42.2678 | -111.7485
14354 | PacifiCorp | 829 | Oneida | Electric Utility | ID | 3 | 10 | 9.3 | Conventional Hydroelectric | WAT | HY | 7 | 1920 |  |  | (OP) Operating | [6 empty] | Franklin | 42.2678 | -111.7485
14354 | PacifiCorp | 831 | Soda | Electric Utility | ID | 1 | 7.5 | 7.6 | Conventional Hydroelectric | WAT | HY | 7 | 1924 |  |  | (OP) Operating | [6 empty] | Caribou | 42.6446 | -111.6967
14354 | PacifiCorp | 831 | Soda | Electric Utility | ID | 2 | 7 | 7.6 | Conventional Hydroelectric | WAT | HY | 7 | 1924 |  |  | (OP) Operating | [6 empty] | Caribou | 42.6446 | -111.6967
20169 | Avista Corp | 833 | Cabinet Gorge | Electric Utility | ID | 1 | 59.4 | 44.3 | Conventional Hydroelectric | WAT | HY | 8 | 1953 |  |  | (OA) Out of service but expected to return to service in next calendar year | [6 empty] | Bonner | 48.0844 | -116.0531
20169 | Avista Corp | 833 | Cabinet Gorge | Electric Utility | ID | 2 | 73.2 | 73.9 | Conventional Hydroelectric | WAT | HY | 2 | 1953 |  |  | (OP) Operating | [6 empty] | Bonner | 48.0844 | -116.0531
20169 | Avista Corp | 833 | Cabinet Gorge | Electric Utility | ID | 3 | 73.2 | 73.4 | Conventional Hydroelectric | WAT | HY | 11 | 1952 |  |  | (OP) Operating | [6 empty] | Bonner | 48.0844 | -116.0531
20169 | Avista Corp | 833 | Cabinet Gorge | Electric Utility | ID | 4 | 59.4 | 63 | Conventional Hydroelectric | WAT | HY | 9 | 1952 |  |  | (OP) Operating | [6 empty] | Bonner | 48.0844 | -116.0531
20169 | Avista Corp | 835 | Post Falls | Electric Utility | ID | 1 | 2.2 | 2.8 | Conventional Hydroelectric | WAT | HY | 12 | 1907 |  |  | (OP) Operating | [6 empty] | Kootenai | 47.7033 | -116.9539
20169 | Avista Corp | 835 | Post Falls | Electric Utility | ID | 2 | 2.2 | 2.8 | Conventional Hydroelectric | WAT | HY | 7 | 1906 |  |  | (OP) Operating | [6 empty] | Kootenai | 47.7033 | -116.9539
20169 | Avista Corp | 835 | Post Falls | Electric Utility | ID | 3 | 2.2 | 2.8 | Conventional Hydroelectric | WAT | HY | 8 | 1906 |  |  | (OP) Operating | [6 empty] | Kootenai | 47.7033 | -116.9539
20169 | Avista Corp | 835 | Post Falls | Electric Utility | ID | 4 | 2.2 | 2.8 | Conventional Hydroelectric | WAT | HY | 11 | 1906 |  |  | (OP) Operating | [6 empty] | Kootenai | 47.7033 | -116.9539
20169 | Avista Corp | 835 | Post Falls | Electric Utility | ID | 5 | 2.2 | 2.8 | Conventional Hydroelectric | WAT | HY | 8 | 1908 |  |  | (OP) Operating | [6 empty] | Kootenai | 47.7033 | -116.9539
20169 | Avista Corp | 835 | Post Falls | Electric Utility | ID | 6 | 3.5 | 3.5 | Conventional Hydroelectric | WAT | HY | 12 | 1980 |  |  | (OP) Operating | [6 empty] | Kootenai | 47.7033 | -116.9539
13402 | Nevada Irrigation District | 839 | Scott Flat | IPP Non-CHP | CA | 7P | 1 | 0.9 | Conventional Hydroelectric | WAT | HY | 2 | 1985 |  |  | (OP) Operating | [6 empty] | Nevada | 39.2721 | -120.9325
19400 | USACE Northwestern Division | 840 | Dworshak | Electric Utility | ID | 1 | 90 | 90 | Conventional Hydroelectric | WAT | HY | 6 | 1975 |  |  | (OP) Operating | [6 empty] | Clearwater | 46.5143 | -116.2977
19400 | USACE Northwestern Division | 840 | Dworshak | Electric Utility | ID | 2 | 90 | 90 | Conventional Hydroelectric | WAT | HY | 9 | 1975 |  |  | (OP) Operating | [6 empty] | Clearwater | 46.5143 | -116.2977
19400 | USACE Northwestern Division | 840 | Dworshak | Electric Utility | ID | 3 | 220 | 220 | Conventional Hydroelectric | WAT | HY | 9 | 1974 |  |  | (OP) Operating | [6 empty] | Clearwater | 46.5143 | -116.2977
9187 | City of Idaho Falls - (ID) | 841 | City Power Plant | Electric Utility | ID | 3 | 8 | 8 | Conventional Hydroelectric | WAT | HY | 7 | 1982 |  |  | (OP) Operating | [6 empty] | Bonneville | 43.4914 | -112.0454
9187 | City of Idaho Falls - (ID) | 843 | Lower No 2 | Electric Utility | ID | 1 | 3 | 3 | Conventional Hydroelectric | WAT | HY | 8 | 1940 |  |  | (OP) Operating | [6 empty] | Bonneville | 43.4684 | -112.0626
9187 | City of Idaho Falls - (ID) | 844 | Upper Power Plant | Electric Utility | ID | 4 | 8 | 8 | Conventional Hydroelectric | WAT | HY | 9 | 1982 |  |  | (OP) Operating | [6 empty] | Bonneville | 43.5527 | -112.051
13402 | Nevada Irrigation District | 846 | Combie South | IPP Non-CHP | CA | 1 | 0.5 | 0.5 | Conventional Hydroelectric | WAT | HY | 4 | 1984 |  |  | (OP) Operating | [6 empty] | Nevada | 39.0096 | -121.0591
13402 | Nevada Irrigation District | 846 | Combie South | IPP Non-CHP | CA | 2 | 0.5 | 0.5 | Conventional Hydroelectric | WAT | HY | 4 | 1984 |  |  | (OP) Operating | [6 empty] | Nevada | 39.0096 | -121.0591
13402 | Nevada Irrigation District | 846 | Combie South | IPP Non-CHP | CA | 3 | 0.5 | 0.5 | Conventional Hydroelectric | WAT | HY | 4 | 1984 |  |  | (OP) Operating | [6 empty] | Nevada | 39.0096 | -121.0591
2518 | U S Bureau of Reclamation | 850 | Palisades Dam | Electric Utility | ID | 1 | 44.1 | 44.1 | Conventional Hydroelectric | WAT | HY | 8 | 1957 |  |  | (OP) Operating | [6 empty] | Bonneville | 43.3348 | -111.2058
2518 | U S Bureau of Reclamation | 850 | Palisades Dam | Electric Utility | ID | 2 | 44.1 | 44.1 | Conventional Hydroelectric | WAT | HY | 5 | 1957 |  |  | (OP) Operating | [6 empty] | Bonneville | 43.3348 | -111.2058
2518 | U S Bureau of Reclamation | 850 | Palisades Dam | Electric Utility | ID | 3 | 44.1 | 44.1 | Conventional Hydroelectric | WAT | HY | 2 | 1957 |  |  | (OP) Operating | [6 empty] | Bonneville | 43.3348 | -111.2058
2518 | U S Bureau of Reclamation | 850 | Palisades Dam | Electric Utility | ID | 4 | 44.1 | 44.1 | Conventional Hydroelectric | WAT | HY | 5 | 1958 |  |  | (OP) Operating | [6 empty] | Bonneville | 43.3348 | -111.2058
19400 | USACE Northwestern Division | 851 | Albeni Falls | Electric Utility | ID | 1 | 14 | 14 | Conventional Hydroelectric | WAT | HY | 5 | 1955 |  |  | (OP) Operating | [6 empty] | Bonner | 48.1802 | -116.9986
19400 | USACE Northwestern Division | 851 | Albeni Falls | Electric Utility | ID | 2 | 14 | 14 | Conventional Hydroelectric | WAT | HY | 6 | 1955 |  |  | (OP) Operating | [6 empty] | Bonner | 48.1802 | -116.9986
19400 | USACE Northwestern Division | 851 | Albeni Falls | Electric Utility | ID | 3 | 14 | 14 | Conventional Hydroelectric | WAT | HY | 9 | 1955 |  |  | (OP) Operating | [6 empty] | Bonner | 48.1802 | -116.9986
49756 | Illinois Power Resources Generating LLC | 856 | E D Edwards | Electric Utility | IL | 2 | 280.5 | 240 | Conventional Steam Coal | SUB | ST | 6 | 1968 |  |  | (OP) Operating | [6 empty] | Peoria | 40.5958 | -89.6631
49756 | Illinois Power Resources Generating LLC | 856 | E D Edwards | Electric Utility | IL | 3 | 363.8 | 315 | Conventional Steam Coal | SUB | ST | 6 | 1972 |  |  | (OP) Operating | [6 empty] | Peoria | 40.5958 | -89.6631
520 | Illinois Power Generating Co | 861 | Coffeen | IPP Non-CHP | IL | 1 | 388.9 | 330 | Conventional Steam Coal | SUB | ST | 12 | 1965 |  |  | (OP) Operating | [6 empty] | Montgomery | 39.0586 | -89.4031
520 | Illinois Power Generating Co | 861 | Coffeen | IPP Non-CHP | IL | 2 | 616.5 | 565 | Conventional Steam Coal | SUB | ST | 9 | 1972 |  |  | (OP) Operating | [6 empty] | Montgomery | 39.0586 | -89.4031
59371 | Mainline Generation LLC | 862 | Grand Tower Energy Center LLC | IPP Non-CHP | IL | 1 | 223.2 | 161 | Natural Gas Fired Combined Cycle | NG | CT | 6 | 2001 |  |  | (OP) Operating | [6 empty] | Jackson | 37.6577 | -89.5112
59371 | Mainline Generation LLC | 862 | Grand Tower Energy Center LLC | IPP Non-CHP | IL | 2 | 223.2 | 159 | Natural Gas Fired Combined Cycle | NG | CT | 7 | 2001 |  |  | (OP) Operating | [6 empty] | Jackson | 37.6577 | -89.5112
59371 | Mainline Generation LLC | 862 | Grand Tower Energy Center LLC | IPP Non-CHP | IL | 3 | 80.9 | 86 | Natural Gas Fired Combined Cycle | NG | CA | 3 | 1951 |  |  | (OP) Operating | [6 empty] | Jackson | 37.6577 | -89.5112
59371 | Mainline Generation LLC | 862 | Grand Tower Energy Center LLC | IPP Non-CHP | IL | 4 | 113.6 | 105 | Natural Gas Fired Combined Cycle | NG | CA | 4 | 1958 |  |  | (OP) Operating | [6 empty] | Jackson | 37.6577 | -89.5112
55951 | Exelon Nuclear | 869 | Dresden Generating Station | IPP Non-CHP | IL | 2 | 1009.3 | 902 | Nuclear | NUC | ST | 8 | 1970 |  |  | (OP) Operating | [6 empty] | Grundy | 41.39 | -88.27
55951 | Exelon Nuclear | 869 | Dresden Generating Station | IPP Non-CHP | IL | 3 | 1009.3 | 895 | Nuclear | NUC | ST | 10 | 1971 |  |  | (OP) Operating | [6 empty] | Grundy | 41.39 | -88.27
12384 | Midwest Generations EME LLC | 874 | Joliet 9 | IPP Non-CHP | IL | 6 | 360.4 | 314 | Conventional Steam Coal | SUB | ST | 6 | 1959 |  |  | (OP) Operating | [6 empty] | Will | 41.4931 | -88.1153
59918 | Dynegy Kincaid Generation | 876 | Kincaid Generation LLC | IPP Non-CHP | IL | 1 | 659.5 | 579 | Conventional Steam Coal | SUB | ST | 6 | 1967 |  |  | (OP) Operating | [6 empty] | Christian | 39.5906 | -89.4964
59918 | Dynegy Kincaid Generation | 876 | Kincaid Generation LLC | IPP Non-CHP | IL | 2 | 659.5 | 579 | Conventional Steam Coal | SUB | ST | 6 | 1968 |  |  | (OP) Operating | [6 empty] | Christian | 39.5906 | -89.4964
12384 | Midwest Generations EME LLC | 879 | Powerton | IPP Non-CHP | IL | 5 | 892.8 | 769 | Conventional Steam Coal | SUB | ST | 9 | 1972 |  |  | (OP) Operating | [6 empty] | Tazewell | 40.5408 | -89.6786
12384 | Midwest Generations EME LLC | 879 | Powerton | IPP Non-CHP | IL | 6 | 892.8 | 769 | Conventional Steam Coal | SUB | ST | 12 | 1975 |  |  | (OP) Operating | [6 empty] | Tazewell | 40.5408 | -89.6786
55951 | Exelon Nuclear | 880 | Quad Cities Generating Station | IPP Non-CHP | IL | 1 | 1009.3 | 908 | Nuclear | NUC | ST | 12 | 1972 |  |  | (OP) Operating | [6 empty] | Rock Island | 41.7261 | -90.3103
55951 | Exelon Nuclear | 880 | Quad Cities Generating Station | IPP Non-CHP | IL | 2 | 1009.3 | 911 | Nuclear | NUC | ST | 12 | 1972 |  |  | (OP) Operating | [6 empty] | Rock Island | 41.7261 | -90.3103
12384 | Midwest Generations EME LLC | 883 | Waukegan | IPP Non-CHP | IL | 311 | 28 | 24.6 | Petroleum Liquids | DFO | GT | 6 | 1968 |  |  | (SB) Standby/Backup: available for service but not normally used | [6 empty] | Lake | 42.3833 | -87.8133
12384 | Midwest Generations EME LLC | 883 | Waukegan | IPP Non-CHP | IL | 312 | 28 | 28.5 | Petroleum Liquids | DFO | GT | 6 | 1968 |  |  | (SB) Standby/Backup: available for service but not normally used | [6 empty] | Lake | 42.3833 | -87.8133
12384 | Midwest Generations EME LLC | 883 | Waukegan | IPP Non-CHP | IL | 321 | 28 | 28 | Petroleum Liquids | DFO | GT | 6 | 1968 |  |  | (SB) Standby/Backup: available for service but not normally used | [6 empty] | Lake | 42.3833 | -87.8133
12384 | Midwest Generations EME LLC | 883 | Waukegan | IPP Non-CHP | IL | 322 | 28 | 26.7 | Petroleum Liquids | DFO | GT | 6 | 1968 |  |  | (SB) Standby/Backup: available for service but not normally used | [6 empty] | Lake | 42.3833 | -87.8133
12384 | Midwest Generations EME LLC | 883 | Waukegan | IPP Non-CHP | IL | 7 | 326.4 | 328 | Conventional Steam Coal | SUB | ST | 6 | 1958 |  |  | (OP) Operating | [6 empty] | Lake | 42.3833 | -87.8133
12384 | Midwest Generations EME LLC | 883 | Waukegan | IPP Non-CHP | IL | 8 | 355.3 | 361 | Conventional Steam Coal | SUB | ST | 7 | 1962 |  |  | (OP) Operating | [6 empty] | Lake | 42.3833 | -87.8133
12384 | Midwest Generations EME LLC | 884 | Will County | IPP Non-CHP | IL | 4 | 598.4 | 510 | Conventional Steam Coal | SUB | ST | 6 | 1963 | 12 | 2018 | (OP) Operating | [6 empty] | Will | 41.6334 | -88.0629
12384 | Midwest Generations EME LLC | 886 | Fisk Street | IPP Non-CHP | IL | 311 | 38 | 25.4 | Petroleum Liquids | DFO | GT | 7 | 1968 |  |  | (SB) Standby/Backup: available for service but not normally used | [6 empty] | Cook | 41.8508 | -87.6533
12384 | Midwest Generations EME LLC | 886 | Fisk Street | IPP Non-CHP | IL | 312 | 38 | 23.7 | Petroleum Liquids | DFO | GT | 7 | 1968 |  |  | (SB) Standby/Backup: available for service but not normally used | [6 empty] | Cook | 41.8508 | -87.6533
12384 | Midwest Generations EME LLC | 886 | Fisk Street | IPP Non-CHP | IL | 321 | 38 | 25.4 | Petroleum Liquids | DFO | GT | 7 | 1968 |  |  | (SB) Standby/Backup: available for service but not normally used | [6 empty] | Cook | 41.8508 | -87.6533
12384 | Midwest Generations EME LLC | 886 | Fisk Street | IPP Non-CHP | IL | 322 | 38 | 25.4 | Petroleum Liquids | DFO | GT | 7 | 1968 |  |  | (SB) Standby/Backup: available for service but not normally used | [6 empty] | Cook | 41.8508 | -87.6533
12384 | Midwest Generations EME LLC | 886 | Fisk Street | IPP Non-CHP | IL | 331 | 38 | 23.7 | Petroleum Liquids | DFO | GT | 7 | 1968 |  |  | (SB) Standby/Backup: available for service but not normally used | [6 empty] | Cook | 41.8508 | -87.6533
12384 | Midwest Generations EME LLC | 886 | Fisk Street | IPP Non-CHP | IL | 332 | 38 | 25.4 | Petroleum Liquids | DFO | GT | 7 | 1968 |  |  | (SB) Standby/Backup: available for service but not normally used | [6 empty] | Cook | 41.8508 | -87.6533
12384 | Midwest Generations EME LLC | 886 | Fisk Street | IPP Non-CHP | IL | 341 | 38 | 25.4 | Petroleum Liquids | DFO | GT | 7 | 1968 |  |  | (SB) Standby/Backup: available for service but not normally used | [6 empty] | Cook | 41.8508 | -87.6533
12384 | Midwest Generations EME LLC | 886 | Fisk Street | IPP Non-CHP | IL | 342 | 22.8 | 22.8 | Petroleum Liquids | DFO | GT | 7 | 1968 |  |  | (SB) Standby/Backup: available for service but not normally used | [6 empty] | Cook | 41.8508 | -87.6533
5748 | Electric Energy Inc | 887 | Joppa Steam | IPP Non-CHP | IL | 1 | 183.3 | 159 | Conventional Steam Coal | SUB | ST | 8 | 1953 |  |  | (OP) Operating | [6 empty] | Massac | 37.2094 | -88.8589
5748 | Electric Energy Inc | 887 | Joppa Steam | IPP Non-CHP | IL | 2 | 183.3 | 159 | Conventional Steam Coal | SUB | ST | 9 | 1953 |  |  | (OP) Operating | [6 empty] | Massac | 37.2094 | -88.8589
5748 | Electric Energy Inc | 887 | Joppa Steam | IPP Non-CHP | IL | 3 | 183.3 | 157 | Conventional Steam Coal | SUB | ST | 5 | 1954 |  |  | (OP) Operating | [6 empty] | Massac | 37.2094 | -88.8589
5748 | Electric Energy Inc | 887 | Joppa Steam | IPP Non-CHP | IL | 4 | 183.3 | 160 | Conventional Steam Coal | SUB | ST | 8 | 1954 |  |  | (OP) Operating | [6 empty] | Massac | 37.2094 | -88.8589
5748 | Electric Energy Inc | 887 | Joppa Steam | IPP Non-CHP | IL | 5 | 183.3 | 156 | Conventional Steam Coal | SUB | ST | 6 | 1955 |  |  | (OP) Operating | [6 empty] | Massac | 37.2094 | -88.8589
5748 | Electric Energy Inc | 887 | Joppa Steam | IPP Non-CHP | IL | 6 | 183.3 | 157 | Conventional Steam Coal | SUB | ST | 8 | 1955 |  |  | (OP) Operating | [6 empty] | Massac | 37.2094 | -88.8589
5517 | Dynegy Midwest Generation Inc | 889 | Baldwin Energy Complex | IPP Non-CHP | IL | 1 | 625.1 | 576 | Conventional Steam Coal | SUB | ST | 7 | 1970 |  |  | (OP) Operating | [6 empty] | Randolph | 38.205 | -89.8544
5517 | Dynegy Midwest Generation Inc | 889 | Baldwin Energy Complex | IPP Non-CHP | IL | 2 | 634.5 | 581 | Conventional Steam Coal | SUB | ST | 3 | 1973 |  |  | (OP) Operating | [6 empty] | Randolph | 38.205 | -89.8544
5517 | Dynegy Midwest Generation Inc | 889 | Baldwin Energy Complex | IPP Non-CHP | IL | 3 | 634.5 | 621 | Conventional Steam Coal | SUB | ST | 4 | 1975 |  |  | (OP) Operating | [6 empty] | Randolph | 38.205 | -89.8544
5517 | Dynegy Midwest Generation Inc | 891 | Havana | IPP Non-CHP | IL | 6 | 488 | 431 | Conventional Steam Coal | SUB | ST | 6 | 1978 |  |  | (OP) Operating | [6 empty] | Mason | 40.2797 | -90.08
5517 | Dynegy Midwest Generation Inc | 892 | Hennepin Power Station | IPP Non-CHP | IL | 1 | 75 | 66 | Conventional Steam Coal | SUB | ST | 6 | 1953 |  |  | (OP) Operating | [6 empty] | Putnam | 41.3028 | -89.315
5517 | Dynegy Midwest Generation Inc | 892 | Hennepin Power Station | IPP Non-CHP | IL | 2 | 231.3 | 218 | Conventional Steam Coal | SUB | ST | 5 | 1959 |  |  | (OP) Operating | [6 empty] | Putnam | 41.3028 | -89.315
12341 | MidAmerican Energy Co | 899 | Moline | Electric Utility | IL | GT1 | 18 | 16 | Natural Gas Fired Combustion Turbine | NG | GT | 5 | 1970 |  |  | (OP) Operating | [6 empty] | Rock Island | 41.51 | -90.534
12341 | MidAmerican Energy Co | 899 | Moline | Electric Utility | IL | GT2 | 18 | 17.1 | Natural Gas Fired Combustion Turbine | NG | GT | 5 | 1970 |  |  | (OP) Operating | [6 empty] | Rock Island | 41.51 | -90.534
12341 | MidAmerican Energy Co | 899 | Moline | Electric Utility | IL | GT3 | 18 | 16.9 | Natural Gas Fired Combustion Turbine | NG | GT | 5 | 1970 |  |  | (OP) Operating | [6 empty] | Rock Island | 41.51 | -90.534
12341 | MidAmerican Energy Co | 899 | Moline | Electric Utility | IL | GT4 | 18 | 16.7 | Natural Gas Fired Combustion Turbine | NG | GT | 5 | 1970 |  |  | (OP) Operating | [6 empty] | Rock Island | 41.51 | -90.534
12341 | MidAmerican Energy Co | 899 | Moline | Electric Utility | IL | HY1 | 0.9 | 0.8 | Conventional Hydroelectric | WAT | HY | 1 | 1942 |  |  | (OP) Operating | [6 empty] | Rock Island | 41.51 | -90.534
12341 | MidAmerican Energy Co | 899 | Moline | Electric Utility | IL | HY2 | 0.9 | 0.8 | Conventional Hydroelectric | WAT | HY | 1 | 1942 |  |  | (OP) Operating | [6 empty] | Rock Island | 41.51 | -90.534
12341 | MidAmerican Energy Co | 899 | Moline | Electric Utility | IL | HY3 | 0.9 | 0.8 | Conventional Hydroelectric | WAT | HY | 1 | 1942 |  |  | (OP) Operating | [6 empty] | Rock Island | 41.51 | -90.534
12341 | MidAmerican Energy Co | 899 | Moline | Electric Utility | IL | HY4 | 0.9 | 0.8 | Conventional Hydroelectric | WAT | HY | 1 | 1942 |  |  | (OP) Operating | [6 empty] | Rock Island | 41.51 | -90.534
56589 | Bottle Rock Power LLC | 902 | Bottle Rock Power | IPP Non-CHP | CA | 1 | 55 | 10 | Geothermal | GEO | ST | 2 | 1985 |  |  | (OA) Out of service but expected to return to service in next calendar year | [6 empty] | Lake | 38.8348 | -122.7677
21581 | Midwest Hydro LLC | 903 | Rockton | IPP Non-CHP | IL | 1 | 0.6 | 0.6 | Conventional Hydroelectric | WAT | HY | 1 | 1929 |  |  | (OP) Operating | [6 empty] | Winnebago | 42.4511 | -89.0756
21581 | Midwest Hydro LLC | 903 | Rockton | IPP Non-CHP | IL | 2 | 0.5 | 0.5 | Conventional Hydroelectric | WAT | HY | 1 | 1929 |  |  | (OP) Operating | [6 empty] | Winnebago | 42.4511 | -89.0756
3255 | California Dept. of Water Resources | 905 | Alamo | Electric Utility | CA | 1 | 19.6 | 17 | Conventional Hydroelectric | WAT | HY | 7 | 1986 |  |  | (OP) Operating | [6 empty] | Los Angeles | 34.8158 | -118.6867
19436 | Union Electric Co - (MO) | 913 | Venice | Electric Utility | IL | GT2 | 61 | 48 | Natural Gas Fired Combustion Turbine | NG | GT | 6 | 2002 |  |  | (OP) Operating | [6 empty] | Madison | 38.6642 | -90.1764
19436 | Union Electric Co - (MO) | 913 | Venice | Electric Utility | IL | GT3 | 200 | 168 | Natural Gas Fired Combustion Turbine | NG | GT | 6 | 2005 |  |  | (OP) Operating | [6 empty] | Madison | 38.6642 | -90.1764
19436 | Union Electric Co - (MO) | 913 | Venice | Electric Utility | IL | GT4 | 200 | 168 | Natural Gas Fired Combustion Turbine | NG | GT | 6 | 2005 |  |  | (OP) Operating | [6 empty] | Madison | 38.6642 | -90.1764
19436 | Union Electric Co - (MO) | 913 | Venice | Electric Utility | IL | GT5 | 125 | 104 | Natural Gas Fired Combustion Turbine | NG | GT | 10 | 2005 |  |  | (OP) Operating | [6 empty] | Madison | 38.6642 | -90.1764
14624 | PUD No 2 of Grant County | 917 | Quincy Chute | Electric Utility | WA | 1 | 9.4 | 9.4 | Conventional Hydroelectric | WAT | HY | 10 | 1985 |  |  | (OP) Operating | [6 empty] | Grant | 46.9825 | -119.2578
5932 | City of Ephraim - (UT) | 925 | Hydro Plant No 3 | Electric Utility | UT | 2 | 0.7 | 0.6 | Conventional Hydroelectric | WAT | HY | 9 | 1984 |  |  | (OP) Operating | [6 empty] | Sanpete | 39.2056 | -111.3344
5932 | City of Ephraim - (UT) | 925 | Hydro Plant No 3 | Electric Utility | UT | 3 | 2.1 | 2 | Conventional Hydroelectric | WAT | HY | 9 | 1984 |  |  | (OP) Operating | [6 empty] | Sanpete | 39.2056 | -111.3344
2188 | City of Breese - (IL) | 934 | Breese | Electric Utility | IL | 2 | 3 | 3 | Petroleum Liquids | DFO | IC | 6 | 1982 |  |  | (SB) Standby/Backup: available for service but not normally used | [6 empty] | Clinton | 38.6075 | -89.5245
2188 | City of Breese - (IL) | 934 | Breese | Electric Utility | IL | 5 | 2.5 | 2.5 | Petroleum Liquids | DFO | IC | 7 | 1992 |  |  | (SB) Standby/Backup: available for service but not normally used | [6 empty] | Clinton | 38.6075 | -89.5245
2188 | City of Breese - (IL) | 934 | Breese | Electric Utility | IL | 6 | 2.5 | 2.5 | Petroleum Liquids | DFO | IC | 7 | 1997 |  |  | (SB) Standby/Backup: available for service but not normally used | [6 empty] | Clinton | 38.6075 | -89.5245
2188 | City of Breese - (IL) | 934 | Breese | Electric Utility | IL | 7 | 2.5 | 2.5 | Petroleum Liquids | DFO | IC | 2 | 2008 |  |  | (SB) Standby/Backup: available for service but not normally used | [6 empty] | Clinton | 38.6075 | -89.5245
2188 | City of Breese - (IL) | 934 | Breese | Electric Utility | IL | 8 | 2.5 | 2.5 | Petroleum Liquids | DFO | IC | 10 | 2014 |  |  | (SB) Standby/Backup: available for service but not normally used | [6 empty] | Clinton | 38.6075 | -89.5245
2188 | City of Breese - (IL) | 934 | Breese | Electric Utility | IL | IC1 | 0.9 | 1 | Petroleum Liquids | DFO | IC | 12 | 1953 |  |  | (SB) Standby/Backup: available for service but not normally used | [6 empty] | Clinton | 38.6075 | -89.5245
2188 | City of Breese - (IL) | 934 | Breese | Electric Utility | IL | IC3 | 3 | 3 | Petroleum Liquids | DFO | IC | 7 | 1968 |  |  | (SB) Standby/Backup: available for service but not normally used | [6 empty] | Clinton | 38.6075 | -89.5245
2634 | City of Bushnell - (IL) | 935 | Bushnell | Electric Utility | IL | 1 | 0.2 | 0.2 | Petroleum Liquids | DFO | IC | 6 | 1940 |  |  | (SB) Standby/Backup: available for service but not normally used | [6 empty] | McDonough | 40.5486 | -90.5138
2634 | City of Bushnell - (IL) | 935 | Bushnell | Electric Utility | IL | 2 | 0.2 | 0.2 | Petroleum Liquids | DFO | IC | 6 | 1940 |  |  | (SB) Standby/Backup: available for service but not normally used | [6 empty] | McDonough | 40.5486 | -90.5138
2634 | City of Bushnell - (IL) | 935 | Bushnell | Electric Utility | IL | 3 | 2.2 | 2.2 | Petroleum Liquids | DFO | IC | 6 | 1965 |  |  | (SB) Standby/Backup: available for service but not normally used | [6 empty] | McDonough | 40.5486 | -90.5138
2634 | City of Bushnell - (IL) | 935 | Bushnell | Electric Utility | IL | 4 | 2.2 | 2.2 | Petroleum Liquids | DFO | IC | 6 | 1965 |  |  | (SB) Standby/Backup: available for service but not normally used | [6 empty] | McDonough | 40.5486 | -90.5138
2634 | City of Bushnell - (IL) | 935 | Bushnell | Electric Utility | IL | 5 | 1 | 1 | Petroleum Liquids | DFO | IC | 6 | 1956 |  |  | (SB) Standby/Backup: available for service but not normally used | [6 empty] | McDonough | 40.5486 | -90.5138
2634 | City of Bushnell - (IL) | 935 | Bushnell | Electric Utility | IL | 6 | 2.5 | 2.5 | Petroleum Liquids | DFO | IC | 9 | 2000 |  |  | (SB) Standby/Backup: available for service but not normally used | [6 empty] | McDonough | 40.5486 | -90.5138
2634 | City of Bushnell - (IL) | 935 | Bushnell | Electric Utility | IL | 7 | 2.5 | 2.5 | Petroleum Liquids | DFO | IC | 9 | 2000 |  |  | (SB) Standby/Backup: available for service but not normally used | [6 empty] | McDonough | 40.5486 | -90.5138
3037 | City of Carlyle - (IL) | 936 | Carlyle | Electric Utility | IL | 1 | 3 | 3 | Petroleum Liquids | DFO | IC | 8 | 1971 |  |  | (SB) Standby/Backup: available for service but not normally used | [6 empty] | CLINTON | 38.6106 | -89.3583
3037 | City of Carlyle - (IL) | 936 | Carlyle | Electric Utility | IL | 10 | 2.5 | 2.5 | Petroleum Liquids | DFO | IC | 10 | 2003 |  |  | (SB) Standby/Backup: available for service but not normally used | [6 empty] | CLINTON | 38.6106 | -89.3583
3037 | City of Carlyle - (IL) | 936 | Carlyle | Electric Utility | IL | 7 | 2 | 2 | Petroleum Liquids | DFO | IC | 8 | 1964 |  |  | (SB) Standby/Backup: available for service but not normally used | [6 empty] | CLINTON | 38.6106 | -89.3583
3037 | City of Carlyle - (IL) | 936 | Carlyle | Electric Utility | IL | 8 | 2.5 | 2.5 | Petroleum Liquids | DFO | IC | 10 | 1998 |  |  | (SB) Standby/Backup: available for service but not normally used | [6 empty] | CLINTON | 38.6106 | -89.3583
3037 | City of Carlyle - (IL) | 936 | Carlyle | Electric Utility | IL | 9 | 2.5 | 2.5 | Petroleum Liquids | DFO | IC | 9 | 1999 |  |  | (SB) Standby/Backup: available for service but not normally used | [6 empty] | CLINTON | 38.6106 | -89.3583
3040 | City of Carmi - (IL) | 937 | Carmi | Electric Utility | IL | 10 | 1.7 | 1.6 | Petroleum Liquids | DFO | IC | 88 | 1958 |  |  | (OP) Operating | [6 empty] | White | 38.0967 | -88.1631
3040 | City of Carmi - (IL) | 937 | Carmi | Electric Utility | IL | 11 | 2.7 | 2.7 | Petroleum Liquids | DFO | IC | 88 | 1963 |  |  | (OP) Operating | [6 empty] | White | 38.0967 | -88.1631
3040 | City of Carmi - (IL) | 937 | Carmi | Electric Utility | IL | 12 | 2 | 1.8 | Petroleum Liquids | DFO | IC | 88 | 1967 |  |  | (OP) Operating | [6 empty] | White | 38.0967 | -88.1631
3040 | City of Carmi - (IL) | 937 | Carmi | Electric Utility | IL | 13 | 4.4 | 4.3 | Petroleum Liquids | DFO | IC | 88 | 1973 |  |  | (OP) Operating | [6 empty] | White | 38.0967 | -88.1631
3040 | City of Carmi - (IL) | 937 | Carmi | Electric Utility | IL | 14 | 1.1 | 1.1 | Petroleum Liquids | DFO | IC | 7 | 2013 |  |  | (OP) Operating | [6 empty] | White | 38.0967 | -88.1631
3040 | City of Carmi - (IL) | 937 | Carmi | Electric Utility | IL | 7 | 1.1 | 0.9 | Petroleum Liquids | DFO | IC | 88 | 1948 |  |  | (OP) Operating | [6 empty] | White | 38.0967 | -88.1631
3040 | City of Carmi - (IL) | 937 | Carmi | Electric Utility | IL | 8 | 1.4 | 1.2 | Petroleum Liquids | DFO | IC | 88 | 1951 |  |  | (OP) Operating | [6 empty] | White | 38.0967 | -88.1631
3040 | City of Carmi - (IL) | 937 | Carmi | Electric Utility | IL | 9 | 1.7 | 1.5 | Petroleum Liquids | DFO | IC | 88 | 1958 |  |  | (OP) Operating | [6 empty] | White | 38.0967 | -88.1631
6141 | City of Fairfield- (IL) | 940 | Fairfield | Electric Utility | IL | IC5 | 2.4 | 2.4 | Petroleum Liquids | DFO | IC | 1 | 1967 |  |  | (OP) Operating | [6 empty] | Wayne | 38.3797 | -88.3669
6141 | City of Fairfield- (IL) | 940 | Fairfield | Electric Utility | IL | IC6 | 2.4 | 2.4 | Petroleum Liquids | DFO | IC | 1 | 1967 |  |  | (OP) Operating | [6 empty] | Wayne | 38.3797 | -88.3669
6141 | City of Fairfield- (IL) | 940 | Fairfield | Electric Utility | IL | IC7 | 2.7 | 2.7 | Petroleum Liquids | DFO | IC | 3 | 1979 |  |  | (OP) Operating | [6 empty] | Wayne | 38.3797 | -88.3669
6192 | City of Farmer City - (IL) | 941 | Farmer City | Electric Utility | IL | 1 | 1.5 | 1.3 | Natural Gas Internal Combustion Engine | NG | IC | 7 | 1967 |  |  | (OP) Operating | [6 empty] | DeWitt | 40.2461 | -88.6388
6192 | City of Farmer City - (IL) | 941 | Farmer City | Electric Utility | IL | 2 | 1.1 | 0.9 | Petroleum Liquids | DFO | IC | 4 | 1963 |  |  | (OP) Operating | [6 empty] | DeWitt | 40.2461 | -88.6388
6192 | City of Farmer City - (IL) | 941 | Farmer City | Electric Utility | IL | 4 | 0.8 | 0.7 | Petroleum Liquids | DFO | IC | 4 | 1951 |  |  | (OP) Operating | [6 empty] | DeWitt | 40.2461 | -88.6388
6192 | City of Farmer City - (IL) | 941 | Farmer City | Electric Utility | IL | 5 | 3.5 | 2.8 | Natural Gas Internal Combustion Engine | NG | IC | 7 | 1974 |  |  | (OP) Operating | [6 empty] | DeWitt | 40.2461 | -88.6388
6192 | City of Farmer City - (IL) | 941 | Farmer City | Electric Utility | IL | 6 | 2.2 | 2 | Petroleum Liquids | DFO | IC | 8 | 2012 |  |  | (OP) Operating | [6 empty] | DeWitt | 40.2461 | -88.6388
6192 | City of Farmer City - (IL) | 941 | Farmer City | Electric Utility | IL | 7 | 2.2 | 2 | Petroleum Liquids | DFO | IC | 8 | 2012 |  |  | (OP) Operating | [6 empty] | DeWitt | 40.2461 | -88.6388
6764 | Village of Freeburg - (IL) | 943 | Freeburg | Electric Utility | IL | 1 | 0.4 | 0.4 | Petroleum Liquids | DFO | IC | 88 | 1948 |  |  | (SB) Standby/Backup: available for service but not normally used | [6 empty] | St Clair | 38.4256 | -89.9144
6764 | Village of Freeburg - (IL) | 943 | Freeburg | Electric Utility | IL | 10 | 1.8 | 1.8 | Petroleum Liquids | DFO | IC | 9 | 2007 |  |  | (SB) Standby/Backup: available for service but not normally used | [6 empty] | St Clair | 38.4256 | -89.9144
6764 | Village of Freeburg - (IL) | 943 | Freeburg | Electric Utility | IL | 11 | 1.8 | 1.8 | Petroleum Liquids | DFO | IC | 9 | 2007 |  |  | (SB) Standby/Backup: available for service but not normally used | [6 empty] | St Clair | 38.4256 | -89.9144
6764 | Village of Freeburg - (IL) | 943 | Freeburg | Electric Utility | IL | 12 | 1.8 | 1.8 | Petroleum Liquids | DFO | IC | 9 | 2007 |  |  | (SB) Standby/Backup: available for service but not normally used | [6 empty] | St Clair | 38.4256 | -89.9144
6764 | Village of Freeburg - (IL) | 943 | Freeburg | Electric Utility | IL | 2 | 0.4 | 0.4 | Petroleum Liquids | DFO | IC | 88 | 1948 |  |  | (SB) Standby/Backup: available for service but not normally used | [6 empty] | St Clair | 38.4256 | -89.9144
6764 | Village of Freeburg - (IL) | 943 | Freeburg | Electric Utility | IL | 3 | 0.6 | 0.6 | Petroleum Liquids | DFO | IC | 88 | 1953 |  |  | (SB) Standby/Backup: available for service but not normally used | [6 empty] | St Clair | 38.4256 | -89.9144
6764 | Village of Freeburg - (IL) | 943 | Freeburg | Electric Utility | IL | 4 | 1 | 1 | Petroleum Liquids | DFO | IC | 88 | 1959 |  |  | (SB) Standby/Backup: available for service but not normally used | [6 empty] | St Clair | 38.4256 | -89.9144
6764 | Village of Freeburg - (IL) | 943 | Freeburg | Electric Utility | IL | 6 | 1.8 | 1.8 | Petroleum Liquids | DFO | IC | 88 | 1974 |  |  | (SB) Standby/Backup: available for service but not normally used | [6 empty] | St Clair | 38.4256 | -89.9144
6764 | Village of Freeburg - (IL) | 943 | Freeburg | Electric Utility | IL | 7 | 2.6 | 2.6 | Petroleum Liquids | DFO | IC | 7 | 1986 |  |  | (SB) Standby/Backup: available for service but not normally used | [6 empty] | St Clair | 38.4256 | -89.9144
6764 | Village of Freeburg - (IL) | 943 | Freeburg | Electric Utility | IL | 8 | 1.7 | 1.8 | Petroleum Liquids | DFO | IC | 1 | 1996 |  |  | (SB) Standby/Backup: available for service but not normally used | [6 empty] | St Clair | 38.4256 | -89.9144
6764 | Village of Freeburg - (IL) | 943 | Freeburg | Electric Utility | IL | 9 | 1.8 | 1.8 | Petroleum Liquids | DFO | IC | 1 | 1996 |  |  | (SB) Standby/Backup: available for service but not normally used | [6 empty] | St Clair | 38.4256 | -89.9144
7095 | City of Geneseo - (IL) | 944 | Geneseo | Electric Utility | IL | 1 | 5.6 | 4.4 | Natural Gas Internal Combustion Engine | NG | IC | 3 | 1974 |  |  | (OP) Operating | [6 empty] | Henry | 41.4515 | -90.1485
7095 | City of Geneseo - (IL) | 944 | Geneseo | Electric Utility | IL | 10 | 1.5 | 1.5 | Onshore Wind Turbine | WND | WT | 9 | 2009 |  |  | (OP) Operating | [6 empty] | Henry | 41.4515 | -90.1485
7095 | City of Geneseo - (IL) | 944 | Geneseo | Electric Utility | IL | 11 | 1.5 | 1.5 | Onshore Wind Turbine | WND | WT | 10 | 2009 |  |  | (OP) Operating | [6 empty] | Henry | 41.4515 | -90.1485
7095 | City of Geneseo - (IL) | 944 | Geneseo | Electric Utility | IL | 12 | 1.2 | 0.9 | Solar Photovoltaic | SUN | PV | 8 | 2015 |  |  | (OP) Operating | [6 empty] | Henry | 41.4515 | -90.1485
7095 | City of Geneseo - (IL) | 944 | Geneseo | Electric Utility | IL | 2 | 3.5 | 2.8 | Natural Gas Internal Combustion Engine | NG | IC | 10 | 1967 |  |  | (OP) Operating | [6 empty] | Henry | 41.4515 | -90.1485
7095 | City of Geneseo - (IL) | 944 | Geneseo | Electric Utility | IL | 3 | 3.5 | 2.8 | Natural Gas Internal Combustion Engine | NG | IC | 6 | 1966 |  |  | (OP) Operating | [6 empty] | Henry | 41.4515 | -90.1485
7095 | City of Geneseo - (IL) | 944 | Geneseo | Electric Utility | IL | 4 | 1.6 | 1.3 | Natural Gas Internal Combustion Engine | NG | IC | 7 | 1957 |  |  | (OP) Operating | [6 empty] | Henry | 41.4515 | -90.1485
7095 | City of Geneseo - (IL) | 944 | Geneseo | Electric Utility | IL | 5A | 4.4 | 3.4 | Natural Gas Internal Combustion Engine | NG | IC | 8 | 1990 |  |  | (OP) Operating | [6 empty] | Henry | 41.4515 | -90.1485
7095 | City of Geneseo - (IL) | 944 | Geneseo | Electric Utility | IL | 6A | 3 | 2.4 | Natural Gas Internal Combustion Engine | NG | IC | 5 | 2003 |  |  | (OP) Operating | [6 empty] | Henry | 41.4515 | -90.1485
7095 | City of Geneseo - (IL) | 944 | Geneseo | Electric Utility | IL | 7 | 3 | 2.4 | Natural Gas Internal Combustion Engine | NG | IC | 6 | 1961 |  |  | (OP) Operating | [6 empty] | Henry | 41.4515 | -90.1485
7095 | City of Geneseo - (IL) | 944 | Geneseo | Electric Utility | IL | 9 | 4.8 | 3.8 | Petroleum Liquids | DFO | IC | 5 | 1998 |  |  | (OP) Operating | [6 empty] | Henry | 41.4515 | -90.1485
8573 | City of Highland | 946 | Highland | Electric Utility | IL | IC1 | 1.6 | 1.6 | Petroleum Liquids | DFO | IC | 7 | 1993 |  |  | (SB) Standby/Backup: available for service but not normally used | [6 empty] | Madison | 38.7412 | -89.6849
8573 | City of Highland | 946 | Highland | Electric Utility | IL | IC2 | 1.6 | 1.6 | Petroleum Liquids | DFO | IC | 7 | 1993 |  |  | (SB) Standby/Backup: available for service but not normally used | [6 empty] | Madison | 38.7412 | -89.6849
8573 | City of Highland | 946 | Highland | Electric Utility | IL | IC3 | 1.6 | 1.6 | Petroleum Liquids | DFO | IC | 7 | 1993 |  |  | (SB) Standby/Backup: available for service but not normally used | [6 empty] | Madison | 38.7412 | -89.6849
8573 | City of Highland | 946 | Highland | Electric Utility | IL | IC5 | 2 | 2 | Petroleum Liquids | DFO | IC | 3 | 1967 |  |  | (SB) Standby/Backup: available for service but not normally used | [6 empty] | Madison | 38.7412 | -89.6849
8573 | City of Highland | 946 | Highland | Electric Utility | IL | IC6 | 2 | 2 | Petroleum Liquids | DFO | IC | 1 | 1968 |  |  | (SB) Standby/Backup: available for service but not normally used | [6 empty] | Madison | 38.7412 | -89.6849
8573 | City of Highland | 946 | Highland | Electric Utility | IL | IC7 | 4.4 | 4 | Petroleum Liquids | DFO | IC | 8 | 1971 |  |  | (SB) Standby/Backup: available for service but not normally used | [6 empty] | Madison | 38.7412 | -89.6849
8573 | City of Highland | 946 | Highland | Electric Utility | IL | IC8 | 4.4 | 4 | Petroleum Liquids | DFO | IC | 8 | 1971 |  |  | (SB) Standby/Backup: available for service but not normally used | [6 empty] | Madison | 38.7412 | -89.6849
12167 | City of McLeansboro - (IL) | 948 | McLeansboro | Electric Utility | IL | 2 | 0.6 | 0.4 | Petroleum Liquids | DFO | IC | 12 | 1950 |  |  | (SB) Standby/Backup: available for service but not normally used | [6 empty] | Hamilton | 38.0947 | -88.5413
12167 | City of McLeansboro - (IL) | 948 | McLeansboro | Electric Utility | IL | 5 | 2 | 1.8 | Petroleum Liquids | DFO | IC | 12 | 1979 |  |  | (SB) Standby/Backup: available for service but not normally used | [6 empty] | Hamilton | 38.0947 | -88.5413
12167 | City of McLeansboro - (IL) | 948 | McLeansboro | Electric Utility | IL | 6 | 2.4 | 2.2 | Petroleum Liquids | DFO | IC | 12 | 1979 |  |  | (SB) Standby/Backup: available for service but not normally used | [6 empty] | Hamilton | 38.0947 | -88.5413
12167 | City of McLeansboro - (IL) | 948 | McLeansboro | Electric Utility | IL | 7 | 1.1 | 1 | Petroleum Liquids | DFO | IC | 1 | 1995 |  |  | (SB) Standby/Backup: available for service but not normally used | [6 empty] | Hamilton | 38.0947 | -88.5413
12167 | City of McLeansboro - (IL) | 948 | McLeansboro | Electric Utility | IL | 8 | 1.1 | 1 | Petroleum Liquids | DFO | IC | 12 | 1994 |  |  | (SB) Standby/Backup: available for service but not normally used | [6 empty] | Hamilton | 38.0947 | -88.5413
12167 | City of McLeansboro - (IL) | 948 | McLeansboro | Electric Utility | IL | 9 | 2 | 2 | Petroleum Liquids | DFO | IC | 6 | 2002 |  |  | (SB) Standby/Backup: available for service but not normally used | [6 empty] | Hamilton | 38.0947 | -88.5413
11736 | City of Marshall - (IL) | 949 | Marshall (IL) | Electric Utility | IL | 10 | 1.8 | 1.8 | Petroleum Liquids | DFO | IC | 4 | 2002 |  |  | (OP) Operating | [6 empty] | Clark | 39.3921 | -87.6851
11736 | City of Marshall - (IL) | 949 | Marshall (IL) | Electric Utility | IL | 11 | 1.8 | 1.8 | Petroleum Liquids | DFO | IC | 4 | 2002 |  |  | (OP) Operating | [6 empty] | Clark | 39.3921 | -87.6851
11736 | City of Marshall - (IL) | 949 | Marshall (IL) | Electric Utility | IL | 12 | 1.8 | 1.8 | Petroleum Liquids | DFO | IC | 1 | 2007 |  |  | (OP) Operating | [6 empty] | Clark | 39.3921 | -87.6851
11736 | City of Marshall - (IL) | 949 | Marshall (IL) | Electric Utility | IL | 13 | 1.8 | 1.8 | Petroleum Liquids | DFO | IC | 1 | 2007 |  |  | (OP) Operating | [6 empty] | Clark | 39.3921 | -87.6851
11736 | City of Marshall - (IL) | 949 | Marshall (IL) | Electric Utility | IL | 5 | 2.5 | 2.5 | Petroleum Liquids | DFO | IC | 9 | 2002 |  |  | (OP) Operating | [6 empty] | Clark | 39.3921 | -87.6851
11736 | City of Marshall - (IL) | 949 | Marshall (IL) | Electric Utility | IL | 6 | 1.8 | 1.8 | Petroleum Liquids | DFO | IC | 4 | 2002 |  |  | (OP) Operating | [6 empty] | Clark | 39.3921 | -87.6851
11736 | City of Marshall - (IL) | 949 | Marshall (IL) | Electric Utility | IL | 7 | 1.8 | 1.8 | Petroleum Liquids | DFO | IC | 4 | 2002 |  |  | (OP) Operating | [6 empty] | Clark | 39.3921 | -87.6851
11736 | City of Marshall - (IL) | 949 | Marshall (IL) | Electric Utility | IL | 8 | 1.8 | 1.8 | Petroleum Liquids | DFO | IC | 4 | 2002 |  |  | (OP) Operating | [6 empty] | Clark | 39.3921 | -87.6851
11736 | City of Marshall - (IL) | 949 | Marshall (IL) | Electric Utility | IL | 9 | 1.8 | 1.8 | Petroleum Liquids | DFO | IC | 4 | 2002 |  |  | (OP) Operating | [6 empty] | Clark | 39.3921 | -87.6851
14840 | City of Peru - (IL) | 955 | Peru (IL) | Electric Utility | IL | 11 | 2.7 | 2.7 | Petroleum Liquids | DFO | IC | 4 | 2011 |  |  | (OP) Operating | [6 empty] | LaSalle | 41.3237 | -89.1123
14840 | City of Peru - (IL) | 955 | Peru (IL) | Electric Utility | IL | 12 | 2.7 | 2.7 | Petroleum Liquids | DFO | IC | 4 | 2011 |  |  | (OP) Operating | [6 empty] | LaSalle | 41.3237 | -89.1123
14840 | City of Peru - (IL) | 955 | Peru (IL) | Electric Utility | IL | 13 | 2.7 | 2.7 | Petroleum Liquids | DFO | IC | 4 | 2011 |  |  | (OP) Operating | [6 empty] | LaSalle | 41.3237 | -89.1123
14840 | City of Peru - (IL) | 955 | Peru (IL) | Electric Utility | IL | 14 | 2.7 | 2.7 | Petroleum Liquids | DFO | IC | 4 | 2011 |  |  | (OP) Operating | [6 empty] | LaSalle | 41.3237 | -89.1123
14840 | City of Peru - (IL) | 955 | Peru (IL) | Electric Utility | IL | 15 | 2.7 | 2.7 | Petroleum Liquids | DFO | IC | 4 | 2011 |  |  | (OP) Operating | [6 empty] | LaSalle | 41.3237 | -89.1123
14840 | City of Peru - (IL) | 955 | Peru (IL) | Electric Utility | IL | 16 | 2.7 | 2.7 | Petroleum Liquids | DFO | IC | 9 | 2011 |  |  | (OP) Operating | [6 empty] | LaSalle | 41.3237 | -89.1123
14840 | City of Peru - (IL) | 955 | Peru (IL) | Electric Utility | IL | 17 | 2.7 | 2.7 | Petroleum Liquids | DFO | IC | 9 | 2011 |  |  | (OP) Operating | [6 empty] | LaSalle | 41.3237 | -89.1123
14840 | City of Peru - (IL) | 955 | Peru (IL) | Electric Utility | IL | GT1 | 10 | 8.6 | Petroleum Liquids | JF | GT | 10 | 1968 |  |  | (OP) Operating | [6 empty] | LaSalle | 41.3237 | -89.1123
14840 | City of Peru - (IL) | 955 | Peru (IL) | Electric Utility | IL | HC1 | 1.9 | 1.7 | Conventional Hydroelectric | WAT | HY | 9 | 1996 |  |  | (OP) Operating | [6 empty] | LaSalle | 41.3237 | -89.1123
14840 | City of Peru - (IL) | 955 | Peru (IL) | Electric Utility | IL | HC2 | 1.9 | 1.7 | Conventional Hydroelectric | WAT | HY | 9 | 1996 |  |  | (OP) Operating | [6 empty] | LaSalle | 41.3237 | -89.1123
14840 | City of Peru - (IL) | 955 | Peru (IL) | Electric Utility | IL | HC3 | 1.9 | 1.7 | Conventional Hydroelectric | WAT | HY | 9 | 1996 |  |  | (OP) Operating | [6 empty] | LaSalle | 41.3237 | -89.1123
14840 | City of Peru - (IL) | 955 | Peru (IL) | Electric Utility | IL | HC4 | 1.9 | 1.7 | Conventional Hydroelectric | WAT | HY | 9 | 1996 |  |  | (OP) Operating | [6 empty] | LaSalle | 41.3237 | -89.1123
18445 | City of Tallahassee - (FL) | 956 | C H Corn Hydroelectric Facility | Electric Utility | FL | 1 | 4.4 | 4 | Conventional Hydroelectric | WAT | HY | 9 | 1985 |  |  | (OP) Operating | [6 empty] | LEON | 30.3885 | -84.6466
18445 | City of Tallahassee - (FL) | 956 | C H Corn Hydroelectric Facility | Electric Utility | FL | 2 | 4.4 | 4 | Conventional Hydroelectric | WAT | HY | 8 | 1985 |  |  | (OP) Operating | [6 empty] | LEON | 30.3885 | -84.6466
18445 | City of Tallahassee - (FL) | 956 | C H Corn Hydroelectric Facility | Electric Utility | FL | 3 | 3.4 | 3 | Conventional Hydroelectric | WAT | HY | 1 | 1986 |  |  | (OP) Operating | [6 empty] | LEON | 30.3885 | -84.6466
15388 | City of Princeton - (IL) | 957 | Princeton (IL) | Electric Utility | IL | 1 | 2.3 | 2.3 | Natural Gas Internal Combustion Engine | NG | IC | 7 | 1953 |  |  | (SB) Standby/Backup: available for service but not normally used | [6 empty] | Bureau | 41.3767 | -89.3817
15388 | City of Princeton - (IL) | 957 | Princeton (IL) | Electric Utility | IL | 2 | 3 | 3 | Natural Gas Internal Combustion Engine | NG | IC | 4 | 1958 |  |  | (SB) Standby/Backup: available for service but not normally used | [6 empty] | Bureau | 41.3767 | -89.3817
15388 | City of Princeton - (IL) | 957 | Princeton (IL) | Electric Utility | IL | 3 | 3.4 | 3.4 | Natural Gas Internal Combustion Engine | NG | IC | 8 | 1965 |  |  | (SB) Standby/Backup: available for service but not normally used | [6 empty] | Bureau | 41.3767 | -89.3817
15388 | City of Princeton - (IL) | 957 | Princeton (IL) | Electric Utility | IL | 4 | 3.4 | 3.4 | Natural Gas Internal Combustion Engine | NG | IC | 1 | 1965 |  |  | (SB) Standby/Backup: available for service but not normally used | [6 empty] | Bureau | 41.3767 | -89.3817
15388 | City of Princeton - (IL) | 957 | Princeton (IL) | Electric Utility | IL | 5 | 4.4 | 4.4 | Natural Gas Internal Combustion Engine | NG | IC | 7 | 1971 |  |  | (SB) Standby/Backup: available for service but not normally used | [6 empty] | Bureau | 41.3767 | -89.3817
15388 | City of Princeton - (IL) | 957 | Princeton (IL) | Electric Utility | IL | 6 | 5.6 | 5.5 | Natural Gas Internal Combustion Engine | NG | IC | 8 | 1971 |  |  | (SB) Standby/Backup: available for service but not normally used | [6 empty] | Bureau | 41.3767 | -89.3817
15388 | City of Princeton - (IL) | 957 | Princeton (IL) | Electric Utility | IL | 7 | 7 | 7 | Natural Gas Internal Combustion Engine | NG | IC | 9 | 1976 |  |  | (SB) Standby/Backup: available for service but not normally used | [6 empty] | Bureau | 41.3767 | -89.3817
15388 | City of Princeton - (IL) | 957 | Princeton (IL) | Electric Utility | IL | 8 | 8.8 | 8.7 | Natural Gas Internal Combustion Engine | NG | IC | 9 | 1976 |  |  | (SB) Standby/Backup: available for service but not normally used | [6 empty] | Bureau | 41.3767 | -89.3817
15686 | Village of Rantoul - (IL) | 958 | Rantoul | Electric Utility | IL | 10 | 1.8 | 1.8 | Petroleum Liquids | DFO | IC | 8 | 2000 |  |  | (OP) Operating | [6 empty] | Champaign | 40.3122 | -88.1594
15686 | Village of Rantoul - (IL) | 958 | Rantoul | Electric Utility | IL | 11 | 1.8 | 1.8 | Petroleum Liquids | DFO | IC | 8 | 2000 |  |  | (OP) Operating | [6 empty] | Champaign | 40.3122 | -88.1594
15686 | Village of Rantoul - (IL) | 958 | Rantoul | Electric Utility | IL | 12 | 1.8 | 1.8 | Petroleum Liquids | DFO | IC | 8 | 2000 |  |  | (OP) Operating | [6 empty] | Champaign | 40.3122 | -88.1594
15686 | Village of Rantoul - (IL) | 958 | Rantoul | Electric Utility | IL | 13 | 1.8 | 1.8 | Petroleum Liquids | DFO | IC | 8 | 2000 |  |  | (OP) Operating | [6 empty] | Champaign | 40.3122 | -88.1594
15686 | Village of Rantoul - (IL) | 958 | Rantoul | Electric Utility | IL | 14 | 1.8 | 1.8 | Petroleum Liquids | DFO | IC | 8 | 2000 |  |  | (OP) Operating | [6 empty] | Champaign | 40.3122 | -88.1594
15686 | Village of Rantoul - (IL) | 958 | Rantoul | Electric Utility | IL | 15 | 1.8 | 1.8 | Petroleum Liquids | DFO | IC | 1 | 2001 |  |  | (OP) Operating | [6 empty] | Champaign | 40.3122 | -88.1594
15686 | Village of Rantoul - (IL) | 958 | Rantoul | Electric Utility | IL | 16 | 1.8 | 1.8 | Petroleum Liquids | DFO | IC | 1 | 2001 |  |  | (OP) Operating | [6 empty] | Champaign | 40.3122 | -88.1594
15686 | Village of Rantoul - (IL) | 958 | Rantoul | Electric Utility | IL | 3 | 1.2 | 0.7 | Petroleum Liquids | DFO | IC | 4 | 1953 |  |  | (SB) Standby/Backup: available for service but not normally used | [6 empty] | Champaign | 40.3122 | -88.1594
15686 | Village of Rantoul - (IL) | 958 | Rantoul | Electric Utility | IL | 7 | 5.2 | 4.7 | Petroleum Liquids | DFO | IC | 8 | 1967 |  |  | (SB) Standby/Backup: available for service but not normally used | [6 empty] | Champaign | 40.3122 | -88.1594
15686 | Village of Rantoul - (IL) | 958 | Rantoul | Electric Utility | IL | 8 | 4 | 3 | Petroleum Liquids | DFO | IC | 7 | 1964 |  |  | (SB) Standby/Backup: available for service but not normally used | [6 empty] | Champaign | 40.3122 | -88.1594
15686 | Village of Rantoul - (IL) | 958 | Rantoul | Electric Utility | IL | 9 | 1.8 | 1.8 | Petroleum Liquids | DFO | IC | 8 | 2000 |  |  | (OP) Operating | [6 empty] | Champaign | 40.3122 | -88.1594
15772 | City of Red Bud - (IL) | 959 | Red Bud | Electric Utility | IL | 1 | 2.4 | 2.2 | Petroleum Liquids | DFO | IC | 7 | 1968 |  |  | (OP) Operating | [6 empty] | RANDOLPH | 38.2165 | -89.9992
15772 | City of Red Bud - (IL) | 959 | Red Bud | Electric Utility | IL | 2 | 1.1 | 0.9 | Petroleum Liquids | DFO | IC | 3 | 1959 |  |  | (OP) Operating | [6 empty] | RANDOLPH | 38.2165 | -89.9992
15772 | City of Red Bud - (IL) | 959 | Red Bud | Electric Utility | IL | 3 | 2.4 | 2.2 | Petroleum Liquids | DFO | IC | 11 | 1964 |  |  | (OP) Operating | [6 empty] | RANDOLPH | 38.2165 | -89.9992
15772 | City of Red Bud - (IL) | 959 | Red Bud | Electric Utility | IL | 4 | 3.5 | 3 | Petroleum Liquids | DFO | IC | 3 | 1973 |  |  | (OP) Operating | [6 empty] | RANDOLPH | 38.2165 | -89.9992
15772 | City of Red Bud - (IL) | 959 | Red Bud | Electric Utility | IL | 7 | 2.8 | 3 | Petroleum Liquids | DFO | IC | 6 | 2002 |  |  | (OP) Operating | [6 empty] | RANDOLPH | 38.2165 | -89.9992
15772 | City of Red Bud - (IL) | 959 | Red Bud | Electric Utility | IL | 8 | 2.8 | 3 | Petroleum Liquids | DFO | IC | 6 | 2002 |  |  | (OP) Operating | [6 empty] | RANDOLPH | 38.2165 | -89.9992
16179 | Rochelle Municipal Utilities | 960 | North Ninth Street | Electric Utility | IL | 1 | 0.9 | 0.6 | Petroleum Liquids | DFO | IC | 10 | 1940 |  |  | (OP) Operating | [6 empty] | Ogle | 41.9093 | -89.0498
16179 | Rochelle Municipal Utilities | 960 | North Ninth Street | Electric Utility | IL | 10 | 2.5 | 2 | Natural Gas Internal Combustion Engine | NG | IC | 5 | 1989 |  |  | (OP) Operating | [6 empty] | Ogle | 41.9093 | -89.0498
16179 | Rochelle Municipal Utilities | 960 | North Ninth Street | Electric Utility | IL | 3 | 2.5 | 2 | Natural Gas Internal Combustion Engine | NG | IC | 7 | 1956 |  |  | (OP) Operating | [6 empty] | Ogle | 41.9093 | -89.0498
16179 | Rochelle Municipal Utilities | 960 | North Ninth Street | Electric Utility | IL | 4 | 1 | 0.7 | Petroleum Liquids | DFO | IC | 10 | 1946 |  |  | (OP) Operating | [6 empty] | Ogle | 41.9093 | -89.0498
16179 | Rochelle Municipal Utilities | 960 | North Ninth Street | Electric Utility | IL | 6 | 2.5 | 2 | Natural Gas Internal Combustion Engine | NG | IC | 4 | 1954 |  |  | (OP) Operating | [6 empty] | Ogle | 41.9093 | -89.0498
16179 | Rochelle Municipal Utilities | 960 | North Ninth Street | Electric Utility | IL | 7 | 3.8 | 3.5 | Natural Gas Internal Combustion Engine | NG | IC | 2 | 1967 |  |  | (OP) Operating | [6 empty] | Ogle | 41.9093 | -89.0498
16179 | Rochelle Municipal Utilities | 960 | North Ninth Street | Electric Utility | IL | 8 | 1 | 0.5 | Petroleum Liquids | DFO | IC | 6 | 1949 |  |  | (OP) Operating | [6 empty] | Ogle | 41.9093 | -89.0498
16179 | Rochelle Municipal Utilities | 960 | North Ninth Street | Electric Utility | IL | 9 | 3.5 | 3 | Natural Gas Internal Combustion Engine | NG | IC | 5 | 1989 |  |  | (OP) Operating | [6 empty] | Ogle | 41.9093 | -89.0498
16179 | Rochelle Municipal Utilities | 960 | North Ninth Street | Electric Utility | IL | SOL1 | 0.3 | 0.3 | Solar Photovoltaic | SUN | PV | 11 | 2014 |  |  | (OP) Operating | [6 empty] | Ogle | 41.9093 | -89.0498
16179 | Rochelle Municipal Utilities | 961 | South Main Street | Electric Utility | IL | 1 | 2.5 | 1.6 | Natural Gas Internal Combustion Engine | NG | IC | 9 | 1967 |  |  | (SB) Standby/Backup: available for service but not normally used | [6 empty] | Ogle | 41.9092 | -89.0504
16179 | Rochelle Municipal Utilities | 961 | South Main Street | Electric Utility | IL | 13 | 1.8 | 1.8 | Petroleum Liquids | DFO | IC | 10 | 2014 |  |  | (SB) Standby/Backup: available for service but not normally used | [6 empty] | Ogle | 41.9092 | -89.0504
16179 | Rochelle Municipal Utilities | 961 | South Main Street | Electric Utility | IL | 14 | 1.8 | 1.8 | Petroleum Liquids | DFO | IC | 10 | 2014 |  |  | (SB) Standby/Backup: available for service but not normally used | [6 empty] | Ogle | 41.9092 | -89.0504
16179 | Rochelle Municipal Utilities | 961 | South Main Street | Electric Utility | IL | 15 | 1.8 | 1.8 | Petroleum Liquids | DFO | IC | 10 | 2014 |  |  | (SB) Standby/Backup: available for service but not normally used | [6 empty] | Ogle | 41.9092 | -89.0504
16179 | Rochelle Municipal Utilities | 961 | South Main Street | Electric Utility | IL | 2 | 2.5 | 2 | Natural Gas Internal Combustion Engine | NG | IC | 9 | 1967 |  |  | (SB) Standby/Backup: available for service but not normally used | [6 empty] | Ogle | 41.9092 | -89.0504
17828 | City of Springfield - (IL) | 963 | Dallman | Electric Utility | IL | 1 | 90.2 | 73 | Conventional Steam Coal | BIT | ST | 6 | 1968 |  |  | (OP) Operating | [6 empty] | Sangamon | 39.7548 | -89.6024
17828 | City of Springfield - (IL) | 963 | Dallman | Electric Utility | IL | 2 | 90.2 | 65 | Conventional Steam Coal | BIT | ST | 6 | 1972 |  |  | (OP) Operating | [6 empty] | Sangamon | 39.7548 | -89.6024
17828 | City of Springfield - (IL) | 963 | Dallman | Electric Utility | IL | 3 | 207.3 | 188 | Conventional Steam Coal | BIT | ST | 6 | 1978 |  |  | (OP) Operating | [6 empty] | Sangamon | 39.7548 | -89.6024
17828 | City of Springfield - (IL) | 963 | Dallman | Electric Utility | IL | 4 | 230.1 | 208 | Conventional Steam Coal | BIT | ST | 5 | 2009 |  |  | (OP) Operating | [6 empty] | Sangamon | 39.7548 | -89.6024
17828 | City of Springfield - (IL) | 964 | Lakeside | Electric Utility | IL | D1 | 1.8 | 1.7 | Petroleum Liquids | DFO | IC | 6 | 2002 |  |  | (OP) Operating | [6 empty] | Sangamon | 39.7573 | -89.6005
17828 | City of Springfield - (IL) | 964 | Lakeside | Electric Utility | IL | D2 | 1.8 | 1.7 | Petroleum Liquids | DFO | IC | 6 | 2002 |  |  | (OP) Operating | [6 empty] | Sangamon | 39.7573 | -89.6005
17828 | City of Springfield - (IL) | 964 | Lakeside | Electric Utility | IL | D3 | 1.8 | 1.7 | Petroleum Liquids | DFO | IC | 6 | 2002 |  |  | (OP) Operating | [6 empty] | Sangamon | 39.7573 | -89.6005
17828 | City of Springfield - (IL) | 965 | Reynolds | Electric Utility | IL | 1 | 17.5 | 14 | Petroleum Liquids | DFO | GT | 11 | 1970 |  |  | (OP) Operating | [6 empty] | Sangamon | 39.8069 | -89.6417
18277 | City of Sullivan - (IL) | 969 | Sullivan (IL) | Electric Utility | IL | 1 | 4.3 | 4.3 | Petroleum Liquids | DFO | IC | 12 | 1974 |  |  | (SB) Standby/Backup: available for service but not normally used | [6 empty] | Moultrie | 39.5967 | -88.6119
18277 | City of Sullivan - (IL) | 969 | Sullivan (IL) | Electric Utility | IL | 10 | 2.4 | 2.2 | Petroleum Liquids | DFO | IC | 6 | 1971 |  |  | (SB) Standby/Backup: available for service but not normally used | [6 empty] | Moultrie | 39.5967 | -88.6119
18277 | City of Sullivan - (IL) | 969 | Sullivan (IL) | Electric Utility | IL | 11 | 2 | 2 | Petroleum Liquids | DFO | IC | 2 | 1996 |  |  | (SB) Standby/Backup: available for service but not normally used | [6 empty] | Moultrie | 39.5967 | -88.6119
18277 | City of Sullivan - (IL) | 969 | Sullivan (IL) | Electric Utility | IL | 12 | 1.1 | 1 | Petroleum Liquids | DFO | IC | 2 | 1996 |  |  | (SB) Standby/Backup: available for service but not normally used | [6 empty] | Moultrie | 39.5967 | -88.6119
18277 | City of Sullivan - (IL) | 969 | Sullivan (IL) | Electric Utility | IL | 13 | 2.3 | 2.3 | Petroleum Liquids | DFO | IC | 11 | 2012 |  |  | (OP) Operating | [6 empty] | Moultrie | 39.5967 | -88.6119
18277 | City of Sullivan - (IL) | 969 | Sullivan (IL) | Electric Utility | IL | 14 | 2.3 | 2.3 | Petroleum Liquids | DFO | IC | 11 | 2012 |  |  | (OP) Operating | [6 empty] | Moultrie | 39.5967 | -88.6119
18277 | City of Sullivan - (IL) | 969 | Sullivan (IL) | Electric Utility | IL | 15 | 2.3 | 2.3 | Petroleum Liquids | DFO | IC | 11 | 2012 |  |  | (OP) Operating | [6 empty] | Moultrie | 39.5967 | -88.6119
18277 | City of Sullivan - (IL) | 969 | Sullivan (IL) | Electric Utility | IL | 2 | 2 | 2 | Petroleum Liquids | DFO | IC | 11 | 1961 |  |  | (SB) Standby/Backup: available for service but not normally used | [6 empty] | Moultrie | 39.5967 | -88.6119
18277 | City of Sullivan - (IL) | 969 | Sullivan (IL) | Electric Utility | IL | 3 | 1.5 | 1.3 | Petroleum Liquids | DFO | IC | 11 | 1956 |  |  | (SB) Standby/Backup: available for service but not normally used | [6 empty] | Moultrie | 39.5967 | -88.6119
18277 | City of Sullivan - (IL) | 969 | Sullivan (IL) | Electric Utility | IL | 4 | 1.1 | 0.9 | Petroleum Liquids | DFO | IC | 5 | 1951 |  |  | (SB) Standby/Backup: available for service but not normally used | [6 empty] | Moultrie | 39.5967 | -88.6119
18277 | City of Sullivan - (IL) | 969 | Sullivan (IL) | Electric Utility | IL | 5 | 1.1 | 1.1 | Petroleum Liquids | DFO | IC | 9 | 1948 |  |  | (SB) Standby/Backup: available for service but not normally used | [6 empty] | Moultrie | 39.5967 | -88.6119
18277 | City of Sullivan - (IL) | 969 | Sullivan (IL) | Electric Utility | IL | 6 | 0.6 | 0.6 | Petroleum Liquids | DFO | IC | 6 | 1946 |  |  | (SB) Standby/Backup: available for service but not normally used | [6 empty] | Moultrie | 39.5967 | -88.6119
18277 | City of Sullivan - (IL) | 969 | Sullivan (IL) | Electric Utility | IL | 9 | 2.4 | 2.2 | Petroleum Liquids | DFO | IC | 6 | 1971 |  |  | (SB) Standby/Backup: available for service but not normally used | [6 empty] | Moultrie | 39.5967 | -88.6119
20180 | City of Waterloo - (IL) | 971 | Waterloo | Electric Utility | IL | 1 | 3.1 | 2.7 | Petroleum Liquids | DFO | IC | 5 | 1970 |  |  | (SB) Standby/Backup: available for service but not normally used | [6 empty] | Monroe | 38.3348 | -90.1589
20180 | City of Waterloo - (IL) | 971 | Waterloo | Electric Utility | IL | 10 | 1.8 | 1.8 | Petroleum Liquids | DFO | IC | 6 | 1996 |  |  | (OP) Operating | [6 empty] | Monroe | 38.3348 | -90.1589
20180 | City of Waterloo - (IL) | 971 | Waterloo | Electric Utility | IL | 11 | 1.8 | 1.8 | Petroleum Liquids | DFO | IC | 6 | 1996 |  |  | (OP) Operating | [6 empty] | Monroe | 38.3348 | -90.1589
20180 | City of Waterloo - (IL) | 971 | Waterloo | Electric Utility | IL | 12 | 6.6 | 6.6 | Natural Gas Fired Combustion Turbine | NG | GT | 5 | 2002 |  |  | (SB) Standby/Backup: available for service but not normally used | [6 empty] | Monroe | 38.3348 | -90.1589
20180 | City of Waterloo - (IL) | 971 | Waterloo | Electric Utility | IL | 13 | 7 | 6.6 | Natural Gas Fired Combustion Turbine | NG | GT | 5 | 2012 |  |  | (SB) Standby/Backup: available for service but not normally used | [6 empty] | Monroe | 38.3348 | -90.1589
20180 | City of Waterloo - (IL) | 971 | Waterloo | Electric Utility | IL | 2 | 0.2 | 0.2 | Petroleum Liquids | DFO | IC | 6 | 1954 |  |  | (SB) Standby/Backup: available for service but not normally used | [6 empty] | Monroe | 38.3348 | -90.1589
20180 | City of Waterloo - (IL) | 971 | Waterloo | Electric Utility | IL | 3 | 0.2 | 0.2 | Petroleum Liquids | DFO | IC | 6 | 1946 |  |  | (SB) Standby/Backup: available for service but not normally used | [6 empty] | Monroe | 38.3348 | -90.1589
20180 | City of Waterloo - (IL) | 971 | Waterloo | Electric Utility | IL | 4 | 2 | 1.8 | Petroleum Liquids | DFO | IC | 5 | 1963 |  |  | (SB) Standby/Backup: available for service but not normally used | [6 empty] | Monroe | 38.3348 | -90.1589
20180 | City of Waterloo - (IL) | 971 | Waterloo | Electric Utility | IL | 5 | 0.5 | 0.4 | Petroleum Liquids | DFO | IC | 6 | 1950 |  |  | (SB) Standby/Backup: available for service but not normally used | [6 empty] | Monroe | 38.3348 | -90.1589
20180 | City of Waterloo - (IL) | 971 | Waterloo | Electric Utility | IL | 6 | 0.5 | 0.5 | Petroleum Liquids | DFO | IC | 6 | 1950 |  |  | (SB) Standby/Backup: available for service but not normally used | [6 empty] | Monroe | 38.3348 | -90.1589
20180 | City of Waterloo - (IL) | 971 | Waterloo | Electric Utility | IL | 7 | 1.7 | 1.5 | Petroleum Liquids | DFO | IC | 6 | 1959 |  |  | (SB) Standby/Backup: available for service but not normally used | [6 empty] | Monroe | 38.3348 | -90.1589
20180 | City of Waterloo - (IL) | 971 | Waterloo | Electric Utility | IL | 8 | 3 | 2.4 | Petroleum Liquids | DFO | IC | 4 | 1973 |  |  | (SB) Standby/Backup: available for service but not normally used | [6 empty] | Monroe | 38.3348 | -90.1589
20180 | City of Waterloo - (IL) | 971 | Waterloo | Electric Utility | IL | 9 | 1.8 | 1.8 | Petroleum Liquids | DFO | IC | 6 | 1996 |  |  | (OP) Operating | [6 empty] | Monroe | 38.3348 | -90.1589
20824 | Village of Winnetka - (IL) | 972 | Winnetka | Electric Utility | IL | 4 | 9.4 | 9.4 | Natural Gas Steam Turbine | NG | ST | 1 | 1953 |  |  | (OP) Operating | [6 empty] | Cook | 42.1156 | -87.731
20824 | Village of Winnetka - (IL) | 972 | Winnetka | Electric Utility | IL | 6 | 6.3 | 6.3 | Natural Gas Steam Turbine | NG | ST | 1 | 1948 |  |  | (OP) Operating | [6 empty] | Cook | 42.1156 | -87.731
20824 | Village of Winnetka - (IL) | 972 | Winnetka | Electric Utility | IL | 7 | 12.5 | 12.5 | Natural Gas Steam Turbine | NG | ST | 1 | 1960 |  |  | (OP) Operating | [6 empty] | Cook | 42.1156 | -87.731
20824 | Village of Winnetka - (IL) | 972 | Winnetka | Electric Utility | IL | 8 | 2.6 | 2.6 | Petroleum Liquids | DFO | IC | 1 | 1979 |  |  | (OP) Operating | [6 empty] | Cook | 42.1156 | -87.731
20824 | Village of Winnetka - (IL) | 972 | Winnetka | Electric Utility | IL | 9 | 2.6 | 2.6 | Petroleum Liquids | DFO | IC | 1 | 1979 |  |  | (OP) Operating | [6 empty] | Cook | 42.1156 | -87.731
17632 | Southern Illinois Power Coop | 976 | Marion | Electric Utility | IL | 1 | 33 | 40 | Conventional Steam Coal | BIT | ST | 6 | 1963 |  |  | (OP) Operating | [6 empty] | Williamson | 37.6197 | -88.9531
17632 | Southern Illinois Power Coop | 976 | Marion | Electric Utility | IL | 2 | 33 | 40 | Conventional Steam Coal | BIT | ST | 8 | 1963 |  |  | (OP) Operating | [6 empty] | Williamson | 37.6197 | -88.9531
17632 | Southern Illinois Power Coop | 976 | Marion | Electric Utility | IL | 3 | 33 | 40 | Conventional Steam Coal | BIT | ST | 9 | 1963 |  |  | (OP) Operating | [6 empty] | Williamson | 37.6197 | -88.9531
17632 | Southern Illinois Power Coop | 976 | Marion | Electric Utility | IL | 4 | 173 | 170 | Conventional Steam Coal | BIT | ST | 10 | 1978 |  |  | (OP) Operating | [6 empty] | Williamson | 37.6197 | -88.9531
17632 | Southern Illinois Power Coop | 976 | Marion | Electric Utility | IL | 5 | 75 | 70 | Natural Gas Fired Combustion Turbine | NG | GT | 5 | 2003 |  |  | (SB) Standby/Backup: available for service but not normally used | [6 empty] | Williamson | 37.6197 | -88.9531
17632 | Southern Illinois Power Coop | 976 | Marion | Electric Utility | IL | 6 | 75 | 70 | Natural Gas Fired Combustion Turbine | NG | GT | 5 | 2003 |  |  | (SB) Standby/Backup: available for service but not normally used | [6 empty] | Williamson | 37.6197 | -88.9531
9269 | Indiana-Kentucky Electric Corp | 983 | Clifty Creek | Electric Utility | IN | 1 | 217.3 | 195.5 | Conventional Steam Coal | BIT | ST | 2 | 1955 |  |  | (OP) Operating | [6 empty] | Jefferson | 38.7378 | -85.4206
9269 | Indiana-Kentucky Electric Corp | 983 | Clifty Creek | Electric Utility | IN | 2 | 217.3 | 195.5 | Conventional Steam Coal | BIT | ST | 5 | 1955 |  |  | (OP) Operating | [6 empty] | Jefferson | 38.7378 | -85.4206
9269 | Indiana-Kentucky Electric Corp | 983 | Clifty Creek | Electric Utility | IN | 3 | 217.3 | 195.5 | Conventional Steam Coal | BIT | ST | 7 | 1955 |  |  | (OP) Operating | [6 empty] | Jefferson | 38.7378 | -85.4206
9269 | Indiana-Kentucky Electric Corp | 983 | Clifty Creek | Electric Utility | IN | 4 | 217.3 | 195.5 | Conventional Steam Coal | BIT | ST | 10 | 1955 |  |  | (OP) Operating | [6 empty] | Jefferson | 38.7378 | -85.4206
9269 | Indiana-Kentucky Electric Corp | 983 | Clifty Creek | Electric Utility | IN | 5 | 217.3 | 195.5 | Conventional Steam Coal | BIT | ST | 11 | 1955 |  |  | (OP) Operating | [6 empty] | Jefferson | 38.7378 | -85.4206
9269 | Indiana-Kentucky Electric Corp | 983 | Clifty Creek | Electric Utility | IN | 6 | 217.3 | 195.5 | Conventional Steam Coal | BIT | ST | 3 | 1956 |  |  | (OP) Operating | [6 empty] | Jefferson | 38.7378 | -85.4206
9324 | Indiana Michigan Power Co | 986 | Elkhart | Electric Utility | IN | 1 | 1.4 | 0.6 | Conventional Hydroelectric | WAT | HY | 1 | 1913 |  |  | (OP) Operating | [6 empty] | Elkhart | 41.6928 | -85.965
9324 | Indiana Michigan Power Co | 986 | Elkhart | Electric Utility | IN | 2 | 1 | 0.4 | Conventional Hydroelectric | WAT | HY | 1 | 1921 |  |  | (OP) Operating | [6 empty] | Elkhart | 41.6928 | -85.965
9324 | Indiana Michigan Power Co | 986 | Elkhart | Electric Utility | IN | 3 | 1 | 0.4 | Conventional Hydroelectric | WAT | HY | 1 | 1921 |  |  | (OP) Operating | [6 empty] | Elkhart | 41.6928 | -85.965
14354 | PacifiCorp | 987 | Last Chance | Electric Utility | ID | 1 | 0.2 | 0.2 | Conventional Hydroelectric | WAT | HY | 2 | 1984 |  |  | (OP) Operating | [6 empty] | Caribou | 42.6033 | -111.7053
14354 | PacifiCorp | 987 | Last Chance | Electric Utility | ID | 2 | 0.5 | 0.4 | Conventional Hydroelectric | WAT | HY | 2 | 1984 |  |  | (OP) Operating | [6 empty] | Caribou | 42.6033 | -111.7053
14354 | PacifiCorp | 987 | Last Chance | Electric Utility | ID | 3 | 1 | 0.8 | Conventional Hydroelectric | WAT | HY | 2 | 1984 |  |  | (OP) Operating | [6 empty] | Caribou | 42.6033 | -111.7053
9324 | Indiana Michigan Power Co | 989 | Twin Branch | Electric Utility | IN | H1E | 0.6 | 0.5 | Conventional Hydroelectric | WAT | HY | 5 | 1989 |  |  | (OP) Operating | [6 empty] | St Joseph | 41.665 | -86.1322
9324 | Indiana Michigan Power Co | 989 | Twin Branch | Electric Utility | IN | H1W | 0.6 | 0.5 | Conventional Hydroelectric | WAT | HY | 5 | 1989 |  |  | (OP) Operating | [6 empty] | St Joseph | 41.665 | -86.1322
9324 | Indiana Michigan Power Co | 989 | Twin Branch | Electric Utility | IN | H2W | 0.6 | 0.5 | Conventional Hydroelectric | WAT | HY | 5 | 1989 |  |  | (OP) Operating | [6 empty] | St Joseph | 41.665 | -86.1322
9324 | Indiana Michigan Power Co | 989 | Twin Branch | Electric Utility | IN | H3W | 0.6 | 0.5 | Conventional Hydroelectric | WAT | HY | 5 | 1989 |  |  | (OP) Operating | [6 empty] | St Joseph | 41.665 | -86.1322
9324 | Indiana Michigan Power Co | 989 | Twin Branch | Electric Utility | IN | H4W | 0.6 | 0.5 | Conventional Hydroelectric | WAT | HY | 5 | 1989 |  |  | (OP) Operating | [6 empty] | St Joseph | 41.665 | -86.1322
9324 | Indiana Michigan Power Co | 989 | Twin Branch | Electric Utility | IN | H5W | 0.6 | 0.5 | Conventional Hydroelectric | WAT | HY | 5 | 1989 |  |  | (OP) Operating | [6 empty] | St Joseph | 41.665 | -86.1322
9324 | Indiana Michigan Power Co | 989 | Twin Branch | Electric Utility | IN | H6E | 0.6 | 0.5 | Conventional Hydroelectric | WAT | HY | 5 | 1989 |  |  | (OP) Operating | [6 empty] | St Joseph | 41.665 | -86.1322
9324 | Indiana Michigan Power Co | 989 | Twin Branch | Electric Utility | IN | H6W | 0.6 | 0.5 | Conventional Hydroelectric | WAT | HY | 5 | 1989 |  |  | (OP) Operating | [6 empty] | St Joseph | 41.665 | -86.1322
9273 | Indianapolis Power & Light Co | 990 | Harding Street | Electric Utility | IN | 5 | 100 | 101 | Natural Gas Steam Turbine | NG | ST | 6 | 1958 |  |  | (OP) Operating | [6 empty] | Marion | 39.7113 | -86.1969
9273 | Indianapolis Power & Light Co | 990 | Harding Street | Electric Utility | IN | 6 | 100 | 99 | Natural Gas Steam Turbine | NG | ST | 5 | 1961 |  |  | (OP) Operating | [6 empty] | Marion | 39.7113 | -86.1969
9273 | Indianapolis Power & Light Co | 990 | Harding Street | Electric Utility | IN | 7 | 463 | 418 | Conventional Steam Coal | BIT | ST | 7 | 1973 |  |  | (OP) Operating | [6 empty] | Marion | 39.7113 | -86.1969
9273 | Indianapolis Power & Light Co | 990 | Harding Street | Electric Utility | IN | GT1 | 26 | 19.1 | Petroleum Liquids | DFO | GT | 5 | 1973 |  |  | (OP) Operating | [6 empty] | Marion | 39.7113 | -86.1969
9273 | Indianapolis Power & Light Co | 990 | Harding Street | Electric Utility | IN | GT2 | 26 | 17.9 | Petroleum Liquids | DFO | GT | 5 | 1973 |  |  | (OP) Operating | [6 empty] | Marion | 39.7113 | -86.1969
9273 | Indianapolis Power & Light Co | 990 | Harding Street | Electric Utility | IN | GT4 | 83 | 67 | Natural Gas Fired Combustion Turbine | NG | GT | 4 | 1994 |  |  | (OP) Operating | [6 empty] | Marion | 39.7113 | -86.1969
9273 | Indianapolis Power & Light Co | 990 | Harding Street | Electric Utility | IN | GT5 | 83 | 67 | Natural Gas Fired Combustion Turbine | NG | GT | 1 | 1995 |  |  | (OP) Operating | [6 empty] | Marion | 39.7113 | -86.1969
9273 | Indianapolis Power & Light Co | 990 | Harding Street | Electric Utility | IN | GT6 | 161 | 154 | Natural Gas Fired Combustion Turbine | NG | GT | 5 | 2002 |  |  | (OP) Operating | [6 empty] | Marion | 39.7113 | -86.1969
9273 | Indianapolis Power & Light Co | 990 | Harding Street | Electric Utility | IN | IC1 | 2.7 | 3 | Petroleum Liquids | DFO | IC | 4 | 1967 |  |  | (OP) Operating | [6 empty] | Marion | 39.7113 | -86.1969
3599 | Citizens Thermal Energy | 992 | CC Perry K | IPP CHP | IN | 4 | 15 | 10 | Natural Gas Steam Turbine | NG | ST | 1 | 1925 |  |  | (OP) Operating | [6 empty] | Marion | 39.7631 | -86.1667
3599 | Citizens Thermal Energy | 992 | CC Perry K | IPP CHP | IN | 6 | 5 | 3 | Natural Gas Steam Turbine | NG | ST | 7 | 1938 |  |  | (OP) Operating | [6 empty] | Marion | 39.7631 | -86.1667
3599 | Citizens Thermal Energy | 992 | CC Perry K | IPP CHP | IN | 7 | 1.7 | 1.7 | Natural Gas Steam Turbine | NG | ST | 6 | 2009 |  |  | (OP) Operating | [6 empty] | Marion | 39.7631 | -86.1667
3599 | Citizens Thermal Energy | 992 | CC Perry K | IPP CHP | IN | 8 | 1.7 | 1.7 | Natural Gas Steam Turbine | NG | ST | 6 | 2009 |  |  | (OP) Operating | [6 empty] | Marion | 39.7631 | -86.1667
9273 | Indianapolis Power & Light Co | 994 | AES Petersburg | Electric Utility | IN | 4 | 670.9 | 529.6 | Conventional Steam Coal | BIT | ST | 4 | 1986 |  |  | (OP) Operating | [6 empty] | Pike | 38.5281 | -87.2525
9273 | Indianapolis Power & Light Co | 994 | AES Petersburg | Electric Utility | IN | IC1 | 2.7 | 3 | Petroleum Liquids | DFO | IC | 8 | 1967 |  |  | (OP) Operating | [6 empty] | Pike | 38.5281 | -87.2525
9273 | Indianapolis Power & Light Co | 994 | AES Petersburg | Electric Utility | IN | IC2 | 2.7 | 3 | Petroleum Liquids | DFO | IC | 8 | 1967 |  |  | (OP) Operating | [6 empty] | Pike | 38.5281 | -87.2525
9273 | Indianapolis Power & Light Co | 994 | AES Petersburg | Electric Utility | IN | IC3 | 2.7 | 3 | Petroleum Liquids | DFO | IC | 8 | 1967 |  |  | (OP) Operating | [6 empty] | Pike | 38.5281 | -87.2525
9273 | Indianapolis Power & Light Co | 994 | AES Petersburg | Electric Utility | IN | ST1 | 281.6 | 222.5 | Conventional Steam Coal | BIT | ST | 6 | 1967 |  |  | (OP) Operating | [6 empty] | Pike | 38.5281 | -87.2525
9273 | Indianapolis Power & Light Co | 994 | AES Petersburg | Electric Utility | IN | ST2 | 523.3 | 421.8 | Conventional Steam Coal | BIT | ST | 12 | 1969 |  |  | (OP) Operating | [6 empty] | Pike | 38.5281 | -87.2525
9273 | Indianapolis Power & Light Co | 994 | AES Petersburg | Electric Utility | IN | ST3 | 670.9 | 527.6 | Conventional Steam Coal | BIT | ST | 11 | 1977 |  |  | (OP) Operating | [6 empty] | Pike | 38.5281 | -87.2525
13756 | Northern Indiana Pub Serv Co | 995 | Bailly | Electric Utility | IN | 10 | 37.5 | 31 | Natural Gas Fired Combustion Turbine | NG | GT | 11 | 1968 |  |  | (OP) Operating | [6 empty] | Porter | 41.645 | -87.1225
13756 | Northern Indiana Pub Serv Co | 995 | Bailly | Electric Utility | IN | 7 | 190.4 | 160 | Conventional Steam Coal | BIT | ST | 11 | 1962 |  |  | (OP) Operating | [6 empty] | Porter | 41.645 | -87.1225
13756 | Northern Indiana Pub Serv Co | 995 | Bailly | Electric Utility | IN | 8 | 413.1 | 320 | Conventional Steam Coal | BIT | ST | 7 | 1968 |  |  | (OP) Operating | [6 empty] | Porter | 41.645 | -87.1225
13756 | Northern Indiana Pub Serv Co | 997 | Michigan City | Electric Utility | IN | 12 | 540 | 469 | Conventional Steam Coal | SUB | ST | 5 | 1974 |  |  | (OP) Operating | [6 empty] | LaPorte | 41.7208 | -86.9086
13756 | Northern Indiana Pub Serv Co | 998 | Norway (IN) | Electric Utility | IN | 1 | 2 | 1.1 | Conventional Hydroelectric | WAT | HY | 6 | 1923 |  |  | (OP) Operating | [6 empty] | White | 40.7803 | -86.76
13756 | Northern Indiana Pub Serv Co | 998 | Norway (IN) | Electric Utility | IN | 2 | 2 | 1.1 | Conventional Hydroelectric | WAT | HY | 6 | 1923 |  |  | (OP) Operating | [6 empty] | White | 40.7803 | -86.76
13756 | Northern Indiana Pub Serv Co | 998 | Norway (IN) | Electric Utility | IN | 3 | 2 | 1.1 | Conventional Hydroelectric | WAT | HY | 6 | 1923 |  |  | (OP) Operating | [6 empty] | White | 40.7803 | -86.76
13756 | Northern Indiana Pub Serv Co | 998 | Norway (IN) | Electric Utility | IN | 4 | 1.3 | 0.7 | Conventional Hydroelectric | WAT | HY | 6 | 1923 |  |  | (OP) Operating | [6 empty] | White | 40.7803 | -86.76
13756 | Northern Indiana Pub Serv Co | 999 | Oakdale | Electric Utility | IN | 1 | 4.3 | 2.9 | Conventional Hydroelectric | WAT | HY | 11 | 1925 |  |  | (OP) Operating | [6 empty] | Carroll | 40.6564 | -86.7528
13756 | Northern Indiana Pub Serv Co | 999 | Oakdale | Electric Utility | IN | 2 | 3.2 | 2.2 | Conventional Hydroelectric | WAT | HY | 11 | 1925 |  |  | (OP) Operating | [6 empty] | Carroll | 40.6564 | -86.7528
13756 | Northern Indiana Pub Serv Co | 999 | Oakdale | Electric Utility | IN | 3 | 4.3 | 0.9 | Conventional Hydroelectric | WAT | HY | 11 | 1925 |  |  | (OP) Operating | [6 empty] | Carroll | 40.6564 | -86.7528
15470 | Duke Energy Indiana, LLC | 1001 | Cayuga | Electric Utility | IN | 1 | 531 | 500 | Conventional Steam Coal | BIT | ST | 10 | 1970 |  |  | (OP) Operating | [6 empty] | Vermillion | 39.9242 | -87.4244
15470 | Duke Energy Indiana, LLC | 1001 | Cayuga | Electric Utility | IN | 2 | 531 | 495 | Conventional Steam Coal | BIT | ST | 6 | 1972 |  |  | (OP) Operating | [6 empty] | Vermillion | 39.9242 | -87.4244
15470 | Duke Energy Indiana, LLC | 1001 | Cayuga | Electric Utility | IN | 31 | 2.6 | 3 | Petroleum Liquids | DFO | IC | 6 | 1972 |  |  | (OP) Operating | [6 empty] | Vermillion | 39.9242 | -87.4244
15470 | Duke Energy Indiana, LLC | 1001 | Cayuga | Electric Utility | IN | 32 | 2.6 | 3 | Petroleum Liquids | DFO | IC | 6 | 1972 |  |  | (OP) Operating | [6 empty] | Vermillion | 39.9242 | -87.4244
15470 | Duke Energy Indiana, LLC | 1001 | Cayuga | Electric Utility | IN | 33 | 2.6 | 2 | Petroleum Liquids | DFO | IC | 6 | 1972 |  |  | (OP) Operating | [6 empty] | Vermillion | 39.9242 | -87.4244
15470 | Duke Energy Indiana, LLC | 1001 | Cayuga | Electric Utility | IN | 34 | 2.6 | 2 | Petroleum Liquids | DFO | IC | 6 | 1972 |  |  | (OP) Operating | [6 empty] | Vermillion | 39.9242 | -87.4244
15470 | Duke Energy Indiana, LLC | 1001 | Cayuga | Electric Utility | IN | 4 | 112.5 | 99 | Natural Gas Fired Combustion Turbine | NG | GT | 6 | 1993 |  |  | (OP) Operating | [6 empty] | Vermillion | 39.9242 | -87.4244
15470 | Duke Energy Indiana, LLC | 1002 | Connersville | Electric Utility | IN | 1 | 41.8 | 43 | Petroleum Liquids | DFO | GT | 5 | 1972 |  |  | (OP) Operating | [6 empty] | Fayette | 39.6561 | -85.1758
15470 | Duke Energy Indiana, LLC | 1002 | Connersville | Electric Utility | IN | 2 | 41.8 | 43 | Petroleum Liquids | DFO | GT | 5 | 1972 |  |  | (OP) Operating | [6 empty] | Fayette | 39.6561 | -85.1758
15470 | Duke Energy Indiana, LLC | 1004 | Edwardsport | Electric Utility | IN | CT1 | 236.5 |  | Coal Integrated Gasification Combined Cycle | SGC | CT | 6 | 2013 |  |  | (OP) Operating | [6 empty] | Knox | 38.8067 | -87.2472
15470 | Duke Energy Indiana, LLC | 1004 | Edwardsport | Electric Utility | IN | CT2 | 236.5 |  | Coal Integrated Gasification Combined Cycle | SGC | CT | 6 | 2013 |  |  | (OP) Operating | [6 empty] | Knox | 38.8067 | -87.2472
15470 | Duke Energy Indiana, LLC | 1004 | Edwardsport | Electric Utility | IN | ST | 331.5 | 595 | Coal Integrated Gasification Combined Cycle | SGC | CA | 6 | 2013 |  |  | (OP) Operating | [6 empty] | Knox | 38.8067 | -87.2472
15470 | Duke Energy Indiana, LLC | 1005 | Markland | Electric Utility | IN | 1 | 21.6 | 15 | Conventional Hydroelectric | WAT | HY | 4 | 1967 |  |  | (OP) Operating | [6 empty] | Switzerland | 38.7795 | -84.964
15470 | Duke Energy Indiana, LLC | 1005 | Markland | Electric Utility | IN | 2 | 21.6 | 15 | Conventional Hydroelectric | WAT | HY | 1 | 1967 |  |  | (OP) Operating | [6 empty] | Switzerland | 38.7795 | -84.964
15470 | Duke Energy Indiana, LLC | 1005 | Markland | Electric Utility | IN | 3 | 21.6 | 15 | Conventional Hydroelectric | WAT | HY | 2 | 1967 |  |  | (OP) Operating | [6 empty] | Switzerland | 38.7795 | -84.964
15470 | Duke Energy Indiana, LLC | 1006 | Miami Wabash | Electric Utility | IN | 1 | 18 | 16 | Petroleum Liquids | DFO | GT | 6 | 1968 |  |  | (OP) Operating | [6 empty] | Wabash | 40.7884 | -85.8178
15470 | Duke Energy Indiana, LLC | 1006 | Miami Wabash | Electric Utility | IN | 2 | 18 | 16 | Petroleum Liquids | DFO | GT | 6 | 1968 |  |  | (OP) Operating | [6 empty] | Wabash | 40.7884 | -85.8178
15470 | Duke Energy Indiana, LLC | 1006 | Miami Wabash | Electric Utility | IN | 3 | 18 | 16 | Petroleum Liquids | DFO | GT | 6 | 1968 |  |  | (OP) Operating | [6 empty] | Wabash | 40.7884 | -85.8178
15470 | Duke Energy Indiana, LLC | 1006 | Miami Wabash | Electric Utility | IN | 5 | 16.3 | 16 | Petroleum Liquids | DFO | GT | 8 | 1969 |  |  | (OP) Operating | [6 empty] | Wabash | 40.7884 | -85.8178
15470 | Duke Energy Indiana, LLC | 1006 | Miami Wabash | Electric Utility | IN | 6 | 16.3 | 16 | Petroleum Liquids | DFO | GT | 7 | 1969 |  |  | (OP) Operating | [6 empty] | Wabash | 40.7884 | -85.8178
15470 | Duke Energy Indiana, LLC | 1007 | Noblesville | Electric Utility | IN | 1 | 50 | 46 | Natural Gas Fired Combined Cycle | NG | CA | 12 | 1950 |  |  | (OP) Operating | [6 empty] | Hamilton | 40.0969 | -85.9714
15470 | Duke Energy Indiana, LLC | 1007 | Noblesville | Electric Utility | IN | 2 | 50 | 46 | Natural Gas Fired Combined Cycle | NG | CA | 9 | 1950 |  |  | (OP) Operating | [6 empty] | Hamilton | 40.0969 | -85.9714
15470 | Duke Energy Indiana, LLC | 1007 | Noblesville | Electric Utility | IN | 3 | 61 | 64.4 | Natural Gas Fired Combined Cycle | NG | CT | 6 | 2003 |  |  | (OP) Operating | [6 empty] | Hamilton | 40.0969 | -85.9714
15470 | Duke Energy Indiana, LLC | 1007 | Noblesville | Electric Utility | IN | 4 | 61 | 64.4 | Natural Gas Fired Combined Cycle | NG | CT | 6 | 2003 |  |  | (OP) Operating | [6 empty] | Hamilton | 40.0969 | -85.9714
15470 | Duke Energy Indiana, LLC | 1007 | Noblesville | Electric Utility | IN | 5 | 61 | 64.4 | Natural Gas Fired Combined Cycle | NG | CT | 6 | 2003 |  |  | (OP) Operating | [6 empty] | Hamilton | 40.0969 | -85.9714
15470 | Duke Energy Indiana, LLC | 1008 | R Gallagher | Electric Utility | IN | 2 | 150 | 140 | Conventional Steam Coal | BIT | ST | 12 | 1958 |  |  | (OP) Operating | [6 empty] | Floyd | 38.2636 | -85.8381
15470 | Duke Energy Indiana, LLC | 1008 | R Gallagher | Electric Utility | IN | 4 | 150 | 140 | Conventional Steam Coal | BIT | ST | 3 | 1961 |  |  | (OP) Operating | [6 empty] | Floyd | 38.2636 | -85.8381
15470 | Duke Energy Indiana, LLC | 1010 | Wabash River | Electric Utility | IN | 6 | 387 | 318 | Conventional Steam Coal | BIT | ST | 8 | 1968 |  |  | (OP) Operating | [6 empty] | Vigo | 39.53 | -87.4247
15470 | Duke Energy Indiana, LLC | 1010 | Wabash River | Electric Utility | IN | 71 | 2.7 | 3 | Petroleum Liquids | DFO | IC | 5 | 1967 |  |  | (OP) Operating | [6 empty] | Vigo | 39.53 | -87.4247
15470 | Duke Energy Indiana, LLC | 1010 | Wabash River | Electric Utility | IN | 72 | 2.7 | 3 | Petroleum Liquids | DFO | IC | 5 | 1967 |  |  | (OP) Operating | [6 empty] | Vigo | 39.53 | -87.4247
15470 | Duke Energy Indiana, LLC | 1010 | Wabash River | Electric Utility | IN | 73 | 2.7 | 2 | Petroleum Liquids | DFO | IC | 5 | 1967 |  |  | (OP) Operating | [6 empty] | Vigo | 39.53 | -87.4247
17633 | Southern Indiana Gas & Elec Co | 1011 | Broadway (IN) | Electric Utility | IN | 1 | 53.1 | 50 | Natural Gas Fired Combustion Turbine | NG | GT | 9 | 1971 |  |  | (OS) Out of service and NOT expected to return to service in next calendar year | [6 empty] | Vanderburgh | 37.9691 | -87.6049
17633 | Southern Indiana Gas & Elec Co | 1011 | Broadway (IN) | Electric Utility | IN | 2 | 88.8 | 65 | Natural Gas Fired Combustion Turbine | NG | GT | 5 | 1981 |  |  | (OP) Operating | [6 empty] | Vanderburgh | 37.9691 | -87.6049
17633 | Southern Indiana Gas & Elec Co | 1012 | F B Culley | Electric Utility | IN | 2 | 103.7 | 90 | Conventional Steam Coal | BIT | ST | 12 | 1966 |  |  | (OP) Operating | [6 empty] | Warrick | 37.9111 | -87.3275
17633 | Southern Indiana Gas & Elec Co | 1012 | F B Culley | Electric Utility | IN | 3 | 265.2 | 270 | Conventional Steam Coal | BIT | ST | 6 | 1973 |  |  | (OP) Operating | [6 empty] | Warrick | 37.9111 | -87.3275
17633 | Southern Indiana Gas & Elec Co | 1013 | Northeast (IN) | Electric Utility | IN | 1 | 10.7 | 10 | Natural Gas Fired Combustion Turbine | NG | GT | 6 | 1963 |  |  | (OP) Operating | [6 empty] | Vanderburgh | 38.0211 | -87.5172
17633 | Southern Indiana Gas & Elec Co | 1013 | Northeast (IN) | Electric Utility | IN | 2 | 11.5 | 10 | Natural Gas Fired Combustion Turbine | NG | GT | 6 | 1964 |  |  | (OP) Operating | [6 empty] | Vanderburgh | 38.0211 | -87.5172
6235 | Public Works Comm-City of Fayetteville | 1016 | Butler-Warner Generation Plant | Electric Utility | NC | 1 | 28.8 | 20 | Natural Gas Fired Combined Cycle | NG | CT | 12 | 1976 |  |  | (OP) Operating | [6 empty] | Cumberland | 35.0986 | -78.8294
6235 | Public Works Comm-City of Fayetteville | 1016 | Butler-Warner Generation Plant | Electric Utility | NC | 2 | 28.8 | 20 | Natural Gas Fired Combined Cycle | NG | CT | 12 | 1976 |  |  | (OP) Operating | [6 empty] | Cumberland | 35.0986 | -78.8294
6235 | Public Works Comm-City of Fayetteville | 1016 | Butler-Warner Generation Plant | Electric Utility | NC | 3 | 28.8 | 20 | Natural Gas Fired Combined Cycle | NG | CT | 7 | 1976 |  |  | (OP) Operating | [6 empty] | Cumberland | 35.0986 | -78.8294
6235 | Public Works Comm-City of Fayetteville | 1016 | Butler-Warner Generation Plant | Electric Utility | NC | 4 | 28.8 | 20 | Natural Gas Fired Combustion Turbine | NG | GT | 7 | 1976 |  |  | (OP) Operating | [6 empty] | Cumberland | 35.0986 | -78.8294
6235 | Public Works Comm-City of Fayetteville | 1016 | Butler-Warner Generation Plant | Electric Utility | NC | 5 | 28.8 | 20 | Natural Gas Fired Combustion Turbine | NG | GT | 7 | 1977 |  |  | (OP) Operating | [6 empty] | Cumberland | 35.0986 | -78.8294
6235 | Public Works Comm-City of Fayetteville | 1016 | Butler-Warner Generation Plant | Electric Utility | NC | 6 | 28.8 | 20 | Natural Gas Fired Combined Cycle | NG | CT | 6 | 1978 |  |  | (OP) Operating | [6 empty] | Cumberland | 35.0986 | -78.8294
6235 | Public Works Comm-City of Fayetteville | 1016 | Butler-Warner Generation Plant | Electric Utility | NC | 7 | 28.8 | 20 | Natural Gas Fired Combined Cycle | NG | CT | 6 | 1979 |  |  | (OP) Operating | [6 empty] | Cumberland | 35.0986 | -78.8294
6235 | Public Works Comm-City of Fayetteville | 1016 | Butler-Warner Generation Plant | Electric Utility | NC | 8 | 28.8 | 20 | Natural Gas Fired Combined Cycle | NG | CT | 5 | 1980 |  |  | (OP) Operating | [6 empty] | Cumberland | 35.0986 | -78.8294
6235 | Public Works Comm-City of Fayetteville | 1016 | Butler-Warner Generation Plant | Electric Utility | NC | 9 | 73 | 65 | Natural Gas Fired Combined Cycle | NG | CA | 12 | 1988 |  |  | (OP) Operating | [6 empty] | Cumberland | 35.0986 | -78.8294
11588 | City of Manti - (UT) | 1020 | Manti Lower | Electric Utility | UT | 2 | 0.6 | 0.5 | Conventional Hydroelectric | WAT | HY | 1 | 1989 |  |  | (OP) Operating | [6 empty] | Sanpete | 39.2559 | -111.6215
11588 | City of Manti - (UT) | 1020 | Manti Lower | Electric Utility | UT | HC1 | 0.6 | 0.5 | Conventional Hydroelectric | WAT | HY | 1 | 1989 |  |  | (OP) Operating | [6 empty] | Sanpete | 39.2559 | -111.6215
59774 | Crawfordsville Energy LLC | 1024 | Crawfordsville Power Plant | IPP Non-CHP | IN | 4 | 11.5 | 10.6 | Conventional Steam Coal | BIT | ST | 1 | 1955 |  |  | (SB) Standby/Backup: available for service but not normally used | [6 empty] | Montgomery | 40.0489 | -86.8992
59774 | Crawfordsville Energy LLC | 1024 | Crawfordsville Power Plant | IPP Non-CHP | IN | 5 | 12.6 | 12.6 | Conventional Steam Coal | BIT | ST | 1 | 1965 |  |  | (SB) Standby/Backup: available for service but not normally used | [6 empty] | Montgomery | 40.0489 | -86.8992
59774 | Crawfordsville Energy LLC | 1024 | Crawfordsville Power Plant | IPP Non-CHP | IN | D1 | 0.8 | 0.9 | Petroleum Liquids | DFO | IC | 10 | 1994 |  |  | (OP) Operating | [6 empty] | Montgomery | 40.0489 | -86.8992
14839 | City of Peru - (IN) | 1037 | Peru (IN) | Electric Utility | IN | D1 | 1.8 | 1.8 | Petroleum Liquids | DFO | IC | 10 | 2002 |  |  | (SB) Standby/Backup: available for service but not normally used | [6 empty] | Miami | 40.7551 | -86.0575
15860 | City of Rensselaer - (IN) | 1038 | Rensselaer City Light Plant | Electric Utility | IN | 10 | 2 | 1.9 | Petroleum Liquids | DFO | IC | 1 | 1971 |  |  | (SB) Standby/Backup: available for service but not normally used | [6 empty] | JASPER | 40.9395 | -87.1545
15860 | City of Rensselaer - (IN) | 1038 | Rensselaer City Light Plant | Electric Utility | IN | 11 | 2 | 1.9 | Petroleum Liquids | DFO | IC | 1 | 1971 |  |  | (SB) Standby/Backup: available for service but not normally used | [6 empty] | JASPER | 40.9395 | -87.1545
15860 | City of Rensselaer - (IN) | 1038 | Rensselaer City Light Plant | Electric Utility | IN | 14 | 5 | 4.8 | Natural Gas Internal Combustion Engine | NG | IC | 7 | 1994 |  |  | (OP) Operating | [6 empty] | JASPER | 40.9395 | -87.1545
15860 | City of Rensselaer - (IN) | 1038 | Rensselaer City Light Plant | Electric Utility | IN | 15 | 8.4 | 8.3 | Natural Gas Internal Combustion Engine | NG | IC | 9 | 2006 |  |  | (OP) Operating | [6 empty] | JASPER | 40.9395 | -87.1545
15860 | City of Rensselaer - (IN) | 1038 | Rensselaer City Light Plant | Electric Utility | IN | 5 | 1.9 | 1.8 | Petroleum Liquids | DFO | IC | 1 | 1950 |  |  | (SB) Standby/Backup: available for service but not normally used | [6 empty] | JASPER | 40.9395 | -87.1545
15860 | City of Rensselaer - (IN) | 1038 | Rensselaer City Light Plant | Electric Utility | IN | 6 | 2.5 | 2.4 | Petroleum Liquids | DFO | IC | 1 | 1957 |  |  | (SB) Standby/Backup: available for service but not normally used | [6 empty] | JASPER | 40.9395 | -87.1545
15989 | City of Richmond - (IN) | 1040 | Whitewater Valley | Electric Utility | IN | 1 | 33 | 34.7 | Conventional Steam Coal | BIT | ST | 3 | 1955 |  |  | (OP) Operating | [6 empty] | WAYNE | 39.8028 | -84.8953
15989 | City of Richmond - (IN) | 1040 | Whitewater Valley | Electric Utility | IN | 2 | 60.9 | 65 | Conventional Steam Coal | BIT | ST | 8 | 1973 |  |  | (OP) Operating | [6 empty] | WAYNE | 39.8028 | -84.8953
9417 | Interstate Power and Light Co | 1046 | Dubuque | Electric Utility | IA | 3 | 28.7 | 31.1 | Natural Gas Steam Turbine | NG | ST | 1 | 1952 | 6 | 2017 | (OP) Operating | [6 empty] | Dubuque | 42.5031 | -90.6586
9417 | Interstate Power and Light Co | 1046 | Dubuque | Electric Utility | IA | 4 | 37.5 | 37.5 | Natural Gas Steam Turbine | NG | ST | 1 | 1959 | 6 | 2017 | (OP) Operating | [6 empty] | Dubuque | 42.5031 | -90.6586
9417 | Interstate Power and Light Co | 1046 | Dubuque | Electric Utility | IA | IC1 | 2 | 2 | Petroleum Liquids | DFO | IC | 1 | 1966 | 6 | 2017 | (OS) Out of service and NOT expected to return to service in next calendar year | [6 empty] | Dubuque | 42.5031 | -90.6586
9417 | Interstate Power and Light Co | 1046 | Dubuque | Electric Utility | IA | IC2 | 2 | 1.4 | Petroleum Liquids | DFO | IC | 1 | 1966 | 6 | 2017 | (OS) Out of service and NOT expected to return to service in next calendar year | [6 empty] | Dubuque | 42.5031 | -90.6586
9417 | Interstate Power and Light Co | 1047 | Lansing | Electric Utility | IA | 4 | 274.5 | 252.3 | Conventional Steam Coal | SUB | ST | 5 | 1977 |  |  | (OP) Operating | [6 empty] | Allamakee | 43.3359 | -91.1675
9417 | Interstate Power and Light Co | 1048 | Milton L Kapp | Electric Utility | IA | 2 | 218.5 | 102.4 | Conventional Steam Coal | SUB | ST | 1 | 1967 |  |  | (OP) Operating | [6 empty] | Clinton | 41.8081 | -90.2336
55269 | NextEra Energy Duane Arnold LLC | 1060 | Duane Arnold Energy Center | IPP Non-CHP | IA | 1 | 679.5 | 601.4 | Nuclear | NUC | ST | 2 | 1975 |  |  | (OP) Operating | [6 empty] | Linn | 42.1011 | -91.7781
58149 | Renewable World Energies LLC | 1067 | Iowa Hydro LLC | IPP Non-CHP | IA | 1 | 0.6 | 0.6 | Conventional Hydroelectric | WAT | HY | 1 | 1924 |  |  | (OP) Operating | [6 empty] | Jackson | 42.07 | -90.6977
58149 | Renewable World Energies LLC | 1067 | Iowa Hydro LLC | IPP Non-CHP | IA | 2 | 0.6 | 0.6 | Conventional Hydroelectric | WAT | HY | 1 | 1924 |  |  | (OP) Operating | [6 empty] | Jackson | 42.07 | -90.6977
9417 | Interstate Power and Light Co | 1068 | Marshalltown | Electric Utility | IA | 1 | 63 | 54 | Petroleum Liquids | DFO | GT | 6 | 1978 |  |  | (OP) Operating | [6 empty] | Marshall | 42.0474 | -92.8594
9417 | Interstate Power and Light Co | 1068 | Marshalltown | Electric Utility | IA | 2 | 63 | 54.1 | Petroleum Liquids | DFO | GT | 6 | 1978 |  |  | (OP) Operating | [6 empty] | Marshall | 42.0474 | -92.8594
9417 | Interstate Power and Light Co | 1068 | Marshalltown | Electric Utility | IA | 3 | 63 | 52.7 | Petroleum Liquids | DFO | GT | 7 | 1978 |  |  | (OP) Operating | [6 empty] | Marshall | 42.0474 | -92.8594
9417 | Interstate Power and Light Co | 1073 | Prairie Creek | Electric Utility | IA | 1 | 14.6 | 3.2 | Conventional Steam Coal | SUB | ST | 4 | 1997 |  |  | (OP) Operating | [6 empty] | Linn | 41.944 | -91.6392
9417 | Interstate Power and Light Co | 1073 | Prairie Creek | Electric Utility | IA | 3 | 50 | 37.3 | Conventional Steam Coal | SUB | ST | 10 | 1958 |  |  | (OP) Operating | [6 empty] | Linn | 41.944 | -91.6392
9417 | Interstate Power and Light Co | 1073 | Prairie Creek | Electric Utility | IA | 4 | 148.8 | 122.1 | Conventional Steam Coal | SUB | ST | 4 | 1967 |  |  | (OP) Operating | [6 empty] | Linn | 41.944 | -91.6392
9417 | Interstate Power and Light Co | 1077 | Sutherland | Electric Utility | IA | 1 | 37.5 | 27.9 | Natural Gas Steam Turbine | NG | ST | 5 | 1955 | 12 | 2017 | (OP) Operating | [6 empty] | Marshall | 42.0473 | -92.8594
9417 | Interstate Power and Light Co | 1077 | Sutherland | Electric Utility | IA | 3 | 81.6 | 80.8 | Natural Gas Steam Turbine | NG | ST | 1 | 1961 | 12 | 2017 | (OP) Operating | [6 empty] | Marshall | 42.0473 | -92.8594
12341 | MidAmerican Energy Co | 1079 | Coralville GT | Electric Utility | IA | 1 | 18 | 16.3 | Natural Gas Fired Combustion Turbine | NG | GT | 6 | 1970 |  |  | (OP) Operating | [6 empty] | Johnson | 41.6719 | -91.564
12341 | MidAmerican Energy Co | 1079 | Coralville GT | Electric Utility | IA | 2 | 18 | 16.9 | Natural Gas Fired Combustion Turbine | NG | GT | 6 | 1970 |  |  | (OP) Operating | [6 empty] | Johnson | 41.6719 | -91.564
12341 | MidAmerican Energy Co | 1079 | Coralville GT | Electric Utility | IA | 3 | 18 | 16.5 | Natural Gas Fired Combustion Turbine | NG | GT | 6 | 1970 |  |  | (OP) Operating | [6 empty] | Johnson | 41.6719 | -91.564
12341 | MidAmerican Energy Co | 1079 | Coralville GT | Electric Utility | IA | 4 | 18 | 16.2 | Natural Gas Fired Combustion Turbine | NG | GT | 6 | 1970 |  |  | (OP) Operating | [6 empty] | Johnson | 41.6719 | -91.564
12341 | MidAmerican Energy Co | 1081 | Riverside | Electric Utility | IA | 5 | 136 | 125 | Natural Gas Steam Turbine | NG | ST | 6 | 1961 |  |  | (OP) Operating | [6 empty] | Scott | 41.54 | -90.4481
12341 | MidAmerican Energy Co | 1082 | Walter Scott Jr Energy Center | Electric Utility | IA | 3 | 725.8 | 703.7 | Conventional Steam Coal | SUB | ST | 12 | 1978 |  |  | (OP) Operating | [6 empty] | Pottawattamie | 41.18 | -95.8408
12341 | MidAmerican Energy Co | 1082 | Walter Scott Jr Energy Center | Electric Utility | IA | 4 | 922.5 | 813.6 | Conventional Steam Coal | SUB | ST | 6 | 2007 |  |  | (OP) Operating | [6 empty] | Pottawattamie | 41.18 | -95.8408
12341 | MidAmerican Energy Co | 1084 | River Hills | Electric Utility | IA | 1 | 16 | 14.5 | Natural Gas Fired Combustion Turbine | NG | GT | 5 | 1966 |  |  | (OP) Operating | [6 empty] | Polk | 41.5902 | -93.6195
12341 | MidAmerican Energy Co | 1084 | River Hills | Electric Utility | IA | 2 | 16 | 14.7 | Natural Gas Fired Combustion Turbine | NG | GT | 5 | 1966 |  |  | (OP) Operating | [6 empty] | Polk | 41.5902 | -93.6195
12341 | MidAmerican Energy Co | 1084 | River Hills | Electric Utility | IA | 3 | 16 | 14.3 | Natural Gas Fired Combustion Turbine | NG | GT | 5 | 1966 |  |  | (OP) Operating | [6 empty] | Polk | 41.5902 | -93.6195
12341 | MidAmerican Energy Co | 1084 | River Hills | Electric Utility | IA | 4 | 16 | 15.1 | Natural Gas Fired Combustion Turbine | NG | GT | 5 | 1966 |  |  | (OP) Operating | [6 empty] | Polk | 41.5902 | -93.6195
12341 | MidAmerican Energy Co | 1084 | River Hills | Electric Utility | IA | 5 | 16 | 14.7 | Natural Gas Fired Combustion Turbine | NG | GT | 10 | 1967 |  |  | (OP) Operating | [6 empty] | Polk | 41.5902 | -93.6195
12341 | MidAmerican Energy Co | 1084 | River Hills | Electric Utility | IA | 6 | 16 | 14.5 | Natural Gas Fired Combustion Turbine | NG | GT | 10 | 1967 |  |  | (OP) Operating | [6 empty] | Polk | 41.5902 | -93.6195
12341 | MidAmerican Energy Co | 1084 | River Hills | Electric Utility | IA | 7 | 16 | 14 | Natural Gas Fired Combustion Turbine | NG | GT | 4 | 1968 |  |  | (OP) Operating | [6 empty] | Polk | 41.5902 | -93.6195
12341 | MidAmerican Energy Co | 1084 | River Hills | Electric Utility | IA | 8 | 16 | 15.1 | Natural Gas Fired Combustion Turbine | NG | GT | 4 | 1968 |  |  | (OP) Operating | [6 empty] | Polk | 41.5902 | -93.6195
12341 | MidAmerican Energy Co | 1091 | George Neal North | Electric Utility | IA | 3 | 584.1 | 500 | Conventional Steam Coal | SUB | ST | 5 | 1975 |  |  | (OP) Operating | [6 empty] | Woodbury | 42.2998 | -96.3617
12341 | MidAmerican Energy Co | 1097 | Merle Parr | Electric Utility | IA | 1 | 18 | 16.6 | Natural Gas Fired Combustion Turbine | NG | GT | 5 | 1969 |  |  | (OP) Operating | [6 empty] | Floyd | 43.0563 | -92.6932
12341 | MidAmerican Energy Co | 1097 | Merle Parr | Electric Utility | IA | 2 | 18 | 16 | Natural Gas Fired Combustion Turbine | NG | GT | 5 | 1969 |  |  | (OP) Operating | [6 empty] | Floyd | 43.0563 | -92.6932
9417 | Interstate Power and Light Co | 1104 | Burlington (IA) | Electric Utility | IA | 1 | 212 | 212.9 | Conventional Steam Coal | SUB | ST | 6 | 1968 |  |  | (OP) Operating | [6 empty] | Des Moines | 40.7412 | -91.1167
9417 | Interstate Power and Light Co | 1104 | Burlington (IA) | Electric Utility | IA | GT1 | 19.7 | 15.2 | Natural Gas Fired Combustion Turbine | NG | GT | 5 | 1994 | 12 | 2017 | (OP) Operating | [6 empty] | Des Moines | 40.7412 | -91.1167
9417 | Interstate Power and Light Co | 1104 | Burlington (IA) | Electric Utility | IA | GT2 | 19.7 | 13.4 | Natural Gas Fired Combustion Turbine | NG | GT | 5 | 1995 | 12 | 2017 | (OP) Operating | [6 empty] | Des Moines | 40.7412 | -91.1167
9417 | Interstate Power and Light Co | 1104 | Burlington (IA) | Electric Utility | IA | GT3 | 19.7 | 14.2 | Natural Gas Fired Combustion Turbine | NG | GT | 4 | 1996 | 12 | 2017 | (OP) Operating | [6 empty] | Des Moines | 40.7412 | -91.1167
9417 | Interstate Power and Light Co | 1104 | Burlington (IA) | Electric Utility | IA | GT4 | 19.7 | 16.1 | Natural Gas Fired Combustion Turbine | NG | GT | 7 | 1994 | 12 | 2017 | (OP) Operating | [6 empty] | Des Moines | 40.7412 | -91.1167
9417 | Interstate Power and Light Co | 1105 | Centerville | Electric Utility | IA | 1 | 2 | 2.1 | Petroleum Liquids | DFO | IC | 1 | 1963 | 12 | 2017 | (SB) Standby/Backup: available for service but not normally used | [6 empty] | Appanoose | 40.7478 | -92.8731
9417 | Interstate Power and Light Co | 1105 | Centerville | Electric Utility | IA | 2 | 2 | 1.8 | Petroleum Liquids | DFO | IC | 1 | 1963 | 12 | 2017 | (SB) Standby/Backup: available for service but not normally used | [6 empty] | Appanoose | 40.7478 | -92.8731
9417 | Interstate Power and Light Co | 1105 | Centerville | Electric Utility | IA | 3 | 2 | 1.9 | Petroleum Liquids | DFO | IC | 1 | 1963 | 12 | 2017 | (SB) Standby/Backup: available for service but not normally used | [6 empty] | Appanoose | 40.7478 | -92.8731
9417 | Interstate Power and Light Co | 1105 | Centerville | Electric Utility | IA | GT1 | 27 | 21.6 | Petroleum Liquids | DFO | GT | 8 | 1990 | 12 | 2017 | (SB) Standby/Backup: available for service but not normally used | [6 empty] | Appanoose | 40.7478 | -92.8731
9417 | Interstate Power and Light Co | 1105 | Centerville | Electric Utility | IA | GT2 | 27 | 25.7 | Petroleum Liquids | DFO | GT | 9 | 1990 | 12 | 2017 | (SB) Standby/Backup: available for service but not normally used | [6 empty] | Appanoose | 40.7478 | -92.8731
19436 | Union Electric Co - (MO) | 1109 | Keokuk | Electric Utility | IA | 1 | 7.6 | 9.9 | Conventional Hydroelectric | WAT | HY | 8 | 1913 |  |  | (OP) Operating | [6 empty] | Lee | 40.3965 | -91.3719
19436 | Union Electric Co - (MO) | 1109 | Keokuk | Electric Utility | IA | 10 | 8.8 | 9.9 | Conventional Hydroelectric | WAT | HY | 8 | 1913 |  |  | (OP) Operating | [6 empty] | Lee | 40.3965 | -91.3719
19436 | Union Electric Co - (MO) | 1109 | Keokuk | Electric Utility | IA | 11 | 8.8 | 9.9 | Conventional Hydroelectric | WAT | HY | 8 | 1913 |  |  | (OP) Operating | [6 empty] | Lee | 40.3965 | -91.3719
19436 | Union Electric Co - (MO) | 1109 | Keokuk | Electric Utility | IA | 12 | 8.8 | 9.9 | Conventional Hydroelectric | WAT | HY | 8 | 1913 |  |  | (OP) Operating | [6 empty] | Lee | 40.3965 | -91.3719
19436 | Union Electric Co - (MO) | 1109 | Keokuk | Electric Utility | IA | 13 | 8.8 | 9.9 | Conventional Hydroelectric | WAT | HY | 8 | 1913 |  |  | (OP) Operating | [6 empty] | Lee | 40.3965 | -91.3719
19436 | Union Electric Co - (MO) | 1109 | Keokuk | Electric Utility | IA | 14 | 8.8 | 7.9 | Conventional Hydroelectric | WAT | HY | 8 | 1913 |  |  | (OP) Operating | [6 empty] | Lee | 40.3965 | -91.3719
19436 | Union Electric Co - (MO) | 1109 | Keokuk | Electric Utility | IA | 15 | 8.8 | 7.9 | Conventional Hydroelectric | WAT | HY | 8 | 1913 |  |  | (OP) Operating | [6 empty] | Lee | 40.3965 | -91.3719
19436 | Union Electric Co - (MO) | 1109 | Keokuk | Electric Utility | IA | 2 | 7.6 | 9.9 | Conventional Hydroelectric | WAT | HY | 8 | 1913 |  |  | (OP) Operating | [6 empty] | Lee | 40.3965 | -91.3719
19436 | Union Electric Co - (MO) | 1109 | Keokuk | Electric Utility | IA | 3 | 7.6 | 9.9 | Conventional Hydroelectric | WAT | HY | 8 | 1913 |  |  | (OP) Operating | [6 empty] | Lee | 40.3965 | -91.3719
19436 | Union Electric Co - (MO) | 1109 | Keokuk | Electric Utility | IA | 4 | 7.6 | 9.9 | Conventional Hydroelectric | WAT | HY | 8 | 1913 |  |  | (OP) Operating | [6 empty] | Lee | 40.3965 | -91.3719
19436 | Union Electric Co - (MO) | 1109 | Keokuk | Electric Utility | IA | 5 | 7.6 | 7.9 | Conventional Hydroelectric | WAT | HY | 8 | 1913 |  |  | (OP) Operating | [6 empty] | Lee | 40.3965 | -91.3719
19436 | Union Electric Co - (MO) | 1109 | Keokuk | Electric Utility | IA | 6 | 7.6 | 7.9 | Conventional Hydroelectric | WAT | HY | 8 | 1913 |  |  | (OP) Operating | [6 empty] | Lee | 40.3965 | -91.3719
19436 | Union Electric Co - (MO) | 1109 | Keokuk | Electric Utility | IA | 7 | 8.8 | 9.9 | Conventional Hydroelectric | WAT | HY | 8 | 1913 |  |  | (OP) Operating | [6 empty] | Lee | 40.3965 | -91.3719
19436 | Union Electric Co - (MO) | 1109 | Keokuk | Electric Utility | IA | 8 | 8.8 | 9.9 | Conventional Hydroelectric | WAT | HY | 8 | 1913 |  |  | (OP) Operating | [6 empty] | Lee | 40.3965 | -91.3719
19436 | Union Electric Co - (MO) | 1109 | Keokuk | Electric Utility | IA | 9 | 8.8 | 9.9 | Conventional Hydroelectric | WAT | HY | 8 | 1913 |  |  | (OP) Operating | [6 empty] | Lee | 40.3965 | -91.3719
309 | City of Algona - (IA) | 1120 | Algona | Electric Utility | IA | 6 | 3.2 | 3.2 | Petroleum Liquids | DFO | IC | 12 | 1965 |  |  | (OP) Operating | [6 empty] | Kossuth | 43.0733 | -94.2392
309 | City of Algona - (IA) | 1120 | Algona | Electric Utility | IA | 7 | 4.1 | 4.1 | Petroleum Liquids | DFO | IC | 9 | 1970 |  |  | (OP) Operating | [6 empty] | Kossuth | 43.0733 | -94.2392
309 | City of Algona - (IA) | 1120 | Algona | Electric Utility | IA | 8 | 4.4 | 4.4 | Petroleum Liquids | DFO | IC | 11 | 1994 |  |  | (OP) Operating | [6 empty] | Kossuth | 43.0733 | -94.2392
309 | City of Algona - (IA) | 1120 | Algona | Electric Utility | IA | 9 | 4.4 | 4.4 | Petroleum Liquids | DFO | IC | 11 | 1994 |  |  | (OP) Operating | [6 empty] | Kossuth | 43.0733 | -94.2392
405 | City of Alta - (IA) | 1121 | Alta Municipal Utilities | Electric Utility | IA | 1 | 1 | 0.9 | Petroleum Liquids | DFO | IC | 8 | 1947 |  |  | (SB) Standby/Backup: available for service but not normally used | [6 empty] | Buena Vista | 42.6736 | -95.3026
554 | City of Ames - (IA) | 1122 | Ames Electric Services Power Plant | Electric Utility | IA | 7 | 37.5 | 37.4 | Conventional Steam Coal | SUB | ST | 5 | 1968 |  |  | (OP) Operating | [6 empty] | Story | 42.0258 | -93.6089
554 | City of Ames - (IA) | 1122 | Ames Electric Services Power Plant | Electric Utility | IA | 8 | 71.3 | 68 | Natural Gas Steam Turbine | NG | ST | 6 | 1982 |  |  | (OP) Operating | [6 empty] | Story | 42.0258 | -93.6089
682 | City of Anita - (IA) | 1123 | Anita | Electric Utility | IA | 2 | 0.2 | 0.1 | Petroleum Liquids | DFO | IC | 10 | 1939 |  |  | (OP) Operating | [6 empty] | Cass | 41.4442 | -94.7665
682 | City of Anita - (IA) | 1123 | Anita | Electric Utility | IA | 3 | 0.3 | 0.2 | Petroleum Liquids | DFO | IC | 3 | 1951 |  |  | (OP) Operating | [6 empty] | Cass | 41.4442 | -94.7665
682 | City of Anita - (IA) | 1123 | Anita | Electric Utility | IA | 4 | 0.2 | 0.2 | Petroleum Liquids | DFO | IC | 4 | 2000 |  |  | (OP) Operating | [6 empty] | Cass | 41.4442 | -94.7665
682 | City of Anita - (IA) | 1123 | Anita | Electric Utility | IA | 5 | 0.2 | 0.2 | Petroleum Liquids | DFO | IC | 4 | 2000 |  |  | (OP) Operating | [6 empty] | Cass | 41.4442 | -94.7665
682 | City of Anita - (IA) | 1123 | Anita | Electric Utility | IA | 6 | 2 | 2 | Petroleum Liquids | DFO | IC | 4 | 2003 |  |  | (OP) Operating | [6 empty] | Cass | 41.4442 | -94.7665
965 | Atlantic Municipal Utilities | 1124 | Atlantic | Electric Utility | IA | 1 | 5.3 | 4 | Petroleum Liquids | DFO | IC | 9 | 1966 |  |  | (OP) Operating | [6 empty] | Cass | 41.409 | -95
965 | Atlantic Municipal Utilities | 1124 | Atlantic | Electric Utility | IA | 6 | 10 | 9.8 | Natural Gas Fired Combustion Turbine | NG | GT | 7 | 1999 |  |  | (OP) Operating | [6 empty] | Cass | 41.409 | -95
1172 | Bancroft Municipal Utilities | 1125 | Bancroft | Electric Utility | IA | 5 | 0.6 | 0.5 | Petroleum Liquids | DFO | IC | 1 | 1954 |  |  | (SB) Standby/Backup: available for service but not normally used | [6 empty] | Kossuth | 43.2926 | -94.2171
1172 | Bancroft Municipal Utilities | 1125 | Bancroft | Electric Utility | IA | 6 | 1.8 | 1.8 | Petroleum Liquids | DFO | IC | 3 | 2001 |  |  | (OP) Operating | [6 empty] | Kossuth | 43.2926 | -94.2171
1172 | Bancroft Municipal Utilities | 1125 | Bancroft | Electric Utility | IA | 7 | 1.8 | 1.8 | Petroleum Liquids | DFO | IC | 6 | 2001 |  |  | (OP) Operating | [6 empty] | Kossuth | 43.2926 | -94.2171
1515 | City of Bellevue - (IA) | 1126 | Bellevue | Electric Utility | IA | 1 | 0.6 | 0.5 | Petroleum Liquids | DFO | IC | 7 | 1947 |  |  | (SB) Standby/Backup: available for service but not normally used | [6 empty] | Jackson | 42.25 | -90.4167
1515 | City of Bellevue - (IA) | 1126 | Bellevue | Electric Utility | IA | 2 | 1.6 | 1.6 | Petroleum Liquids | DFO | IC | 5 | 1992 |  |  | (SB) Standby/Backup: available for service but not normally used | [6 empty] | Jackson | 42.25 | -90.4167
1515 | City of Bellevue - (IA) | 1126 | Bellevue | Electric Utility | IA | 3 | 1.8 | 1.7 | Petroleum Liquids | DFO | IC | 5 | 2001 |  |  | (SB) Standby/Backup: available for service but not normally used | [6 empty] | Jackson | 42.25 | -90.4167
1515 | City of Bellevue - (IA) | 1126 | Bellevue | Electric Utility | IA | 4 | 0.7 | 0.6 | Petroleum Liquids | DFO | IC | 7 | 1963 |  |  | (SB) Standby/Backup: available for service but not normally used | [6 empty] | Jackson | 42.25 | -90.4167
1515 | City of Bellevue - (IA) | 1126 | Bellevue | Electric Utility | IA | 5 | 0.9 | 0.7 | Petroleum Liquids | DFO | IC | 7 | 1953 |  |  | (SB) Standby/Backup: available for service but not normally used | [6 empty] | Jackson | 42.25 | -90.4167
1515 | City of Bellevue - (IA) | 1126 | Bellevue | Electric Utility | IA | 6 | 3 | 2.4 | Petroleum Liquids | DFO | IC | 7 | 1971 |  |  | (SB) Standby/Backup: available for service but not normally used | [6 empty] | Jackson | 42.25 | -90.4167
1869 | City of Bloomfield - (IA) | 1127 | Bloomfield | Electric Utility | IA | 1 | 2.8 | 2.3 | Natural Gas Internal Combustion Engine | NG | IC | 10 | 1975 |  |  | (SB) Standby/Backup: available for service but not normally used | [6 empty] | Davis | 40.7031 | -92.4253
1869 | City of Bloomfield - (IA) | 1127 | Bloomfield | Electric Utility | IA | 2 | 0.3 | 0.2 | Petroleum Liquids | DFO | IC | 4 | 1945 |  |  | (SB) Standby/Backup: available for service but not normally used | [6 empty] | Davis | 40.7031 | -92.4253
1869 | City of Bloomfield - (IA) | 1127 | Bloomfield | Electric Utility | IA | 3 | 2.7 | 2.2 | Natural Gas Internal Combustion Engine | NG | IC | 12 | 1964 |  |  | (SB) Standby/Backup: available for service but not normally used | [6 empty] | Davis | 40.7031 | -92.4253
1869 | City of Bloomfield - (IA) | 1127 | Bloomfield | Electric Utility | IA | 4 | 0.3 | 0.2 | Petroleum Liquids | DFO | IC | 5 | 1946 |  |  | (SB) Standby/Backup: available for service but not normally used | [6 empty] | Davis | 40.7031 | -92.4253
1869 | City of Bloomfield - (IA) | 1127 | Bloomfield | Electric Utility | IA | 5 | 0.9 | 0.8 | Natural Gas Internal Combustion Engine | NG | IC | 6 | 1951 |  |  | (SB) Standby/Backup: available for service but not normally used | [6 empty] | Davis | 40.7031 | -92.4253
1869 | City of Bloomfield - (IA) | 1127 | Bloomfield | Electric Utility | IA | 6 | 1.5 | 1.2 | Natural Gas Internal Combustion Engine | NG | IC | 7 | 1958 |  |  | (SB) Standby/Backup: available for service but not normally used | [6 empty] | Davis | 40.7031 | -92.4253
2287 | City of Brooklyn - (IA) | 1128 | Brooklyn | Electric Utility | IA | 7 | 2.3 | 2 | Petroleum Liquids | DFO | IC | 9 | 2012 |  |  | (OP) Operating | [6 empty] | Poweshiek | 41.7278 | -92.4479
3137 | Cascade Municipal Utilities | 1129 | Cascade | Electric Utility | IA | 1 | 0.7 | 0.7 | Petroleum Liquids | DFO | IC | 2 | 1957 |  |  | (SB) Standby/Backup: available for service but not normally used | [6 empty] | Dubuque | 42.2982 | -91.012
3137 | Cascade Municipal Utilities | 1129 | Cascade | Electric Utility | IA | 2 | 2 | 1.9 | Petroleum Liquids | DFO | IC | 12 | 1971 |  |  | (SB) Standby/Backup: available for service but not normally used | [6 empty] | Dubuque | 42.2982 | -91.012
3137 | Cascade Municipal Utilities | 1129 | Cascade | Electric Utility | IA | 3A | 1.8 | 1.8 | Petroleum Liquids | DFO | IC | 1 | 1998 |  |  | (SB) Standby/Backup: available for service but not normally used | [6 empty] | Dubuque | 42.2982 | -91.012
3137 | Cascade Municipal Utilities | 1129 | Cascade | Electric Utility | IA | 4 | 0.7 | 0.5 | Petroleum Liquids | DFO | IC | 4 | 1951 |  |  | (SB) Standby/Backup: available for service but not normally used | [6 empty] | Dubuque | 42.2982 | -91.012
3203 | Cedar Falls Utilities | 1130 | Gas Turbine (IA) | Electric Utility | IA | 1 | 19.6 | 17.8 | Natural Gas Fired Combustion Turbine | NG | GT | 1 | 1968 |  |  | (OP) Operating | [6 empty] | Black Hawk | 42.512 | -92.476
3203 | Cedar Falls Utilities | 1130 | Gas Turbine (IA) | Electric Utility | IA | 2 | 23.8 | 14.7 | Natural Gas Fired Combustion Turbine | NG | GT | 9 | 2000 |  |  | (OP) Operating | [6 empty] | Black Hawk | 42.512 | -92.476
3203 | Cedar Falls Utilities | 1131 | Streeter Station | Electric Utility | IA | 6 | 16.5 | 15.7 | Conventional Steam Coal | BIT | ST | 9 | 1963 |  |  | (OP) Operating | [6 empty] | Black Hawk | 42.5267 | -92.4394
3203 | Cedar Falls Utilities | 1131 | Streeter Station | Electric Utility | IA | 7 | 35 | 33.7 | Natural Gas Steam Turbine | NG | ST | 6 | 1973 |  |  | (OP) Operating | [6 empty] | Black Hawk | 42.5267 | -92.4394
3900 | City of Coggon - (IA) | 1132 | Coggon | Electric Utility | IA | IC5 | 2 | 2 | Petroleum Liquids | DFO | IC | 6 | 2003 |  |  | (OP) Operating | [6 empty] | Linn | 42.2808 | -91.5327
4375 | City of Corning - (IA) | 1134 | Corning | Electric Utility | IA | 5 | 2.8 | 2.8 | Petroleum Liquids | DFO | IC | 6 | 1975 |  |  | (SB) Standby/Backup: available for service but not normally used | [6 empty] | Adams | 40.9871 | -94.7352
4375 | City of Corning - (IA) | 1134 | Corning | Electric Utility | IA | 6 | 2 | 2 | Petroleum Liquids | DFO | IC | 3 | 2006 |  |  | (SB) Standby/Backup: available for service but not normally used | [6 empty] | Adams | 40.9871 | -94.7352
4375 | City of Corning - (IA) | 1134 | Corning | Electric Utility | IA | 7 | 2 | 2 | Petroleum Liquids | DFO | IC | 3 | 2006 |  |  | (SB) Standby/Backup: available for service but not normally used | [6 empty] | Adams | 40.9871 | -94.7352
4919 | City of Dayton - (IA) | 1135 | Dayton (IA) | Electric Utility | IA | 5 | 1.8 | 1.8 | Petroleum Liquids | DFO | IC | 10 | 2000 |  |  | (OP) Operating | [6 empty] | WEBSTER | 42.2602 | -94.0692
5998 | City of Estherville - (IA) | 1137 | Estherville | Electric Utility | IA | 2 | 1.6 | 1.1 | Petroleum Liquids | DFO | IC | 12 | 1946 |  |  | (OP) Operating | [6 empty] | Emmet | 43.4028 | -94.8433
5998 | City of Estherville - (IA) | 1137 | Estherville | Electric Utility | IA | 3 | 3 | 2.7 | Natural Gas Internal Combustion Engine | NG | IC | 6 | 1960 |  |  | (OP) Operating | [6 empty] | Emmet | 43.4028 | -94.8433
5998 | City of Estherville - (IA) | 1137 | Estherville | Electric Utility | IA | 4 | 4 | 3.6 | Natural Gas Internal Combustion Engine | NG | IC | 6 | 1969 |  |  | (OA) Out of service but expected to return to service in next calendar year | [6 empty] | Emmet | 43.4028 | -94.8433
5998 | City of Estherville - (IA) | 1137 | Estherville | Electric Utility | IA | 5 | 4 | 3.6 | Natural Gas Internal Combustion Engine | NG | IC | 1 | 1969 |  |  | (OP) Operating | [6 empty] | Emmet | 43.4028 | -94.8433
5998 | City of Estherville - (IA) | 1137 | Estherville | Electric Utility | IA | 7 | 3 | 2.7 | Natural Gas Internal Combustion Engine | NG | IC | 1 | 1960 |  |  | (OP) Operating | [6 empty] | Emmet | 43.4028 | -94.8433
6579 | City of Forest City- (IA) | 1138 | Forest City Light Plant | Electric Utility | IA | 1 | 1.2 | 1.3 | Petroleum Liquids | DFO | IC | 1 | 1958 |  |  | (OP) Operating | [6 empty] | WINNEBAGO | 43.2632 | -93.6354
6579 | City of Forest City- (IA) | 1138 | Forest City Light Plant | Electric Utility | IA | 2 | 2.7 | 2.2 | Petroleum Liquids | DFO | IC | 1 | 1965 |  |  | (OP) Operating | [6 empty] | WINNEBAGO | 43.2632 | -93.6354
6579 | City of Forest City- (IA) | 1138 | Forest City Light Plant | Electric Utility | IA | 3 | 3.5 | 3.3 | Petroleum Liquids | DFO | IC | 1 | 1968 |  |  | (OP) Operating | [6 empty] | WINNEBAGO | 43.2632 | -93.6354
6579 | City of Forest City- (IA) | 1138 | Forest City Light Plant | Electric Utility | IA | 4 | 6.3 | 6.1 | Petroleum Liquids | DFO | IC | 1 | 1976 |  |  | (OP) Operating | [6 empty] | WINNEBAGO | 43.2632 | -93.6354
6579 | City of Forest City- (IA) | 1138 | Forest City Light Plant | Electric Utility | IA | 5 | 0.7 | 0.7 | Petroleum Liquids | DFO | IC | 1 | 1950 |  |  | (OP) Operating | [6 empty] | WINNEBAGO | 43.2632 | -93.6354
6579 | City of Forest City- (IA) | 1138 | Forest City Light Plant | Electric Utility | IA | 6 | 7.6 | 7.6 | Petroleum Liquids | DFO | IC | 4 | 2000 |  |  | (OP) Operating | [6 empty] | WINNEBAGO | 43.2632 | -93.6354
7424 | Gowrie Municipal Utilities | 1141 | Gowrie | Electric Utility | IA | 3 | 2.5 | 2.2 | Petroleum Liquids | DFO | IC | 1 | 2013 |  |  | (OP) Operating | [6 empty] | Webster | 42.2828 | -94.289
7443 | City of Graettinger - (IA) | 1142 | Graettinger | Electric Utility | IA | 4 | 0.5 | 0.5 | Petroleum Liquids | DFO | IC | 8 | 1957 |  |  | (OP) Operating | [6 empty] | PALO ALTO | 43.2397 | -94.7498
7443 | City of Graettinger - (IA) | 1142 | Graettinger | Electric Utility | IA | 5 | 1.1 | 1.1 | Petroleum Liquids | DFO | IC | 12 | 1990 |  |  | (OP) Operating | [6 empty] | PALO ALTO | 43.2397 | -94.7498
7443 | City of Graettinger - (IA) | 1142 | Graettinger | Electric Utility | IA | 6 | 2 | 2 | Petroleum Liquids | DFO | IC | 2 | 2002 |  |  | (OP) Operating | [6 empty] | PALO ALTO | 43.2397 | -94.7498
7486 | City of Grand Junction - (IA) | 1143 | Grand Junction | Electric Utility | IA | 2 | 1.7 | 1.6 | Petroleum Liquids | DFO | IC | 12 | 1994 |  |  | (OP) Operating | [6 empty] | Greene | 42.0296 | -94.3699
7626 | City of Greenfield - (IA) | 1144 | Greenfield | Electric Utility | IA | 3 | 1.3 | 1 | Petroleum Liquids | DFO | IC | 7 | 1952 |  |  | (OP) Operating | [6 empty] | Adair | 41.3039 | -94.4606
7626 | City of Greenfield - (IA) | 1144 | Greenfield | Electric Utility | IA | 4 | 1.8 | 1.8 | Petroleum Liquids | DFO | IC | 8 | 1961 |  |  | (OP) Operating | [6 empty] | Adair | 41.3039 | -94.4606
7626 | City of Greenfield - (IA) | 1144 | Greenfield | Electric Utility | IA | 5 | 3 | 2.7 | Petroleum Liquids | DFO | IC | 7 | 1973 |  |  | (OP) Operating | [6 empty] | Adair | 41.3039 | -94.4606
7743 | Grundy Center Mun Light & Power | 1145 | Grundy Center City Light Plant | Electric Utility | IA | IC1 | 2.2 | 2.2 | Petroleum Liquids | DFO | IC | 11 | 1963 |  |  | (OP) Operating | [6 empty] | GRUNDY | 42.3631 | -92.7723
7743 | Grundy Center Mun Light & Power | 1145 | Grundy Center City Light Plant | Electric Utility | IA | IC2 | 3.5 | 3.5 | Petroleum Liquids | DFO | IC | 3 | 1972 |  |  | (OP) Operating | [6 empty] | GRUNDY | 42.3631 | -92.7723
7743 | Grundy Center Mun Light & Power | 1145 | Grundy Center City Light Plant | Electric Utility | IA | IC3 | 3 | 3 | Petroleum Liquids | DFO | IC | 10 | 1990 |  |  | (OP) Operating | [6 empty] | GRUNDY | 42.3631 | -92.7723
8122 | Harlan Municipal Utilities - (IA) | 1146 | Harlan | Electric Utility | IA | HMU1 | 1.7 | 1.6 | Petroleum Liquids | DFO | IC | 7 | 2001 |  |  | (SB) Standby/Backup: available for service but not normally used | [6 empty] | Shelby | 41.6445 | -95.3153
8122 | Harlan Municipal Utilities - (IA) | 1146 | Harlan | Electric Utility | IA | HMU2 | 1.7 | 1.6 | Petroleum Liquids | DFO | IC | 7 | 2001 |  |  | (SB) Standby/Backup: available for service but not normally used | [6 empty] | Shelby | 41.6445 | -95.3153
9275 | Indianola Municipal Utilities | 1150 | Indianola | Electric Utility | IA | 5 | 4 | 4 | Petroleum Liquids | DFO | IC | 1 | 1966 |  |  | (OP) Operating | [6 empty] | Warren | 41.3595 | -93.5633
9275 | Indianola Municipal Utilities | 1150 | Indianola | Electric Utility | IA | 6 | 5.1 | 5 | Petroleum Liquids | DFO | IC | 1 | 1970 |  |  | (OP) Operating | [6 empty] | Warren | 41.3595 | -93.5633
9275 | Indianola Municipal Utilities | 1150 | Indianola | Electric Utility | IA | 7 | 20.6 | 19.4 | Petroleum Liquids | DFO | GT | 1 | 1977 |  |  | (OP) Operating | [6 empty] | Warren | 41.3595 | -93.5633
9275 | Indianola Municipal Utilities | 1150 | Indianola | Electric Utility | IA | 8 | 20.3 | 22.8 | Petroleum Liquids | DFO | GT | 1 | 2000 |  |  | (OP) Operating | [6 empty] | Warren | 41.3595 | -93.5633
10608 | City of Lake Park - (IA) | 1153 | Lake Park | Electric Utility | IA | 3 | 2 | 2 | Petroleum Liquids | DFO | IC | 4 | 2005 |  |  | (OP) Operating | [6 empty] | Dickinson | 43.4301 | -95.3153
10608 | City of Lake Park - (IA) | 1153 | Lake Park | Electric Utility | IA | G2 | 2 | 2 | Petroleum Liquids | DFO | IC | 5 | 2005 |  |  | (OP) Operating | [6 empty] | Dickinson | 43.4301 | -95.3153
10606 | City of Lake Mills | 1154 | Lake Mills | Electric Utility | IA | 1A | 3 | 3 | Petroleum Liquids | DFO | IC | 1 | 1969 |  |  | (OP) Operating | [6 empty] | Winnebago | 43.4172 | -93.5322
10606 | City of Lake Mills | 1154 | Lake Mills | Electric Utility | IA | 4 | 1.3 | 1.3 | Petroleum Liquids | DFO | IC | 11 | 1962 |  |  | (OP) Operating | [6 empty] | Winnebago | 43.4172 | -93.5322
10606 | City of Lake Mills | 1154 | Lake Mills | Electric Utility | IA | 5 | 0.9 | 0.9 | Petroleum Liquids | DFO | IC | 1 | 1956 |  |  | (OP) Operating | [6 empty] | Winnebago | 43.4172 | -93.5322
10606 | City of Lake Mills | 1154 | Lake Mills | Electric Utility | IA | 6 | 5.7 | 5.7 | Petroleum Liquids | DFO | IC | 3 | 1979 |  |  | (OP) Operating | [6 empty] | Winnebago | 43.4172 | -93.5322
10606 | City of Lake Mills | 1154 | Lake Mills | Electric Utility | IA | 7 | 7.6 | 7.6 | Petroleum Liquids | DFO | IC | 6 | 1999 |  |  | (OP) Operating | [6 empty] | Winnebago | 43.4172 | -93.5322
10650 | City of Lamoni - (IA) | 1155 | Lamoni Municipal Utilities | Electric Utility | IA | 1 | 2.8 | 2.7 | Petroleum Liquids | DFO | IC | 6 | 1973 |  |  | (OP) Operating | [5 empty] | 0 | Decatur | 40.622 | -93.9326
10650 | City of Lamoni - (IA) | 1155 | Lamoni Municipal Utilities | Electric Utility | IA | 2 | 0.2 | 0.2 | Petroleum Liquids | DFO | IC | 3 | 1940 |  |  | (OP) Operating | [5 empty] | 0 | Decatur | 40.622 | -93.9326
10650 | City of Lamoni - (IA) | 1155 | Lamoni Municipal Utilities | Electric Utility | IA | 3 | 0.3 | 0.3 | Petroleum Liquids | DFO | IC | 8 | 1941 |  |  | (OP) Operating | [5 empty] | 0 | Decatur | 40.622 | -93.9326
10650 | City of Lamoni - (IA) | 1155 | Lamoni Municipal Utilities | Electric Utility | IA | 4 | 0.6 | 0.6 | Petroleum Liquids | DFO | IC | 12 | 1948 |  |  | (OP) Operating | [6 empty] | Decatur | 40.622 | -93.9326
10650 | City of Lamoni - (IA) | 1155 | Lamoni Municipal Utilities | Electric Utility | IA | 5 | 1.1 | 1.1 | Petroleum Liquids | DFO | IC | 1 | 1955 |  |  | (OP) Operating | [6 empty] | Decatur | 40.622 | -93.9326
10650 | City of Lamoni - (IA) | 1155 | Lamoni Municipal Utilities | Electric Utility | IA | 6 | 0.5 | 0.5 | Petroleum Liquids | DFO | IC | 2 | 1993 |  |  | (OP) Operating | [6 empty] | Decatur | 40.622 | -93.9326
10650 | City of Lamoni - (IA) | 1155 | Lamoni Municipal Utilities | Electric Utility | IA | 7 | 2.5 | 2.3 | Petroleum Liquids | DFO | IC | 5 | 2011 |  |  | (OP) Operating | [6 empty] | Decatur | 40.622 | -93.9326
10650 | City of Lamoni - (IA) | 1155 | Lamoni Municipal Utilities | Electric Utility | IA | 8 | 2.5 | 2.3 | Petroleum Liquids | DFO | IC | 5 | 2011 |  |  | (OP) Operating | [6 empty] | Decatur | 40.622 | -93.9326
10542 | La Porte City Utilities | 1156 | La Porte | Electric Utility | IA | 3A | 1.8 | 1.8 | Petroleum Liquids | DFO | IC | 12 | 2000 |  |  | (SB) Standby/Backup: available for service but not normally used | [6 empty] | Black Hawk | 42.3159 | -92.1928
10542 | La Porte City Utilities | 1156 | La Porte | Electric Utility | IA | 4A | 1.8 | 1.8 | Petroleum Liquids | DFO | IC | 12 | 2000 |  |  | (SB) Standby/Backup: available for service but not normally used | [6 empty] | Black Hawk | 42.3159 | -92.1928
10542 | La Porte City Utilities | 1156 | La Porte | Electric Utility | IA | 6 | 1.8 | 1.8 | Petroleum Liquids | DFO | IC | 7 | 2013 |  |  | (SB) Standby/Backup: available for service but not normally used | [6 empty] | Black Hawk | 42.3159 | -92.1928
10769 | City of Laurens - (IA) | 1157 | Laurens | Electric Utility | IA | 3 | 0.8 | 0.7 | Petroleum Liquids | DFO | IC | 7 | 1952 |  |  | (SB) Standby/Backup: available for service but not normally used | [6 empty] | Pocahontas | 42.8486 | -94.8506
10769 | City of Laurens - (IA) | 1157 | Laurens | Electric Utility | IA | 4 | 0.8 | 0.7 | Petroleum Liquids | DFO | IC | 7 | 1951 |  |  | (SB) Standby/Backup: available for service but not normally used | [6 empty] | Pocahontas | 42.8486 | -94.8506
10769 | City of Laurens - (IA) | 1157 | Laurens | Electric Utility | IA | 5 | 2.5 | 2.3 | Petroleum Liquids | DFO | IC | 4 | 2013 |  |  | (OP) Operating | [6 empty] | Pocahontas | 42.8486 | -94.8506
10769 | City of Laurens - (IA) | 1157 | Laurens | Electric Utility | IA | 6 | 2.5 | 2.3 | Petroleum Liquids | DFO | IC | 4 | 2013 |  |  | (SB) Standby/Backup: available for service but not normally used | [6 empty] | Pocahontas | 42.8486 | -94.8506
10769 | City of Laurens - (IA) | 1157 | Laurens | Electric Utility | IA | 7 | 2.5 | 2.3 | Petroleum Liquids | DFO | IC | 4 | 2013 |  |  | (SB) Standby/Backup: available for service but not normally used | [6 empty] | Pocahontas | 42.8486 | -94.8506
10908 | City of Lenox - (IA) | 1158 | Lenox | Electric Utility | IA | 1 | 0.3 | 0.3 | Petroleum Liquids | DFO | IC | 9 | 1948 |  |  | (SB) Standby/Backup: available for service but not normally used | [6 empty] | Taylor | 40.88 | -94.5589
10908 | City of Lenox - (IA) | 1158 | Lenox | Electric Utility | IA | 2 | 1.1 | 1.1 | Petroleum Liquids | DFO | IC | 3 | 1965 |  |  | (SB) Standby/Backup: available for service but not normally used | [6 empty] | Taylor | 40.88 | -94.5589
10908 | City of Lenox - (IA) | 1158 | Lenox | Electric Utility | IA | 3 | 0.9 | 0.9 | Petroleum Liquids | DFO | IC | 3 | 1966 |  |  | (SB) Standby/Backup: available for service but not normally used | [6 empty] | Taylor | 40.88 | -94.5589
10908 | City of Lenox - (IA) | 1158 | Lenox | Electric Utility | IA | 4 | 1.8 | 1.7 | Petroleum Liquids | DFO | IC | 10 | 2001 |  |  | (SB) Standby/Backup: available for service but not normally used | [6 empty] | Taylor | 40.88 | -94.5589
10908 | City of Lenox - (IA) | 1158 | Lenox | Electric Utility | IA | 5 | 2 | 1.8 | Petroleum Liquids | DFO | IC | 2 | 2016 |  |  | (OP) Operating | [6 empty] | Taylor | 40.88 | -94.5589
11581 | City of Manning | 1160 | Manning | Electric Utility | IA | 1 | 0.2 | 0.2 | Petroleum Liquids | DFO | IC | 3 | 1928 |  |  | (SB) Standby/Backup: available for service but not normally used | [6 empty] | Carroll | 41.9067 | -95.0347
11581 | City of Manning | 1160 | Manning | Electric Utility | IA | 2 | 0.2 | 0.2 | Petroleum Liquids | DFO | IC | 3 | 1928 |  |  | (SB) Standby/Backup: available for service but not normally used | [6 empty] | Carroll | 41.9067 | -95.0347
11581 | City of Manning | 1160 | Manning | Electric Utility | IA | 4 | 0.6 | 0.6 | Petroleum Liquids | DFO | IC | 7 | 1949 |  |  | (SB) Standby/Backup: available for service but not normally used | [6 empty] | Carroll | 41.9067 | -95.0347
11581 | City of Manning | 1160 | Manning | Electric Utility | IA | M1 | 2.3 | 2.3 | Petroleum Liquids | DFO | IC | 4 | 2012 |  |  | (OP) Operating | [6 empty] | Carroll | 41.9067 | -95.0347
11581 | City of Manning | 1160 | Manning | Electric Utility | IA | M2 | 2.3 | 2.3 | Petroleum Liquids | DFO | IC | 4 | 2012 |  |  | (OP) Operating | [6 empty] | Carroll | 41.9067 | -95.0347
11581 | City of Manning | 1160 | Manning | Electric Utility | IA | M3 | 2.3 | 2.3 | Petroleum Liquids | DFO | IC | 4 | 2012 |  |  | (OP) Operating | [6 empty] | Carroll | 41.9067 | -95.0347
11611 | City of Maquoketa - (IA) | 1162 | Maquoketa 1 | Electric Utility | IA | 1A | 3.1 | 2.8 | Natural Gas Internal Combustion Engine | NG | IC | 6 | 2004 |  |  | (SB) Standby/Backup: available for service but not normally used | [6 empty] | Jackson | 42.0356 | -90.665
11611 | City of Maquoketa - (IA) | 1162 | Maquoketa 1 | Electric Utility | IA | 2A | 3.1 | 2.8 | Natural Gas Internal Combustion Engine | NG | IC | 6 | 2004 |  |  | (SB) Standby/Backup: available for service but not normally used | [6 empty] | Jackson | 42.0356 | -90.665
11611 | City of Maquoketa - (IA) | 1162 | Maquoketa 1 | Electric Utility | IA | 3 | 2.1 | 1.8 | Natural Gas Internal Combustion Engine | NG | IC | 10 | 1969 |  |  | (SB) Standby/Backup: available for service but not normally used | [6 empty] | Jackson | 42.0356 | -90.665
11611 | City of Maquoketa - (IA) | 1162 | Maquoketa 1 | Electric Utility | IA | 4A | 1.8 | 1.7 | Petroleum Liquids | DFO | IC | 7 | 1999 |  |  | (SB) Standby/Backup: available for service but not normally used | [6 empty] | Jackson | 42.0356 | -90.665
11611 | City of Maquoketa - (IA) | 1162 | Maquoketa 1 | Electric Utility | IA | 5 | 1.7 | 1.4 | Natural Gas Internal Combustion Engine | NG | IC | 6 | 1956 |  |  | (SB) Standby/Backup: available for service but not normally used | [6 empty] | Jackson | 42.0356 | -90.665
11611 | City of Maquoketa - (IA) | 1162 | Maquoketa 1 | Electric Utility | IA | 6 | 2.5 | 2.1 | Natural Gas Internal Combustion Engine | NG | IC | 11 | 1962 |  |  | (SB) Standby/Backup: available for service but not normally used | [6 empty] | Jackson | 42.0356 | -90.665
11611 | City of Maquoketa - (IA) | 1162 | Maquoketa 1 | Electric Utility | IA | 7 | 6.5 | 6 | Natural Gas Internal Combustion Engine | NG | IC | 9 | 1982 |  |  | (SB) Standby/Backup: available for service but not normally used | [6 empty] | Jackson | 42.0356 | -90.665
11611 | City of Maquoketa - (IA) | 1162 | Maquoketa 1 | Electric Utility | IA | 8 | 1.8 | 1.7 | Petroleum Liquids | DFO | IC | 9 | 1996 |  |  | (SB) Standby/Backup: available for service but not normally used | [6 empty] | Jackson | 42.0356 | -90.665
11611 | City of Maquoketa - (IA) | 1162 | Maquoketa 1 | Electric Utility | IA | 9 | 1.8 | 1.7 | Petroleum Liquids | DFO | IC | 7 | 2000 |  |  | (SB) Standby/Backup: available for service but not normally used | [6 empty] | Jackson | 42.0356 | -90.665
12114 | City of McGregor- (IA) | 1163 | McGregor | Electric Utility | IA | 1 | 1.2 | 1.2 | Petroleum Liquids | DFO | IC | 10 | 1977 |  |  | (OP) Operating | [6 empty] | Clayton | 43.0237 | -91.1749
12114 | City of McGregor- (IA) | 1163 | McGregor | Electric Utility | IA | 2 | 0.3 | 0.3 | Petroleum Liquids | DFO | IC | 12 | 1941 |  |  | (OP) Operating | [6 empty] | Clayton | 43.0237 | -91.1749
12114 | City of McGregor- (IA) | 1163 | McGregor | Electric Utility | IA | 3 | 0.5 | 0.5 | Petroleum Liquids | DFO | IC | 7 | 1955 |  |  | (OP) Operating | [6 empty] | Clayton | 43.0237 | -91.1749
12541 | City of Milford - (IA) | 1164 | Milford | Electric Utility | IA | 1 | 0.6 | 0.6 | Petroleum Liquids | DFO | IC | 1 | 1954 | 1 | 2018 | (OP) Operating | [6 empty] | DICKINSON | 43.3261 | -95.1483
12541 | City of Milford - (IA) | 1164 | Milford | Electric Utility | IA | 4 | 0.5 | 0.5 | Petroleum Liquids | DFO | IC | 1 | 1949 | 1 | 2018 | (OP) Operating | [6 empty] | DICKINSON | 43.3261 | -95.1483
12541 | City of Milford - (IA) | 1164 | Milford | Electric Utility | IA | 5 | 1.8 | 1.8 | Petroleum Liquids | DFO | IC | 5 | 1997 |  |  | (OP) Operating | [6 empty] | DICKINSON | 43.3261 | -95.1483
12541 | City of Milford - (IA) | 1164 | Milford | Electric Utility | IA | 6 | 1.8 | 1.8 | Petroleum Liquids | DFO | IC | 5 | 1997 |  |  | (OP) Operating | [6 empty] | DICKINSON | 43.3261 | -95.1483
12541 | City of Milford - (IA) | 1164 | Milford | Electric Utility | IA | 7 | 1.8 | 1.8 | Petroleum Liquids | DFO | IC | 5 | 1997 |  |  | (OP) Operating | [6 empty] | DICKINSON | 43.3261 | -95.1483
12839 | City of Montezuma - (IA) | 1165 | Montezuma | Electric Utility | IA | 1 | 0.2 | 0.2 | Petroleum Liquids | DFO | IC | 8 | 1940 |  |  | (SB) Standby/Backup: available for service but not normally used | [6 empty] | Poweshiek | 41.586 | -92.5228
12839 | City of Montezuma - (IA) | 1165 | Montezuma | Electric Utility | IA | 10 | 0.2 | 0.2 | Petroleum Liquids | DFO | IC | 6 | 2003 |  |  | (SB) Standby/Backup: available for service but not normally used | [6 empty] | Poweshiek | 41.586 | -92.5228
12839 | City of Montezuma - (IA) | 1165 | Montezuma | Electric Utility | IA | 4 | 0.5 | 0.5 | Petroleum Liquids | DFO | IC | 8 | 1947 |  |  | (SB) Standby/Backup: available for service but not normally used | [6 empty] | Poweshiek | 41.586 | -92.5228
12839 | City of Montezuma - (IA) | 1165 | Montezuma | Electric Utility | IA | 5 | 1.1 | 1 | Petroleum Liquids | DFO | IC | 8 | 1959 |  |  | (SB) Standby/Backup: available for service but not normally used | [6 empty] | Poweshiek | 41.586 | -92.5228
12839 | City of Montezuma - (IA) | 1165 | Montezuma | Electric Utility | IA | 6 | 1.7 | 1.6 | Natural Gas Internal Combustion Engine | NG | IC | 8 | 1967 |  |  | (SB) Standby/Backup: available for service but not normally used | [6 empty] | Poweshiek | 41.586 | -92.5228
12839 | City of Montezuma - (IA) | 1165 | Montezuma | Electric Utility | IA | 7 | 2.5 | 2.3 | Natural Gas Internal Combustion Engine | NG | IC | 8 | 1974 |  |  | (SB) Standby/Backup: available for service but not normally used | [6 empty] | Poweshiek | 41.586 | -92.5228
12839 | City of Montezuma - (IA) | 1165 | Montezuma | Electric Utility | IA | 8 | 1.8 | 1.8 | Petroleum Liquids | DFO | IC | 6 | 1998 |  |  | (SB) Standby/Backup: available for service but not normally used | [6 empty] | Poweshiek | 41.586 | -92.5228
12839 | City of Montezuma - (IA) | 1165 | Montezuma | Electric Utility | IA | 9 | 1.8 | 1.8 | Petroleum Liquids | DFO | IC | 6 | 2000 |  |  | (SB) Standby/Backup: available for service but not normally used | [6 empty] | Poweshiek | 41.586 | -92.5228
13038 | City of Mt Pleasant - (IA) | 1166 | Mt Pleasant | Electric Utility | IA | 1 | 2 | 2 | Petroleum Liquids | DFO | IC | 2 | 2002 |  |  | (SB) Standby/Backup: available for service but not normally used | [6 empty] | Henry | 40.9742 | -91.5622
13038 | City of Mt Pleasant - (IA) | 1166 | Mt Pleasant | Electric Utility | IA | 10 | 2 | 2 | Petroleum Liquids | DFO | IC | 2 | 2002 |  |  | (SB) Standby/Backup: available for service but not normally used | [6 empty] | Henry | 40.9742 | -91.5622
13038 | City of Mt Pleasant - (IA) | 1166 | Mt Pleasant | Electric Utility | IA | 11 | 2 | 2 | Petroleum Liquids | DFO | IC | 2 | 2002 |  |  | (SB) Standby/Backup: available for service but not normally used | [6 empty] | Henry | 40.9742 | -91.5622
13038 | City of Mt Pleasant - (IA) | 1166 | Mt Pleasant | Electric Utility | IA | 12 | 2 | 2 | Petroleum Liquids | DFO | IC | 2 | 2002 |  |  | (SB) Standby/Backup: available for service but not normally used | [6 empty] | Henry | 40.9742 | -91.5622
13038 | City of Mt Pleasant - (IA) | 1166 | Mt Pleasant | Electric Utility | IA | 2 | 2 | 2 | Petroleum Liquids | DFO | IC | 2 | 2002 |  |  | (SB) Standby/Backup: available for service but not normally used | [6 empty] | Henry | 40.9742 | -91.5622
13038 | City of Mt Pleasant - (IA) | 1166 | Mt Pleasant | Electric Utility | IA | 3 | 2 | 2 | Petroleum Liquids | DFO | IC | 2 | 2002 |  |  | (SB) Standby/Backup: available for service but not normally used | [6 empty] | Henry | 40.9742 | -91.5622
13038 | City of Mt Pleasant - (IA) | 1166 | Mt Pleasant | Electric Utility | IA | 4A | 2 | 2 | Petroleum Liquids | DFO | IC | 2 | 2002 |  |  | (SB) Standby/Backup: available for service but not normally used | [6 empty] | Henry | 40.9742 | -91.5622
13038 | City of Mt Pleasant - (IA) | 1166 | Mt Pleasant | Electric Utility | IA | 5A | 2 | 2 | Petroleum Liquids | DFO | IC | 2 | 2002 |  |  | (SB) Standby/Backup: available for service but not normally used | [6 empty] | Henry | 40.9742 | -91.5622
13038 | City of Mt Pleasant - (IA) | 1166 | Mt Pleasant | Electric Utility | IA | 6 | 2 | 2 | Petroleum Liquids | DFO | IC | 2 | 2002 |  |  | (SB) Standby/Backup: available for service but not normally used | [6 empty] | Henry | 40.9742 | -91.5622
13038 | City of Mt Pleasant - (IA) | 1166 | Mt Pleasant | Electric Utility | IA | 7 | 2 | 2 | Petroleum Liquids | DFO | IC | 2 | 2002 |  |  | (SB) Standby/Backup: available for service but not normally used | [6 empty] | Henry | 40.9742 | -91.5622
13038 | City of Mt Pleasant - (IA) | 1166 | Mt Pleasant | Electric Utility | IA | 8 | 2 | 2 | Petroleum Liquids | DFO | IC | 2 | 2002 |  |  | (SB) Standby/Backup: available for service but not normally used | [6 empty] | Henry | 40.9742 | -91.5622
13038 | City of Mt Pleasant - (IA) | 1166 | Mt Pleasant | Electric Utility | IA | 9 | 2 | 2 | Petroleum Liquids | DFO | IC | 2 | 2002 |  |  | (SB) Standby/Backup: available for service but not normally used | [6 empty] | Henry | 40.9742 | -91.5622
13143 | Board of Water Electric & Communications | 1167 | Muscatine Plant #1 | Electric Utility | IA | 7 | 25 | 24.3 | Conventional Steam Coal | SUB | ST | 4 | 1958 |  |  | (OP) Operating | [6 empty] | Muscatine | 41.3917 | -91.0569
13143 | Board of Water Electric & Communications | 1167 | Muscatine Plant #1 | Electric Utility | IA | 8 | 75 | 25.1 | Conventional Steam Coal | SUB | ST | 1 | 1969 |  |  | (OP) Operating | [6 empty] | Muscatine | 41.3917 | -91.0569
13143 | Board of Water Electric & Communications | 1167 | Muscatine Plant #1 | Electric Utility | IA | 8A | 18 | 18.8 | Conventional Steam Coal | SUB | ST | 7 | 2000 |  |  | (OP) Operating | [6 empty] | Muscatine | 41.3917 | -91.0569
13143 | Board of Water Electric & Communications | 1167 | Muscatine Plant #1 | Electric Utility | IA | 9 | 175.5 | 162.3 | Conventional Steam Coal | SUB | ST | 4 | 1983 |  |  | (OP) Operating | [6 empty] | Muscatine | 41.3917 | -91.0569
13444 | City of New Hampton - (IA) | 1168 | New Hampton | Electric Utility | IA | 3 | 3.5 | 3.5 | Natural Gas Internal Combustion Engine | NG | IC | 4 | 1967 |  |  | (SB) Standby/Backup: available for service but not normally used | [6 empty] | Chickasaw | 43.0689 | -92.3201
13444 | City of New Hampton - (IA) | 1168 | New Hampton | Electric Utility | IA | 4 | 6.2 | 5 | Natural Gas Internal Combustion Engine | NG | IC | 2 | 1973 |  |  | (SB) Standby/Backup: available for service but not normally used | [6 empty] | Chickasaw | 43.0689 | -92.3201
13444 | City of New Hampton - (IA) | 1168 | New Hampton | Electric Utility | IA | 5 | 6.2 | 5 | Natural Gas Internal Combustion Engine | NG | IC | 2 | 1973 |  |  | (SB) Standby/Backup: available for service but not normally used | [6 empty] | Chickasaw | 43.0689 | -92.3201
13444 | City of New Hampton - (IA) | 1168 | New Hampton | Electric Utility | IA | 7 | 5.3 | 5.3 | Petroleum Liquids | DFO | IC | 5 | 1999 |  |  | (OP) Operating | [6 empty] | Chickasaw | 43.0689 | -92.3201
13444 | City of New Hampton - (IA) | 1168 | New Hampton | Electric Utility | IA | 8 | 5.3 | 5.3 | Petroleum Liquids | DFO | IC | 5 | 1999 |  |  | (OP) Operating | [6 empty] | Chickasaw | 43.0689 | -92.3201
13990 | City of Ogden - (IA) | 1169 | Ogden | Electric Utility | IA | 4 | 0.4 | 0.5 | Petroleum Liquids | DFO | IC | 7 | 1951 |  |  | (SB) Standby/Backup: available for service but not normally used | [6 empty] | Boone | 42.0372 | -94.0462
13990 | City of Ogden - (IA) | 1169 | Ogden | Electric Utility | IA | 5 | 1 | 1 | Petroleum Liquids | DFO | IC | 10 | 1958 |  |  | (SB) Standby/Backup: available for service but not normally used | [6 empty] | Boone | 42.0372 | -94.0462
13990 | City of Ogden - (IA) | 1169 | Ogden | Electric Utility | IA | 6 | 2.5 | 2.5 | Petroleum Liquids | DFO | IC | 10 | 1971 |  |  | (SB) Standby/Backup: available for service but not normally used | [6 empty] | Boone | 42.0372 | -94.0462
14201 | City of Osage - (IA) | 1172 | Osage (IA) | Electric Utility | IA | 5 | 3.2 | 3.1 | Natural Gas Internal Combustion Engine | NG | IC | 9 | 1963 |  |  | (SB) Standby/Backup: available for service but not normally used | [6 empty] | MITCHELL | 43.2797 | -92.8106
14201 | City of Osage - (IA) | 1172 | Osage (IA) | Electric Utility | IA | 6 | 6.2 | 6 | Natural Gas Internal Combustion Engine | NG | IC | 10 | 1973 |  |  | (SB) Standby/Backup: available for service but not normally used | [6 empty] | MITCHELL | 43.2797 | -92.8106
14201 | City of Osage - (IA) | 1172 | Osage (IA) | Electric Utility | IA | 7 | 3.6 | 3.6 | Petroleum Liquids | DFO | IC | 5 | 1996 |  |  | (SB) Standby/Backup: available for service but not normally used | [6 empty] | MITCHELL | 43.2797 | -92.8106
14201 | City of Osage - (IA) | 1172 | Osage (IA) | Electric Utility | IA | 8 | 3.6 | 3.6 | Petroleum Liquids | DFO | IC | 5 | 1998 |  |  | (SB) Standby/Backup: available for service but not normally used | [6 empty] | MITCHELL | 43.2797 | -92.8106
14201 | City of Osage - (IA) | 1172 | Osage (IA) | Electric Utility | IA | W1 | 1.6 | 0.5 | Onshore Wind Turbine | WND | WT | 12 | 2009 |  |  | (OP) Operating | [6 empty] | MITCHELL | 43.2797 | -92.8106
14236 | Ottumwa City of | 1173 | Ottumwa City of | Electric Utility | IA | 1 | 1 | 1 | Conventional Hydroelectric | WAT | HY | 8 | 1931 |  |  | (OS) Out of service and NOT expected to return to service in next calendar year | [6 empty] | WAPELLO | 41.0163 | -92.4149
14236 | Ottumwa City of | 1173 | Ottumwa City of | Electric Utility | IA | 2 | 1.2 | 1.2 | Conventional Hydroelectric | WAT | HY | 8 | 1931 |  |  | (OP) Operating | [6 empty] | WAPELLO | 41.0163 | -92.4149
14236 | Ottumwa City of | 1173 | Ottumwa City of | Electric Utility | IA | 3 | 1 | 1 | Conventional Hydroelectric | WAT | HY | 8 | 1931 |  |  | (OP) Operating | [6 empty] | WAPELLO | 41.0163 | -92.4149
15349 | City of Preston | 1176 | Preston (IA) | Electric Utility | IA | 1 | 0.7 | 0.7 | Petroleum Liquids | DFO | IC | 12 | 1968 |  |  | (OP) Operating |  |  | 0 |  |  | 0 | JACKSON | 42.0507 | -90.3942
15349 | City of Preston | 1176 | Preston (IA) | Electric Utility | IA | 2 | 0.7 | 0.7 | Petroleum Liquids | DFO | IC | 12 | 1968 |  |  | (OP) Operating |  |  | 0 |  |  | 0 | JACKSON | 42.0507 | -90.3942
15349 | City of Preston | 1176 | Preston (IA) | Electric Utility | IA | 4 | 1.8 | 1.8 | Natural Gas Internal Combustion Engine | NG | IC | 12 | 1980 |  |  | (OP) Operating |  |  | 0 |  |  | 0 | JACKSON | 42.0507 | -90.3942
15377 | City of Primghar - (IA) | 1177 | Primghar | Electric Utility | IA | 4 | 0.6 | 0.6 | Petroleum Liquids | DFO | IC | 1 | 1972 |  |  | (OP) Operating | [6 empty] | O'Brien | 43.0871 | -95.626
15377 | City of Primghar - (IA) | 1177 | Primghar | Electric Utility | IA | 5 | 1.1 | 0.9 | Petroleum Liquids | DFO | IC | 5 | 1992 |  |  | (OP) Operating | [6 empty] | O'Brien | 43.0871 | -95.626
16211 | City of Rockford- (IA) | 1180 | Rockford | Electric Utility | IA | 1 | 0.4 | 0.4 | Petroleum Liquids | DFO | IC | 8 | 1951 |  |  | (SB) Standby/Backup: available for service but not normally used | [6 empty] | Floyd | 43.0489 | -92.9468
16211 | City of Rockford- (IA) | 1180 | Rockford | Electric Utility | IA | 5 | 0.9 | 0.9 | Petroleum Liquids | DFO | IC | 8 | 1961 |  |  | (SB) Standby/Backup: available for service but not normally used | [6 empty] | Floyd | 43.0489 | -92.9468
16211 | City of Rockford- (IA) | 1180 | Rockford | Electric Utility | IA | 6 | 1.6 | 1.6 | Petroleum Liquids | DFO | IC | 1 | 1999 |  |  | (SB) Standby/Backup: available for service but not normally used | [6 empty] | Floyd | 43.0489 | -92.9468
16206 | Rock Rapids Municipal Utility | 1181 | Rock Rapids | Electric Utility | IA | 1 | 2.5 | 2.5 | Petroleum Liquids | DFO | IC | 4 | 1968 |  |  | (OP) Operating | [6 empty] | Lyon | 43.4294 | -96.1692
17141 | City of Sibley - (IA) | 1184 | Sibley One | Electric Utility | IA | 2 | 2 | 1.9 | Petroleum Liquids | DFO | IC | 9 | 1971 |  |  | (OP) Operating | [6 empty] | Osceola | 43.405 | -95.7261
17141 | City of Sibley - (IA) | 1184 | Sibley One | Electric Utility | IA | 3 | 1.2 | 1.1 | Petroleum Liquids | DFO | IC | 4 | 1987 |  |  | (OP) Operating | [6 empty] | Osceola | 43.405 | -95.7261
17141 | City of Sibley - (IA) | 1184 | Sibley One | Electric Utility | IA | 5 | 2 | 1.8 | Petroleum Liquids | DFO | IC | 4 | 2000 |  |  | (OP) Operating | [6 empty] | Osceola | 43.405 | -95.7261
17783 | City of Spencer - (IA) | 1186 | Spencer Gas Turbine | Electric Utility | IA | GT1 | 23.8 | 17 | Petroleum Liquids | KER | GT | 1 | 1970 |  |  | (OP) Operating | [6 empty] | Clay | 43.1446 | -95.1443
18014 | City of State Center - (IA) | 1187 | State Center | Electric Utility | IA | 1 | 0.6 | 0.6 | Petroleum Liquids | DFO | IC | 5 | 1995 |  |  | (OP) Operating | [6 empty] | Marshall | 42.0167 | -93.1633
18014 | City of State Center - (IA) | 1187 | State Center | Electric Utility | IA | 2 | 0.6 | 0.6 | Petroleum Liquids | DFO | IC | 5 | 1995 |  |  | (OP) Operating | [6 empty] | Marshall | 42.0167 | -93.1633
18014 | City of State Center - (IA) | 1187 | State Center | Electric Utility | IA | 3 | 1.3 | 1.3 | Petroleum Liquids | DFO | IC | 5 | 1995 |  |  | (OP) Operating | [6 empty] | Marshall | 42.0167 | -93.1633
18014 | City of State Center - (IA) | 1187 | State Center | Electric Utility | IA | 4 | 1.3 | 1.3 | Petroleum Liquids | DFO | IC | 5 | 1995 |  |  | (OP) Operating | [6 empty] | Marshall | 42.0167 | -93.1633
18014 | City of State Center - (IA) | 1187 | State Center | Electric Utility | IA | 6 | 2.5 | 2.5 | Natural Gas Internal Combustion Engine | NG | IC | 8 | 1972 |  |  | (OP) Operating | [6 empty] | Marshall | 42.0167 | -93.1633
18177 | City of Story City - (IA) | 1188 | Story City | Electric Utility | IA | 1 | 1.3 | 1.3 | Petroleum Liquids | DFO | IC | 1 | 1964 |  |  | (OP) Operating | [6 empty] | Story | 42.1861 | -93.6005
18177 | City of Story City - (IA) | 1188 | Story City | Electric Utility | IA | 2 | 2 | 2 | Petroleum Liquids | DFO | IC | 1 | 1972 |  |  | (OP) Operating | [6 empty] | Story | 42.1861 | -93.6005
18177 | City of Story City - (IA) | 1188 | Story City | Electric Utility | IA | 4A | 3.5 | 3.1 | Petroleum Liquids | DFO | IC | 5 | 2003 |  |  | (OP) Operating | [6 empty] | Story | 42.1861 | -93.6005
18177 | City of Story City - (IA) | 1188 | Story City | Electric Utility | IA | 5A | 3.1 | 3.1 | Petroleum Liquids | DFO | IC | 3 | 1993 |  |  | (OP) Operating | [6 empty] | Story | 42.1861 | -93.6005
18177 | City of Story City - (IA) | 1188 | Story City | Electric Utility | IA | 6 | 2 | 2 | Petroleum Liquids | DFO | IC | 1 | 1978 |  |  | (OP) Operating | [6 empty] | Story | 42.1861 | -93.6005
18177 | City of Story City - (IA) | 1188 | Story City | Electric Utility | IA | 7 | 2 | 2 | Petroleum Liquids | DFO | IC | 1 | 1978 |  |  | (OP) Operating | [6 empty] | Story | 42.1861 | -93.6005
18231 | City of Stuart - (IA) | 1190 | Stuart (IA) | Electric Utility | IA | 1 | 0.6 | 0.6 | Petroleum Liquids | DFO | IC | 2 | 1956 |  |  | (OP) Operating | [6 empty] | Guthrie | 41.5039 | -94.3172
18231 | City of Stuart - (IA) | 1190 | Stuart (IA) | Electric Utility | IA | 2 | 1.1 | 1.1 | Petroleum Liquids | DFO | IC | 6 | 1968 |  |  | (OP) Operating | [6 empty] | Guthrie | 41.5039 | -94.3172
18231 | City of Stuart - (IA) | 1190 | Stuart (IA) | Electric Utility | IA | 4 | 1.1 | 1 | Petroleum Liquids | DFO | IC | 10 | 1964 |  |  | (OP) Operating | [6 empty] | Guthrie | 41.5039 | -94.3172
18301 | City of Sumner - (IA) | 1191 | Sumner | Electric Utility | IA | 1 | 2.6 | 2.6 | Petroleum Liquids | DFO | IC | 12 | 1972 |  |  | (OP) Operating | [6 empty] | BREMER | 42.8464 | -92.0978
18301 | City of Sumner - (IA) | 1191 | Sumner | Electric Utility | IA | 2 | 1.2 | 1.1 | Petroleum Liquids | DFO | IC | 8 | 1956 |  |  | (OP) Operating | [6 empty] | BREMER | 42.8464 | -92.0978
18301 | City of Sumner - (IA) | 1191 | Sumner | Electric Utility | IA | 6 | 1.8 | 1.8 | Petroleum Liquids | DFO | IC | 9 | 1999 |  |  | (OP) Operating | [6 empty] | BREMER | 42.8464 | -92.0978
19062 | City of Traer - (IA) | 1192 | Traer Main | Electric Utility | IA | 3 | 1.1 | 1 | Petroleum Liquids | DFO | IC | 1 | 1963 |  |  | (SB) Standby/Backup: available for service but not normally used | [6 empty] | Tama | 42.1926 | -92.4636
19062 | City of Traer - (IA) | 1192 | Traer Main | Electric Utility | IA | 4 | 1.1 | 1 | Petroleum Liquids | DFO | IC | 1 | 1963 |  |  | (SB) Standby/Backup: available for service but not normally used | [6 empty] | Tama | 42.1926 | -92.4636
19062 | City of Traer - (IA) | 1192 | Traer Main | Electric Utility | IA | 5 | 0.6 | 0.5 | Petroleum Liquids | DFO | IC | 1 | 1969 |  |  | (SB) Standby/Backup: available for service but not normally used | [6 empty] | Tama | 42.1926 | -92.4636
19062 | City of Traer - (IA) | 1192 | Traer Main | Electric Utility | IA | 6 | 1.3 | 1.2 | Petroleum Liquids | DFO | IC | 1 | 1970 |  |  | (SB) Standby/Backup: available for service but not normally used | [6 empty] | Tama | 42.1926 | -92.4636
19843 | City of Villisca - (IA) | 1193 | Villisca Municipal Power Plant | Electric Utility | IA | 5 | 2 | 2 | Petroleum Liquids | DFO | IC | 6 | 2003 |  |  | (SB) Standby/Backup: available for service but not normally used | [6 empty] | Montgomery | 40.9315 | -94.9855
19843 | City of Villisca - (IA) | 1193 | Villisca Municipal Power Plant | Electric Utility | IA | 6 | 2 | 2 | Petroleum Liquids | DFO | IC | 6 | 2003 |  |  | (SB) Standby/Backup: available for service but not normally used | [6 empty] | Montgomery | 40.9315 | -94.9855
19865 | City of Vinton - (IA) | 1194 | Vinton | Electric Utility | IA | 1 | 1.3 | 1.2 | Petroleum Liquids | DFO | IC | 6 | 1955 |  |  | (OP) Operating | [6 empty] | Benton | 42.1697 | -92.0222
19865 | City of Vinton - (IA) | 1194 | Vinton | Electric Utility | IA | 10 | 0.8 | 0.6 | Petroleum Liquids | DFO | IC | 6 | 2009 |  |  | (OP) Operating | [6 empty] | Benton | 42.1697 | -92.0222
19865 | City of Vinton - (IA) | 1194 | Vinton | Electric Utility | IA | 5 | 0.6 | 0.5 | Petroleum Liquids | DFO | IC | 6 | 1946 |  |  | (OS) Out of service and NOT expected to return to service in next calendar year | [6 empty] | Benton | 42.1697 | -92.0222
19865 | City of Vinton - (IA) | 1194 | Vinton | Electric Utility | IA | 6 | 2.5 | 2.5 | Petroleum Liquids | DFO | IC | 6 | 1961 |  |  | (OP) Operating | [6 empty] | Benton | 42.1697 | -92.0222
19865 | City of Vinton - (IA) | 1194 | Vinton | Electric Utility | IA | 7 | 3.7 | 3.7 | Petroleum Liquids | DFO | IC | 6 | 1967 |  |  | (OP) Operating | [6 empty] | Benton | 42.1697 | -92.0222
19865 | City of Vinton - (IA) | 1194 | Vinton | Electric Utility | IA | 8 | 5.6 | 5.6 | Petroleum Liquids | DFO | IC | 88 | 1973 |  |  | (OP) Operating | [6 empty] | Benton | 42.1697 | -92.0222
19865 | City of Vinton - (IA) | 1194 | Vinton | Electric Utility | IA | 9 | 3 | 3 | Petroleum Liquids | DFO | IC | 9 | 1992 |  |  | (OP) Operating | [6 empty] | Benton | 42.1697 | -92.0222
20259 | City of Webster City - (IA) | 1198 | Webster City | Electric Utility | IA | 6 | 21.3 | 20.7 | Petroleum Liquids | DFO | GT | 4 | 1972 |  |  | (SB) Standby/Backup: available for service but not normally used | [6 empty] | Hamilton | 42.471 | -93.815
20364 | City of West Bend | 1199 | West Bend | Electric Utility | IA | 1 | 1.1 | 1 | Petroleum Liquids | DFO | IC | 8 | 1959 |  |  | (SB) Standby/Backup: available for service but not normally used | [6 empty] | Palo Alto | 42.9612 | -94.4456
20364 | City of West Bend | 1199 | West Bend | Electric Utility | IA | 3 | 0.9 | 0.9 | Petroleum Liquids | DFO | IC | 12 | 1954 |  |  | (SB) Standby/Backup: available for service but not normally used | [6 empty] | Palo Alto | 42.9612 | -94.4456
20364 | City of West Bend | 1199 | West Bend | Electric Utility | IA | 4 | 2.2 | 2 | Petroleum Liquids | DFO | IC | 11 | 1973 |  |  | (SB) Standby/Backup: available for service but not normally used | [6 empty] | Palo Alto | 42.9612 | -94.4456
20364 | City of West Bend | 1199 | West Bend | Electric Utility | IA | 5 | 2.5 | 2.5 | Petroleum Liquids | DFO | IC | 7 | 2013 |  |  | (SB) Standby/Backup: available for service but not normally used | [6 empty] | Palo Alto | 42.9612 | -94.4456
20380 | City of West Liberty - (IA) | 1200 | West Liberty | Electric Utility | IA | 2 | 2.5 | 2.1 | Petroleum Liquids | DFO | IC | 10 | 1974 |  |  | (SB) Standby/Backup: available for service but not normally used | [6 empty] | Muscatine | 41.5691 | -91.264
20380 | City of West Liberty - (IA) | 1200 | West Liberty | Electric Utility | IA | 3 | 3 | 2.7 | Petroleum Liquids | DFO | IC | 2 | 1982 |  |  | (SB) Standby/Backup: available for service but not normally used | [6 empty] | Muscatine | 41.5691 | -91.264
20380 | City of West Liberty - (IA) | 1200 | West Liberty | Electric Utility | IA | 5 | 5.5 | 5 | Petroleum Liquids | DFO | GT | 5 | 2004 |  |  | (SB) Standby/Backup: available for service but not normally used | [6 empty] | Muscatine | 41.5691 | -91.264
20380 | City of West Liberty - (IA) | 1200 | West Liberty | Electric Utility | IA | 6 | 5.5 | 5 | Petroleum Liquids | DFO | GT | 5 | 2004 |  |  | (SB) Standby/Backup: available for service but not normally used | [6 empty] | Muscatine | 41.5691 | -91.264
20604 | City of Whittemore - (IA) | 1201 | Whittemore | Electric Utility | IA | 4 | 1.1 | 1.1 | Petroleum Liquids | DFO | IC | 8 | 1964 |  |  | (OP) Operating | [6 empty] | Kossuth | 43.0644 | -94.4219
20789 | City of Wilton | 1202 | Wilton | Electric Utility | IA | 5 | 1.6 | 1.6 | Petroleum Liquids | DFO | IC | 1 | 1992 |  |  | (OP) Operating | [6 empty] | Muscatine | 41.5877 | -91.0195
20789 | City of Wilton | 1202 | Wilton | Electric Utility | IA | 6 | 1.6 | 1.6 | Petroleum Liquids | DFO | IC | 1 | 1992 |  |  | (OP) Operating | [6 empty] | Muscatine | 41.5877 | -91.0195
20789 | City of Wilton | 1202 | Wilton | Electric Utility | IA | 7 | 1.6 | 1.6 | Petroleum Liquids | DFO | IC | 1 | 1992 |  |  | (OP) Operating | [6 empty] | Muscatine | 41.5877 | -91.0195
20789 | City of Wilton | 1202 | Wilton | Electric Utility | IA | 8 | 2.2 | 2.2 | Petroleum Liquids | DFO | IC | 5 | 2002 |  |  | (OP) Operating | [6 empty] | Muscatine | 41.5877 | -91.0195
20789 | City of Wilton | 1202 | Wilton | Electric Utility | IA | 9 | 2.2 | 2.2 | Petroleum Liquids | DFO | IC | 5 | 2002 |  |  | (OP) Operating | [6 empty] | Muscatine | 41.5877 | -91.0195
20835 | City of Winterset - (IA) | 1203 | Winterset | Electric Utility | IA | 2 | 1.5 | 1.5 | Petroleum Liquids | DFO | IC | 7 | 1956 |  |  | (OP) Operating | [6 empty] | Madison | 41.3372 | -94.0126
20835 | City of Winterset - (IA) | 1203 | Winterset | Electric Utility | IA | 3 | 1.7 | 1.7 | Petroleum Liquids | DFO | IC | 6 | 1966 |  |  | (OP) Operating | [6 empty] | Madison | 41.3372 | -94.0126
20835 | City of Winterset - (IA) | 1203 | Winterset | Electric Utility | IA | 4 | 4.4 | 4.4 | Petroleum Liquids | DFO | IC | 5 | 1972 |  |  | (OP) Operating | [6 empty] | Madison | 41.3372 | -94.0126
20835 | City of Winterset - (IA) | 1203 | Winterset | Electric Utility | IA | 5 | 2 | 2 | Petroleum Liquids | DFO | IC | 4 | 2002 |  |  | (OP) Operating | [6 empty] | Madison | 41.3372 | -94.0126
20835 | City of Winterset - (IA) | 1203 | Winterset | Electric Utility | IA | 6 | 2 | 2 | Petroleum Liquids | DFO | IC | 4 | 2002 |  |  | (OP) Operating | [6 empty] | Madison | 41.3372 | -94.0126
20835 | City of Winterset - (IA) | 1203 | Winterset | Electric Utility | IA | 7 | 2 | 2 | Petroleum Liquids | DFO | IC | 4 | 2002 |  |  | (OP) Operating | [6 empty] | Madison | 41.3372 | -94.0126
3258 | Central Iowa Power Cooperative | 1206 | Summit Lake | Electric Utility | IA | 1 | 7.5 | 6.5 | Natural Gas Fired Combined Cycle | NG | CA | 3 | 1951 |  |  | (OP) Operating | [6 empty] | UNION | 41.1136 | -94.3472
3258 | Central Iowa Power Cooperative | 1206 | Summit Lake | Electric Utility | IA | 2 | 7.5 | 6.5 | Natural Gas Fired Combined Cycle | NG | CA | 3 | 1951 |  |  | (OP) Operating | [6 empty] | UNION | 41.1136 | -94.3472
3258 | Central Iowa Power Cooperative | 1206 | Summit Lake | Electric Utility | IA | 3 | 7.5 | 7 | Natural Gas Fired Combined Cycle | NG | CA | 10 | 1957 |  |  | (OP) Operating | [6 empty] | UNION | 41.1136 | -94.3472
3258 | Central Iowa Power Cooperative | 1206 | Summit Lake | Electric Utility | IA | GT1 | 27 | 27.5 | Natural Gas Fired Combined Cycle | NG | CT | 7 | 1973 |  |  | (OP) Operating | [6 empty] | UNION | 41.1136 | -94.3472
3258 | Central Iowa Power Cooperative | 1206 | Summit Lake | Electric Utility | IA | GT2 | 35.3 | 27.9 | Natural Gas Fired Combined Cycle | NG | CT | 6 | 1975 |  |  | (OP) Operating | [6 empty] | UNION | 41.1136 | -94.3472
4363 | Corn Belt Power Coop | 1217 | Earl F Wisdom | Electric Utility | IA | 1 | 37.5 | 37.5 | Natural Gas Steam Turbine | NG | ST | 4 | 1960 |  |  | (OP) Operating | [6 empty] | Clay | 43.1606 | -95.2569
4363 | Corn Belt Power Coop | 1217 | Earl F Wisdom | Electric Utility | IA | 2 | 81.6 | 76 | Natural Gas Fired Combustion Turbine | NG | GT | 4 | 2004 |  |  | (OP) Operating | [6 empty] | Clay | 43.1606 | -95.2569
12524 | Midwest Energy Inc | 1224 | Bird City | Electric Utility | KS | 1 | 2 | 2 | Petroleum Liquids | DFO | IC | 1 | 1965 |  |  | (OP) Operating | [6 empty] | Cheyenne | 39.7581 | -101.5319
12524 | Midwest Energy Inc | 1224 | Bird City | Electric Utility | KS | 2 | 2 | 2 | Petroleum Liquids | DFO | IC | 1 | 1966 |  |  | (OS) Out of service and NOT expected to return to service in next calendar year | [6 empty] | Cheyenne | 39.7581 | -101.5319
12524 | Midwest Energy Inc | 1225 | Colby | Electric Utility | KS | GT1 | 16 | 13 | Natural Gas Fired Combustion Turbine | NG | GT | 1 | 1970 |  |  | (OP) Operating | [6 empty] | Thomas | 39.403 | -101.0382
18315 | Sunflower Electric Power Corp | 1230 | Cimarron River | Electric Utility | KS | 1 | 50 | 52 | Natural Gas Steam Turbine | NG | ST | 10 | 1963 |  |  | (OP) Operating | [6 empty] | Seward | 37.1611 | -100.7619
18315 | Sunflower Electric Power Corp | 1230 | Cimarron River | Electric Utility | KS | 2 | 15 | 13.7 | Natural Gas Fired Combustion Turbine | NG | GT | 2 | 1968 |  |  | (OP) Operating | [6 empty] | Seward | 37.1611 | -100.7619
18315 | Sunflower Electric Power Corp | 1233 | Fort Dodge | Electric Utility | KS | 4 | 149 | 147.8 | Natural Gas Steam Turbine | NG | ST | 6 | 1969 |  |  | (OP) Operating | [6 empty] | Ford | 37.7328 | -99.9497
18315 | Sunflower Electric Power Corp | 1235 | Great Bend - Sunflower | Electric Utility | KS | 3 | 81.6 | 92.7 | Natural Gas Steam Turbine | NG | ST | 6 | 1963 |  |  | (OP) Operating | [6 empty] | Barton | 38.41 | -98.8689
5860 | Empire District Electric Co | 1239 | Riverton | Electric Utility | KS | 10 | 16.3 | 13 | Natural Gas Fired Combustion Turbine | NG | GT | 12 | 1988 |  |  | (OP) Operating | [6 empty] | Cherokee | 37.0726 | -94.6987
5860 | Empire District Electric Co | 1239 | Riverton | Electric Utility | KS | 11 | 16.3 | 15 | Natural Gas Fired Combustion Turbine | NG | GT | 11 | 1988 |  |  | (OP) Operating | [6 empty] | Cherokee | 37.0726 | -94.6987
5860 | Empire District Electric Co | 1239 | Riverton | Electric Utility | KS | 12 | 148.8 | 149 | Natural Gas Fired Combined Cycle | NG | CT | 5 | 2007 |  |  | (OP) Operating | [6 empty] | Cherokee | 37.0726 | -94.6987
5860 | Empire District Electric Co | 1239 | Riverton | Electric Utility | KS | 12-2 | 118.8 | 117 | Natural Gas Fired Combined Cycle | NG | CA | 5 | 2016 |  |  | (OP) Operating | [6 empty] | Cherokee | 37.0726 | -94.6987
10005 | Kansas Gas & Electric Co | 1240 | Gordon Evans Energy Center | Electric Utility | KS | 1 | 136 | 152 | Natural Gas Steam Turbine | NG | ST | 6 | 1961 |  |  | (OP) Operating | [6 empty] | Sedgwick | 37.7903 | -97.5217
10005 | Kansas Gas & Electric Co | 1240 | Gordon Evans Energy Center | Electric Utility | KS | 2 | 390 | 370 | Natural Gas Steam Turbine | NG | ST | 6 | 1967 |  |  | (OP) Operating | [6 empty] | Sedgwick | 37.7903 | -97.5217
10005 | Kansas Gas & Electric Co | 1240 | Gordon Evans Energy Center | Electric Utility | KS | 5 | 2.9 | 3 | Petroleum Liquids | DFO | IC | 8 | 1969 |  |  | (SB) Standby/Backup: available for service but not normally used | [6 empty] | Sedgwick | 37.7903 | -97.5217
10005 | Kansas Gas & Electric Co | 1240 | Gordon Evans Energy Center | Electric Utility | KS | GT1 | 98.3 | 73 | Natural Gas Fired Combustion Turbine | NG | GT | 6 | 2000 |  |  | (OP) Operating | [6 empty] | Sedgwick | 37.7903 | -97.5217
10005 | Kansas Gas & Electric Co | 1240 | Gordon Evans Energy Center | Electric Utility | KS | GT2 | 98.3 | 71 | Natural Gas Fired Combustion Turbine | NG | GT | 6 | 2000 |  |  | (OP) Operating | [6 empty] | Sedgwick | 37.7903 | -97.5217
10005 | Kansas Gas & Electric Co | 1240 | Gordon Evans Energy Center | Electric Utility | KS | GT3 | 178.5 | 148 | Natural Gas Fired Combustion Turbine | NG | GT | 6 | 2001 |  |  | (OP) Operating | [6 empty] | Sedgwick | 37.7903 | -97.5217
10000 | Kansas City Power & Light Co | 1241 | La Cygne | Electric Utility | KS | 1 | 893 | 736.1 | Conventional Steam Coal | SUB | ST | 6 | 1973 |  |  | (OP) Operating | [6 empty] | Linn | 38.3481 | -94.6456
10000 | Kansas City Power & Light Co | 1241 | La Cygne | Electric Utility | KS | 2 | 685 | 662.3 | Conventional Steam Coal | SUB | ST | 5 | 1977 |  |  | (OP) Operating | [6 empty] | Linn | 38.3481 | -94.6456
10005 | Kansas Gas & Electric Co | 1242 | Murray Gill | Electric Utility | KS | 3 | 114 | 93 | Natural Gas Steam Turbine | NG | ST | 6 | 1956 |  |  | (OP) Operating | [6 empty] | Sedgwick | 37.5967 | -97.4136
10005 | Kansas Gas & Electric Co | 1242 | Murray Gill | Electric Utility | KS | 4 | 114 | 90 | Natural Gas Steam Turbine | NG | ST | 4 | 1959 |  |  | (OP) Operating | [6 empty] | Sedgwick | 37.5967 | -97.4136
22500 | Westar Energy Inc | 1248 | Hutchinson Energy Center | Electric Utility | KS | GT1 | 71 | 56 | Natural Gas Fired Combustion Turbine | NG | GT | 5 | 1974 |  |  | (OP) Operating | [6 empty] | Reno | 38.0906 | -97.8747
22500 | Westar Energy Inc | 1248 | Hutchinson Energy Center | Electric Utility | KS | GT2 | 71 | 52 | Natural Gas Fired Combustion Turbine | NG | GT | 5 | 1974 |  |  | (OP) Operating | [6 empty] | Reno | 38.0906 | -97.8747
22500 | Westar Energy Inc | 1248 | Hutchinson Energy Center | Electric Utility | KS | GT3 | 71 | 57 | Natural Gas Fired Combustion Turbine | NG | GT | 5 | 1974 |  |  | (OP) Operating | [6 empty] | Reno | 38.0906 | -97.8747
22500 | Westar Energy Inc | 1248 | Hutchinson Energy Center | Electric Utility | KS | GT4 | 86 | 71 | Petroleum Liquids | DFO | GT | 6 | 1975 |  |  | (OP) Operating | [6 empty] | Reno | 38.0906 | -97.8747
22500 | Westar Energy Inc | 1248 | Hutchinson Energy Center | Electric Utility | KS | H1DG | 2.7 | 3 | Petroleum Liquids | DFO | IC | 1 | 1983 |  |  | (SB) Standby/Backup: available for service but not normally used | [6 empty] | Reno | 38.0906 | -97.8747
22500 | Westar Energy Inc | 1250 | Lawrence Energy Center | Electric Utility | KS | 4 | 114 | 104 | Conventional Steam Coal | SUB | ST | 3 | 1960 |  |  | (OP) Operating | [6 empty] | Douglas | 39.0072 | -95.2692
22500 | Westar Energy Inc | 1250 | Lawrence Energy Center | Electric Utility | KS | 5 | 403 | 370 | Conventional Steam Coal | SUB | ST | 5 | 1971 |  |  | (OP) Operating | [6 empty] | Douglas | 39.0072 | -95.2692
22500 | Westar Energy Inc | 1252 | Tecumseh Energy Center | Electric Utility | KS | 7 | 82 | 72 | Conventional Steam Coal | SUB | ST | 8 | 1957 |  |  | (OP) Operating | [6 empty] | Shawnee | 39.0539 | -95.5689
701 | City of Anthony - (KS) | 1258 | Anthony | Electric Utility | KS | IC1 | 4.1 | 4.1 | Natural Gas Internal Combustion Engine | NG | IC | 8 | 1972 |  |  | (OP) Operating | [6 empty] | Harper | 37.1517 | -98.0311
701 | City of Anthony - (KS) | 1258 | Anthony | Electric Utility | KS | IC2 | 3 | 3 | Natural Gas Internal Combustion Engine | NG | IC | 6 | 1976 |  |  | (OP) Operating | [6 empty] | Harper | 37.1517 | -98.0311
701 | City of Anthony - (KS) | 1258 | Anthony | Electric Utility | KS | IC3 | 4 | 4 | Natural Gas Internal Combustion Engine | NG | IC | 7 | 1981 |  |  | (OP) Operating | [6 empty] | Harper | 37.1517 | -98.0311
911 | City of Ashland - (KS) | 1259 | Ashland | Electric Utility | KS | 1 | 0.6 | 0.6 | Natural Gas Internal Combustion Engine | NG | IC | 9 | 1953 |  |  | (SB) Standby/Backup: available for service but not normally used | [6 empty] | Clark | 37.1938 | -99.7631
911 | City of Ashland - (KS) | 1259 | Ashland | Electric Utility | KS | 2 | 0.9 | 0.7 | Natural Gas Internal Combustion Engine | NG | IC | 9 | 1974 |  |  | (SB) Standby/Backup: available for service but not normally used | [6 empty] | Clark | 37.1938 | -99.7631
911 | City of Ashland - (KS) | 1259 | Ashland | Electric Utility | KS | 3 | 1.2 | 1.1 | Petroleum Liquids | DFO | IC | 5 | 1963 |  |  | (SB) Standby/Backup: available for service but not normally used | [6 empty] | Clark | 37.1938 | -99.7631
911 | City of Ashland - (KS) | 1259 | Ashland | Electric Utility | KS | 4B | 2 | 1.8 | Petroleum Liquids | DFO | IC | 8 | 2014 |  |  | (SB) Standby/Backup: available for service but not normally used | [6 empty] | Clark | 37.1938 | -99.7631
911 | City of Ashland - (KS) | 1259 | Ashland | Electric Utility | KS | 5 | 0.9 | 0.7 | Petroleum Liquids | DFO | IC | 5 | 1971 |  |  | (SB) Standby/Backup: available for service but not normally used | [6 empty] | Clark | 37.1938 | -99.7631
998 | City of Augusta - (KS) | 1261 | Augusta Electric Plant No 1 | Electric Utility | KS | 1 | 1.1 | 1.1 | Natural Gas Internal Combustion Engine | NG | IC | 7 | 1954 |  |  | (SB) Standby/Backup: available for service but not normally used | [6 empty] | Butler | 37.6785 | -96.9719
998 | City of Augusta - (KS) | 1261 | Augusta Electric Plant No 1 | Electric Utility | KS | 2 | 0.3 | 0.3 | Petroleum Liquids | DFO | IC | 8 | 1929 |  |  | (SB) Standby/Backup: available for service but not normally used | [6 empty] | Butler | 37.6785 | -96.9719
998 | City of Augusta - (KS) | 1261 | Augusta Electric Plant No 1 | Electric Utility | KS | 3 | 1 | 1 | Natural Gas Internal Combustion Engine | NG | IC | 12 | 1949 |  |  | (SB) Standby/Backup: available for service but not normally used | [6 empty] | Butler | 37.6785 | -96.9719
998 | City of Augusta - (KS) | 1261 | Augusta Electric Plant No 1 | Electric Utility | KS | 4 | 0.7 | 0.7 | Petroleum Liquids | DFO | IC | 8 | 1939 |  |  | (SB) Standby/Backup: available for service but not normally used | [6 empty] | Butler | 37.6785 | -96.9719
998 | City of Augusta - (KS) | 1261 | Augusta Electric Plant No 1 | Electric Utility | KS | 5 | 2.2 | 2.2 | Natural Gas Internal Combustion Engine | NG | IC | 6 | 1956 |  |  | (SB) Standby/Backup: available for service but not normally used | [6 empty] | Butler | 37.6785 | -96.9719
998 | City of Augusta - (KS) | 1261 | Augusta Electric Plant No 1 | Electric Utility | KS | 6 | 2.2 | 2.2 | Natural Gas Internal Combustion Engine | NG | IC | 7 | 1956 |  |  | (SB) Standby/Backup: available for service but not normally used | [6 empty] | Butler | 37.6785 | -96.9719
998 | City of Augusta - (KS) | 1261 | Augusta Electric Plant No 1 | Electric Utility | KS | 7 | 2 | 2 | Natural Gas Internal Combustion Engine | NG | IC | 4 | 1964 |  |  | (SB) Standby/Backup: available for service but not normally used | [6 empty] | Butler | 37.6785 | -96.9719
1148 | City of Baldwin City- (KS) | 1262 | Baldwin City Plant No 1 | Electric Utility | KS | 3 | 1.1 | 0.7 | Petroleum Liquids | DFO | IC | 5 | 1956 |  |  | (SB) Standby/Backup: available for service but not normally used | [6 empty] | Douglas | 38.7745 | -95.1867
1148 | City of Baldwin City- (KS) | 1262 | Baldwin City Plant No 1 | Electric Utility | KS | 4 | 2 | 1.5 | Petroleum Liquids | DFO | IC | 5 | 1970 |  |  | (OP) Operating | [6 empty] | Douglas | 38.7745 | -95.1867
1148 | City of Baldwin City- (KS) | 1262 | Baldwin City Plant No 1 | Electric Utility | KS | 5 | 1.1 | 0.7 | Petroleum Liquids | DFO | IC | 10 | 1964 |  |  | (OP) Operating | [6 empty] | Douglas | 38.7745 | -95.1867
1148 | City of Baldwin City- (KS) | 1262 | Baldwin City Plant No 1 | Electric Utility | KS | 6 | 1.1 | 0.7 | Petroleum Liquids | DFO | IC | 10 | 1964 |  |  | (OP) Operating | [6 empty] | Douglas | 38.7745 | -95.1867
1512 | City of Belleville - (KS) | 1263 | Belleville | Electric Utility | KS | 4 | 1 | 1 | Petroleum Liquids | DFO | IC | 1 | 1955 |  |  | (OP) Operating | [6 empty] | Republic | 39.8081 | -97.6505
1512 | City of Belleville - (KS) | 1263 | Belleville | Electric Utility | KS | 5 | 1.7 | 1.7 | Petroleum Liquids | DFO | IC | 1 | 1961 |  |  | (OP) Operating | [6 empty] | Republic | 39.8081 | -97.6505
1512 | City of Belleville - (KS) | 1263 | Belleville | Electric Utility | KS | 6 | 3.7 | 3.7 | Petroleum Liquids | DFO | IC | 1 | 1966 |  |  | (OP) Operating | [6 empty] | Republic | 39.8081 | -97.6505
1512 | City of Belleville - (KS) | 1263 | Belleville | Electric Utility | KS | 7 | 5.1 | 5.1 | Petroleum Liquids | DFO | IC | 1 | 1971 |  |  | (OP) Operating | [6 empty] | Republic | 39.8081 | -97.6505
1512 | City of Belleville - (KS) | 1263 | Belleville | Electric Utility | KS | 8 | 2.8 | 2.8 | Petroleum Liquids | DFO | IC | 1 | 2007 |  |  | (OP) Operating | [6 empty] | Republic | 39.8081 | -97.6505
1525 | City of Beloit - (KS) | 1264 | Beloit | Electric Utility | KS | 1 | 1.5 | 1.1 | Petroleum Liquids | DFO | IC | 7 | 1951 |  |  | (OP) Operating | [6 empty] | Mitchell | 39.4578 | -98.1122
1525 | City of Beloit - (KS) | 1264 | Beloit | Electric Utility | KS | 2 | 1.5 | 1.1 | Petroleum Liquids | DFO | IC | 7 | 1951 |  |  | (OP) Operating | [6 empty] | Mitchell | 39.4578 | -98.1122
1525 | City of Beloit - (KS) | 1264 | Beloit | Electric Utility | KS | 3 | 2 | 2 | Petroleum Liquids | DFO | IC | 6 | 1961 |  |  | (OP) Operating | [6 empty] | Mitchell | 39.4578 | -98.1122
1525 | City of Beloit - (KS) | 1264 | Beloit | Electric Utility | KS | 4 | 3.5 | 3 | Petroleum Liquids | DFO | IC | 11 | 1964 |  |  | (OP) Operating | [6 empty] | Mitchell | 39.4578 | -98.1122
1525 | City of Beloit - (KS) | 1264 | Beloit | Electric Utility | KS | 5 | 0.7 | 0.6 | Petroleum Liquids | DFO | IC | 5 | 1950 |  |  | (OP) Operating | [6 empty] | Mitchell | 39.4578 | -98.1122
1525 | City of Beloit - (KS) | 1264 | Beloit | Electric Utility | KS | 6 | 4.1 | 3.5 | Petroleum Liquids | DFO | IC | 8 | 1971 |  |  | (OP) Operating | [6 empty] | Mitchell | 39.4578 | -98.1122
1525 | City of Beloit - (KS) | 1264 | Beloit | Electric Utility | KS | 7 | 6 | 5.5 | Petroleum Liquids | DFO | IC | 8 | 1980 |  |  | (OP) Operating | [6 empty] | Mitchell | 39.4578 | -98.1122
2547 | City of Burlingame - (KS) | 1265 | Burlingame | Electric Utility | KS | 1 | 1.1 | 1 | Natural Gas Internal Combustion Engine | NG | IC | 8 | 1973 |  |  | (OP) Operating | [6 empty] | Osage | 38.7551 | -95.8368
2547 | City of Burlingame - (KS) | 1265 | Burlingame | Electric Utility | KS | 3 | 0.9 | 0.8 | Natural Gas Internal Combustion Engine | NG | IC | 8 | 1963 |  |  | (OP) Operating | [5 empty] | 0 | Osage | 38.7551 | -95.8368
2547 | City of Burlingame - (KS) | 1265 | Burlingame | Electric Utility | KS | 4 | 1.1 | 1 | Natural Gas Internal Combustion Engine | NG | IC | 8 | 1969 |  |  | (OP) Operating | [5 empty] | 0 | Osage | 38.7551 | -95.8368
2547 | City of Burlingame - (KS) | 1265 | Burlingame | Electric Utility | KS | 5 | 0.9 | 0.8 | Natural Gas Internal Combustion Engine | NG | IC | 1 | 1980 |  |  | (OP) Operating | [5 empty] | 0 | Osage | 38.7551 | -95.8368
2551 | City of Burlington - (KS) | 1266 | Burlington (KS) | Electric Utility | KS | 1A | 2 | 2 | Petroleum Liquids | DFO | IC | 7 | 2003 |  |  | (SB) Standby/Backup: available for service but not normally used | [6 empty] | Coffey | 38.1932 | -95.7495
2551 | City of Burlington - (KS) | 1266 | Burlington (KS) | Electric Utility | KS | 2 | 1.3 | 1.3 | Natural Gas Internal Combustion Engine | NG | IC | 9 | 1962 |  |  | (SB) Standby/Backup: available for service but not normally used | [6 empty] | Coffey | 38.1932 | -95.7495
2551 | City of Burlington - (KS) | 1266 | Burlington (KS) | Electric Utility | KS | 4A | 2.3 | 2.3 | Natural Gas Internal Combustion Engine | NG | IC | 6 | 2005 |  |  | (SB) Standby/Backup: available for service but not normally used | [6 empty] | Coffey | 38.1932 | -95.7495
2551 | City of Burlington - (KS) | 1266 | Burlington (KS) | Electric Utility | KS | 5 | 1 | 1 | Natural Gas Internal Combustion Engine | NG | IC | 7 | 1955 |  |  | (SB) Standby/Backup: available for service but not normally used | [6 empty] | Coffey | 38.1932 | -95.7495
2551 | City of Burlington - (KS) | 1266 | Burlington (KS) | Electric Utility | KS | IC6 | 4.8 | 4.8 | Natural Gas Internal Combustion Engine | NG | IC | 7 | 1983 |  |  | (SB) Standby/Backup: available for service but not normally used | [6 empty] | Coffey | 38.1932 | -95.7495
3355 | City of Chanute | 1268 | Chanute 2 | Electric Utility | KS | 14 | 60 | 42 | Natural Gas Fired Combustion Turbine | NG | GT | 2 | 2002 |  |  | (OP) Operating | [6 empty] | Neosho | 37.6953 | -95.4586
3355 | City of Chanute | 1268 | Chanute 2 | Electric Utility | KS | 7 | 2 | 2 | Natural Gas Internal Combustion Engine | NG | IC | 8 | 1965 |  |  | (OP) Operating | [6 empty] | Neosho | 37.6953 | -95.4586
3355 | City of Chanute | 1268 | Chanute 2 | Electric Utility | KS | 8 | 2 | 2 | Natural Gas Internal Combustion Engine | NG | IC | 8 | 1965 |  |  | (OP) Operating | [6 empty] | Neosho | 37.6953 | -95.4586
3710 | City of Clay Center - (KS) | 1270 | Clay Center | Electric Utility | KS | 5 | 3 | 3 | Natural Gas Steam Turbine | NG | ST | 1 | 1948 |  |  | (OP) Operating | [6 empty] | Clay | 39.374 | -97.1272
3710 | City of Clay Center - (KS) | 1270 | Clay Center | Electric Utility | KS | 6 | 5 | 5 | Natural Gas Steam Turbine | NG | ST | 1 | 1961 |  |  | (OP) Operating | [6 empty] | Clay | 39.374 | -97.1272
3710 | City of Clay Center - (KS) | 1270 | Clay Center | Electric Utility | KS | IC1 | 0.9 | 0.9 | Natural Gas Internal Combustion Engine | NG | IC | 1 | 1958 |  |  | (OP) Operating | [6 empty] | Clay | 39.374 | -97.1272
3710 | City of Clay Center - (KS) | 1270 | Clay Center | Electric Utility | KS | IC2 | 2.1 | 2 | Natural Gas Internal Combustion Engine | NG | IC | 1 | 1966 |  |  | (OP) Operating | [6 empty] | Clay | 39.374 | -97.1272
3710 | City of Clay Center - (KS) | 1270 | Clay Center | Electric Utility | KS | IC3 | 5.1 | 5 | Natural Gas Internal Combustion Engine | NG | IC | 1 | 1972 |  |  | (OP) Operating | [6 empty] | Clay | 39.374 | -97.1272
3710 | City of Clay Center - (KS) | 1270 | Clay Center | Electric Utility | KS | IC4 | 3.5 | 3.5 | Natural Gas Internal Combustion Engine | NG | IC | 4 | 1996 |  |  | (OP) Operating | [6 empty] | Clay | 39.374 | -97.1272
3710 | City of Clay Center - (KS) | 1270 | Clay Center | Electric Utility | KS | IC5 | 3.5 | 3.5 | Natural Gas Internal Combustion Engine | NG | IC | 6 | 1996 |  |  | (OP) Operating | [6 empty] | Clay | 39.374 | -97.1272
3710 | City of Clay Center - (KS) | 1270 | Clay Center | Electric Utility | KS | IC6 | 6.8 | 6.8 | Natural Gas Internal Combustion Engine | NG | IC | 3 | 2005 |  |  | (OP) Operating | [6 empty] | Clay | 39.374 | -97.1272
3892 | City of Coffeyville - (KS) | 1271 | Coffeyville | Electric Utility | KS | 1 | 2 | 2 | Petroleum Liquids | DFO | IC | 4 | 2007 |  |  | (OP) Operating | [6 empty] | Montgomery | 37.0373 | -95.6127
3892 | City of Coffeyville - (KS) | 1271 | Coffeyville | Electric Utility | KS | 2 | 2 | 2 | Petroleum Liquids | DFO | IC | 4 | 2007 |  |  | (OP) Operating | [6 empty] | Montgomery | 37.0373 | -95.6127
3892 | City of Coffeyville - (KS) | 1271 | Coffeyville | Electric Utility | KS | 6 | 18.7 | 16 | Natural Gas Steam Turbine | NG | ST | 8 | 1956 |  |  | (OP) Operating | [6 empty] | Montgomery | 37.0373 | -95.6127
3892 | City of Coffeyville - (KS) | 1271 | Coffeyville | Electric Utility | KS | 7 | 40 | 37 | Natural Gas Steam Turbine | NG | ST | 6 | 1973 |  |  | (OP) Operating | [6 empty] | Montgomery | 37.0373 | -95.6127
3913 | City of Colby - (KS) | 1272 | Colby City of | Electric Utility | KS | 3 | 2.5 | 1.8 | Petroleum Liquids | DFO | IC | 7 | 1963 |  |  | (OP) Operating | [6 empty] | THOMAS | 39.3944 | -101.0584
3913 | City of Colby - (KS) | 1272 | Colby City of | Electric Utility | KS | 4 | 1.7 | 1.2 | Petroleum Liquids | DFO | IC | 8 | 1958 |  |  | (OP) Operating | [6 empty] | THOMAS | 39.3944 | -101.0584
3913 | City of Colby - (KS) | 1272 | Colby City of | Electric Utility | KS | 5 | 1.3 | 1 | Petroleum Liquids | DFO | IC | 5 | 1958 |  |  | (OP) Operating | [6 empty] | THOMAS | 39.3944 | -101.0584
3913 | City of Colby - (KS) | 1272 | Colby City of | Electric Utility | KS | 6 | 4.5 | 3.5 | Petroleum Liquids | DFO | IC | 10 | 1971 |  |  | (OP) Operating | [6 empty] | THOMAS | 39.3944 | -101.0584
3913 | City of Colby - (KS) | 1272 | Colby City of | Electric Utility | KS | 7 | 4.5 | 3.5 | Petroleum Liquids | DFO | IC | 6 | 1971 |  |  | (OP) Operating | [6 empty] | THOMAS | 39.3944 | -101.0584
3913 | City of Colby - (KS) | 1272 | Colby City of | Electric Utility | KS | 8 | 2.7 | 2.5 | Petroleum Liquids | DFO | IC | 3 | 1965 |  |  | (OP) Operating | [6 empty] | THOMAS | 39.3944 | -101.0584
5802 | City of Ellinwood - (KS) | 1274 | Ellinwood | Electric Utility | KS | 1 | 2.1 | 1.8 | Petroleum Liquids | DFO | IC | 8 | 1965 |  |  | (OP) Operating |  |  | 0 |  |  | 0 | BARTON | 38.3545 | -98.5834
5802 | City of Ellinwood - (KS) | 1274 | Ellinwood | Electric Utility | KS | 2 | 1.4 | 1.3 | Petroleum Liquids | DFO | IC | 6 | 1957 |  |  | (OP) Operating |  |  | 0 |  |  | 0 | BARTON | 38.3545 | -98.5834
5802 | City of Ellinwood - (KS) | 1274 | Ellinwood | Electric Utility | KS | 3 | 0.6 | 0.3 | Petroleum Liquids | DFO | IC | 6 | 1948 |  |  | (OP) Operating |  |  | 0 |  |  | 0 | BARTON | 38.3545 | -98.5834
5802 | City of Ellinwood - (KS) | 1274 | Ellinwood | Electric Utility | KS | 4 | 1.1 | 1 | Petroleum Liquids | DFO | IC | 7 | 1953 |  |  | (OP) Operating | [6 empty] | BARTON | 38.3545 | -98.5834
5802 | City of Ellinwood - (KS) | 1274 | Ellinwood | Electric Utility | KS | 5 | 3.3 | 2.5 | Petroleum Liquids | DFO | IC | 6 | 1971 |  |  | (OP) Operating | [6 empty] | BARTON | 38.3545 | -98.5834
5957 | City of Erie - (KS) | 1276 | Erie | Electric Utility | KS | 3 | 1 | 0.9 | Petroleum Liquids | DFO | IC | 11 | 1958 |  |  | (OP) Operating | [6 empty] | Neosho | 37.5668 | -95.2375
5957 | City of Erie - (KS) | 1276 | Erie | Electric Utility | KS | 6 | 1.1 | 1 | Petroleum Liquids | DFO | IC | 4 | 2005 |  |  | (OP) Operating | [6 empty] | Neosho | 37.5668 | -95.2375
5957 | City of Erie - (KS) | 1276 | Erie | Electric Utility | KS | 7 | 1.1 | 1 | Petroleum Liquids | DFO | IC | 4 | 2005 |  |  | (OP) Operating | [6 empty] | Neosho | 37.5668 | -95.2375
5957 | City of Erie - (KS) | 1276 | Erie | Electric Utility | KS | 8 | 1.1 | 1 | Petroleum Liquids | DFO | IC | 4 | 2005 |  |  | (OP) Operating | [6 empty] | Neosho | 37.5668 | -95.2375
6965 | City of Garnett - (KS) | 1278 | Garnett Municipal | Electric Utility | KS | 1 | 1.5 | 1.3 | Petroleum Liquids | DFO | IC | 1 | 1961 |  |  | (OP) Operating | [6 empty] | Anderson | 38.2697 | -95.2447
6965 | City of Garnett - (KS) | 1278 | Garnett Municipal | Electric Utility | KS | 2 | 0.4 | 0.3 | Petroleum Liquids | DFO | IC | 1 | 1930 |  |  | (OP) Operating | [6 empty] | Anderson | 38.2697 | -95.2447
6965 | City of Garnett - (KS) | 1278 | Garnett Municipal | Electric Utility | KS | 3 | 1.5 | 1.3 | Petroleum Liquids | DFO | IC | 1 | 1955 |  |  | (OP) Operating | [6 empty] | Anderson | 38.2697 | -95.2447
6965 | City of Garnett - (KS) | 1278 | Garnett Municipal | Electric Utility | KS | 4 | 0.9 | 0.8 | Petroleum Liquids | DFO | IC | 1 | 1948 |  |  | (OP) Operating | [6 empty] | Anderson | 38.2697 | -95.2447
6965 | City of Garnett - (KS) | 1278 | Garnett Municipal | Electric Utility | KS | 7 | 2.5 | 2.2 | Petroleum Liquids | DFO | IC | 11 | 2000 |  |  | (OP) Operating | [6 empty] | Anderson | 38.2697 | -95.2447
6965 | City of Garnett - (KS) | 1278 | Garnett Municipal | Electric Utility | KS | IC5 | 2.4 | 2.1 | Petroleum Liquids | DFO | IC | 1 | 1981 |  |  | (OP) Operating | [6 empty] | Anderson | 38.2697 | -95.2447
6965 | City of Garnett - (KS) | 1278 | Garnett Municipal | Electric Utility | KS | IC6 | 2.5 | 2.2 | Petroleum Liquids | DFO | IC | 1 | 1978 |  |  | (OP) Operating | [6 empty] | Anderson | 38.2697 | -95.2447
7257 | City of Girard - (KS) | 1279 | Girard | Electric Utility | KS | 1 | 1.4 | 1.1 | Natural Gas Internal Combustion Engine | NG | IC | 9 | 1955 |  |  | (OP) Operating | [6 empty] | Crawford | 37.5077 | -94.8393
7257 | City of Girard - (KS) | 1279 | Girard | Electric Utility | KS | 4 | 2.2 | 1.8 | Natural Gas Internal Combustion Engine | NG | IC | 9 | 1962 |  |  | (OP) Operating | [6 empty] | Crawford | 37.5077 | -94.8393
7257 | City of Girard - (KS) | 1279 | Girard | Electric Utility | KS | 6 | 3.5 | 3.2 | Natural Gas Internal Combustion Engine | NG | IC | 5 | 1997 |  |  | (OP) Operating | [6 empty] | Crawford | 37.5077 | -94.8393
7257 | City of Girard - (KS) | 1279 | Girard | Electric Utility | KS | 7 | 3.7 | 3.4 | Natural Gas Internal Combustion Engine | NG | IC | 4 | 1997 |  |  | (OP) Operating | [6 empty] | Crawford | 37.5077 | -94.8393
7374 | City of Goodland - (KS) | 1280 | Goodland | Electric Utility | KS | 10 | 2 | 1.8 | Natural Gas Internal Combustion Engine | NG | IC | 7 | 1971 |  |  | (OP) Operating | [6 empty] | Sherman | 39.3416 | -101.7052
7374 | City of Goodland - (KS) | 1280 | Goodland | Electric Utility | KS | 11 | 4.3 | 3.5 | Natural Gas Internal Combustion Engine | NG | IC | 9 | 1978 |  |  | (OP) Operating | [6 empty] | Sherman | 39.3416 | -101.7052
7374 | City of Goodland - (KS) | 1280 | Goodland | Electric Utility | KS | 12 | 1 | 0.8 | Natural Gas Internal Combustion Engine | NG | IC | 5 | 1995 |  |  | (OP) Operating | [6 empty] | Sherman | 39.3416 | -101.7052
7374 | City of Goodland - (KS) | 1280 | Goodland | Electric Utility | KS | 13 | 1.3 | 1.1 | Natural Gas Internal Combustion Engine | NG | IC | 5 | 1999 |  |  | (OP) Operating | [6 empty] | Sherman | 39.3416 | -101.7052
7374 | City of Goodland - (KS) | 1280 | Goodland | Electric Utility | KS | 3 | 0.7 | 0.7 | Petroleum Liquids | DFO | IC | 3 | 1939 |  |  | (OP) Operating | [6 empty] | Sherman | 39.3416 | -101.7052
7374 | City of Goodland - (KS) | 1280 | Goodland | Electric Utility | KS | 6 | 2.2 | 1.8 | Natural Gas Internal Combustion Engine | NG | IC | 7 | 1962 |  |  | (OP) Operating | [6 empty] | Sherman | 39.3416 | -101.7052
7374 | City of Goodland - (KS) | 1280 | Goodland | Electric Utility | KS | 7 | 2.2 | 1.8 | Natural Gas Internal Combustion Engine | NG | IC | 2 | 1966 |  |  | (OP) Operating | [6 empty] | Sherman | 39.3416 | -101.7052
7374 | City of Goodland - (KS) | 1280 | Goodland | Electric Utility | KS | 8 | 5 | 4.6 | Natural Gas Internal Combustion Engine | NG | IC | 5 | 1975 |  |  | (OP) Operating | [6 empty] | Sherman | 39.3416 | -101.7052
8490 | City of Herington - (KS) | 1283 | Herington | Electric Utility | KS | 4B | 1.6 | 1.5 | Petroleum Liquids | DFO | IC | 7 | 2001 |  |  | (SB) Standby/Backup: available for service but not normally used | [6 empty] | Dickinson | 38.6658 | -96.9492
8599 | City of Hill City | 1285 | Hill City | Electric Utility | KS | 1 | 1.3 | 1.1 | Natural Gas Internal Combustion Engine | NG | IC | 3 | 1962 |  |  | (OP) Operating | [6 empty] | GRAHAM | 39.3582 | -99.8417
8599 | City of Hill City | 1285 | Hill City | Electric Utility | KS | 2 | 1.3 | 1.1 | Natural Gas Internal Combustion Engine | NG | IC | 3 | 1962 |  |  | (OP) Operating | [6 empty] | GRAHAM | 39.3582 | -99.8417
8599 | City of Hill City | 1285 | Hill City | Electric Utility | KS | 3 | 0.6 | 0.6 | Natural Gas Internal Combustion Engine | NG | IC | 5 | 1952 |  |  | (OP) Operating | [6 empty] | GRAHAM | 39.3582 | -99.8417
8599 | City of Hill City | 1285 | Hill City | Electric Utility | KS | 4 | 1.1 | 1 | Natural Gas Internal Combustion Engine | NG | IC | 8 | 1967 |  |  | (OP) Operating | [6 empty] | GRAHAM | 39.3582 | -99.8417
8599 | City of Hill City | 1285 | Hill City | Electric Utility | KS | 5 | 1.3 | 1.2 | Natural Gas Internal Combustion Engine | NG | IC | 10 | 1974 |  |  | (OP) Operating | [6 empty] | GRAHAM | 39.3582 | -99.8417
8599 | City of Hill City | 1285 | Hill City | Electric Utility | KS | 6 | 1.3 | 1.2 | Natural Gas Internal Combustion Engine | NG | IC | 12 | 1974 |  |  | (OP) Operating | [6 empty] | GRAHAM | 39.3582 | -99.8417
8703 | City of Hoisington - (KS) | 1286 | Hoisington | Electric Utility | KS | 2A | 1 | 1.1 | Petroleum Liquids | DFO | IC | 9 | 1996 |  |  | (OP) Operating | [6 empty] | Barton | 38.513 | -98.7747
8703 | City of Hoisington - (KS) | 1286 | Hoisington | Electric Utility | KS | 6 | 2 | 2 | Natural Gas Internal Combustion Engine | NG | IC | 8 | 1961 |  |  | (OP) Operating | [6 empty] | Barton | 38.513 | -98.7747
8703 | City of Hoisington - (KS) | 1286 | Hoisington | Electric Utility | KS | 7 | 4 | 4 | Natural Gas Internal Combustion Engine | NG | IC | 8 | 1966 |  |  | (OP) Operating | [6 empty] | Barton | 38.513 | -98.7747
8703 | City of Hoisington - (KS) | 1286 | Hoisington | Electric Utility | KS | 8 | 7 | 7 | Natural Gas Internal Combustion Engine | NG | IC | 6 | 1981 |  |  | (OP) Operating | [6 empty] | Barton | 38.513 | -98.7747
8770 | City of Holton - (KS) | 1287 | Holton | Electric Utility | KS | 10 | 2 | 1.8 | Petroleum Liquids | DFO | IC | 8 | 1970 |  |  | (OP) Operating | [6 empty] | Jackson | 39.4735 | -95.7315
8770 | City of Holton - (KS) | 1287 | Holton | Electric Utility | KS | 11 | 2.4 | 2.2 | Petroleum Liquids | DFO | IC | 1 | 1994 |  |  | (OP) Operating | [6 empty] | Jackson | 39.4735 | -95.7315
8770 | City of Holton - (KS) | 1287 | Holton | Electric Utility | KS | 12 | 3.1 | 3 | Natural Gas Internal Combustion Engine | NG | IC | 5 | 2001 |  |  | (OP) Operating | [6 empty] | Jackson | 39.4735 | -95.7315
8770 | City of Holton - (KS) | 1287 | Holton | Electric Utility | KS | 13 | 3.1 | 3 | Natural Gas Internal Combustion Engine | NG | IC | 5 | 2001 |  |  | (OP) Operating | [6 empty] | Jackson | 39.4735 | -95.7315
8770 | City of Holton - (KS) | 1287 | Holton | Electric Utility | KS | 6 | 1.8 | 1.4 | Petroleum Liquids | DFO | IC | 2 | 1958 |  |  | (OP) Operating | [6 empty] | Jackson | 39.4735 | -95.7315
8770 | City of Holton - (KS) | 1287 | Holton | Electric Utility | KS | 7 | 2.8 | 2.4 | Petroleum Liquids | DFO | IC | 5 | 1963 |  |  | (OP) Operating | [6 empty] | Jackson | 39.4735 | -95.7315
8770 | City of Holton - (KS) | 1287 | Holton | Electric Utility | KS | 8 | 4.3 | 3.8 | Petroleum Liquids | DFO | IC | 6 | 1969 |  |  | (OP) Operating | [6 empty] | Jackson | 39.4735 | -95.7315
8770 | City of Holton - (KS) | 1287 | Holton | Electric Utility | KS | 9 | 2 | 1.8 | Petroleum Liquids | DFO | IC | 8 | 1970 |  |  | (OP) Operating | [6 empty] | Jackson | 39.4735 | -95.7315
9418 | City of Iola - (KS) | 1291 | Iola | Electric Utility | KS | 1 | 5 | 5 | Natural Gas Internal Combustion Engine | NG | IC | 8 | 1998 |  |  | (OP) Operating | [6 empty] | Allen | 37.9231 | -95.4256
9418 | City of Iola - (KS) | 1291 | Iola | Electric Utility | KS | 10 | 2.7 | 2.9 | Petroleum Liquids | DFO | IC | 6 | 1981 |  |  | (OP) Operating | [6 empty] | Allen | 37.9231 | -95.4256
9418 | City of Iola - (KS) | 1291 | Iola | Electric Utility | KS | 2 | 5 | 5 | Natural Gas Internal Combustion Engine | NG | IC | 6 | 2000 |  |  | (OP) Operating | [6 empty] | Allen | 37.9231 | -95.4256
9418 | City of Iola - (KS) | 1291 | Iola | Electric Utility | KS | 6 | 2.7 | 2.9 | Petroleum Liquids | DFO | IC | 5 | 1969 |  |  | (OP) Operating | [6 empty] | Allen | 37.9231 | -95.4256
9418 | City of Iola - (KS) | 1291 | Iola | Electric Utility | KS | 7 | 2.7 | 2.9 | Petroleum Liquids | DFO | IC | 5 | 1971 |  |  | (OP) Operating | [6 empty] | Allen | 37.9231 | -95.4256
9418 | City of Iola - (KS) | 1291 | Iola | Electric Utility | KS | 8 | 2.7 | 2.9 | Petroleum Liquids | DFO | IC | 2 | 1976 |  |  | (OP) Operating | [6 empty] | Allen | 37.9231 | -95.4256
9418 | City of Iola - (KS) | 1291 | Iola | Electric Utility | KS | 9 | 2.7 | 2.9 | Petroleum Liquids | DFO | IC | 6 | 1977 |  |  | (OP) Operating | [6 empty] | Allen | 37.9231 | -95.4256
9732 | City of Jetmore | 1292 | Jetmore | Electric Utility | KS | 8 | 2.5 | 2.5 | Petroleum Liquids | DFO | IC | 11 | 2015 |  |  | (OP) Operating | [6 empty] | HODGEMAN | 38.0853 | -99.8989
9996 | City of Kansas City - (KS) | 1294 | Kaw | Electric Utility | KS | 1 | 50.1 | 41.9 | Natural Gas Steam Turbine | NG | ST | 6 | 1955 |  |  | (OT) Other | [6 empty] | Wyandotte | 39.0867 | -94.6514
9996 | City of Kansas City - (KS) | 1294 | Kaw | Electric Utility | KS | 2 | 50.1 | 41.9 | Natural Gas Steam Turbine | NG | ST | 4 | 1957 |  |  | (OS) Out of service and NOT expected to return to service in next calendar year | [6 empty] | Wyandotte | 39.0867 | -94.6514
9996 | City of Kansas City - (KS) | 1294 | Kaw | Electric Utility | KS | 3 | 65.5 | 56.5 | Natural Gas Steam Turbine | NG | ST | 5 | 1962 |  |  | (OS) Out of service and NOT expected to return to service in next calendar year | [6 empty] | Wyandotte | 39.0867 | -94.6514
9996 | City of Kansas City - (KS) | 1295 | Quindaro | Electric Utility | KS | GT1 | 17.9 | 13 | Natural Gas Fired Combustion Turbine | NG | GT | 6 | 1969 | 2 | 2016 | (OP) Operating | [6 empty] | Wyandotte | 39.1492 | -94.6381
9996 | City of Kansas City - (KS) | 1295 | Quindaro | Electric Utility | KS | GT2 | 65.7 | 56 | Petroleum Liquids | DFO | GT | 7 | 1974 |  |  | (OP) Operating | [6 empty] | Wyandotte | 39.1492 | -94.6381
9996 | City of Kansas City - (KS) | 1295 | Quindaro | Electric Utility | KS | GT3 | 65.7 | 46 | Petroleum Liquids | DFO | GT | 8 | 1977 |  |  | (OP) Operating | [6 empty] | Wyandotte | 39.1492 | -94.6381
9996 | City of Kansas City - (KS) | 1295 | Quindaro | Electric Utility | KS | ST1 | 81.6 | 72 | Natural Gas Steam Turbine | NG | ST | 5 | 1965 |  |  | (OP) Operating | [6 empty] | Wyandotte | 39.1492 | -94.6381
9996 | City of Kansas City - (KS) | 1295 | Quindaro | Electric Utility | KS | ST2 | 157.5 | 85 | Natural Gas Steam Turbine | NG | ST | 12 | 1971 |  |  | (OP) Operating | [6 empty] | Wyandotte | 39.1492 | -94.6381
10321 | City of Kingman - (KS) | 1296 | Kingman Municipal Power and Light Plant | Electric Utility | KS | 2 | 2.2 | 1.9 | Natural Gas Internal Combustion Engine | NG | IC | 4 | 1962 |  |  | (SB) Standby/Backup: available for service but not normally used | [6 empty] | KINGMAN | 37.3831 | -98.0704
10321 | City of Kingman - (KS) | 1296 | Kingman Municipal Power and Light Plant | Electric Utility | KS | 4 | 2.2 | 1.9 | Natural Gas Internal Combustion Engine | NG | IC | 6 | 1977 |  |  | (OP) Operating | [6 empty] | KINGMAN | 37.3831 | -98.0704
10321 | City of Kingman - (KS) | 1296 | Kingman Municipal Power and Light Plant | Electric Utility | KS | 6 | 3.5 | 3.4 | Natural Gas Internal Combustion Engine | NG | IC | 9 | 1969 |  |  | (OP) Operating | [6 empty] | KINGMAN | 37.3831 | -98.0704
10321 | City of Kingman - (KS) | 1296 | Kingman Municipal Power and Light Plant | Electric Utility | KS | 7 | 2.4 | 2.1 | Natural Gas Internal Combustion Engine | NG | IC | 11 | 1979 |  |  | (OP) Operating | [6 empty] | KINGMAN | 37.3831 | -98.0704
10321 | City of Kingman - (KS) | 1296 | Kingman Municipal Power and Light Plant | Electric Utility | KS | 8 | 2.5 | 2.4 | Natural Gas Internal Combustion Engine | NG | IC | 6 | 1984 |  |  | (OP) Operating | [6 empty] | KINGMAN | 37.3831 | -98.0704
10321 | City of Kingman - (KS) | 1296 | Kingman Municipal Power and Light Plant | Electric Utility | KS | 9 | 6.3 | 6.3 | Natural Gas Internal Combustion Engine | NG | IC | 12 | 1993 |  |  | (OP) Operating | [6 empty] | KINGMAN | 37.3831 | -98.0704
10559 | City of La Crosse - (KS) | 1297 | La Crosse | Electric Utility | KS | 1 | 1.1 | 0.7 | Petroleum Liquids | DFO | IC | 11 | 1962 |  |  | (OP) Operating | [5 empty] | 0 | Rush | 38.5317 | -99.3083
10559 | City of La Crosse - (KS) | 1297 | La Crosse | Electric Utility | KS | 2 | 1.1 | 0.9 | Petroleum Liquids | DFO | IC | 12 | 1964 |  |  | (OP) Operating | [5 empty] | 0 | Rush | 38.5317 | -99.3083
10559 | City of La Crosse - (KS) | 1297 | La Crosse | Electric Utility | KS | 5 | 1.5 | 1.5 | Petroleum Liquids | DFO | IC | 1 | 1969 |  |  | (OP) Operating | [6 empty] | Rush | 38.5317 | -99.3083
10559 | City of La Crosse - (KS) | 1297 | La Crosse | Electric Utility | KS | 6 | 1.8 | 1.5 | Petroleum Liquids | DFO | IC | 12 | 1975 |  |  | (OP) Operating | [6 empty] | Rush | 38.5317 | -99.3083
10713 | City of Larned - (KS) | 1299 | Larned | Electric Utility | KS | CAT | 2 | 2 | Petroleum Liquids | DFO | IC | 4 | 2004 |  |  | (OP) Operating | [6 empty] | Pawnee | 38.1762 | -99.1
10713 | City of Larned - (KS) | 1299 | Larned | Electric Utility | KS | CAT1 | 2 | 2 | Petroleum Liquids | DFO | IC | 4 | 2004 |  |  | (OP) Operating | [6 empty] | Pawnee | 38.1762 | -99.1
10713 | City of Larned - (KS) | 1299 | Larned | Electric Utility | KS | CAT2 | 2 | 2 | Petroleum Liquids | DFO | IC | 4 | 2004 |  |  | (OP) Operating | [6 empty] | Pawnee | 38.1762 | -99.1
10713 | City of Larned - (KS) | 1299 | Larned | Electric Utility | KS | CAT3 | 2 | 2 | Petroleum Liquids | DFO | IC | 4 | 2004 |  |  | (OP) Operating | [6 empty] | Pawnee | 38.1762 | -99.1
10713 | City of Larned - (KS) | 1299 | Larned | Electric Utility | KS | CAT4 | 2 | 2 | Petroleum Liquids | DFO | IC | 4 | 2004 |  |  | (OP) Operating | [6 empty] | Pawnee | 38.1762 | -99.1
10713 | City of Larned - (KS) | 1299 | Larned | Electric Utility | KS | IC5 | 6.4 | 6 | Petroleum Liquids | DFO | IC | 12 | 1976 |  |  | (OP) Operating | [6 empty] | Pawnee | 38.1762 | -99.1
11017 | City of Lincoln Center - (KS) | 1300 | Lincoln | Electric Utility | KS | 1 | 1.3 | 1.1 | Natural Gas Internal Combustion Engine | NG | IC | 8 | 1964 |  |  | (OP) Operating | [6 empty] | LINCOLN | 39.0372 | -98.153
11017 | City of Lincoln Center - (KS) | 1300 | Lincoln | Electric Utility | KS | 2 | 1.3 | 1.1 | Natural Gas Internal Combustion Engine | NG | IC | 8 | 1964 |  |  | (OP) Operating | [6 empty] | LINCOLN | 39.0372 | -98.153
11017 | City of Lincoln Center - (KS) | 1300 | Lincoln | Electric Utility | KS | 4 | 0.7 | 0.6 | Natural Gas Internal Combustion Engine | NG | IC | 1 | 1958 |  |  | (OP) Operating | [6 empty] | LINCOLN | 39.0372 | -98.153
11017 | City of Lincoln Center - (KS) | 1300 | Lincoln | Electric Utility | KS | 5 | 1.3 | 1.1 | Natural Gas Internal Combustion Engine | NG | IC | 1 | 1960 |  |  | (OP) Operating | [6 empty] | LINCOLN | 39.0372 | -98.153
11017 | City of Lincoln Center - (KS) | 1300 | Lincoln | Electric Utility | KS | 6 | 2.5 | 2.2 | Natural Gas Internal Combustion Engine | NG | IC | 8 | 1979 |  |  | (OP) Operating | [6 empty] | LINCOLN | 39.0372 | -98.153
11017 | City of Lincoln Center - (KS) | 1300 | Lincoln | Electric Utility | KS | 7 | 3.5 | 3 | Natural Gas Internal Combustion Engine | NG | IC | 8 | 1974 |  |  | (OP) Operating | [6 empty] | LINCOLN | 39.0372 | -98.153
12208 | City of McPherson - (KS) | 1305 | McPherson 2 | Electric Utility | KS | GT1 | 72.4 | 52 | Natural Gas Fired Combustion Turbine | NG | GT | 6 | 1973 |  |  | (OP) Operating | [6 empty] | McPherson | 38.3634 | -97.6834
12208 | City of McPherson - (KS) | 1305 | McPherson 2 | Electric Utility | KS | GT2 | 71.2 | 52.1 | Petroleum Liquids | DFO | GT | 6 | 1976 |  |  | (OP) Operating | [6 empty] | McPherson | 38.3634 | -97.6834
12208 | City of McPherson - (KS) | 1305 | McPherson 2 | Electric Utility | KS | GT3 | 71.2 | 52 | Natural Gas Fired Combustion Turbine | NG | GT | 6 | 1979 |  |  | (OP) Operating | [6 empty] | McPherson | 38.3634 | -97.6834
12242 | City of Meade - (KS) | 1306 | Meade | Electric Utility | KS | 2 | 0.9 | 0.8 | Natural Gas Internal Combustion Engine | NG | IC | 1 | 1951 |  |  | (OP) Operating | [6 empty] | Meade | 37.2852 | -100.3324
12242 | City of Meade - (KS) | 1306 | Meade | Electric Utility | KS | 3 | 1.1 | 1.1 | Natural Gas Internal Combustion Engine | NG | IC | 1 | 1957 |  |  | (OP) Operating | [6 empty] | Meade | 37.2852 | -100.3324
12242 | City of Meade - (KS) | 1306 | Meade | Electric Utility | KS | 4 | 1.4 | 1.3 | Natural Gas Internal Combustion Engine | NG | IC | 1 | 1961 |  |  | (OP) Operating | [6 empty] | Meade | 37.2852 | -100.3324
12242 | City of Meade - (KS) | 1306 | Meade | Electric Utility | KS | 5 | 2.1 | 1.7 | Petroleum Liquids | DFO | IC | 1 | 1965 |  |  | (OP) Operating | [6 empty] | Meade | 37.2852 | -100.3324
12242 | City of Meade - (KS) | 1306 | Meade | Electric Utility | KS | 6 | 2.7 | 1.9 | Natural Gas Internal Combustion Engine | NG | IC | 1 | 1972 |  |  | (OP) Operating | [6 empty] | Meade | 37.2852 | -100.3324
21533 | City of Minneapolis - (KS) | 1307 | Minneapolis City of | Electric Utility | KS | 3 | 1.3 | 1.2 | Natural Gas Internal Combustion Engine | NG | IC | 12 | 1961 |  |  | (OP) Operating | [6 empty] | OTTAWA | 39.1194 | -97.7086
21533 | City of Minneapolis - (KS) | 1307 | Minneapolis City of | Electric Utility | KS | 4 | 0.7 | 0.5 | Natural Gas Internal Combustion Engine | NG | IC | 4 | 1955 |  |  | (OP) Operating | [6 empty] | OTTAWA | 39.1194 | -97.7086
21533 | City of Minneapolis - (KS) | 1307 | Minneapolis City of | Electric Utility | KS | 5 | 2.1 | 1.8 | Natural Gas Internal Combustion Engine | NG | IC | 9 | 1966 |  |  | (OP) Operating | [6 empty] | OTTAWA | 39.1194 | -97.7086
21533 | City of Minneapolis - (KS) | 1307 | Minneapolis City of | Electric Utility | KS | 6 | 3 | 2.7 | Natural Gas Internal Combustion Engine | NG | IC | 2 | 1972 |  |  | (OP) Operating | [6 empty] | OTTAWA | 39.1194 | -97.7086
21533 | City of Minneapolis - (KS) | 1307 | Minneapolis City of | Electric Utility | KS | 7 | 2 | 1.8 | Petroleum Liquids | DFO | IC | 5 | 1989 |  |  | (OP) Operating | [6 empty] | OTTAWA | 39.1194 | -97.7086
13095 | City of Mulvane - (KS) | 1308 | Mulvane Power Plant | Electric Utility | KS | 1 | 0.3 | 0.2 | Petroleum Liquids | DFO | IC | 8 | 1949 |  |  | (OP) Operating | [6 empty] | Sumner | 37.4724 | -97.2467
13095 | City of Mulvane - (KS) | 1308 | Mulvane Power Plant | Electric Utility | KS | 2 | 0.3 | 0.2 | Petroleum Liquids | DFO | IC | 8 | 1945 |  |  | (OP) Operating | [6 empty] | Sumner | 37.4724 | -97.2467
13095 | City of Mulvane - (KS) | 1308 | Mulvane Power Plant | Electric Utility | KS | 3 | 1.3 | 1.2 | Natural Gas Internal Combustion Engine | NG | IC | 8 | 1963 |  |  | (OP) Operating | [6 empty] | Sumner | 37.4724 | -97.2467
13095 | City of Mulvane - (KS) | 1308 | Mulvane Power Plant | Electric Utility | KS | 4 | 1.3 | 1.2 | Natural Gas Internal Combustion Engine | NG | IC | 5 | 1958 |  |  | (OP) Operating | [6 empty] | Sumner | 37.4724 | -97.2467
13095 | City of Mulvane - (KS) | 1308 | Mulvane Power Plant | Electric Utility | KS | 5 | 0.8 | 0.6 | Petroleum Liquids | DFO | IC | 11 | 1955 |  |  | (OP) Operating | [6 empty] | Sumner | 37.4724 | -97.2467
13095 | City of Mulvane - (KS) | 1308 | Mulvane Power Plant | Electric Utility | KS | 6 | 2 | 1.9 | Natural Gas Internal Combustion Engine | NG | IC | 11 | 1967 |  |  | (OP) Operating | [6 empty] | Sumner | 37.4724 | -97.2467
13095 | City of Mulvane - (KS) | 1308 | Mulvane Power Plant | Electric Utility | KS | 7 | 0.6 | 0.6 | Petroleum Liquids | DFO | IC | 10 | 2004 |  |  | (OP) Operating | [6 empty] | Sumner | 37.4724 | -97.2467
13095 | City of Mulvane - (KS) | 1308 | Mulvane Power Plant | Electric Utility | KS | 8 | 0.6 | 0.5 | Petroleum Liquids | DFO | IC | 10 | 2004 |  |  | (OP) Operating | [6 empty] | Sumner | 37.4724 | -97.2467
13948 | City of Oberlin - (KS) | 1312 | Oberlin (KS) | Electric Utility | KS | 1 | 1.1 | 0.9 | Natural Gas Internal Combustion Engine | NG | IC | 1 | 1956 |  |  | (SB) Standby/Backup: available for service but not normally used | [6 empty] | Decatur | 39.8217 | -100.5289
13948 | City of Oberlin - (KS) | 1312 | Oberlin (KS) | Electric Utility | KS | 2 | 0.8 | 0.6 | Natural Gas Internal Combustion Engine | NG | IC | 1 | 1954 |  |  | (SB) Standby/Backup: available for service but not normally used | [6 empty] | Decatur | 39.8217 | -100.5289
13948 | City of Oberlin - (KS) | 1312 | Oberlin (KS) | Electric Utility | KS | 4 | 1.5 | 1.2 | Natural Gas Internal Combustion Engine | NG | IC | 10 | 1967 |  |  | (SB) Standby/Backup: available for service but not normally used | [6 empty] | Decatur | 39.8217 | -100.5289
13948 | City of Oberlin - (KS) | 1312 | Oberlin (KS) | Electric Utility | KS | 5 | 2 | 1.3 | Natural Gas Internal Combustion Engine | NG | IC | 8 | 1973 |  |  | (SB) Standby/Backup: available for service but not normally used | [6 empty] | Decatur | 39.8217 | -100.5289
13948 | City of Oberlin - (KS) | 1312 | Oberlin (KS) | Electric Utility | KS | 6 | 1.5 | 1.2 | Natural Gas Internal Combustion Engine | NG | IC | 8 | 1963 |  |  | (SB) Standby/Backup: available for service but not normally used | [6 empty] | Decatur | 39.8217 | -100.5289
14199 | City of Osage City - (KS) | 1313 | Osage City | Electric Utility | KS | 1 | 1.1 | 0.9 | Natural Gas Internal Combustion Engine | NG | IC | 9 | 1955 |  |  | (OP) Operating | [6 empty] | OSAGE | 38.6332 | -95.8277
14199 | City of Osage City - (KS) | 1313 | Osage City | Electric Utility | KS | 10 | 0.8 | 0.7 | Petroleum Liquids | DFO | IC | 6 | 2001 |  |  | (OP) Operating | [6 empty] | OSAGE | 38.6332 | -95.8277
14199 | City of Osage City - (KS) | 1313 | Osage City | Electric Utility | KS | 2 | 1.2 | 1.1 | Natural Gas Internal Combustion Engine | NG | IC | 9 | 1960 |  |  | (OP) Operating | [6 empty] | OSAGE | 38.6332 | -95.8277
14199 | City of Osage City - (KS) | 1313 | Osage City | Electric Utility | KS | 4 | 2 | 1.9 | Natural Gas Internal Combustion Engine | NG | IC | 9 | 1967 |  |  | (OP) Operating | [6 empty] | OSAGE | 38.6332 | -95.8277
14199 | City of Osage City - (KS) | 1313 | Osage City | Electric Utility | KS | 5 | 2 | 1.9 | Natural Gas Internal Combustion Engine | NG | IC | 9 | 1970 |  |  | (OP) Operating | [6 empty] | OSAGE | 38.6332 | -95.8277
14199 | City of Osage City - (KS) | 1313 | Osage City | Electric Utility | KS | 7 | 1.7 | 1.5 | Natural Gas Internal Combustion Engine | NG | IC | 6 | 1984 |  |  | (OP) Operating | [6 empty] | OSAGE | 38.6332 | -95.8277
14199 | City of Osage City - (KS) | 1313 | Osage City | Electric Utility | KS | 8 | 0.8 | 0.7 | Petroleum Liquids | DFO | IC | 6 | 2001 |  |  | (OP) Operating | [6 empty] | OSAGE | 38.6332 | -95.8277
14199 | City of Osage City - (KS) | 1313 | Osage City | Electric Utility | KS | IC3 | 2 | 1.9 | Natural Gas Internal Combustion Engine | NG | IC | 5 | 2011 |  |  | (OP) Operating | [6 empty] | OSAGE | 38.6332 | -95.8277
14199 | City of Osage City - (KS) | 1313 | Osage City | Electric Utility | KS | IC6 | 1.1 | 0.9 | Natural Gas Internal Combustion Engine | NG | IC | 7 | 1983 |  |  | (OP) Operating | [6 empty] | OSAGE | 38.6332 | -95.8277
14203 | City of Osawatomie - (KS) | 1314 | Osawatomie City of | Electric Utility | KS | 2 | 2.3 | 1.8 | Petroleum Liquids | DFO | IC | 2 | 1957 |  |  | (SB) Standby/Backup: available for service but not normally used | [6 empty] | MIAMI | 38.5017 | -94.9601
14203 | City of Osawatomie - (KS) | 1314 | Osawatomie City of | Electric Utility | KS | 4 | 1.2 | 1 | Petroleum Liquids | DFO | IC | 10 | 1950 |  |  | (SB) Standby/Backup: available for service but not normally used | [6 empty] | MIAMI | 38.5017 | -94.9601
14203 | City of Osawatomie - (KS) | 1314 | Osawatomie City of | Electric Utility | KS | 5 | 3.1 | 2.8 | Petroleum Liquids | DFO | IC | 5 | 1966 |  |  | (SB) Standby/Backup: available for service but not normally used | [6 empty] | MIAMI | 38.5017 | -94.9601
14214 | City of Osborne - (KS) | 1315 | Osborne | Electric Utility | KS | 1 | 2.3 | 1.8 | Petroleum Liquids | DFO | IC | 6 | 1967 |  |  | (SB) Standby/Backup: available for service but not normally used | [6 empty] | Osborne | 39.442 | -98.6903
14214 | City of Osborne - (KS) | 1315 | Osborne | Electric Utility | KS | 2 | 2 | 1.8 | Petroleum Liquids | DFO | IC | 6 | 1963 |  |  | (SB) Standby/Backup: available for service but not normally used | [6 empty] | Osborne | 39.442 | -98.6903
14214 | City of Osborne - (KS) | 1315 | Osborne | Electric Utility | KS | 3 | 1.1 | 0.7 | Petroleum Liquids | DFO | IC | 6 | 1957 |  |  | (SB) Standby/Backup: available for service but not normally used | [6 empty] | Osborne | 39.442 | -98.6903
14214 | City of Osborne - (KS) | 1315 | Osborne | Electric Utility | KS | 6 | 0.5 | 0.5 | Natural Gas Internal Combustion Engine | NG | IC | 4 | 1992 |  |  | (SB) Standby/Backup: available for service but not normally used | [6 empty] | Osborne | 39.442 | -98.6903
14214 | City of Osborne - (KS) | 1315 | Osborne | Electric Utility | KS | 7 | 0.5 | 0.5 | Natural Gas Internal Combustion Engine | NG | IC | 4 | 1992 |  |  | (SB) Standby/Backup: available for service but not normally used | [6 empty] | Osborne | 39.442 | -98.6903
14214 | City of Osborne - (KS) | 1315 | Osborne | Electric Utility | KS | 8 | 0.7 | 0.7 | Natural Gas Internal Combustion Engine | NG | IC | 9 | 1994 |  |  | (SB) Standby/Backup: available for service but not normally used | [6 empty] | Osborne | 39.442 | -98.6903
14229 | City of Ottawa - (KS) | 1316 | Ottawa | Electric Utility | KS | GT1 | 11.5 | 8 | Natural Gas Fired Combustion Turbine | NG | GT | 12 | 1967 |  |  | (OP) Operating | [6 empty] | Franklin | 38.6156 | -95.2797
14229 | City of Ottawa - (KS) | 1316 | Ottawa | Electric Utility | KS | IC3 | 3.7 | 3.2 | Natural Gas Internal Combustion Engine | NG | IC | 5 | 1962 |  |  | (OP) Operating | [6 empty] | Franklin | 38.6156 | -95.2797
14229 | City of Ottawa - (KS) | 1316 | Ottawa | Electric Utility | KS | IC4 | 3.5 | 3 | Natural Gas Internal Combustion Engine | NG | IC | 12 | 1958 |  |  | (OP) Operating | [6 empty] | Franklin | 38.6156 | -95.2797
14229 | City of Ottawa - (KS) | 1316 | Ottawa | Electric Utility | KS | IC6 | 6 | 5.9 | Natural Gas Internal Combustion Engine | NG | IC | 5 | 1981 |  |  | (OP) Operating | [6 empty] | Franklin | 38.6156 | -95.2797
14229 | City of Ottawa - (KS) | 1316 | Ottawa | Electric Utility | KS | IC7 | 6 | 5.9 | Natural Gas Internal Combustion Engine | NG | IC | 5 | 1981 |  |  | (OP) Operating | [6 empty] | Franklin | 38.6156 | -95.2797
15321 | City of Pratt- (KS) | 1317 | Pratt | Electric Utility | KS | 5 | 14 | 13 | Natural Gas Steam Turbine | NG | ST | 1 | 1965 |  |  | (OP) Operating | [6 empty] | Pratt | 37.6359 | -98.7433
15321 | City of Pratt- (KS) | 1317 | Pratt | Electric Utility | KS | IC1 | 1.5 | 1.5 | Petroleum Liquids | DFO | IC | 1 | 1958 |  |  | (OP) Operating | [6 empty] | Pratt | 37.6359 | -98.7433
16440 | City of Russell - (KS) | 1319 | Russell Downtown | Electric Utility | KS | 11 | 3.6 | 3.2 | Natural Gas Internal Combustion Engine | NG | IC | 11 | 1994 |  |  | (OP) Operating | [6 empty] | Russell | 38.8933 | -98.8569
16440 | City of Russell - (KS) | 1319 | Russell Downtown | Electric Utility | KS | 12 | 3.6 | 3.2 | Natural Gas Internal Combustion Engine | NG | IC | 11 | 1994 |  |  | (OP) Operating | [6 empty] | Russell | 38.8933 | -98.8569
16440 | City of Russell - (KS) | 1319 | Russell Downtown | Electric Utility | KS | 7 | 3.5 | 3 | Natural Gas Internal Combustion Engine | NG | IC | 2 | 1971 |  |  | (OP) Operating | [6 empty] | Russell | 38.8933 | -98.8569
16440 | City of Russell - (KS) | 1319 | Russell Downtown | Electric Utility | KS | 8 | 2.5 | 2.5 | Petroleum Liquids | DFO | IC | 8 | 1978 |  |  | (OP) Operating | [6 empty] | Russell | 38.8933 | -98.8569
16440 | City of Russell - (KS) | 1319 | Russell Downtown | Electric Utility | KS | 9 | 2.5 | 2.5 | Petroleum Liquids | DFO | IC | 8 | 1981 |  |  | (OP) Operating | [6 empty] | Russell | 38.8933 | -98.8569
16518 | City of Sabetha - (KS) | 1320 | Sabetha Power Plant | Electric Utility | KS | 11 | 3 | 2.7 | Petroleum Liquids | DFO | IC | 9 | 1992 |  |  | (OP) Operating | [6 empty] | Nemaha | 39.9049 | -95.8034
16518 | City of Sabetha - (KS) | 1320 | Sabetha Power Plant | Electric Utility | KS | 12 | 4.4 | 4.1 | Natural Gas Internal Combustion Engine | NG | IC | 1 | 2001 |  |  | (OP) Operating | [6 empty] | Nemaha | 39.9049 | -95.8034
16518 | City of Sabetha - (KS) | 1320 | Sabetha Power Plant | Electric Utility | KS | 2 | 1.5 | 1.2 | Petroleum Liquids | DFO | IC | 8 | 1957 |  |  | (OP) Operating | [6 empty] | Nemaha | 39.9049 | -95.8034
16518 | City of Sabetha - (KS) | 1320 | Sabetha Power Plant | Electric Utility | KS | 3 | 0.8 | 0.6 | Petroleum Liquids | DFO | IC | 8 | 1947 |  |  | (OP) Operating | [6 empty] | Nemaha | 39.9049 | -95.8034
16518 | City of Sabetha - (KS) | 1320 | Sabetha Power Plant | Electric Utility | KS | 4 | 1 | 0.7 | Petroleum Liquids | DFO | IC | 8 | 1950 |  |  | (OP) Operating | [6 empty] | Nemaha | 39.9049 | -95.8034
16518 | City of Sabetha - (KS) | 1320 | Sabetha Power Plant | Electric Utility | KS | 5 | 1.4 | 1.2 | Petroleum Liquids | DFO | IC | 8 | 1961 |  |  | (OP) Operating | [6 empty] | Nemaha | 39.9049 | -95.8034
16518 | City of Sabetha - (KS) | 1320 | Sabetha Power Plant | Electric Utility | KS | 6 | 1.4 | 1.2 | Petroleum Liquids | DFO | IC | 8 | 1967 |  |  | (OP) Operating | [6 empty] | Nemaha | 39.9049 | -95.8034
16518 | City of Sabetha - (KS) | 1320 | Sabetha Power Plant | Electric Utility | KS | 7 | 2.2 | 1.8 | Petroleum Liquids | DFO | IC | 8 | 1970 |  |  | (OP) Operating | [6 empty] | Nemaha | 39.9049 | -95.8034
16518 | City of Sabetha - (KS) | 1320 | Sabetha Power Plant | Electric Utility | KS | 8 | 2.5 | 2.1 | Petroleum Liquids | DFO | IC | 8 | 1978 |  |  | (OP) Operating | [6 empty] | Nemaha | 39.9049 | -95.8034
16518 | City of Sabetha - (KS) | 1320 | Sabetha Power Plant | Electric Utility | KS | IC10 | 2.5 | 2.1 | Petroleum Liquids | DFO | IC | 7 | 1990 |  |  | (OP) Operating | [6 empty] | Nemaha | 39.9049 | -95.8034
16518 | City of Sabetha - (KS) | 1320 | Sabetha Power Plant | Electric Utility | KS | IC9 | 1.1 | 1 | Petroleum Liquids | DFO | IC | 6 | 1985 |  |  | (OP) Operating | [6 empty] | Nemaha | 39.9049 | -95.8034
17872 | City of St Francis - (KS) | 1321 | St Francis | Electric Utility | KS | 2 | 1.5 | 1.5 | Petroleum Liquids | DFO | IC | 8 | 1964 |  |  | (OP) Operating | [6 empty] | Cheyenne | 39.7736 | -101.8122
17872 | City of St Francis - (KS) | 1321 | St Francis | Electric Utility | KS | 4 | 2.7 | 2.7 | Petroleum Liquids | DFO | IC | 10 | 1972 |  |  | (OP) Operating | [6 empty] | Cheyenne | 39.7736 | -101.8122
17872 | City of St Francis - (KS) | 1321 | St Francis | Electric Utility | KS | 5 | 0.9 | 0.9 | Petroleum Liquids | DFO | IC | 8 | 1953 |  |  | (OP) Operating | [6 empty] | Cheyenne | 39.7736 | -101.8122
17879 | City of St. John - (KS) | 1322 | St John | Electric Utility | KS | 2 | 1.3 | 1.3 | Petroleum Liquids | DFO | IC | 6 | 2002 |  |  | (OP) Operating | [6 empty] | Stafford | 37.9953 | -98.7602
17879 | City of St. John - (KS) | 1322 | St John | Electric Utility | KS | 4 | 1.7 | 1.7 | Petroleum Liquids | DFO | IC | 9 | 1965 |  |  | (OP) Operating | [6 empty] | Stafford | 37.9953 | -98.7602
17879 | City of St. John - (KS) | 1322 | St John | Electric Utility | KS | 5 | 2 | 2 | Petroleum Liquids | DFO | IC | 12 | 1982 |  |  | (OP) Operating | [6 empty] | Stafford | 37.9953 | -98.7602
16988 | City of Sharon Springs - (KS) | 1324 | Sharon Spring | Electric Utility | KS | 1 | 1 | 0.9 | Natural Gas Internal Combustion Engine | NG | IC | 11 | 1970 |  |  | (OP) Operating | [6 empty] | Wallace | 38.9008 | -101.7516
16988 | City of Sharon Springs - (KS) | 1324 | Sharon Spring | Electric Utility | KS | 2 | 1 | 1 | Natural Gas Internal Combustion Engine | NG | IC | 8 | 1964 |  |  | (OP) Operating | [6 empty] | Wallace | 38.9008 | -101.7516
16988 | City of Sharon Springs - (KS) | 1324 | Sharon Spring | Electric Utility | KS | 3 | 0.4 | 0.4 | Natural Gas Internal Combustion Engine | NG | IC | 7 | 1958 |  |  | (OP) Operating | [6 empty] | Wallace | 38.9008 | -101.7516
16988 | City of Sharon Springs - (KS) | 1324 | Sharon Spring | Electric Utility | KS | 4 | 0.6 | 0.6 | Natural Gas Internal Combustion Engine | NG | IC | 8 | 1951 |  |  | (OP) Operating | [6 empty] | Wallace | 38.9008 | -101.7516
17924 | City of Stafford - (KS) | 1325 | Stafford | Electric Utility | KS | 4 | 1.4 | 1.4 | Petroleum Liquids | DFO | IC | 7 | 1973 |  |  | (OP) Operating | [6 empty] | Stafford | 37.9553 | -98.5928
17924 | City of Stafford - (KS) | 1325 | Stafford | Electric Utility | KS | 5 | 1.1 | 1.1 | Petroleum Liquids | DFO | IC | 5 | 1983 |  |  | (OP) Operating | [6 empty] | Stafford | 37.9553 | -98.5928
18086 | City of Sterling - (KS) | 1326 | Sterling | Electric Utility | KS | 1 | 1.5 | 1.3 | Petroleum Liquids | DFO | IC | 8 | 1962 |  |  | (OP) Operating | [6 empty] | Rice | 38.2143 | -98.2071
18086 | City of Sterling - (KS) | 1326 | Sterling | Electric Utility | KS | 2 | 0.5 | 0.4 | Petroleum Liquids | DFO | IC | 8 | 1950 |  |  | (OP) Operating | [6 empty] | Rice | 38.2143 | -98.2071
18086 | City of Sterling - (KS) | 1326 | Sterling | Electric Utility | KS | 3 | 3 | 2.2 | Petroleum Liquids | DFO | IC | 11 | 1972 |  |  | (OP) Operating | [6 empty] | Rice | 38.2143 | -98.2071
18086 | City of Sterling - (KS) | 1326 | Sterling | Electric Utility | KS | 4 | 1.1 | 0.8 | Petroleum Liquids | DFO | IC | 7 | 1955 |  |  | (OP) Operating | [6 empty] | Rice | 38.2143 | -98.2071
18086 | City of Sterling - (KS) | 1326 | Sterling | Electric Utility | KS | 5 | 1.4 | 1.2 | Petroleum Liquids | DFO | IC | 6 | 2002 |  |  | (OP) Operating | [6 empty] | Rice | 38.2143 | -98.2071
18086 | City of Sterling - (KS) | 1326 | Sterling | Electric Utility | KS | 6 | 1.4 | 1.2 | Petroleum Liquids | DFO | IC | 6 | 2002 |  |  | (OP) Operating | [6 empty] | Rice | 38.2143 | -98.2071
18086 | City of Sterling - (KS) | 1326 | Sterling | Electric Utility | KS | 7 | 1.4 | 1.2 | Petroleum Liquids | DFO | IC | 6 | 2002 |  |  | (OP) Operating | [6 empty] | Rice | 38.2143 | -98.2071
18137 | City of Stockton - (KS) | 1327 | Stockton | Electric Utility | KS | 1 | 1.1 | 1 | Natural Gas Internal Combustion Engine | NG | IC | 7 | 1967 |  |  | (OP) Operating | [6 empty] | ROOKS | 39.4362 | -99.2779
18137 | City of Stockton - (KS) | 1327 | Stockton | Electric Utility | KS | 2 | 1.1 | 1 | Natural Gas Internal Combustion Engine | NG | IC | 5 | 1962 |  |  | (OP) Operating | [6 empty] | ROOKS | 39.4362 | -99.2779
18137 | City of Stockton - (KS) | 1327 | Stockton | Electric Utility | KS | 3 | 2 | 1.7 | Natural Gas Internal Combustion Engine | NG | IC | 7 | 1971 |  |  | (OP) Operating | [6 empty] | ROOKS | 39.4362 | -99.2779
18137 | City of Stockton - (KS) | 1327 | Stockton | Electric Utility | KS | 4 | 0.5 | 0.5 | Natural Gas Internal Combustion Engine | NG | IC | 5 | 1951 |  |  | (OP) Operating | [6 empty] | ROOKS | 39.4362 | -99.2779
18137 | City of Stockton - (KS) | 1327 | Stockton | Electric Utility | KS | 5 | 1.3 | 1.2 | Natural Gas Internal Combustion Engine | NG | IC | 7 | 1955 |  |  | (OP) Operating | [6 empty] | ROOKS | 39.4362 | -99.2779
20069 | City of Wamego - (KS) | 1328 | Wamego | Electric Utility | KS | 1 | 1.3 | 1.3 | Natural Gas Internal Combustion Engine | NG | IC | 9 | 1963 |  |  | (OP) Operating | [6 empty] | POTTAWATOMIE | 39.1992 | -96.3086
20069 | City of Wamego - (KS) | 1328 | Wamego | Electric Utility | KS | 10 | 3.2 | 2.9 | Natural Gas Internal Combustion Engine | NG | IC | 3 | 2016 |  |  | (OP) Operating | [6 empty] | POTTAWATOMIE | 39.1992 | -96.3086
20069 | City of Wamego - (KS) | 1328 | Wamego | Electric Utility | KS | 3 | 1.3 | 1.3 | Natural Gas Internal Combustion Engine | NG | IC | 6 | 1972 |  |  | (OP) Operating | [6 empty] | POTTAWATOMIE | 39.1992 | -96.3086
20069 | City of Wamego - (KS) | 1328 | Wamego | Electric Utility | KS | 4 | 1.1 | 1.1 | Natural Gas Internal Combustion Engine | NG | IC | 8 | 1956 |  |  | (OP) Operating | [6 empty] | POTTAWATOMIE | 39.1992 | -96.3086
20069 | City of Wamego - (KS) | 1328 | Wamego | Electric Utility | KS | 5 | 2 | 1.8 | Natural Gas Internal Combustion Engine | NG | IC | 1 | 1967 |  |  | (OP) Operating | [6 empty] | POTTAWATOMIE | 39.1992 | -96.3086
20069 | City of Wamego - (KS) | 1328 | Wamego | Electric Utility | KS | 6 | 2.4 | 2.2 | Natural Gas Internal Combustion Engine | NG | IC | 8 | 1979 |  |  | (OP) Operating | [6 empty] | POTTAWATOMIE | 39.1992 | -96.3086
20069 | City of Wamego - (KS) | 1328 | Wamego | Electric Utility | KS | 7 | 1.3 | 1.3 | Natural Gas Internal Combustion Engine | NG | IC | 6 | 1996 |  |  | (OP) Operating | [6 empty] | POTTAWATOMIE | 39.1992 | -96.3086
20069 | City of Wamego - (KS) | 1328 | Wamego | Electric Utility | KS | 8 | 1.3 | 1.3 | Natural Gas Internal Combustion Engine | NG | IC | 6 | 1996 |  |  | (OP) Operating | [6 empty] | POTTAWATOMIE | 39.1992 | -96.3086
20069 | City of Wamego - (KS) | 1328 | Wamego | Electric Utility | KS | 9 | 1.3 | 1.3 | Natural Gas Internal Combustion Engine | NG | IC | 6 | 1996 |  |  | (OP) Operating | [6 empty] | POTTAWATOMIE | 39.1992 | -96.3086
20141 | City of Washington - (KS) | 1329 | Washington | Electric Utility | KS | 1 | 1.2 | 1 | Petroleum Liquids | DFO | IC | 8 | 1963 |  |  | (OP) Operating | [6 empty] | WASHINGTON | 39.7306 | -96.9795
20141 | City of Washington - (KS) | 1329 | Washington | Electric Utility | KS | 2 | 1 | 0.8 | Petroleum Liquids | DFO | IC | 4 | 1958 |  |  | (OP) Operating | [6 empty] | WASHINGTON | 39.7306 | -96.9795
20141 | City of Washington - (KS) | 1329 | Washington | Electric Utility | KS | 3 | 0.9 | 0.7 | Petroleum Liquids | DFO | IC | 6 | 1978 |  |  | (OP) Operating | [6 empty] | WASHINGTON | 39.7306 | -96.9795
20141 | City of Washington - (KS) | 1329 | Washington | Electric Utility | KS | 5 | 0.6 | 0.4 | Petroleum Liquids | DFO | IC | 11 | 1953 |  |  | (OP) Operating | [6 empty] | WASHINGTON | 39.7306 | -96.9795
20141 | City of Washington - (KS) | 1329 | Washington | Electric Utility | KS | 6 | 1.5 | 1.3 | Petroleum Liquids | DFO | IC | 4 | 1967 |  |  | (OP) Operating | [6 empty] | WASHINGTON | 39.7306 | -96.9795
20141 | City of Washington - (KS) | 1329 | Washington | Electric Utility | KS | 7 | 1.1 | 0.9 | Petroleum Liquids | DFO | IC | 1 | 1976 |  |  | (OP) Operating | [6 empty] | WASHINGTON | 39.7306 | -96.9795
20141 | City of Washington - (KS) | 1329 | Washington | Electric Utility | KS | IC4 | 2.6 | 2.3 | Petroleum Liquids | DFO | IC | 12 | 1986 |  |  | (OP) Operating | [6 empty] | WASHINGTON | 39.7306 | -96.9795
20315 | City of Wellington - (KS) | 1330 | Wellington 1 | Electric Utility | KS | 4 | 20 | 19.5 | Natural Gas Steam Turbine | NG | ST | 8 | 1972 |  |  | (OP) Operating | [6 empty] | Sumner | 37.2614 | -97.4057
20315 | City of Wellington - (KS) | 1330 | Wellington 1 | Electric Utility | KS | 7 | 2 | 2 | Petroleum Liquids | DFO | IC | 2 | 2004 |  |  | (OP) Operating | [6 empty] | Sumner | 37.2614 | -97.4057
20315 | City of Wellington - (KS) | 1330 | Wellington 1 | Electric Utility | KS | 8 | 2 | 2 | Petroleum Liquids | DFO | IC | 2 | 2004 |  |  | (OP) Operating | [6 empty] | Sumner | 37.2614 | -97.4057
20813 | City of Winfield - (KS) | 1332 | West 14th Street | Electric Utility | KS | GT1 | 11 | 11.1 | Natural Gas Fired Combustion Turbine | NG | GT | 8 | 1962 |  |  | (OP) Operating | [6 empty] | Cowley | 37.2354 | -97.011
18315 | Sunflower Electric Power Corp | 1336 | Garden City | Electric Utility | KS | S2 | 97.9 | 96.4 | Natural Gas Steam Turbine | NG | ST | 4 | 1973 |  |  | (OP) Operating | [6 empty] | Finney | 37.9703 | -100.8956
18315 | Sunflower Electric Power Corp | 1336 | Garden City | Electric Utility | KS | S3 | 16 | 12.8 | Natural Gas Fired Combustion Turbine | NG | GT | 6 | 1968 |  |  | (SB) Standby/Backup: available for service but not normally used | [6 empty] | Finney | 37.9703 | -100.8956
18315 | Sunflower Electric Power Corp | 1336 | Garden City | Electric Utility | KS | S4 | 71.2 | 49.7 | Natural Gas Fired Combustion Turbine | NG | GT | 5 | 1976 |  |  | (OP) Operating | [6 empty] | Finney | 37.9703 | -100.8956
18315 | Sunflower Electric Power Corp | 1336 | Garden City | Electric Utility | KS | S5 | 71.2 | 48.4 | Natural Gas Fired Combustion Turbine | NG | GT | 7 | 1979 |  |  | (OP) Operating | [6 empty] | Finney | 37.9703 | -100.8956
22053 | Kentucky Power Co | 1353 | Big Sandy | Electric Utility | KY | 1 | 280.5 | 260 | Natural Gas Steam Turbine | NG | ST | 1 | 1963 |  |  | (OP) Operating | [6 empty] | Lawrence | 38.1707 | -82.6176
10171 | Kentucky Utilities Co | 1354 | Dix Dam | Electric Utility | KY | 1 | 9.4 | 10.5 | Conventional Hydroelectric | WAT | HY | 11 | 1925 |  |  | (OP) Operating | [6 empty] | Mercer | 37.7864 | -84.7028
10171 | Kentucky Utilities Co | 1354 | Dix Dam | Electric Utility | KY | 2 | 9.4 | 10.5 | Conventional Hydroelectric | WAT | HY | 11 | 1925 |  |  | (OP) Operating | [6 empty] | Mercer | 37.7864 | -84.7028
10171 | Kentucky Utilities Co | 1354 | Dix Dam | Electric Utility | KY | 3 | 9.4 | 10.5 | Conventional Hydroelectric | WAT | HY | 11 | 1925 |  |  | (OP) Operating | [6 empty] | Mercer | 37.7864 | -84.7028
10171 | Kentucky Utilities Co | 1355 | E W Brown | Electric Utility | KY | 1 | 113.6 | 106 | Conventional Steam Coal | BIT | ST | 5 | 1957 |  |  | (OP) Operating | [6 empty] | Mercer | 37.7883 | -84.7126
10171 | Kentucky Utilities Co | 1355 | E W Brown | Electric Utility | KY | 10 | 126 | 121 | Natural Gas Fired Combustion Turbine | NG | GT | 12 | 1995 |  |  | (OP) Operating | [6 empty] | Mercer | 37.7883 | -84.7126
10171 | Kentucky Utilities Co | 1355 | E W Brown | Electric Utility | KY | 11 | 126 | 121 | Natural Gas Fired Combustion Turbine | NG | GT | 5 | 1996 |  |  | (OP) Operating | [6 empty] | Mercer | 37.7883 | -84.7126
10171 | Kentucky Utilities Co | 1355 | E W Brown | Electric Utility | KY | 2 | 179.5 | 166 | Conventional Steam Coal | BIT | ST | 6 | 1963 |  |  | (OP) Operating | [6 empty] | Mercer | 37.7883 | -84.7126
10171 | Kentucky Utilities Co | 1355 | E W Brown | Electric Utility | KY | 3 | 464 | 410 | Conventional Steam Coal | BIT | ST | 7 | 1971 |  |  | (OP) Operating | [6 empty] | Mercer | 37.7883 | -84.7126
10171 | Kentucky Utilities Co | 1355 | E W Brown | Electric Utility | KY | 5 | 123 | 130 | Natural Gas Fired Combustion Turbine | NG | GT | 6 | 2001 |  |  | (OP) Operating | [6 empty] | Mercer | 37.7883 | -84.7126
10171 | Kentucky Utilities Co | 1355 | E W Brown | Electric Utility | KY | 6 | 176.8 | 146 | Natural Gas Fired Combustion Turbine | NG | GT | 8 | 1999 |  |  | (OP) Operating | [6 empty] | Mercer | 37.7883 | -84.7126
10171 | Kentucky Utilities Co | 1355 | E W Brown | Electric Utility | KY | 7 | 176.8 | 146 | Natural Gas Fired Combustion Turbine | NG | GT | 8 | 1999 |  |  | (OP) Operating | [6 empty] | Mercer | 37.7883 | -84.7126
10171 | Kentucky Utilities Co | 1355 | E W Brown | Electric Utility | KY | 8 | 126 | 121 | Natural Gas Fired Combustion Turbine | NG | GT | 2 | 1995 |  |  | (OP) Operating | [6 empty] | Mercer | 37.7883 | -84.7126
10171 | Kentucky Utilities Co | 1355 | E W Brown | Electric Utility | KY | 9 | 126 | 121 | Natural Gas Fired Combustion Turbine | NG | GT | 8 | 1994 |  |  | (OP) Operating | [6 empty] | Mercer | 37.7883 | -84.7126
10171 | Kentucky Utilities Co | 1355 | E W Brown | Electric Utility | KY | SOLAR | 10 | 10 | Solar Photovoltaic | SUN | PV | 5 | 2016 |  |  | (OP) Operating | [6 empty] | Mercer | 37.7883 | -84.7126
10171 | Kentucky Utilities Co | 1356 | Ghent | Electric Utility | KY | 1 | 556.9 | 474 | Conventional Steam Coal | BIT | ST | 2 | 1974 |  |  | (OP) Operating | [6 empty] | Carroll | 38.7497 | -85.035
10171 | Kentucky Utilities Co | 1356 | Ghent | Electric Utility | KY | 2 | 556.3 | 495 | Conventional Steam Coal | BIT | ST | 4 | 1977 |  |  | (OP) Operating | [6 empty] | Carroll | 38.7497 | -85.035
10171 | Kentucky Utilities Co | 1356 | Ghent | Electric Utility | KY | 3 | 556.5 | 485 | Conventional Steam Coal | BIT | ST | 5 | 1981 |  |  | (OP) Operating | [6 empty] | Carroll | 38.7497 | -85.035
10171 | Kentucky Utilities Co | 1356 | Ghent | Electric Utility | KY | 4 | 556.2 | 465 | Conventional Steam Coal | BIT | ST | 8 | 1984 |  |  | (OP) Operating | [6 empty] | Carroll | 38.7497 | -85.035
10171 | Kentucky Utilities Co | 1358 | Haefling | Electric Utility | KY | 1 | 20.7 | 12 | Natural Gas Fired Combustion Turbine | NG | GT | 10 | 1970 |  |  | (OP) Operating | [6 empty] | Fayette | 38.0794 | -84.5194
10171 | Kentucky Utilities Co | 1358 | Haefling | Electric Utility | KY | 2 | 20.7 | 12 | Natural Gas Fired Combustion Turbine | NG | GT | 10 | 1970 |  |  | (OP) Operating | [6 empty] | Fayette | 38.0794 | -84.5194
54775 | Lock 7 Hydro Partners LLC | 1359 | Mother Ann Lee | IPP Non-CHP | KY | 1 | 0.7 | 0.7 | Conventional Hydroelectric | WAT | HY | 12 | 2008 |  |  | (OP) Operating | [6 empty] | MERCER | 37.8297 | -84.7247
54775 | Lock 7 Hydro Partners LLC | 1359 | Mother Ann Lee | IPP Non-CHP | KY | 2 | 0.7 | 0.9 | Conventional Hydroelectric | WAT | HY | 7 | 2007 |  |  | (OP) Operating | [6 empty] | MERCER | 37.8297 | -84.7247
54775 | Lock 7 Hydro Partners LLC | 1359 | Mother Ann Lee | IPP Non-CHP | KY | 3 | 0.7 | 0.7 | Conventional Hydroelectric | WAT | HY | 3 | 2007 |  |  | (OP) Operating | [6 empty] | MERCER | 37.8297 | -84.7247
11249 | Louisville Gas & Electric Co | 1363 | Cane Run | Electric Utility | KY | 11 | 16.3 | 14 | Natural Gas Fired Combustion Turbine | NG | GT | 6 | 1968 |  |  | (OP) Operating | [6 empty] | Jefferson | 38.1831 | -85.8892
11249 | Louisville Gas & Electric Co | 1363 | Cane Run | Electric Utility | KY | 7A | 260 | 210.7 | Natural Gas Fired Combined Cycle | NG | CT | 6 | 2015 |  |  | (OP) Operating | [6 empty] | Jefferson | 38.1831 | -85.8892
11249 | Louisville Gas & Electric Co | 1363 | Cane Run | Electric Utility | KY | 7B | 260 | 210.2 | Natural Gas Fired Combined Cycle | NG | CT | 6 | 2015 |  |  | (OP) Operating | [6 empty] | Jefferson | 38.1831 | -85.8892
11249 | Louisville Gas & Electric Co | 1363 | Cane Run | Electric Utility | KY | 7S | 287 | 242.4 | Natural Gas Fired Combined Cycle | NG | CA | 6 | 2015 |  |  | (OP) Operating | [6 empty] | Jefferson | 38.1831 | -85.8892
11249 | Louisville Gas & Electric Co | 1364 | Mill Creek (KY) | Electric Utility | KY | 1 | 355.5 | 300 | Conventional Steam Coal | BIT | ST | 8 | 1972 |  |  | (OP) Operating | [6 empty] | Jefferson | 38.0525 | -85.9103
11249 | Louisville Gas & Electric Co | 1364 | Mill Creek (KY) | Electric Utility | KY | 2 | 355.5 | 297 | Conventional Steam Coal | BIT | ST | 7 | 1974 |  |  | (OP) Operating | [6 empty] | Jefferson | 38.0525 | -85.9103
11249 | Louisville Gas & Electric Co | 1364 | Mill Creek (KY) | Electric Utility | KY | 3 | 462.6 | 391 | Conventional Steam Coal | BIT | ST | 8 | 1978 |  |  | (OP) Operating | 2016 | 6 | 6 |  |  |  | Jefferson | 38.0525 | -85.9103
11249 | Louisville Gas & Electric Co | 1364 | Mill Creek (KY) | Electric Utility | KY | 4 | 543.6 | 477 | Conventional Steam Coal | BIT | ST | 9 | 1982 |  |  | (OP) Operating | [6 empty] | Jefferson | 38.0525 | -85.9103
11249 | Louisville Gas & Electric Co | 1365 | Ohio Falls | Electric Utility | KY | 1 | 10 | 8 | Conventional Hydroelectric | WAT | HY | 1 | 1928 |  |  | (OP) Operating | [6 empty] | Jefferson | 38.2832 | -85.7792
11249 | Louisville Gas & Electric Co | 1365 | Ohio Falls | Electric Utility | KY | 2 | 10 | 8 | Conventional Hydroelectric | WAT | HY | 1 | 1928 |  |  | (OP) Operating | [6 empty] | Jefferson | 38.2832 | -85.7792
11249 | Louisville Gas & Electric Co | 1365 | Ohio Falls | Electric Utility | KY | 3 | 10 | 8 | Conventional Hydroelectric | WAT | HY | 1 | 1928 |  |  | (OP) Operating | [6 empty] | Jefferson | 38.2832 | -85.7792
11249 | Louisville Gas & Electric Co | 1365 | Ohio Falls | Electric Utility | KY | 4 | 10 | 6 | Conventional Hydroelectric | WAT | HY | 1 | 1928 |  |  | (OP) Operating |  |  |  | 2016 | 10 | 2 | Jefferson | 38.2832 | -85.7792
11249 | Louisville Gas & Electric Co | 1365 | Ohio Falls | Electric Utility | KY | 5 | 10 | 8 | Conventional Hydroelectric | WAT | HY | 1 | 1928 |  |  | (OP) Operating | [6 empty] | Jefferson | 38.2832 | -85.7792
11249 | Louisville Gas & Electric Co | 1365 | Ohio Falls | Electric Utility | KY | 6 | 12.6 | 8 | Conventional Hydroelectric | WAT | HY | 1 | 1928 |  |  | (OP) Operating | [6 empty] | Jefferson | 38.2832 | -85.7792
11249 | Louisville Gas & Electric Co | 1365 | Ohio Falls | Electric Utility | KY | 7 | 12.6 | 8 | Conventional Hydroelectric | WAT | HY | 1 | 1928 |  |  | (OP) Operating | [6 empty] | Jefferson | 38.2832 | -85.7792
11249 | Louisville Gas & Electric Co | 1365 | Ohio Falls | Electric Utility | KY | 8 | 10 | 6 | Conventional Hydroelectric | WAT | HY | 1 | 1928 |  |  | (OP) Operating |  |  |  | 2017 | 7 | 2 | Jefferson | 38.2832 | -85.7792
11249 | Louisville Gas & Electric Co | 1366 | Paddys Run | Electric Utility | KY | 11 | 16 | 12 | Natural Gas Fired Combustion Turbine | NG | GT | 6 | 1968 |  |  | (OP) Operating | [6 empty] | Jefferson | 38.2236 | -85.8417
11249 | Louisville Gas & Electric Co | 1366 | Paddys Run | Electric Utility | KY | 12 | 32.6 | 23 | Natural Gas Fired Combustion Turbine | NG | GT | 7 | 1968 |  |  | (OP) Operating | [6 empty] | Jefferson | 38.2236 | -85.8417
11249 | Louisville Gas & Electric Co | 1366 | Paddys Run | Electric Utility | KY | 13 | 178 | 147 | Natural Gas Fired Combustion Turbine | NG | GT | 6 | 2001 |  |  | (OP) Operating | [6 empty] | Jefferson | 38.2236 | -85.8417
11249 | Louisville Gas & Electric Co | 1368 | Zorn | Electric Utility | KY | 1 | 18 | 14 | Natural Gas Fired Combustion Turbine | NG | GT | 5 | 1969 |  |  | (OP) Operating | [6 empty] | Jefferson | 38.2803 | -85.7023
19462 | USCE-Nashville District | 1371 | Barkley | Electric Utility | KY | 1 | 32.5 | 37 | Conventional Hydroelectric | WAT | HY | 1 | 1966 |  |  | (OP) Operating | [6 empty] | Lyon | 37.0217 | -88.2211
19462 | USCE-Nashville District | 1371 | Barkley | Electric Utility | KY | 2 | 32.5 | 37 | Conventional Hydroelectric | WAT | HY | 2 | 1966 |  |  | (OP) Operating | [6 empty] | Lyon | 37.0217 | -88.2211
19462 | USCE-Nashville District | 1371 | Barkley | Electric Utility | KY | 3 | 32.5 | 37 | Conventional Hydroelectric | WAT | HY | 3 | 1966 |  |  | (OP) Operating | [6 empty] | Lyon | 37.0217 | -88.2211
19462 | USCE-Nashville District | 1371 | Barkley | Electric Utility | KY | 4 | 32.5 | 37 | Conventional Hydroelectric | WAT | HY | 3 | 1966 |  |  | (OP) Operating | [6 empty] | Lyon | 37.0217 | -88.2211
14268 | City of Owensboro - (KY) | 1374 | Elmer Smith | Electric Utility | KY | 1 | 163.2 | 138 | Conventional Steam Coal | BIT | ST | 4 | 1964 |  |  | (OP) Operating | [6 empty] | Daviess | 37.7942 | -87.0608
14268 | City of Owensboro - (KY) | 1374 | Elmer Smith | Electric Utility | KY | 2 | 282.1 | 260.7 | Conventional Steam Coal | BIT | ST | 3 | 1974 |  |  | (OP) Operating | [6 empty] | Daviess | 37.7942 | -87.0608
14459 | City of Paris - (KY) | 1376 | Paris (KY) | Electric Utility | KY | 1 | 1.3 | 1.4 | Petroleum Liquids | DFO | IC | 88 | 1952 |  |  | (OP) Operating | [6 empty] | Bourbon | 38.2049 | -84.2383
14459 | City of Paris - (KY) | 1376 | Paris (KY) | Electric Utility | KY | 2 | 1.3 | 1.4 | Petroleum Liquids | DFO | IC | 88 | 1954 |  |  | (OP) Operating | [6 empty] | Bourbon | 38.2049 | -84.2383
14459 | City of Paris - (KY) | 1376 | Paris (KY) | Electric Utility | KY | 3 | 0.7 | 0.8 | Petroleum Liquids | DFO | IC | 88 | 1934 |  |  | (OP) Operating | [6 empty] | Bourbon | 38.2049 | -84.2383
14459 | City of Paris - (KY) | 1376 | Paris (KY) | Electric Utility | KY | 4 | 0.9 | 1.1 | Petroleum Liquids | DFO | IC | 88 | 1947 |  |  | (OP) Operating | [6 empty] | Bourbon | 38.2049 | -84.2383
14459 | City of Paris - (KY) | 1376 | Paris (KY) | Electric Utility | KY | 5 | 1.1 | 1.2 | Petroleum Liquids | DFO | IC | 88 | 1949 |  |  | (OP) Operating | [6 empty] | Bourbon | 38.2049 | -84.2383
14459 | City of Paris - (KY) | 1376 | Paris (KY) | Electric Utility | KY | 6 | 3.1 | 3 | Petroleum Liquids | DFO | IC | 88 | 1974 |  |  | (OP) Operating | [6 empty] | Bourbon | 38.2049 | -84.2383
14459 | City of Paris - (KY) | 1376 | Paris (KY) | Electric Utility | KY | 7 | 3.1 | 3 | Petroleum Liquids | DFO | IC | 88 | 1974 |  |  | (OP) Operating | [6 empty] | Bourbon | 38.2049 | -84.2383
18642 | Tennessee Valley Authority | 1377 | Kentucky Dam | Electric Utility | KY | 1 | 44.6 | 44 | Conventional Hydroelectric | WAT | HY | 4 | 1945 |  |  | (OP) Operating | [6 empty] | Marshall | 37.0131 | -88.2692
18642 | Tennessee Valley Authority | 1377 | Kentucky Dam | Electric Utility | KY | 2 | 42.4 | 45.4 | Conventional Hydroelectric | WAT | HY | 11 | 1944 |  |  | (OP) Operating | [6 empty] | Marshall | 37.0131 | -88.2692
18642 | Tennessee Valley Authority | 1377 | Kentucky Dam | Electric Utility | KY | 3 | 42.4 | 44.9 | Conventional Hydroelectric | WAT | HY | 9 | 1944 |  |  | (OP) Operating | [6 empty] | Marshall | 37.0131 | -88.2692
18642 | Tennessee Valley Authority | 1377 | Kentucky Dam | Electric Utility | KY | 4 | 44.6 | 43.1 | Conventional Hydroelectric | WAT | HY | 12 | 1945 |  |  | (OP) Operating | [6 empty] | Marshall | 37.0131 | -88.2692
18642 | Tennessee Valley Authority | 1377 | Kentucky Dam | Electric Utility | KY | 5 | 44.6 | 45.1 | Conventional Hydroelectric | WAT | HY | 1 | 1948 |  |  | (OP) Operating | [6 empty] | Marshall | 37.0131 | -88.2692
18642 | Tennessee Valley Authority | 1378 | Paradise | Electric Utility | KY | 1 | 704 | 628 | Conventional Steam Coal | BIT | ST | 11 | 1963 | 6 | 2017 | (OP) Operating | [6 empty] | Muhlenberg | 37.2608 | -86.9783
18642 | Tennessee Valley Authority | 1378 | Paradise | Electric Utility | KY | 2 | 704 | 602 | Conventional Steam Coal | BIT | ST | 5 | 1963 | 6 | 2017 | (OP) Operating | [6 empty] | Muhlenberg | 37.2608 | -86.9783
18642 | Tennessee Valley Authority | 1378 | Paradise | Electric Utility | KY | 3 | 1150.2 | 971 | Conventional Steam Coal | SUB | ST | 2 | 1970 |  |  | (OP) Operating | [6 empty] | Muhlenberg | 37.2608 | -86.9783
18642 | Tennessee Valley Authority | 1379 | Shawnee | Electric Utility | KY | 1 | 175 | 134 | Conventional Steam Coal | BIT | ST | 4 | 1953 |  |  | (OP) Operating | [6 empty] | McCracken | 37.1517 | -88.775
18642 | Tennessee Valley Authority | 1379 | Shawnee | Electric Utility | KY | 2 | 175 | 134 | Conventional Steam Coal | BIT | ST | 6 | 1953 |  |  | (OP) Operating | [6 empty] | McCracken | 37.1517 | -88.775
18642 | Tennessee Valley Authority | 1379 | Shawnee | Electric Utility | KY | 3 | 175 | 134 | Conventional Steam Coal | BIT | ST | 10 | 1953 |  |  | (OP) Operating | [6 empty] | McCracken | 37.1517 | -88.775
18642 | Tennessee Valley Authority | 1379 | Shawnee | Electric Utility | KY | 4 | 175 | 134 | Conventional Steam Coal | BIT | ST | 1 | 1954 |  |  | (OP) Operating | [6 empty] | McCracken | 37.1517 | -88.775
18642 | Tennessee Valley Authority | 1379 | Shawnee | Electric Utility | KY | 5 | 175 | 134 | Conventional Steam Coal | BIT | ST | 10 | 1954 |  |  | (OP) Operating | [6 empty] | McCracken | 37.1517 | -88.775
18642 | Tennessee Valley Authority | 1379 | Shawnee | Electric Utility | KY | 6 | 175 | 134 | Conventional Steam Coal | BIT | ST | 11 | 1954 |  |  | (OP) Operating | [6 empty] | McCracken | 37.1517 | -88.775
18642 | Tennessee Valley Authority | 1379 | Shawnee | Electric Utility | KY | 7 | 175 | 134 | Conventional Steam Coal | BIT | ST | 12 | 1954 |  |  | (OP) Operating | [6 empty] | McCracken | 37.1517 | -88.775
18642 | Tennessee Valley Authority | 1379 | Shawnee | Electric Utility | KY | 8 | 175 | 134 | Conventional Steam Coal | BIT | ST | 3 | 1955 |  |  | (OP) Operating | [6 empty] | McCracken | 37.1517 | -88.775
18642 | Tennessee Valley Authority | 1379 | Shawnee | Electric Utility | KY | 9 | 175 | 134 | Conventional Steam Coal | BIT | ST | 7 | 1955 |  |  | (OP) Operating | [6 empty] | McCracken | 37.1517 | -88.775
19462 | USCE-Nashville District | 1380 | Wolf Creek | Electric Utility | KY | 1 | 45 | 52 | Conventional Hydroelectric | WAT | HY | 8 | 1952 |  |  | (OP) Operating | [6 empty] | Russell | 36.8691 | -85.147
19462 | USCE-Nashville District | 1380 | Wolf Creek | Electric Utility | KY | 2 | 45 | 52 | Conventional Hydroelectric | WAT | HY | 7 | 1952 |  |  | (OP) Operating | [6 empty] | Russell | 36.8691 | -85.147
19462 | USCE-Nashville District | 1380 | Wolf Creek | Electric Utility | KY | 3 | 45 | 52 | Conventional Hydroelectric | WAT | HY | 3 | 1952 |  |  | (OP) Operating | [6 empty] | Russell | 36.8691 | -85.147
19462 | USCE-Nashville District | 1380 | Wolf Creek | Electric Utility | KY | 4 | 45 | 52 | Conventional Hydroelectric | WAT | HY | 12 | 1951 |  |  | (OP) Operating | [6 empty] | Russell | 36.8691 | -85.147
19462 | USCE-Nashville District | 1380 | Wolf Creek | Electric Utility | KY | 5 | 45 | 52 | Conventional Hydroelectric | WAT | HY | 10 | 1951 |  |  | (OP) Operating | [6 empty] | Russell | 36.8691 | -85.147
19462 | USCE-Nashville District | 1380 | Wolf Creek | Electric Utility | KY | 6 | 45 | 52 | Conventional Hydroelectric | WAT | HY | 10 | 1951 |  |  | (OP) Operating | [6 empty] | Russell | 36.8691 | -85.147
1692 | Big Rivers Electric Corp | 1381 | Kenneth C Coleman | Electric Utility | KY | 1 | 205 | 150 | Conventional Steam Coal | BIT | ST | 9 | 1969 |  |  | (OS) Out of service and NOT expected to return to service in next calendar year | [6 empty] | Hancock | 37.9631 | -86.7911
1692 | Big Rivers Electric Corp | 1381 | Kenneth C Coleman | Electric Utility | KY | 2 | 205 | 138 | Conventional Steam Coal | BIT | ST | 7 | 1970 |  |  | (OS) Out of service and NOT expected to return to service in next calendar year | [6 empty] | Hancock | 37.9631 | -86.7911
1692 | Big Rivers Electric Corp | 1381 | Kenneth C Coleman | Electric Utility | KY | 3 | 192 | 155 | Conventional Steam Coal | BIT | ST | 12 | 1971 |  |  | (OS) Out of service and NOT expected to return to service in next calendar year | [6 empty] | Hancock | 37.9631 | -86.7911
1692 | Big Rivers Electric Corp | 1382 | HMP&L Station Two Henderson | Electric Utility | KY | 1 | 200 | 153 | Conventional Steam Coal | BIT | ST | 6 | 1973 |  |  | (OP) Operating | [6 empty] | Henderson | 37.6469 | -87.5028
1692 | Big Rivers Electric Corp | 1382 | HMP&L Station Two Henderson | Electric Utility | KY | 2 | 205 | 159 | Conventional Steam Coal | BIT | ST | 4 | 1974 |  |  | (OP) Operating | [6 empty] | Henderson | 37.6469 | -87.5028
1692 | Big Rivers Electric Corp | 1383 | Robert A Reid | Electric Utility | KY | 1 | 96 | 65 | Conventional Steam Coal | BIT | ST | 1 | 1966 |  |  | (OP) Operating | [6 empty] | Webster | 37.6461 | -87.5019
1692 | Big Rivers Electric Corp | 1383 | Robert A Reid | Electric Utility | KY | GEN2 | 98.8 | 58 | Natural Gas Fired Combustion Turbine | NG | GT | 3 | 1976 |  |  | (SB) Standby/Backup: available for service but not normally used | [6 empty] | Webster | 37.6461 | -87.5019
5580 | East Kentucky Power Coop, Inc | 1384 | Cooper | Electric Utility | KY | 1 | 113.6 | 116 | Conventional Steam Coal | BIT | ST | 2 | 1965 |  |  | (OP) Operating | [6 empty] | Pulaski | 36.9981 | -84.5919
5580 | East Kentucky Power Coop, Inc | 1384 | Cooper | Electric Utility | KY | 2 | 230.4 | 225 | Conventional Steam Coal | BIT | ST | 10 | 1969 |  |  | (OP) Operating | [6 empty] | Pulaski | 36.9981 | -84.5919
11241 | Entergy Louisiana LLC | 1391 | Louisiana 1 | Industrial CHP | LA | 1A | 23 | 18 | Other Gases | OG | ST | 10 | 1951 |  |  | (OP) Operating | [6 empty] | East Baton Rouge | 30.4922 | -91.1864
11241 | Entergy Louisiana LLC | 1391 | Louisiana 1 | Industrial CHP | LA | 2A | 62.5 | 55 | Other Gases | OG | ST | 12 | 1954 |  |  | (OP) Operating | [6 empty] | East Baton Rouge | 30.4922 | -91.1864
11241 | Entergy Louisiana LLC | 1391 | Louisiana 1 | Industrial CHP | LA | 3A | 63 | 55 | Other Gases | OG | ST | 9 | 1954 |  |  | (OP) Operating | [6 empty] | East Baton Rouge | 30.4922 | -91.1864
11241 | Entergy Louisiana LLC | 1391 | Louisiana 1 | Industrial CHP | LA | 4A | 129.1 | 100 | Other Gases | OG | GT | 8 | 1987 |  |  | (OP) Operating | [6 empty] | East Baton Rouge | 30.4922 | -91.1864
11241 | Entergy Louisiana LLC | 1391 | Louisiana 1 | Industrial CHP | LA | 5A | 173.3 | 154.4 | Other Gases | OG | GT | 1 | 1999 |  |  | (OP) Operating | [6 empty] | East Baton Rouge | 30.4922 | -91.1864
11241 | Entergy Louisiana LLC | 1392 | Louisiana 2 | Electric Utility | LA | 10 | 50 | 40 | Natural Gas Steam Turbine | NG | ST | 1 | 1950 |  |  | (OS) Out of service and NOT expected to return to service in next calendar year | [6 empty] | East Baton Rouge | 30.4922 | -91.1864
11241 | Entergy Louisiana LLC | 1392 | Louisiana 2 | Electric Utility | LA | 11 | 50 | 40 | Natural Gas Steam Turbine | NG | ST | 11 | 1950 |  |  | (OS) Out of service and NOT expected to return to service in next calendar year | [6 empty] | East Baton Rouge | 30.4922 | -91.1864
11241 | Entergy Louisiana LLC | 1392 | Louisiana 2 | Electric Utility | LA | 12 | 75 | 58 | Natural Gas Steam Turbine | NG | ST | 5 | 1953 |  |  | (OS) Out of service and NOT expected to return to service in next calendar year | [6 empty] | East Baton Rouge | 30.4922 | -91.1864
11241 | Entergy Louisiana LLC | 1393 | R S Nelson | Electric Utility | LA | 1 | 113.6 | 104.4 | Petroleum Coke | PC | ST | 2 | 1959 |  |  | (OP) Operating | [6 empty] | Calcasieu | 30.2844 | -93.2911
11241 | Entergy Louisiana LLC | 1393 | R S Nelson | Electric Utility | LA | 2 | 113.6 | 99.8 | Petroleum Coke | PC | ST | 5 | 1959 |  |  | (OP) Operating | [6 empty] | Calcasieu | 30.2844 | -93.2911
11241 | Entergy Louisiana LLC | 1393 | R S Nelson | Electric Utility | LA | 3 | 163.2 | 146 | Natural Gas Steam Turbine | NG | ST | 1 | 1960 |  |  | (OS) Out of service and NOT expected to return to service in next calendar year | [6 empty] | Calcasieu | 30.2844 | -93.2911
11241 | Entergy Louisiana LLC | 1393 | R S Nelson | Electric Utility | LA | 4 | 591.8 | 424.7 | Natural Gas Steam Turbine | NG | ST | 7 | 1970 |  |  | (OP) Operating | [6 empty] | Calcasieu | 30.2844 | -93.2911
11241 | Entergy Louisiana LLC | 1393 | R S Nelson | Electric Utility | LA | 6 | 614.6 | 550 | Conventional Steam Coal | SUB | ST | 5 | 1982 |  |  | (OP) Operating | [6 empty] | Calcasieu | 30.2844 | -93.2911
11241 | Entergy Louisiana LLC | 1394 | Willow Glen | Electric Utility | LA | 1 | 163.2 | 152 | Natural Gas Steam Turbine | NG | ST | 1 | 1960 |  |  | (OS) Out of service and NOT expected to return to service in next calendar year | [6 empty] | Iberville | 30.2743 | -91.1164
11241 | Entergy Louisiana LLC | 1394 | Willow Glen | Electric Utility | LA | 2 | 239.4 | 180 | Natural Gas Steam Turbine | NG | ST | 1 | 1964 |  |  | (OP) Operating | [6 empty] | Iberville | 30.2743 | -91.1164
11241 | Entergy Louisiana LLC | 1394 | Willow Glen | Electric Utility | LA | 3 | 591.8 | 450 | Natural Gas Steam Turbine | NG | ST | 12 | 1968 |  |  | (OS) Out of service and NOT expected to return to service in next calendar year | [6 empty] | Iberville | 30.2743 | -91.1164
11241 | Entergy Louisiana LLC | 1394 | Willow Glen | Electric Utility | LA | 4 | 591.8 | 482 | Natural Gas Steam Turbine | NG | ST | 1 | 1973 |  |  | (OP) Operating | [6 empty] | Iberville | 30.2743 | -91.1164
11241 | Entergy Louisiana LLC | 1394 | Willow Glen | Electric Utility | LA | 5 | 591.8 | 485 | Natural Gas Steam Turbine | NG | ST | 1 | 1976 |  |  | (OS) Out of service and NOT expected to return to service in next calendar year | [6 empty] | Iberville | 30.2743 | -91.1164
3265 | Cleco Power LLC | 1396 | Coughlin Power Station | Electric Utility | LA | 6 | 113.6 | 92.4 | Natural Gas Fired Combined Cycle | NG | CA | 4 | 1961 |  |  | (OP) Operating | [6 empty] | Evangeline | 30.8439 | -92.2611
3265 | Cleco Power LLC | 1396 | Coughlin Power Station | Electric Utility | LA | 7 | 243.1 | 183.1 | Natural Gas Fired Combined Cycle | NG | CA | 2 | 1966 |  |  | (OP) Operating | [6 empty] | Evangeline | 30.8439 | -92.2611
3265 | Cleco Power LLC | 1396 | Coughlin Power Station | Electric Utility | LA | U6CT | 188.7 | 150 | Natural Gas Fired Combined Cycle | NG | CT | 6 | 2000 |  |  | (OP) Operating | [6 empty] | Evangeline | 30.8439 | -92.2611
3265 | Cleco Power LLC | 1396 | Coughlin Power Station | Electric Utility | LA | U72 | 188.7 | 148.8 | Natural Gas Fired Combined Cycle | NG | CT | 6 | 2000 |  |  | (OP) Operating | [6 empty] | Evangeline | 30.8439 | -92.2611
3265 | Cleco Power LLC | 1396 | Coughlin Power Station | Electric Utility | LA | U7CT | 188.7 | 148.8 | Natural Gas Fired Combined Cycle | NG | CT | 6 | 2000 |  |  | (OP) Operating | [6 empty] | Evangeline | 30.8439 | -92.2611
3265 | Cleco Power LLC | 1400 | Teche | Electric Utility | LA | 1 | 23 | 15 | Natural Gas Steam Turbine | NG | ST | 7 | 1953 |  |  | (OP) Operating | [6 empty] | St Mary | 29.8222 | -91.5425
3265 | Cleco Power LLC | 1400 | Teche | Electric Utility | LA | 3 | 348.5 | 328 | Natural Gas Steam Turbine | NG | ST | 3 | 1971 |  |  | (OP) Operating | [6 empty] | St Mary | 29.8222 | -91.5425
3265 | Cleco Power LLC | 1400 | Teche | Electric Utility | LA | 4 | 42.2 | 34.5 | Natural Gas Fired Combustion Turbine | NG | GT | 3 | 2011 |  |  | (OP) Operating | [6 empty] | St Mary | 29.8222 | -91.5425
11241 | Entergy Louisiana LLC | 1401 | Buras | Electric Utility | LA | 8 | 20.7 | 12 | Natural Gas Fired Combustion Turbine | NG | GT | 2 | 1971 |  |  | (OP) Operating | [6 empty] | Plaquemines | 29.3591 | -89.5373
11241 | Entergy Louisiana LLC | 1402 | Little Gypsy | Electric Utility | LA | 2 | 420.7 | 410.7 | Natural Gas Steam Turbine | NG | ST | 4 | 1966 |  |  | (OP) Operating | [6 empty] | St Charles | 30.0051 | -90.4617
11241 | Entergy Louisiana LLC | 1402 | Little Gypsy | Electric Utility | LA | 3 | 582.2 | 519.7 | Natural Gas Steam Turbine | NG | ST | 3 | 1969 |  |  | (OP) Operating | [6 empty] | St Charles | 30.0051 | -90.4617
11241 | Entergy Louisiana LLC | 1403 | Nine Mile Point | Electric Utility | LA | 3 | 169.8 | 100.4 | Natural Gas Steam Turbine | NG | ST | 11 | 1955 |  |  | (OP) Operating | [6 empty] | Jefferson | 29.9472 | -90.1458
11241 | Entergy Louisiana LLC | 1403 | Nine Mile Point | Electric Utility | LA | 5 | 895.1 | 736.9 | Natural Gas Steam Turbine | NG | ST | 6 | 1973 |  |  | (OP) Operating | [6 empty] | Jefferson | 29.9472 | -90.1458
11241 | Entergy Louisiana LLC | 1403 | Nine Mile Point | Electric Utility | LA | 6(4) | 895.1 | 659.1 | Natural Gas Steam Turbine | NG | ST | 5 | 1971 |  |  | (OP) Operating | [6 empty] | Jefferson | 29.9472 | -90.1458
11241 | Entergy Louisiana LLC | 1403 | Nine Mile Point | Electric Utility | LA | 6A | 194.7 | 158 | Natural Gas Fired Combined Cycle | NG | CT | 12 | 2014 |  |  | (OP) Operating | [6 empty] | Jefferson | 29.9472 | -90.1458
11241 | Entergy Louisiana LLC | 1403 | Nine Mile Point | Electric Utility | LA | 6B | 194.7 | 157.6 | Natural Gas Fired Combined Cycle | NG | CT | 12 | 2014 |  |  | (OP) Operating | [6 empty] | Jefferson | 29.9472 | -90.1458
11241 | Entergy Louisiana LLC | 1403 | Nine Mile Point | Electric Utility | LA | 6C | 260.1 | 244 | Natural Gas Fired Combined Cycle | NG | CA | 12 | 2014 |  |  | (OP) Operating | [6 empty] | Jefferson | 29.9472 | -90.1458
11241 | Entergy Louisiana LLC | 1404 | Sterlington | Electric Utility | LA | 7A | 59.3 | 45.8 | Natural Gas Fired Combined Cycle | NG | CT | 4 | 1973 |  |  | (OP) Operating | [6 empty] | Ouachita | 32.7047 | -92.0792
11241 | Entergy Louisiana LLC | 1404 | Sterlington | Electric Utility | LA | 7B | 66 | 44 | Natural Gas Fired Combined Cycle | NG | CT | 4 | 1973 |  |  | (OS) Out of service and NOT expected to return to service in next calendar year | [6 empty] | Ouachita | 32.7047 | -92.0792
11241 | Entergy Louisiana LLC | 1404 | Sterlington | Electric Utility | LA | 7C | 101 | 14.8 | Natural Gas Fired Combined Cycle | NG | CA | 9 | 1974 |  |  | (OP) Operating | [6 empty] | Ouachita | 32.7047 | -92.0792
13478 | Entergy New Orleans Inc | 1409 | Michoud | Electric Utility | LA | 2 | 261.8 | 241.6 | Natural Gas Steam Turbine | NG | ST | 2 | 1963 |  |  | (OP) Operating | [6 empty] | Orleans | 30.0081 | -89.9372
13478 | Entergy New Orleans Inc | 1409 | Michoud | Electric Utility | LA | 3 | 582.2 | 543.8 | Natural Gas Steam Turbine | NG | ST | 8 | 1967 |  |  | (OP) Operating | [6 empty] | Orleans | 30.0081 | -89.9372
17698 | Southwestern Electric Power Co | 1416 | Arsenal Hill | Electric Utility | LA | 5 | 125 | 116 | Natural Gas Steam Turbine | NG | ST | 3 | 1960 |  |  | (OP) Operating | [6 empty] | Caddo | 32.5181 | -93.7611
17698 | Southwestern Electric Power Co | 1417 | Lieberman | Electric Utility | LA | 2 | 25 | 26 | Natural Gas Steam Turbine | NG | ST | 4 | 1949 |  |  | (OP) Operating | [6 empty] | Caddo | 32.7047 | -93.9597
17698 | Southwestern Electric Power Co | 1417 | Lieberman | Electric Utility | LA | 3 | 114 | 109 | Natural Gas Steam Turbine | NG | ST | 6 | 1957 |  |  | (OP) Operating | [6 empty] | Caddo | 32.7047 | -93.9597
17698 | Southwestern Electric Power Co | 1417 | Lieberman | Electric Utility | LA | 4 | 114 | 108 | Natural Gas Steam Turbine | NG | ST | 5 | 1959 |  |  | (OP) Operating | [6 empty] | Caddo | 32.7047 | -93.9597
8884 | Terrebonne Parish Consol Gov't | 1439 | Houma | Electric Utility | LA | 14 | 12.6 | 10 | Natural Gas Steam Turbine | NG | ST | 8 | 1967 |  |  | (OP) Operating | [6 empty] | Terrebonne | 29.5806 | -90.7225
8884 | Terrebonne Parish Consol Gov't | 1439 | Houma | Electric Utility | LA | 15 | 25.5 | 23.5 | Natural Gas Steam Turbine | NG | ST | 8 | 1972 |  |  | (OP) Operating | [6 empty] | Terrebonne | 29.5806 | -90.7225
8884 | Terrebonne Parish Consol Gov't | 1439 | Houma | Electric Utility | LA | 16 | 40.8 | 38.6 | Natural Gas Steam Turbine | NG | ST | 1 | 1977 |  |  | (OP) Operating | [6 empty] | Terrebonne | 29.5806 | -90.7225
50111 | Lafayette Utilities System | 1443 | Louis Doc Bonin | Electric Utility | LA | 1 | 53.9 | 40 | Natural Gas Steam Turbine | NG | ST | 4 | 1965 |  |  | (OS) Out of service and NOT expected to return to service in next calendar year | [6 empty] | Lafayette | 30.238 | -92.0463
50111 | Lafayette Utilities System | 1443 | Louis Doc Bonin | Electric Utility | LA | 2 | 100 | 70 | Natural Gas Steam Turbine | NG | ST | 6 | 1970 |  |  | (OS) Out of service and NOT expected to return to service in next calendar year | [6 empty] | Lafayette | 30.238 | -92.0463
50111 | Lafayette Utilities System | 1443 | Louis Doc Bonin | Electric Utility | LA | 3 | 187 | 146 | Natural Gas Steam Turbine | NG | ST | 1 | 1977 |  |  | (OS) Out of service and NOT expected to return to service in next calendar year | [6 empty] | Lafayette | 30.238 | -92.0463
12625 | City of Minden - (LA) | 1447 | Minden | Electric Utility | LA | 1 | 12.5 | 12.5 | Natural Gas Steam Turbine | NG | ST | 1 | 1966 |  |  | (SB) Standby/Backup: available for service but not normally used | [6 empty] | WEBSTER | 32.6046 | -93.2944
12625 | City of Minden - (LA) | 1447 | Minden | Electric Utility | LA | 2 | 12.5 | 12.5 | Natural Gas Steam Turbine | NG | ST | 1 | 1968 |  |  | (SB) Standby/Backup: available for service but not normally used | [6 empty] | WEBSTER | 32.6046 | -93.2944
12625 | City of Minden - (LA) | 1447 | Minden | Electric Utility | LA | 6 | 2 | 1.8 | Petroleum Liquids | DFO | IC | 1 | 1962 |  |  | (OS) Out of service and NOT expected to return to service in next calendar year | [6 empty] | WEBSTER | 32.6046 | -93.2944
26253 | Louisiana Energy & Power Authority | 1453 | New Roads | Electric Utility | LA | 1 | 2.3 | 1.8 | Natural Gas Internal Combustion Engine | NG | IC | 6 | 1965 |  |  | (OP) Operating | [6 empty] | Pointe Coupee | 30.7261 | -91.3683
26253 | Louisiana Energy & Power Authority | 1453 | New Roads | Electric Utility | LA | 2 | 0.6 | 0.6 | Natural Gas Internal Combustion Engine | NG | IC | 6 | 1953 |  |  | (OP) Operating | [6 empty] | Pointe Coupee | 30.7261 | -91.3683
26253 | Louisiana Energy & Power Authority | 1453 | New Roads | Electric Utility | LA | 3 | 1.1 | 0.7 | Natural Gas Internal Combustion Engine | NG | IC | 6 | 1957 |  |  | (OP) Operating | [6 empty] | Pointe Coupee | 30.7261 | -91.3683
26253 | Louisiana Energy & Power Authority | 1453 | New Roads | Electric Utility | LA | 4 | 1.7 | 1.2 | Natural Gas Internal Combustion Engine | NG | IC | 6 | 1957 |  |  | (OP) Operating | [6 empty] | Pointe Coupee | 30.7261 | -91.3683
26253 | Louisiana Energy & Power Authority | 1453 | New Roads | Electric Utility | LA | 5 | 1.7 | 1.2 | Natural Gas Internal Combustion Engine | NG | IC | 6 | 1951 |  |  | (OP) Operating | [6 empty] | Pointe Coupee | 30.7261 | -91.3683
26253 | Louisiana Energy & Power Authority | 1453 | New Roads | Electric Utility | LA | 6 | 2 | 1.5 | Natural Gas Internal Combustion Engine | NG | IC | 6 | 1971 |  |  | (OP) Operating | [6 empty] | Pointe Coupee | 30.7261 | -91.3683
26253 | Louisiana Energy & Power Authority | 1456 | Rayne | Electric Utility | LA | 8 | 4.1 | 3.4 | Petroleum Liquids | DFO | IC | 1 | 1969 |  |  | (OS) Out of service and NOT expected to return to service in next calendar year | [6 empty] | Acadia | 30.2044 | -92.2486
26253 | Louisiana Energy & Power Authority | 1456 | Rayne | Electric Utility | LA | 9 | 4.1 | 3.6 | Petroleum Liquids | DFO | IC | 6 | 1969 |  |  | (OP) Operating | [6 empty] | Acadia | 30.2044 | -92.2486
11252 | Louisiana Generating LLC | 1464 | Big Cajun 1 | IPP Non-CHP | LA | 1 | 113.6 | 110 | Natural Gas Steam Turbine | NG | ST | 6 | 1972 |  |  | (OP) Operating | [6 empty] | Pointe Coupee | 30.6739 | -91.3556
11252 | Louisiana Generating LLC | 1464 | Big Cajun 1 | IPP Non-CHP | LA | 2 | 113.6 | 110 | Natural Gas Steam Turbine | NG | ST | 6 | 1972 |  |  | (OP) Operating | [6 empty] | Pointe Coupee | 30.6739 | -91.3556
11252 | Louisiana Generating LLC | 1464 | Big Cajun 1 | IPP Non-CHP | LA | 3 | 132.8 | 105 | Natural Gas Fired Combustion Turbine | NG | GT | 5 | 2001 |  |  | (OP) Operating | [6 empty] | Pointe Coupee | 30.6739 | -91.3556
11252 | Louisiana Generating LLC | 1464 | Big Cajun 1 | IPP Non-CHP | LA | 4 | 132.8 | 105 | Natural Gas Fired Combustion Turbine | NG | GT | 6 | 2001 |  |  | (OP) Operating | [6 empty] | Pointe Coupee | 30.6739 | -91.3556
1179 | Emera Maine | 1468 | Eastport | Electric Utility | ME | 3 | 2 | 2 | Petroleum Liquids | DFO | IC | 8 | 1949 |  |  | (OP) Operating | [6 empty] | Washington | 44.9136 | -67.0033
59178 | Brookfield Black Bear Hydro, LLC | 1469 | Ellsworth Hydro Station | IPP Non-CHP | ME | EL01 | 2.5 | 2.6 | Conventional Hydroelectric | WAT | HY | 7 | 1924 |  |  | (OP) Operating | [6 empty] | Hancock | 44.5442 | -68.4306
59178 | Brookfield Black Bear Hydro, LLC | 1469 | Ellsworth Hydro Station | IPP Non-CHP | ME | EL02 | 2 | 2.1 | Conventional Hydroelectric | WAT | HY | 7 | 1938 |  |  | (OP) Operating | [6 empty] | Hancock | 44.5442 | -68.4306
59178 | Brookfield Black Bear Hydro, LLC | 1469 | Ellsworth Hydro Station | IPP Non-CHP | ME | EL03 | 2 | 2.1 | Conventional Hydroelectric | WAT | HY | 7 | 1938 |  |  | (OP) Operating | [6 empty] | Hancock | 44.5442 | -68.4306
59178 | Brookfield Black Bear Hydro, LLC | 1469 | Ellsworth Hydro Station | IPP Non-CHP | ME | EL04 | 2.4 | 2.5 | Conventional Hydroelectric | WAT | HY | 7 | 1924 |  |  | (OP) Operating | [6 empty] | Hancock | 44.5442 | -68.4306
59178 | Brookfield Black Bear Hydro, LLC | 1472 | Howland Hydro Station | IPP Non-CHP | ME | HL01 | 0.6 | 0.6 | Conventional Hydroelectric | WAT | HY | 7 | 1921 |  |  | (OP) Operating | [6 empty] | Penobscot | 45.2386 | -68.6572
59178 | Brookfield Black Bear Hydro, LLC | 1472 | Howland Hydro Station | IPP Non-CHP | ME | HL02 | 0.6 | 0.6 | Conventional Hydroelectric | WAT | HY | 7 | 1916 |  |  | (OP) Operating | [6 empty] | Penobscot | 45.2386 | -68.6572
59178 | Brookfield Black Bear Hydro, LLC | 1472 | Howland Hydro Station | IPP Non-CHP | ME | HL03 | 0.6 | 0.6 | Conventional Hydroelectric | WAT | HY | 7 | 1916 |  |  | (OP) Operating | [6 empty] | Penobscot | 45.2386 | -68.6572
59178 | Brookfield Black Bear Hydro, LLC | 1475 | Milford Hydro Station | IPP Non-CHP | ME | MF01 | 0.7 | 0.7 | Conventional Hydroelectric | WAT | HY | 11 | 2011 |  |  | (OP) Operating | [6 empty] | Penobscot | 44.9421 | -68.645
59178 | Brookfield Black Bear Hydro, LLC | 1475 | Milford Hydro Station | IPP Non-CHP | ME | MF02 | 0.7 | 0.7 | Conventional Hydroelectric | WAT | HY | 11 | 2011 |  |  | (OP) Operating | [6 empty] | Penobscot | 44.9421 | -68.645
59178 | Brookfield Black Bear Hydro, LLC | 1475 | Milford Hydro Station | IPP Non-CHP | ME | MF03 | 1.6 | 1.6 | Conventional Hydroelectric | WAT | HY | 7 | 1956 |  |  | (OP) Operating | [6 empty] | Penobscot | 44.9421 | -68.645
59178 | Brookfield Black Bear Hydro, LLC | 1475 | Milford Hydro Station | IPP Non-CHP | ME | MF04 | 1.6 | 1.6 | Conventional Hydroelectric | WAT | HY | 7 | 1946 |  |  | (OP) Operating | [6 empty] | Penobscot | 44.9421 | -68.645
59178 | Brookfield Black Bear Hydro, LLC | 1475 | Milford Hydro Station | IPP Non-CHP | ME | MF05 | 1.6 | 1.6 | Conventional Hydroelectric | WAT | HY | 7 | 1941 |  |  | (OP) Operating | [6 empty] | Penobscot | 44.9421 | -68.645
59178 | Brookfield Black Bear Hydro, LLC | 1475 | Milford Hydro Station | IPP Non-CHP | ME | MF06 | 1.6 | 1.6 | Conventional Hydroelectric | WAT | HY | 7 | 1942 |  |  | (OP) Operating | [6 empty] | Penobscot | 44.9421 | -68.645
59178 | Brookfield Black Bear Hydro, LLC | 1478 | Stillwater Hydro Station | IPP Non-CHP | ME | SW01 | 0.4 | 0.5 | Conventional Hydroelectric | WAT | HY | 1 | 1913 |  |  | (OP) Operating | [6 empty] | Penobscot | 44.9094 | -68.6833
59178 | Brookfield Black Bear Hydro, LLC | 1478 | Stillwater Hydro Station | IPP Non-CHP | ME | SW02 | 0.4 | 0.5 | Conventional Hydroelectric | WAT | HY | 1 | 1913 |  |  | (OP) Operating | [6 empty] | Penobscot | 44.9094 | -68.6833
59178 | Brookfield Black Bear Hydro, LLC | 1478 | Stillwater Hydro Station | IPP Non-CHP | ME | SW03 | 0.4 | 0.5 | Conventional Hydroelectric | WAT | HY | 1 | 1916 |  |  | (OP) Operating | [6 empty] | Penobscot | 44.9094 | -68.6833
59178 | Brookfield Black Bear Hydro, LLC | 1478 | Stillwater Hydro Station | IPP Non-CHP | ME | SW04 | 0.6 | 0.6 | Conventional Hydroelectric | WAT | HY | 1 | 1929 |  |  | (OP) Operating | [6 empty] | Penobscot | 44.9094 | -68.6833
39006 | Brookfield White Pine Hydro LLC | 1480 | Androscoggin 3 | IPP Non-CHP | ME | 328 | 3.6 | 3.4 | Conventional Hydroelectric | WAT | HY | 1 | 1928 |  |  | (OP) Operating | [6 empty] | Androscoggin | 44.1353 | -70.2015
39006 | Brookfield White Pine Hydro LLC | 1481 | Bar Mills | IPP Non-CHP | ME | 1 | 2 | 2 | Conventional Hydroelectric | WAT | HY | 1 | 1956 |  |  | (OP) Operating | [6 empty] | York | 43.6136 | -70.5525
39006 | Brookfield White Pine Hydro LLC | 1481 | Bar Mills | IPP Non-CHP | ME | 2 | 2 | 2 | Conventional Hydroelectric | WAT | HY | 1 | 1956 |  |  | (OP) Operating | [6 empty] | York | 43.6136 | -70.5525
39006 | Brookfield White Pine Hydro LLC | 1482 | Bonny Eagle | IPP Non-CHP | ME | 1 | 1.2 | 1.5 | Conventional Hydroelectric | WAT | HY | 1 | 1910 |  |  | (OP) Operating | [6 empty] | York | 43.6877 | -70.6116
39006 | Brookfield White Pine Hydro LLC | 1482 | Bonny Eagle | IPP Non-CHP | ME | 2 | 1.2 | 1.5 | Conventional Hydroelectric | WAT | HY | 1 | 1910 |  |  | (OP) Operating | [6 empty] | York | 43.6877 | -70.6116
39006 | Brookfield White Pine Hydro LLC | 1482 | Bonny Eagle | IPP Non-CHP | ME | 3 | 1.2 | 1.5 | Conventional Hydroelectric | WAT | HY | 1 | 1910 |  |  | (OP) Operating | [6 empty] | York | 43.6877 | -70.6116
39006 | Brookfield White Pine Hydro LLC | 1482 | Bonny Eagle | IPP Non-CHP | ME | 4 | 1.2 | 1.5 | Conventional Hydroelectric | WAT | HY | 1 | 1910 |  |  | (OP) Operating | [6 empty] | York | 43.6877 | -70.6116
39006 | Brookfield White Pine Hydro LLC | 1482 | Bonny Eagle | IPP Non-CHP | ME | 5 | 1.2 | 1.5 | Conventional Hydroelectric | WAT | HY | 1 | 1910 |  |  | (OP) Operating | [6 empty] | York | 43.6877 | -70.6116
39006 | Brookfield White Pine Hydro LLC | 1482 | Bonny Eagle | IPP Non-CHP | ME | 6 | 1.2 | 1.5 | Conventional Hydroelectric | WAT | HY | 1 | 1910 |  |  | (OP) Operating | [6 empty] | York | 43.6877 | -70.6116
39006 | Brookfield White Pine Hydro LLC | 1483 | Brunswick Hydro | IPP Non-CHP | ME | B1 | 12.6 | 13 | Conventional Hydroelectric | WAT | HY | 3 | 1982 |  |  | (OP) Operating | [6 empty] | Cumberland | 43.9205 | -69.9678
39006 | Brookfield White Pine Hydro LLC | 1483 | Brunswick Hydro | IPP Non-CHP | ME | B2 | 3.5 | 3.5 | Conventional Hydroelectric | WAT | HY | 4 | 1983 |  |  | (OP) Operating | [6 empty] | Cumberland | 43.9205 | -69.9678
39006 | Brookfield White Pine Hydro LLC | 1483 | Brunswick Hydro | IPP Non-CHP | ME | B3 | 3.5 | 3.5 | Conventional Hydroelectric | WAT | HY | 4 | 1983 |  |  | (OP) Operating | [6 empty] | Cumberland | 43.9205 | -69.9678
14876 | FPL Energy Cape LLC | 1484 | Cape Gas Turbine | IPP Non-CHP | ME | GT4 | 17.5 | 16 | Petroleum Liquids | DFO | GT | 1 | 1970 |  |  | (OP) Operating | [6 empty] | Cumberland | 43.6436 | -70.2544
14876 | FPL Energy Cape LLC | 1484 | Cape Gas Turbine | IPP Non-CHP | ME | GT5 | 17.5 | 16 | Petroleum Liquids | DFO | GT | 1 | 1970 |  |  | (OP) Operating | [6 empty] | Cumberland | 43.6436 | -70.2544
39006 | Brookfield White Pine Hydro LLC | 1486 | Cataract Hydro | IPP Non-CHP | ME | 1 | 6.6 | 8 | Conventional Hydroelectric | WAT | HY | 1 | 1937 |  |  | (OP) Operating | [6 empty] | York | 43.4956 | -70.4472
39006 | Brookfield White Pine Hydro LLC | 1488 | Deer Rips | IPP Non-CHP | ME | DR1 | 0.6 | 0.7 | Conventional Hydroelectric | WAT | HY | 1 | 1903 |  |  | (OP) Operating | [6 empty] | Androscoggin | 44.1346 | -70.2037
39006 | Brookfield White Pine Hydro LLC | 1488 | Deer Rips | IPP Non-CHP | ME | DR2 | 0.6 | 0.7 | Conventional Hydroelectric | WAT | HY | 1 | 1903 |  |  | (OP) Operating | [6 empty] | Androscoggin | 44.1346 | -70.2037
39006 | Brookfield White Pine Hydro LLC | 1488 | Deer Rips | IPP Non-CHP | ME | DR3 | 0.9 | 0.8 | Conventional Hydroelectric | WAT | HY | 1 | 1906 |  |  | (OP) Operating | [6 empty] | Androscoggin | 44.1346 | -70.2037
39006 | Brookfield White Pine Hydro LLC | 1488 | Deer Rips | IPP Non-CHP | ME | DR4 | 0.8 | 0.7 | Conventional Hydroelectric | WAT | HY | 1 | 1911 |  |  | (OP) Operating | [6 empty] | Androscoggin | 44.1346 | -70.2037
39006 | Brookfield White Pine Hydro LLC | 1488 | Deer Rips | IPP Non-CHP | ME | DR5 | 0.8 | 0.7 | Conventional Hydroelectric | WAT | HY | 1 | 1913 |  |  | (OP) Operating | [6 empty] | Androscoggin | 44.1346 | -70.2037
39006 | Brookfield White Pine Hydro LLC | 1488 | Deer Rips | IPP Non-CHP | ME | DR6 | 1.8 | 1.7 | Conventional Hydroelectric | WAT | HY | 1 | 1919 |  |  | (OP) Operating | [6 empty] | Androscoggin | 44.1346 | -70.2037
39006 | Brookfield White Pine Hydro LLC | 1488 | Deer Rips | IPP Non-CHP | ME | DR7 | 1 | 0.9 | Conventional Hydroelectric | WAT | HY | 1 | 1924 |  |  | (OP) Operating | [6 empty] | Androscoggin | 44.1346 | -70.2037
39006 | Brookfield White Pine Hydro LLC | 1491 | Gulf Island | IPP Non-CHP | ME | GI1 | 6.4 | 7.2 | Conventional Hydroelectric | WAT | HY | 1 | 1926 |  |  | (OP) Operating | [6 empty] | Androscoggin | 44.1529 | -70.2094
39006 | Brookfield White Pine Hydro LLC | 1491 | Gulf Island | IPP Non-CHP | ME | GI2 | 6.4 | 8.1 | Conventional Hydroelectric | WAT | HY | 1 | 1926 |  |  | (OP) Operating | [6 empty] | Androscoggin | 44.1529 | -70.2094
39006 | Brookfield White Pine Hydro LLC | 1491 | Gulf Island | IPP Non-CHP | ME | GI3 | 6.4 | 7.9 | Conventional Hydroelectric | WAT | HY | 1 | 1926 |  |  | (OP) Operating | [6 empty] | Androscoggin | 44.1529 | -70.2094
39006 | Brookfield White Pine Hydro LLC | 1492 | Harris Hydro | IPP Non-CHP | ME | HA1 | 15 | 16.8 | Conventional Hydroelectric | WAT | HY | 1 | 1954 |  |  | (OP) Operating | [6 empty] | Somerset | 45.4592 | -69.8658
39006 | Brookfield White Pine Hydro LLC | 1492 | Harris Hydro | IPP Non-CHP | ME | HA2 | 30 | 35 | Conventional Hydroelectric | WAT | HY | 1 | 1954 |  |  | (OP) Operating | [6 empty] | Somerset | 45.4592 | -69.8658
39006 | Brookfield White Pine Hydro LLC | 1492 | Harris Hydro | IPP Non-CHP | ME | HA3 | 30 | 34.2 | Conventional Hydroelectric | WAT | HY | 1 | 1955 |  |  | (OP) Operating | [6 empty] | Somerset | 45.4592 | -69.8658
39006 | Brookfield White Pine Hydro LLC | 1492 | Harris Hydro | IPP Non-CHP | ME | HA4 | 1.4 | 1.4 | Conventional Hydroelectric | WAT | HY | 1 | 1955 |  |  | (OP) Operating | [6 empty] | Somerset | 45.4592 | -69.8658
39006 | Brookfield White Pine Hydro LLC | 1493 | Hiram | IPP Non-CHP | ME | 1 | 2.4 | 3.1 | Conventional Hydroelectric | WAT | HY | 1 | 1917 |  |  | (OP) Operating | [6 empty] | Cumberland | 43.8525 | -70.7969
39006 | Brookfield White Pine Hydro LLC | 1493 | Hiram | IPP Non-CHP | ME | 2 | 8.1 | 8.5 | Conventional Hydroelectric | WAT | HY | 1 | 1985 |  |  | (OP) Operating | [6 empty] | Cumberland | 43.8525 | -70.7969
56854 | Messalonskee Stream Hydro LLC | 1497 | Messalonskee 2 (Oakland) | IPP Non-CHP | ME | 1 | 2.8 | 2.8 | Conventional Hydroelectric | WAT | HY | 1 | 1924 |  |  | (OP) Operating | [6 empty] | Kennebec | 44.5485 | -69.7104
56854 | Messalonskee Stream Hydro LLC | 1498 | Messalonskee 3 | IPP Non-CHP | ME | 1 | 1.6 | 1.6 | Conventional Hydroelectric | WAT | HY | 1 | 1918 |  |  | (OP) Operating | [6 empty] | KENNEBEC | 44.5699 | -69.6818
56854 | Messalonskee Stream Hydro LLC | 1500 | Messalonskee 5 | IPP Non-CHP | ME | 1 | 1.8 | 1.8 | Conventional Hydroelectric | WAT | HY | 1 | 1935 |  |  | (OP) Operating | [6 empty] | Kennebec | 44.5344 | -69.6522
39006 | Brookfield White Pine Hydro LLC | 1501 | North Gorham | IPP Non-CHP | ME | 1 | 1.1 | 1 | Conventional Hydroelectric | WAT | HY | 1 | 1925 |  |  | (OP) Operating | [6 empty] | Cumberland | 43.8025 | -70.4499
39006 | Brookfield White Pine Hydro LLC | 1501 | North Gorham | IPP Non-CHP | ME | 2 | 1.1 | 1 | Conventional Hydroelectric | WAT | HY | 1 | 1925 |  |  | (OP) Operating | [6 empty] | Cumberland | 43.8025 | -70.4499
39006 | Brookfield White Pine Hydro LLC | 1504 | Shawmut | IPP Non-CHP | ME | SH1 | 0.7 | 0.9 | Conventional Hydroelectric | WAT | HY | 1 | 1913 |  |  | (OP) Operating | [6 empty] | Somerset | 44.6295 | -69.5835
39006 | Brookfield White Pine Hydro LLC | 1504 | Shawmut | IPP Non-CHP | ME | SH2 | 0.7 | 0.9 | Conventional Hydroelectric | WAT | HY | 1 | 1913 |  |  | (OP) Operating | [6 empty] | Somerset | 44.6295 | -69.5835
39006 | Brookfield White Pine Hydro LLC | 1504 | Shawmut | IPP Non-CHP | ME | SH3 | 0.7 | 0.9 | Conventional Hydroelectric | WAT | HY | 1 | 1913 |  |  | (OP) Operating | [6 empty] | Somerset | 44.6295 | -69.5835
39006 | Brookfield White Pine Hydro LLC | 1504 | Shawmut | IPP Non-CHP | ME | SH4 | 0.7 | 0.9 | Conventional Hydroelectric | WAT | HY | 1 | 1913 |  |  | (OP) Operating | [6 empty] | Somerset | 44.6295 | -69.5835
39006 | Brookfield White Pine Hydro LLC | 1504 | Shawmut | IPP Non-CHP | ME | SH5 | 0.7 | 0.9 | Conventional Hydroelectric | WAT | HY | 1 | 1913 |  |  | (OP) Operating | [6 empty] | Somerset | 44.6295 | -69.5835
39006 | Brookfield White Pine Hydro LLC | 1504 | Shawmut | IPP Non-CHP | ME | SH6 | 0.9 | 0.9 | Conventional Hydroelectric | WAT | HY | 1 | 1921 |  |  | (OP) Operating | [6 empty] | Somerset | 44.6295 | -69.5835
39006 | Brookfield White Pine Hydro LLC | 1504 | Shawmut | IPP Non-CHP | ME | SH7 | 2.2 | 1.9 | Conventional Hydroelectric | WAT | HY | 1 | 1982 |  |  | (OP) Operating | [6 empty] | Somerset | 44.6295 | -69.5835
39006 | Brookfield White Pine Hydro LLC | 1504 | Shawmut | IPP Non-CHP | ME | SH8 | 2.2 | 1.9 | Conventional Hydroelectric | WAT | HY | 1 | 1982 |  |  | (OP) Operating | [6 empty] | Somerset | 44.6295 | -69.5835
39006 | Brookfield White Pine Hydro LLC | 1505 | Skelton | IPP Non-CHP | ME | 1 | 8.4 | 10.8 | Conventional Hydroelectric | WAT | HY | 1 | 1948 |  |  | (OP) Operating | [6 empty] | York | 43.5708 | -70.5583
39006 | Brookfield White Pine Hydro LLC | 1505 | Skelton | IPP Non-CHP | ME | 2 | 8.4 | 10.8 | Conventional Hydroelectric | WAT | HY | 1 | 1948 |  |  | (OP) Operating | [6 empty] | York | 43.5708 | -70.5583
31719 | FPL Energy Wyman LLC | 1507 | William F Wyman | IPP Non-CHP | ME | 1 | 50 | 50.1 | Petroleum Liquids | RFO | ST | 1 | 1957 |  |  | (OP) Operating | [6 empty] | Cumberland | 43.7508 | -70.1567
31719 | FPL Energy Wyman LLC | 1507 | William F Wyman | IPP Non-CHP | ME | 2 | 50 | 47.8 | Petroleum Liquids | RFO | ST | 1 | 1958 |  |  | (OP) Operating | [6 empty] | Cumberland | 43.7508 | -70.1567
31719 | FPL Energy Wyman LLC | 1507 | William F Wyman | IPP Non-CHP | ME | 3 | 113.6 | 110.9 | Petroleum Liquids | RFO | ST | 1 | 1965 |  |  | (OP) Operating | [6 empty] | Cumberland | 43.7508 | -70.1567
31719 | FPL Energy Wyman LLC | 1507 | William F Wyman | IPP Non-CHP | ME | 4 | 632.4 | 602.1 | Petroleum Liquids | RFO | ST | 1 | 1978 |  |  | (OP) Operating | [6 empty] | Cumberland | 43.7508 | -70.1567
39006 | Brookfield White Pine Hydro LLC | 1508 | West Buxton | IPP Non-CHP | ME | WB1 | 0.6 | 0.6 | Conventional Hydroelectric | WAT | HY | 1 | 1982 |  |  | (OP) Operating | [6 empty] | York | 43.6669 | -70.6021
39006 | Brookfield White Pine Hydro LLC | 1508 | West Buxton | IPP Non-CHP | ME | WB2 | 0.6 | 0.6 | Conventional Hydroelectric | WAT | HY | 1 | 1982 |  |  | (OP) Operating | [6 empty] | York | 43.6669 | -70.6021
39006 | Brookfield White Pine Hydro LLC | 1508 | West Buxton | IPP Non-CHP | ME | WB3 | 1.1 | 1.1 | Conventional Hydroelectric | WAT | HY | 1 | 1920 |  |  | (OP) Operating | [6 empty] | York | 43.6669 | -70.6021
39006 | Brookfield White Pine Hydro LLC | 1508 | West Buxton | IPP Non-CHP | ME | WB4 | 0.7 | 0.7 | Conventional Hydroelectric | WAT | HY | 1 | 1907 |  |  | (OP) Operating | [6 empty] | York | 43.6669 | -70.6021
39006 | Brookfield White Pine Hydro LLC | 1508 | West Buxton | IPP Non-CHP | ME | WB5 | 0.7 | 0.7 | Conventional Hydroelectric | WAT | HY | 1 | 1904 |  |  | (OP) Operating | [6 empty] | York | 43.6669 | -70.6021
39006 | Brookfield White Pine Hydro LLC | 1508 | West Buxton | IPP Non-CHP | ME | WB6 | 4 | 4 | Conventional Hydroelectric | WAT | HY | 1 | 1927 |  |  | (OP) Operating | [6 empty] | York | 43.6669 | -70.6021
39006 | Brookfield White Pine Hydro LLC | 1509 | Weston Hydro | IPP Non-CHP | ME | WE1 | 3 | 3.3 | Conventional Hydroelectric | WAT | HY | 1 | 1921 |  |  | (OP) Operating | [6 empty] | Somerset | 44.7639 | -69.7183
39006 | Brookfield White Pine Hydro LLC | 1509 | Weston Hydro | IPP Non-CHP | ME | WE2 | 3 | 3.3 | Conventional Hydroelectric | WAT | HY | 1 | 1920 |  |  | (OP) Operating | [6 empty] | Somerset | 44.7639 | -69.7183
39006 | Brookfield White Pine Hydro LLC | 1509 | Weston Hydro | IPP Non-CHP | ME | WE3 | 3 | 3.3 | Conventional Hydroelectric | WAT | HY | 1 | 1921 |  |  | (OP) Operating | [6 empty] | Somerset | 44.7639 | -69.7183
39006 | Brookfield White Pine Hydro LLC | 1509 | Weston Hydro | IPP Non-CHP | ME | WE4 | 3 | 3.3 | Conventional Hydroelectric | WAT | HY | 1 | 1923 |  |  | (OP) Operating | [6 empty] | Somerset | 44.7639 | -69.7183
39006 | Brookfield White Pine Hydro LLC | 1510 | Williams Hydro | IPP Non-CHP | ME | WI1 | 7 | 8.2 | Conventional Hydroelectric | WAT | HY | 1 | 1939 |  |  | (OP) Operating | [6 empty] | Somerset | 44.9589 | -69.8703
39006 | Brookfield White Pine Hydro LLC | 1510 | Williams Hydro | IPP Non-CHP | ME | WI2 | 6 | 6.7 | Conventional Hydroelectric | WAT | HY | 1 | 1950 |  |  | (OP) Operating | [6 empty] | Somerset | 44.9589 | -69.8703
39006 | Brookfield White Pine Hydro LLC | 1511 | Wyman Hydro | IPP Non-CHP | ME | WY1 | 24 | 27.4 | Conventional Hydroelectric | WAT | HY | 1 | 1930 |  |  | (OP) Operating | [6 empty] | Somerset | 45.0703 | -69.9064
39006 | Brookfield White Pine Hydro LLC | 1511 | Wyman Hydro | IPP Non-CHP | ME | WY2 | 24 | 29.9 | Conventional Hydroelectric | WAT | HY | 1 | 1931 |  |  | (OP) Operating | [6 empty] | Somerset | 45.0703 | -69.9064
39006 | Brookfield White Pine Hydro LLC | 1511 | Wyman Hydro | IPP Non-CHP | ME | WY3 | 24 | 25.7 | Conventional Hydroelectric | WAT | HY | 1 | 1940 |  |  | (OP) Operating | [6 empty] | Somerset | 45.0703 | -69.9064
60160 | Merlin One LLC | 1513 | Caribou Generation Station | IPP Non-CHP | ME | 1 | 7.5 | 9 | Petroleum Liquids | RFO | ST | 9 | 1950 |  |  | (SB) Standby/Backup: available for service but not normally used | [6 empty] | Aroostook | 46.848 | -68.0026
60160 | Merlin One LLC | 1513 | Caribou Generation Station | IPP Non-CHP | ME | CD2 | 2.7 | 2.5 | Petroleum Liquids | DFO | IC | 8 | 1948 |  |  | (SB) Standby/Backup: available for service but not normally used | [6 empty] | Aroostook | 46.848 | -68.0026
60160 | Merlin One LLC | 1513 | Caribou Generation Station | IPP Non-CHP | ME | CD3 | 2.7 | 2.5 | Petroleum Liquids | DFO | IC | 8 | 1948 |  |  | (SB) Standby/Backup: available for service but not normally used | [6 empty] | Aroostook | 46.848 | -68.0026
60160 | Merlin One LLC | 1513 | Caribou Generation Station | IPP Non-CHP | ME | CD4 | 1 | 1 | Petroleum Liquids | DFO | IC | 8 | 1948 |  |  | (SB) Standby/Backup: available for service but not normally used | [6 empty] | Aroostook | 46.848 | -68.0026
60160 | Merlin One LLC | 1513 | Caribou Generation Station | IPP Non-CHP | ME | CD5 | 1.2 | 1 | Petroleum Liquids | DFO | IC | 9 | 1951 |  |  | (SB) Standby/Backup: available for service but not normally used | [6 empty] | Aroostook | 46.848 | -68.0026
60160 | Merlin One LLC | 1513 | Caribou Generation Station | IPP Non-CHP | ME | CH1 | 0.4 | 0.4 | Conventional Hydroelectric | WAT | HY | 6 | 1926 |  |  | (OP) Operating | [6 empty] | Aroostook | 46.848 | -68.0026
60160 | Merlin One LLC | 1513 | Caribou Generation Station | IPP Non-CHP | ME | CH2 | 0.4 | 0.4 | Conventional Hydroelectric | WAT | HY | 6 | 1926 |  |  | (OP) Operating | [6 empty] | Aroostook | 46.848 | -68.0026
60160 | Merlin One LLC | 1513 | Caribou Generation Station | IPP Non-CHP | ME | ST2 | 11.5 | 14 | Petroleum Liquids | RFO | ST | 9 | 1955 |  |  | (SB) Standby/Backup: available for service but not normally used | [6 empty] | Aroostook | 46.848 | -68.0026
14597 | Algonquin Northern Maine | 1514 | Flos Inn Diesel | IPP Non-CHP | ME | FID1 | 2 | 1.4 | Petroleum Liquids | DFO | IC | 8 | 1959 |  |  | (OS) Out of service and NOT expected to return to service in next calendar year | [6 empty] | Aroostook | 46.71 | -67.9556
14597 | Algonquin Northern Maine | 1514 | Flos Inn Diesel | IPP Non-CHP | ME | FID2 | 2 | 1.4 | Petroleum Liquids | DFO | IC | 8 | 1959 |  |  | (OS) Out of service and NOT expected to return to service in next calendar year | [6 empty] | Aroostook | 46.71 | -67.9556
14597 | Algonquin Northern Maine | 1514 | Flos Inn Diesel | IPP Non-CHP | ME | FID3 | 2 | 1.4 | Petroleum Liquids | DFO | IC | 8 | 1959 |  |  | (OS) Out of service and NOT expected to return to service in next calendar year | [6 empty] | Aroostook | 46.71 | -67.9556
14597 | Algonquin Northern Maine | 1516 | Squa Pan Hydro Station | IPP Non-CHP | ME | SP1 | 1.5 | 1.4 | Conventional Hydroelectric | WAT | HY | 12 | 1941 |  |  | (SB) Standby/Backup: available for service but not normally used | [6 empty] | Aroostook | 46.5565 | -68.3255
58177 | Raven Power Holdings LLC | 1552 | CP Crane Power, LLC | IPP Non-CHP | MD | 1 | 190.4 | 190 | Conventional Steam Coal | SUB | ST | 7 | 1961 | 6 | 2020 | (OP) Operating | [6 empty] | Baltimore | 39.3236 | -76.3651
58177 | Raven Power Holdings LLC | 1552 | CP Crane Power, LLC | IPP Non-CHP | MD | 2 | 209.4 | 195 | Conventional Steam Coal | SUB | ST | 2 | 1963 | 6 | 2020 | (OP) Operating | [6 empty] | Baltimore | 39.3236 | -76.3651
58177 | Raven Power Holdings LLC | 1552 | CP Crane Power, LLC | IPP Non-CHP | MD | GT1 | 16 | 14 | Petroleum Liquids | DFO | GT | 8 | 1967 |  |  | (OP) Operating | [6 empty] | Baltimore | 39.3236 | -76.3651
4161 | Constellation Power Source Gen | 1553 | Gould Street | IPP Non-CHP | MD | 3 | 103.5 | 97 | Natural Gas Steam Turbine | NG | ST | 12 | 1952 |  |  | (OP) Operating | [6 empty] | Baltimore City | 39.2663 | -76.6047
58177 | Raven Power Holdings LLC | 1554 | Herbert A Wagner | IPP Non-CHP | MD | 1 | 132.8 | 126 | Natural Gas Steam Turbine | NG | ST | 2 | 1956 |  |  | (OP) Operating | [6 empty] | Anne Arundel | 39.1781 | -76.5268
58177 | Raven Power Holdings LLC | 1554 | Herbert A Wagner | IPP Non-CHP | MD | 2 | 136 | 118 | Conventional Steam Coal | BIT | ST | 1 | 1959 | 6 | 2020 | (OP) Operating | [6 empty] | Anne Arundel | 39.1781 | -76.5268
58177 | Raven Power Holdings LLC | 1554 | Herbert A Wagner | IPP Non-CHP | MD | 3 | 359 | 305 | Conventional Steam Coal | BIT | ST | 8 | 1966 |  |  | (OP) Operating | [6 empty] | Anne Arundel | 39.1781 | -76.5268
58177 | Raven Power Holdings LLC | 1554 | Herbert A Wagner | IPP Non-CHP | MD | 4 | 414.7 | 397 | Petroleum Liquids | RFO | ST | 8 | 1972 |  |  | (OP) Operating | [6 empty] | Anne Arundel | 39.1781 | -76.5268
58177 | Raven Power Holdings LLC | 1554 | Herbert A Wagner | IPP Non-CHP | MD | GT1 | 16 | 12.9 | Petroleum Liquids | DFO | GT | 8 | 1967 |  |  | (OP) Operating | [6 empty] | Anne Arundel | 39.1781 | -76.5268
4161 | Constellation Power Source Gen | 1555 | Notch Cliff | IPP Non-CHP | MD | GT1 | 18 | 14 | Natural Gas Fired Combustion Turbine | NG | GT | 6 | 1969 |  |  | (OP) Operating | [6 empty] | Baltimore | 39.4217 | -76.5087
4161 | Constellation Power Source Gen | 1555 | Notch Cliff | IPP Non-CHP | MD | GT2 | 18 | 14 | Natural Gas Fired Combustion Turbine | NG | GT | 6 | 1969 |  |  | (OP) Operating | [6 empty] | Baltimore | 39.4217 | -76.5087
4161 | Constellation Power Source Gen | 1555 | Notch Cliff | IPP Non-CHP | MD | GT3 | 18 | 14 | Natural Gas Fired Combustion Turbine | NG | GT | 6 | 1969 |  |  | (OP) Operating | [6 empty] | Baltimore | 39.4217 | -76.5087
4161 | Constellation Power Source Gen | 1555 | Notch Cliff | IPP Non-CHP | MD | GT4 | 18 | 14 | Natural Gas Fired Combustion Turbine | NG | GT | 6 | 1969 |  |  | (OP) Operating | [6 empty] | Baltimore | 39.4217 | -76.5087
4161 | Constellation Power Source Gen | 1555 | Notch Cliff | IPP Non-CHP | MD | GT5 | 18 | 14.6 | Natural Gas Fired Combustion Turbine | NG | GT | 6 | 1969 |  |  | (OP) Operating | [6 empty] | Baltimore | 39.4217 | -76.5087
4161 | Constellation Power Source Gen | 1555 | Notch Cliff | IPP Non-CHP | MD | GT6 | 18 | 15.6 | Natural Gas Fired Combustion Turbine | NG | GT | 6 | 1969 |  |  | (OP) Operating | [6 empty] | Baltimore | 39.4217 | -76.5087
4161 | Constellation Power Source Gen | 1555 | Notch Cliff | IPP Non-CHP | MD | GT7 | 18 | 14.5 | Natural Gas Fired Combustion Turbine | NG | GT | 6 | 1969 |  |  | (OP) Operating | [6 empty] | Baltimore | 39.4217 | -76.5087
4161 | Constellation Power Source Gen | 1555 | Notch Cliff | IPP Non-CHP | MD | GT8 | 18 | 16 | Natural Gas Fired Combustion Turbine | NG | GT | 6 | 1969 |  |  | (OP) Operating | [6 empty] | Baltimore | 39.4217 | -76.5087
4161 | Constellation Power Source Gen | 1556 | Perryman | IPP Non-CHP | MD | GT1 | 53.1 | 52 | Petroleum Liquids | DFO | GT | 1 | 1972 |  |  | (OP) Operating | [6 empty] | Harford | 39.4428 | -76.2218
4161 | Constellation Power Source Gen | 1556 | Perryman | IPP Non-CHP | MD | GT3 | 53.1 | 51 | Petroleum Liquids | DFO | GT | 4 | 1972 |  |  | (OP) Operating | [6 empty] | Harford | 39.4428 | -76.2218
4161 | Constellation Power Source Gen | 1556 | Perryman | IPP Non-CHP | MD | GT4 | 53.1 | 52 | Petroleum Liquids | DFO | GT | 4 | 1972 |  |  | (OP) Operating | [6 empty] | Harford | 39.4428 | -76.2218
4161 | Constellation Power Source Gen | 1556 | Perryman | IPP Non-CHP | MD | GT5 | 192 | 147.6 | Natural Gas Fired Combustion Turbine | NG | GT | 6 | 1995 |  |  | (OP) Operating | [6 empty] | Harford | 39.4428 | -76.2218
4161 | Constellation Power Source Gen | 1556 | Perryman | IPP Non-CHP | MD | GT6 | 141 | 109.8 | Natural Gas Fired Combustion Turbine | NG | GT | 6 | 2015 |  |  | (OP) Operating | [6 empty] | Harford | 39.4428 | -76.2218
4161 | Constellation Power Source Gen | 1557 | Philadelphia | IPP Non-CHP | MD | GT1 | 20.7 | 15.3 | Petroleum Liquids | DFO | GT | 8 | 1970 |  |  | (OP) Operating | [6 empty] | Baltimore City | 39.2986 | -76.5636
4161 | Constellation Power Source Gen | 1557 | Philadelphia | IPP Non-CHP | MD | GT2 | 20.7 | 16 | Petroleum Liquids | DFO | GT | 8 | 1970 |  |  | (OP) Operating | [6 empty] | Baltimore City | 39.2986 | -76.5636
4161 | Constellation Power Source Gen | 1557 | Philadelphia | IPP Non-CHP | MD | GT3 | 20.7 | 14.8 | Petroleum Liquids | DFO | GT | 9 | 1970 |  |  | (OP) Operating | [6 empty] | Baltimore City | 39.2986 | -76.5636
4161 | Constellation Power Source Gen | 1557 | Philadelphia | IPP Non-CHP | MD | GT4 | 20.7 | 14.8 | Petroleum Liquids | DFO | GT | 9 | 1970 |  |  | (OP) Operating | [6 empty] | Baltimore City | 39.2986 | -76.5636
4161 | Constellation Power Source Gen | 1559 | Riverside (MD) | IPP Non-CHP | MD | GT7 | 25 | 19 | Petroleum Liquids | DFO | GT | 9 | 1970 |  |  | (OP) Operating | [6 empty] | Baltimore | 39.2369 | -76.5133
4161 | Constellation Power Source Gen | 1559 | Riverside (MD) | IPP Non-CHP | MD | GT8 | 25 | 20 | Petroleum Liquids | DFO | GT | 9 | 1970 |  |  | (OP) Operating | [6 empty] | Baltimore | 39.2369 | -76.5133
4161 | Constellation Power Source Gen | 1560 | Westport | IPP Non-CHP | MD | GT5 | 121.5 | 115.8 | Natural Gas Fired Combustion Turbine | NG | GT | 2 | 1969 |  |  | (OP) Operating | [6 empty] | Baltimore City | 39.2719 | -76.6186
56609 | Calpine Mid-Atlantic Generation LLC | 1563 | Crisfield | IPP Non-CHP | MD | CRIS | 2.9 | 2.6 | Petroleum Liquids | DFO | IC | 5 | 1968 |  |  | (SB) Standby/Backup: available for service but not normally used | [6 empty] | Somerset | 37.9941 | -75.8377
56609 | Calpine Mid-Atlantic Generation LLC | 1563 | Crisfield | IPP Non-CHP | MD | CRS2 | 2.9 | 2.6 | Petroleum Liquids | DFO | IC | 5 | 1968 |  |  | (SB) Standby/Backup: available for service but not normally used | [6 empty] | Somerset | 37.9941 | -75.8377
56609 | Calpine Mid-Atlantic Generation LLC | 1563 | Crisfield | IPP Non-CHP | MD | CRS3 | 2.9 | 2.6 | Petroleum Liquids | DFO | IC | 5 | 1968 |  |  | (SB) Standby/Backup: available for service but not normally used | [6 empty] | Somerset | 37.9941 | -75.8377
56609 | Calpine Mid-Atlantic Generation LLC | 1563 | Crisfield | IPP Non-CHP | MD | CRS4 | 2.9 | 2.6 | Petroleum Liquids | DFO | IC | 5 | 1968 |  |  | (SB) Standby/Backup: available for service but not normally used | [6 empty] | Somerset | 37.9941 | -75.8377
19830 | NRG Vienna Operations Inc | 1564 | Vienna Operations | IPP Non-CHP | MD | 10 | 18.6 | 14.3 | Petroleum Liquids | DFO | GT | 1 | 1968 |  |  | (OP) Operating | [6 empty] | Dorchester | 38.4878 | -75.8208
19830 | NRG Vienna Operations Inc | 1564 | Vienna Operations | IPP Non-CHP | MD | 8 | 162 | 153 | Petroleum Liquids | RFO | ST | 1 | 1972 |  |  | (OP) Operating | [6 empty] | Dorchester | 38.4878 | -75.8208
54679 | BP Piney & Deep Creek LLC | 1567 | Deep Creek | IPP Non-CHP | MD | 1 | 10 | 9 | Conventional Hydroelectric | WAT | HY | 7 | 1925 |  |  | (OP) Operating | [6 empty] | Garrett | 39.523 | -79.413
54679 | BP Piney & Deep Creek LLC | 1567 | Deep Creek | IPP Non-CHP | MD | 2 | 10 | 9 | Conventional Hydroelectric | WAT | HY | 7 | 1925 |  |  | (OP) Operating | [6 empty] | Garrett | 39.523 | -79.413
12628 | NRG Chalk Point LLC | 1571 | Chalk Point LLC | IPP Non-CHP | MD | 3 | 659 | 582 | Natural Gas Steam Turbine | NG | ST | 5 | 1975 |  |  | (OP) Operating | [6 empty] | Prince Georges | 38.5444 | -76.6861
12628 | NRG Chalk Point LLC | 1571 | Chalk Point LLC | IPP Non-CHP | MD | 4 | 659 | 582 | Natural Gas Steam Turbine | NG | ST | 12 | 1981 |  |  | (OP) Operating | [6 empty] | Prince Georges | 38.5444 | -76.6861
12628 | NRG Chalk Point LLC | 1571 | Chalk Point LLC | IPP Non-CHP | MD | GT1 | 16 | 16 | Petroleum Liquids | DFO | GT | 4 | 1967 |  |  | (OP) Operating | [6 empty] | Prince Georges | 38.5444 | -76.6861
12628 | NRG Chalk Point LLC | 1571 | Chalk Point LLC | IPP Non-CHP | MD | GT2 | 35 | 22 | Petroleum Liquids | DFO | GT | 6 | 1974 |  |  | (OP) Operating | [6 empty] | Prince Georges | 38.5444 | -76.6861
12628 | NRG Chalk Point LLC | 1571 | Chalk Point LLC | IPP Non-CHP | MD | GT3 | 103 | 73 | Petroleum Liquids | DFO | GT | 6 | 1991 |  |  | (OP) Operating | [6 empty] | Prince Georges | 38.5444 | -76.6861
12628 | NRG Chalk Point LLC | 1571 | Chalk Point LLC | IPP Non-CHP | MD | GT4 | 103 | 73 | Petroleum Liquids | DFO | GT | 6 | 1991 |  |  | (OP) Operating | [6 empty] | Prince Georges | 38.5444 | -76.6861
12628 | NRG Chalk Point LLC | 1571 | Chalk Point LLC | IPP Non-CHP | MD | GT5 | 125 | 81 | Petroleum Liquids | DFO | GT | 6 | 1991 |  |  | (OP) Operating | [6 empty] | Prince Georges | 38.5444 | -76.6861
12628 | NRG Chalk Point LLC | 1571 | Chalk Point LLC | IPP Non-CHP | MD | GT6 | 125 | 81 | Petroleum Liquids | DFO | GT | 6 | 1991 |  |  | (OP) Operating | [6 empty] | Prince Georges | 38.5444 | -76.6861
12628 | NRG Chalk Point LLC | 1571 | Chalk Point LLC | IPP Non-CHP | MD | SGT1 | 94 | 71 | Petroleum Liquids | DFO | GT | 6 | 1990 |  |  | (OP) Operating | [6 empty] | Prince Georges | 38.5444 | -76.6861
12628 | NRG Chalk Point LLC | 1571 | Chalk Point LLC | IPP Non-CHP | MD | ST1 | 364 | 331 | Conventional Steam Coal | BIT | ST | 8 | 1964 | 5 | 2017 | (OP) Operating | [6 empty] | Prince Georges | 38.5444 | -76.6861
12628 | NRG Chalk Point LLC | 1571 | Chalk Point LLC | IPP Non-CHP | MD | ST2 | 364 | 336 | Conventional Steam Coal | BIT | ST | 3 | 1965 | 5 | 2017 | (OP) Operating | [6 empty] | Prince Georges | 38.5444 | -76.6861
12653 | GenOn Mid-Atlantic LLC | 1572 | Dickerson | IPP Non-CHP | MD | 2 | 196 | 173 | Conventional Steam Coal | BIT | ST | 4 | 1960 | 5 | 2020 | (OP) Operating | [6 empty] | Montgomery | 39.2097 | -77.4644
12653 | GenOn Mid-Atlantic LLC | 1572 | Dickerson | IPP Non-CHP | MD | 3 | 196 | 173 | Conventional Steam Coal | BIT | ST | 3 | 1962 | 5 | 2020 | (OP) Operating | [6 empty] | Montgomery | 39.2097 | -77.4644
12653 | GenOn Mid-Atlantic LLC | 1572 | Dickerson | IPP Non-CHP | MD | GT1 | 19 | 18 | Petroleum Liquids | DFO | GT | 3 | 1967 |  |  | (OP) Operating | [6 empty] | Montgomery | 39.2097 | -77.4644
12653 | GenOn Mid-Atlantic LLC | 1572 | Dickerson | IPP Non-CHP | MD | GT2 | 163 | 147 | Natural Gas Fired Combustion Turbine | NG | GT | 6 | 1992 |  |  | (OP) Operating | [6 empty] | Montgomery | 39.2097 | -77.4644
12653 | GenOn Mid-Atlantic LLC | 1572 | Dickerson | IPP Non-CHP | MD | GT3 | 163 | 147 | Natural Gas Fired Combustion Turbine | NG | GT | 6 | 1992 |  |  | (OP) Operating | [6 empty] | Montgomery | 39.2097 | -77.4644
12653 | GenOn Mid-Atlantic LLC | 1572 | Dickerson | IPP Non-CHP | MD | ST1 | 196 | 173 | Conventional Steam Coal | BIT | ST | 6 | 1959 | 5 | 2020 | (OP) Operating | [6 empty] | Montgomery | 39.2097 | -77.4644
12653 | GenOn Mid-Atlantic LLC | 1573 | Morgantown Generating Plant | IPP Non-CHP | MD | 3 | 65 | 48 | Petroleum Liquids | DFO | GT | 6 | 1973 |  |  | (OP) Operating | [6 empty] | Charles | 38.3592 | -76.9767
12653 | GenOn Mid-Atlantic LLC | 1573 | Morgantown Generating Plant | IPP Non-CHP | MD | 4 | 65 | 48 | Petroleum Liquids | DFO | GT | 6 | 1973 |  |  | (OP) Operating | [6 empty] | Charles | 38.3592 | -76.9767
12653 | GenOn Mid-Atlantic LLC | 1573 | Morgantown Generating Plant | IPP Non-CHP | MD | 5 | 65 | 48 | Petroleum Liquids | DFO | GT | 5 | 1973 |  |  | (OP) Operating | [6 empty] | Charles | 38.3592 | -76.9767
12653 | GenOn Mid-Atlantic LLC | 1573 | Morgantown Generating Plant | IPP Non-CHP | MD | 6 | 65 | 48 | Petroleum Liquids | DFO | GT | 5 | 1973 |  |  | (OP) Operating | [6 empty] | Charles | 38.3592 | -76.9767
12653 | GenOn Mid-Atlantic LLC | 1573 | Morgantown Generating Plant | IPP Non-CHP | MD | GT1 | 18 | 13 | Petroleum Liquids | DFO | GT | 12 | 1970 |  |  | (OP) Operating | [6 empty] | Charles | 38.3592 | -76.9767
12653 | GenOn Mid-Atlantic LLC | 1573 | Morgantown Generating Plant | IPP Non-CHP | MD | GT2 | 18 | 13 | Petroleum Liquids | DFO | GT | 2 | 1971 |  |  | (OP) Operating | [6 empty] | Charles | 38.3592 | -76.9767
12653 | GenOn Mid-Atlantic LLC | 1573 | Morgantown Generating Plant | IPP Non-CHP | MD | ST1 | 626 | 596 | Conventional Steam Coal | BIT | ST | 6 | 1970 |  |  | (OP) Operating | [6 empty] | Charles | 38.3592 | -76.9767
12653 | GenOn Mid-Atlantic LLC | 1573 | Morgantown Generating Plant | IPP Non-CHP | MD | ST2 | 626 | 609 | Conventional Steam Coal | BIT | ST | 6 | 1971 |  |  | (OP) Operating | [6 empty] | Charles | 38.3592 | -76.9767
18344 | Susquehanna Electric Co | 1574 | Conowingo | IPP Non-CHP | MD | 1 | 45 | 48 | Conventional Hydroelectric | WAT | HY | 3 | 1928 |  |  | (OP) Operating | [6 empty] | Harford | 39.6572 | -76.1752
18344 | Susquehanna Electric Co | 1574 | Conowingo | IPP Non-CHP | MD | 10 | 55.6 | 65 | Conventional Hydroelectric | WAT | HY | 5 | 1964 |  |  | (OP) Operating | [6 empty] | Harford | 39.6572 | -76.1752
18344 | Susquehanna Electric Co | 1574 | Conowingo | IPP Non-CHP | MD | 11 | 55.6 | 65 | Conventional Hydroelectric | WAT | HY | 5 | 1964 |  |  | (OP) Operating | [6 empty] | Harford | 39.6572 | -76.1752
18344 | Susquehanna Electric Co | 1574 | Conowingo | IPP Non-CHP | MD | 2 | 36 | 36 | Conventional Hydroelectric | WAT | HY | 3 | 1928 |  |  | (OP) Operating | [6 empty] | Harford | 39.6572 | -76.1752
18344 | Susquehanna Electric Co | 1574 | Conowingo | IPP Non-CHP | MD | 3 | 48 | 48 | Conventional Hydroelectric | WAT | HY | 3 | 1928 |  |  | (OP) Operating | [6 empty] | Harford | 39.6572 | -76.1752
18344 | Susquehanna Electric Co | 1574 | Conowingo | IPP Non-CHP | MD | 4 | 47.7 | 48 | Conventional Hydroelectric | WAT | HY | 4 | 1928 |  |  | (OP) Operating | [6 empty] | Harford | 39.6572 | -76.1752
18344 | Susquehanna Electric Co | 1574 | Conowingo | IPP Non-CHP | MD | 5 | 36 | 36 | Conventional Hydroelectric | WAT | HY | 6 | 1928 |  |  | (OP) Operating | [6 empty] | Harford | 39.6572 | -76.1752
18344 | Susquehanna Electric Co | 1574 | Conowingo | IPP Non-CHP | MD | 6 | 47.7 | 48 | Conventional Hydroelectric | WAT | HY | 7 | 1928 |  |  | (OP) Operating | [6 empty] | Harford | 39.6572 | -76.1752
18344 | Susquehanna Electric Co | 1574 | Conowingo | IPP Non-CHP | MD | 7 | 48 | 48 | Conventional Hydroelectric | WAT | HY | 6 | 1928 |  |  | (OP) Operating | [6 empty] | Harford | 39.6572 | -76.1752
18344 | Susquehanna Electric Co | 1574 | Conowingo | IPP Non-CHP | MD | 8 | 55.6 | 65 | Conventional Hydroelectric | WAT | HY | 3 | 1964 |  |  | (OP) Operating | [6 empty] | Harford | 39.6572 | -76.1752
18344 | Susquehanna Electric Co | 1574 | Conowingo | IPP Non-CHP | MD | 9 | 55.6 | 65 | Conventional Hydroelectric | WAT | HY | 3 | 1964 |  |  | (OP) Operating | [6 empty] | Harford | 39.6572 | -76.1752
5625 | Easton Utilities Comm | 1580 | Easton | Electric Utility | MD | 10 | 3.5 | 3.5 | Petroleum Liquids | DFO | IC | 5 | 1966 |  |  | (OP) Operating | [6 empty] | Talbot | 38.7786 | -76.0769
5625 | Easton Utilities Comm | 1580 | Easton | Electric Utility | MD | 101 | 1.5 | 1.5 | Petroleum Liquids | DFO | IC | 12 | 1995 |  |  | (OP) Operating | [6 empty] | Talbot | 38.7786 | -76.0769
5625 | Easton Utilities Comm | 1580 | Easton | Electric Utility | MD | 102 | 1.5 | 1.5 | Petroleum Liquids | DFO | IC | 12 | 1995 |  |  | (OP) Operating | [6 empty] | Talbot | 38.7786 | -76.0769
5625 | Easton Utilities Comm | 1580 | Easton | Electric Utility | MD | 11 | 3.8 | 3.6 | Petroleum Liquids | DFO | IC | 6 | 1968 |  |  | (OP) Operating | [6 empty] | Talbot | 38.7786 | -76.0769
5625 | Easton Utilities Comm | 1580 | Easton | Electric Utility | MD | 12 | 4.1 | 4.1 | Petroleum Liquids | DFO | IC | 7 | 1970 |  |  | (OP) Operating | [6 empty] | Talbot | 38.7786 | -76.0769
5625 | Easton Utilities Comm | 1580 | Easton | Electric Utility | MD | 13 | 5.6 | 5.6 | Petroleum Liquids | DFO | IC | 7 | 1973 |  |  | (OP) Operating | [6 empty] | Talbot | 38.7786 | -76.0769
5625 | Easton Utilities Comm | 1580 | Easton | Electric Utility | MD | 14 | 5.6 | 5.6 | Petroleum Liquids | DFO | IC | 7 | 1973 |  |  | (OP) Operating | [6 empty] | Talbot | 38.7786 | -76.0769
5625 | Easton Utilities Comm | 1580 | Easton | Electric Utility | MD | 7 | 2.5 | 2 | Petroleum Liquids | DFO | IC | 11 | 1954 |  |  | (OP) Operating | [6 empty] | Talbot | 38.7786 | -76.0769
5625 | Easton Utilities Comm | 1580 | Easton | Electric Utility | MD | 8 | 2.5 | 2 | Petroleum Liquids | DFO | IC | 5 | 1957 |  |  | (OP) Operating | [6 empty] | Talbot | 38.7786 | -76.0769
5625 | Easton Utilities Comm | 1580 | Easton | Electric Utility | MD | 9 | 3 | 2.5 | Petroleum Liquids | DFO | IC | 12 | 1961 |  |  | (OP) Operating | [6 empty] | Talbot | 38.7786 | -76.0769
6035 | Exelon Power | 1586 | Exelon Framingham LLC | IPP Non-CHP | MA | GT1 | 14.2 | 10.2 | Petroleum Liquids | DFO | GT | 3 | 1970 |  |  | (OP) Operating | [6 empty] | Norfolk | 42.2672 | -71.3983
6035 | Exelon Power | 1586 | Exelon Framingham LLC | IPP Non-CHP | MA | GT2 | 14.2 | 9.9 | Petroleum Liquids | DFO | GT | 9 | 1969 |  |  | (OP) Operating | [6 empty] | Norfolk | 42.2672 | -71.3983
6035 | Exelon Power | 1586 | Exelon Framingham LLC | IPP Non-CHP | MA | GT3 | 14.2 | 11.3 | Petroleum Liquids | DFO | GT | 9 | 1969 |  |  | (OP) Operating | [6 empty] | Norfolk | 42.2672 | -71.3983
6035 | Exelon Power | 1587 | Exelon L Street | IPP Non-CHP | MA | GT1 | 18.6 | 16 | Petroleum Liquids | DFO | GT | 9 | 1966 | 10 | 2016 | (OP) Operating | [6 empty] | Suffolk | 42.3392 | -71.0353
49965 | Constellation Mystic Power LLC | 1588 | Mystic Generating Station | IPP Non-CHP | MA | 7 | 617 | 570.8 | Petroleum Liquids | RFO | ST | 6 | 1975 |  |  | (OP) Operating | [6 empty] | Middlesex | 42.3908 | -71.0675
49965 | Constellation Mystic Power LLC | 1588 | Mystic Generating Station | IPP Non-CHP | MA | GT1 | 14.2 | 9.1 | Petroleum Liquids | DFO | GT | 6 | 1969 |  |  | (SB) Standby/Backup: available for service but not normally used | [6 empty] | Middlesex | 42.3908 | -71.0675
49965 | Constellation Mystic Power LLC | 1588 | Mystic Generating Station | IPP Non-CHP | MA | GT81 | 278.6 | 224.6 | Natural Gas Fired Combined Cycle | NG | CT | 4 | 2003 |  |  | (OP) Operating | [6 empty] | Middlesex | 42.3908 | -71.0675
49965 | Constellation Mystic Power LLC | 1588 | Mystic Generating Station | IPP Non-CHP | MA | GT82 | 278.6 | 226.7 | Natural Gas Fired Combined Cycle | NG | CT | 4 | 2003 |  |  | (OP) Operating | [6 empty] | Middlesex | 42.3908 | -71.0675
49965 | Constellation Mystic Power LLC | 1588 | Mystic Generating Station | IPP Non-CHP | MA | GT93 | 278.6 | 227.9 | Natural Gas Fired Combined Cycle | NG | CT | 6 | 2003 |  |  | (OP) Operating | [6 empty] | Middlesex | 42.3908 | -71.0675
49965 | Constellation Mystic Power LLC | 1588 | Mystic Generating Station | IPP Non-CHP | MA | GT94 | 278.6 | 230.1 | Natural Gas Fired Combined Cycle | NG | CT | 6 | 2003 |  |  | (OP) Operating | [6 empty] | Middlesex | 42.3908 | -71.0675
49965 | Constellation Mystic Power LLC | 1588 | Mystic Generating Station | IPP Non-CHP | MA | ST85 | 315 | 252.1 | Natural Gas Fired Combined Cycle | NG | CA | 4 | 2003 |  |  | (OP) Operating | [6 empty] | Middlesex | 42.3908 | -71.0675
49965 | Constellation Mystic Power LLC | 1588 | Mystic Generating Station | IPP Non-CHP | MA | ST96 | 315 | 255.9 | Natural Gas Fired Combined Cycle | NG | CA | 6 | 2003 |  |  | (OP) Operating | [6 empty] | Middlesex | 42.3908 | -71.0675
29926 | Entergy Nuclear Generation Co | 1590 | Pilgrim Nuclear Power Station | IPP Non-CHP | MA | 1 | 670 | 682.3 | Nuclear | NUC | ST | 12 | 1972 | 6 | 2019 | (OP) Operating | [6 empty] | Plymouth | 41.9438 | -70.578
6035 | Exelon Power | 1592 | Exelon Medway LLC | IPP Non-CHP | MA | GT1 | 45 | 42 | Petroleum Liquids | DFO | GT | 7 | 1970 |  |  | (OP) Operating | [6 empty] | Norfolk | 42.14 | -71.4464
6035 | Exelon Power | 1592 | Exelon Medway LLC | IPP Non-CHP | MA | GT2 | 45 | 39.8 | Petroleum Liquids | DFO | GT | 3 | 1971 |  |  | (OP) Operating | [6 empty] | Norfolk | 42.14 | -71.4464
6035 | Exelon Power | 1592 | Exelon Medway LLC | IPP Non-CHP | MA | GT3 | 45 | 42 | Petroleum Liquids | DFO | GT | 7 | 1970 |  |  | (OP) Operating | [6 empty] | Norfolk | 42.14 | -71.4464
59528 | Veolia - Kendall Green Energy | 1595 | Kendall Square Station | IPP CHP | MA | 1 | 17.2 | 14.7 | Natural Gas Fired Combined Cycle | NG | CA | 6 | 1949 |  |  | (OP) Operating | [6 empty] | Middlesex | 42.3633 | -71.0792
59528 | Veolia - Kendall Green Energy | 1595 | Kendall Square Station | IPP CHP | MA | 2 | 23 | 19.5 | Natural Gas Fired Combined Cycle | NG | CA | 1 | 1951 |  |  | (OP) Operating | [6 empty] | Middlesex | 42.3633 | -71.0792
59528 | Veolia - Kendall Green Energy | 1595 | Kendall Square Station | IPP CHP | MA | 3 | 27.2 | 20 | Natural Gas Fired Combined Cycle | NG | CA | 8 | 1958 |  |  | (OP) Operating | [6 empty] | Middlesex | 42.3633 | -71.0792
59528 | Veolia - Kendall Green Energy | 1595 | Kendall Square Station | IPP CHP | MA | GEN4 | 186.2 | 160.5 | Natural Gas Fired Combined Cycle | NG | CT | 12 | 2002 |  |  | (OP) Operating | [6 empty] | Middlesex | 42.3633 | -71.0792
59528 | Veolia - Kendall Green Energy | 1595 | Kendall Square Station | IPP CHP | MA | JET1 | 20 | 18 | Petroleum Liquids | DFO | GT | 9 | 1970 |  |  | (OP) Operating | [6 empty] | Middlesex | 42.3633 | -71.0792
21461 | NRG Canal LLC | 1597 | Oak Bluffs Diesel Generating Facility | IPP Non-CHP | MA | UN1 | 2.7 | 2.8 | Petroleum Liquids | DFO | IC | 1 | 1969 |  |  | (OP) Operating | [6 empty] | Dukes | 41.4258 | -70.6083
21461 | NRG Canal LLC | 1597 | Oak Bluffs Diesel Generating Facility | IPP Non-CHP | MA | UN2 | 2.7 | 2.8 | Petroleum Liquids | DFO | IC | 1 | 1969 |  |  | (OP) Operating | [6 empty] | Dukes | 41.4258 | -70.6083
21461 | NRG Canal LLC | 1597 | Oak Bluffs Diesel Generating Facility | IPP Non-CHP | MA | UN3 | 2.7 | 2.8 | Petroleum Liquids | DFO | IC | 1 | 1972 |  |  | (OP) Operating | [6 empty] | Dukes | 41.4258 | -70.6083
21461 | NRG Canal LLC | 1599 | Canal | IPP Non-CHP | MA | 1 | 585 | 560 | Petroleum Liquids | RFO | ST | 6 | 1968 |  |  | (OP) Operating | [6 empty] | Barnstable | 41.7694 | -70.5097
21461 | NRG Canal LLC | 1599 | Canal | IPP Non-CHP | MA | 2 | 580 | 553 | Petroleum Liquids | RFO | ST | 1 | 1976 |  |  | (OP) Operating | [6 empty] | Barnstable | 41.7694 | -70.5097
8776 | City of Holyoke Gas and Electric Dept. | 1603 | Boatlock | Electric Utility | MA | 1 | 0.7 | 0.7 | Conventional Hydroelectric | WAT | HY | 1 | 1921 |  |  | (OP) Operating | [6 empty] | Hampden | 42.2086 | -72.6014
8776 | City of Holyoke Gas and Electric Dept. | 1603 | Boatlock | Electric Utility | MA | 2 | 1.2 | 1.5 | Conventional Hydroelectric | WAT | HY | 1 | 1924 |  |  | (OP) Operating | [6 empty] | Hampden | 42.2086 | -72.6014
8776 | City of Holyoke Gas and Electric Dept. | 1603 | Boatlock | Electric Utility | MA | 3 | 1.2 | 1.2 | Conventional Hydroelectric | WAT | HY | 1 | 1924 |  |  | (OP) Operating | [6 empty] | Hampden | 42.2086 | -72.6014
8776 | City of Holyoke Gas and Electric Dept. | 1604 | Chemical | Electric Utility | MA | 1 | 0.8 | 0.8 | Conventional Hydroelectric | WAT | HY | 1 | 1935 |  |  | (OP) Operating | [6 empty] | Hampden | 42.1919 | -72.6097
8776 | City of Holyoke Gas and Electric Dept. | 1604 | Chemical | Electric Utility | MA | 2 | 0.8 | 0.8 | Conventional Hydroelectric | WAT | HY | 1 | 1935 |  |  | (OP) Operating | [6 empty] | Hampden | 42.1919 | -72.6097
8776 | City of Holyoke Gas and Electric Dept. | 1605 | Hadley Falls | Electric Utility | MA | 1 | 17.6 | 18.1 | Conventional Hydroelectric | WAT | HY | 1 | 1952 |  |  | (OP) Operating | [6 empty] | Hampden | 42.2119 | -72.6036
8776 | City of Holyoke Gas and Electric Dept. | 1605 | Hadley Falls | Electric Utility | MA | 2 | 15.8 | 15 | Conventional Hydroelectric | WAT | HY | 11 | 1983 |  |  | (OP) Operating | [6 empty] | Hampden | 42.2119 | -72.6036
8776 | City of Holyoke Gas and Electric Dept. | 1607 | Riverside Holyoke | Electric Utility | MA | 4 | 0.8 | 0.8 | Conventional Hydroelectric | WAT | HY | 1 | 1906 |  |  | (OP) Operating | [6 empty] | Hampden | 42.2006 | -72.5944
8776 | City of Holyoke Gas and Electric Dept. | 1607 | Riverside Holyoke | Electric Utility | MA | 5 | 0.6 | 0.6 | Conventional Hydroelectric | WAT | HY | 1 | 1906 |  |  | (OP) Operating | [6 empty] | Hampden | 42.2006 | -72.5944
8776 | City of Holyoke Gas and Electric Dept. | 1607 | Riverside Holyoke | Electric Utility | MA | 7 | 1.5 | 1.5 | Conventional Hydroelectric | WAT | HY | 1 | 1922 |  |  | (OP) Operating | [6 empty] | Hampden | 42.2006 | -72.5944
8776 | City of Holyoke Gas and Electric Dept. | 1607 | Riverside Holyoke | Electric Utility | MA | 8 | 4 | 4 | Conventional Hydroelectric | WAT | HY | 1 | 1931 |  |  | (OP) Operating | [6 empty] | Hampden | 42.2006 | -72.5944
13206 | Nantucket Electric Co | 1615 | Nantucket | Electric Utility | MA | 12 | 3.7 | 2.8 | Petroleum Liquids | DFO | GT | 10 | 1988 |  |  | (SB) Standby/Backup: available for service but not normally used | [6 empty] | Nantucket | 41.2583 | -70.0517
13206 | Nantucket Electric Co | 1615 | Nantucket | Electric Utility | MA | 13 | 3.7 | 3 | Petroleum Liquids | DFO | GT | 10 | 1988 |  |  | (SB) Standby/Backup: available for service but not normally used | [6 empty] | Nantucket | 41.2583 | -70.0517
58534 | Brayton Point Energy LLC | 1619 | Brayton Point | IPP Non-CHP | MA | 1 | 241 | 236.1 | Conventional Steam Coal | BIT | ST | 8 | 1963 | 6 | 2017 | (OP) Operating | [6 empty] | Bristol | 41.7103 | -71.1931
58534 | Brayton Point Energy LLC | 1619 | Brayton Point | IPP Non-CHP | MA | 2 | 241 | 238.6 | Conventional Steam Coal | BIT | ST | 7 | 1964 | 6 | 2017 | (OP) Operating | [6 empty] | Bristol | 41.7103 | -71.1931
58534 | Brayton Point Energy LLC | 1619 | Brayton Point | IPP Non-CHP | MA | 3 | 642.6 | 596.3 | Conventional Steam Coal | BIT | ST | 8 | 1969 | 6 | 2017 | (OP) Operating | [6 empty] | Bristol | 41.7103 | -71.1931
58534 | Brayton Point Energy LLC | 1619 | Brayton Point | IPP Non-CHP | MA | 4 | 475.5 | 434 | Petroleum Liquids | RFO | ST | 12 | 1974 | 6 | 2017 | (OP) Operating | [6 empty] | Bristol | 41.7103 | -71.1931
50048 | TransCanada Hydro Northeast Inc., | 1620 | Deerfield 5 | IPP Non-CHP | MA | GEN1 | 17.5 | 13.9 | Conventional Hydroelectric | WAT | HY | 10 | 1974 |  |  | (OP) Operating | [6 empty] | Berkshire | 42.6912 | -72.9561
58185 | FirstLight Power Resources, Inc. - MA | 1629 | Cabot | IPP Non-CHP | MA | 1 | 10.3 | 10.3 | Conventional Hydroelectric | WAT | HY | 1 | 1915 |  |  | (OP) Operating | [6 empty] | Franklin | 42.5875 | -72.5793
58185 | FirstLight Power Resources, Inc. - MA | 1629 | Cabot | IPP Non-CHP | MA | 2 | 10.3 | 10.3 | Conventional Hydroelectric | WAT | HY | 1 | 1915 |  |  | (OP) Operating | [6 empty] | Franklin | 42.5875 | -72.5793
58185 | FirstLight Power Resources, Inc. - MA | 1629 | Cabot | IPP Non-CHP | MA | 3 | 10.3 | 10.3 | Conventional Hydroelectric | WAT | HY | 1 | 1916 |  |  | (OP) Operating | [6 empty] | Franklin | 42.5875 | -72.5793
58185 | FirstLight Power Resources, Inc. - MA | 1629 | Cabot | IPP Non-CHP | MA | 4 | 10.3 | 10.3 | Conventional Hydroelectric | WAT | HY | 1 | 1916 |  |  | (OP) Operating | [6 empty] | Franklin | 42.5875 | -72.5793
58185 | FirstLight Power Resources, Inc. - MA | 1629 | Cabot | IPP Non-CHP | MA | 5 | 10.3 | 10.3 | Conventional Hydroelectric | WAT | HY | 1 | 1917 |  |  | (OP) Operating | [6 empty] | Franklin | 42.5875 | -72.5793
58185 | FirstLight Power Resources, Inc. - MA | 1629 | Cabot | IPP Non-CHP | MA | 6 | 10.3 | 10.3 | Conventional Hydroelectric | WAT | HY | 1 | 1917 |  |  | (OP) Operating | [6 empty] | Franklin | 42.5875 | -72.5793
8776 | City of Holyoke Gas and Electric Dept. | 1630 | Cobble Mountain | Electric Utility | MA | 1 | 13 | 12.9 | Conventional Hydroelectric | WAT | HY | 1 | 1930 |  |  | (OP) Operating | [6 empty] | Hampden | 42.1171 | -72.8647
8776 | City of Holyoke Gas and Electric Dept. | 1630 | Cobble Mountain | Electric Utility | MA | 2 | 7 | 6.8 | Conventional Hydroelectric | WAT | HY | 1 | 1930 |  |  | (OP) Operating | [6 empty] | Hampden | 42.1171 | -72.8647
8776 | City of Holyoke Gas and Electric Dept. | 1630 | Cobble Mountain | Electric Utility | MA | 3 | 13 | 12.9 | Conventional Hydroelectric | WAT | HY | 1 | 1930 |  |  | (OP) Operating | [6 empty] | Hampden | 42.1171 | -72.8647
56401 | NAEA Energy Massachusetts LLC | 1631 | Doreen | IPP Non-CHP | MA | DORE | 21.1 | 15.8 | Petroleum Liquids | KER | GT | 7 | 1969 |  |  | (OP) Operating | [6 empty] | Berkshire | 42.4433 | -73.2058
56401 | NAEA Energy Massachusetts LLC | 1634 | Gardners Falls | IPP Non-CHP | MA | GF2 | 0.4 | 0.4 | Conventional Hydroelectric | WAT | HY | 1 | 1964 |  |  | (OA) Out of service but expected to return to service in next calendar year | [6 empty] | Franklin | 42.5914 | -72.7308
56401 | NAEA Energy Massachusetts LLC | 1634 | Gardners Falls | IPP Non-CHP | MA | GF3 | 0.9 | 0.9 | Conventional Hydroelectric | WAT | HY | 1 | 1914 |  |  | (OP) Operating | [6 empty] | Franklin | 42.5914 | -72.7308
56401 | NAEA Energy Massachusetts LLC | 1634 | Gardners Falls | IPP Non-CHP | MA | GF4 | 0.9 | 0.9 | Conventional Hydroelectric | WAT | HY | 1 | 1914 |  |  | (OP) Operating | [6 empty] | Franklin | 42.5914 | -72.7308
56401 | NAEA Energy Massachusetts LLC | 1634 | Gardners Falls | IPP Non-CHP | MA | GF5 | 1.3 | 1.6 | Conventional Hydroelectric | WAT | HY | 1 | 1925 |  |  | (OP) Operating | [6 empty] | Franklin | 42.5914 | -72.7308
56401 | NAEA Energy Massachusetts LLC | 1637 | Putts Bridge | IPP Non-CHP | MA | PB2 | 1.6 | 1.8 | Conventional Hydroelectric | WAT | HY | 1 | 1918 |  |  | (OP) Operating | [6 empty] | Hampden | 42.1579 | -72.4864
56401 | NAEA Energy Massachusetts LLC | 1637 | Putts Bridge | IPP Non-CHP | MA | PB3 | 1.6 | 1.8 | Conventional Hydroelectric | WAT | HY | 1 | 1918 |  |  | (OP) Operating | [6 empty] | Hampden | 42.1579 | -72.4864
56401 | NAEA Energy Massachusetts LLC | 1638 | Redbridge | IPP Non-CHP | MA | RB3 | 1.8 | 1.7 | Conventional Hydroelectric | WAT | HY | 1 | 1934 |  |  | (OP) Operating | [6 empty] | Hampden | 42.176 | -72.4095
56401 | NAEA Energy Massachusetts LLC | 1638 | Redbridge | IPP Non-CHP | MA | RB4 | 1.8 | 2.3 | Conventional Hydroelectric | WAT | HY | 1 | 1926 |  |  | (OP) Operating | [6 empty] | Hampden | 42.176 | -72.4095
56401 | NAEA Energy Massachusetts LLC | 1642 | Essential Power Massachusetts LLC | IPP Non-CHP | MA | 3 | 113.6 | 94.3 | Natural Gas Steam Turbine | NG | ST | 1 | 1957 |  |  | (OP) Operating | [6 empty] | Hampden | 42.095 | -72.595
56401 | NAEA Energy Massachusetts LLC | 1642 | Essential Power Massachusetts LLC | IPP Non-CHP | MA | GT-1 | 60 | 36.9 | Natural Gas Fired Combustion Turbine | NG | GT | 4 | 2002 |  |  | (OP) Operating | [6 empty] | Hampden | 42.095 | -72.595
56401 | NAEA Energy Massachusetts LLC | 1642 | Essential Power Massachusetts LLC | IPP Non-CHP | MA | GT-2 | 60 | 37.4 | Natural Gas Fired Combustion Turbine | NG | GT | 4 | 2002 |  |  | (OP) Operating | [6 empty] | Hampden | 42.095 | -72.595
56401 | NAEA Energy Massachusetts LLC | 1642 | Essential Power Massachusetts LLC | IPP Non-CHP | MA | WS10 | 17 | 17.1 | Petroleum Liquids | KER | GT | 1 | 1968 |  |  | (OP) Operating | [6 empty] | Hampden | 42.095 | -72.595
56401 | NAEA Energy Massachusetts LLC | 1643 | Woodland Road | IPP Non-CHP | MA | WOOD | 20.4 | 15.8 | Petroleum Liquids | KER | GT | 1 | 1969 |  |  | (OP) Operating | [6 empty] | Berkshire | 42.3362 | -73.2355
2144 | Town of Braintree - (MA) | 1660 | Potter Station 2 | Electric Utility | MA | CC2 | 76 | 62.6 | Natural Gas Fired Combined Cycle | NG | CT | 4 | 1977 |  |  | (OP) Operating | [6 empty] | Norfolk | 42.235 | -70.9672
2144 | Town of Braintree - (MA) | 1660 | Potter Station 2 | Electric Utility | MA | CC3 | 25 | 15.5 | Natural Gas Fired Combined Cycle | NG | CA | 4 | 1977 |  |  | (OP) Operating | [6 empty] | Norfolk | 42.235 | -70.9672
2144 | Town of Braintree - (MA) | 1660 | Potter Station 2 | Electric Utility | MA | IC1 | 2.7 | 2.3 | Petroleum Liquids | DFO | IC | 7 | 1963 |  |  | (SB) Standby/Backup: available for service but not normally used | [6 empty] | Norfolk | 42.235 | -70.9672
2144 | Town of Braintree - (MA) | 1660 | Potter Station 2 | Electric Utility | MA | WAT1 | 58 | 52.6 | Natural Gas Fired Combustion Turbine | NG | GT | 7 | 2009 |  |  | (OP) Operating | [6 empty] | Norfolk | 42.235 | -70.9672
2144 | Town of Braintree - (MA) | 1660 | Potter Station 2 | Electric Utility | MA | WAT2 | 58 | 52.6 | Natural Gas Fired Combustion Turbine | NG | GT | 7 | 2009 |  |  | (OP) Operating | [6 empty] | Norfolk | 42.235 | -70.9672
9442 | Town of Ipswich - (MA) | 1670 | High Street Station | Electric Utility | MA | 1 | 1.2 | 1.2 | Natural Gas Internal Combustion Engine | NG | IC | 8 | 1986 |  |  | (SB) Standby/Backup: available for service but not normally used | [6 empty] | ESSEX | 42.6986 | -70.8697
9442 | Town of Ipswich - (MA) | 1670 | High Street Station | Electric Utility | MA | 10 | 1.2 | 1.2 | Natural Gas Internal Combustion Engine | NG | IC | 4 | 1984 |  |  | (OP) Operating | [6 empty] | ESSEX | 42.6986 | -70.8697
9442 | Town of Ipswich - (MA) | 1670 | High Street Station | Electric Utility | MA | 11 | 1.2 | 1.2 | Natural Gas Internal Combustion Engine | NG | IC | 9 | 1982 |  |  | (OP) Operating | [6 empty] | ESSEX | 42.6986 | -70.8697
9442 | Town of Ipswich - (MA) | 1670 | High Street Station | Electric Utility | MA | 12 | 1.2 | 1.2 | Natural Gas Internal Combustion Engine | NG | IC | 8 | 1983 |  |  | (OP) Operating | [6 empty] | ESSEX | 42.6986 | -70.8697
9442 | Town of Ipswich - (MA) | 1670 | High Street Station | Electric Utility | MA | 2 | 1.3 | 1.3 | Natural Gas Internal Combustion Engine | NG | IC | 8 | 1954 |  |  | (OP) Operating | [6 empty] | ESSEX | 42.6986 | -70.8697
9442 | Town of Ipswich - (MA) | 1670 | High Street Station | Electric Utility | MA | 6 | 1.1 | 1.2 | Natural Gas Internal Combustion Engine | NG | IC | 7 | 1951 |  |  | (OP) Operating | [6 empty] | ESSEX | 42.6986 | -70.8697
9442 | Town of Ipswich - (MA) | 1670 | High Street Station | Electric Utility | MA | 7 | 1.3 | 1.3 | Petroleum Liquids | DFO | IC | 9 | 1956 |  |  | (OP) Operating | [6 empty] | ESSEX | 42.6986 | -70.8697
9442 | Town of Ipswich - (MA) | 1670 | High Street Station | Electric Utility | MA | 8 | 1.1 | 1.1 | Petroleum Liquids | DFO | IC | 8 | 1960 |  |  | (SB) Standby/Backup: available for service but not normally used | [6 empty] | ESSEX | 42.6986 | -70.8697
9442 | Town of Ipswich - (MA) | 1670 | High Street Station | Electric Utility | MA | 9 | 1.3 | 1.3 | Natural Gas Internal Combustion Engine | NG | IC | 10 | 1961 |  |  | (OP) Operating | [6 empty] | ESSEX | 42.6986 | -70.8697
14605 | City of Peabody - (MA) | 1678 | Waters River | Electric Utility | MA | 1 | 21.3 | 16.1 | Natural Gas Fired Combustion Turbine | NG | GT | 12 | 1971 |  |  | (OP) Operating | [6 empty] | Essex | 42.5429 | -70.9283
14605 | City of Peabody - (MA) | 1678 | Waters River | Electric Utility | MA | 2 | 43.6 | 30.5 | Natural Gas Fired Combustion Turbine | NG | GT | 11 | 1990 |  |  | (OA) Out of service but expected to return to service in next calendar year | [6 empty] | Essex | 42.5429 | -70.9283
18488 | City of Taunton | 1682 | Cleary Flood | Electric Utility | MA | 8 | 28.3 | 26 | Petroleum Liquids | RFO | ST | 6 | 1966 |  |  | (OP) Operating | [6 empty] | Bristol | 41.8653 | -71.1061
18488 | City of Taunton | 1682 | Cleary Flood | Electric Utility | MA | 9A | 23 | 18 | Petroleum Liquids | DFO | CT | 10 | 1976 |  |  | (OP) Operating | [6 empty] | Bristol | 41.8653 | -71.1061
18488 | City of Taunton | 1682 | Cleary Flood | Electric Utility | MA | CA9 | 95 | 87 | Petroleum Liquids | DFO | CA | 12 | 1975 |  |  | (OP) Operating | [6 empty] | Bristol | 41.8653 | -71.1061
4254 | Consumers Energy Co | 1693 | Alcona | Electric Utility | MI | 1 | 4 | 4 | Conventional Hydroelectric | WAT | HY | 1 | 1924 |  |  | (OP) Operating | [6 empty] | Alcona | 44.562 | -83.8045
4254 | Consumers Energy Co | 1693 | Alcona | Electric Utility | MI | 2 | 4 | 4 | Conventional Hydroelectric | WAT | HY | 1 | 1924 |  |  | (OP) Operating | [6 empty] | Alcona | 44.562 | -83.8045
4254 | Consumers Energy Co | 1694 | Allegan Dam | Electric Utility | MI | 1 | 0.5 | 0.4 | Conventional Hydroelectric | WAT | HY | 1 | 1935 |  |  | (OP) Operating | [6 empty] | Allegan | 42.5638 | -85.954
4254 | Consumers Energy Co | 1694 | Allegan Dam | Electric Utility | MI | 2 | 0.9 | 0.9 | Conventional Hydroelectric | WAT | HY | 1 | 1935 |  |  | (OP) Operating | [6 empty] | Allegan | 42.5638 | -85.954
4254 | Consumers Energy Co | 1694 | Allegan Dam | Electric Utility | MI | 3 | 1.2 | 1.2 | Conventional Hydroelectric | WAT | HY | 1 | 1945 |  |  | (OP) Operating | [6 empty] | Allegan | 42.5638 | -85.954
4254 | Consumers Energy Co | 1698 | C W Tippy | Electric Utility | MI | 1 | 6.7 | 7 | Conventional Hydroelectric | WAT | HY | 1 | 1918 |  |  | (OP) Operating | [6 empty] | Manistee | 44.2591 | -85.9396
4254 | Consumers Energy Co | 1698 | C W Tippy | Electric Utility | MI | 2 | 6.7 | 7 | Conventional Hydroelectric | WAT | HY | 1 | 1918 |  |  | (OP) Operating | [6 empty] | Manistee | 44.2591 | -85.9396
4254 | Consumers Energy Co | 1698 | C W Tippy | Electric Utility | MI | 3 | 6.7 | 7 | Conventional Hydroelectric | WAT | HY | 1 | 1918 |  |  | (OP) Operating | [6 empty] | Manistee | 44.2591 | -85.9396
4254 | Consumers Energy Co | 1700 | Cooke | Electric Utility | MI | 1 | 3 | 1.5 | Conventional Hydroelectric | WAT | HY | 1 | 1911 |  |  | (OP) Operating | [6 empty] | Iosco | 44.4726 | -83.5719
4254 | Consumers Energy Co | 1700 | Cooke | Electric Utility | MI | 2 | 3 | 2.7 | Conventional Hydroelectric | WAT | HY | 1 | 1911 |  |  | (OP) Operating | [6 empty] | Iosco | 44.4726 | -83.5719
4254 | Consumers Energy Co | 1700 | Cooke | Electric Utility | MI | 3 | 3 | 3 | Conventional Hydroelectric | WAT | HY | 1 | 1911 |  |  | (OP) Operating | [6 empty] | Iosco | 44.4726 | -83.5719
4254 | Consumers Energy Co | 1701 | Croton | Electric Utility | MI | 1 | 3 | 2.9 | Conventional Hydroelectric | WAT | HY | 1 | 1907 |  |  | (OP) Operating | [6 empty] | Newaygo | 43.4373 | -85.6645
4254 | Consumers Energy Co | 1701 | Croton | Electric Utility | MI | 2 | 3 | 2.9 | Conventional Hydroelectric | WAT | HY | 1 | 1907 |  |  | (OP) Operating | [6 empty] | Newaygo | 43.4373 | -85.6645
4254 | Consumers Energy Co | 1701 | Croton | Electric Utility | MI | 3 | 1.4 | 1.3 | Conventional Hydroelectric | WAT | HY | 1 | 1915 |  |  | (OP) Operating | [6 empty] | Newaygo | 43.4373 | -85.6645
4254 | Consumers Energy Co | 1701 | Croton | Electric Utility | MI | 4 | 1.5 | 1.3 | Conventional Hydroelectric | WAT | HY | 1 | 1912 |  |  | (OP) Operating | [6 empty] | Newaygo | 43.4373 | -85.6645
4254 | Consumers Energy Co | 1702 | Dan E Karn | Electric Utility | MI | 1A | 136 | 117 | Conventional Steam Coal | SUB | ST | 11 | 1959 |  |  | (OP) Operating | [6 empty] | Bay | 43.645 | -83.8401
4254 | Consumers Energy Co | 1702 | Dan E Karn | Electric Utility | MI | 1B | 136 | 117 | Conventional Steam Coal | SUB | ST | 11 | 1959 |  |  | (OP) Operating | [6 empty] | Bay | 43.645 | -83.8401
4254 | Consumers Energy Co | 1702 | Dan E Karn | Electric Utility | MI | 2A | 136 | 132 | Conventional Steam Coal | SUB | ST | 3 | 1961 |  |  | (OP) Operating | [6 empty] | Bay | 43.645 | -83.8401
4254 | Consumers Energy Co | 1702 | Dan E Karn | Electric Utility | MI | 2B | 136 | 132 | Conventional Steam Coal | SUB | ST | 3 | 1961 |  |  | (OP) Operating | [6 empty] | Bay | 43.645 | -83.8401
4254 | Consumers Energy Co | 1702 | Dan E Karn | Electric Utility | MI | 3 | 692.5 | 600 | Natural Gas Steam Turbine | NG | ST | 1 | 1975 |  |  | (OP) Operating | [6 empty] | Bay | 43.645 | -83.8401
4254 | Consumers Energy Co | 1702 | Dan E Karn | Electric Utility | MI | 4 | 709.8 | 551 | Natural Gas Steam Turbine | NG | ST | 9 | 1977 |  |  | (OP) Operating | [6 empty] | Bay | 43.645 | -83.8401
4254 | Consumers Energy Co | 1704 | Five Channels | Electric Utility | MI | 1 | 3 | 3.2 | Conventional Hydroelectric | WAT | HY | 1 | 1912 |  |  | (OP) Operating | [6 empty] | Iosco | 44.4555 | -83.6763
4254 | Consumers Energy Co | 1704 | Five Channels | Electric Utility | MI | 2 | 3 | 3 | Conventional Hydroelectric | WAT | HY | 1 | 1912 |  |  | (OP) Operating | [6 empty] | Iosco | 44.4555 | -83.6763
4254 | Consumers Energy Co | 1705 | Foote | Electric Utility | MI | 1 | 3 | 3.3 | Conventional Hydroelectric | WAT | HY | 1 | 1918 |  |  | (OP) Operating | [6 empty] | Iosco | 44.4354 | -83.4407
4254 | Consumers Energy Co | 1705 | Foote | Electric Utility | MI | 2 | 3 | 3.3 | Conventional Hydroelectric | WAT | HY | 1 | 1918 |  |  | (OP) Operating | [6 empty] | Iosco | 44.4354 | -83.4407
4254 | Consumers Energy Co | 1705 | Foote | Electric Utility | MI | 3 | 3 | 3.3 | Conventional Hydroelectric | WAT | HY | 1 | 1918 |  |  | (OP) Operating | [6 empty] | Iosco | 44.4354 | -83.4407
4254 | Consumers Energy Co | 1706 | Gaylord - Consumers | Electric Utility | MI | 1 | 16 | 11 | Natural Gas Fired Combustion Turbine | NG | GT | 8 | 1966 |  |  | (OA) Out of service but expected to return to service in next calendar year | [6 empty] | Otsego | 45.0306 | -84.7039
4254 | Consumers Energy Co | 1706 | Gaylord - Consumers | Electric Utility | MI | 2 | 16 | 10 | Natural Gas Fired Combustion Turbine | NG | GT | 8 | 1966 |  |  | (OA) Out of service but expected to return to service in next calendar year | [6 empty] | Otsego | 45.0306 | -84.7039
4254 | Consumers Energy Co | 1706 | Gaylord - Consumers | Electric Utility | MI | 3 | 16 | 12 | Natural Gas Fired Combustion Turbine | NG | GT | 8 | 1966 |  |  | (OA) Out of service but expected to return to service in next calendar year | [6 empty] | Otsego | 45.0306 | -84.7039
4254 | Consumers Energy Co | 1707 | Hardy | Electric Utility | MI | 1 | 10 | 10.6 | Conventional Hydroelectric | WAT | HY | 6 | 1931 |  |  | (OP) Operating | [6 empty] | Newaygo | 43.4866 | -85.6299
4254 | Consumers Energy Co | 1707 | Hardy | Electric Utility | MI | 2 | 10 | 10.6 | Conventional Hydroelectric | WAT | HY | 6 | 1931 |  |  | (OP) Operating | [6 empty] | Newaygo | 43.4866 | -85.6299
4254 | Consumers Energy Co | 1707 | Hardy | Electric Utility | MI | 3 | 11.5 | 10.6 | Conventional Hydroelectric | WAT | HY | 6 | 1931 |  |  | (OP) Operating | [6 empty] | Newaygo | 43.4866 | -85.6299
4254 | Consumers Energy Co | 1708 | Hodenpyl | Electric Utility | MI | 1 | 8.5 | 9.2 | Conventional Hydroelectric | WAT | HY | 7 | 1925 |  |  | (OP) Operating | [6 empty] | Wexford | 44.3629 | -85.82
4254 | Consumers Energy Co | 1708 | Hodenpyl | Electric Utility | MI | 2 | 8.5 | 9.2 | Conventional Hydroelectric | WAT | HY | 8 | 1925 |  |  | (OP) Operating | [6 empty] | Wexford | 44.3629 | -85.82
4254 | Consumers Energy Co | 1710 | J H Campbell | Electric Utility | MI | 1 | 265.2 | 260 | Conventional Steam Coal | SUB | ST | 10 | 1962 |  |  | (OP) Operating | [6 empty] | Ottawa | 42.9103 | -86.2007
4254 | Consumers Energy Co | 1710 | J H Campbell | Electric Utility | MI | 2 | 378.8 | 350 | Conventional Steam Coal | SUB | ST | 7 | 1967 |  |  | (OP) Operating | [6 empty] | Ottawa | 42.9103 | -86.2007
4254 | Consumers Energy Co | 1710 | J H Campbell | Electric Utility | MI | 3 | 916.8 | 809 | Conventional Steam Coal | SUB | ST | 9 | 1980 |  |  | (OP) Operating | [6 empty] | Ottawa | 42.9103 | -86.2007
4254 | Consumers Energy Co | 1710 | J H Campbell | Electric Utility | MI | A | 18.6 | 14 | Petroleum Liquids | DFO | GT | 12 | 1968 |  |  | (OP) Operating | [6 empty] | Ottawa | 42.9103 | -86.2007
4254 | Consumers Energy Co | 1712 | Loud | Electric Utility | MI | 1 | 2 | 2.4 | Conventional Hydroelectric | WAT | HY | 1 | 1913 |  |  | (OP) Operating | [6 empty] | Iosco | 44.4631 | -83.7208
4254 | Consumers Energy Co | 1712 | Loud | Electric Utility | MI | 2 | 2 | 2.4 | Conventional Hydroelectric | WAT | HY | 1 | 1913 |  |  | (OP) Operating | [6 empty] | Iosco | 44.4631 | -83.7208
4254 | Consumers Energy Co | 1713 | Ludington | Electric Utility | MI | 1 | 329.8 | 312 | Hydroelectric Pumped Storage | WAT | PS | 1 | 1973 |  |  | (OP) Operating |  |  |  | 2017 | 5 | 57 | Mason | 43.8942 | -86.4447
4254 | Consumers Energy Co | 1713 | Ludington | Electric Utility | MI | 2 | 329.8 | 385 | Hydroelectric Pumped Storage | WAT | PS | 3 | 1973 |  |  | (OP) Operating | [6 empty] | Mason | 43.8942 | -86.4447
4254 | Consumers Energy Co | 1713 | Ludington | Electric Utility | MI | 3 | 329.8 | 312 | Hydroelectric Pumped Storage | WAT | PS | 4 | 1973 |  |  | (OP) Operating |  |  |  | 2018 | 5 | 57 | Mason | 43.8942 | -86.4447
4254 | Consumers Energy Co | 1713 | Ludington | Electric Utility | MI | 4 | 329.8 | 393 | Hydroelectric Pumped Storage | WAT | PS | 6 | 1973 |  |  | (OP) Operating | [6 empty] | Mason | 43.8942 | -86.4447
4254 | Consumers Energy Co | 1713 | Ludington | Electric Utility | MI | 5 | 329.8 | 328 | Hydroelectric Pumped Storage | WAT | PS | 8 | 1973 |  |  | (OA) Out of service but expected to return to service in next calendar year |  |  |  | 2017 | 4 | 57 | Mason | 43.8942 | -86.4447
4254 | Consumers Energy Co | 1713 | Ludington | Electric Utility | MI | 6 | 329.8 | 307 | Hydroelectric Pumped Storage | WAT | PS | 10 | 1973 |  |  | (OP) Operating |  |  |  | 2019 | 5 | 57 | Mason | 43.8942 | -86.4447
4254 | Consumers Energy Co | 1714 | Mio | Electric Utility | MI | 1 | 2.5 | 2.2 | Conventional Hydroelectric | WAT | HY | 1 | 1916 |  |  | (OP) Operating | [6 empty] | Oscoda | 44.6611 | -84.1317
4254 | Consumers Energy Co | 1714 | Mio | Electric Utility | MI | 2 | 2.5 | 2 | Conventional Hydroelectric | WAT | HY | 1 | 1916 |  |  | (OP) Operating | [6 empty] | Oscoda | 44.6611 | -84.1317
56192 | Entergy Nuclear Palisades LLC | 1715 | Palisades | IPP Non-CHP | MI | 1 | 811.8 | 783.5 | Nuclear | NUC | ST | 3 | 1972 |  |  | (OP) Operating | [6 empty] | Van Buren | 42.323 | -86.3146
4254 | Consumers Energy Co | 1716 | Rogers | Electric Utility | MI | 1 | 1.7 | 1.5 | Conventional Hydroelectric | WAT | HY | 1 | 1922 |  |  | (OP) Operating | [6 empty] | Mecosta | 43.613 | -85.4795
4254 | Consumers Energy Co | 1716 | Rogers | Electric Utility | MI | 2 | 1.7 | 1.5 | Conventional Hydroelectric | WAT | HY | 1 | 1922 |  |  | (OP) Operating | [6 empty] | Mecosta | 43.613 | -85.4795
4254 | Consumers Energy Co | 1716 | Rogers | Electric Utility | MI | 3 | 1.7 | 1.5 | Conventional Hydroelectric | WAT | HY | 1 | 1922 |  |  | (OP) Operating | [6 empty] | Mecosta | 43.613 | -85.4795
4254 | Consumers Energy Co | 1716 | Rogers | Electric Utility | MI | 4 | 1.7 | 1.5 | Conventional Hydroelectric | WAT | HY | 1 | 1922 |  |  | (OP) Operating | [6 empty] | Mecosta | 43.613 | -85.4795
4254 | Consumers Energy Co | 1718 | Straits | Electric Utility | MI | 1 | 20 | 10 | Natural Gas Fired Combustion Turbine | NG | GT | 10 | 1969 |  |  | (OA) Out of service but expected to return to service in next calendar year | [6 empty] | Emmet | 45.7669 | -84.7566
4254 | Consumers Energy Co | 1722 | Webber | Electric Utility | MI | 1 | 3.3 | 2.3 | Conventional Hydroelectric | WAT | HY | 1 | 1907 |  |  | (OP) Operating | [6 empty] | Ionia | 42.9528 | -84.9025
4254 | Consumers Energy Co | 1722 | Webber | Electric Utility | MI | 2 | 1 | 1 | Conventional Hydroelectric | WAT | HY | 1 | 1949 |  |  | (OP) Operating | [6 empty] | Ionia | 42.9528 | -84.9025
5109 | DTE Electric Company | 1725 | Colfax | Electric Utility | MI | 1 | 2.7 | 2 | Petroleum Liquids | DFO | IC | 11 | 1969 |  |  | (OP) Operating | [6 empty] | Livingston | 42.6587 | -84.0952
5109 | DTE Electric Company | 1725 | Colfax | Electric Utility | MI | 2 | 2.7 | 2 | Petroleum Liquids | DFO | IC | 12 | 1969 |  |  | (OP) Operating | [6 empty] | Livingston | 42.6587 | -84.0952
5109 | DTE Electric Company | 1725 | Colfax | Electric Utility | MI | 3 | 2.7 | 2 | Petroleum Liquids | DFO | IC | 11 | 1969 |  |  | (OP) Operating | [6 empty] | Livingston | 42.6587 | -84.0952
5109 | DTE Electric Company | 1725 | Colfax | Electric Utility | MI | 4 | 2.7 | 3 | Petroleum Liquids | DFO | IC | 12 | 1969 |  |  | (OP) Operating | [6 empty] | Livingston | 42.6587 | -84.0952
5109 | DTE Electric Company | 1725 | Colfax | Electric Utility | MI | 5 | 2.7 | 3 | Petroleum Liquids | DFO | IC | 11 | 1969 |  |  | (OP) Operating | [6 empty] | Livingston | 42.6587 | -84.0952
5109 | DTE Electric Company | 1728 | Delray | Electric Utility | MI | 11-1 | 71.1 | 64 | Natural Gas Fired Combustion Turbine | NG | GT | 2 | 2000 |  |  | (OP) Operating | [6 empty] | Wayne | 42.2947 | -83.1019
5109 | DTE Electric Company | 1728 | Delray | Electric Utility | MI | 12-1 | 71.1 | 60 | Natural Gas Fired Combustion Turbine | NG | GT | 2 | 2000 |  |  | (OP) Operating | [6 empty] | Wayne | 42.2947 | -83.1019
5109 | DTE Electric Company | 1729 | Fermi | Electric Utility | MI | 2 | 1217 | 1124 | Nuclear | NUC | ST | 1 | 1988 |  |  | (OP) Operating | [6 empty] | Monroe | 41.9631 | -83.2581
5109 | DTE Electric Company | 1729 | Fermi | Electric Utility | MI | 3 | 16 | 12 | Petroleum Liquids | DFO | GT | 4 | 1966 |  |  | (OP) Operating | [6 empty] | Monroe | 41.9631 | -83.2581
5109 | DTE Electric Company | 1729 | Fermi | Electric Utility | MI | 4 | 16 | 12 | Petroleum Liquids | DFO | GT | 4 | 1966 |  |  | (OP) Operating | [6 empty] | Monroe | 41.9631 | -83.2581
5109 | DTE Electric Company | 1729 | Fermi | Electric Utility | MI | GT1 | 16 | 12 | Petroleum Liquids | DFO | GT | 4 | 1966 |  |  | (OP) Operating | [6 empty] | Monroe | 41.9631 | -83.2581
5109 | DTE Electric Company | 1729 | Fermi | Electric Utility | MI | GT2 | 16 | 12 | Petroleum Liquids | DFO | GT | 4 | 1966 |  |  | (OP) Operating | [6 empty] | Monroe | 41.9631 | -83.2581
5109 | DTE Electric Company | 1730 | Hancock | Electric Utility | MI | 1 | 19 | 11 | Natural Gas Fired Combustion Turbine | NG | GT | 9 | 1967 |  |  | (OP) Operating | [6 empty] | Oakland | 42.5497 | -83.4425
5109 | DTE Electric Company | 1730 | Hancock | Electric Utility | MI | 2 | 19 | 17 | Natural Gas Fired Combustion Turbine | NG | GT | 10 | 1967 |  |  | (OP) Operating | [6 empty] | Oakland | 42.5497 | -83.4425
5109 | DTE Electric Company | 1730 | Hancock | Electric Utility | MI | 3 | 19 | 16 | Natural Gas Fired Combustion Turbine | NG | GT | 11 | 1967 |  |  | (OP) Operating | [6 empty] | Oakland | 42.5497 | -83.4425
5109 | DTE Electric Company | 1730 | Hancock | Electric Utility | MI | 4 | 19.6 | 17 | Natural Gas Fired Combustion Turbine | NG | GT | 4 | 1969 |  |  | (OP) Operating | [6 empty] | Oakland | 42.5497 | -83.4425
5109 | DTE Electric Company | 1730 | Hancock | Electric Utility | MI | 5 | 41.8 | 38 | Natural Gas Fired Combustion Turbine | NG | GT | 5 | 1970 |  |  | (OP) Operating | [6 empty] | Oakland | 42.5497 | -83.4425
5109 | DTE Electric Company | 1730 | Hancock | Electric Utility | MI | 6 | 41.8 | 40 | Natural Gas Fired Combustion Turbine | NG | GT | 4 | 1966 |  |  | (OP) Operating | [6 empty] | Oakland | 42.5497 | -83.4425
5109 | DTE Electric Company | 1733 | Monroe (MI) | Electric Utility | MI | 1 | 817.2 | 758 | Conventional Steam Coal | SUB | ST | 6 | 1971 |  |  | (OP) Operating | [6 empty] | Monroe | 41.8906 | -83.3464
5109 | DTE Electric Company | 1733 | Monroe (MI) | Electric Utility | MI | 2 | 822.6 | 773 | Conventional Steam Coal | SUB | ST | 3 | 1973 |  |  | (OP) Operating | [6 empty] | Monroe | 41.8906 | -83.3464
5109 | DTE Electric Company | 1733 | Monroe (MI) | Electric Utility | MI | 3 | 822.6 | 773 | Conventional Steam Coal | SUB | ST | 5 | 1973 |  |  | (OP) Operating | [6 empty] | Monroe | 41.8906 | -83.3464
5109 | DTE Electric Company | 1733 | Monroe (MI) | Electric Utility | MI | 4 | 817.2 | 762 | Conventional Steam Coal | SUB | ST | 5 | 1974 |  |  | (OP) Operating | [6 empty] | Monroe | 41.8906 | -83.3464
5109 | DTE Electric Company | 1733 | Monroe (MI) | Electric Utility | MI | IC1 | 2.7 | 2 | Petroleum Liquids | DFO | IC | 11 | 1969 |  |  | (OP) Operating | [6 empty] | Monroe | 41.8906 | -83.3464
5109 | DTE Electric Company | 1733 | Monroe (MI) | Electric Utility | MI | IC2 | 2.7 | 2 | Petroleum Liquids | DFO | IC | 12 | 1969 |  |  | (OP) Operating | [6 empty] | Monroe | 41.8906 | -83.3464
5109 | DTE Electric Company | 1733 | Monroe (MI) | Electric Utility | MI | IC3 | 2.7 | 2 | Petroleum Liquids | DFO | IC | 11 | 1969 |  |  | (OP) Operating | [6 empty] | Monroe | 41.8906 | -83.3464
5109 | DTE Electric Company | 1733 | Monroe (MI) | Electric Utility | MI | IC4 | 2.7 | 3 | Petroleum Liquids | DFO | IC | 12 | 1969 |  |  | (OP) Operating | [6 empty] | Monroe | 41.8906 | -83.3464
5109 | DTE Electric Company | 1733 | Monroe (MI) | Electric Utility | MI | IC5 | 2.7 | 3 | Petroleum Liquids | DFO | IC | 11 | 1969 |  |  | (OP) Operating | [6 empty] | Monroe | 41.8906 | -83.3464
5109 | DTE Electric Company | 1734 | Northeast (MI) | Electric Utility | MI | 1 | 16 | 15 | Natural Gas Fired Combustion Turbine | NG | GT | 9 | 1967 |  |  | (OP) Operating | [6 empty] | Macomb | 42.45 | -83.0381
5109 | DTE Electric Company | 1734 | Northeast (MI) | Electric Utility | MI | 2 | 16 | 15 | Natural Gas Fired Combustion Turbine | NG | GT | 6 | 1966 |  |  | (OP) Operating | [6 empty] | Macomb | 42.45 | -83.0381
5109 | DTE Electric Company | 1734 | Northeast (MI) | Electric Utility | MI | 3 | 16 | 14 | Natural Gas Fired Combustion Turbine | NG | GT | 5 | 1966 |  |  | (OP) Operating | [6 empty] | Macomb | 42.45 | -83.0381
5109 | DTE Electric Company | 1734 | Northeast (MI) | Electric Utility | MI | 4 | 16 | 15 | Natural Gas Fired Combustion Turbine | NG | GT | 5 | 1966 |  |  | (OP) Operating | [6 empty] | Macomb | 42.45 | -83.0381
5109 | DTE Electric Company | 1734 | Northeast (MI) | Electric Utility | MI | 5 | 23.4 | 18 | Petroleum Liquids | DFO | GT | 6 | 1971 |  |  | (OP) Operating | [6 empty] | Macomb | 42.45 | -83.0381
5109 | DTE Electric Company | 1734 | Northeast (MI) | Electric Utility | MI | 6 | 21.2 | 19 | Petroleum Liquids | DFO | GT | 5 | 1971 |  |  | (OP) Operating | [6 empty] | Macomb | 42.45 | -83.0381
5109 | DTE Electric Company | 1734 | Northeast (MI) | Electric Utility | MI | 7 | 21.2 | 20 | Petroleum Liquids | DFO | GT | 5 | 1971 |  |  | (OP) Operating | [6 empty] | Macomb | 42.45 | -83.0381
5109 | DTE Electric Company | 1735 | Oliver | Electric Utility | MI | 1 | 2.7 | 2 | Petroleum Liquids | DFO | IC | 1 | 1970 |  |  | (OP) Operating | [6 empty] | Huron | 43.8264 | -83.2383
5109 | DTE Electric Company | 1735 | Oliver | Electric Utility | MI | 2 | 2.7 | 2 | Petroleum Liquids | DFO | IC | 1 | 1970 |  |  | (OP) Operating | [6 empty] | Huron | 43.8264 | -83.2383
5109 | DTE Electric Company | 1735 | Oliver | Electric Utility | MI | 3 | 2.7 | 2 | Petroleum Liquids | DFO | IC | 1 | 1970 |  |  | (OP) Operating | [6 empty] | Huron | 43.8264 | -83.2383
5109 | DTE Electric Company | 1735 | Oliver | Electric Utility | MI | 4 | 2.7 | 3 | Petroleum Liquids | DFO | IC | 1 | 1970 |  |  | (OP) Operating | [6 empty] | Huron | 43.8264 | -83.2383
5109 | DTE Electric Company | 1735 | Oliver | Electric Utility | MI | 5 | 2.7 | 3 | Petroleum Liquids | DFO | IC | 1 | 1970 |  |  | (OP) Operating | [6 empty] | Huron | 43.8264 | -83.2383
5109 | DTE Electric Company | 1737 | Placid 12 | Electric Utility | MI | 1 | 2.7 | 2 | Petroleum Liquids | DFO | IC | 11 | 1970 |  |  | (OP) Operating | [6 empty] | Oakland | 42.7106 | -83.4569
5109 | DTE Electric Company | 1737 | Placid 12 | Electric Utility | MI | 2 | 2.7 | 2 | Petroleum Liquids | DFO | IC | 12 | 1970 |  |  | (OP) Operating | [6 empty] | Oakland | 42.7106 | -83.4569
5109 | DTE Electric Company | 1737 | Placid 12 | Electric Utility | MI | 3 | 2.7 | 2 | Petroleum Liquids | DFO | IC | 11 | 1970 |  |  | (OP) Operating | [6 empty] | Oakland | 42.7106 | -83.4569
5109 | DTE Electric Company | 1737 | Placid 12 | Electric Utility | MI | 4 | 2.7 | 3 | Petroleum Liquids | DFO | IC | 11 | 1970 |  |  | (OP) Operating | [6 empty] | Oakland | 42.7106 | -83.4569
5109 | DTE Electric Company | 1737 | Placid 12 | Electric Utility | MI | 5 | 2.7 | 3 | Petroleum Liquids | DFO | IC | 11 | 1970 |  |  | (OP) Operating | [6 empty] | Oakland | 42.7106 | -83.4569
5109 | DTE Electric Company | 1739 | Putnam (MI) | Electric Utility | MI | 1 | 2.7 | 2 | Petroleum Liquids | DFO | IC | 6 | 1971 |  |  | (OP) Operating | [6 empty] | Oakland | 42.7108 | -83.4561
5109 | DTE Electric Company | 1739 | Putnam (MI) | Electric Utility | MI | 2 | 2.7 | 2 | Petroleum Liquids | DFO | IC | 6 | 1971 |  |  | (OP) Operating | [6 empty] | Oakland | 42.7108 | -83.4561
5109 | DTE Electric Company | 1739 | Putnam (MI) | Electric Utility | MI | 3 | 2.7 | 2 | Petroleum Liquids | DFO | IC | 6 | 1971 |  |  | (OP) Operating | [6 empty] | Oakland | 42.7108 | -83.4561
5109 | DTE Electric Company | 1739 | Putnam (MI) | Electric Utility | MI | 4 | 2.7 | 3 | Petroleum Liquids | DFO | IC | 6 | 1971 |  |  | (OP) Operating | [6 empty] | Oakland | 42.7108 | -83.4561
5109 | DTE Electric Company | 1739 | Putnam (MI) | Electric Utility | MI | 5 | 2.7 | 3 | Petroleum Liquids | DFO | IC | 6 | 1971 |  |  | (OP) Operating | [6 empty] | Oakland | 42.7108 | -83.4561
5109 | DTE Electric Company | 1740 | River Rouge | Electric Utility | MI | 1 | 282.6 | 206 | Natural Gas Steam Turbine | NG | ST | 2 | 1956 |  |  | (OS) Out of service and NOT expected to return to service in next calendar year | [6 empty] | Wayne | 42.2739 | -83.1119
5109 | DTE Electric Company | 1740 | River Rouge | Electric Utility | MI | 2 | 292.5 | 251 | Conventional Steam Coal | SUB | ST | 11 | 1957 | 6 | 2016 | (OP) Operating | [6 empty] | Wayne | 42.2739 | -83.1119
5109 | DTE Electric Company | 1740 | River Rouge | Electric Utility | MI | 3 | 358.1 | 272 | Conventional Steam Coal | SUB | ST | 10 | 1958 |  |  | (OP) Operating | [6 empty] | Wayne | 42.2739 | -83.1119
5109 | DTE Electric Company | 1740 | River Rouge | Electric Utility | MI | IC1 | 2.7 | 2 | Petroleum Liquids | DFO | IC | 11 | 1967 |  |  | (OP) Operating | [6 empty] | Wayne | 42.2739 | -83.1119
5109 | DTE Electric Company | 1740 | River Rouge | Electric Utility | MI | IC2 | 2.7 | 2 | Petroleum Liquids | DFO | IC | 12 | 1967 |  |  | (OP) Operating | [6 empty] | Wayne | 42.2739 | -83.1119
5109 | DTE Electric Company | 1740 | River Rouge | Electric Utility | MI | IC3 | 2.7 | 3 | Petroleum Liquids | DFO | IC | 11 | 1967 |  |  | (OP) Operating | [6 empty] | Wayne | 42.2739 | -83.1119
5109 | DTE Electric Company | 1740 | River Rouge | Electric Utility | MI | IC4 | 2.7 | 3 | Petroleum Liquids | DFO | IC | 11 | 1967 |  |  | (OP) Operating | [6 empty] | Wayne | 42.2739 | -83.1119
5109 | DTE Electric Company | 1741 | Slocum | Electric Utility | MI | 1 | 2.7 | 2 | Petroleum Liquids | DFO | IC | 12 | 1968 |  |  | (OP) Operating | [6 empty] | Wayne | 42.1225 | -83.185
5109 | DTE Electric Company | 1741 | Slocum | Electric Utility | MI | 2 | 2.7 | 2 | Petroleum Liquids | DFO | IC | 12 | 1968 |  |  | (OP) Operating | [6 empty] | Wayne | 42.1225 | -83.185
5109 | DTE Electric Company | 1741 | Slocum | Electric Utility | MI | 3 | 2.7 | 2 | Petroleum Liquids | DFO | IC | 11 | 1968 |  |  | (OP) Operating | [6 empty] | Wayne | 42.1225 | -83.185
5109 | DTE Electric Company | 1741 | Slocum | Electric Utility | MI | 4 | 2.7 | 3 | Petroleum Liquids | DFO | IC | 11 | 1968 |  |  | (OP) Operating | [6 empty] | Wayne | 42.1225 | -83.185
5109 | DTE Electric Company | 1741 | Slocum | Electric Utility | MI | 5 | 2.7 | 3 | Petroleum Liquids | DFO | IC | 11 | 1968 |  |  | (OP) Operating | [6 empty] | Wayne | 42.1225 | -83.185
5109 | DTE Electric Company | 1743 | St Clair | Electric Utility | MI | 1 | 168.7 | 151 | Conventional Steam Coal | SUB | ST | 8 | 1953 |  |  | (OP) Operating | [6 empty] | St Clair | 42.7642 | -82.4719
5109 | DTE Electric Company | 1743 | St Clair | Electric Utility | MI | 11 | 18.5 | 19 | Petroleum Liquids | DFO | GT | 5 | 1968 |  |  | (OP) Operating | [6 empty] | St Clair | 42.7642 | -82.4719
5109 | DTE Electric Company | 1743 | St Clair | Electric Utility | MI | 12A | 2.7 | 2 | Petroleum Liquids | DFO | IC | 12 | 1970 |  |  | (OP) Operating | [6 empty] | St Clair | 42.7642 | -82.4719
5109 | DTE Electric Company | 1743 | St Clair | Electric Utility | MI | 12B | 2.7 | 3 | Petroleum Liquids | DFO | IC | 12 | 1970 |  |  | (OP) Operating | [6 empty] | St Clair | 42.7642 | -82.4719
5109 | DTE Electric Company | 1743 | St Clair | Electric Utility | MI | 2 | 156.2 | 154 | Conventional Steam Coal | SUB | ST | 11 | 1953 |  |  | (OP) Operating | [6 empty] | St Clair | 42.7642 | -82.4719
5109 | DTE Electric Company | 1743 | St Clair | Electric Utility | MI | 3 | 156.2 | 160 | Conventional Steam Coal | SUB | ST | 6 | 1954 |  |  | (OP) Operating | [6 empty] | St Clair | 42.7642 | -82.4719
5109 | DTE Electric Company | 1743 | St Clair | Electric Utility | MI | 4 | 168.7 | 151 | Conventional Steam Coal | SUB | ST | 10 | 1954 |  |  | (OP) Operating | [6 empty] | St Clair | 42.7642 | -82.4719
5109 | DTE Electric Company | 1743 | St Clair | Electric Utility | MI | 6 | 352.7 | 311 | Conventional Steam Coal | SUB | ST | 4 | 1961 |  |  | (OP) Operating | [6 empty] | St Clair | 42.7642 | -82.4719
5109 | DTE Electric Company | 1743 | St Clair | Electric Utility | MI | 7 | 544.5 | 440 | Conventional Steam Coal | SUB | ST | 4 | 1969 |  |  | (OP) Operating | [6 empty] | St Clair | 42.7642 | -82.4719
5109 | DTE Electric Company | 1744 | Superior | Electric Utility | MI | 1 | 16 | 15 | Petroleum Liquids | DFO | GT | 10 | 1966 |  |  | (OP) Operating | [6 empty] | Washtenaw | 42.2639 | -83.6422
5109 | DTE Electric Company | 1744 | Superior | Electric Utility | MI | 2 | 16 | 15 | Petroleum Liquids | DFO | GT | 10 | 1966 |  |  | (OP) Operating | [6 empty] | Washtenaw | 42.2639 | -83.6422
5109 | DTE Electric Company | 1744 | Superior | Electric Utility | MI | 3 | 16 | 15 | Petroleum Liquids | DFO | GT | 10 | 1966 |  |  | (OP) Operating | [6 empty] | Washtenaw | 42.2639 | -83.6422
5109 | DTE Electric Company | 1744 | Superior | Electric Utility | MI | 4 | 16 | 15 | Petroleum Liquids | DFO | GT | 10 | 1966 |  |  | (OP) Operating | [6 empty] | Washtenaw | 42.2639 | -83.6422
5109 | DTE Electric Company | 1745 | Trenton Channel | Electric Utility | MI | 9 | 535.5 | 520 | Conventional Steam Coal | SUB | ST | 1 | 1968 |  |  | (OP) Operating | [6 empty] | Wayne | 42.1217 | -83.1808
5109 | DTE Electric Company | 1746 | Wilmot | Electric Utility | MI | 1 | 2.7 | 2 | Petroleum Liquids | DFO | IC | 12 | 1968 |  |  | (OP) Operating | [6 empty] | Tuscola | 43.4566 | -83.1889
5109 | DTE Electric Company | 1746 | Wilmot | Electric Utility | MI | 2 | 2.7 | 2 | Petroleum Liquids | DFO | IC | 12 | 1968 |  |  | (OP) Operating | [6 empty] | Tuscola | 43.4566 | -83.1889
5109 | DTE Electric Company | 1746 | Wilmot | Electric Utility | MI | 3 | 2.7 | 2 | Petroleum Liquids | DFO | IC | 12 | 1968 |  |  | (OP) Operating | [6 empty] | Tuscola | 43.4566 | -83.1889
5109 | DTE Electric Company | 1746 | Wilmot | Electric Utility | MI | 4 | 2.7 | 3 | Petroleum Liquids | DFO | IC | 12 | 1968 |  |  | (OP) Operating | [6 empty] | Tuscola | 43.4566 | -83.1889
5109 | DTE Electric Company | 1746 | Wilmot | Electric Utility | MI | 5 | 2.7 | 3 | Petroleum Liquids | DFO | IC | 12 | 1968 |  |  | (OP) Operating | [6 empty] | Tuscola | 43.4566 | -83.1889
3828 | Cloverland Electric Co-op | 1750 | Manistique | Electric Utility | MI | 1 | 2 | 2 | Petroleum Liquids | DFO | IC | 7 | 1960 |  |  | (OP) Operating | [6 empty] | Schoolcraft | 45.955 | -86.2563
3828 | Cloverland Electric Co-op | 1750 | Manistique | Electric Utility | MI | 2 | 2.8 | 2.8 | Petroleum Liquids | DFO | IC | 88 | 1972 |  |  | (OP) Operating | [6 empty] | Schoolcraft | 45.955 | -86.2563
3828 | Cloverland Electric Co-op | 1751 | Edison Sault | Electric Utility | MI | 10 | 0.6 | 0.4 | Conventional Hydroelectric | WAT | HY | 7 | 1963 |  |  | (OP) Operating | [6 empty] | Chippewa | 46.5162 | -84.3729
3828 | Cloverland Electric Co-op | 1751 | Edison Sault | Electric Utility | MI | 11 | 0.6 | 0.4 | Conventional Hydroelectric | WAT | HY | 7 | 1963 |  |  | (OP) Operating | [6 empty] | Chippewa | 46.5162 | -84.3729
3828 | Cloverland Electric Co-op | 1751 | Edison Sault | Electric Utility | MI | 12 | 0.6 | 0.4 | Conventional Hydroelectric | WAT | HY | 7 | 1963 |  |  | (OP) Operating | [6 empty] | Chippewa | 46.5162 | -84.3729
3828 | Cloverland Electric Co-op | 1751 | Edison Sault | Electric Utility | MI | 13 | 0.6 | 0.4 | Conventional Hydroelectric | WAT | HY | 7 | 1963 |  |  | (OP) Operating | [6 empty] | Chippewa | 46.5162 | -84.3729
3828 | Cloverland Electric Co-op | 1751 | Edison Sault | Electric Utility | MI | 14 | 0.6 | 0.4 | Conventional Hydroelectric | WAT | HY | 7 | 1963 |  |  | (OP) Operating | [6 empty] | Chippewa | 46.5162 | -84.3729
3828 | Cloverland Electric Co-op | 1751 | Edison Sault | Electric Utility | MI | 15 | 0.6 | 0.4 | Conventional Hydroelectric | WAT | HY | 7 | 1963 |  |  | (OP) Operating | [6 empty] | Chippewa | 46.5162 | -84.3729
3828 | Cloverland Electric Co-op | 1751 | Edison Sault | Electric Utility | MI | 16 | 0.6 | 0.4 | Conventional Hydroelectric | WAT | HY | 7 | 1963 |  |  | (OP) Operating | [6 empty] | Chippewa | 46.5162 | -84.3729
3828 | Cloverland Electric Co-op | 1751 | Edison Sault | Electric Utility | MI | 17 | 0.6 | 0.4 | Conventional Hydroelectric | WAT | HY | 7 | 1963 |  |  | (OP) Operating | [6 empty] | Chippewa | 46.5162 | -84.3729
3828 | Cloverland Electric Co-op | 1751 | Edison Sault | Electric Utility | MI | 18 | 0.6 | 0.4 | Conventional Hydroelectric | WAT | HY | 7 | 1963 |  |  | (OP) Operating | [6 empty] | Chippewa | 46.5162 | -84.3729
3828 | Cloverland Electric Co-op | 1751 | Edison Sault | Electric Utility | MI | 19 | 0.6 | 0.4 | Conventional Hydroelectric | WAT | HY | 7 | 1963 |  |  | (OP) Operating | [6 empty] | Chippewa | 46.5162 | -84.3729
3828 | Cloverland Electric Co-op | 1751 | Edison Sault | Electric Utility | MI | 20 | 0.6 | 0.4 | Conventional Hydroelectric | WAT | HY | 7 | 1963 |  |  | (OP) Operating | [6 empty] | Chippewa | 46.5162 | -84.3729
3828 | Cloverland Electric Co-op | 1751 | Edison Sault | Electric Utility | MI | 21 | 0.6 | 0.4 | Conventional Hydroelectric | WAT | HY | 7 | 1963 |  |  | (OP) Operating | [6 empty] | Chippewa | 46.5162 | -84.3729
3828 | Cloverland Electric Co-op | 1751 | Edison Sault | Electric Utility | MI | 22 | 0.6 | 0.4 | Conventional Hydroelectric | WAT | HY | 7 | 1963 |  |  | (OP) Operating | [6 empty] | Chippewa | 46.5162 | -84.3729
3828 | Cloverland Electric Co-op | 1751 | Edison Sault | Electric Utility | MI | 23 | 0.6 | 0.4 | Conventional Hydroelectric | WAT | HY | 7 | 1963 |  |  | (OP) Operating | [6 empty] | Chippewa | 46.5162 | -84.3729
3828 | Cloverland Electric Co-op | 1751 | Edison Sault | Electric Utility | MI | 24 | 0.6 | 0.4 | Conventional Hydroelectric | WAT | HY | 7 | 1963 |  |  | (OP) Operating | [6 empty] | Chippewa | 46.5162 | -84.3729
3828 | Cloverland Electric Co-op | 1751 | Edison Sault | Electric Utility | MI | 25 | 0.6 | 0.4 | Conventional Hydroelectric | WAT | HY | 7 | 1963 |  |  | (OP) Operating | [6 empty] | Chippewa | 46.5162 | -84.3729
3828 | Cloverland Electric Co-op | 1751 | Edison Sault | Electric Utility | MI | 26 | 0.6 | 0.4 | Conventional Hydroelectric | WAT | HY | 7 | 1963 |  |  | (OP) Operating | [6 empty] | Chippewa | 46.5162 | -84.3729
3828 | Cloverland Electric Co-op | 1751 | Edison Sault | Electric Utility | MI | 27 | 0.6 | 0.4 | Conventional Hydroelectric | WAT | HY | 7 | 1963 |  |  | (OP) Operating | [6 empty] | Chippewa | 46.5162 | -84.3729
3828 | Cloverland Electric Co-op | 1751 | Edison Sault | Electric Utility | MI | 28 | 0.6 | 0.4 | Conventional Hydroelectric | WAT | HY | 7 | 1963 |  |  | (OP) Operating | [6 empty] | Chippewa | 46.5162 | -84.3729
3828 | Cloverland Electric Co-op | 1751 | Edison Sault | Electric Utility | MI | 29 | 0.6 | 0.4 | Conventional Hydroelectric | WAT | HY | 7 | 1963 |  |  | (OP) Operating | [6 empty] | Chippewa | 46.5162 | -84.3729
3828 | Cloverland Electric Co-op | 1751 | Edison Sault | Electric Utility | MI | 30 | 0.6 | 0.4 | Conventional Hydroelectric | WAT | HY | 7 | 1963 |  |  | (OP) Operating | [6 empty] | Chippewa | 46.5162 | -84.3729
3828 | Cloverland Electric Co-op | 1751 | Edison Sault | Electric Utility | MI | 31 | 0.6 | 0.4 | Conventional Hydroelectric | WAT | HY | 7 | 1963 |  |  | (OP) Operating | [6 empty] | Chippewa | 46.5162 | -84.3729
3828 | Cloverland Electric Co-op | 1751 | Edison Sault | Electric Utility | MI | 32 | 0.6 | 0.4 | Conventional Hydroelectric | WAT | HY | 7 | 1963 |  |  | (OP) Operating | [6 empty] | Chippewa | 46.5162 | -84.3729
3828 | Cloverland Electric Co-op | 1751 | Edison Sault | Electric Utility | MI | 33 | 0.6 | 0.4 | Conventional Hydroelectric | WAT | HY | 7 | 1963 |  |  | (OP) Operating | [6 empty] | Chippewa | 46.5162 | -84.3729
3828 | Cloverland Electric Co-op | 1751 | Edison Sault | Electric Utility | MI | 34 | 0.6 | 0.4 | Conventional Hydroelectric | WAT | HY | 7 | 1963 |  |  | (OP) Operating | [6 empty] | Chippewa | 46.5162 | -84.3729
3828 | Cloverland Electric Co-op | 1751 | Edison Sault | Electric Utility | MI | 35 | 0.6 | 0.4 | Conventional Hydroelectric | WAT | HY | 88 | 1963 |  |  | (OP) Operating | [6 empty] | Chippewa | 46.5162 | -84.3729
3828 | Cloverland Electric Co-op | 1751 | Edison Sault | Electric Utility | MI | 36 | 0.6 | 0.4 | Conventional Hydroelectric | WAT | HY | 88 | 1963 |  |  | (OP) Operating | [6 empty] | Chippewa | 46.5162 | -84.3729
3828 | Cloverland Electric Co-op | 1751 | Edison Sault | Electric Utility | MI | 37 | 0.6 | 0.4 | Conventional Hydroelectric | WAT | HY | 88 | 1963 |  |  | (OP) Operating | [6 empty] | Chippewa | 46.5162 | -84.3729
3828 | Cloverland Electric Co-op | 1751 | Edison Sault | Electric Utility | MI | 38 | 0.6 | 0.4 | Conventional Hydroelectric | WAT | HY | 88 | 1963 |  |  | (OP) Operating | [6 empty] | Chippewa | 46.5162 | -84.3729
3828 | Cloverland Electric Co-op | 1751 | Edison Sault | Electric Utility | MI | 39 | 0.6 | 0.4 | Conventional Hydroelectric | WAT | HY | 88 | 1963 |  |  | (OP) Operating | [6 empty] | Chippewa | 46.5162 | -84.3729
3828 | Cloverland Electric Co-op | 1751 | Edison Sault | Electric Utility | MI | 40 | 0.6 | 0.4 | Conventional Hydroelectric | WAT | HY | 88 | 1963 |  |  | (OP) Operating | [6 empty] | Chippewa | 46.5162 | -84.3729
3828 | Cloverland Electric Co-op | 1751 | Edison Sault | Electric Utility | MI | 41 | 0.6 | 0.4 | Conventional Hydroelectric | WAT | HY | 88 | 1901 |  |  | (OP) Operating | [6 empty] | Chippewa | 46.5162 | -84.3729
3828 | Cloverland Electric Co-op | 1751 | Edison Sault | Electric Utility | MI | 42 | 0.5 | 0.4 | Conventional Hydroelectric | WAT | HY | 88 | 1901 |  |  | (OP) Operating | [6 empty] | Chippewa | 46.5162 | -84.3729
3828 | Cloverland Electric Co-op | 1751 | Edison Sault | Electric Utility | MI | 45 | 0.6 | 0.4 | Conventional Hydroelectric | WAT | HY | 88 | 1916 |  |  | (OP) Operating | [6 empty] | Chippewa | 46.5162 | -84.3729
3828 | Cloverland Electric Co-op | 1751 | Edison Sault | Electric Utility | MI | 46 | 0.6 | 0.4 | Conventional Hydroelectric | WAT | HY | 88 | 1963 |  |  | (OP) Operating | [6 empty] | Chippewa | 46.5162 | -84.3729
3828 | Cloverland Electric Co-op | 1751 | Edison Sault | Electric Utility | MI | 47 | 0.6 | 0.4 | Conventional Hydroelectric | WAT | HY | 88 | 1963 |  |  | (OP) Operating | [6 empty] | Chippewa | 46.5162 | -84.3729
3828 | Cloverland Electric Co-op | 1751 | Edison Sault | Electric Utility | MI | 48 | 0.6 | 0.4 | Conventional Hydroelectric | WAT | HY | 88 | 1963 |  |  | (OP) Operating | [6 empty] | Chippewa | 46.5162 | -84.3729
3828 | Cloverland Electric Co-op | 1751 | Edison Sault | Electric Utility | MI | 49 | 0.6 | 0.4 | Conventional Hydroelectric | WAT | HY | 88 | 1963 |  |  | (OP) Operating | [6 empty] | Chippewa | 46.5162 | -84.3729
3828 | Cloverland Electric Co-op | 1751 | Edison Sault | Electric Utility | MI | 50 | 0.6 | 0.4 | Conventional Hydroelectric | WAT | HY | 88 | 1963 |  |  | (OP) Operating | [6 empty] | Chippewa | 46.5162 | -84.3729
3828 | Cloverland Electric Co-op | 1751 | Edison Sault | Electric Utility | MI | 51 | 0.6 | 0.4 | Conventional Hydroelectric | WAT | HY | 88 | 1963 |  |  | (OP) Operating | [6 empty] | Chippewa | 46.5162 | -84.3729
3828 | Cloverland Electric Co-op | 1751 | Edison Sault | Electric Utility | MI | 52 | 0.6 | 0.4 | Conventional Hydroelectric | WAT | HY | 88 | 1963 |  |  | (OP) Operating | [6 empty] | Chippewa | 46.5162 | -84.3729
3828 | Cloverland Electric Co-op | 1751 | Edison Sault | Electric Utility | MI | 53 | 0.6 | 0.4 | Conventional Hydroelectric | WAT | HY | 88 | 1963 |  |  | (OP) Operating | [6 empty] | Chippewa | 46.5162 | -84.3729
3828 | Cloverland Electric Co-op | 1751 | Edison Sault | Electric Utility | MI | 54 | 0.6 | 0.4 | Conventional Hydroelectric | WAT | HY | 88 | 1963 |  |  | (OP) Operating | [6 empty] | Chippewa | 46.5162 | -84.3729
3828 | Cloverland Electric Co-op | 1751 | Edison Sault | Electric Utility | MI | 55 | 0.6 | 0.4 | Conventional Hydroelectric | WAT | HY | 88 | 1963 |  |  | (OP) Operating | [6 empty] | Chippewa | 46.5162 | -84.3729
3828 | Cloverland Electric Co-op | 1751 | Edison Sault | Electric Utility | MI | 56 | 0.6 | 0.4 | Conventional Hydroelectric | WAT | HY | 88 | 1963 |  |  | (OP) Operating | [6 empty] | Chippewa | 46.5162 | -84.3729
3828 | Cloverland Electric Co-op | 1751 | Edison Sault | Electric Utility | MI | 57 | 0.6 | 0.4 | Conventional Hydroelectric | WAT | HY | 88 | 1963 |  |  | (OP) Operating | [6 empty] | Chippewa | 46.5162 | -84.3729
3828 | Cloverland Electric Co-op | 1751 | Edison Sault | Electric Utility | MI | 58 | 0.6 | 0.4 | Conventional Hydroelectric | WAT | HY | 88 | 1963 |  |  | (OP) Operating | [6 empty] | Chippewa | 46.5162 | -84.3729
3828 | Cloverland Electric Co-op | 1751 | Edison Sault | Electric Utility | MI | 59 | 0.6 | 0.4 | Conventional Hydroelectric | WAT | HY | 88 | 1963 |  |  | (OP) Operating | [6 empty] | Chippewa | 46.5162 | -84.3729
3828 | Cloverland Electric Co-op | 1751 | Edison Sault | Electric Utility | MI | 6 | 0.6 | 0.4 | Conventional Hydroelectric | WAT | HY | 88 | 1963 |  |  | (OP) Operating | [6 empty] | Chippewa | 46.5162 | -84.3729
3828 | Cloverland Electric Co-op | 1751 | Edison Sault | Electric Utility | MI | 60 | 0.6 | 0.4 | Conventional Hydroelectric | WAT | HY | 88 | 1963 |  |  | (OP) Operating | [6 empty] | Chippewa | 46.5162 | -84.3729
3828 | Cloverland Electric Co-op | 1751 | Edison Sault | Electric Utility | MI | 61 | 0.6 | 0.4 | Conventional Hydroelectric | WAT | HY | 88 | 1963 |  |  | (OP) Operating | [6 empty] | Chippewa | 46.5162 | -84.3729
3828 | Cloverland Electric Co-op | 1751 | Edison Sault | Electric Utility | MI | 62 | 0.5 | 0.4 | Conventional Hydroelectric | WAT | HY | 88 | 1916 |  |  | (OP) Operating | [6 empty] | Chippewa | 46.5162 | -84.3729
3828 | Cloverland Electric Co-op | 1751 | Edison Sault | Electric Utility | MI | 63 | 0.5 | 0.4 | Conventional Hydroelectric | WAT | HY | 88 | 1916 |  |  | (OP) Operating | [6 empty] | Chippewa | 46.5162 | -84.3729
3828 | Cloverland Electric Co-op | 1751 | Edison Sault | Electric Utility | MI | 64 | 0.5 | 0.4 | Conventional Hydroelectric | WAT | HY | 88 | 1916 |  |  | (OP) Operating | [6 empty] | Chippewa | 46.5162 | -84.3729
3828 | Cloverland Electric Co-op | 1751 | Edison Sault | Electric Utility | MI | 65 | 0.5 | 0.4 | Conventional Hydroelectric | WAT | HY | 88 | 1916 |  |  | (OP) Operating | [6 empty] | Chippewa | 46.5162 | -84.3729
3828 | Cloverland Electric Co-op | 1751 | Edison Sault | Electric Utility | MI | 66 | 0.5 | 0.4 | Conventional Hydroelectric | WAT | HY | 88 | 1916 |  |  | (OP) Operating | [6 empty] | Chippewa | 46.5162 | -84.3729
3828 | Cloverland Electric Co-op | 1751 | Edison Sault | Electric Utility | MI | 67 | 0.5 | 0.4 | Conventional Hydroelectric | WAT | HY | 88 | 1916 |  |  | (OP) Operating | [6 empty] | Chippewa | 46.5162 | -84.3729
3828 | Cloverland Electric Co-op | 1751 | Edison Sault | Electric Utility | MI | 68 | 0.5 | 0.4 | Conventional Hydroelectric | WAT | HY | 88 | 1916 |  |  | (OP) Operating | [6 empty] | Chippewa | 46.5162 | -84.3729
3828 | Cloverland Electric Co-op | 1751 | Edison Sault | Electric Utility | MI | 69 | 0.5 | 0.4 | Conventional Hydroelectric | WAT | HY | 88 | 1916 |  |  | (OP) Operating | [6 empty] | Chippewa | 46.5162 | -84.3729
3828 | Cloverland Electric Co-op | 1751 | Edison Sault | Electric Utility | MI | 7 | 0.6 | 0.4 | Conventional Hydroelectric | WAT | HY | 88 | 1963 |  |  | (OP) Operating | [6 empty] | Chippewa | 46.5162 | -84.3729
3828 | Cloverland Electric Co-op | 1751 | Edison Sault | Electric Utility | MI | 70 | 0.5 | 0.4 | Conventional Hydroelectric | WAT | HY | 88 | 1916 |  |  | (OP) Operating | [6 empty] | Chippewa | 46.5162 | -84.3729
3828 | Cloverland Electric Co-op | 1751 | Edison Sault | Electric Utility | MI | 71 | 0.5 | 0.4 | Conventional Hydroelectric | WAT | HY | 88 | 1916 |  |  | (OP) Operating | [6 empty] | Chippewa | 46.5162 | -84.3729
3828 | Cloverland Electric Co-op | 1751 | Edison Sault | Electric Utility | MI | 72 | 0.5 | 0.4 | Conventional Hydroelectric | WAT | HY | 88 | 1916 |  |  | (OP) Operating | [6 empty] | Chippewa | 46.5162 | -84.3729
3828 | Cloverland Electric Co-op | 1751 | Edison Sault | Electric Utility | MI | 73 | 0.5 | 0.4 | Conventional Hydroelectric | WAT | HY | 88 | 1916 |  |  | (OP) Operating | [6 empty] | Chippewa | 46.5162 | -84.3729
3828 | Cloverland Electric Co-op | 1751 | Edison Sault | Electric Utility | MI | 74 | 0.5 | 0.4 | Conventional Hydroelectric | WAT | HY | 88 | 1916 |  |  | (OP) Operating | [6 empty] | Chippewa | 46.5162 | -84.3729
3828 | Cloverland Electric Co-op | 1751 | Edison Sault | Electric Utility | MI | 75 | 0.5 | 0.4 | Conventional Hydroelectric | WAT | HY | 88 | 1916 |  |  | (OP) Operating | [6 empty] | Chippewa | 46.5162 | -84.3729
3828 | Cloverland Electric Co-op | 1751 | Edison Sault | Electric Utility | MI | 76 | 0.5 | 0.4 | Conventional Hydroelectric | WAT | HY | 88 | 1916 |  |  | (OP) Operating | [6 empty] | Chippewa | 46.5162 | -84.3729
3828 | Cloverland Electric Co-op | 1751 | Edison Sault | Electric Utility | MI | 77 | 0.5 | 0.4 | Conventional Hydroelectric | WAT | HY | 88 | 1916 |  |  | (OP) Operating | [6 empty] | Chippewa | 46.5162 | -84.3729
3828 | Cloverland Electric Co-op | 1751 | Edison Sault | Electric Utility | MI | 78 | 0.5 | 0.4 | Conventional Hydroelectric | WAT | HY | 88 | 1916 |  |  | (OP) Operating | [6 empty] | Chippewa | 46.5162 | -84.3729
3828 | Cloverland Electric Co-op | 1751 | Edison Sault | Electric Utility | MI | 79 | 0.5 | 0.4 | Conventional Hydroelectric | WAT | HY | 88 | 1916 |  |  | (OP) Operating | [6 empty] | Chippewa | 46.5162 | -84.3729
3828 | Cloverland Electric Co-op | 1751 | Edison Sault | Electric Utility | MI | 8 | 0.6 | 0.4 | Conventional Hydroelectric | WAT | HY | 88 | 1963 |  |  | (OP) Operating | [6 empty] | Chippewa | 46.5162 | -84.3729
3828 | Cloverland Electric Co-op | 1751 | Edison Sault | Electric Utility | MI | 80 | 0.5 | 0.4 | Conventional Hydroelectric | WAT | HY | 88 | 1916 |  |  | (OP) Operating | [6 empty] | Chippewa | 46.5162 | -84.3729
3828 | Cloverland Electric Co-op | 1751 | Edison Sault | Electric Utility | MI | 9 | 0.6 | 0.4 | Conventional Hydroelectric | WAT | HY | 88 | 1963 |  |  | (OP) Operating | [6 empty] | Chippewa | 46.5162 | -84.3729
9324 | Indiana Michigan Power Co | 1753 | Berrien Springs | Electric Utility | MI | 10 | 0.6 | 0.4 | Conventional Hydroelectric | WAT | HY | 11 | 1996 |  |  | (OP) Operating | [6 empty] | Berrien | 41.9439 | -86.3289
9324 | Indiana Michigan Power Co | 1753 | Berrien Springs | Electric Utility | MI | 11 | 0.6 | 0.4 | Conventional Hydroelectric | WAT | HY | 11 | 1996 |  |  | (OP) Operating | [6 empty] | Berrien | 41.9439 | -86.3289
9324 | Indiana Michigan Power Co | 1753 | Berrien Springs | Electric Utility | MI | 12 | 0.6 | 0.4 | Conventional Hydroelectric | WAT | HY | 11 | 1996 |  |  | (OP) Operating | [6 empty] | Berrien | 41.9439 | -86.3289
9324 | Indiana Michigan Power Co | 1753 | Berrien Springs | Electric Utility | MI | 1A | 0.6 | 0.4 | Conventional Hydroelectric | WAT | HY | 1 | 1996 |  |  | (OP) Operating | [6 empty] | Berrien | 41.9439 | -86.3289
9324 | Indiana Michigan Power Co | 1753 | Berrien Springs | Electric Utility | MI | 2A | 0.6 | 0.4 | Conventional Hydroelectric | WAT | HY | 1 | 1996 |  |  | (OP) Operating | [6 empty] | Berrien | 41.9439 | -86.3289
9324 | Indiana Michigan Power Co | 1753 | Berrien Springs | Electric Utility | MI | 3A | 0.6 | 0.4 | Conventional Hydroelectric | WAT | HY | 1 | 1996 |  |  | (OP) Operating | [6 empty] | Berrien | 41.9439 | -86.3289
9324 | Indiana Michigan Power Co | 1753 | Berrien Springs | Electric Utility | MI | 4A | 0.6 | 0.4 | Conventional Hydroelectric | WAT | HY | 1 | 1996 |  |  | (OP) Operating | [6 empty] | Berrien | 41.9439 | -86.3289
9324 | Indiana Michigan Power Co | 1753 | Berrien Springs | Electric Utility | MI | 5 | 0.6 | 0.4 | Conventional Hydroelectric | WAT | HY | 1 | 1996 |  |  | (OP) Operating | [6 empty] | Berrien | 41.9439 | -86.3289
9324 | Indiana Michigan Power Co | 1753 | Berrien Springs | Electric Utility | MI | 6 | 0.6 | 0.4 | Conventional Hydroelectric | WAT | HY | 1 | 1996 |  |  | (OP) Operating | [6 empty] | Berrien | 41.9439 | -86.3289
9324 | Indiana Michigan Power Co | 1753 | Berrien Springs | Electric Utility | MI | 7 | 0.6 | 0.4 | Conventional Hydroelectric | WAT | HY | 11 | 1996 |  |  | (OP) Operating | [6 empty] | Berrien | 41.9439 | -86.3289
9324 | Indiana Michigan Power Co | 1753 | Berrien Springs | Electric Utility | MI | 8 | 0.6 | 0.4 | Conventional Hydroelectric | WAT | HY | 11 | 1996 |  |  | (OP) Operating | [6 empty] | Berrien | 41.9439 | -86.3289
9324 | Indiana Michigan Power Co | 1753 | Berrien Springs | Electric Utility | MI | 9 | 0.6 | 0.4 | Conventional Hydroelectric | WAT | HY | 11 | 1996 |  |  | (OP) Operating | [6 empty] | Berrien | 41.9439 | -86.3289
9324 | Indiana Michigan Power Co | 1754 | Buchanan (MI) | Electric Utility | MI | 1 | 0.4 | 0.2 | Conventional Hydroelectric | WAT | HY | 1 | 1919 |  |  | (OP) Operating | [6 empty] | Berrien | 41.8396 | -86.3511
9324 | Indiana Michigan Power Co | 1754 | Buchanan (MI) | Electric Utility | MI | 10 | 0.5 | 0.2 | Conventional Hydroelectric | WAT | HY | 1 | 1927 |  |  | (OP) Operating | [6 empty] | Berrien | 41.8396 | -86.3511
9324 | Indiana Michigan Power Co | 1754 | Buchanan (MI) | Electric Utility | MI | 2 | 0.4 | 0.2 | Conventional Hydroelectric | WAT | HY | 1 | 1919 |  |  | (OP) Operating | [6 empty] | Berrien | 41.8396 | -86.3511
9324 | Indiana Michigan Power Co | 1754 | Buchanan (MI) | Electric Utility | MI | 3 | 0.4 | 0.2 | Conventional Hydroelectric | WAT | HY | 1 | 1919 |  |  | (OP) Operating | [6 empty] | Berrien | 41.8396 | -86.3511
9324 | Indiana Michigan Power Co | 1754 | Buchanan (MI) | Electric Utility | MI | 4 | 0.4 | 0.2 | Conventional Hydroelectric | WAT | HY | 1 | 1919 |  |  | (OP) Operating | [6 empty] | Berrien | 41.8396 | -86.3511
9324 | Indiana Michigan Power Co | 1754 | Buchanan (MI) | Electric Utility | MI | 5 | 0.4 | 0.2 | Conventional Hydroelectric | WAT | HY | 1 | 1919 |  |  | (OP) Operating | [6 empty] | Berrien | 41.8396 | -86.3511
9324 | Indiana Michigan Power Co | 1754 | Buchanan (MI) | Electric Utility | MI | 6 | 0.4 | 0.2 | Conventional Hydroelectric | WAT | HY | 1 | 1919 |  |  | (OP) Operating | [6 empty] | Berrien | 41.8396 | -86.3511
9324 | Indiana Michigan Power Co | 1754 | Buchanan (MI) | Electric Utility | MI | 7 | 0.5 | 0.2 | Conventional Hydroelectric | WAT | HY | 1 | 1927 |  |  | (OP) Operating | [6 empty] | Berrien | 41.8396 | -86.3511
9324 | Indiana Michigan Power Co | 1754 | Buchanan (MI) | Electric Utility | MI | 8 | 0.5 | 0.2 | Conventional Hydroelectric | WAT | HY | 1 | 1927 |  |  | (OP) Operating | [6 empty] | Berrien | 41.8396 | -86.3511
9324 | Indiana Michigan Power Co | 1754 | Buchanan (MI) | Electric Utility | MI | 9 | 0.5 | 0.2 | Conventional Hydroelectric | WAT | HY | 1 | 1927 |  |  | (OP) Operating | [6 empty] | Berrien | 41.8396 | -86.3511
13781 | Northern States Power Co - Minnesota | 1756 | Saxon Falls | Electric Utility | WI | 1 | 0.8 | 0.5 | Conventional Hydroelectric | WAT | HY | 1 | 1913 | 12 | 2025 | (OP) Operating | [6 empty] | Iron | 46.5392 | -90.3742
13781 | Northern States Power Co - Minnesota | 1756 | Saxon Falls | Electric Utility | WI | 2 | 0.8 | 0.5 | Conventional Hydroelectric | WAT | HY | 1 | 1913 | 12 | 2025 | (OP) Operating | [6 empty] | Iron | 46.5392 | -90.3742
13781 | Northern States Power Co - Minnesota | 1757 | Superior Falls | Electric Utility | MI | 1 | 0.7 | 0.5 | Conventional Hydroelectric | WAT | HY | 1 | 1917 | 12 | 2025 | (OP) Operating | [6 empty] | Gogebic | 46.5646 | -90.4161
13781 | Northern States Power Co - Minnesota | 1757 | Superior Falls | Electric Utility | MI | 2 | 0.7 | 0.5 | Conventional Hydroelectric | WAT | HY | 1 | 1917 | 12 | 2025 | (OP) Operating | [6 empty] | Gogebic | 46.5646 | -90.4161
9324 | Indiana Michigan Power Co | 1760 | Constantine | Electric Utility | MI | 1 | 0.3 | 0.1 | Conventional Hydroelectric | WAT | HY | 1 | 1923 |  |  | (OP) Operating | [6 empty] | St Joseph | 41.8436 | -85.6694
9324 | Indiana Michigan Power Co | 1760 | Constantine | Electric Utility | MI | 2 | 0.3 | 0.1 | Conventional Hydroelectric | WAT | HY | 1 | 1923 |  |  | (OP) Operating | [6 empty] | St Joseph | 41.8436 | -85.6694
9324 | Indiana Michigan Power Co | 1760 | Constantine | Electric Utility | MI | 3 | 0.3 | 0.1 | Conventional Hydroelectric | WAT | HY | 1 | 1929 |  |  | (OP) Operating | [6 empty] | St Joseph | 41.8436 | -85.6694
9324 | Indiana Michigan Power Co | 1760 | Constantine | Electric Utility | MI | 4 | 0.3 | 0.1 | Conventional Hydroelectric | WAT | HY | 1 | 1923 |  |  | (OP) Operating | [6 empty] | St Joseph | 41.8436 | -85.6694
9324 | Indiana Michigan Power Co | 1761 | Mottville | Electric Utility | MI | 1 | 0.4 | 0.1 | Conventional Hydroelectric | WAT | HY | 1 | 1923 |  |  | (OP) Operating | [6 empty] | St Joseph | 41.8056 | -85.7505
9324 | Indiana Michigan Power Co | 1761 | Mottville | Electric Utility | MI | 2 | 0.4 | 0.1 | Conventional Hydroelectric | WAT | HY | 1 | 1923 |  |  | (OP) Operating | [6 empty] | St Joseph | 41.8056 | -85.7505
9324 | Indiana Michigan Power Co | 1761 | Mottville | Electric Utility | MI | 3 | 0.4 | 0.1 | Conventional Hydroelectric | WAT | HY | 1 | 1923 |  |  | (OP) Operating | [6 empty] | St Joseph | 41.8056 | -85.7505
9324 | Indiana Michigan Power Co | 1761 | Mottville | Electric Utility | MI | 4 | 0.4 | 0.1 | Conventional Hydroelectric | WAT | HY | 1 | 1923 |  |  | (OP) Operating | [6 empty] | St Joseph | 41.8056 | -85.7505
20847 | Wisconsin Electric Power Co | 1769 | Presque Isle | Electric Utility | MI | 5 | 90 | 55 | Conventional Steam Coal | SUB | ST | 12 | 1974 | 1 | 2020 | (OP) Operating | [6 empty] | Marquette | 46.5789 | -87.395
20847 | Wisconsin Electric Power Co | 1769 | Presque Isle | Electric Utility | MI | 6 | 90 | 55 | Conventional Steam Coal | SUB | ST | 4 | 1975 | 1 | 2020 | (OP) Operating | [6 empty] | Marquette | 46.5789 | -87.395
20847 | Wisconsin Electric Power Co | 1769 | Presque Isle | Electric Utility | MI | 7 | 90 | 78 | Conventional Steam Coal | SUB | ST | 6 | 1978 | 1 | 2020 | (OP) Operating | [6 empty] | Marquette | 46.5789 | -87.395
20847 | Wisconsin Electric Power Co | 1769 | Presque Isle | Electric Utility | MI | 8 | 90 | 78 | Conventional Steam Coal | SUB | ST | 11 | 1978 | 1 | 2020 | (OP) Operating | [6 empty] | Marquette | 46.5789 | -87.395
20847 | Wisconsin Electric Power Co | 1769 | Presque Isle | Electric Utility | MI | 9 | 90 | 78 | Conventional Steam Coal | SUB | ST | 8 | 1979 | 1 | 2020 | (OP) Operating | [6 empty] | Marquette | 46.5789 | -87.395
56133 | L'Anse Warden Electric Company LLC | 1772 | John H Warden | IPP Non-CHP | MI | 1 | 18.7 | 17.7 | Wood/Wood Waste Biomass | WDS | ST | 8 | 1959 |  |  | (OP) Operating | [6 empty] | Baraga | 46.7553 | -88.4558
19578 | Upper Peninsula Power Company | 1773 | Prickett | Electric Utility | MI | 1 | 1.1 | 0.4 | Conventional Hydroelectric | WAT | HY | 11 | 1931 |  |  | (OP) Operating | [6 empty] | Baraga | 46.7261 | -88.6625
19578 | Upper Peninsula Power Company | 1773 | Prickett | Electric Utility | MI | 2 | 1.1 | 0.4 | Conventional Hydroelectric | WAT | HY | 11 | 1931 |  |  | (OP) Operating | [6 empty] | Baraga | 46.7261 | -88.6625
19578 | Upper Peninsula Power Company | 1774 | Victoria Dam | Electric Utility | MI | 1 | 6 | 5.9 | Conventional Hydroelectric | WAT | HY | 1 | 1931 |  |  | (OP) Operating | [6 empty] | Ontonagon | 46.6964 | -89.2089
19578 | Upper Peninsula Power Company | 1774 | Victoria Dam | Electric Utility | MI | 2 | 6 | 5.9 | Conventional Hydroelectric | WAT | HY | 1 | 1931 |  |  | (OP) Operating | [6 empty] | Ontonagon | 46.6964 | -89.2089
20847 | Wisconsin Electric Power Co | 1775 | Brule | Electric Utility | WI | 1 | 1.3 | 1.3 | Conventional Hydroelectric | WAT | HY | 8 | 1919 |  |  | (OP) Operating | [6 empty] | Florence | 45.9472 | -88.2189
20847 | Wisconsin Electric Power Co | 1775 | Brule | Electric Utility | WI | 2 | 2 | 2 | Conventional Hydroelectric | WAT | HY | 1 | 1919 |  |  | (OP) Operating | [6 empty] | Florence | 45.9472 | -88.2189
20847 | Wisconsin Electric Power Co | 1775 | Brule | Electric Utility | WI | 3 | 2 | 2 | Conventional Hydroelectric | WAT | HY | 4 | 1921 |  |  | (OP) Operating | [6 empty] | Florence | 45.9472 | -88.2189
20847 | Wisconsin Electric Power Co | 1776 | Chalk Hill | Electric Utility | MI | 1 | 2.6 | 2.6 | Conventional Hydroelectric | WAT | HY | 5 | 1927 |  |  | (OP) Operating | [6 empty] | Menominee | 45.5136 | -87.8011
20847 | Wisconsin Electric Power Co | 1776 | Chalk Hill | Electric Utility | MI | 2 | 2.6 | 2.6 | Conventional Hydroelectric | WAT | HY | 5 | 1927 |  |  | (OP) Operating | [6 empty] | Menominee | 45.5136 | -87.8011
20847 | Wisconsin Electric Power Co | 1776 | Chalk Hill | Electric Utility | MI | 3 | 2.6 | 2.6 | Conventional Hydroelectric | WAT | HY | 5 | 1927 |  |  | (OP) Operating | [6 empty] | Menominee | 45.5136 | -87.8011
20847 | Wisconsin Electric Power Co | 1777 | Hemlock Falls | Electric Utility | MI | 1 | 2.8 | 2.8 | Conventional Hydroelectric | WAT | HY | 8 | 1953 |  |  | (OP) Operating | [6 empty] | Iron | 46.1311 | -88.225
20847 | Wisconsin Electric Power Co | 1778 | Kingsford | Electric Utility | MI | 1 | 2.4 | 2.4 | Conventional Hydroelectric | WAT | HY | 5 | 1924 |  |  | (OP) Operating | [6 empty] | Dickinson | 45.808 | -88.1251
20847 | Wisconsin Electric Power Co | 1778 | Kingsford | Electric Utility | MI | 2 | 2.4 | 2.4 | Conventional Hydroelectric | WAT | HY | 5 | 1924 |  |  | (OP) Operating | [6 empty] | Dickinson | 45.808 | -88.1251
20847 | Wisconsin Electric Power Co | 1778 | Kingsford | Electric Utility | MI | 3 | 2.4 | 2.4 | Conventional Hydroelectric | WAT | HY | 5 | 1924 |  |  | (OP) Operating | [6 empty] | Dickinson | 45.808 | -88.1251
20847 | Wisconsin Electric Power Co | 1780 | Michigamme Falls | Electric Utility | MI | 1 | 4.8 | 4.8 | Conventional Hydroelectric | WAT | HY | 6 | 1953 |  |  | (OP) Operating | [6 empty] | Iron | 45.9553 | -88.1958
20847 | Wisconsin Electric Power Co | 1780 | Michigamme Falls | Electric Utility | MI | 2 | 4.8 | 4.8 | Conventional Hydroelectric | WAT | HY | 7 | 1953 |  |  | (OP) Operating | [6 empty] | Iron | 45.9553 | -88.1958
20847 | Wisconsin Electric Power Co | 1781 | Peavy Falls | Electric Utility | MI | 1 | 6 | 6 | Conventional Hydroelectric | WAT | HY | 1 | 1943 |  |  | (OP) Operating | [6 empty] | Iron | 45.9908 | -88.2105
20847 | Wisconsin Electric Power Co | 1781 | Peavy Falls | Electric Utility | MI | 2 | 6 | 6 | Conventional Hydroelectric | WAT | HY | 2 | 1943 |  |  | (OP) Operating | [6 empty] | Iron | 45.9908 | -88.2105
20847 | Wisconsin Electric Power Co | 1784 | Twin Falls (MI) | Electric Utility | MI | 1 | 1.3 | 1.3 | Conventional Hydroelectric | WAT | HY | 1 | 1912 | 8 | 2016 | (OP) Operating | [6 empty] | Dickinson | 45.8719 | -88.0694
20847 | Wisconsin Electric Power Co | 1784 | Twin Falls (MI) | Electric Utility | MI | 2 | 1.3 | 1.3 | Conventional Hydroelectric | WAT | HY | 1 | 1912 | 8 | 2016 | (OP) Operating | [6 empty] | Dickinson | 45.8719 | -88.0694
20847 | Wisconsin Electric Power Co | 1784 | Twin Falls (MI) | Electric Utility | MI | 3 | 1.3 | 1.3 | Conventional Hydroelectric | WAT | HY | 1 | 1912 | 8 | 2016 | (OP) Operating | [6 empty] | Dickinson | 45.8719 | -88.0694
20847 | Wisconsin Electric Power Co | 1784 | Twin Falls (MI) | Electric Utility | MI | 4 | 1.2 | 1.2 | Conventional Hydroelectric | WAT | HY | 4 | 1916 | 8 | 2016 | (OP) Operating | [6 empty] | Dickinson | 45.8719 | -88.0694
20847 | Wisconsin Electric Power Co | 1784 | Twin Falls (MI) | Electric Utility | MI | 5 | 1.2 | 1.2 | Conventional Hydroelectric | WAT | HY | 6 | 1916 | 8 | 2016 | (OP) Operating | [6 empty] | Dickinson | 45.8719 | -88.0694
20847 | Wisconsin Electric Power Co | 1785 | Way Dam | Electric Utility | MI | 1 | 1.8 | 1.8 | Conventional Hydroelectric | WAT | HY | 12 | 1949 |  |  | (OP) Operating | [6 empty] | Iron | 46.1592 | -88.2353
20847 | Wisconsin Electric Power Co | 1786 | White Rapids | Electric Utility | MI | 1 | 2.6 | 2.6 | Conventional Hydroelectric | WAT | HY | 10 | 1927 |  |  | (OP) Operating | [6 empty] | Menominee | 45.4821 | -87.8022
20847 | Wisconsin Electric Power Co | 1786 | White Rapids | Electric Utility | MI | 2 | 2 | 2 | Conventional Hydroelectric | WAT | HY | 10 | 1927 |  |  | (OP) Operating | [6 empty] | Menominee | 45.4821 | -87.8022
20847 | Wisconsin Electric Power Co | 1786 | White Rapids | Electric Utility | MI | 3 | 2.6 | 2.6 | Conventional Hydroelectric | WAT | HY | 10 | 1927 |  |  | (OP) Operating | [6 empty] | Menominee | 45.4821 | -87.8022
20860 | Wisconsin Public Service Corp | 1787 | Grand Rapids | Electric Utility | MI | 1 | 1.1 | 0.6 | Conventional Hydroelectric | WAT | HY | 7 | 1940 |  |  | (OP) Operating | [6 empty] | Menominee | 45.3547 | -87.6494
20860 | Wisconsin Public Service Corp | 1787 | Grand Rapids | Electric Utility | MI | 2 | 1.1 | 0.6 | Conventional Hydroelectric | WAT | HY | 7 | 1941 |  |  | (OP) Operating | [6 empty] | Menominee | 45.3547 | -87.6494
20860 | Wisconsin Public Service Corp | 1787 | Grand Rapids | Electric Utility | MI | 3 | 1.5 | 0.8 | Conventional Hydroelectric | WAT | HY | 6 | 1945 |  |  | (OP) Operating | [6 empty] | Menominee | 45.3547 | -87.6494
20860 | Wisconsin Public Service Corp | 1787 | Grand Rapids | Electric Utility | MI | 4 | 1.9 | 1 | Conventional Hydroelectric | WAT | HY | 6 | 1918 |  |  | (OP) Operating | [6 empty] | Menominee | 45.3547 | -87.6494
20860 | Wisconsin Public Service Corp | 1787 | Grand Rapids | Electric Utility | MI | 5 | 1.9 | 1 | Conventional Hydroelectric | WAT | HY | 6 | 1923 |  |  | (OP) Operating | [6 empty] | Menominee | 45.3547 | -87.6494
3813 | Village of Clinton - (MI) | 1818 | Clinton | Electric Utility | MI | 1 | 0.5 | 0.5 | Petroleum Liquids | DFO | IC | 3 | 1939 |  |  | (SB) Standby/Backup: available for service but not normally used | [6 empty] | LENAWEE | 42.0682 | -83.976
3813 | Village of Clinton - (MI) | 1818 | Clinton | Electric Utility | MI | 2 | 0.5 | 0.5 | Petroleum Liquids | DFO | IC | 3 | 1939 |  |  | (SB) Standby/Backup: available for service but not normally used | [6 empty] | LENAWEE | 42.0682 | -83.976
3813 | Village of Clinton - (MI) | 1818 | Clinton | Electric Utility | MI | 6 | 2 | 2 | Natural Gas Internal Combustion Engine | NG | IC | 5 | 1980 |  |  | (OP) Operating | [6 empty] | LENAWEE | 42.0682 | -83.976
4604 | City of Crystal Falls | 1821 | Crystal Falls | Electric Utility | MI | 1 | 0.3 | 0.3 | Conventional Hydroelectric | WAT | HY | 6 | 1914 |  |  | (OP) Operating | [6 empty] | IRON | 46.1063 | -88.3345
4604 | City of Crystal Falls | 1821 | Crystal Falls | Electric Utility | MI | 2 | 0.3 | 0.3 | Conventional Hydroelectric | WAT | HY | 6 | 1924 |  |  | (OP) Operating | [6 empty] | IRON | 46.1063 | -88.3345
4604 | City of Crystal Falls | 1821 | Crystal Falls | Electric Utility | MI | 3 | 0.4 | 0.4 | Conventional Hydroelectric | WAT | HY | 6 | 1954 |  |  | (OP) Operating | [6 empty] | IRON | 46.1063 | -88.3345
7483 | City of Grand Haven - (MI) | 1825 | J B Sims | Electric Utility | MI | 3 | 80 | 63.2 | Conventional Steam Coal | BIT | ST | 8 | 1983 |  |  | (OP) Operating | [6 empty] | Ottawa | 43.0706 | -86.235
7483 | City of Grand Haven - (MI) | 1826 | Grand Haven Diesel Plant | Electric Utility | MI | 1 | 7 | 8.4 | Natural Gas Internal Combustion Engine | NG | IC | 2 | 1974 |  |  | (OP) Operating | [6 empty] | Ottawa | 43.0598 | -86.2379
7483 | City of Grand Haven - (MI) | 1826 | Grand Haven Diesel Plant | Electric Utility | MI | 2 | 2.7 | 2.3 | Petroleum Liquids | RFO | IC | 4 | 1942 |  |  | (OS) Out of service and NOT expected to return to service in next calendar year | [6 empty] | Ottawa | 43.0598 | -86.2379
7483 | City of Grand Haven - (MI) | 1826 | Grand Haven Diesel Plant | Electric Utility | MI | 5 | 3 | 3.2 | Petroleum Liquids | DFO | IC | 7 | 1954 |  |  | (SB) Standby/Backup: available for service but not normally used | [6 empty] | Ottawa | 43.0598 | -86.2379
7483 | City of Grand Haven - (MI) | 1826 | Grand Haven Diesel Plant | Electric Utility | MI | 6 | 2.7 | 2.8 | Natural Gas Internal Combustion Engine | NG | IC | 5 | 1948 |  |  | (SB) Standby/Backup: available for service but not normally used | [6 empty] | Ottawa | 43.0598 | -86.2379
7483 | City of Grand Haven - (MI) | 1826 | Grand Haven Diesel Plant | Electric Utility | MI | 7 | 5.5 | 5.1 | Petroleum Liquids | RFO | IC | 4 | 1952 |  |  | (OS) Out of service and NOT expected to return to service in next calendar year | [6 empty] | Ottawa | 43.0598 | -86.2379
8205 | City of Hart Hydro - (MI) | 1827 | Hart | Electric Utility | MI | 4 | 1.4 | 1.4 | Natural Gas Internal Combustion Engine | NG | IC | 3 | 1964 |  |  | (OP) Operating | [6 empty] | OCEANA | 43.7067 | -86.4367
8205 | City of Hart Hydro - (MI) | 1827 | Hart | Electric Utility | MI | IC1 | 1.7 | 1.7 | Petroleum Liquids | DFO | IC | 3 | 1985 |  |  | (OP) Operating | [6 empty] | OCEANA | 43.7067 | -86.4367
8205 | City of Hart Hydro - (MI) | 1827 | Hart | Electric Utility | MI | IC3 | 2 | 2 | Petroleum Liquids | DFO | IC | 4 | 1985 |  |  | (OP) Operating | [6 empty] | OCEANA | 43.7067 | -86.4367
8631 | Hillsdale Board of Public Wks | 1829 | Hillsdale | Electric Utility | MI | 2 | 2.7 | 1.9 | Petroleum Liquids | DFO | IC | 3 | 1947 |  |  | (OP) Operating | [6 empty] | Hillsdale | 41.9061 | -84.6319
8631 | Hillsdale Board of Public Wks | 1829 | Hillsdale | Electric Utility | MI | 3 | 3.5 | 2.4 | Natural Gas Internal Combustion Engine | NG | IC | 8 | 1954 |  |  | (OP) Operating | [6 empty] | Hillsdale | 41.9061 | -84.6319
8631 | Hillsdale Board of Public Wks | 1829 | Hillsdale | Electric Utility | MI | 4 | 4.1 | 3.7 | Natural Gas Internal Combustion Engine | NG | IC | 6 | 1960 |  |  | (OP) Operating | [6 empty] | Hillsdale | 41.9061 | -84.6319
8631 | Hillsdale Board of Public Wks | 1829 | Hillsdale | Electric Utility | MI | 5 | 5.6 | 5.6 | Natural Gas Internal Combustion Engine | NG | IC | 9 | 1973 |  |  | (OP) Operating | [6 empty] | Hillsdale | 41.9061 | -84.6319
8631 | Hillsdale Board of Public Wks | 1829 | Hillsdale | Electric Utility | MI | 6 | 6 | 6 | Natural Gas Internal Combustion Engine | NG | IC | 4 | 1976 |  |  | (OP) Operating | [6 empty] | Hillsdale | 41.9061 | -84.6319
8723 | City of Holland | 1830 | James De Young | Electric Utility | MI | 3 | 11.5 | 10.5 | Conventional Steam Coal | BIT | ST | 4 | 1951 | 6 | 2016 | (OP) Operating | [6 empty] | Ottawa | 42.7956 | -86.1133
8723 | City of Holland | 1830 | James De Young | Electric Utility | MI | 4 | 22 | 20.5 | Conventional Steam Coal | BIT | ST | 5 | 1962 |  |  | (OP) Operating | [6 empty] | Ottawa | 42.7956 | -86.1133
8723 | City of Holland | 1830 | James De Young | Electric Utility | MI | 5 | 29.3 | 27 | Conventional Steam Coal | BIT | ST | 6 | 1969 |  |  | (OP) Operating | [6 empty] | Ottawa | 42.7956 | -86.1133
56155 | Lansing Board of Water and Light | 1831 | Eckert Station | Electric Utility | MI | 1 | 44 | 32.9 | Conventional Steam Coal | SUB | ST | 6 | 1954 |  |  | (OP) Operating | [6 empty] | Ingham | 42.7184 | -84.5581
56155 | Lansing Board of Water and Light | 1831 | Eckert Station | Electric Utility | MI | 3 | 47 | 30.6 | Conventional Steam Coal | SUB | ST | 6 | 1960 |  |  | (OP) Operating | [6 empty] | Ingham | 42.7184 | -84.5581
56155 | Lansing Board of Water and Light | 1831 | Eckert Station | Electric Utility | MI | 4 | 80 | 64 | Conventional Steam Coal | SUB | ST | 12 | 1964 |  |  | (OP) Operating | [6 empty] | Ingham | 42.7184 | -84.5581
56155 | Lansing Board of Water and Light | 1831 | Eckert Station | Electric Utility | MI | 5 | 80 | 63.1 | Conventional Steam Coal | SUB | ST | 6 | 1968 |  |  | (OP) Operating | [6 empty] | Ingham | 42.7184 | -84.5581
56155 | Lansing Board of Water and Light | 1831 | Eckert Station | Electric Utility | MI | 6 | 80 | 62.8 | Conventional Steam Coal | SUB | ST | 8 | 1970 |  |  | (OP) Operating | [6 empty] | Ingham | 42.7184 | -84.5581
56155 | Lansing Board of Water and Light | 1832 | Erickson Station | Electric Utility | MI | 1 | 154.7 | 154.5 | Conventional Steam Coal | SUB | ST | 2 | 1973 |  |  | (OP) Operating | [6 empty] | Eaton | 42.6922 | -84.6572
11701 | City of Marquette - (MI) | 1840 | Plant Four | Electric Utility | MI | CT1 | 24 | 20 | Petroleum Liquids | DFO | GT | 5 | 1979 |  |  | (SB) Standby/Backup: available for service but not normally used | [6 empty] | Marquette | 46.576 | -87.4036
11701 | City of Marquette - (MI) | 1842 | James R Smith | Electric Utility | MI | 1 | 1.6 | 1.6 | Conventional Hydroelectric | WAT | HY | 1 | 1919 |  |  | (OP) Operating | [6 empty] | MARQUETTE | 46.5716 | -87.4105
11701 | City of Marquette - (MI) | 1842 | James R Smith | Electric Utility | MI | 2 | 1.6 | 1.6 | Conventional Hydroelectric | WAT | HY | 1 | 1922 |  |  | (OP) Operating | [6 empty] | MARQUETTE | 46.5716 | -87.4105
11701 | City of Marquette - (MI) | 1843 | Shiras | Electric Utility | MI | 1 | 12.5 | 11.6 | Conventional Steam Coal | BIT | ST | 1 | 1967 |  |  | (OS) Out of service and NOT expected to return to service in next calendar year | [6 empty] | Marquette | 46.5306 | -87.3922
11701 | City of Marquette - (MI) | 1843 | Shiras | Electric Utility | MI | 2 | 21 | 19.5 | Conventional Steam Coal | BIT | ST | 1 | 1972 |  |  | (OP) Operating | [6 empty] | Marquette | 46.5306 | -87.3922
11701 | City of Marquette - (MI) | 1843 | Shiras | Electric Utility | MI | 3 | 44 | 41 | Conventional Steam Coal | SUB | ST | 4 | 1983 |  |  | (OP) Operating | [6 empty] | Marquette | 46.5306 | -87.3922
11713 | City of Marshall - (MI) | 1844 | Marshall (MI) | Electric Utility | MI | 1 | 0.2 | 0.1 | Conventional Hydroelectric | WAT | HY | 6 | 1928 |  |  | (OP) Operating | [6 empty] | Calhoun | 42.2717 | -84.9411
11713 | City of Marshall - (MI) | 1844 | Marshall (MI) | Electric Utility | MI | 3 | 0.1 | 0.1 | Conventional Hydroelectric | WAT | HY | 6 | 1929 |  |  | (OP) Operating | [6 empty] | Calhoun | 42.2717 | -84.9411
11713 | City of Marshall - (MI) | 1844 | Marshall (MI) | Electric Utility | MI | IC2 | 1.1 | 0.9 | Natural Gas Internal Combustion Engine | NG | IC | 11 | 1953 | 6 | 2016 | (OP) Operating | [6 empty] | Calhoun | 42.2717 | -84.9411
11713 | City of Marshall - (MI) | 1844 | Marshall (MI) | Electric Utility | MI | IC3 | 2.1 | 1.9 | Natural Gas Internal Combustion Engine | NG | IC | 8 | 1973 |  |  | (OP) Operating | [6 empty] | Calhoun | 42.2717 | -84.9411
11713 | City of Marshall - (MI) | 1844 | Marshall (MI) | Electric Utility | MI | IC4 | 1 | 0.7 | Petroleum Liquids | DFO | IC | 1 | 1942 | 6 | 2016 | (OP) Operating | [6 empty] | Calhoun | 42.2717 | -84.9411
11713 | City of Marshall - (MI) | 1844 | Marshall (MI) | Electric Utility | MI | IC5 | 1.7 | 1.4 | Natural Gas Internal Combustion Engine | NG | IC | 4 | 1948 |  |  | (OP) Operating | [6 empty] | Calhoun | 42.2717 | -84.9411
11713 | City of Marshall - (MI) | 1844 | Marshall (MI) | Electric Utility | MI | IC6 | 5.7 | 5.6 | Natural Gas Internal Combustion Engine | NG | IC | 7 | 1978 |  |  | (OP) Operating | [6 empty] | Calhoun | 42.2717 | -84.9411
13525 | Newberry Water & Light Board | 1846 | Newberry | Electric Utility | MI | 1 | 3 | 2.5 | Petroleum Liquids | DFO | IC | 6 | 1974 |  |  | (OP) Operating | [6 empty] | Luce | 46.5933 | -85.8183
13525 | Newberry Water & Light Board | 1846 | Newberry | Electric Utility | MI | 2 | 0.7 | 0.5 | Petroleum Liquids | DFO | IC | 9 | 1948 |  |  | (OP) Operating | [6 empty] | Luce | 46.5933 | -85.8183
13525 | Newberry Water & Light Board | 1846 | Newberry | Electric Utility | MI | 4 | 1.8 | 1.5 | Petroleum Liquids | DFO | IC | 7 | 1988 |  |  | (OP) Operating | [6 empty] | Luce | 46.5933 | -85.8183
13826 | City of Norway | 1848 | Norway (MI) | Electric Utility | MI | 1 | 2.7 | 2.7 | Conventional Hydroelectric | WAT | HY | 6 | 1905 |  |  | (OP) Operating | [6 empty] | Dickinson | 45.7889 | -87.9058
13826 | City of Norway | 1848 | Norway (MI) | Electric Utility | MI | 2 | 1.2 | 1.2 | Conventional Hydroelectric | WAT | HY | 6 | 1905 |  |  | (OP) Operating | [6 empty] | Dickinson | 45.7889 | -87.9058
13826 | City of Norway | 1848 | Norway (MI) | Electric Utility | MI | 3 | 1.2 | 1.1 | Conventional Hydroelectric | WAT | HY | 11 | 1988 |  |  | (OP) Operating | [6 empty] | Dickinson | 45.7889 | -87.9058
13826 | City of Norway | 1848 | Norway (MI) | Electric Utility | MI | 4 | 1.2 | 0.9 | Conventional Hydroelectric | WAT | HY | 7 | 1986 |  |  | (OP) Operating | [6 empty] | Dickinson | 45.7889 | -87.9058
15246 | City of Portland - (MI) | 1851 | Frank Jenkins | Electric Utility | MI | 4 | 0.8 | 0.8 | Petroleum Liquids | DFO | IC | 5 | 1950 |  |  | (SB) Standby/Backup: available for service but not normally used | [6 empty] | IONIA | 42.8644 | -84.9031
15246 | City of Portland - (MI) | 1851 | Frank Jenkins | Electric Utility | MI | 5 | 2 | 1.7 | Petroleum Liquids | DFO | IC | 8 | 1995 |  |  | (SB) Standby/Backup: available for service but not normally used | [6 empty] | IONIA | 42.8644 | -84.9031
15246 | City of Portland - (MI) | 1851 | Frank Jenkins | Electric Utility | MI | 6 | 1 | 1 | Petroleum Liquids | DFO | IC | 7 | 2002 |  |  | (SB) Standby/Backup: available for service but not normally used | [6 empty] | IONIA | 42.8644 | -84.9031
17886 | City of St Louis - (MI) | 1852 | St Louis | Electric Utility | MI | 1 | 1.3 | 1.3 | Petroleum Liquids | DFO | IC | 1 | 1958 |  |  | (SB) Standby/Backup: available for service but not normally used | [6 empty] | Gratiot | 43.4019 | -84.6014
17886 | City of St Louis - (MI) | 1852 | St Louis | Electric Utility | MI | 2 | 0.6 | 0.6 | Petroleum Liquids | DFO | IC | 1 | 1945 |  |  | (SB) Standby/Backup: available for service but not normally used | [6 empty] | Gratiot | 43.4019 | -84.6014
17886 | City of St Louis - (MI) | 1852 | St Louis | Electric Utility | MI | 3 | 0.9 | 0.9 | Petroleum Liquids | DFO | IC | 1 | 1951 |  |  | (SB) Standby/Backup: available for service but not normally used | [6 empty] | Gratiot | 43.4019 | -84.6014
17886 | City of St Louis - (MI) | 1852 | St Louis | Electric Utility | MI | 5 | 0.2 | 0.2 | Conventional Hydroelectric | WAT | HY | 1 | 1919 |  |  | (OP) Operating | [6 empty] | Gratiot | 43.4019 | -84.6014
17886 | City of St Louis - (MI) | 1852 | St Louis | Electric Utility | MI | 6 | 0.2 | 0.2 | Conventional Hydroelectric | WAT | HY | 1 | 1919 |  |  | (OP) Operating | [6 empty] | Gratiot | 43.4019 | -84.6014
17886 | City of St Louis - (MI) | 1852 | St Louis | Electric Utility | MI | 7 | 1.1 | 1.1 | Petroleum Liquids | DFO | IC | 7 | 1996 |  |  | (SB) Standby/Backup: available for service but not normally used | [6 empty] | Gratiot | 43.4019 | -84.6014
17886 | City of St Louis - (MI) | 1852 | St Louis | Electric Utility | MI | 8 | 1.5 | 1.5 | Petroleum Liquids | DFO | IC | 5 | 2003 |  |  | (OP) Operating | [6 empty] | Gratiot | 43.4019 | -84.6014
17886 | City of St Louis - (MI) | 1852 | St Louis | Electric Utility | MI | 9 | 1.3 | 1.1 | Petroleum Liquids | DFO | IC | 5 | 2003 |  |  | (SB) Standby/Backup: available for service but not normally used | [6 empty] | Gratiot | 43.4019 | -84.6014
16873 | City of Sebewaing - (MI) | 1853 | Main Street (MI) | Electric Utility | MI | 1 | 1 | 0.9 | Natural Gas Internal Combustion Engine | NG | IC | 3 | 1961 |  |  | (OP) Operating | [6 empty] | Huron | 43.7289 | -83.4367
16873 | City of Sebewaing - (MI) | 1853 | Main Street (MI) | Electric Utility | MI | 2 | 0.9 | 0.8 | Petroleum Liquids | DFO | IC | 6 | 1947 |  |  | (OP) Operating | [6 empty] | Huron | 43.7289 | -83.4367
16873 | City of Sebewaing - (MI) | 1853 | Main Street (MI) | Electric Utility | MI | 3 | 1.1 | 1.1 | Natural Gas Internal Combustion Engine | NG | IC | 8 | 1966 |  |  | (OP) Operating | [6 empty] | Huron | 43.7289 | -83.4367
16873 | City of Sebewaing - (MI) | 1853 | Main Street (MI) | Electric Utility | MI | 4 | 1.3 | 1.2 | Natural Gas Internal Combustion Engine | NG | IC | 10 | 1966 |  |  | (OP) Operating | [6 empty] | Huron | 43.7289 | -83.4367
16873 | City of Sebewaing - (MI) | 1853 | Main Street (MI) | Electric Utility | MI | 5 | 1.1 | 1 | Natural Gas Internal Combustion Engine | NG | IC | 9 | 1979 |  |  | (OP) Operating | [6 empty] | Huron | 43.7289 | -83.4367
16873 | City of Sebewaing - (MI) | 1853 | Main Street (MI) | Electric Utility | MI | 6 | 0.6 | 0.6 | Natural Gas Internal Combustion Engine | NG | IC | 4 | 1967 |  |  | (OP) Operating | [6 empty] | Huron | 43.7289 | -83.4367
18252 | City of Sturgis | 1855 | Sturgis City Diesel Plant | Electric Utility | MI | 6 | 6 | 6 | Natural Gas Internal Combustion Engine | NG | IC | 12 | 1981 |  |  | (OP) Operating | [6 empty] | St Joseph | 41.7992 | -85.4256
18252 | City of Sturgis | 1856 | Hydro Plant | Electric Utility | MI | 1 | 0.4 | 0.4 | Conventional Hydroelectric | WAT | HY | 9 | 1911 |  |  | (OP) Operating | [6 empty] | St Joseph | 41.9711 | -85.5381
18252 | City of Sturgis | 1856 | Hydro Plant | Electric Utility | MI | 2 | 0.4 | 0.4 | Conventional Hydroelectric | WAT | HY | 9 | 1911 |  |  | (OP) Operating | [6 empty] | St Joseph | 41.9711 | -85.5381
18252 | City of Sturgis | 1856 | Hydro Plant | Electric Utility | MI | 3 | 0.7 | 0.7 | Conventional Hydroelectric | WAT | HY | 4 | 1983 |  |  | (OP) Operating | [6 empty] | St Joseph | 41.9711 | -85.5381
18252 | City of Sturgis | 1856 | Hydro Plant | Electric Utility | MI | 4 | 0.7 | 0.7 | Conventional Hydroelectric | WAT | HY | 4 | 1983 |  |  | (OP) Operating | [6 empty] | St Joseph | 41.9711 | -85.5381
21264 | USACE-Detroit District | 1865 | Saint Marys Falls | Electric Utility | MI | 1 | 6.2 | 5 | Conventional Hydroelectric | WAT | HY | 10 | 1951 |  |  | (OP) Operating | [6 empty] | Chippewa | 46.5063 | -84.3493
21264 | USACE-Detroit District | 1865 | Saint Marys Falls | Electric Utility | MI | 10 | 2.6 | 2.8 | Conventional Hydroelectric | WAT | HY | 7 | 1932 |  |  | (OP) Operating | [6 empty] | Chippewa | 46.5063 | -84.3493
21264 | USACE-Detroit District | 1865 | Saint Marys Falls | Electric Utility | MI | 2 | 6.2 | 5 | Conventional Hydroelectric | WAT | HY | 11 | 1951 |  |  | (OP) Operating | [6 empty] | Chippewa | 46.5063 | -84.3493
21264 | USACE-Detroit District | 1865 | Saint Marys Falls | Electric Utility | MI | 3 | 6.2 | 5 | Conventional Hydroelectric | WAT | HY | 1 | 1952 |  |  | (OP) Operating | [6 empty] | Chippewa | 46.5063 | -84.3493
21264 | USACE-Detroit District | 1865 | Saint Marys Falls | Electric Utility | MI | 3A | 2.5 | 2.5 | Conventional Hydroelectric | WAT | HY | 2 | 1954 |  |  | (OP) Operating | [6 empty] | Chippewa | 46.5063 | -84.3493
21048 | Wyandotte Municipal Serv Comm | 1866 | Wyandotte | Electric Utility | MI | 4 | 11.5 | 10.5 | Conventional Steam Coal | BIT | ST | 1 | 1948 |  |  | (OP) Operating | [6 empty] | Wayne | 42.2081 | -83.1453
21048 | Wyandotte Municipal Serv Comm | 1866 | Wyandotte | Electric Utility | MI | 5 | 22 | 22 | Natural Gas Steam Turbine | NG | ST | 1 | 1958 |  |  | (OA) Out of service but expected to return to service in next calendar year | [6 empty] | Wayne | 42.2081 | -83.1453
21048 | Wyandotte Municipal Serv Comm | 1866 | Wyandotte | Electric Utility | MI | 6 | 7.5 | 7.5 | Natural Gas Steam Turbine | NG | ST | 1 | 1969 |  |  | (OA) Out of service but expected to return to service in next calendar year | [6 empty] | Wayne | 42.2081 | -83.1453
21048 | Wyandotte Municipal Serv Comm | 1866 | Wyandotte | Electric Utility | MI | 7 | 32 | 32 | Natural Gas Steam Turbine | NG | ST | 7 | 1986 |  |  | (OP) Operating | [6 empty] | Wayne | 42.2081 | -83.1453
21048 | Wyandotte Municipal Serv Comm | 1866 | Wyandotte | Electric Utility | MI | DG1 | 1.8 | 1.8 | Petroleum Liquids | DFO | IC | 1 | 2007 |  |  | (OP) Operating | [6 empty] | Wayne | 42.2081 | -83.1453
21048 | Wyandotte Municipal Serv Comm | 1866 | Wyandotte | Electric Utility | MI | DG2 | 1.8 | 1.8 | Petroleum Liquids | DFO | IC | 1 | 2007 |  |  | (OP) Operating | [6 empty] | Wayne | 42.2081 | -83.1453
21048 | Wyandotte Municipal Serv Comm | 1866 | Wyandotte | Electric Utility | MI | DG3 | 1.8 | 1.8 | Petroleum Liquids | DFO | IC | 1 | 2007 |  |  | (OP) Operating | [6 empty] | Wayne | 42.2081 | -83.1453
21158 | City of Zeeland - (MI) | 1867 | Zeeland | Electric Utility | MI | 1 | 1.4 | 1.5 | Natural Gas Internal Combustion Engine | NG | IC | 11 | 1966 |  |  | (OP) Operating | [6 empty] | Ottawa | 42.8067 | -86.0558
21158 | City of Zeeland - (MI) | 1867 | Zeeland | Electric Utility | MI | 10 | 5.6 | 6 | Natural Gas Internal Combustion Engine | NG | IC | 12 | 1974 |  |  | (OP) Operating | [6 empty] | Ottawa | 42.8067 | -86.0558
21158 | City of Zeeland - (MI) | 1867 | Zeeland | Electric Utility | MI | 11 | 6 | 6.4 | Natural Gas Internal Combustion Engine | NG | IC | 7 | 1980 |  |  | (OP) Operating | [6 empty] | Ottawa | 42.8067 | -86.0558
21158 | City of Zeeland - (MI) | 1867 | Zeeland | Electric Utility | MI | 2 | 1.1 | 1.2 | Natural Gas Internal Combustion Engine | NG | IC | 3 | 1967 |  |  | (OP) Operating | [6 empty] | Ottawa | 42.8067 | -86.0558
21158 | City of Zeeland - (MI) | 1867 | Zeeland | Electric Utility | MI | 7 | 2 | 2 | Natural Gas Internal Combustion Engine | NG | IC | 1 | 1957 |  |  | (OP) Operating | [6 empty] | Ottawa | 42.8067 | -86.0558
21158 | City of Zeeland - (MI) | 1867 | Zeeland | Electric Utility | MI | 8 | 1.7 | 1.5 | Natural Gas Internal Combustion Engine | NG | IC | 1 | 1963 |  |  | (OP) Operating | [6 empty] | Ottawa | 42.8067 | -86.0558
21158 | City of Zeeland - (MI) | 1867 | Zeeland | Electric Utility | MI | 9 | 4.5 | 5 | Natural Gas Internal Combustion Engine | NG | IC | 1 | 1971 |  |  | (OP) Operating | [6 empty] | Ottawa | 42.8067 | -86.0558
3828 | Cloverland Electric Co-op | 1868 | Dafter | Electric Utility | MI | 1 | 1 | 0.9 | Petroleum Liquids | DFO | IC | 11 | 1955 |  |  | (OP) Operating | [6 empty] | Chippewa | 46.3744 | -84.4172
3828 | Cloverland Electric Co-op | 1868 | Dafter | Electric Utility | MI | 3 | 1 | 0.9 | Petroleum Liquids | DFO | IC | 11 | 1955 |  |  | (OP) Operating | [6 empty] | Chippewa | 46.3744 | -84.4172
3828 | Cloverland Electric Co-op | 1868 | Dafter | Electric Utility | MI | 4 | 3 | 2.5 | Petroleum Liquids | DFO | IC | 6 | 1960 |  |  | (OP) Operating | [6 empty] | Chippewa | 46.3744 | -84.4172
3828 | Cloverland Electric Co-op | 1868 | Dafter | Electric Utility | MI | 5 | 3 | 2.5 | Petroleum Liquids | DFO | IC | 6 | 1960 |  |  | (OP) Operating | [6 empty] | Chippewa | 46.3744 | -84.4172
19037 | Tower Kleber Ltd Partnership | 1871 | Kleber | IPP Non-CHP | MI | K1 | 0.6 | 0.6 | Conventional Hydroelectric | WAT | HY | 1 | 1949 |  |  | (OP) Operating | [6 empty] | Cheboygan | 45.392 | -84.3333
19037 | Tower Kleber Ltd Partnership | 1871 | Kleber | IPP Non-CHP | MI | K2 | 0.6 | 0.6 | Conventional Hydroelectric | WAT | HY | 1 | 1949 |  |  | (OP) Operating | [6 empty] | Cheboygan | 45.392 | -84.3333
19037 | Tower Kleber Ltd Partnership | 1871 | Kleber | IPP Non-CHP | MI | T1 | 0.3 | 0.3 | Conventional Hydroelectric | WAT | HY | 1 | 1925 |  |  | (OP) Operating | [6 empty] | Cheboygan | 45.392 | -84.3333
19037 | Tower Kleber Ltd Partnership | 1871 | Kleber | IPP Non-CHP | MI | T2 | 0.3 | 0.3 | Conventional Hydroelectric | WAT | HY | 1 | 1925 |  |  | (OP) Operating | [6 empty] | Cheboygan | 45.392 | -84.3333
20910 | Wolverine Power Supply Coop | 1873 | Tower | Electric Utility | MI | GT4 | 21.3 | 19.3 | Petroleum Liquids | DFO | GT | 3 | 1971 |  |  | (OP) Operating | [6 empty] | Cheboygan | 45.3628 | -84.295
18895 | Thumb Electric Coop of Mich | 1874 | Caro | Electric Utility | MI | 1 | 1.3 | 1 | Petroleum Liquids | DFO | IC | 8 | 1949 |  |  | (OP) Operating | [6 empty] | Tuscola | 43.4659 | -83.3278
18895 | Thumb Electric Coop of Mich | 1874 | Caro | Electric Utility | MI | 2 | 1.3 | 1 | Petroleum Liquids | DFO | IC | 8 | 1949 |  |  | (OP) Operating | [6 empty] | Tuscola | 43.4659 | -83.3278
18895 | Thumb Electric Coop of Mich | 1874 | Caro | Electric Utility | MI | 3 | 1.3 | 1 | Petroleum Liquids | DFO | IC | 8 | 1952 |  |  | (OP) Operating | [6 empty] | Tuscola | 43.4659 | -83.3278
18895 | Thumb Electric Coop of Mich | 1874 | Caro | Electric Utility | MI | 4 | 1.5 | 1.5 | Petroleum Liquids | DFO | IC | 8 | 1984 |  |  | (OP) Operating | [6 empty] | Tuscola | 43.4659 | -83.3278
18895 | Thumb Electric Coop of Mich | 1874 | Caro | Electric Utility | MI | 5 | 2 | 2 | Petroleum Liquids | DFO | IC | 5 | 1999 |  |  | (OP) Operating | [6 empty] | Tuscola | 43.4659 | -83.3278
18895 | Thumb Electric Coop of Mich | 1874 | Caro | Electric Utility | MI | 6 | 2 | 2 | Petroleum Liquids | DFO | IC | 4 | 2000 |  |  | (OP) Operating | [6 empty] | Tuscola | 43.4659 | -83.3278
18895 | Thumb Electric Coop of Mich | 1875 | Ubly | Electric Utility | MI | 1 | 0.6 | 0.6 | Petroleum Liquids | DFO | IC | 6 | 1938 |  |  | (OP) Operating | [6 empty] | Huron | 43.7217 | -82.9388
18895 | Thumb Electric Coop of Mich | 1875 | Ubly | Electric Utility | MI | 2 | 0.7 | 0.6 | Petroleum Liquids | DFO | IC | 6 | 1938 |  |  | (OP) Operating | [6 empty] | Huron | 43.7217 | -82.9388
18895 | Thumb Electric Coop of Mich | 1875 | Ubly | Electric Utility | MI | 3 | 0.7 | 0.7 | Petroleum Liquids | DFO | IC | 6 | 1938 |  |  | (OP) Operating | [6 empty] | Huron | 43.7217 | -82.9388
18895 | Thumb Electric Coop of Mich | 1875 | Ubly | Electric Utility | MI | 4 | 0.9 | 0.9 | Petroleum Liquids | DFO | IC | 8 | 1947 |  |  | (OP) Operating | [6 empty] | Huron | 43.7217 | -82.9388
18895 | Thumb Electric Coop of Mich | 1875 | Ubly | Electric Utility | MI | 5 | 1.5 | 1.5 | Petroleum Liquids | DFO | IC | 10 | 1987 |  |  | (OP) Operating | [6 empty] | Huron | 43.7217 | -82.9388
18895 | Thumb Electric Coop of Mich | 1875 | Ubly | Electric Utility | MI | 6 | 1.5 | 1.5 | Natural Gas Internal Combustion Engine | NG | IC | 11 | 1993 |  |  | (OP) Operating | [6 empty] | Huron | 43.7217 | -82.9388
18895 | Thumb Electric Coop of Mich | 1875 | Ubly | Electric Utility | MI | 7 | 2.5 | 2.5 | Petroleum Liquids | DFO | IC | 5 | 2000 |  |  | (OP) Operating | [6 empty] | Huron | 43.7217 | -82.9388
18895 | Thumb Electric Coop of Mich | 1875 | Ubly | Electric Utility | MI | 8 | 2.5 | 2.5 | Petroleum Liquids | DFO | IC | 10 | 2001 |  |  | (OP) Operating | [6 empty] | Huron | 43.7217 | -82.9388
18895 | Thumb Electric Coop of Mich | 1875 | Ubly | Electric Utility | MI | 9 | 1.5 | 1.5 | Petroleum Liquids | DFO | IC | 8 | 2002 |  |  | (OP) Operating | [6 empty] | Huron | 43.7217 | -82.9388
20910 | Wolverine Power Supply Coop | 1877 | George Johnson | Electric Utility | MI | 10 | 25 | 24.3 | Natural Gas Fired Combustion Turbine | NG | GT | 6 | 2000 |  |  | (OP) Operating | [6 empty] | Osceola | 43.8393 | -85.426
20910 | Wolverine Power Supply Coop | 1877 | George Johnson | Electric Utility | MI | 11 | 1 | 1 | Petroleum Liquids | DFO | IC | 9 | 1993 |  |  | (SB) Standby/Backup: available for service but not normally used | [6 empty] | Osceola | 43.8393 | -85.426
20910 | Wolverine Power Supply Coop | 1877 | George Johnson | Electric Utility | MI | 9 | 25 | 24.4 | Natural Gas Fired Combustion Turbine | NG | GT | 6 | 2000 |  |  | (OP) Operating | [6 empty] | Osceola | 43.8393 | -85.426
20910 | Wolverine Power Supply Coop | 1880 | Claude Vandyke | Electric Utility | MI | 6 | 23 | 19.3 | Natural Gas Fired Combined Cycle | NG | CS | 1 | 1967 |  |  | (OP) Operating | [6 empty] | Allegan | 42.731 | -85.8551
20910 | Wolverine Power Supply Coop | 1880 | Claude Vandyke | Electric Utility | MI | 8 | 24.8 | 20.2 | Natural Gas Fired Combustion Turbine | NG | GT | 9 | 2001 |  |  | (OP) Operating | [6 empty] | Allegan | 42.731 | -85.8551
20910 | Wolverine Power Supply Coop | 1881 | Vestaburg | Electric Utility | MI | 6 | 3 | 3 | Petroleum Liquids | DFO | IC | 1 | 1959 |  |  | (OP) Operating | [6 empty] | Montcalm | 43.4016 | -84.9141
20910 | Wolverine Power Supply Coop | 1881 | Vestaburg | Electric Utility | MI | 7 | 3 | 3 | Petroleum Liquids | DFO | IC | 1 | 1960 |  |  | (OP) Operating | [6 empty] | Montcalm | 43.4016 | -84.9141
20910 | Wolverine Power Supply Coop | 1881 | Vestaburg | Electric Utility | MI | 8 | 23.7 | 18.5 | Natural Gas Fired Combustion Turbine | NG | GT | 7 | 1972 |  |  | (OP) Operating | [6 empty] | Montcalm | 43.4016 | -84.9141
9417 | Interstate Power and Light Co | 1888 | Fox Lake | Electric Utility | MN | 1 | 11.5 | 13.2 | Natural Gas Steam Turbine | NG | ST | 1 | 1950 | 12 | 2017 | (OP) Operating | [6 empty] | Martin | 43.6728 | -94.7075
9417 | Interstate Power and Light Co | 1888 | Fox Lake | Electric Utility | MN | 3 | 81.6 | 85.2 | Natural Gas Steam Turbine | NG | ST | 6 | 1962 | 12 | 2017 | (OP) Operating | [6 empty] | Martin | 43.6728 | -94.7075
12647 | ALLETE, Inc. | 1891 | Syl Laskin | Electric Utility | MN | 1 | 58 | 44.4 | Natural Gas Steam Turbine | NG | ST | 6 | 1953 |  |  | (OP) Operating | [6 empty] | St Louis | 47.5306 | -92.1619
12647 | ALLETE, Inc. | 1891 | Syl Laskin | Electric Utility | MN | 2 | 58 | 44.5 | Natural Gas Steam Turbine | NG | ST | 9 | 1953 |  |  | (OP) Operating | [6 empty] | St Louis | 47.5306 | -92.1619
12647 | ALLETE, Inc. | 1892 | Blanchard | Electric Utility | MN | 1 | 6 | 3.4 | Conventional Hydroelectric | WAT | HY | 2 | 1925 |  |  | (OP) Operating | [6 empty] | Morrison | 45.8614 | -94.3592
12647 | ALLETE, Inc. | 1892 | Blanchard | Electric Utility | MN | 2 | 6 | 4 | Conventional Hydroelectric | WAT | HY | 2 | 1925 |  |  | (OP) Operating | [6 empty] | Morrison | 45.8614 | -94.3592
12647 | ALLETE, Inc. | 1892 | Blanchard | Electric Utility | MN | 3 | 6 | 3.3 | Conventional Hydroelectric | WAT | HY | 8 | 1988 |  |  | (OP) Operating | [6 empty] | Morrison | 45.8614 | -94.3592
12647 | ALLETE, Inc. | 1893 | Clay Boswell | Electric Utility | MN | 1 | 75 | 67.6 | Conventional Steam Coal | SUB | ST | 7 | 1958 |  |  | (OP) Operating | [6 empty] | Itasca | 47.2611 | -93.6528
12647 | ALLETE, Inc. | 1893 | Clay Boswell | Electric Utility | MN | 2 | 75 | 68.1 | Conventional Steam Coal | SUB | ST | 1 | 1960 |  |  | (OP) Operating | [6 empty] | Itasca | 47.2611 | -93.6528
12647 | ALLETE, Inc. | 1893 | Clay Boswell | Electric Utility | MN | 3 | 364.5 | 361.5 | Conventional Steam Coal | SUB | ST | 5 | 1973 |  |  | (OP) Operating | [6 empty] | Itasca | 47.2611 | -93.6528
12647 | ALLETE, Inc. | 1893 | Clay Boswell | Electric Utility | MN | 4 | 558 | 584.4 | Conventional Steam Coal | SUB | ST | 5 | 1980 |  |  | (OP) Operating | [6 empty] | Itasca | 47.2611 | -93.6528
12647 | ALLETE, Inc. | 1893 | Clay Boswell | Electric Utility | MN | D4 | 0.8 | 0.8 | Petroleum Liquids | DFO | IC | 4 | 1980 |  |  | (SB) Standby/Backup: available for service but not normally used | [6 empty] | Itasca | 47.2611 | -93.6528
12647 | ALLETE, Inc. | 1894 | Fond Du Lac | Electric Utility | MN | 1 | 12 | 12 | Conventional Hydroelectric | WAT | HY | 1 | 1924 |  |  | (OP) Operating | [6 empty] | St Louis | 46.6668 | -92.2939
12647 | ALLETE, Inc. | 1895 | Knife Falls | Electric Utility | MN | 1 | 0.8 | 0.8 | Conventional Hydroelectric | WAT | HY | 1 | 1922 |  |  | (OP) Operating | [6 empty] | Carlton | 46.7266 | -92.4486
12647 | ALLETE, Inc. | 1895 | Knife Falls | Electric Utility | MN | 2 | 0.8 | 0.8 | Conventional Hydroelectric | WAT | HY | 1 | 1922 |  |  | (OP) Operating | [6 empty] | Carlton | 46.7266 | -92.4486
12647 | ALLETE, Inc. | 1895 | Knife Falls | Electric Utility | MN | 3 | 0.8 | 0.8 | Conventional Hydroelectric | WAT | HY | 1 | 1922 |  |  | (OP) Operating | [6 empty] | Carlton | 46.7266 | -92.4486
12647 | ALLETE, Inc. | 1896 | Little Falls (MN) | Electric Utility | MN | 1 | 0.8 | 0.8 | Conventional Hydroelectric | WAT | HY | 1 | 1919 |  |  | (OP) Operating | [6 empty] | Morrison | 45.975 | -94.3691
12647 | ALLETE, Inc. | 1896 | Little Falls (MN) | Electric Utility | MN | 2 | 0.8 | 0.8 | Conventional Hydroelectric | WAT | HY | 1 | 1919 |  |  | (OP) Operating | [6 empty] | Morrison | 45.975 | -94.3691
12647 | ALLETE, Inc. | 1896 | Little Falls (MN) | Electric Utility | MN | 3 | 1 | 1 | Conventional Hydroelectric | WAT | HY | 1 | 1920 |  |  | (OP) Operating | [6 empty] | Morrison | 45.975 | -94.3691
12647 | ALLETE, Inc. | 1896 | Little Falls (MN) | Electric Utility | MN | 4 | 1.2 | 1 | Conventional Hydroelectric | WAT | HY | 11 | 1979 |  |  | (OP) Operating | [6 empty] | Morrison | 45.975 | -94.3691
12647 | ALLETE, Inc. | 1896 | Little Falls (MN) | Electric Utility | MN | 5 | 0.4 | 0.4 | Conventional Hydroelectric | WAT | HY | 1 | 1906 |  |  | (OP) Operating | [6 empty] | Morrison | 45.975 | -94.3691
12647 | ALLETE, Inc. | 1896 | Little Falls (MN) | Electric Utility | MN | 6 | 0.4 | 0.4 | Conventional Hydroelectric | WAT | HY | 1 | 1906 |  |  | (OP) Operating | [6 empty] | Morrison | 45.975 | -94.3691
12647 | ALLETE, Inc. | 1897 | M L Hibbard | Commercial CHP | MN | 3 | 35.3 | 25.6 | Wood/Wood Waste Biomass | WDS | ST | 6 | 1949 |  |  | (OP) Operating | [6 empty] | St Louis | 46.7353 | -92.1517
12647 | ALLETE, Inc. | 1897 | M L Hibbard | Commercial CHP | MN | 4 | 37.5 | 32.4 | Wood/Wood Waste Biomass | WDS | ST | 6 | 1951 |  |  | (OP) Operating | [6 empty] | St Louis | 46.7353 | -92.1517
12647 | ALLETE, Inc. | 1898 | Pillager | Electric Utility | MN | 1 | 0.8 | 0.7 | Conventional Hydroelectric | WAT | HY | 1 | 1917 |  |  | (OP) Operating | [6 empty] | Cass | 46.316 | -94.4849
12647 | ALLETE, Inc. | 1898 | Pillager | Electric Utility | MN | 2 | 0.8 | 0.7 | Conventional Hydroelectric | WAT | HY | 1 | 1917 |  |  | (OP) Operating | [6 empty] | Cass | 46.316 | -94.4849
12647 | ALLETE, Inc. | 1899 | Scanlon | Electric Utility | MN | 1 | 0.4 | 0.4 | Conventional Hydroelectric | WAT | HY | 1 | 1923 |  |  | (OP) Operating | [6 empty] | Carlton | 46.7091 | -92.4217
12647 | ALLETE, Inc. | 1899 | Scanlon | Electric Utility | MN | 2 | 0.4 | 0.4 | Conventional Hydroelectric | WAT | HY | 1 | 1923 |  |  | (OP) Operating | [6 empty] | Carlton | 46.7091 | -92.4217
12647 | ALLETE, Inc. | 1899 | Scanlon | Electric Utility | MN | 3 | 0.4 | 0.4 | Conventional Hydroelectric | WAT | HY | 1 | 1923 |  |  | (OP) Operating | [6 empty] | Carlton | 46.7091 | -92.4217
12647 | ALLETE, Inc. | 1899 | Scanlon | Electric Utility | MN | 4 | 0.4 | 0.4 | Conventional Hydroelectric | WAT | HY | 1 | 1923 |  |  | (OP) Operating | [6 empty] | Carlton | 46.7091 | -92.4217
12647 | ALLETE, Inc. | 1900 | Sylvan | Electric Utility | MN | 1 | 0.6 | 0.6 | Conventional Hydroelectric | WAT | HY | 1 | 1913 |  |  | (OP) Operating | [6 empty] | Cass | 46.305 | -94.3775
12647 | ALLETE, Inc. | 1900 | Sylvan | Electric Utility | MN | 2 | 0.6 | 0.6 | Conventional Hydroelectric | WAT | HY | 1 | 1913 |  |  | (OP) Operating | [6 empty] | Cass | 46.305 | -94.3775
12647 | ALLETE, Inc. | 1900 | Sylvan | Electric Utility | MN | 3 | 0.6 | 0.6 | Conventional Hydroelectric | WAT | HY | 1 | 1915 |  |  | (OP) Operating | [6 empty] | Cass | 46.305 | -94.3775
12647 | ALLETE, Inc. | 1901 | Thomson | Electric Utility | MN | 1 | 13 | 13 | Conventional Hydroelectric | WAT | HY | 1 | 1907 |  |  | (OS) Out of service and NOT expected to return to service in next calendar year | [6 empty] | Carlton | 46.655 | -92.3333
12647 | ALLETE, Inc. | 1901 | Thomson | Electric Utility | MN | 2 | 13 | 13 | Conventional Hydroelectric | WAT | HY | 1 | 1907 |  |  | (OS) Out of service and NOT expected to return to service in next calendar year | [6 empty] | Carlton | 46.655 | -92.3333
12647 | ALLETE, Inc. | 1901 | Thomson | Electric Utility | MN | 3 | 13 | 13 | Conventional Hydroelectric | WAT | HY | 1 | 1907 |  |  | (OP) Operating | [6 empty] | Carlton | 46.655 | -92.3333
12647 | ALLETE, Inc. | 1901 | Thomson | Electric Utility | MN | 4 | 10.8 | 10.8 | Conventional Hydroelectric | WAT | HY | 1 | 1914 |  |  | (OS) Out of service and NOT expected to return to service in next calendar year | [6 empty] | Carlton | 46.655 | -92.3333
12647 | ALLETE, Inc. | 1901 | Thomson | Electric Utility | MN | 5 | 10.8 | 10.8 | Conventional Hydroelectric | WAT | HY | 1 | 1919 |  |  | (OS) Out of service and NOT expected to return to service in next calendar year | [6 empty] | Carlton | 46.655 | -92.3333
12647 | ALLETE, Inc. | 1901 | Thomson | Electric Utility | MN | 6 | 12 | 12 | Conventional Hydroelectric | WAT | HY | 1 | 1949 |  |  | (OP) Operating | [6 empty] | Carlton | 46.655 | -92.3333
12647 | ALLETE, Inc. | 1902 | Winton | Electric Utility | MN | 2 | 2 | 2 | Conventional Hydroelectric | WAT | HY | 8 | 1923 |  |  | (OP) Operating | [6 empty] | Lake | 47.9344 | -91.7639
12647 | ALLETE, Inc. | 1902 | Winton | Electric Utility | MN | 3 | 2 | 2 | Conventional Hydroelectric | WAT | HY | 9 | 1923 |  |  | (OP) Operating | [6 empty] | Lake | 47.9344 | -91.7639
13781 | Northern States Power Co - Minnesota | 1904 | Black Dog | Electric Utility | MN | 2 | 136.9 | 110 | Natural Gas Fired Combined Cycle | NG | CA | 10 | 1954 |  |  | (OP) Operating | [6 empty] | Dakota | 44.8108 | -93.2501
13781 | Northern States Power Co - Minnesota | 1904 | Black Dog | Electric Utility | MN | 5 | 187.9 | 172 | Natural Gas Fired Combined Cycle | NG | CT | 6 | 2002 |  |  | (OP) Operating | [6 empty] | Dakota | 44.8108 | -93.2501
13781 | Northern States Power Co - Minnesota | 1910 | Granite City | Electric Utility | MN | 1 | 18 | 13 | Natural Gas Fired Combustion Turbine | NG | GT | 5 | 1969 | 12 | 2024 | (OP) Operating | [6 empty] | Benton | 45.5756 | -94.1408
13781 | Northern States Power Co - Minnesota | 1910 | Granite City | Electric Utility | MN | 2 | 18 | 13 | Natural Gas Fired Combustion Turbine | NG | GT | 5 | 1969 | 12 | 2024 | (OP) Operating | [6 empty] | Benton | 45.5756 | -94.1408
13781 | Northern States Power Co - Minnesota | 1910 | Granite City | Electric Utility | MN | 3 | 18 | 13 | Natural Gas Fired Combustion Turbine | NG | GT | 5 | 1969 | 12 | 2024 | (OP) Operating | [6 empty] | Benton | 45.5756 | -94.1408
13781 | Northern States Power Co - Minnesota | 1910 | Granite City | Electric Utility | MN | 4 | 18 | 13 | Natural Gas Fired Combustion Turbine | NG | GT | 5 | 1969 | 12 | 2024 | (OP) Operating | [6 empty] | Benton | 45.5756 | -94.1408
13781 | Northern States Power Co - Minnesota | 1911 | Hennepin Island | Electric Utility | MN | 1 | 2.8 | 1.2 | Conventional Hydroelectric | WAT | HY | 10 | 1954 |  |  | (OP) Operating | [6 empty] | Hennepin | 44.9824 | -93.2542
13781 | Northern States Power Co - Minnesota | 1911 | Hennepin Island | Electric Utility | MN | 2 | 2.8 | 1.2 | Conventional Hydroelectric | WAT | HY | 3 | 1955 |  |  | (OP) Operating | [6 empty] | Hennepin | 44.9824 | -93.2542
13781 | Northern States Power Co - Minnesota | 1911 | Hennepin Island | Electric Utility | MN | 3 | 2.8 | 1.2 | Conventional Hydroelectric | WAT | HY | 10 | 1955 |  |  | (OP) Operating | [6 empty] | Hennepin | 44.9824 | -93.2542
13781 | Northern States Power Co - Minnesota | 1911 | Hennepin Island | Electric Utility | MN | 4 | 2.8 | 1.2 | Conventional Hydroelectric | WAT | HY | 10 | 1954 |  |  | (OP) Operating | [6 empty] | Hennepin | 44.9824 | -93.2542
13781 | Northern States Power Co - Minnesota | 1911 | Hennepin Island | Electric Utility | MN | 5 | 2.5 | 1.3 | Conventional Hydroelectric | WAT | HY | 11 | 1955 |  |  | (OP) Operating | [6 empty] | Hennepin | 44.9824 | -93.2542
13781 | Northern States Power Co - Minnesota | 1912 | High Bridge | Electric Utility | MN | 7 | 197 | 156 | Natural Gas Fired Combined Cycle | NG | CT | 5 | 2008 |  |  | (OP) Operating | [6 empty] | Ramsey | 44.9314 | -93.1117
13781 | Northern States Power Co - Minnesota | 1912 | High Bridge | Electric Utility | MN | 8 | 197 | 156 | Natural Gas Fired Combined Cycle | NG | CT | 5 | 2008 |  |  | (OP) Operating | [6 empty] | Ramsey | 44.9314 | -93.1117
13781 | Northern States Power Co - Minnesota | 1912 | High Bridge | Electric Utility | MN | 9 | 250 | 226 | Natural Gas Fired Combined Cycle | NG | CA | 5 | 2008 |  |  | (OP) Operating | [6 empty] | Ramsey | 44.9314 | -93.1117
13781 | Northern States Power Co - Minnesota | 1913 | Inver Hills | Electric Utility | MN | 1 | 46.8 | 47 | Natural Gas Fired Combustion Turbine | NG | GT | 4 | 1972 |  |  | (OP) Operating | [6 empty] | Dakota | 44.781 | -93.042
13781 | Northern States Power Co - Minnesota | 1913 | Inver Hills | Electric Utility | MN | 2 | 46.8 | 47 | Natural Gas Fired Combustion Turbine | NG | GT | 4 | 1972 |  |  | (OP) Operating | [6 empty] | Dakota | 44.781 | -93.042
13781 | Northern States Power Co - Minnesota | 1913 | Inver Hills | Electric Utility | MN | 3 | 46.8 | 47 | Natural Gas Fired Combustion Turbine | NG | GT | 4 | 1972 |  |  | (OP) Operating | [6 empty] | Dakota | 44.781 | -93.042
13781 | Northern States Power Co - Minnesota | 1913 | Inver Hills | Electric Utility | MN | 4 | 46.8 | 47 | Natural Gas Fired Combustion Turbine | NG | GT | 4 | 1972 |  |  | (OP) Operating | [6 empty] | Dakota | 44.781 | -93.042
13781 | Northern States Power Co - Minnesota | 1913 | Inver Hills | Electric Utility | MN | 5 | 46.8 | 47 | Natural Gas Fired Combustion Turbine | NG | GT | 4 | 1972 |  |  | (OP) Operating | [6 empty] | Dakota | 44.781 | -93.042
13781 | Northern States Power Co - Minnesota | 1913 | Inver Hills | Electric Utility | MN | 6 | 46.8 | 47 | Natural Gas Fired Combustion Turbine | NG | GT | 4 | 1972 |  |  | (OP) Operating | [6 empty] | Dakota | 44.781 | -93.042
13781 | Northern States Power Co - Minnesota | 1913 | Inver Hills | Electric Utility | MN | 7 | 1.8 | 1.8 | Petroleum Liquids | DFO | GT | 6 | 1997 |  |  | (SB) Standby/Backup: available for service but not normally used | [6 empty] | Dakota | 44.781 | -93.042
13781 | Northern States Power Co - Minnesota | 1913 | Inver Hills | Electric Utility | MN | 8 | 1.8 | 1.8 | Petroleum Liquids | DFO | GT | 6 | 1997 |  |  | (SB) Standby/Backup: available for service but not normally used | [6 empty] | Dakota | 44.781 | -93.042
13781 | Northern States Power Co - Minnesota | 1915 | Allen S King | Electric Utility | MN | 1 | 598.4 | 511 | Conventional Steam Coal | SUB | ST | 3 | 1958 |  |  | (OP) Operating | [6 empty] | Washington | 45.03 | -92.7786
13781 | Northern States Power Co - Minnesota | 1922 | Monticello Nuclear Facility | Electric Utility | MN | 1 | 685 | 607 | Nuclear | NUC | ST | 6 | 1971 |  |  | (OP) Operating | [6 empty] | Wright | 45.3338 | -93.8493
13781 | Northern States Power Co - Minnesota | 1925 | Prairie Island | Electric Utility | MN | 1 | 593.1 | 521 | Nuclear | NUC | ST | 2 | 1974 |  |  | (OP) Operating | [6 empty] | Goodhue | 44.622 | -92.6333
13781 | Northern States Power Co - Minnesota | 1925 | Prairie Island | Electric Utility | MN | 2 | 593.1 | 519 | Nuclear | NUC | ST | 10 | 1974 |  |  | (OP) Operating | [6 empty] | Goodhue | 44.622 | -92.6333
13781 | Northern States Power Co - Minnesota | 1926 | Red Wing | Electric Utility | MN | 1 | 11.5 | 9 | Municipal Solid Waste | MSW | ST | 10 | 1949 |  |  | (OP) Operating | [6 empty] | Goodhue | 44.5692 | -92.5169
13781 | Northern States Power Co - Minnesota | 1926 | Red Wing | Electric Utility | MN | 2 | 11.5 | 9 | Municipal Solid Waste | MSW | ST | 11 | 1949 |  |  | (OP) Operating | [6 empty] | Goodhue | 44.5692 | -92.5169
13781 | Northern States Power Co - Minnesota | 1927 | Riverside (MN) | Electric Utility | MN | 10 | 210.6 | 155 | Natural Gas Fired Combined Cycle | NG | CT | 5 | 2009 |  |  | (OP) Operating | [6 empty] | Hennepin | 45.0203 | -93.2753
13781 | Northern States Power Co - Minnesota | 1927 | Riverside (MN) | Electric Utility | MN | 9 | 210.6 | 155 | Natural Gas Fired Combined Cycle | NG | CT | 5 | 2009 |  |  | (OP) Operating | [6 empty] | Hennepin | 45.0203 | -93.2753
13781 | Northern States Power Co - Minnesota | 1927 | Riverside (MN) | Electric Utility | MN | ST7 | 164.7 | 160 | Natural Gas Fired Combined Cycle | NG | CA | 4 | 1987 |  |  | (OP) Operating | [6 empty] | Hennepin | 45.0203 | -93.2753
17876 | City of St James - (MN) | 1929 | St James | Electric Utility | MN | 1 | 2 | 2 | Petroleum Liquids | DFO | IC | 7 | 2002 |  |  | (OP) Operating | [6 empty] | Watonwan | 43.9882 | -94.6156
17876 | City of St James - (MN) | 1929 | St James | Electric Utility | MN | 2 | 2 | 2 | Petroleum Liquids | DFO | IC | 7 | 2002 |  |  | (OP) Operating | [6 empty] | Watonwan | 43.9882 | -94.6156
17876 | City of St James - (MN) | 1929 | St James | Electric Utility | MN | 3 | 2 | 2 | Petroleum Liquids | DFO | IC | 7 | 2002 |  |  | (OP) Operating | [6 empty] | Watonwan | 43.9882 | -94.6156
17876 | City of St James - (MN) | 1929 | St James | Electric Utility | MN | 4 | 2 | 2 | Petroleum Liquids | DFO | IC | 7 | 2002 |  |  | (OP) Operating | [6 empty] | Watonwan | 43.9882 | -94.6156
17876 | City of St James - (MN) | 1929 | St James | Electric Utility | MN | 5 | 2 | 2 | Petroleum Liquids | DFO | IC | 7 | 2002 |  |  | (OP) Operating | [6 empty] | Watonwan | 43.9882 | -94.6156
17876 | City of St James - (MN) | 1929 | St James | Electric Utility | MN | 6 | 2 | 2 | Petroleum Liquids | DFO | IC | 7 | 2002 |  |  | (OP) Operating | [6 empty] | Watonwan | 43.9882 | -94.6156
13781 | Northern States Power Co - Minnesota | 1934 | Wilmarth | Electric Utility | MN | 1 | 12.5 | 9 | Municipal Solid Waste | MSW | ST | 9 | 1948 |  |  | (OP) Operating | [6 empty] | Blue Earth | 44.1967 | -94.0009
13781 | Northern States Power Co - Minnesota | 1934 | Wilmarth | Electric Utility | MN | 2 | 12.5 | 9 | Municipal Solid Waste | MSW | ST | 3 | 1951 |  |  | (OP) Operating | [6 empty] | Blue Earth | 44.1967 | -94.0009
14232 | Otter Tail Power Co | 1943 | Hoot Lake | Electric Utility | MN | 2 | 54.4 | 58 | Conventional Steam Coal | SUB | ST | 10 | 1959 | 6 | 2021 | (OP) Operating | [6 empty] | Otter Tail | 46.2906 | -96.0433
14232 | Otter Tail Power Co | 1943 | Hoot Lake | Electric Utility | MN | 3 | 75 | 80 | Conventional Steam Coal | SUB | ST | 5 | 1964 | 6 | 2021 | (OP) Operating | [6 empty] | Otter Tail | 46.2906 | -96.0433
14232 | Otter Tail Power Co | 1943 | Hoot Lake | Electric Utility | MN | D1 | 0.2 | 0.2 | Petroleum Liquids | DFO | IC | 5 | 1967 | 12 | 2020 | (SB) Standby/Backup: available for service but not normally used | [6 empty] | Otter Tail | 46.2906 | -96.0433
14232 | Otter Tail Power Co | 1943 | Hoot Lake | Electric Utility | MN | D2 | 0.1 | 0.1 | Petroleum Liquids | DFO | IC | 5 | 1967 | 12 | 2020 | (SB) Standby/Backup: available for service but not normally used | [6 empty] | Otter Tail | 46.2906 | -96.0433
14232 | Otter Tail Power Co | 1943 | Hoot Lake | Electric Utility | MN | H1 | 1 | 0.8 | Conventional Hydroelectric | WAT | HY | 9 | 1914 |  |  | (OP) Operating | [6 empty] | Otter Tail | 46.2906 | -96.0433
150 | Adrian Public Utilities Comm | 1956 | Adrian | Electric Utility | MN | 5 | 2 | 2 | Petroleum Liquids | DFO | IC | 5 | 2005 |  |  | (OP) Operating | [6 empty] | NOBLES | 43.6371 | -95.9328
295 | City of Alexandria - (MN) | 1958 | Alexandria | Electric Utility | MN | IC1 | 1.2 | 1 | Petroleum Liquids | DFO | IC | 1 | 1948 |  |  | (SB) Standby/Backup: available for service but not normally used | [6 empty] | Douglas | 45.8892 | -95.3797
295 | City of Alexandria - (MN) | 1958 | Alexandria | Electric Utility | MN | IC2 | 4 | 3.6 | Petroleum Liquids | DFO | IC | 1 | 1967 |  |  | (SB) Standby/Backup: available for service but not normally used | [6 empty] | Douglas | 45.8892 | -95.3797
295 | City of Alexandria - (MN) | 1958 | Alexandria | Electric Utility | MN | IC3 | 4 | 3.6 | Petroleum Liquids | DFO | IC | 1 | 1967 |  |  | (SB) Standby/Backup: available for service but not normally used | [6 empty] | Douglas | 45.8892 | -95.3797
1009 | City of Austin - (MN) | 1961 | Austin Northeast | Electric Utility | MN | 1 | 31.9 | 28 | Natural Gas Steam Turbine | NG | ST | 4 | 1971 | 6 | 2016 | (OP) Operating | [6 empty] | MOWER | 43.7014 | -92.9626
1573 | City of Benson - (MN) | 1964 | Benson City of | Electric Utility | MN | 10 | 1.8 | 1.8 | Petroleum Liquids | DFO | IC | 5 | 2002 |  |  | (OP) Operating | [6 empty] | Swift | 45.3144 | -95.6028
1573 | City of Benson - (MN) | 1964 | Benson City of | Electric Utility | MN | 11 | 1.8 | 1.8 | Petroleum Liquids | DFO | IC | 5 | 2002 |  |  | (OP) Operating | [6 empty] | Swift | 45.3144 | -95.6028
1573 | City of Benson - (MN) | 1964 | Benson City of | Electric Utility | MN | 7 | 1.8 | 1.8 | Petroleum Liquids | DFO | IC | 5 | 2002 |  |  | (OP) Operating | [6 empty] | Swift | 45.3144 | -95.6028
1573 | City of Benson - (MN) | 1964 | Benson City of | Electric Utility | MN | 8 | 1.8 | 1.8 | Petroleum Liquids | DFO | IC | 5 | 2002 |  |  | (OP) Operating | [6 empty] | Swift | 45.3144 | -95.6028
1573 | City of Benson - (MN) | 1964 | Benson City of | Electric Utility | MN | 9 | 1.8 | 1.8 | Petroleum Liquids | DFO | IC | 5 | 2002 |  |  | (OP) Operating | [6 empty] | Swift | 45.3144 | -95.6028
1871 | City of Blooming Prairie - (MN) | 1966 | Blooming Prairie | Electric Utility | MN | 1 | 0.3 | 0.3 | Petroleum Liquids | DFO | IC | 5 | 1937 |  |  | (SB) Standby/Backup: available for service but not normally used | [6 empty] | Steele | 43.866 | -93.0504
1871 | City of Blooming Prairie - (MN) | 1966 | Blooming Prairie | Electric Utility | MN | 2 | 0.7 | 0.7 | Petroleum Liquids | DFO | IC | 7 | 1947 |  |  | (SB) Standby/Backup: available for service but not normally used | [6 empty] | Steele | 43.866 | -93.0504
1871 | City of Blooming Prairie - (MN) | 1966 | Blooming Prairie | Electric Utility | MN | 4 | 1.2 | 1.3 | Petroleum Liquids | DFO | IC | 8 | 1974 |  |  | (SB) Standby/Backup: available for service but not normally used | [6 empty] | Steele | 43.866 | -93.0504
1871 | City of Blooming Prairie - (MN) | 1966 | Blooming Prairie | Electric Utility | MN | 5 | 2.3 | 2 | Petroleum Liquids | DFO | IC | 4 | 2003 |  |  | (SB) Standby/Backup: available for service but not normally used | [6 empty] | Steele | 43.866 | -93.0504
1871 | City of Blooming Prairie - (MN) | 1966 | Blooming Prairie | Electric Utility | MN | 6 | 2 | 1.9 | Petroleum Liquids | DFO | IC | 4 | 2009 |  |  | (SB) Standby/Backup: available for service but not normally used | [6 empty] | Steele | 43.866 | -93.0504
1871 | City of Blooming Prairie - (MN) | 1966 | Blooming Prairie | Electric Utility | MN | 7 | 1.3 | 1.3 | Petroleum Liquids | DFO | IC | 10 | 2012 |  |  | (SB) Standby/Backup: available for service but not normally used | [6 empty] | Steele | 43.866 | -93.0504
1883 | Blue Earth Light & Water | 1967 | Blue Earth | Electric Utility | MN | IC1 | 1.5 | 1.5 | Petroleum Liquids | DFO | IC | 11 | 1960 |  |  | (OP) Operating | [6 empty] | Faribault | 43.6375 | -94.1017
1883 | Blue Earth Light & Water | 1967 | Blue Earth | Electric Utility | MN | IC3 | 1.6 | 1.6 | Petroleum Liquids | DFO | IC | 11 | 1993 |  |  | (OP) Operating | [6 empty] | Faribault | 43.6375 | -94.1017
1883 | Blue Earth Light & Water | 1967 | Blue Earth | Electric Utility | MN | IC4 | 1.6 | 1.6 | Petroleum Liquids | DFO | IC | 11 | 1993 |  |  | (OP) Operating | [6 empty] | Faribault | 43.6375 | -94.1017
1883 | Blue Earth Light & Water | 1967 | Blue Earth | Electric Utility | MN | IC5 | 1.6 | 1.6 | Petroleum Liquids | DFO | IC | 11 | 1993 |  |  | (OP) Operating | [6 empty] | Faribault | 43.6375 | -94.1017
1883 | Blue Earth Light & Water | 1967 | Blue Earth | Electric Utility | MN | IC6 | 1.8 | 1.8 | Petroleum Liquids | DFO | IC | 2 | 1996 |  |  | (OP) Operating | [6 empty] | Faribault | 43.6375 | -94.1017
1883 | Blue Earth Light & Water | 1967 | Blue Earth | Electric Utility | MN | IC7 | 1.1 | 1.1 | Petroleum Liquids | DFO | IC | 9 | 2015 |  |  | (OP) Operating | [6 empty] | Faribault | 43.6375 | -94.1017
1883 | Blue Earth Light & Water | 1967 | Blue Earth | Electric Utility | MN | IC8 | 1.8 | 1.8 | Petroleum Liquids | DFO | IC | 9 | 2015 |  |  | (OP) Operating | [6 empty] | Faribault | 43.6375 | -94.1017
5015 | Delano Municipal Utilities | 1969 | Delano | Electric Utility | MN | 1 | 1.1 | 1.1 | Petroleum Liquids | DFO | IC | 4 | 1951 |  |  | (OP) Operating | [6 empty] | WRIGHT | 45.0414 | -93.7905
5015 | Delano Municipal Utilities | 1969 | Delano | Electric Utility | MN | 2 | 1.1 | 1.1 | Natural Gas Internal Combustion Engine | NG | IC | 11 | 1972 |  |  | (OP) Operating | [6 empty] | WRIGHT | 45.0414 | -93.7905
5015 | Delano Municipal Utilities | 1969 | Delano | Electric Utility | MN | 3 | 1.3 | 1.3 | Natural Gas Internal Combustion Engine | NG | IC | 3 | 1973 |  |  | (OP) Operating | [6 empty] | WRIGHT | 45.0414 | -93.7905
5015 | Delano Municipal Utilities | 1969 | Delano | Electric Utility | MN | 5 | 0.8 | 0.8 | Petroleum Liquids | DFO | IC | 10 | 1946 |  |  | (OP) Operating | [6 empty] | WRIGHT | 45.0414 | -93.7905
5015 | Delano Municipal Utilities | 1969 | Delano | Electric Utility | MN | 6 | 1.2 | 1.2 | Petroleum Liquids | DFO | IC | 8 | 1989 |  |  | (OP) Operating | [6 empty] | WRIGHT | 45.0414 | -93.7905
5015 | Delano Municipal Utilities | 1969 | Delano | Electric Utility | MN | 7 | 3 | 3 | Petroleum Liquids | DFO | IC | 8 | 1994 |  |  | (OP) Operating | [6 empty] | WRIGHT | 45.0414 | -93.7905
5015 | Delano Municipal Utilities | 1969 | Delano | Electric Utility | MN | 8 | 3.1 | 3.1 | Petroleum Liquids | DFO | IC | 6 | 1999 |  |  | (OP) Operating | [6 empty] | WRIGHT | 45.0414 | -93.7905
5015 | Delano Municipal Utilities | 1969 | Delano | Electric Utility | MN | 9 | 12.5 | 11 | Petroleum Liquids | DFO | GT | 7 | 2002 |  |  | (OP) Operating | [6 empty] | WRIGHT | 45.0414 | -93.7905
5111 | City of Detroit Lakes - (MN) | 1970 | Detroit Lakes | Electric Utility | MN | 1 | 12.5 | 9.6 | Petroleum Liquids | DFO | GT | 7 | 1968 |  |  | (OP) Operating | [6 empty] | BECKER | 46.8175 | -95.8433
5773 | City of Elk River | 1971 | Elk River City of | Electric Utility | MN | 1 | 0.5 | 0.5 | Petroleum Liquids | DFO | IC | 3 | 1948 |  |  | (SB) Standby/Backup: available for service but not normally used | [6 empty] | SHERBURNE | 45.3158 | -93.5781
5773 | City of Elk River | 1971 | Elk River City of | Electric Utility | MN | 2 | 0.5 | 0.5 | Petroleum Liquids | DFO | IC | 3 | 1948 |  |  | (SB) Standby/Backup: available for service but not normally used | [6 empty] | SHERBURNE | 45.3158 | -93.5781
5773 | City of Elk River | 1971 | Elk River City of | Electric Utility | MN | 3 | 3 | 3 | Petroleum Liquids | DFO | IC | 3 | 1962 |  |  | (SB) Standby/Backup: available for service but not normally used | [6 empty] | SHERBURNE | 45.3158 | -93.5781
5773 | City of Elk River | 1971 | Elk River City of | Electric Utility | MN | 4 | 5 | 5 | Petroleum Liquids | DFO | IC | 8 | 1972 |  |  | (SB) Standby/Backup: available for service but not normally used | [6 empty] | SHERBURNE | 45.3158 | -93.5781
5773 | City of Elk River | 1971 | Elk River City of | Electric Utility | MN | 5 | 0.8 | 0.8 | Landfill Gas | LFG | IC | 10 | 2002 |  |  | (OP) Operating | [6 empty] | SHERBURNE | 45.3158 | -93.5781
5773 | City of Elk River | 1971 | Elk River City of | Electric Utility | MN | 6 | 0.8 | 0.8 | Landfill Gas | LFG | IC | 10 | 2002 |  |  | (OP) Operating | [6 empty] | SHERBURNE | 45.3158 | -93.5781
5773 | City of Elk River | 1971 | Elk River City of | Electric Utility | MN | 7 | 0.8 | 0.8 | Landfill Gas | LFG | IC | 10 | 2002 |  |  | (OP) Operating | [6 empty] | SHERBURNE | 45.3158 | -93.5781
5773 | City of Elk River | 1971 | Elk River City of | Electric Utility | MN | 8 | 0.8 | 0.8 | Landfill Gas | LFG | IC | 7 | 2006 |  |  | (OP) Operating | [6 empty] | SHERBURNE | 45.3158 | -93.5781
6138 | City of Fairfax - (MN) | 1972 | Fairfax | Electric Utility | MN | 2A | 2 | 1.9 | Petroleum Liquids | DFO | IC | 8 | 2001 |  |  | (SB) Standby/Backup: available for service but not normally used | [6 empty] | Renville | 44.5278 | -94.7217
40580 | Southern Minnesota Mun P Agny | 1973 | Fairmont (MN) | Electric Utility | MN | 10 | 6.5 | 6.5 | Natural Gas Internal Combustion Engine | NG | IC | 3 | 2014 |  |  | (OP) Operating | [6 empty] | Martin | 43.6579 | -94.4647
40580 | Southern Minnesota Mun P Agny | 1973 | Fairmont (MN) | Electric Utility | MN | 11 | 6.5 | 6.5 | Natural Gas Internal Combustion Engine | NG | IC | 3 | 2014 |  |  | (OP) Operating | [6 empty] | Martin | 43.6579 | -94.4647
40580 | Southern Minnesota Mun P Agny | 1973 | Fairmont (MN) | Electric Utility | MN | 12 | 6.5 | 6.5 | Natural Gas Internal Combustion Engine | NG | IC | 3 | 2014 |  |  | (OP) Operating | [6 empty] | Martin | 43.6579 | -94.4647
40580 | Southern Minnesota Mun P Agny | 1973 | Fairmont (MN) | Electric Utility | MN | 6 | 6.5 | 6 | Petroleum Liquids | DFO | IC | 1 | 1975 |  |  | (OP) Operating | [6 empty] | Martin | 43.6579 | -94.4647
40580 | Southern Minnesota Mun P Agny | 1973 | Fairmont (MN) | Electric Utility | MN | 7 | 6.5 | 6 | Petroleum Liquids | DFO | IC | 1 | 1975 |  |  | (OP) Operating | [6 empty] | Martin | 43.6579 | -94.4647
40580 | Southern Minnesota Mun P Agny | 1973 | Fairmont (MN) | Electric Utility | MN | 9 | 6.5 | 6.5 | Natural Gas Internal Combustion Engine | NG | IC | 3 | 2014 |  |  | (OP) Operating | [6 empty] | Martin | 43.6579 | -94.4647
7292 | Glencoe Light & Power Comm | 1975 | Glencoe | Electric Utility | MN | 10 | 7 | 5.6 | Petroleum Liquids | DFO | IC | 10 | 1985 |  |  | (OP) Operating | [6 empty] | McLeod | 44.7709 | -94.1582
7292 | Glencoe Light & Power Comm | 1975 | Glencoe | Electric Utility | MN | 11 | 4.8 | 4.8 | Petroleum Liquids | DFO | IC | 6 | 1998 |  |  | (OP) Operating | [6 empty] | McLeod | 44.7709 | -94.1582
7292 | Glencoe Light & Power Comm | 1975 | Glencoe | Electric Utility | MN | 12 | 4.8 | 4.8 | Petroleum Liquids | DFO | IC | 7 | 1998 |  |  | (OP) Operating | [6 empty] | McLeod | 44.7709 | -94.1582
7292 | Glencoe Light & Power Comm | 1975 | Glencoe | Electric Utility | MN | 14 | 4.8 | 4.8 | Petroleum Liquids | DFO | IC | 9 | 2006 |  |  | (OP) Operating | [6 empty] | McLeod | 44.7709 | -94.1582
7292 | Glencoe Light & Power Comm | 1975 | Glencoe | Electric Utility | MN | 5 | 1.3 | 1 | Petroleum Liquids | DFO | IC | 6 | 1957 |  |  | (OP) Operating | [6 empty] | McLeod | 44.7709 | -94.1582
7292 | Glencoe Light & Power Comm | 1975 | Glencoe | Electric Utility | MN | 7 | 4.1 | 3.2 | Petroleum Liquids | DFO | IC | 11 | 1966 |  |  | (OP) Operating | [6 empty] | McLeod | 44.7709 | -94.1582
7292 | Glencoe Light & Power Comm | 1975 | Glencoe | Electric Utility | MN | 8 | 5.6 | 4.4 | Petroleum Liquids | DFO | IC | 7 | 1969 |  |  | (OP) Operating | [6 empty] | McLeod | 44.7709 | -94.1582
7292 | Glencoe Light & Power Comm | 1975 | Glencoe | Electric Utility | MN | 9 | 7.1 | 5.7 | Petroleum Liquids | DFO | IC | 8 | 1973 |  |  | (OP) Operating | [6 empty] | McLeod | 44.7709 | -94.1582
7487 | City of Grand Marais - (MN) | 1976 | Grand Marais | Electric Utility | MN | 7 | 2.7 | 2.5 | Petroleum Liquids | DFO | IC | 2 | 2004 |  |  | (OP) Operating | [6 empty] | COOK | 47.7758 | -90.3392
7487 | City of Grand Marais - (MN) | 1976 | Grand Marais | Electric Utility | MN | 8 | 2 | 1.8 | Petroleum Liquids | DFO | IC | 2 | 2004 |  |  | (OP) Operating | [6 empty] | COOK | 47.7758 | -90.3392
7487 | City of Grand Marais - (MN) | 1976 | Grand Marais | Electric Utility | MN | 9 | 2 | 1.8 | Petroleum Liquids | DFO | IC | 2 | 2004 |  |  | (OP) Operating | [6 empty] | COOK | 47.7758 | -90.3392
7494 | City of Granite Falls - (MN) | 1977 | Granite Falls | Electric Utility | MN | 1 | 0.3 | 0.2 | Conventional Hydroelectric | WAT | HY | 8 | 1940 |  |  | (OP) Operating | [6 empty] | Chippewa | 44.8117 | -95.5345
7494 | City of Granite Falls - (MN) | 1977 | Granite Falls | Electric Utility | MN | 2 | 0.2 | 0.2 | Conventional Hydroelectric | WAT | HY | 8 | 1932 |  |  | (OP) Operating | [6 empty] | Chippewa | 44.8117 | -95.5345
7494 | City of Granite Falls - (MN) | 1977 | Granite Falls | Electric Utility | MN | HC3 | 0.8 | 0.7 | Conventional Hydroelectric | WAT | HY | 6 | 1986 |  |  | (OP) Operating | [6 empty] | Chippewa | 44.8117 | -95.5345
8543 | Hibbing Public Utilities Comm | 1979 | Hibbing | Electric Utility | MN | 3 | 10 | 10 | Conventional Steam Coal | SUB | ST | 4 | 1965 |  |  | (OP) Operating | [6 empty] | St Louis | 47.4294 | -92.935
8543 | Hibbing Public Utilities Comm | 1979 | Hibbing | Electric Utility | MN | 5 | 19.5 | 19.5 | Conventional Steam Coal | SUB | ST | 8 | 1985 |  |  | (OP) Operating | [6 empty] | St Louis | 47.4294 | -92.935
8543 | Hibbing Public Utilities Comm | 1979 | Hibbing | Electric Utility | MN | 6 | 6.4 | 1 | Conventional Steam Coal | SUB | ST | 2 | 1996 |  |  | (OP) Operating | [6 empty] | St Louis | 47.4294 | -92.935
9130 | Hutchinson Utilities Comm | 1980 | Hutchinson Plant #1 | Electric Utility | MN | 10 | 8.8 | 8.8 | Natural Gas Internal Combustion Engine | NG | IC | 2 | 2013 |  |  | (OP) Operating | [6 empty] | McLeod | 44.8957 | -94.3684
9130 | Hutchinson Utilities Comm | 1980 | Hutchinson Plant #1 | Electric Utility | MN | 2 | 2 | 2 | Natural Gas Internal Combustion Engine | NG | IC | 1 | 1958 |  |  | (OP) Operating | [6 empty] | McLeod | 44.8957 | -94.3684
9130 | Hutchinson Utilities Comm | 1980 | Hutchinson Plant #1 | Electric Utility | MN | 3 | 4.5 | 3.9 | Natural Gas Internal Combustion Engine | NG | IC | 1 | 1968 |  |  | (OP) Operating | [6 empty] | McLeod | 44.8957 | -94.3684
9130 | Hutchinson Utilities Comm | 1980 | Hutchinson Plant #1 | Electric Utility | MN | 4 | 4 | 3.9 | Natural Gas Internal Combustion Engine | NG | IC | 1 | 1968 |  |  | (OP) Operating | [6 empty] | McLeod | 44.8957 | -94.3684
9130 | Hutchinson Utilities Comm | 1980 | Hutchinson Plant #1 | Electric Utility | MN | 8 | 16 | 13 | Natural Gas Fired Combined Cycle | NG | CS | 1 | 1971 |  |  | (OP) Operating | [6 empty] | McLeod | 44.8957 | -94.3684
9650 | City of Janesville - (MN) | 1982 | Janesville | Electric Utility | MN | 1 | 1.1 | 0.9 | Petroleum Liquids | DFO | IC | 5 | 1965 |  |  | (OP) Operating | [6 empty] | Waseca | 44.1172 | 93.7073
9650 | City of Janesville - (MN) | 1982 | Janesville | Electric Utility | MN | 2 | 1.3 | 1.1 | Petroleum Liquids | DFO | IC | 5 | 1972 |  |  | (OP) Operating | [6 empty] | Waseca | 44.1172 | 93.7073
9650 | City of Janesville - (MN) | 1982 | Janesville | Electric Utility | MN | 3 | 0.7 | 0.5 | Petroleum Liquids | DFO | IC | 5 | 1955 |  |  | (OP) Operating | [6 empty] | Waseca | 44.1172 | 93.7073
9650 | City of Janesville - (MN) | 1982 | Janesville | Electric Utility | MN | 4 | 1.8 | 1.8 | Petroleum Liquids | DFO | IC | 12 | 1998 |  |  | (OP) Operating | [6 empty] | Waseca | 44.1172 | 93.7073
10179 | Kenyon Municipal Utilities | 1983 | Kenyon Municipal | Electric Utility | MN | 5 | 1.8 | 1.8 | Petroleum Liquids | DFO | IC | 8 | 1997 |  |  | (SB) Standby/Backup: available for service but not normally used | [6 empty] | Goodhue | 44.2718 | -92.9848
10179 | Kenyon Municipal Utilities | 1983 | Kenyon Municipal | Electric Utility | MN | 6 | 1.8 | 1.8 | Petroleum Liquids | DFO | IC | 8 | 1997 |  |  | (SB) Standby/Backup: available for service but not normally used | [6 empty] | Goodhue | 44.2718 | -92.9848
10179 | Kenyon Municipal Utilities | 1983 | Kenyon Municipal | Electric Utility | MN | 7 | 1.8 | 1.8 | Petroleum Liquids | DFO | IC | 8 | 1997 |  |  | (SB) Standby/Backup: available for service but not normally used | [6 empty] | Goodhue | 44.2718 | -92.9848
10596 | City of Lake Crystal - (MN) | 1985 | Lake Crystal | Electric Utility | MN | 1 | 0.6 | 0.6 | Petroleum Liquids | DFO | IC | 5 | 1952 |  |  | (OP) Operating | [6 empty] | Blue Earth | 44.1069 | -94.2197
10596 | City of Lake Crystal - (MN) | 1985 | Lake Crystal | Electric Utility | MN | 3 | 2 | 2 | Petroleum Liquids | DFO | IC | 5 | 1971 |  |  | (OP) Operating | [6 empty] | Blue Earth | 44.1069 | -94.2197
10596 | City of Lake Crystal - (MN) | 1985 | Lake Crystal | Electric Utility | MN | 4 | 1.2 | 1.2 | Petroleum Liquids | DFO | IC | 5 | 1955 |  |  | (OP) Operating | [6 empty] | Blue Earth | 44.1069 | -94.2197
10596 | City of Lake Crystal - (MN) | 1985 | Lake Crystal | Electric Utility | MN | 5 | 2 | 2 | Petroleum Liquids | DFO | IC | 11 | 1999 |  |  | (OP) Operating | [6 empty] | Blue Earth | 44.1069 | -94.2197
10685 | Lanesboro Public Utility Comm | 1987 | Lanesboro | Electric Utility | MN | 2 | 0.3 | 0.2 | Conventional Hydroelectric | WAT | HY | 1 | 1923 |  |  | (OP) Operating | [6 empty] | Fillmore | 43.72 | -91.9777
10685 | Lanesboro Public Utility Comm | 1987 | Lanesboro | Electric Utility | MN | 3 | 1 | 0.8 | Petroleum Liquids | DFO | IC | 1 | 1928 |  |  | (OP) Operating | [6 empty] | Fillmore | 43.72 | -91.9777
10685 | Lanesboro Public Utility Comm | 1987 | Lanesboro | Electric Utility | MN | 4 | 2.3 | 2.1 | Petroleum Liquids | DFO | IC | 6 | 2004 |  |  | (OP) Operating | [6 empty] | Fillmore | 43.72 | -91.9777
11064 | Litchfield Public Utilities | 1989 | Litchfield | Electric Utility | MN | 5 | 2.1 | 2.1 | Petroleum Liquids | DFO | IC | 9 | 1963 |  |  | (SB) Standby/Backup: available for service but not normally used | [6 empty] | Meeker | 45.1282 | -94.5352
11064 | Litchfield Public Utilities | 1989 | Litchfield | Electric Utility | MN | 6 | 2.1 | 2.1 | Petroleum Liquids | DFO | IC | 10 | 1963 |  |  | (SB) Standby/Backup: available for service but not normally used | [6 empty] | Meeker | 45.1282 | -94.5352
11064 | Litchfield Public Utilities | 1989 | Litchfield | Electric Utility | MN | QS 1 | 2.3 | 2.3 | Petroleum Liquids | DFO | IC | 4 | 2010 |  |  | (SB) Standby/Backup: available for service but not normally used | [6 empty] | Meeker | 45.1282 | -94.5352
11064 | Litchfield Public Utilities | 1989 | Litchfield | Electric Utility | MN | QS 2 | 2.3 | 2.3 | Petroleum Liquids | DFO | IC | 4 | 2010 |  |  | (SB) Standby/Backup: available for service but not normally used | [6 empty] | Meeker | 45.1282 | -94.5352
11064 | Litchfield Public Utilities | 1989 | Litchfield | Electric Utility | MN | QS 3 | 2.3 | 2.3 | Petroleum Liquids | DFO | IC | 4 | 2010 |  |  | (SB) Standby/Backup: available for service but not normally used | [6 empty] | Meeker | 45.1282 | -94.5352
11064 | Litchfield Public Utilities | 1989 | Litchfield | Electric Utility | MN | QS 4 | 2.3 | 2.3 | Petroleum Liquids | DFO | IC | 4 | 2010 |  |  | (SB) Standby/Backup: available for service but not normally used | [6 empty] | Meeker | 45.1282 | -94.5352
11064 | Litchfield Public Utilities | 1989 | Litchfield | Electric Utility | MN | QS 5 | 2.3 | 2.3 | Petroleum Liquids | DFO | IC | 4 | 2010 |  |  | (SB) Standby/Backup: available for service but not normally used | [6 empty] | Meeker | 45.1282 | -94.5352
11332 | City of Luverne - (MN) | 1990 | Luverne | Electric Utility | MN | 4C | 3.5 | 3.5 | Petroleum Liquids | DFO | IC | 5 | 1967 |  |  | (OP) Operating | [6 empty] | ROCK | 43.6544 | -96.2019
11731 | City of Marshall - (MN) | 1993 | Marshall (MN) | Electric Utility | MN | 6 | 18 | 15.4 | Petroleum Liquids | DFO | GT | 7 | 1969 |  |  | (OP) Operating | [6 empty] | LYON | 44.4466 | -95.7921
12286 | Melrose Public Utilities | 1994 | Melrose | Electric Utility | MN | 1 | 1 | 0.8 | Petroleum Liquids | DFO | IC | 7 | 1945 |  |  | (SB) Standby/Backup: available for service but not normally used | [6 empty] | Stearns | 45.675 | -94.8153
12286 | Melrose Public Utilities | 1994 | Melrose | Electric Utility | MN | 2 | 1.1 | 1.1 | Petroleum Liquids | DFO | IC | 7 | 1948 |  |  | (OP) Operating | [6 empty] | Stearns | 45.675 | -94.8153
12286 | Melrose Public Utilities | 1994 | Melrose | Electric Utility | MN | 3 | 3.1 | 3.2 | Petroleum Liquids | DFO | IC | 7 | 1969 |  |  | (OP) Operating | [6 empty] | Stearns | 45.675 | -94.8153
12286 | Melrose Public Utilities | 1994 | Melrose | Electric Utility | MN | 4 | 3 | 3.3 | Petroleum Liquids | DFO | IC | 1 | 1969 |  |  | (OP) Operating | [6 empty] | Stearns | 45.675 | -94.8153
12897 | Moose Lake Water & Light Comm | 1996 | Moose Lake | Electric Utility | MN | 1 | 1.3 | 1.3 | Petroleum Liquids | DFO | IC | 7 | 1973 |  |  | (SB) Standby/Backup: available for service but not normally used | [6 empty] | Carlton | 46.4541 | -92.7606
12897 | Moose Lake Water & Light Comm | 1996 | Moose Lake | Electric Utility | MN | 4 | 1.3 | 1.3 | Petroleum Liquids | DFO | IC | 10 | 1963 |  |  | (OS) Out of service and NOT expected to return to service in next calendar year | [6 empty] | Carlton | 46.4541 | -92.7606
12897 | Moose Lake Water & Light Comm | 1996 | Moose Lake | Electric Utility | MN | 5 | 2.1 | 2.3 | Petroleum Liquids | DFO | IC | 4 | 2005 |  |  | (OP) Operating | [6 empty] | Carlton | 46.4541 | -92.7606
12897 | Moose Lake Water & Light Comm | 1996 | Moose Lake | Electric Utility | MN | 6 | 2.1 | 2.3 | Petroleum Liquids | DFO | IC | 4 | 2005 |  |  | (OP) Operating | [6 empty] | Carlton | 46.4541 | -92.7606
12897 | Moose Lake Water & Light Comm | 1996 | Moose Lake | Electric Utility | MN | 7 | 2.1 | 2.3 | Petroleum Liquids | DFO | IC | 4 | 2005 |  |  | (OP) Operating | [6 empty] | Carlton | 46.4541 | -92.7606
12900 | City of Mora - (MN) | 1997 | Mora | Electric Utility | MN | 2 | 1.1 | 1.2 | Natural Gas Internal Combustion Engine | NG | IC | 9 | 1957 |  |  | (OP) Operating | [6 empty] | Kanabec | 45.8771 | -93.2951
12900 | City of Mora - (MN) | 1997 | Mora | Electric Utility | MN | 5 | 5.7 | 5.7 | Natural Gas Internal Combustion Engine | NG | IC | 6 | 1972 |  |  | (OP) Operating | [6 empty] | Kanabec | 45.8771 | -93.2951
12900 | City of Mora - (MN) | 1997 | Mora | Electric Utility | MN | 6 | 7 | 6.3 | Petroleum Liquids | DFO | IC | 7 | 1975 |  |  | (OP) Operating | [6 empty] | Kanabec | 45.8771 | -93.2951
13048 | City of Mountain Lake - (MN) | 1998 | Mountain Lake | Electric Utility | MN | 2 | 1.1 | 0.9 | Petroleum Liquids | DFO | IC | 5 | 1954 |  |  | (OP) Operating | [6 empty] | Cottonwood | 43.9405 | -94.9434
13048 | City of Mountain Lake - (MN) | 1998 | Mountain Lake | Electric Utility | MN | 4 | 2 | 1.8 | Petroleum Liquids | DFO | IC | 5 | 1968 |  |  | (OP) Operating | [6 empty] | Cottonwood | 43.9405 | -94.9434
13048 | City of Mountain Lake - (MN) | 1998 | Mountain Lake | Electric Utility | MN | 5 | 1.3 | 1.2 | Petroleum Liquids | DFO | IC | 5 | 1959 |  |  | (OP) Operating | [6 empty] | Cottonwood | 43.9405 | -94.9434
13048 | City of Mountain Lake - (MN) | 1998 | Mountain Lake | Electric Utility | MN | 6 | 1.8 | 1.8 | Petroleum Liquids | DFO | IC | 2 | 1998 |  |  | (OP) Operating | [6 empty] | Cottonwood | 43.9405 | -94.9434
13048 | City of Mountain Lake - (MN) | 1998 | Mountain Lake | Electric Utility | MN | 7 | 1.8 | 1.8 | Petroleum Liquids | DFO | IC | 1 | 1998 |  |  | (OP) Operating | [6 empty] | Cottonwood | 43.9405 | -94.9434
13048 | City of Mountain Lake - (MN) | 1998 | Mountain Lake | Electric Utility | MN | 8 | 1.2 | 1.2 | Onshore Wind Turbine | WND | WT | 7 | 2007 |  |  | (OP) Operating | [6 empty] | Cottonwood | 43.9405 | -94.9434
13480 | New Prague Utilities Comm | 1999 | New Prague | Electric Utility | MN | 2 | 4.4 | 4.4 | Natural Gas Internal Combustion Engine | NG | IC | 7 | 1974 |  |  | (OP) Operating | [6 empty] | Le Sueur | 44.5431 | -93.5731
13480 | New Prague Utilities Comm | 1999 | New Prague | Electric Utility | MN | 3 | 2.4 | 2.4 | Natural Gas Internal Combustion Engine | NG | IC | 8 | 1962 |  |  | (OP) Operating | [6 empty] | Le Sueur | 44.5431 | -93.5731
13480 | New Prague Utilities Comm | 1999 | New Prague | Electric Utility | MN | 4 | 3.5 | 3.5 | Natural Gas Internal Combustion Engine | NG | IC | 8 | 1968 |  |  | (OP) Operating | [6 empty] | Le Sueur | 44.5431 | -93.5731
13480 | New Prague Utilities Comm | 1999 | New Prague | Electric Utility | MN | 5 | 0.6 | 0.6 | Natural Gas Internal Combustion Engine | NG | IC | 8 | 1944 |  |  | (OP) Operating | [6 empty] | Le Sueur | 44.5431 | -93.5731
13480 | New Prague Utilities Comm | 1999 | New Prague | Electric Utility | MN | 6 | 6 | 5.9 | Natural Gas Internal Combustion Engine | NG | IC | 6 | 1982 |  |  | (OP) Operating | [6 empty] | Le Sueur | 44.5431 | -93.5731
13488 | New Ulm Public Utilities Comm | 2001 | New Ulm | Electric Utility | MN | 3 | 6 | 4.7 | Natural Gas Steam Turbine | NG | ST | 1 | 1957 |  |  | (OS) Out of service and NOT expected to return to service in next calendar year | [6 empty] | Brown | 44.3159 | -94.4581
13488 | New Ulm Public Utilities Comm | 2001 | New Ulm | Electric Utility | MN | 4 | 15 | 13.2 | Natural Gas Steam Turbine | NG | ST | 1 | 1965 |  |  | (OP) Operating | [6 empty] | Brown | 44.3159 | -94.4581
13488 | New Ulm Public Utilities Comm | 2001 | New Ulm | Electric Utility | MN | 5 | 24 | 23 | Petroleum Liquids | DFO | GT | 5 | 1975 |  |  | (OP) Operating | [6 empty] | Brown | 44.3159 | -94.4581
13488 | New Ulm Public Utilities Comm | 2001 | New Ulm | Electric Utility | MN | 6 | 6 | 4.9 | Natural Gas Steam Turbine | NG | ST | 5 | 1997 |  |  | (OP) Operating | [6 empty] | Brown | 44.3159 | -94.4581
13488 | New Ulm Public Utilities Comm | 2001 | New Ulm | Electric Utility | MN | 7 | 27.5 | 25 | Petroleum Liquids | DFO | GT | 5 | 2001 |  |  | (OP) Operating | [6 empty] | Brown | 44.3159 | -94.4581
13681 | North Branch Water & Light Comm | 2002 | North Branch (MN) | Electric Utility | MN | 3 | 2.2 | 2 | Petroleum Liquids | DFO | IC | 10 | 2003 |  |  | (OP) Operating | [6 empty] | Chisago | 45.5106 | -92.979
13681 | North Branch Water & Light Comm | 2002 | North Branch (MN) | Electric Utility | MN | 4 | 2.2 | 2 | Petroleum Liquids | DFO | IC | 10 | 2003 |  |  | (OP) Operating | [6 empty] | Chisago | 45.5106 | -92.979
13681 | North Branch Water & Light Comm | 2002 | North Branch (MN) | Electric Utility | MN | 5 | 2.2 | 2 | Petroleum Liquids | DFO | IC | 12 | 2011 |  |  | (OP) Operating | [6 empty] | Chisago | 45.5106 | -92.979
13681 | North Branch Water & Light Comm | 2002 | North Branch (MN) | Electric Utility | MN | 6 | 2.2 | 2 | Petroleum Liquids | DFO | IC | 12 | 2011 |  |  | (OP) Operating | [6 empty] | Chisago | 45.5106 | -92.979
13681 | North Branch Water & Light Comm | 2002 | North Branch (MN) | Electric Utility | MN | 7 | 2.2 | 2 | Petroleum Liquids | DFO | IC | 12 | 2011 |  |  | (OP) Operating | [6 empty] | Chisago | 45.5106 | -92.979
14246 | City of Owatonna - (MN) | 2003 | Owatonna | Electric Utility | MN | 7 | 19 | 16.6 | Natural Gas Fired Combustion Turbine | NG | GT | 4 | 1982 |  |  | (OP) Operating | [6 empty] | Steele | 44.0833 | -93.23
15348 | Preston Public Utilities Comm | 2004 | Preston (MN) | Electric Utility | MN | 4 | 0.6 | 0.8 | Petroleum Liquids | DFO | IC | 1 | 1949 |  |  | (OP) Operating | [6 empty] | Fillmore | 43.6661 | -92.0831
15348 | Preston Public Utilities Comm | 2004 | Preston (MN) | Electric Utility | MN | 5 | 1.1 | 1.1 | Petroleum Liquids | DFO | IC | 1 | 1954 |  |  | (OP) Operating | [6 empty] | Fillmore | 43.6661 | -92.0831
15348 | Preston Public Utilities Comm | 2004 | Preston (MN) | Electric Utility | MN | 6 | 2 | 2.2 | Natural Gas Internal Combustion Engine | NG | IC | 1 | 1974 |  |  | (OP) Operating | [6 empty] | Fillmore | 43.6661 | -92.0831
15387 | Princeton Public Utils Comm | 2005 | Princeton (MN) | Electric Utility | MN | 3 | 2.4 | 2.6 | Petroleum Liquids | DFO | IC | 12 | 1978 |  |  | (OP) Operating | [6 empty] | MILLE LACS | 45.5695 | -93.5872
15387 | Princeton Public Utils Comm | 2005 | Princeton (MN) | Electric Utility | MN | 4 | 1.2 | 1.3 | Petroleum Liquids | DFO | IC | 9 | 1967 |  |  | (OP) Operating | [6 empty] | MILLE LACS | 45.5695 | -93.5872
15387 | Princeton Public Utils Comm | 2005 | Princeton (MN) | Electric Utility | MN | 5 | 1 | 1 | Petroleum Liquids | DFO | IC | 9 | 1953 |  |  | (OP) Operating | [6 empty] | MILLE LACS | 45.5695 | -93.5872
15387 | Princeton Public Utils Comm | 2005 | Princeton (MN) | Electric Utility | MN | 6 | 2.7 | 2.9 | Petroleum Liquids | DFO | IC | 9 | 1963 |  |  | (OP) Operating | [6 empty] | MILLE LACS | 45.5695 | -93.5872
15387 | Princeton Public Utils Comm | 2005 | Princeton (MN) | Electric Utility | MN | 7 | 5 | 5 | Petroleum Liquids | DFO | IC | 7 | 2003 |  |  | (OP) Operating | [6 empty] | MILLE LACS | 45.5695 | -93.5872
16181 | Rochester Public Utilities | 2007 | Rochester Hydro | Electric Utility | MN | 1 | 1.3 | 1.3 | Conventional Hydroelectric | WAT | HY | 9 | 1984 |  |  | (OP) Operating | [6 empty] | Wabasha | 44.213 | -92.4802
16181 | Rochester Public Utilities | 2007 | Rochester Hydro | Electric Utility | MN | 2 | 1.3 | 1.3 | Conventional Hydroelectric | WAT | HY | 11 | 1984 |  |  | (OP) Operating | [6 empty] | Wabasha | 44.213 | -92.4802
15793 | Redwood Falls Public Util Comm | 2009 | Redwood Falls | Electric Utility | MN | 6 | 2.2 | 2.7 | Petroleum Liquids | DFO | IC | 1 | 1970 |  |  | (OP) Operating | [6 empty] | Redwood | 44.5431 | -95.1178
15793 | Redwood Falls Public Util Comm | 2009 | Redwood Falls | Electric Utility | MN | 7 | 5.8 | 6 | Petroleum Liquids | DFO | IC | 1 | 1974 |  |  | (OP) Operating | [6 empty] | Redwood | 44.5431 | -95.1178
15793 | Redwood Falls Public Util Comm | 2009 | Redwood Falls | Electric Utility | MN | 8 | 0.5 | 0.5 | Conventional Hydroelectric | WAT | HY | 10 | 2013 |  |  | (OP) Operating | [6 empty] | Redwood | 44.5431 | -95.1178
17320 | Sleepy Eye Public Utility Comm | 2011 | Sleepy Eye | Electric Utility | MN | 1A | 1.8 | 1.8 | Petroleum Liquids | DFO | IC | 4 | 1999 |  |  | (SB) Standby/Backup: available for service but not normally used | [6 empty] | Brown | 44.2981 | -94.7252
17320 | Sleepy Eye Public Utility Comm | 2011 | Sleepy Eye | Electric Utility | MN | 5 | 1.8 | 1.8 | Petroleum Liquids | DFO | IC | 6 | 1996 |  |  | (SB) Standby/Backup: available for service but not normally used | [6 empty] | Brown | 44.2981 | -94.7252
17320 | Sleepy Eye Public Utility Comm | 2011 | Sleepy Eye | Electric Utility | MN | 6 | 2 | 2 | Petroleum Liquids | DFO | IC | 9 | 2009 |  |  | (SB) Standby/Backup: available for service but not normally used | [6 empty] | Brown | 44.2981 | -94.7252
17320 | Sleepy Eye Public Utility Comm | 2011 | Sleepy Eye | Electric Utility | MN | 7 | 2 | 2 | Petroleum Liquids | DFO | IC | 9 | 2009 |  |  | (SB) Standby/Backup: available for service but not normally used | [6 empty] | Brown | 44.2981 | -94.7252
17320 | Sleepy Eye Public Utility Comm | 2011 | Sleepy Eye | Electric Utility | MN | IC4 | 1.8 | 1.8 | Petroleum Liquids | DFO | IC | 7 | 1995 |  |  | (SB) Standby/Backup: available for service but not normally used | [6 empty] | Brown | 44.2981 | -94.7252
17320 | Sleepy Eye Public Utility Comm | 2011 | Sleepy Eye | Electric Utility | MN | NEW | 2 | 1.8 | Petroleum Liquids | DFO | IC | 6 | 2001 |  |  | (SB) Standby/Backup: available for service but not normally used | [6 empty] | Brown | 44.2981 | -94.7252
17836 | Springfield Public Utils Comm - (MN) | 2012 | Springfield (MN) | Electric Utility | MN | 5 | 1.8 | 1.8 | Petroleum Liquids | DFO | IC | 6 | 1994 |  |  | (OP) Operating | [6 empty] | Brown | 44.2395 | -94.9763
17836 | Springfield Public Utils Comm - (MN) | 2012 | Springfield (MN) | Electric Utility | MN | 6 | 1.8 | 1.8 | Petroleum Liquids | DFO | IC | 4 | 1996 |  |  | (OP) Operating | [6 empty] | Brown | 44.2395 | -94.9763
17836 | Springfield Public Utils Comm - (MN) | 2012 | Springfield (MN) | Electric Utility | MN | 7 | 1.8 | 1.8 | Petroleum Liquids | DFO | IC | 4 | 1998 |  |  | (OP) Operating | [6 empty] | Brown | 44.2395 | -94.9763
17836 | Springfield Public Utils Comm - (MN) | 2012 | Springfield (MN) | Electric Utility | MN | 8 | 1.8 | 1.8 | Petroleum Liquids | DFO | IC | 4 | 1998 |  |  | (OP) Operating | [6 empty] | Brown | 44.2395 | -94.9763
17836 | Springfield Public Utils Comm - (MN) | 2012 | Springfield (MN) | Electric Utility | MN | 9 | 1.8 | 1.7 | Petroleum Liquids | DFO | IC | 3 | 2001 |  |  | (OP) Operating | [6 empty] | Brown | 44.2395 | -94.9763
17824 | Spring Valley Pub Utils Comm | 2013 | Spring Valley | Electric Utility | MN | 2 | 1.1 | 1.1 | Petroleum Liquids | DFO | IC | 1 | 1952 |  |  | (OP) Operating | [6 empty] | Fillmore | 43.6873 | -92.3894
17824 | Spring Valley Pub Utils Comm | 2013 | Spring Valley | Electric Utility | MN | 3 | 2 | 2 | Petroleum Liquids | DFO | IC | 5 | 1960 |  |  | (OP) Operating | [6 empty] | Fillmore | 43.6873 | -92.3894
17824 | Spring Valley Pub Utils Comm | 2013 | Spring Valley | Electric Utility | MN | 4 | 2 | 2 | Petroleum Liquids | DFO | IC | 6 | 2009 |  |  | (OP) Operating | [6 empty] | Fillmore | 43.6873 | -92.3894
17824 | Spring Valley Pub Utils Comm | 2013 | Spring Valley | Electric Utility | MN | 5 | 2 | 2 | Petroleum Liquids | DFO | IC | 6 | 2009 |  |  | (OP) Operating | [6 empty] | Fillmore | 43.6873 | -92.3894
18820 | City of Thief River Falls | 2014 | Thief River Falls | Electric Utility | MN | HY1 | 0.3 | 0.3 | Conventional Hydroelectric | WAT | HY | 8 | 1927 |  |  | (OP) Operating | [6 empty] | PENNINGTON | 48.1143 | -96.1792
18820 | City of Thief River Falls | 2014 | Thief River Falls | Electric Utility | MN | HY2 | 0.2 | 0.2 | Conventional Hydroelectric | WAT | HY | 8 | 1927 |  |  | (OP) Operating | [6 empty] | PENNINGTON | 48.1143 | -96.1792
18820 | City of Thief River Falls | 2014 | Thief River Falls | Electric Utility | MN | IC1 | 2.2 | 1.9 | Petroleum Liquids | DFO | IC | 11 | 1956 |  |  | (OP) Operating | [6 empty] | PENNINGTON | 48.1143 | -96.1792
18820 | City of Thief River Falls | 2014 | Thief River Falls | Electric Utility | MN | IC2 | 1.2 | 1 | Petroleum Liquids | DFO | IC | 2 | 1952 |  |  | (OP) Operating | [6 empty] | PENNINGTON | 48.1143 | -96.1792
18820 | City of Thief River Falls | 2014 | Thief River Falls | Electric Utility | MN | IC3A | 1.2 | 1.2 | Petroleum Liquids | DFO | IC | 2 | 2001 |  |  | (OP) Operating | [6 empty] | PENNINGTON | 48.1143 | -96.1792
18820 | City of Thief River Falls | 2014 | Thief River Falls | Electric Utility | MN | IC4 | 1.4 | 1.2 | Petroleum Liquids | DFO | IC | 10 | 1948 |  |  | (OP) Operating | [6 empty] | PENNINGTON | 48.1143 | -96.1792
19237 | Truman Public Utilities Comm | 2015 | Truman | Electric Utility | MN | 1 | 0.2 | 0.2 | Petroleum Liquids | DFO | IC | 9 | 1938 |  |  | (SB) Standby/Backup: available for service but not normally used | [6 empty] | Martin | 43.8284 | -94.4369
19237 | Truman Public Utilities Comm | 2015 | Truman | Electric Utility | MN | 2 | 0.2 | 0.2 | Petroleum Liquids | DFO | IC | 9 | 1938 |  |  | (SB) Standby/Backup: available for service but not normally used | [6 empty] | Martin | 43.8284 | -94.4369
19237 | Truman Public Utilities Comm | 2015 | Truman | Electric Utility | MN | 3 | 2.2 | 2 | Petroleum Liquids | DFO | IC | 8 | 1975 |  |  | (SB) Standby/Backup: available for service but not normally used | [6 empty] | Martin | 43.8284 | -94.4369
19237 | Truman Public Utilities Comm | 2015 | Truman | Electric Utility | MN | 4 | 0.7 | 0.7 | Petroleum Liquids | DFO | IC | 6 | 1954 |  |  | (SB) Standby/Backup: available for service but not normally used | [6 empty] | Martin | 43.8284 | -94.4369
19237 | Truman Public Utilities Comm | 2015 | Truman | Electric Utility | MN | 5 | 0.8 | 0.8 | Petroleum Liquids | DFO | IC | 6 | 1961 |  |  | (SB) Standby/Backup: available for service but not normally used | [6 empty] | Martin | 43.8284 | -94.4369
19237 | Truman Public Utilities Comm | 2015 | Truman | Electric Utility | MN | 6 | 1.8 | 1.8 | Petroleum Liquids | DFO | IC | 7 | 1997 |  |  | (SB) Standby/Backup: available for service but not normally used | [6 empty] | Martin | 43.8284 | -94.4369
19237 | Truman Public Utilities Comm | 2015 | Truman | Electric Utility | MN | 7 | 2.2 | 2.2 | Petroleum Liquids | DFO | IC | 1 | 2005 |  |  | (SB) Standby/Backup: available for service but not normally used | [6 empty] | Martin | 43.8284 | -94.4369
19883 | City of Virginia - (MN) | 2018 | Virginia | Electric Utility | MN | 5 | 7.5 | 8 | Wood/Wood Waste Biomass | WDS | ST | 8 | 1954 |  |  | (OP) Operating | [6 empty] | St Louis | 47.5224 | -92.541
19883 | City of Virginia - (MN) | 2018 | Virginia | Electric Utility | MN | 6 | 18.7 | 17 | Wood/Wood Waste Biomass | WDS | ST | 8 | 1971 |  |  | (OP) Operating | [6 empty] | St Louis | 47.5224 | -92.541
29295 | City of Wells - (MN) | 2020 | Wells IC | Electric Utility | MN | 1 | 1.3 | 1.3 | Petroleum Liquids | DFO | IC | 3 | 1953 |  |  | (OP) Operating | [6 empty] | Faribault | 43.7445 | -93.7241
29295 | City of Wells - (MN) | 2020 | Wells IC | Electric Utility | MN | 2 | 1.3 | 1.3 | Petroleum Liquids | DFO | IC | 4 | 1957 |  |  | (OP) Operating | [6 empty] | Faribault | 43.7445 | -93.7241
29295 | City of Wells - (MN) | 2020 | Wells IC | Electric Utility | MN | 3 | 1.1 | 1.1 | Petroleum Liquids | DFO | IC | 11 | 1950 |  |  | (OP) Operating | [6 empty] | Faribault | 43.7445 | -93.7241
29295 | City of Wells - (MN) | 2020 | Wells IC | Electric Utility | MN | 4 | 2.3 | 2.1 | Petroleum Liquids | DFO | IC | 5 | 1966 |  |  | (OP) Operating | [6 empty] | Faribault | 43.7445 | -93.7241
29295 | City of Wells - (MN) | 2020 | Wells IC | Electric Utility | MN | 5 | 2.3 | 2.3 | Petroleum Liquids | DFO | IC | 1 | 1975 |  |  | (OP) Operating | [6 empty] | Faribault | 43.7445 | -93.7241
20430 | City of Westbrook | 2021 | Westbrook | Electric Utility | MN | 5 | 2.3 | 2 | Petroleum Liquids | DFO | IC | 10 | 2003 |  |  | (OP) Operating | [6 empty] | Cottonwood | 44.0399 | -95.4429
20737 | Willmar Municipal Utilities | 2022 | Willmar | Electric Utility | MN | 3 | 18 | 15.9 | Conventional Steam Coal | SUB | ST | 11 | 1970 |  |  | (OP) Operating | [6 empty] | Kandiyohi | 45.1217 | -95.0532
20737 | Willmar Municipal Utilities | 2022 | Willmar | Electric Utility | MN | ST2 | 8 | 6.5 | Natural Gas Steam Turbine | NG | ST | 9 | 1956 |  |  | (SB) Standby/Backup: available for service but not normally used | [6 empty] | Kandiyohi | 45.1217 | -95.0532
20737 | Willmar Municipal Utilities | 2022 | Willmar | Electric Utility | MN | WTG3 | 2 | 2 | Onshore Wind Turbine | WND | WT | 8 | 2009 |  |  | (OP) Operating | [6 empty] | Kandiyohi | 45.1217 | -95.0532
20737 | Willmar Municipal Utilities | 2022 | Willmar | Electric Utility | MN | WTG4 | 2 | 2 | Onshore Wind Turbine | WND | WT | 8 | 2009 |  |  | (OP) Operating | [6 empty] | Kandiyohi | 45.1217 | -95.0532
20806 | City of Windom | 2023 | Windom | Electric Utility | MN | CAT2 | 1.8 | 1.7 | Petroleum Liquids | DFO | IC | 4 | 2001 |  |  | (SB) Standby/Backup: available for service but not normally used | [6 empty] | Cottonwood | 43.8681 | -95.1144
20806 | City of Windom | 2023 | Windom | Electric Utility | MN | CAT3 | 1.8 | 1.7 | Petroleum Liquids | DFO | IC | 4 | 2001 |  |  | (SB) Standby/Backup: available for service but not normally used | [6 empty] | Cottonwood | 43.8681 | -95.1144
20806 | City of Windom | 2023 | Windom | Electric Utility | MN | CAT4 | 1.8 | 1.7 | Petroleum Liquids | DFO | IC | 4 | 2001 |  |  | (SB) Standby/Backup: available for service but not normally used | [6 empty] | Cottonwood | 43.8681 | -95.1144
20806 | City of Windom | 2023 | Windom | Electric Utility | MN | GT1 | 3 | 2.5 | Petroleum Liquids | DFO | GT | 6 | 1980 |  |  | (SB) Standby/Backup: available for service but not normally used | [6 empty] | Cottonwood | 43.8681 | -95.1144
21013 | City of Worthington - (MN) | 2024 | Worthington | Electric Utility | MN | 1 | 2 | 2 | Petroleum Liquids | DFO | IC | 8 | 2002 |  |  | (OP) Operating | [6 empty] | Nobles | 43.6335 | -95.6092
21013 | City of Worthington - (MN) | 2024 | Worthington | Electric Utility | MN | 10 | 0.9 | 0.9 | Onshore Wind Turbine | WND | WT | 7 | 2002 |  |  | (OP) Operating | [6 empty] | Nobles | 43.6335 | -95.6092
21013 | City of Worthington - (MN) | 2024 | Worthington | Electric Utility | MN | 11 | 0.9 | 0.9 | Onshore Wind Turbine | WND | WT | 7 | 2002 |  |  | (OP) Operating | [6 empty] | Nobles | 43.6335 | -95.6092
21013 | City of Worthington - (MN) | 2024 | Worthington | Electric Utility | MN | 12 | 1 | 1 | Onshore Wind Turbine | WND | WT | 12 | 2003 |  |  | (OP) Operating | [6 empty] | Nobles | 43.6335 | -95.6092
21013 | City of Worthington - (MN) | 2024 | Worthington | Electric Utility | MN | 13 | 1 | 1 | Onshore Wind Turbine | WND | WT | 12 | 2003 |  |  | (OP) Operating | [6 empty] | Nobles | 43.6335 | -95.6092
21013 | City of Worthington - (MN) | 2024 | Worthington | Electric Utility | MN | 2 | 2 | 2 | Petroleum Liquids | DFO | IC | 8 | 2002 |  |  | (OP) Operating | [6 empty] | Nobles | 43.6335 | -95.6092
21013 | City of Worthington - (MN) | 2024 | Worthington | Electric Utility | MN | 3 | 2 | 2 | Petroleum Liquids | DFO | IC | 8 | 2002 |  |  | (OP) Operating | [6 empty] | Nobles | 43.6335 | -95.6092
21013 | City of Worthington - (MN) | 2024 | Worthington | Electric Utility | MN | 4 | 2 | 2 | Petroleum Liquids | DFO | IC | 8 | 2002 |  |  | (OP) Operating | [6 empty] | Nobles | 43.6335 | -95.6092
21013 | City of Worthington - (MN) | 2024 | Worthington | Electric Utility | MN | 5 | 2 | 2 | Petroleum Liquids | DFO | IC | 8 | 2002 |  |  | (OP) Operating | [6 empty] | Nobles | 43.6335 | -95.6092
21013 | City of Worthington - (MN) | 2024 | Worthington | Electric Utility | MN | 6 | 2 | 2 | Petroleum Liquids | DFO | IC | 8 | 2002 |  |  | (OP) Operating | [6 empty] | Nobles | 43.6335 | -95.6092
21013 | City of Worthington - (MN) | 2024 | Worthington | Electric Utility | MN | 7 | 2 | 2 | Petroleum Liquids | DFO | IC | 2 | 2002 |  |  | (OP) Operating | [6 empty] | Nobles | 43.6335 | -95.6092
21013 | City of Worthington - (MN) | 2024 | Worthington | Electric Utility | MN | 8 | 0.9 | 0.9 | Onshore Wind Turbine | WND | WT | 7 | 2002 |  |  | (OP) Operating | [6 empty] | Nobles | 43.6335 | -95.6092
21013 | City of Worthington - (MN) | 2024 | Worthington | Electric Utility | MN | 9 | 0.9 | 0.9 | Onshore Wind Turbine | WND | WT | 7 | 2002 |  |  | (OP) Operating | [6 empty] | Nobles | 43.6335 | -95.6092
7570 | Great River Energy | 2038 | Cambridge CT | Electric Utility | MN | GT1 | 25 | 22.8 | Petroleum Liquids | DFO | GT | 5 | 1978 |  |  | (OP) Operating | [6 empty] | Isanti | 45.601 | -93.2081
7570 | Great River Energy | 2038 | Cambridge CT | Electric Utility | MN | GT2 | 169.2 | 160 | Natural Gas Fired Combustion Turbine | NG | GT | 5 | 2007 |  |  | (OP) Operating | [6 empty] | Isanti | 45.601 | -93.2081
7570 | Great River Energy | 2039 | Elk River | Electric Utility | MN | 1 | 11.5 | 7.4 | Municipal Solid Waste | MSW | ST | 1 | 1951 |  |  | (OP) Operating | [6 empty] | Sherburne | 45.2968 | -93.5584
7570 | Great River Energy | 2039 | Elk River | Electric Utility | MN | 2 | 11.5 | 7.4 | Municipal Solid Waste | MSW | ST | 1 | 1951 |  |  | (OP) Operating | [6 empty] | Sherburne | 45.2968 | -93.5584
7570 | Great River Energy | 2039 | Elk River | Electric Utility | MN | 3 | 25 | 13.1 | Municipal Solid Waste | MSW | ST | 1 | 1959 |  |  | (OP) Operating | [6 empty] | Sherburne | 45.2968 | -93.5584
7570 | Great River Energy | 2039 | Elk River | Electric Utility | MN | CT | 191.3 | 189.7 | Natural Gas Fired Combustion Turbine | NG | GT | 7 | 2009 |  |  | (OP) Operating | [6 empty] | Sherburne | 45.2968 | -93.5584
7570 | Great River Energy | 2042 | Maple Lake | Electric Utility | MN | 5A | 25 | 22.2 | Petroleum Liquids | DFO | GT | 5 | 1978 |  |  | (OP) Operating | [6 empty] | Wright | 45.2291 | -94.0097
12686 | Mississippi Power Co | 2047 | Chevron Oil | Electric Utility | MS | 1 | 16.6 | 15 | Natural Gas Fired Combustion Turbine | NG | GT | 7 | 1967 |  |  | (OP) Operating | [6 empty] | Jackson | 30.34 | -88.4919
12686 | Mississippi Power Co | 2047 | Chevron Oil | Electric Utility | MS | 2 | 16.6 | 15 | Natural Gas Fired Combustion Turbine | NG | GT | 7 | 1967 |  |  | (OP) Operating | [6 empty] | Jackson | 30.34 | -88.4919
12686 | Mississippi Power Co | 2047 | Chevron Oil | Electric Utility | MS | 3 | 18 | 16 | Natural Gas Fired Combustion Turbine | NG | GT | 10 | 1971 |  |  | (OP) Operating | [6 empty] | Jackson | 30.34 | -88.4919
12686 | Mississippi Power Co | 2047 | Chevron Oil | Electric Utility | MS | 4 | 18 | 16 | Natural Gas Fired Combustion Turbine | NG | GT | 9 | 1971 |  |  | (OP) Operating | [6 empty] | Jackson | 30.34 | -88.4919
12686 | Mississippi Power Co | 2047 | Chevron Oil | Electric Utility | MS | 5 | 101.3 | 70 | Natural Gas Fired Combustion Turbine | NG | GT | 5 | 1994 |  |  | (OP) Operating | [6 empty] | Jackson | 30.34 | -88.4919
12686 | Mississippi Power Co | 2048 | Sweatt | Electric Utility | MS | 1 | 46 | 46 | Natural Gas Steam Turbine | NG | ST | 5 | 1951 | 12 | 2018 | (OP) Operating | [6 empty] | Lauderdale | 32.2925 | -88.7461
12686 | Mississippi Power Co | 2048 | Sweatt | Electric Utility | MS | 2 | 49 | 46 | Natural Gas Steam Turbine | NG | ST | 6 | 1953 | 12 | 2018 | (OP) Operating | [6 empty] | Lauderdale | 32.2925 | -88.7461
12686 | Mississippi Power Co | 2048 | Sweatt | Electric Utility | MS | A | 41.9 | 32 | Natural Gas Fired Combustion Turbine | NG | GT | 5 | 1971 |  |  | (OP) Operating | [6 empty] | Lauderdale | 32.2925 | -88.7461
12686 | Mississippi Power Co | 2049 | Jack Watson | Electric Utility | MS | 3 | 108.8 | 107 | Natural Gas Steam Turbine | NG | ST | 6 | 1962 | 12 | 2019 | (OP) Operating | [6 empty] | Harrison | 30.4392 | -89.0286
12686 | Mississippi Power Co | 2049 | Jack Watson | Electric Utility | MS | 4 | 299.2 | 236 | Natural Gas Steam Turbine | NG | ST | 6 | 1968 |  |  | (OP) Operating | [6 empty] | Harrison | 30.4392 | -89.0286
12686 | Mississippi Power Co | 2049 | Jack Watson | Electric Utility | MS | 5 | 578 | 480 | Natural Gas Steam Turbine | NG | ST | 5 | 1973 |  |  | (OP) Operating | [6 empty] | Harrison | 30.4392 | -89.0286
12686 | Mississippi Power Co | 2049 | Jack Watson | Electric Utility | MS | A | 41.9 | 33 | Natural Gas Fired Combustion Turbine | NG | GT | 6 | 1970 |  |  | (OP) Operating | [6 empty] | Harrison | 30.4392 | -89.0286
12685 | Entergy Mississippi Inc | 2050 | Baxter Wilson | Electric Utility | MS | 1 | 544.6 | 538.9 | Natural Gas Steam Turbine | NG | ST | 3 | 1967 |  |  | (OP) Operating | [6 empty] | Warren | 32.2831 | -90.9306
12685 | Entergy Mississippi Inc | 2050 | Baxter Wilson | Electric Utility | MS | 2 | 783 | 692.4 | Natural Gas Steam Turbine | NG | ST | 10 | 1971 |  |  | (OP) Operating | [6 empty] | Warren | 32.2831 | -90.9306
12685 | Entergy Mississippi Inc | 2053 | Rex Brown | Electric Utility | MS | 3 | 66 | 44.2 | Natural Gas Steam Turbine | NG | ST | 3 | 1951 |  |  | (OP) Operating | [6 empty] | Hinds | 32.357 | -90.213
12685 | Entergy Mississippi Inc | 2053 | Rex Brown | Electric Utility | MS | 4 | 238.7 | 199.5 | Natural Gas Steam Turbine | NG | ST | 7 | 1959 |  |  | (OP) Operating | [6 empty] | Hinds | 32.357 | -90.213
12685 | Entergy Mississippi Inc | 2053 | Rex Brown | Electric Utility | MS | GT1 | 10 | 10.3 | Petroleum Liquids | DFO | GT | 11 | 1968 |  |  | (SB) Standby/Backup: available for service but not normally used | [6 empty] | Hinds | 32.357 | -90.213
3702 | Clarksdale Public Utilities | 2059 | L L Wilkins | Electric Utility | MS | 6 | 6 | 6.8 | Natural Gas Fired Combined Cycle | NG | CA | 10 | 1996 |  |  | (OP) Operating | [6 empty] | Coahoma | 34.1845 | -90.5627
3702 | Clarksdale Public Utilities | 2059 | L L Wilkins | Electric Utility | MS | 7 | 7.5 | 7.5 | Natural Gas Steam Turbine | NG | ST | 10 | 1961 |  |  | (OP) Operating | [6 empty] | Coahoma | 34.1845 | -90.5627
3702 | Clarksdale Public Utilities | 2059 | L L Wilkins | Electric Utility | MS | 8 | 16.2 | 13.2 | Natural Gas Fired Combined Cycle | NG | CT | 10 | 1965 |  |  | (OP) Operating | [6 empty] | Coahoma | 34.1845 | -90.5627
3702 | Clarksdale Public Utilities | 2059 | L L Wilkins | Electric Utility | MS | 9 | 25.5 | 22 | Natural Gas Fired Combined Cycle | NG | CS | 10 | 1971 |  |  | (OP) Operating | [6 empty] | Coahoma | 34.1845 | -90.5627
7651 | Greenwood Utilities Comm | 2062 | Henderson | Electric Utility | MS | 1 | 12.6 | 11 | Natural Gas Steam Turbine | NG | ST | 7 | 1960 |  |  | (OP) Operating | [6 empty] | Leflore | 33.5173 | -90.2097
7651 | Greenwood Utilities Comm | 2062 | Henderson | Electric Utility | MS | 3 | 20 | 17.9 | Natural Gas Steam Turbine | NG | ST | 9 | 1967 |  |  | (OP) Operating | [6 empty] | Leflore | 33.5173 | -90.2097
7651 | Greenwood Utilities Comm | 2062 | Henderson | Electric Utility | MS | H10 | 1.3 | 9.3 | Natural Gas Internal Combustion Engine | NG | IC | 6 | 2001 |  |  | (OP) Operating | [6 empty] | Leflore | 33.5173 | -90.2097
7651 | Greenwood Utilities Comm | 2062 | Henderson | Electric Utility | MS | H11 | 1.3 | 9.3 | Natural Gas Internal Combustion Engine | NG | IC | 6 | 2001 |  |  | (OP) Operating | [6 empty] | Leflore | 33.5173 | -90.2097
7651 | Greenwood Utilities Comm | 2062 | Henderson | Electric Utility | MS | H2 | 13.5 | 13 | Natural Gas Fired Combustion Turbine | NG | GT | 8 | 1963 |  |  | (OS) Out of service and NOT expected to return to service in next calendar year | [6 empty] | Leflore | 33.5173 | -90.2097
7651 | Greenwood Utilities Comm | 2062 | Henderson | Electric Utility | MS | H4 | 1.8 | 1.8 | Petroleum Liquids | DFO | IC | 6 | 2001 |  |  | (OP) Operating | [6 empty] | Leflore | 33.5173 | -90.2097
7651 | Greenwood Utilities Comm | 2062 | Henderson | Electric Utility | MS | H5 | 1.8 | 1.8 | Petroleum Liquids | DFO | IC | 6 | 2001 |  |  | (OP) Operating | [6 empty] | Leflore | 33.5173 | -90.2097
7651 | Greenwood Utilities Comm | 2062 | Henderson | Electric Utility | MS | H6 | 1.8 | 1.8 | Petroleum Liquids | DFO | IC | 6 | 2001 |  |  | (OP) Operating | [6 empty] | Leflore | 33.5173 | -90.2097
7651 | Greenwood Utilities Comm | 2062 | Henderson | Electric Utility | MS | H7 | 1.8 | 1.8 | Petroleum Liquids | DFO | IC | 6 | 2001 |  |  | (OP) Operating | [6 empty] | Leflore | 33.5173 | -90.2097
7651 | Greenwood Utilities Comm | 2062 | Henderson | Electric Utility | MS | H8 | 1.8 | 1.8 | Petroleum Liquids | DFO | IC | 6 | 2001 |  |  | (OP) Operating | [6 empty] | Leflore | 33.5173 | -90.2097
7651 | Greenwood Utilities Comm | 2062 | Henderson | Electric Utility | MS | H9 | 1.3 | 9.3 | Natural Gas Internal Combustion Engine | NG | IC | 6 | 2001 |  |  | (OP) Operating | [6 empty] | Leflore | 33.5173 | -90.2097
21095 | Public Serv Comm of Yazoo City | 2067 | Yazoo | Electric Utility | MS | 2 | 5 | 5.6 | Natural Gas Fired Combined Cycle | NG | CA | 6 | 1945 |  |  | (SB) Standby/Backup: available for service but not normally used | [6 empty] | Yazoo | 32.8458 | -90.4211
21095 | Public Serv Comm of Yazoo City | 2067 | Yazoo | Electric Utility | MS | 3 | 12.6 | 13 | Natural Gas Fired Combined Cycle | NG | CA | 7 | 1954 |  |  | (OP) Operating | [6 empty] | Yazoo | 32.8458 | -90.4211
21095 | Public Serv Comm of Yazoo City | 2067 | Yazoo | Electric Utility | MS | GT1 | 16.5 | 14.7 | Natural Gas Fired Combined Cycle | NG | CT | 4 | 1968 |  |  | (OP) Operating | [6 empty] | Yazoo | 32.8458 | -90.4211
17568 | South Mississippi El Pwr Assn | 2068 | Benndale | Electric Utility | MS | 1 | 16.2 | 14 | Natural Gas Fired Combustion Turbine | NG | GT | 10 | 1969 |  |  | (OP) Operating | [6 empty] | George | 30.8889 | -88.8054
17568 | South Mississippi El Pwr Assn | 2070 | Moselle | Electric Utility | MS | 1 | 59 | 59 | Natural Gas Fired Combined Cycle | NG | CA | 8 | 1970 |  |  | (OP) Operating | [6 empty] | Jones | 31.528 | -89.3004
17568 | South Mississippi El Pwr Assn | 2070 | Moselle | Electric Utility | MS | 2 | 59 | 59 | Natural Gas Fired Combined Cycle | NG | CA | 8 | 1970 |  |  | (OP) Operating | [6 empty] | Jones | 31.528 | -89.3004
17568 | South Mississippi El Pwr Assn | 2070 | Moselle | Electric Utility | MS | 3 | 59 | 59 | Natural Gas Steam Turbine | NG | ST | 8 | 1970 |  |  | (OP) Operating | [6 empty] | Jones | 31.528 | -89.3004
17568 | South Mississippi El Pwr Assn | 2070 | Moselle | Electric Utility | MS | 4 | 83 | 75 | Natural Gas Fired Combustion Turbine | NG | GT | 6 | 1997 |  |  | (OP) Operating | [6 empty] | Jones | 31.528 | -89.3004
17568 | South Mississippi El Pwr Assn | 2070 | Moselle | Electric Utility | MS | 5 | 83.5 | 75 | Natural Gas Fired Combustion Turbine | NG | GT | 6 | 2006 |  |  | (OP) Operating | [6 empty] | Jones | 31.528 | -89.3004
17568 | South Mississippi El Pwr Assn | 2070 | Moselle | Electric Utility | MS | GTG1 | 83.5 | 75 | Natural Gas Fired Combined Cycle | NG | CT | 5 | 2012 |  |  | (OP) Operating | [6 empty] | Jones | 31.528 | -89.3004
17568 | South Mississippi El Pwr Assn | 2070 | Moselle | Electric Utility | MS | GTG2 | 83.5 | 75 | Natural Gas Fired Combined Cycle | NG | CT | 11 | 2012 |  |  | (OP) Operating | [6 empty] | Jones | 31.528 | -89.3004
17568 | South Mississippi El Pwr Assn | 2071 | Paulding | Electric Utility | MS | 1 | 20 | 16 | Petroleum Liquids | DFO | GT | 1 | 1972 |  |  | (OP) Operating | [6 empty] | Jasper | 32.0302 | -89.0855
5860 | Empire District Electric Co | 2076 | Asbury | Electric Utility | MO | 1 | 212.8 | 198 | Conventional Steam Coal | SUB | ST | 6 | 1970 |  |  | (OP) Operating | [6 empty] | Jasper | 37.3613 | -94.5893
10000 | Kansas City Power & Light Co | 2079 | Hawthorn | Electric Utility | MO | 5 | 594.3 | 564 | Conventional Steam Coal | SUB | ST | 5 | 1969 |  |  | (OP) Operating | [6 empty] | Jackson | 39.1306 | -94.4778
10000 | Kansas City Power & Light Co | 2079 | Hawthorn | Electric Utility | MO | 6 | 176 | 124.1 | Natural Gas Fired Combined Cycle | NG | CT | 6 | 1997 |  |  | (OP) Operating | [6 empty] | Jackson | 39.1306 | -94.4778
10000 | Kansas City Power & Light Co | 2079 | Hawthorn | Electric Utility | MO | 7 | 77 | 78.1 | Natural Gas Fired Combustion Turbine | NG | GT | 5 | 2000 |  |  | (OP) Operating | [6 empty] | Jackson | 39.1306 | -94.4778
10000 | Kansas City Power & Light Co | 2079 | Hawthorn | Electric Utility | MO | 8 | 77 | 79.1 | Natural Gas Fired Combustion Turbine | NG | GT | 7 | 2000 |  |  | (OP) Operating | [6 empty] | Jackson | 39.1306 | -94.4778
10000 | Kansas City Power & Light Co | 2079 | Hawthorn | Electric Utility | MO | 9 | 146 | 110.4 | Natural Gas Fired Combined Cycle | NG | CA | 7 | 2000 |  |  | (OP) Operating | [6 empty] | Jackson | 39.1306 | -94.4778
10000 | Kansas City Power & Light Co | 2080 | Montrose | Electric Utility | MO | 1 | 188 | 170 | Conventional Steam Coal | SUB | ST | 7 | 1958 | 6 | 2016 | (OP) Operating | [6 empty] | Henry | 38.3114 | -93.9348
10000 | Kansas City Power & Light Co | 2080 | Montrose | Electric Utility | MO | 2 | 188 | 164 | Conventional Steam Coal | SUB | ST | 4 | 1960 | 12 | 2021 | (OP) Operating | [6 empty] | Henry | 38.3114 | -93.9348
10000 | Kansas City Power & Light Co | 2080 | Montrose | Electric Utility | MO | 3 | 188 | 176 | Conventional Steam Coal | SUB | ST | 5 | 1964 | 12 | 2021 | (OP) Operating | [6 empty] | Henry | 38.3114 | -93.9348
10000 | Kansas City Power & Light Co | 2081 | Northeast (MO) | Electric Utility | MO | 11 | 50 | 52.2 | Petroleum Liquids | DFO | GT | 5 | 1972 |  |  | (OP) Operating | [6 empty] | Jackson | 39.1228 | -94.5606
10000 | Kansas City Power & Light Co | 2081 | Northeast (MO) | Electric Utility | MO | 12 | 64 | 40.9 | Petroleum Liquids | DFO | GT | 5 | 1972 |  |  | (OP) Operating | [6 empty] | Jackson | 39.1228 | -94.5606
10000 | Kansas City Power & Light Co | 2081 | Northeast (MO) | Electric Utility | MO | 13 | 50 | 45.7 | Petroleum Liquids | DFO | GT | 5 | 1975 |  |  | (OP) Operating | [6 empty] | Jackson | 39.1228 | -94.5606
10000 | Kansas City Power & Light Co | 2081 | Northeast (MO) | Electric Utility | MO | 14 | 64 | 49.2 | Petroleum Liquids | DFO | GT | 5 | 1975 |  |  | (OP) Operating | [6 empty] | Jackson | 39.1228 | -94.5606
10000 | Kansas City Power & Light Co | 2081 | Northeast (MO) | Electric Utility | MO | 15 | 64 | 52.9 | Petroleum Liquids | DFO | GT | 6 | 1976 |  |  | (OP) Operating | [6 empty] | Jackson | 39.1228 | -94.5606
10000 | Kansas City Power & Light Co | 2081 | Northeast (MO) | Electric Utility | MO | 16 | 64 | 52.8 | Petroleum Liquids | DFO | GT | 6 | 1976 |  |  | (OP) Operating | [6 empty] | Jackson | 39.1228 | -94.5606
10000 | Kansas City Power & Light Co | 2081 | Northeast (MO) | Electric Utility | MO | 17 | 64 | 53.2 | Petroleum Liquids | DFO | GT | 5 | 1977 |  |  | (OP) Operating | [6 empty] | Jackson | 39.1228 | -94.5606
10000 | Kansas City Power & Light Co | 2081 | Northeast (MO) | Electric Utility | MO | 18 | 64 | 52.2 | Petroleum Liquids | DFO | GT | 5 | 1977 |  |  | (OP) Operating | [6 empty] | Jackson | 39.1228 | -94.5606
10000 | Kansas City Power & Light Co | 2081 | Northeast (MO) | Electric Utility | MO | 19 | 2 | 2 | Petroleum Liquids | DFO | IC | 6 | 1985 |  |  | (OP) Operating | [6 empty] | Jackson | 39.1228 | -94.5606
19436 | Union Electric Co - (MO) | 2082 | Fairgrounds | Electric Utility | MO | 1 | 68.3 | 54 | Petroleum Liquids | DFO | GT | 8 | 1974 |  |  | (OP) Operating | [6 empty] | Cole | 38.5935 | -92.2206
19436 | Union Electric Co - (MO) | 2083 | Kirksville | Electric Utility | MO | 1 | 15 | 13 | Natural Gas Fired Combustion Turbine | NG | GT | 12 | 1967 |  |  | (OP) Operating | [6 empty] | Adair | 40.2245 | -92.5849
56211 | KCP&L Greater Missouri Operations Co | 2090 | Nevada | Electric Utility | MO | 1 | 22 | 18.1 | Petroleum Liquids | DFO | GT | 6 | 1974 |  |  | (OP) Operating | [6 empty] | Vernon | 37.8503 | -94.3444
56211 | KCP&L Greater Missouri Operations Co | 2092 | Ralph Green | Electric Utility | MO | 3 | 74 | 70.9 | Natural Gas Fired Combustion Turbine | NG | GT | 6 | 1981 |  |  | (OP) Operating | [6 empty] | Cass | 38.7876 | -94.2777
56211 | KCP&L Greater Missouri Operations Co | 2094 | Sibley | Electric Utility | MO | 1 | 55 | 49.8 | Conventional Steam Coal | SUB | ST | 6 | 1960 | 12 | 2019 | (OP) Operating | [6 empty] | Jackson | 39.1783 | -94.1844
56211 | KCP&L Greater Missouri Operations Co | 2094 | Sibley | Electric Utility | MO | 2 | 50 | 47.1 | Conventional Steam Coal | SUB | ST | 5 | 1962 | 12 | 2019 | (OP) Operating | [6 empty] | Jackson | 39.1783 | -94.1844
56211 | KCP&L Greater Missouri Operations Co | 2094 | Sibley | Electric Utility | MO | 3 | 419 | 364.1 | Conventional Steam Coal | SUB | ST | 6 | 1969 |  |  | (OP) Operating | [6 empty] | Jackson | 39.1783 | -94.1844
56211 | KCP&L Greater Missouri Operations Co | 2098 | Lake Road (MO) | Electric Utility | MO | 1 | 23 | 9.4 | Natural Gas Steam Turbine | NG | ST | 7 | 1950 |  |  | (OP) Operating | [6 empty] | Buchanan | 39.7246 | -94.8773
56211 | KCP&L Greater Missouri Operations Co | 2098 | Lake Road (MO) | Electric Utility | MO | 2 | 25 | 19 | Natural Gas Steam Turbine | NG | ST | 8 | 1958 |  |  | (OP) Operating | [6 empty] | Buchanan | 39.7246 | -94.8773
56211 | KCP&L Greater Missouri Operations Co | 2098 | Lake Road (MO) | Electric Utility | MO | 3 | 12.5 | 6.6 | Natural Gas Steam Turbine | NG | ST | 6 | 1962 |  |  | (OP) Operating | [6 empty] | Buchanan | 39.7246 | -94.8773
56211 | KCP&L Greater Missouri Operations Co | 2098 | Lake Road (MO) | Electric Utility | MO | 4 | 90 | 96.3 | Conventional Steam Coal | SUB | ST | 8 | 1966 | 12 | 2021 | (OP) Operating | [6 empty] | Buchanan | 39.7246 | -94.8773
56211 | KCP&L Greater Missouri Operations Co | 2098 | Lake Road (MO) | Electric Utility | MO | 5 | 85 | 61.9 | Natural Gas Fired Combustion Turbine | NG | GT | 3 | 1974 |  |  | (OP) Operating | [6 empty] | Buchanan | 39.7246 | -94.8773
56211 | KCP&L Greater Missouri Operations Co | 2098 | Lake Road (MO) | Electric Utility | MO | 6 | 18.9 | 21 | Natural Gas Fired Combustion Turbine | NG | GT | 5 | 1989 |  |  | (OP) Operating | [6 empty] | Buchanan | 39.7246 | -94.8773
56211 | KCP&L Greater Missouri Operations Co | 2098 | Lake Road (MO) | Electric Utility | MO | 7 | 18.9 | 20.5 | Petroleum Liquids | DFO | GT | 12 | 1990 |  |  | (OP) Operating | [6 empty] | Buchanan | 39.7246 | -94.8773
17106 | Sho-Me Power Electric Coop | 2099 | Niangua | Electric Utility | MO | 1 | 1.5 | 1.5 | Conventional Hydroelectric | WAT | HY | 11 | 1930 |  |  | (OP) Operating | [6 empty] | Camden | 37.9385 | -92.8477
17106 | Sho-Me Power Electric Coop | 2099 | Niangua | Electric Utility | MO | 2 | 1.5 | 1.5 | Conventional Hydroelectric | WAT | HY | 11 | 1930 |  |  | (OP) Operating | [6 empty] | Camden | 37.9385 | -92.8477
19436 | Union Electric Co - (MO) | 2102 | Howard Bend | Electric Utility | MO | 1 | 47.4 | 39 | Petroleum Liquids | DFO | GT | 7 | 1973 |  |  | (OP) Operating | [6 empty] | St Louis | 38.6818 | -90.54
19436 | Union Electric Co - (MO) | 2103 | Labadie | Electric Utility | MO | 1 | 573.7 | 593 | Conventional Steam Coal | SUB | ST | 6 | 1970 |  |  | (OP) Operating | [6 empty] | Franklin | 38.5622 | -90.8377
19436 | Union Electric Co - (MO) | 2103 | Labadie | Electric Utility | MO | 2 | 573.7 | 593 | Conventional Steam Coal | SUB | ST | 6 | 1971 |  |  | (OP) Operating | [6 empty] | Franklin | 38.5622 | -90.8377
19436 | Union Electric Co - (MO) | 2103 | Labadie | Electric Utility | MO | 3 | 621 | 593 | Conventional Steam Coal | SUB | ST | 8 | 1972 |  |  | (OP) Operating | [6 empty] | Franklin | 38.5622 | -90.8377
19436 | Union Electric Co - (MO) | 2103 | Labadie | Electric Utility | MO | 4 | 621 | 593 | Conventional Steam Coal | SUB | ST | 8 | 1973 |  |  | (OP) Operating | [6 empty] | Franklin | 38.5622 | -90.8377
19436 | Union Electric Co - (MO) | 2104 | Meramec | Electric Utility | MO | 1 | 137.5 | 119 | Conventional Steam Coal | SUB | ST | 5 | 1953 |  |  | (OP) Operating | [6 empty] | St Louis | 38.4017 | -90.3358
19436 | Union Electric Co - (MO) | 2104 | Meramec | Electric Utility | MO | 2 | 137.5 | 120 | Conventional Steam Coal | SUB | ST | 7 | 1954 |  |  | (OP) Operating | [6 empty] | St Louis | 38.4017 | -90.3358
19436 | Union Electric Co - (MO) | 2104 | Meramec | Electric Utility | MO | 3 | 289 | 259 | Conventional Steam Coal | SUB | ST | 1 | 1959 |  |  | (OP) Operating | [6 empty] | St Louis | 38.4017 | -90.3358
19436 | Union Electric Co - (MO) | 2104 | Meramec | Electric Utility | MO | 4 | 359 | 335 | Conventional Steam Coal | SUB | ST | 7 | 1961 |  |  | (OP) Operating | [6 empty] | St Louis | 38.4017 | -90.3358
19436 | Union Electric Co - (MO) | 2104 | Meramec | Electric Utility | MO | GT1 | 62 | 55 | Petroleum Liquids | DFO | GT | 6 | 1974 |  |  | (OP) Operating | [6 empty] | St Louis | 38.4017 | -90.3358
19436 | Union Electric Co - (MO) | 2104 | Meramec | Electric Utility | MO | GT2 | 56 | 49 | Natural Gas Fired Combustion Turbine | NG | GT | 6 | 2000 |  |  | (OP) Operating | [6 empty] | St Louis | 38.4017 | -90.3358
19436 | Union Electric Co - (MO) | 2106 | Osage Dam | Electric Utility | MO | 1 | 27.5 | 31 | Conventional Hydroelectric | WAT | HY | 10 | 1931 |  |  | (OP) Operating | [6 empty] | Miller | 38.2044 | -92.6239
19436 | Union Electric Co - (MO) | 2106 | Osage Dam | Electric Utility | MO | 2 | 27.5 | 24 | Conventional Hydroelectric | WAT | HY | 10 | 1931 |  |  | (OP) Operating | [6 empty] | Miller | 38.2044 | -92.6239
19436 | Union Electric Co - (MO) | 2106 | Osage Dam | Electric Utility | MO | 3 | 27.5 | 32.6 | Conventional Hydroelectric | WAT | HY | 10 | 1931 |  |  | (OP) Operating | [6 empty] | Miller | 38.2044 | -92.6239
19436 | Union Electric Co - (MO) | 2106 | Osage Dam | Electric Utility | MO | 4 | 27.5 | 24 | Conventional Hydroelectric | WAT | HY | 10 | 1931 |  |  | (OP) Operating | [6 empty] | Miller | 38.2044 | -92.6239
19436 | Union Electric Co - (MO) | 2106 | Osage Dam | Electric Utility | MO | 5 | 27.5 | 32.6 | Conventional Hydroelectric | WAT | HY | 10 | 1931 |  |  | (OP) Operating | [6 empty] | Miller | 38.2044 | -92.6239
19436 | Union Electric Co - (MO) | 2106 | Osage Dam | Electric Utility | MO | 6 | 27.5 | 25.7 | Conventional Hydroelectric | WAT | HY | 10 | 1931 |  |  | (OP) Operating | [6 empty] | Miller | 38.2044 | -92.6239
19436 | Union Electric Co - (MO) | 2106 | Osage Dam | Electric Utility | MO | 7 | 21.5 | 31 | Conventional Hydroelectric | WAT | HY | 10 | 1953 |  |  | (OP) Operating | [6 empty] | Miller | 38.2044 | -92.6239
19436 | Union Electric Co - (MO) | 2106 | Osage Dam | Electric Utility | MO | 8 | 21.5 | 30.3 | Conventional Hydroelectric | WAT | HY | 10 | 1953 |  |  | (OP) Operating | [6 empty] | Miller | 38.2044 | -92.6239
19436 | Union Electric Co - (MO) | 2107 | Sioux | Electric Utility | MO | 1 | 549.7 | 486 | Conventional Steam Coal | SUB | ST | 5 | 1967 |  |  | (OP) Operating | [6 empty] | St Charles | 38.9155 | -90.2902
19436 | Union Electric Co - (MO) | 2107 | Sioux | Electric Utility | MO | 2 | 549.7 | 486 | Conventional Steam Coal | SUB | ST | 5 | 1968 |  |  | (OP) Operating | [6 empty] | St Charles | 38.9155 | -90.2902
19436 | Union Electric Co - (MO) | 2108 | Taum Sauk | Electric Utility | MO | 1 | 204 | 220 | Hydroelectric Pumped Storage | WAT | PS | 12 | 1963 |  |  | (OP) Operating | [6 empty] | Reynolds | 37.5208 | -90.8347
19436 | Union Electric Co - (MO) | 2108 | Taum Sauk | Electric Utility | MO | 2 | 204 | 220 | Hydroelectric Pumped Storage | WAT | PS | 12 | 1963 |  |  | (OP) Operating | [6 empty] | Reynolds | 37.5208 | -90.8347
228 | City of Albany - (MO) | 2113 | Albany | Electric Utility | MO | 1 | 2.1 | 2.1 | Petroleum Liquids | DFO | IC | 9 | 1969 |  |  | (OP) Operating | [6 empty] | GENTRY | 40.245 | -94.339
228 | City of Albany - (MO) | 2113 | Albany | Electric Utility | MO | 2 | 1 | 1 | Petroleum Liquids | DFO | IC | 5 | 1978 |  |  | (OP) Operating | [6 empty] | GENTRY | 40.245 | -94.339
228 | City of Albany - (MO) | 2113 | Albany | Electric Utility | MO | 3 | 0.7 | 0.6 | Petroleum Liquids | DFO | IC | 6 | 1954 |  |  | (OS) Out of service and NOT expected to return to service in next calendar year | [6 empty] | GENTRY | 40.245 | -94.339
228 | City of Albany - (MO) | 2113 | Albany | Electric Utility | MO | IC5 | 1.2 | 1.2 | Petroleum Liquids | DFO | IC | 5 | 1983 |  |  | (OP) Operating | [6 empty] | GENTRY | 40.245 | -94.339
228 | City of Albany - (MO) | 2113 | Albany | Electric Utility | MO | IC6 | 1.2 | 1.2 | Petroleum Liquids | DFO | IC | 5 | 1983 |  |  | (OP) Operating | [6 empty] | GENTRY | 40.245 | -94.339
2647 | City of Butler - (MO) | 2115 | Butler Municipal Power Plant | Electric Utility | MO | 4 | 1.4 | 1 | Petroleum Liquids | DFO | IC | 9 | 1952 |  |  | (SB) Standby/Backup: available for service but not normally used | [6 empty] | Bates | 38.2644 | -94.3444
2647 | City of Butler - (MO) | 2115 | Butler Municipal Power Plant | Electric Utility | MO | 5 | 1.4 | 1 | Petroleum Liquids | DFO | IC | 4 | 1959 |  |  | (SB) Standby/Backup: available for service but not normally used | [6 empty] | Bates | 38.2644 | -94.3444
2647 | City of Butler - (MO) | 2115 | Butler Municipal Power Plant | Electric Utility | MO | IC6 | 1.5 | 1.1 | Petroleum Liquids | DFO | IC | 9 | 1965 |  |  | (SB) Standby/Backup: available for service but not normally used | [6 empty] | Bates | 38.2644 | -94.3444
2647 | City of Butler - (MO) | 2115 | Butler Municipal Power Plant | Electric Utility | MO | NG1 | 2 | 1.8 | Petroleum Liquids | DFO | IC | 5 | 2000 |  |  | (SB) Standby/Backup: available for service but not normally used | [6 empty] | Bates | 38.2644 | -94.3444
2647 | City of Butler - (MO) | 2115 | Butler Municipal Power Plant | Electric Utility | MO | NG2 | 2 | 1.8 | Petroleum Liquids | DFO | IC | 1 | 2000 |  |  | (OP) Operating | [6 empty] | Bates | 38.2644 | -94.3444
2647 | City of Butler - (MO) | 2115 | Butler Municipal Power Plant | Electric Utility | MO | SG1 | 2 | 1.8 | Petroleum Liquids | DFO | IC | 1 | 2000 |  |  | (SB) Standby/Backup: available for service but not normally used | [6 empty] | Bates | 38.2644 | -94.3444
2647 | City of Butler - (MO) | 2115 | Butler Municipal Power Plant | Electric Utility | MO | SG2 | 2 | 1.8 | Petroleum Liquids | DFO | IC | 1 | 2000 |  |  | (OP) Operating | [6 empty] | Bates | 38.2644 | -94.3444
3082 | Carrollton Board of Public Wks | 2120 | Carrollton | Electric Utility | MO | 10 | 6.1 | 6 | Natural Gas Internal Combustion Engine | NG | IC | 9 | 1972 |  |  | (OP) Operating | [6 empty] | Carroll | 39.3515 | -93.5016
3082 | Carrollton Board of Public Wks | 2120 | Carrollton | Electric Utility | MO | 11 | 2 | 1.8 | Petroleum Liquids | DFO | IC | 7 | 2001 |  |  | (OP) Operating | [6 empty] | Carroll | 39.3515 | -93.5016
3082 | Carrollton Board of Public Wks | 2120 | Carrollton | Electric Utility | MO | 3 | 1.8 | 1.8 | Natural Gas Internal Combustion Engine | NG | IC | 3 | 1947 |  |  | (OP) Operating | [6 empty] | Carroll | 39.3515 | -93.5016
3082 | Carrollton Board of Public Wks | 2120 | Carrollton | Electric Utility | MO | 7 | 2.5 | 2.5 | Natural Gas Internal Combustion Engine | NG | IC | 4 | 1959 |  |  | (OP) Operating | [6 empty] | Carroll | 39.3515 | -93.5016
3082 | Carrollton Board of Public Wks | 2120 | Carrollton | Electric Utility | MO | 8 | 4.1 | 3.7 | Natural Gas Internal Combustion Engine | NG | IC | 10 | 1966 |  |  | (OP) Operating | [6 empty] | Carroll | 39.3515 | -93.5016
3082 | Carrollton Board of Public Wks | 2120 | Carrollton | Electric Utility | MO | 9 | 4.1 | 3.7 | Natural Gas Internal Combustion Engine | NG | IC | 5 | 1970 |  |  | (OP) Operating | [6 empty] | Carroll | 39.3515 | -93.5016
3113 | City of Carthage - (MO) | 2121 | Carthage | Electric Utility | MO | 10 | 7 | 6 | Natural Gas Internal Combustion Engine | NG | IC | 7 | 1965 |  |  | (SB) Standby/Backup: available for service but not normally used | [6 empty] | Jasper | 37.1766 | -94.2994
3113 | City of Carthage - (MO) | 2121 | Carthage | Electric Utility | MO | 11 | 4.5 | 4 | Natural Gas Internal Combustion Engine | NG | IC | 7 | 1970 |  |  | (OP) Operating | [6 empty] | Jasper | 37.1766 | -94.2994
3113 | City of Carthage - (MO) | 2121 | Carthage | Electric Utility | MO | 12 | 4.5 | 4 | Natural Gas Internal Combustion Engine | NG | IC | 7 | 1971 |  |  | (OP) Operating | [6 empty] | Jasper | 37.1766 | -94.2994
3113 | City of Carthage - (MO) | 2121 | Carthage | Electric Utility | MO | 13 | 6 | 5.5 | Natural Gas Internal Combustion Engine | NG | IC | 2 | 1976 |  |  | (OP) Operating | [6 empty] | Jasper | 37.1766 | -94.2994
3113 | City of Carthage - (MO) | 2121 | Carthage | Electric Utility | MO | 14 | 6 | 5.5 | Natural Gas Internal Combustion Engine | NG | IC | 4 | 1976 |  |  | (OP) Operating | [6 empty] | Jasper | 37.1766 | -94.2994
3113 | City of Carthage - (MO) | 2121 | Carthage | Electric Utility | MO | 6 | 2.5 | 2 | Natural Gas Internal Combustion Engine | NG | IC | 7 | 1946 |  |  | (SB) Standby/Backup: available for service but not normally used | [6 empty] | Jasper | 37.1766 | -94.2994
3113 | City of Carthage - (MO) | 2121 | Carthage | Electric Utility | MO | 7 | 3 | 2.2 | Natural Gas Internal Combustion Engine | NG | IC | 7 | 1949 |  |  | (SB) Standby/Backup: available for service but not normally used | [6 empty] | Jasper | 37.1766 | -94.2994
3113 | City of Carthage - (MO) | 2121 | Carthage | Electric Utility | MO | 8 | 3.3 | 2.5 | Natural Gas Internal Combustion Engine | NG | IC | 7 | 1952 |  |  | (SB) Standby/Backup: available for service but not normally used | [6 empty] | Jasper | 37.1766 | -94.2994
3113 | City of Carthage - (MO) | 2121 | Carthage | Electric Utility | MO | 9 | 5 | 4 | Natural Gas Internal Combustion Engine | NG | IC | 8 | 1957 |  |  | (SB) Standby/Backup: available for service but not normally used | [6 empty] | Jasper | 37.1766 | -94.2994
3486 | Chillicothe Municipal Utils | 2122 | Chillicothe | Electric Utility | MO | D1 | 2 | 2 | Petroleum Liquids | DFO | IC | 6 | 2003 |  |  | (OP) Operating | [6 empty] | Livingston | 39.7834 | -93.5641
3486 | Chillicothe Municipal Utils | 2122 | Chillicothe | Electric Utility | MO | D2 | 2 | 2 | Petroleum Liquids | DFO | IC | 6 | 2003 |  |  | (OP) Operating | [6 empty] | Livingston | 39.7834 | -93.5641
3486 | Chillicothe Municipal Utils | 2122 | Chillicothe | Electric Utility | MO | D3 | 2 | 2 | Petroleum Liquids | DFO | IC | 6 | 2003 |  |  | (OP) Operating | [6 empty] | Livingston | 39.7834 | -93.5641
3486 | Chillicothe Municipal Utils | 2122 | Chillicothe | Electric Utility | MO | D4 | 2 | 2 | Petroleum Liquids | DFO | IC | 6 | 2003 |  |  | (OP) Operating | [6 empty] | Livingston | 39.7834 | -93.5641
3486 | Chillicothe Municipal Utils | 2122 | Chillicothe | Electric Utility | MO | D5 | 2 | 2 | Petroleum Liquids | DFO | IC | 6 | 2003 |  |  | (OP) Operating | [6 empty] | Livingston | 39.7834 | -93.5641
3486 | Chillicothe Municipal Utils | 2122 | Chillicothe | Electric Utility | MO | GT1 | 40 | 40 | Natural Gas Fired Combustion Turbine | NG | GT | 6 | 1986 |  |  | (OP) Operating | [6 empty] | Livingston | 39.7834 | -93.5641
3486 | Chillicothe Municipal Utils | 2122 | Chillicothe | Electric Utility | MO | GT2 | 40 | 40 | Natural Gas Fired Combustion Turbine | NG | GT | 6 | 1986 |  |  | (OP) Operating | [6 empty] | Livingston | 39.7834 | -93.5641
4045 | City of Columbia - (MO) | 2123 | Columbia (MO) | Electric Utility | MO | 6 | 12.5 | 12.5 | Natural Gas Fired Combustion Turbine | NG | GT | 8 | 1963 |  |  | (OP) Operating | [6 empty] | Boone | 38.9646 | -92.3168
4045 | City of Columbia - (MO) | 2123 | Columbia (MO) | Electric Utility | MO | 7 | 22 | 22 | Conventional Steam Coal | BIT | ST | 1 | 1965 |  |  | (OP) Operating | [6 empty] | Boone | 38.9646 | -92.3168
4045 | City of Columbia - (MO) | 2123 | Columbia (MO) | Electric Utility | MO | 8 | 35 | 35 | Natural Gas Steam Turbine | NG | ST | 1 | 1970 |  |  | (OP) Operating | [6 empty] | Boone | 38.9646 | -92.3168
4045 | City of Columbia - (MO) | 2123 | Columbia (MO) | Electric Utility | MO | DAN1 | 2 | 2 | Petroleum Liquids | DFO | IC | 8 | 2004 |  |  | (OP) Operating | [6 empty] | Boone | 38.9646 | -92.3168
4045 | City of Columbia - (MO) | 2123 | Columbia (MO) | Electric Utility | MO | LF1 | 1 | 1 | Landfill Gas | LFG | IC | 6 | 2008 |  |  | (OP) Operating | [6 empty] | Boone | 38.9646 | -92.3168
4045 | City of Columbia - (MO) | 2123 | Columbia (MO) | Electric Utility | MO | LF2 | 1 | 1 | Landfill Gas | LFG | IC | 6 | 2008 |  |  | (OP) Operating | [6 empty] | Boone | 38.9646 | -92.3168
4045 | City of Columbia - (MO) | 2123 | Columbia (MO) | Electric Utility | MO | LF3 | 1 | 1 | Landfill Gas | LFG | IC | 8 | 2013 |  |  | (OP) Operating | [6 empty] | Boone | 38.9646 | -92.3168
4045 | City of Columbia - (MO) | 2123 | Columbia (MO) | Electric Utility | MO | MBS1 | 1 | 1 | Petroleum Liquids | DFO | IC | 11 | 2008 |  |  | (OP) Operating | [6 empty] | Boone | 38.9646 | -92.3168
4045 | City of Columbia - (MO) | 2123 | Columbia (MO) | Electric Utility | MO | MBS2 | 1 | 1 | Petroleum Liquids | DFO | IC | 11 | 2008 |  |  | (OP) Operating | [6 empty] | Boone | 38.9646 | -92.3168
4045 | City of Columbia - (MO) | 2123 | Columbia (MO) | Electric Utility | MO | SF1 | 1 | 1 | Petroleum Liquids | DFO | IC | 11 | 2008 |  |  | (OP) Operating | [6 empty] | Boone | 38.9646 | -92.3168
4045 | City of Columbia - (MO) | 2123 | Columbia (MO) | Electric Utility | MO | SF2 | 1 | 1 | Petroleum Liquids | DFO | IC | 11 | 2008 |  |  | (OP) Operating | [6 empty] | Boone | 38.9646 | -92.3168
4045 | City of Columbia - (MO) | 2123 | Columbia (MO) | Electric Utility | MO | SH1 | 1.3 | 1.3 | Petroleum Liquids | DFO | IC | 4 | 2002 |  |  | (OP) Operating | [6 empty] | Boone | 38.9646 | -92.3168
4045 | City of Columbia - (MO) | 2123 | Columbia (MO) | Electric Utility | MO | SH2 | 1.3 | 1.3 | Petroleum Liquids | DFO | IC | 4 | 2002 |  |  | (OP) Operating | [6 empty] | Boone | 38.9646 | -92.3168
4045 | City of Columbia - (MO) | 2123 | Columbia (MO) | Electric Utility | MO | WTP1 | 2 | 2 | Petroleum Liquids | DFO | IC | 8 | 2004 |  |  | (OP) Operating | [6 empty] | Boone | 38.9646 | -92.3168
4045 | City of Columbia - (MO) | 2123 | Columbia (MO) | Electric Utility | MO | WTP2 | 2 | 2 | Petroleum Liquids | DFO | IC | 8 | 2004 |  |  | (OP) Operating | [6 empty] | Boone | 38.9646 | -92.3168
25477 | USCE-Kansas City District | 2124 | Stockton Hydro | Electric Utility | MO | 1 | 52 | 52 | Conventional Hydroelectric | WAT | HY | 3 | 1973 |  |  | (OA) Out of service but expected to return to service in next calendar year | [6 empty] | CEDAR | 37.6936 | -93.7691
6231 | City of Fayette - (MO) | 2125 | Fayette | Electric Utility | MO | GT1 | 3.5 | 3 | Petroleum Liquids | DFO | IC | 7 | 1985 |  |  | (OS) Out of service and NOT expected to return to service in next calendar year | [6 empty] | Howard | 39.1406 | -92.68
6231 | City of Fayette - (MO) | 2125 | Fayette | Electric Utility | MO | GT2 | 3.5 | 2.8 | Petroleum Liquids | DFO | IC | 7 | 1985 |  |  | (OS) Out of service and NOT expected to return to service in next calendar year | [6 empty] | Howard | 39.1406 | -92.68
6231 | City of Fayette - (MO) | 2125 | Fayette | Electric Utility | MO | GT3 | 2.8 | 2.4 | Petroleum Liquids | DFO | IC | 7 | 1977 |  |  | (OS) Out of service and NOT expected to return to service in next calendar year | [6 empty] | Howard | 39.1406 | -92.68
6231 | City of Fayette - (MO) | 2125 | Fayette | Electric Utility | MO | GT4 | 1.1 | 1 | Petroleum Liquids | DFO | IC | 7 | 1969 |  |  | (OS) Out of service and NOT expected to return to service in next calendar year | [6 empty] | Howard | 39.1406 | -92.68
6839 | City of Fulton - (MO) | 2126 | Fulton (MO) | Electric Utility | MO | GT4 | 21.2 | 15 | Natural Gas Fired Combustion Turbine | NG | GT | 8 | 1972 |  |  | (OP) Operating | [6 empty] | Callaway | 38.8681 | -91.9478
6839 | City of Fulton - (MO) | 2126 | Fulton (MO) | Electric Utility | MO | IC1 | 5 | 4.1 | Petroleum Liquids | DFO | IC | 9 | 1966 |  |  | (OP) Operating | [6 empty] | Callaway | 38.8681 | -91.9478
6839 | City of Fulton - (MO) | 2126 | Fulton (MO) | Electric Utility | MO | IC3 | 7 | 6.2 | Petroleum Liquids | DFO | IC | 5 | 1975 |  |  | (OP) Operating | [6 empty] | Callaway | 38.8681 | -91.9478
6924 | City of Gallatin - (MO) | 2127 | Gallatin (MO) | Electric Utility | MO | 2A | 1.1 | 1 | Petroleum Liquids | DFO | IC | 4 | 1993 |  |  | (OP) Operating | [6 empty] | Daviess | 39.9144 | -93.9619
6924 | City of Gallatin - (MO) | 2127 | Gallatin (MO) | Electric Utility | MO | 3A | 1.1 | 1 | Petroleum Liquids | DFO | IC | 4 | 1993 |  |  | (OP) Operating | [6 empty] | Daviess | 39.9144 | -93.9619
6924 | City of Gallatin - (MO) | 2127 | Gallatin (MO) | Electric Utility | MO | IC4 | 2.5 | 2.5 | Petroleum Liquids | DFO | IC | 9 | 1983 |  |  | (OP) Operating | [6 empty] | Daviess | 39.9144 | -93.9619
6924 | City of Gallatin - (MO) | 2127 | Gallatin (MO) | Electric Utility | MO | IC6 | 2.5 | 2.5 | Petroleum Liquids | DFO | IC | 12 | 1977 |  |  | (OP) Operating | [6 empty] | Daviess | 39.9144 | -93.9619
8567 | City of Higginsville - (MO) | 2131 | Higginsville | Electric Utility | MO | 1 | 0.8 | 0.6 | Petroleum Liquids | DFO | IC | 1 | 1945 |  |  | (OS) Out of service and NOT expected to return to service in next calendar year | [6 empty] | LAFAYETTE | 39.0733 | -93.7147
8567 | City of Higginsville - (MO) | 2131 | Higginsville | Electric Utility | MO | 2 | 1.7 | 1 | Petroleum Liquids | DFO | IC | 1 | 1947 |  |  | (OS) Out of service and NOT expected to return to service in next calendar year | [6 empty] | LAFAYETTE | 39.0733 | -93.7147
8567 | City of Higginsville - (MO) | 2131 | Higginsville | Electric Utility | MO | 3 | 2.4 | 2.4 | Petroleum Liquids | DFO | IC | 5 | 1981 |  |  | (OS) Out of service and NOT expected to return to service in next calendar year | [6 empty] | LAFAYETTE | 39.0733 | -93.7147
8567 | City of Higginsville - (MO) | 2131 | Higginsville | Electric Utility | MO | 4 | 40 | 37.5 | Natural Gas Fired Combustion Turbine | NG | GT | 6 | 1996 |  |  | (OP) Operating | [6 empty] | LAFAYETTE | 39.0733 | -93.7147
8567 | City of Higginsville - (MO) | 2131 | Higginsville | Electric Utility | MO | 5 | 1.2 | 1.2 | Petroleum Liquids | DFO | IC | 10 | 2004 |  |  | (OP) Operating | [6 empty] | LAFAYETTE | 39.0733 | -93.7147
8567 | City of Higginsville - (MO) | 2131 | Higginsville | Electric Utility | MO | 6 | 5.5 | 4.5 | Petroleum Liquids | DFO | IC | 10 | 2004 |  |  | (OP) Operating | [6 empty] | LAFAYETTE | 39.0733 | -93.7147
9231 | City of Independence - (MO) | 2132 | Blue Valley | Electric Utility | MO | 2 | 25 | 21 | Natural Gas Steam Turbine | NG | ST | 5 | 1958 |  |  | (OP) Operating | [6 empty] | Jackson | 39.0919 | -94.3261
9231 | City of Independence - (MO) | 2132 | Blue Valley | Electric Utility | MO | 3 | 65 | 51 | Natural Gas Steam Turbine | NG | ST | 8 | 1965 |  |  | (OP) Operating | [6 empty] | Jackson | 39.0919 | -94.3261
9231 | City of Independence - (MO) | 2132 | Blue Valley | Electric Utility | MO | ST1 | 25 | 21 | Natural Gas Steam Turbine | NG | ST | 4 | 1958 |  |  | (OP) Operating | [6 empty] | Jackson | 39.0919 | -94.3261
9231 | City of Independence - (MO) | 2134 | Jackson Square | Electric Utility | MO | 1 | 18 | 15 | Petroleum Liquids | DFO | GT | 6 | 1969 |  |  | (OP) Operating | [6 empty] | Jackson | 39.0946 | -94.4115
9231 | City of Independence - (MO) | 2134 | Jackson Square | Electric Utility | MO | 2 | 18 | 15 | Petroleum Liquids | DFO | GT | 6 | 1969 |  |  | (OP) Operating | [6 empty] | Jackson | 39.0946 | -94.4115
9231 | City of Independence - (MO) | 2135 | Station H | Electric Utility | MO | 1 | 19 | 19 | Natural Gas Fired Combustion Turbine | NG | GT | 6 | 1972 |  |  | (OP) Operating | [6 empty] | Jackson | 39.1067 | -94.3804
9231 | City of Independence - (MO) | 2135 | Station H | Electric Utility | MO | 2 | 24 | 20 | Natural Gas Fired Combustion Turbine | NG | GT | 6 | 1974 |  |  | (OP) Operating | [6 empty] | Jackson | 39.1067 | -94.3804
9231 | City of Independence - (MO) | 2136 | Station I | Electric Utility | MO | 1 | 19 | 19 | Petroleum Liquids | DFO | GT | 6 | 1972 |  |  | (OP) Operating | [6 empty] | Jackson | 39.056 | -94.393
9231 | City of Independence - (MO) | 2136 | Station I | Electric Utility | MO | 2 | 19 | 19 | Petroleum Liquids | DFO | GT | 6 | 1972 |  |  | (OP) Operating | [6 empty] | Jackson | 39.056 | -94.393
9603 | City of Jackson - (MO) | 2137 | Jackson (MO) | Electric Utility | MO | 10 | 2 | 2 | Petroleum Liquids | DFO | IC | 9 | 2006 |  |  | (OP) Operating | [6 empty] | Cape Girardeau | 37.3847 | -89.6606
9603 | City of Jackson - (MO) | 2137 | Jackson (MO) | Electric Utility | MO | 11 | 2 | 2 | Petroleum Liquids | DFO | IC | 9 | 2006 |  |  | (OP) Operating | [6 empty] | Cape Girardeau | 37.3847 | -89.6606
9603 | City of Jackson - (MO) | 2137 | Jackson (MO) | Electric Utility | MO | 12 | 2 | 2 | Petroleum Liquids | DFO | IC | 9 | 2006 |  |  | (OP) Operating | [6 empty] | Cape Girardeau | 37.3847 | -89.6606
9603 | City of Jackson - (MO) | 2137 | Jackson (MO) | Electric Utility | MO | 3 | 1 | 1 | Petroleum Liquids | DFO | IC | 4 | 1963 |  |  | (OP) Operating | [6 empty] | Cape Girardeau | 37.3847 | -89.6606
9603 | City of Jackson - (MO) | 2137 | Jackson (MO) | Electric Utility | MO | 4 | 1 | 1 | Petroleum Liquids | DFO | IC | 7 | 1963 |  |  | (OP) Operating | [6 empty] | Cape Girardeau | 37.3847 | -89.6606
9603 | City of Jackson - (MO) | 2137 | Jackson (MO) | Electric Utility | MO | 5 | 0.7 | 0.6 | Petroleum Liquids | DFO | IC | 1 | 1936 |  |  | (OP) Operating | [6 empty] | Cape Girardeau | 37.3847 | -89.6606
9603 | City of Jackson - (MO) | 2137 | Jackson (MO) | Electric Utility | MO | 6 | 1 | 1 | Petroleum Liquids | DFO | IC | 6 | 1946 |  |  | (OP) Operating | [6 empty] | Cape Girardeau | 37.3847 | -89.6606
9603 | City of Jackson - (MO) | 2137 | Jackson (MO) | Electric Utility | MO | 7 | 6.8 | 6.5 | Petroleum Liquids | DFO | IC | 8 | 1973 |  |  | (OP) Operating | [6 empty] | Cape Girardeau | 37.3847 | -89.6606
9603 | City of Jackson - (MO) | 2137 | Jackson (MO) | Electric Utility | MO | 8 | 6.8 | 6.5 | Petroleum Liquids | DFO | IC | 7 | 1973 |  |  | (OP) Operating | [6 empty] | Cape Girardeau | 37.3847 | -89.6606
9603 | City of Jackson - (MO) | 2137 | Jackson (MO) | Electric Utility | MO | 9 | 3 | 2.7 | Petroleum Liquids | DFO | IC | 7 | 1983 |  |  | (OP) Operating | [6 empty] | Cape Girardeau | 37.3847 | -89.6606
9973 | City of Kahoka | 2138 | Kahoka | Electric Utility | MO | 10 | 1.1 | 1.1 | Petroleum Liquids | DFO | IC | 7 | 1999 |  |  | (OP) Operating | [6 empty] | Clark | 40.4225 | -91.7206
9973 | City of Kahoka | 2138 | Kahoka | Electric Utility | MO | 11 | 1.1 | 1.1 | Petroleum Liquids | DFO | IC | 7 | 1999 |  |  | (OP) Operating | [6 empty] | Clark | 40.4225 | -91.7206
9973 | City of Kahoka | 2138 | Kahoka | Electric Utility | MO | 12 | 1.1 | 1.1 | Petroleum Liquids | DFO | IC | 9 | 1999 |  |  | (OP) Operating | [6 empty] | Clark | 40.4225 | -91.7206
9973 | City of Kahoka | 2138 | Kahoka | Electric Utility | MO | 3 | 0.2 | 0.2 | Petroleum Liquids | DFO | IC | 1 | 1941 |  |  | (OP) Operating | [6 empty] | Clark | 40.4225 | -91.7206
9973 | City of Kahoka | 2138 | Kahoka | Electric Utility | MO | 6 | 0.7 | 0.7 | Petroleum Liquids | DFO | IC | 1 | 1952 |  |  | (OP) Operating | [6 empty] | Clark | 40.4225 | -91.7206
9973 | City of Kahoka | 2138 | Kahoka | Electric Utility | MO | 7 | 0.8 | 0.7 | Natural Gas Internal Combustion Engine | NG | IC | 1 | 1956 |  |  | (SB) Standby/Backup: available for service but not normally used | [6 empty] | Clark | 40.4225 | -91.7206
9973 | City of Kahoka | 2138 | Kahoka | Electric Utility | MO | 8 | 1.5 | 1.4 | Natural Gas Internal Combustion Engine | NG | IC | 9 | 1969 |  |  | (SB) Standby/Backup: available for service but not normally used | [6 empty] | Clark | 40.4225 | -91.7206
9973 | City of Kahoka | 2138 | Kahoka | Electric Utility | MO | 9 | 0.9 | 0.8 | Natural Gas Internal Combustion Engine | NG | IC | 7 | 1982 |  |  | (SB) Standby/Backup: available for service but not normally used | [6 empty] | Clark | 40.4225 | -91.7206
10152 | City of Kennett - (MO) | 2139 | Kennett | Electric Utility | MO | 1 | 0.4 | 0.4 | Petroleum Liquids | DFO | IC | 8 | 1942 |  |  | (OP) Operating | [6 empty] | Dunklin | 36.2338 | -90.0521
10152 | City of Kennett - (MO) | 2139 | Kennett | Electric Utility | MO | 10 | 6.2 | 5.6 | Natural Gas Internal Combustion Engine | NG | IC | 8 | 1971 |  |  | (OP) Operating | [6 empty] | Dunklin | 36.2338 | -90.0521
10152 | City of Kennett - (MO) | 2139 | Kennett | Electric Utility | MO | 11 | 6.2 | 5.6 | Natural Gas Internal Combustion Engine | NG | IC | 8 | 1975 |  |  | (OP) Operating | [6 empty] | Dunklin | 36.2338 | -90.0521
10152 | City of Kennett - (MO) | 2139 | Kennett | Electric Utility | MO | 12 | 6.4 | 5.7 | Natural Gas Internal Combustion Engine | NG | IC | 8 | 2001 |  |  | (OP) Operating | [6 empty] | Dunklin | 36.2338 | -90.0521
10152 | City of Kennett - (MO) | 2139 | Kennett | Electric Utility | MO | 13 | 6.4 | 5.7 | Natural Gas Internal Combustion Engine | NG | IC | 8 | 2001 |  |  | (OP) Operating | [6 empty] | Dunklin | 36.2338 | -90.0521
10152 | City of Kennett - (MO) | 2139 | Kennett | Electric Utility | MO | 2 | 0.4 | 0.4 | Petroleum Liquids | DFO | IC | 8 | 1942 |  |  | (OP) Operating | [6 empty] | Dunklin | 36.2338 | -90.0521
10152 | City of Kennett - (MO) | 2139 | Kennett | Electric Utility | MO | 3 | 0.8 | 0.8 | Petroleum Liquids | DFO | IC | 8 | 1945 |  |  | (OP) Operating | [6 empty] | Dunklin | 36.2338 | -90.0521
10152 | City of Kennett - (MO) | 2139 | Kennett | Electric Utility | MO | 4 | 2.5 | 2.2 | Natural Gas Internal Combustion Engine | NG | IC | 8 | 1955 |  |  | (OP) Operating | [6 empty] | Dunklin | 36.2338 | -90.0521
10152 | City of Kennett - (MO) | 2139 | Kennett | Electric Utility | MO | 5 | 1.4 | 1.3 | Petroleum Liquids | DFO | IC | 8 | 1949 |  |  | (OP) Operating | [6 empty] | Dunklin | 36.2338 | -90.0521
10152 | City of Kennett - (MO) | 2139 | Kennett | Electric Utility | MO | 6 | 2 | 1.8 | Natural Gas Internal Combustion Engine | NG | IC | 8 | 1951 |  |  | (OP) Operating | [6 empty] | Dunklin | 36.2338 | -90.0521
10152 | City of Kennett - (MO) | 2139 | Kennett | Electric Utility | MO | 7 | 2.5 | 2.2 | Natural Gas Internal Combustion Engine | NG | IC | 8 | 1960 |  |  | (OP) Operating | [6 empty] | Dunklin | 36.2338 | -90.0521
10152 | City of Kennett - (MO) | 2139 | Kennett | Electric Utility | MO | 8 | 3.1 | 2.8 | Natural Gas Internal Combustion Engine | NG | IC | 8 | 1962 |  |  | (OP) Operating | [6 empty] | Dunklin | 36.2338 | -90.0521
10152 | City of Kennett - (MO) | 2139 | Kennett | Electric Utility | MO | 9 | 6.2 | 5.6 | Natural Gas Internal Combustion Engine | NG | IC | 8 | 1965 |  |  | (OP) Operating | [6 empty] | Dunklin | 36.2338 | -90.0521
10538 | City of La Plata - (MO) | 2140 | La Plata | Electric Utility | MO | 1 | 1.8 | 1.7 | Petroleum Liquids | DFO | IC | 3 | 2013 |  |  | (OP) Operating | [6 empty] | Macon | 40.0244 | -92.4896
10538 | City of La Plata - (MO) | 2140 | La Plata | Electric Utility | MO | 2 | 1.8 | 1.7 | Petroleum Liquids | DFO | IC | 3 | 2013 |  |  | (OP) Operating | [6 empty] | Macon | 40.0244 | -92.4896
11460 | City of Macon - (MO) | 2141 | Macon | Electric Utility | MO | 3 | 5 | 4.6 | Petroleum Liquids | DFO | IC | 8 | 1971 |  |  | (SB) Standby/Backup: available for service but not normally used | [6 empty] | Macon | 39.7378 | -92.4689
11460 | City of Macon - (MO) | 2141 | Macon | Electric Utility | MO | 4 | 1 | 0.7 | Petroleum Liquids | DFO | IC | 9 | 1985 |  |  | (SB) Standby/Backup: available for service but not normally used | [6 empty] | Macon | 39.7378 | -92.4689
11540 | City of Malden - (MO) | 2142 | Malden | Electric Utility | MO | 2A | 1.8 | 1.8 | Petroleum Liquids | DFO | IC | 2 | 1996 |  |  | (SB) Standby/Backup: available for service but not normally used | [6 empty] | Dunklin | 36.5531 | -89.9682
11540 | City of Malden - (MO) | 2142 | Malden | Electric Utility | MO | 3A | 1.8 | 1.8 | Petroleum Liquids | DFO | IC | 2 | 1996 |  |  | (SB) Standby/Backup: available for service but not normally used | [6 empty] | Dunklin | 36.5531 | -89.9682
11540 | City of Malden - (MO) | 2142 | Malden | Electric Utility | MO | 4A | 1.8 | 1.8 | Petroleum Liquids | DFO | IC | 2 | 1996 |  |  | (SB) Standby/Backup: available for service but not normally used | [6 empty] | Dunklin | 36.5531 | -89.9682
11540 | City of Malden - (MO) | 2142 | Malden | Electric Utility | MO | 5 | 1.4 | 1.2 | Petroleum Liquids | DFO | IC | 8 | 1957 |  |  | (SB) Standby/Backup: available for service but not normally used | [6 empty] | Dunklin | 36.5531 | -89.9682
11540 | City of Malden - (MO) | 2142 | Malden | Electric Utility | MO | 6 | 2 | 1.8 | Petroleum Liquids | DFO | IC | 8 | 1963 |  |  | (SB) Standby/Backup: available for service but not normally used | [6 empty] | Dunklin | 36.5531 | -89.9682
11540 | City of Malden - (MO) | 2142 | Malden | Electric Utility | MO | 7 | 2.8 | 2.5 | Petroleum Liquids | DFO | IC | 8 | 1973 |  |  | (SB) Standby/Backup: available for service but not normally used | [6 empty] | Dunklin | 36.5531 | -89.9682
11540 | City of Malden - (MO) | 2142 | Malden | Electric Utility | MO | 8 | 4.3 | 3.8 | Petroleum Liquids | DFO | IC | 8 | 1973 |  |  | (SB) Standby/Backup: available for service but not normally used | [6 empty] | Dunklin | 36.5531 | -89.9682
11732 | City of Marshall - (MO) | 2144 | Marshall (MO) | Electric Utility | MO | 10 | 6.3 | 6.3 | Natural Gas Internal Combustion Engine | NG | IC | 6 | 1990 |  |  | (OP) Operating | [6 empty] | Saline | 39.1228 | -93.2064
11732 | City of Marshall - (MO) | 2144 | Marshall (MO) | Electric Utility | MO | 11 | 6.3 | 6.3 | Natural Gas Internal Combustion Engine | NG | IC | 1 | 1994 |  |  | (OP) Operating | [6 empty] | Saline | 39.1228 | -93.2064
11732 | City of Marshall - (MO) | 2144 | Marshall (MO) | Electric Utility | MO | 3 | 4 | 3.9 | Natural Gas Steam Turbine | NG | ST | 6 | 1948 |  |  | (OS) Out of service and NOT expected to return to service in next calendar year | [6 empty] | Saline | 39.1228 | -93.2064
11732 | City of Marshall - (MO) | 2144 | Marshall (MO) | Electric Utility | MO | 4 | 6 | 5.8 | Conventional Steam Coal | BIT | ST | 7 | 1956 |  |  | (OP) Operating | [6 empty] | Saline | 39.1228 | -93.2064
11732 | City of Marshall - (MO) | 2144 | Marshall (MO) | Electric Utility | MO | 5 | 16.5 | 16 | Conventional Steam Coal | BIT | ST | 7 | 1967 |  |  | (OP) Operating | [6 empty] | Saline | 39.1228 | -93.2064
11732 | City of Marshall - (MO) | 2144 | Marshall (MO) | Electric Utility | MO | 7 | 1 | 0.9 | Petroleum Liquids | DFO | IC | 6 | 1988 |  |  | (OP) Operating | [6 empty] | Saline | 39.1228 | -93.2064
11732 | City of Marshall - (MO) | 2144 | Marshall (MO) | Electric Utility | MO | 8 | 1 | 0.9 | Petroleum Liquids | DFO | IC | 6 | 1988 |  |  | (OP) Operating | [6 empty] | Saline | 39.1228 | -93.2064
11732 | City of Marshall - (MO) | 2144 | Marshall (MO) | Electric Utility | MO | 9 | 1 | 0.9 | Petroleum Liquids | DFO | IC | 6 | 1988 |  |  | (OP) Operating | [6 empty] | Saline | 39.1228 | -93.2064
11732 | City of Marshall - (MO) | 2144 | Marshall (MO) | Electric Utility | MO | GT1 | 15.2 | 14 | Natural Gas Fired Combustion Turbine | NG | GT | 5 | 1972 |  |  | (OP) Operating | [6 empty] | Saline | 39.1228 | -93.2064
12294 | City of Memphis - (MO) | 2145 | Memphis | Electric Utility | MO | 1 | 0.6 | 0.6 | Petroleum Liquids | DFO | IC | 88 | 1972 |  |  | (OP) Operating | [6 empty] | Scotland | 40.375 | -92.125
12294 | City of Memphis - (MO) | 2145 | Memphis | Electric Utility | MO | 10 | 1 | 1 | Petroleum Liquids | DFO | IC | 8 | 1989 |  |  | (OP) Operating | [6 empty] | Scotland | 40.375 | -92.125
12294 | City of Memphis - (MO) | 2145 | Memphis | Electric Utility | MO | 11 | 1 | 1 | Petroleum Liquids | DFO | IC | 8 | 1989 |  |  | (OP) Operating | [6 empty] | Scotland | 40.375 | -92.125
12294 | City of Memphis - (MO) | 2145 | Memphis | Electric Utility | MO | 12 | 0.4 | 0.4 | Petroleum Liquids | DFO | IC | 11 | 1989 |  |  | (OP) Operating | [6 empty] | Scotland | 40.375 | -92.125
12294 | City of Memphis - (MO) | 2145 | Memphis | Electric Utility | MO | 13 | 1 | 1 | Petroleum Liquids | DFO | IC | 9 | 1990 |  |  | (OP) Operating | [6 empty] | Scotland | 40.375 | -92.125
12294 | City of Memphis - (MO) | 2145 | Memphis | Electric Utility | MO | 3 | 0.2 | 0.2 | Petroleum Liquids | DFO | IC | 88 | 1945 |  |  | (OP) Operating | [6 empty] | Scotland | 40.375 | -92.125
12294 | City of Memphis - (MO) | 2145 | Memphis | Electric Utility | MO | 6 | 0.9 | 0.9 | Petroleum Liquids | DFO | IC | 88 | 1957 |  |  | (OP) Operating | [6 empty] | Scotland | 40.375 | -92.125
12294 | City of Memphis - (MO) | 2145 | Memphis | Electric Utility | MO | 7 | 1.1 | 1.1 | Petroleum Liquids | DFO | IC | 88 | 1960 |  |  | (OP) Operating | [6 empty] | Scotland | 40.375 | -92.125
12294 | City of Memphis - (MO) | 2145 | Memphis | Electric Utility | MO | 8 | 1.3 | 1.3 | Petroleum Liquids | DFO | IC | 88 | 1966 |  |  | (OP) Operating | [6 empty] | Scotland | 40.375 | -92.125
12294 | City of Memphis - (MO) | 2145 | Memphis | Electric Utility | MO | 9 | 1.3 | 1.3 | Petroleum Liquids | DFO | IC | 88 | 1972 |  |  | (OP) Operating | [6 empty] | Scotland | 40.375 | -92.125
12802 | City of Monroe City - (MO) | 2146 | Monroe (MO) | Electric Utility | MO | 10 | 1.6 | 1.6 | Petroleum Liquids | DFO | IC | 1 | 1988 |  |  | (OP) Operating | [6 empty] | MONROE | 39.6525 | -91.7325
12802 | City of Monroe City - (MO) | 2146 | Monroe (MO) | Electric Utility | MO | 11 | 1.8 | 1.8 | Petroleum Liquids | DFO | IC | 1 | 2003 |  |  | (OP) Operating | [6 empty] | MONROE | 39.6525 | -91.7325
12802 | City of Monroe City - (MO) | 2146 | Monroe (MO) | Electric Utility | MO | 12 | 1.8 | 1.8 | Petroleum Liquids | DFO | IC | 1 | 2003 |  |  | (OP) Operating | [6 empty] | MONROE | 39.6525 | -91.7325
12802 | City of Monroe City - (MO) | 2146 | Monroe (MO) | Electric Utility | MO | 5 | 2 | 1.6 | Petroleum Liquids | DFO | IC | 6 | 1985 |  |  | (OP) Operating | [6 empty] | MONROE | 39.6525 | -91.7325
12802 | City of Monroe City - (MO) | 2146 | Monroe (MO) | Electric Utility | MO | 8 | 1.6 | 1.6 | Petroleum Liquids | DFO | IC | 1 | 1988 |  |  | (OP) Operating | [6 empty] | MONROE | 39.6525 | -91.7325
12802 | City of Monroe City - (MO) | 2146 | Monroe (MO) | Electric Utility | MO | 9 | 1.6 | 1.6 | Petroleum Liquids | DFO | IC | 1 | 1988 |  |  | (OP) Operating | [6 empty] | MONROE | 39.6525 | -91.7325
14400 | City of Palmyra - (MO) | 2150 | Palmyra Municipal | Electric Utility | MO | 2 | 0.5 | 0.4 | Petroleum Liquids | DFO | IC | 3 | 1953 |  |  | (OP) Operating | [6 empty] | Marion | 39.8 | -91.5252
14400 | City of Palmyra - (MO) | 2150 | Palmyra Municipal | Electric Utility | MO | 3 | 1.5 | 1.2 | Petroleum Liquids | DFO | IC | 2 | 1966 |  |  | (OP) Operating | [6 empty] | Marion | 39.8 | -91.5252
14400 | City of Palmyra - (MO) | 2150 | Palmyra Municipal | Electric Utility | MO | 4 | 0.8 | 0.7 | Petroleum Liquids | DFO | IC | 7 | 1959 |  |  | (OP) Operating | [6 empty] | Marion | 39.8 | -91.5252
14400 | City of Palmyra - (MO) | 2150 | Palmyra Municipal | Electric Utility | MO | 6 | 2 | 2 | Petroleum Liquids | DFO | IC | 6 | 1971 |  |  | (OP) Operating | [6 empty] | Marion | 39.8 | -91.5252
14400 | City of Palmyra - (MO) | 2150 | Palmyra Municipal | Electric Utility | MO | IC7 | 2 | 1.7 | Petroleum Liquids | DFO | IC | 4 | 1985 |  |  | (OP) Operating | [6 empty] | Marion | 39.8 | -91.5252
17833 | City Utilities of Springfield - (MO) | 2161 | James River Power Station | Electric Utility | MO | 1 | 22 | 21 | Conventional Steam Coal | SUB | ST | 8 | 1957 |  |  | (OP) Operating | [6 empty] | Greene | 37.1086 | -93.2619
17833 | City Utilities of Springfield - (MO) | 2161 | James River Power Station | Electric Utility | MO | 2 | 22 | 21 | Conventional Steam Coal | SUB | ST | 6 | 1957 |  |  | (OP) Operating | [6 empty] | Greene | 37.1086 | -93.2619
17833 | City Utilities of Springfield - (MO) | 2161 | James River Power Station | Electric Utility | MO | 3 | 44 | 41 | Conventional Steam Coal | SUB | ST | 2 | 1960 |  |  | (OP) Operating | [6 empty] | Greene | 37.1086 | -93.2619
17833 | City Utilities of Springfield - (MO) | 2161 | James River Power Station | Electric Utility | MO | 4 | 60 | 56 | Conventional Steam Coal | SUB | ST | 5 | 1964 |  |  | (OP) Operating | [6 empty] | Greene | 37.1086 | -93.2619
17833 | City Utilities of Springfield - (MO) | 2161 | James River Power Station | Electric Utility | MO | 5 | 105 | 97 | Conventional Steam Coal | SUB | ST | 5 | 1970 |  |  | (OP) Operating | [6 empty] | Greene | 37.1086 | -93.2619
17833 | City Utilities of Springfield - (MO) | 2161 | James River Power Station | Electric Utility | MO | GT1 | 96 | 75 | Natural Gas Fired Combustion Turbine | NG | GT | 4 | 1989 |  |  | (OP) Operating | [6 empty] | Greene | 37.1086 | -93.2619
17833 | City Utilities of Springfield - (MO) | 2161 | James River Power Station | Electric Utility | MO | GT2 | 101.5 | 80 | Natural Gas Fired Combustion Turbine | NG | GT | 6 | 1992 |  |  | (OP) Operating | [6 empty] | Greene | 37.1086 | -93.2619
19474 | City of Unionville - (MO) | 2164 | Unionville City of | Electric Utility | MO | 1 | 0.8 | 0.6 | Petroleum Liquids | DFO | IC | 12 | 1970 |  |  | (OP) Operating | [6 empty] | PUTNAM | 40.4767 | -93.01
19474 | City of Unionville - (MO) | 2164 | Unionville City of | Electric Utility | MO | 2 | 1.7 | 1.7 | Petroleum Liquids | DFO | IC | 10 | 1975 |  |  | (OP) Operating | [6 empty] | PUTNAM | 40.4767 | -93.01
19474 | City of Unionville - (MO) | 2164 | Unionville City of | Electric Utility | MO | 3 | 0.2 | 0.2 | Petroleum Liquids | DFO | IC | 1 | 1935 |  |  | (OP) Operating | [6 empty] | PUTNAM | 40.4767 | -93.01
19474 | City of Unionville - (MO) | 2164 | Unionville City of | Electric Utility | MO | 4 | 1 | 0.9 | Petroleum Liquids | DFO | IC | 7 | 1970 |  |  | (OP) Operating | [6 empty] | PUTNAM | 40.4767 | -93.01
19474 | City of Unionville - (MO) | 2164 | Unionville City of | Electric Utility | MO | 5 | 0.3 | 0.3 | Petroleum Liquids | DFO | IC | 1 | 1955 |  |  | (OP) Operating | [6 empty] | PUTNAM | 40.4767 | -93.01
19474 | City of Unionville - (MO) | 2164 | Unionville City of | Electric Utility | MO | 6 | 0.3 | 0.3 | Petroleum Liquids | DFO | IC | 1 | 1955 |  |  | (OP) Operating | [6 empty] | PUTNAM | 40.4767 | -93.01
19474 | City of Unionville - (MO) | 2164 | Unionville City of | Electric Utility | MO | 7 | 1.1 | 0.9 | Petroleum Liquids | DFO | IC | 1 | 1962 |  |  | (OP) Operating | [6 empty] | PUTNAM | 40.4767 | -93.01
19474 | City of Unionville - (MO) | 2164 | Unionville City of | Electric Utility | MO | 8 | 1.3 | 1.1 | Petroleum Liquids | DFO | IC | 1 | 1967 |  |  | (OP) Operating | [6 empty] | PUTNAM | 40.4767 | -93.01
19474 | City of Unionville - (MO) | 2164 | Unionville City of | Electric Utility | MO | 9 | 2 | 2 | Petroleum Liquids | DFO | IC | 12 | 1994 |  |  | (OP) Operating | [6 empty] | PUTNAM | 40.4767 | -93.01
19722 | City of Vandalia - (MO) | 2165 | Vandalia | Electric Utility | MO | 1 | 1.2 | 1 | Petroleum Liquids | DFO | IC | 8 | 1967 |  |  | (OS) Out of service and NOT expected to return to service in next calendar year | [6 empty] | Audrain | 39.2036 | -91.861
19722 | City of Vandalia - (MO) | 2165 | Vandalia | Electric Utility | MO | 10 | 1.3 | 1.1 | Petroleum Liquids | DFO | IC | 4 | 1984 |  |  | (OS) Out of service and NOT expected to return to service in next calendar year | [6 empty] | Audrain | 39.2036 | -91.861
19722 | City of Vandalia - (MO) | 2165 | Vandalia | Electric Utility | MO | 11 | 1 | 1 | Petroleum Liquids | DFO | IC | 7 | 1993 |  |  | (OS) Out of service and NOT expected to return to service in next calendar year | [6 empty] | Audrain | 39.2036 | -91.861
19722 | City of Vandalia - (MO) | 2165 | Vandalia | Electric Utility | MO | 12 | 1 | 1 | Petroleum Liquids | DFO | IC | 7 | 1993 |  |  | (OS) Out of service and NOT expected to return to service in next calendar year | [6 empty] | Audrain | 39.2036 | -91.861
19722 | City of Vandalia - (MO) | 2165 | Vandalia | Electric Utility | MO | 4A | 1.2 | 1 | Petroleum Liquids | DFO | IC | 8 | 1996 |  |  | (OS) Out of service and NOT expected to return to service in next calendar year | [6 empty] | Audrain | 39.2036 | -91.861
19722 | City of Vandalia - (MO) | 2165 | Vandalia | Electric Utility | MO | 5A | 1.2 | 1 | Petroleum Liquids | DFO | IC | 8 | 1996 |  |  | (OS) Out of service and NOT expected to return to service in next calendar year | [6 empty] | Audrain | 39.2036 | -91.861
19722 | City of Vandalia - (MO) | 2165 | Vandalia | Electric Utility | MO | 8 | 1 | 0.8 | Petroleum Liquids | DFO | IC | 8 | 1957 |  |  | (OS) Out of service and NOT expected to return to service in next calendar year | [6 empty] | Audrain | 39.2036 | -91.861
19722 | City of Vandalia - (MO) | 2165 | Vandalia | Electric Utility | MO | 9 | 1.4 | 1.1 | Petroleum Liquids | DFO | IC | 6 | 1977 |  |  | (OS) Out of service and NOT expected to return to service in next calendar year | [6 empty] | Audrain | 39.2036 | -91.861
19647 | USCE-Little Rock District | 2166 | Table Rock | Electric Utility | MO | 1 | 50 | 53 | Conventional Hydroelectric | WAT | HY | 5 | 1959 |  |  | (OP) Operating | [6 empty] | Taney | 36.597 | -93.3086
19647 | USCE-Little Rock District | 2166 | Table Rock | Electric Utility | MO | 2 | 50 | 53 | Conventional Hydroelectric | WAT | HY | 5 | 1959 |  |  | (OP) Operating | [6 empty] | Taney | 36.597 | -93.3086
19647 | USCE-Little Rock District | 2166 | Table Rock | Electric Utility | MO | 3 | 50 | 57.5 | Conventional Hydroelectric | WAT | HY | 5 | 1961 |  |  | (OP) Operating | [6 empty] | Taney | 36.597 | -93.3086
19647 | USCE-Little Rock District | 2166 | Table Rock | Electric Utility | MO | 4 | 50 | 53 | Conventional Hydroelectric | WAT | HY | 6 | 1961 |  |  | (OP) Operating | [6 empty] | Taney | 36.597 | -93.3086
924 | Associated Electric Coop, Inc | 2167 | New Madrid | Electric Utility | MO | 1 | 650 | 575 | Conventional Steam Coal | SUB | ST | 10 | 1972 |  |  | (OP) Operating | [6 empty] | New Madrid | 36.5147 | -89.5617
924 | Associated Electric Coop, Inc | 2167 | New Madrid | Electric Utility | MO | 2 | 650 | 579 | Conventional Steam Coal | SUB | ST | 6 | 1977 |  |  | (OP) Operating | [6 empty] | New Madrid | 36.5147 | -89.5617
924 | Associated Electric Coop, Inc | 2168 | Thomas Hill | Electric Utility | MO | 1 | 171.7 | 166 | Conventional Steam Coal | SUB | ST | 12 | 1966 |  |  | (OP) Operating | [6 empty] | Randolph | 39.5522 | -92.6381
924 | Associated Electric Coop, Inc | 2168 | Thomas Hill | Electric Utility | MO | 2 | 272 | 273 | Conventional Steam Coal | SUB | ST | 3 | 1969 |  |  | (OP) Operating | [6 empty] | Randolph | 39.5522 | -92.6381
924 | Associated Electric Coop, Inc | 2168 | Thomas Hill | Electric Utility | MO | 3 | 738 | 694 | Conventional Steam Coal | SUB | ST | 5 | 1982 |  |  | (OP) Operating | [6 empty] | Randolph | 39.5522 | -92.6381
12199 | Montana-Dakota Utilities Co | 2176 | Glendive GT | Electric Utility | MT | GT-2 | 43 | 40.1 | Natural Gas Fired Combustion Turbine | NG | GT | 5 | 2003 |  |  | (OP) Operating | [6 empty] | Dawson | 47.0539 | -104.74
12199 | Montana-Dakota Utilities Co | 2176 | Glendive GT | Electric Utility | MT | GT1 | 40.7 | 34.8 | Natural Gas Fired Combustion Turbine | NG | GT | 6 | 1979 |  |  | (OP) Operating | [6 empty] | Dawson | 47.0539 | -104.74
12199 | Montana-Dakota Utilities Co | 2177 | Miles City GT | Electric Utility | MT | 1 | 23.3 | 23.6 | Natural Gas Fired Combustion Turbine | NG | GT | 5 | 1972 |  |  | (OP) Operating | [6 empty] | Custer | 46.4112 | -105.7953
13902 | NorthWestern Energy | 2181 | Black Eagle | Electric Utility | MT | BLA1 | 7.8 | 7 | Conventional Hydroelectric | WAT | HY | 9 | 1927 |  |  | (OP) Operating | [6 empty] | Cascade | 47.5213 | -111.2614
13902 | NorthWestern Energy | 2181 | Black Eagle | Electric Utility | MT | BLA2 | 7.8 | 7 | Conventional Hydroelectric | WAT | HY | 9 | 1927 |  |  | (OP) Operating | [6 empty] | Cascade | 47.5213 | -111.2614
13902 | NorthWestern Energy | 2181 | Black Eagle | Electric Utility | MT | BLA3 | 8.4 | 7 | Conventional Hydroelectric | WAT | HY | 9 | 1927 |  |  | (OP) Operating | [6 empty] | Cascade | 47.5213 | -111.2614
13902 | NorthWestern Energy | 2182 | Cochrane | Electric Utility | MT | COC1 | 28.4 | 32 | Conventional Hydroelectric | WAT | HY | 7 | 1958 |  |  | (OP) Operating | [6 empty] | CASCADE | 47.5375 | -111.195
13902 | NorthWestern Energy | 2182 | Cochrane | Electric Utility | MT | COC2 | 32 | 32 | Conventional Hydroelectric | WAT | HY | 7 | 1958 |  |  | (OP) Operating | [6 empty] | CASCADE | 47.5375 | -111.195
13902 | NorthWestern Energy | 2185 | Hauser | Electric Utility | MT | HAU1 | 2.8 | 3 | Conventional Hydroelectric | WAT | HY | 11 | 1911 |  |  | (OP) Operating |  |  |  | 2016 | 12 | 0.5 | Lewis and Clark | 46.7659 | -111.8873
13902 | NorthWestern Energy | 2185 | Hauser | Electric Utility | MT | HAU2 | 2.8 | 3 | Conventional Hydroelectric | WAT | HY | 11 | 1911 |  |  | (OP) Operating |  |  |  | 2017 | 12 | 0.5 | Lewis and Clark | 46.7659 | -111.8873
13902 | NorthWestern Energy | 2185 | Hauser | Electric Utility | MT | HAU3 | 2.8 | 3 | Conventional Hydroelectric | WAT | HY | 11 | 1911 |  |  | (OP) Operating |  |  |  | 2018 | 12 | 0.5 | Lewis and Clark | 46.7659 | -111.8873
13902 | NorthWestern Energy | 2185 | Hauser | Electric Utility | MT | HAU4 | 2.8 | 3 | Conventional Hydroelectric | WAT | HY | 11 | 1911 |  |  | (OP) Operating |  |  |  | 2019 | 12 | 0.5 | Lewis and Clark | 46.7659 | -111.8873
13902 | NorthWestern Energy | 2185 | Hauser | Electric Utility | MT | HAU5 | 2.8 | 3 | Conventional Hydroelectric | WAT | HY | 11 | 1911 |  |  | (OP) Operating |  |  |  | 2020 | 12 | 0.5 | Lewis and Clark | 46.7659 | -111.8873
13902 | NorthWestern Energy | 2185 | Hauser | Electric Utility | MT | HAU6 | 3 | 4 | Conventional Hydroelectric | WAT | HY | 9 | 1915 |  |  | (OP) Operating |  |  |  | 2021 | 12 | 0.5 | Lewis and Clark | 46.7659 | -111.8873
13902 | NorthWestern Energy | 2186 | Holter | Electric Utility | MT | HOL1 | 9.6 | 12 | Conventional Hydroelectric | WAT | HY | 7 | 1918 |  |  | (OP) Operating | [6 empty] | Cascade | 46.9915 | -112.0047
13902 | NorthWestern Energy | 2186 | Holter | Electric Utility | MT | HOL2 | 9.6 | 12 | Conventional Hydroelectric | WAT | HY | 7 | 1918 |  |  | (OP) Operating | [6 empty] | Cascade | 46.9915 | -112.0047
13902 | NorthWestern Energy | 2186 | Holter | Electric Utility | MT | HOL3 | 9.6 | 12 | Conventional Hydroelectric | WAT | HY | 7 | 1918 |  |  | (OP) Operating | [6 empty] | Cascade | 46.9915 | -112.0047
13902 | NorthWestern Energy | 2186 | Holter | Electric Utility | MT | HOL4 | 9.6 | 12 | Conventional Hydroelectric | WAT | HY | 7 | 1918 |  |  | (OP) Operating | [6 empty] | Cascade | 46.9915 | -112.0047
13902 | NorthWestern Energy | 2188 | Kerr | Electric Utility | MT | KER1 | 70.6 | 62 | Conventional Hydroelectric | WAT | HY | 10 | 1938 |  |  | (OP) Operating | [6 empty] | Lake | 47.6777 | -114.2339
13902 | NorthWestern Energy | 2188 | Kerr | Electric Utility | MT | KER2 | 50.4 | 62 | Conventional Hydroelectric | WAT | HY | 5 | 1949 |  |  | (OP) Operating | [6 empty] | Lake | 47.6777 | -114.2339
13902 | NorthWestern Energy | 2188 | Kerr | Electric Utility | MT | KER3 | 86.6 | 82 | Conventional Hydroelectric | WAT | HY | 11 | 1954 |  |  | (OP) Operating | [6 empty] | Lake | 47.6777 | -114.2339
13902 | NorthWestern Energy | 2191 | Morony | Electric Utility | MT | MOR1 | 22.5 | 24 | Conventional Hydroelectric | WAT | HY | 1 | 1930 |  |  | (OP) Operating | [6 empty] | Cascade | 47.5817 | -111.0609
13902 | NorthWestern Energy | 2191 | Morony | Electric Utility | MT | MOR2 | 31.5 | 24 | Conventional Hydroelectric | WAT | HY | 1 | 1930 |  |  | (OP) Operating | [6 empty] | Cascade | 47.5817 | -111.0609
13902 | NorthWestern Energy | 2192 | Mystic | Electric Utility | MT | MYS1 | 6 | 6 | Conventional Hydroelectric | WAT | HY | 5 | 1925 |  |  | (OP) Operating | [6 empty] | Stillwater | 45.2257 | -109.7625
13902 | NorthWestern Energy | 2192 | Mystic | Electric Utility | MT | MYS2 | 6 | 6 | Conventional Hydroelectric | WAT | HY | 5 | 1925 |  |  | (OP) Operating | [6 empty] | Stillwater | 45.2257 | -109.7625
13902 | NorthWestern Energy | 2193 | Rainbow (MT) | Electric Utility | MT | RAI9 | 59 | 60.5 | Conventional Hydroelectric | WAT | HY | 3 | 2013 |  |  | (OP) Operating | [6 empty] | Cascade | 47.5344 | -111.2045
13902 | NorthWestern Energy | 2194 | Ryan | Electric Utility | MT | RYA1 | 8 | 10 | Conventional Hydroelectric | WAT | HY | 8 | 1915 |  |  | (OP) Operating | [6 empty] | Cascade | 47.5699 | -111.1225
13902 | NorthWestern Energy | 2194 | Ryan | Electric Utility | MT | RYA2 | 9.2 | 10 | Conventional Hydroelectric | WAT | HY | 8 | 1915 |  |  | (OP) Operating | [6 empty] | Cascade | 47.5699 | -111.1225
13902 | NorthWestern Energy | 2194 | Ryan | Electric Utility | MT | RYA3 | 8 | 10 | Conventional Hydroelectric | WAT | HY | 8 | 1915 |  |  | (OP) Operating | [6 empty] | Cascade | 47.5699 | -111.1225
13902 | NorthWestern Energy | 2194 | Ryan | Electric Utility | MT | RYA4 | 9.2 | 10 | Conventional Hydroelectric | WAT | HY | 8 | 1915 |  |  | (OP) Operating | [6 empty] | Cascade | 47.5699 | -111.1225
13902 | NorthWestern Energy | 2194 | Ryan | Electric Utility | MT | RYA5 | 8 | 10 | Conventional Hydroelectric | WAT | HY | 9 | 1916 |  |  | (OP) Operating | [6 empty] | Cascade | 47.5699 | -111.1225
13902 | NorthWestern Energy | 2194 | Ryan | Electric Utility | MT | RYA6 | 8 | 10 | Conventional Hydroelectric | WAT | HY | 9 | 1916 |  |  | (OP) Operating | [6 empty] | Cascade | 47.5699 | -111.1225
13902 | NorthWestern Energy | 2195 | Thompson Falls | Electric Utility | MT | TF1 | 5 | 7 | Conventional Hydroelectric | WAT | HY | 7 | 1917 |  |  | (OP) Operating | [6 empty] | Sanders | 47.5932 | -115.3582
13902 | NorthWestern Energy | 2195 | Thompson Falls | Electric Utility | MT | TF2 | 5 | 6 | Conventional Hydroelectric | WAT | HY | 5 | 1917 |  |  | (OP) Operating | [6 empty] | Sanders | 47.5932 | -115.3582
13902 | NorthWestern Energy | 2195 | Thompson Falls | Electric Utility | MT | TF3 | 5 | 7 | Conventional Hydroelectric | WAT | HY | 11 | 1916 |  |  | (OP) Operating | [6 empty] | Sanders | 47.5932 | -115.3582
13902 | NorthWestern Energy | 2195 | Thompson Falls | Electric Utility | MT | TF4 | 5 | 6 | Conventional Hydroelectric | WAT | HY | 11 | 1916 |  |  | (OP) Operating | [6 empty] | Sanders | 47.5932 | -115.3582
13902 | NorthWestern Energy | 2195 | Thompson Falls | Electric Utility | MT | TF5 | 5 | 6 | Conventional Hydroelectric | WAT | HY | 7 | 1915 |  |  | (OP) Operating | [6 empty] | Sanders | 47.5932 | -115.3582
13902 | NorthWestern Energy | 2195 | Thompson Falls | Electric Utility | MT | TF6 | 5 | 6 | Conventional Hydroelectric | WAT | HY | 7 | 1915 |  |  | (OP) Operating | [6 empty] | Sanders | 47.5932 | -115.3582
13902 | NorthWestern Energy | 2195 | Thompson Falls | Electric Utility | MT | TF7 | 57.1 | 56 | Conventional Hydroelectric | WAT | HY | 7 | 1915 |  |  | (OP) Operating | [6 empty] | Sanders | 47.5932 | -115.3582
13902 | NorthWestern Energy | 2196 | Old Faithful | Electric Utility | WY | 1 | 1 | 1 | Petroleum Liquids | DFO | IC | 12 | 1979 |  |  | (SB) Standby/Backup: available for service but not normally used | [6 empty] | Teton | 44.4533 | -110.8347
13902 | NorthWestern Energy | 2196 | Old Faithful | Electric Utility | WY | 2 | 1 | 1 | Petroleum Liquids | DFO | IC | 12 | 1979 |  |  | (SB) Standby/Backup: available for service but not normally used | [6 empty] | Teton | 44.4533 | -110.8347
20169 | Avista Corp | 2199 | Noxon Rapids | Electric Utility | MT | 1 | 113.9 | 113.9 | Conventional Hydroelectric | WAT | HY | 9 | 1959 |  |  | (OP) Operating | [6 empty] | Sanders | 47.9539 | -115.7336
20169 | Avista Corp | 2199 | Noxon Rapids | Electric Utility | MT | 2 | 76.8 | 113 | Conventional Hydroelectric | WAT | HY | 10 | 1959 |  |  | (OP) Operating | [6 empty] | Sanders | 47.9539 | -115.7336
20169 | Avista Corp | 2199 | Noxon Rapids | Electric Utility | MT | 3 | 113.9 | 113 | Conventional Hydroelectric | WAT | HY | 12 | 1959 |  |  | (OP) Operating | [6 empty] | Sanders | 47.9539 | -115.7336
20169 | Avista Corp | 2199 | Noxon Rapids | Electric Utility | MT | 4 | 113.8 | 113 | Conventional Hydroelectric | WAT | HY | 4 | 1960 |  |  | (OP) Operating | [6 empty] | Sanders | 47.9539 | -115.7336
20169 | Avista Corp | 2199 | Noxon Rapids | Electric Utility | MT | 5 | 114 | 127.6 | Conventional Hydroelectric | WAT | HY | 12 | 1977 |  |  | (OP) Operating | [6 empty] | Sanders | 47.9539 | -115.7336
2518 | U S Bureau of Reclamation | 2203 | Hungry Horse | Electric Utility | MT | 1 | 107 | 107 | Conventional Hydroelectric | WAT | HY | 10 | 1952 |  |  | (OP) Operating | [6 empty] | Flathead | 48.3415 | -114.0144
2518 | U S Bureau of Reclamation | 2203 | Hungry Horse | Electric Utility | MT | 2 | 107 | 107 | Conventional Hydroelectric | WAT | HY | 12 | 1952 |  |  | (OP) Operating | [6 empty] | Flathead | 48.3415 | -114.0144
2518 | U S Bureau of Reclamation | 2203 | Hungry Horse | Electric Utility | MT | 3 | 107 | 107 | Conventional Hydroelectric | WAT | HY | 7 | 1953 |  |  | (OP) Operating | [6 empty] | Flathead | 48.3415 | -114.0144
2518 | U S Bureau of Reclamation | 2203 | Hungry Horse | Electric Utility | MT | 4 | 107 | 107 | Conventional Hydroelectric | WAT | HY | 7 | 1953 |  |  | (OP) Operating | [6 empty] | Flathead | 48.3415 | -114.0144
2518 | U S Bureau of Reclamation | 2204 | Yellowtail | Electric Utility | MT | 1 | 62.5 | 71.8 | Conventional Hydroelectric | WAT | HY | 11 | 1966 |  |  | (OP) Operating | [6 empty] | Big Horn | 45.3074 | -107.9575
2518 | U S Bureau of Reclamation | 2204 | Yellowtail | Electric Utility | MT | 2 | 62.5 | 71.8 | Conventional Hydroelectric | WAT | HY | 10 | 1966 |  |  | (OP) Operating | [6 empty] | Big Horn | 45.3074 | -107.9575
2518 | U S Bureau of Reclamation | 2204 | Yellowtail | Electric Utility | MT | 3 | 62.5 | 71.8 | Conventional Hydroelectric | WAT | HY | 8 | 1966 |  |  | (OP) Operating | [6 empty] | Big Horn | 45.3074 | -107.9575
2518 | U S Bureau of Reclamation | 2204 | Yellowtail | Electric Utility | MT | 4 | 62.5 | 71.8 | Conventional Hydroelectric | WAT | HY | 8 | 1966 |  |  | (OP) Operating | [6 empty] | Big Horn | 45.3074 | -107.9575
695 | City of Ansley - (NE) | 2214 | Ansley | Electric Utility | NE | 2 | 0.9 | 0.8 | Natural Gas Internal Combustion Engine | NG | IC | 10 | 1976 |  |  | (OP) Operating | [5 empty] | 0 | Custer | 41.2892 | -99.3863
695 | City of Ansley - (NE) | 2214 | Ansley | Electric Utility | NE | 3 | 0.6 | 0.5 | Petroleum Liquids | DFO | IC | 6 | 1969 |  |  | (OP) Operating |  |  | 0 |  |  | 0 | Custer | 41.2892 | -99.3863
993 | Auburn Board of Public Works | 2215 | Auburn | Electric Utility | NE | 1 | 2.4 | 2.2 | Natural Gas Internal Combustion Engine | NG | IC | 4 | 1982 |  |  | (OP) Operating | [6 empty] | Nemaha | 40.3883 | -95.8464
993 | Auburn Board of Public Works | 2215 | Auburn | Electric Utility | NE | 2 | 1 | 0.9 | Natural Gas Internal Combustion Engine | NG | IC | 6 | 1949 |  |  | (OP) Operating | [6 empty] | Nemaha | 40.3883 | -95.8464
993 | Auburn Board of Public Works | 2215 | Auburn | Electric Utility | NE | 4A | 3.7 | 3.7 | Natural Gas Internal Combustion Engine | NG | IC | 6 | 1993 |  |  | (OP) Operating | [6 empty] | Nemaha | 40.3883 | -95.8464
993 | Auburn Board of Public Works | 2215 | Auburn | Electric Utility | NE | 5 | 3.3 | 3 | Natural Gas Internal Combustion Engine | NG | IC | 7 | 1973 |  |  | (OP) Operating | [6 empty] | Nemaha | 40.3883 | -95.8464
993 | Auburn Board of Public Works | 2215 | Auburn | Electric Utility | NE | 6 | 2.7 | 2.5 | Natural Gas Internal Combustion Engine | NG | IC | 5 | 1967 |  |  | (OP) Operating | [6 empty] | Nemaha | 40.3883 | -95.8464
993 | Auburn Board of Public Works | 2215 | Auburn | Electric Utility | NE | 7 | 5.6 | 5.2 | Natural Gas Internal Combustion Engine | NG | IC | 7 | 1987 |  |  | (OP) Operating | [6 empty] | Nemaha | 40.3883 | -95.8464
871 | Village of Arnold - (NE) | 2216 | Arnold | Electric Utility | NE | 1 | 0.5 | 0.5 | Petroleum Liquids | DFO | IC | 1 | 1960 |  |  | (SB) Standby/Backup: available for service but not normally used | [6 empty] | CUSTER | 41.4219 | -100.1956
871 | Village of Arnold - (NE) | 2216 | Arnold | Electric Utility | NE | 2A | 0.1 | 0.1 | Petroleum Liquids | DFO | IC | 1 | 1937 |  |  | (OS) Out of service and NOT expected to return to service in next calendar year | [6 empty] | CUSTER | 41.4219 | -100.1956
871 | Village of Arnold - (NE) | 2216 | Arnold | Electric Utility | NE | 3 | 0.2 | 0.2 | Petroleum Liquids | DFO | IC | 1 | 1942 |  |  | (SB) Standby/Backup: available for service but not normally used | [6 empty] | CUSTER | 41.4219 | -100.1956
871 | Village of Arnold - (NE) | 2216 | Arnold | Electric Utility | NE | 4 | 0.3 | 0.2 | Petroleum Liquids | DFO | IC | 1 | 1946 |  |  | (OA) Out of service but expected to return to service in next calendar year | [6 empty] | CUSTER | 41.4219 | -100.1956
1435 | City of Beaver City - (NE) | 2217 | Beaver City | Electric Utility | NE | 1 | 0.5 | 0.4 | Petroleum Liquids | DFO | IC | 10 | 1957 |  |  | (OP) Operating | [6 empty] | Furnas | 40.1303 | -99.8278
1435 | City of Beaver City - (NE) | 2217 | Beaver City | Electric Utility | NE | 2 | 0.3 | 0.3 | Natural Gas Internal Combustion Engine | NG | IC | 9 | 1963 |  |  | (OP) Operating | [6 empty] | Furnas | 40.1303 | -99.8278
1435 | City of Beaver City - (NE) | 2217 | Beaver City | Electric Utility | NE | 3 | 0.3 | 0.2 | Petroleum Liquids | DFO | IC | 10 | 1947 |  |  | (OP) Operating | [6 empty] | Furnas | 40.1303 | -99.8278
1435 | City of Beaver City - (NE) | 2217 | Beaver City | Electric Utility | NE | 4 | 0.9 | 0.8 | Natural Gas Internal Combustion Engine | NG | IC | 9 | 1967 |  |  | (OP) Operating | [6 empty] | Furnas | 40.1303 | -99.8278
2277 | City of Broken Bow - (NE) | 2221 | Broken Bow | Electric Utility | NE | 1 | 0.5 | 0.5 | Petroleum Liquids | DFO | IC | 88 | 1936 |  |  | (OP) Operating | [6 empty] | Custer | 41.4031 | -99.6392
2277 | City of Broken Bow - (NE) | 2221 | Broken Bow | Electric Utility | NE | 2 | 3.5 | 3.5 | Natural Gas Internal Combustion Engine | NG | IC | 88 | 1970 |  |  | (OP) Operating | [6 empty] | Custer | 41.4031 | -99.6392
2277 | City of Broken Bow - (NE) | 2221 | Broken Bow | Electric Utility | NE | 3 | 0.8 | 0.7 | Petroleum Liquids | DFO | IC | 88 | 1945 |  |  | (OP) Operating | [6 empty] | Custer | 41.4031 | -99.6392
2277 | City of Broken Bow - (NE) | 2221 | Broken Bow | Electric Utility | NE | 4 | 0.8 | 0.7 | Natural Gas Internal Combustion Engine | NG | IC | 88 | 1951 |  |  | (OP) Operating | [6 empty] | Custer | 41.4031 | -99.6392
2277 | City of Broken Bow - (NE) | 2221 | Broken Bow | Electric Utility | NE | 5 | 1 | 1 | Natural Gas Internal Combustion Engine | NG | IC | 88 | 1951 |  |  | (OP) Operating | [6 empty] | Custer | 41.4031 | -99.6392
2277 | City of Broken Bow - (NE) | 2221 | Broken Bow | Electric Utility | NE | 6 | 2.1 | 2 | Natural Gas Internal Combustion Engine | NG | IC | 88 | 1961 |  |  | (OP) Operating | [6 empty] | Custer | 41.4031 | -99.6392
2609 | City of Burwell - (NE) | 2222 | Burwell | Electric Utility | NE | 1 | 1.3 | 1.4 | Petroleum Liquids | DFO | IC | 10 | 1972 |  |  | (SB) Standby/Backup: available for service but not normally used | [6 empty] | Garfield | 41.7803 | -99.1361
2609 | City of Burwell - (NE) | 2222 | Burwell | Electric Utility | NE | 2 | 1.1 | 1.1 | Petroleum Liquids | DFO | IC | 1 | 1968 |  |  | (SB) Standby/Backup: available for service but not normally used | [6 empty] | Garfield | 41.7803 | -99.1361
2609 | City of Burwell - (NE) | 2222 | Burwell | Electric Utility | NE | 3 | 0.9 | 0.9 | Petroleum Liquids | DFO | IC | 7 | 1960 |  |  | (SB) Standby/Backup: available for service but not normally used | [6 empty] | Garfield | 41.7803 | -99.1361
2609 | City of Burwell - (NE) | 2222 | Burwell | Electric Utility | NE | 4 | 0.6 | 0.7 | Petroleum Liquids | DFO | IC | 3 | 1955 |  |  | (SB) Standby/Backup: available for service but not normally used | [6 empty] | Garfield | 41.7803 | -99.1361
2888 | City of Cambridge - (NE) | 2223 | Cambridge | Electric Utility | NE | CAT1 | 2 | 2 | Petroleum Liquids | DFO | IC | 6 | 2005 |  |  | (SB) Standby/Backup: available for service but not normally used | [6 empty] | Furnas | 40.2862 | -100.1768
2888 | City of Cambridge - (NE) | 2223 | Cambridge | Electric Utility | NE | CAT2 | 2 | 2 | Petroleum Liquids | DFO | IC | 6 | 2005 |  |  | (OP) Operating | [6 empty] | Furnas | 40.2862 | -100.1768
2931 | Village of Campbell - (NE) | 2225 | Campbell Village | Electric Utility | NE | 1 | 0.1 | 0.1 | Petroleum Liquids | DFO | IC | 9 | 1927 |  |  | (SB) Standby/Backup: available for service but not normally used | [6 empty] | Franklin | 40.3717 | -98.7236
2931 | Village of Campbell - (NE) | 2225 | Campbell Village | Electric Utility | NE | 2 | 0.1 | 0.1 | Petroleum Liquids | DFO | IC | 9 | 1937 |  |  | (SB) Standby/Backup: available for service but not normally used | [6 empty] | Franklin | 40.3717 | -98.7236
2931 | Village of Campbell - (NE) | 2225 | Campbell Village | Electric Utility | NE | 3 | 0.1 | 0.1 | Petroleum Liquids | DFO | IC | 9 | 1946 |  |  | (SB) Standby/Backup: available for service but not normally used | [6 empty] | Franklin | 40.3717 | -98.7236
2931 | Village of Campbell - (NE) | 2225 | Campbell Village | Electric Utility | NE | IC4 | 1 | 1 | Petroleum Liquids | DFO | IC | 9 | 1983 |  |  | (SB) Standby/Backup: available for service but not normally used | [6 empty] | Franklin | 40.3717 | -98.7236
13337 | Nebraska Public Power District | 2226 | Canaday | Electric Utility | NE | 1 | 108.8 | 115 | Natural Gas Steam Turbine | NG | ST | 1 | 1958 |  |  | (OP) Operating | [6 empty] | Gosper | 40.6942 | -99.7011
3271 | Central Nebraska Pub P&I Dist | 2227 | Jeffrey | Electric Utility | NE | 1 | 10.8 | 10.5 | Conventional Hydroelectric | WAT | HY | 1 | 1941 |  |  | (OP) Operating | [6 empty] | Lincoln | 40.9594 | -100.3979
3271 | Central Nebraska Pub P&I Dist | 2227 | Jeffrey | Electric Utility | NE | 2 | 10.8 | 10.5 | Conventional Hydroelectric | WAT | HY | 1 | 1941 |  |  | (OP) Operating | [6 empty] | Lincoln | 40.9594 | -100.3979
3271 | Central Nebraska Pub P&I Dist | 2228 | Johnson 1 | Electric Utility | NE | 1 | 10.8 | 10 | Conventional Hydroelectric | WAT | HY | 4 | 1941 |  |  | (OP) Operating | [6 empty] | Gosper | 40.6936 | -99.8178
3271 | Central Nebraska Pub P&I Dist | 2228 | Johnson 1 | Electric Utility | NE | 2 | 10.8 | 10 | Conventional Hydroelectric | WAT | HY | 4 | 1941 |  |  | (OP) Operating | [6 empty] | Gosper | 40.6936 | -99.8178
3271 | Central Nebraska Pub P&I Dist | 2229 | Johnson 2 | Electric Utility | NE | 1 | 22.5 | 22.5 | Conventional Hydroelectric | WAT | HY | 4 | 1941 |  |  | (OP) Operating | [6 empty] | Gosper | 40.6839 | -99.7447
3373 | City of Chappell - (NE) | 2230 | Chappell | Electric Utility | NE | 1 | 0.2 | 0.1 | Petroleum Liquids | DFO | IC | 1 | 1940 |  |  | (OP) Operating | [6 empty] | Deuel | 41.1056 | -102.4703
3373 | City of Chappell - (NE) | 2230 | Chappell | Electric Utility | NE | 5 | 1.1 | 1 | Petroleum Liquids | DFO | IC | 8 | 1982 |  |  | (OP) Operating | [6 empty] | Deuel | 41.1056 | -102.4703
4527 | City of Crete | 2231 | Crete | Electric Utility | NE | 7 | 6 | 6 | Natural Gas Internal Combustion Engine | NG | IC | 6 | 1973 |  |  | (OP) Operating | [6 empty] | Saline | 40.6253 | -96.9601
4661 | City of Curtis - (NE) | 2232 | Curtis | Electric Utility | NE | 2 | 0.9 | 0.8 | Natural Gas Internal Combustion Engine | NG | IC | 1 | 1955 |  |  | (OP) Operating | [6 empty] | FRONTIER | 40.6325 | -100.5147
4661 | City of Curtis - (NE) | 2232 | Curtis | Electric Utility | NE | 3 | 1.1 | 1 | Natural Gas Internal Combustion Engine | NG | IC | 1 | 1969 |  |  | (OP) Operating | [6 empty] | FRONTIER | 40.6325 | -100.5147
4661 | City of Curtis - (NE) | 2232 | Curtis | Electric Utility | NE | 4 | 1.4 | 1.2 | Natural Gas Internal Combustion Engine | NG | IC | 1 | 1975 |  |  | (OP) Operating | [6 empty] | FRONTIER | 40.6325 | -100.5147
4836 | City of David City | 2233 | David City | Electric Utility | NE | 1 | 1.5 | 1.3 | Natural Gas Internal Combustion Engine | NG | IC | 1 | 1960 |  |  | (OP) Operating | [6 empty] | Butler | 41.2547 | -97.1192
4836 | City of David City | 2233 | David City | Electric Utility | NE | 2 | 1 | 0.8 | Petroleum Liquids | DFO | IC | 1 | 1949 |  |  | (OP) Operating | [6 empty] | Butler | 41.2547 | -97.1192
4836 | City of David City | 2233 | David City | Electric Utility | NE | 3 | 1 | 0.9 | Natural Gas Internal Combustion Engine | NG | IC | 1 | 1955 |  |  | (OP) Operating | [6 empty] | Butler | 41.2547 | -97.1192
4836 | City of David City | 2233 | David City | Electric Utility | NE | 4 | 2.3 | 1.8 | Natural Gas Internal Combustion Engine | NG | IC | 1 | 1966 |  |  | (OP) Operating | [6 empty] | Butler | 41.2547 | -97.1192
4836 | City of David City | 2233 | David City | Electric Utility | NE | 5 | 1.6 | 1.3 | Petroleum Liquids | DFO | IC | 12 | 1996 |  |  | (OP) Operating | [6 empty] | Butler | 41.2547 | -97.1192
4836 | City of David City | 2233 | David City | Electric Utility | NE | 6 | 1.6 | 1.3 | Petroleum Liquids | DFO | IC | 12 | 1996 |  |  | (OP) Operating | [6 empty] | Butler | 41.2547 | -97.1192
4836 | City of David City | 2233 | David City | Electric Utility | NE | 7 | 1.6 | 1.3 | Petroleum Liquids | DFO | IC | 12 | 1996 |  |  | (OP) Operating | [6 empty] | Butler | 41.2547 | -97.1192
5097 | City of Deshler - (NE) | 2234 | Deshler | Electric Utility | NE | 1A | 0.3 | 0.3 | Petroleum Liquids | DFO | IC | 1 | 2001 |  |  | (OP) Operating | [6 empty] | Thayer | 40.1408 | -97.7239
5097 | City of Deshler - (NE) | 2234 | Deshler | Electric Utility | NE | 2 | 0.3 | 0.2 | Petroleum Liquids | DFO | IC | 1 | 1950 |  |  | (OP) Operating | [6 empty] | Thayer | 40.1408 | -97.7239
5097 | City of Deshler - (NE) | 2234 | Deshler | Electric Utility | NE | 4 | 0.6 | 0.6 | Petroleum Liquids | DFO | IC | 1 | 1956 |  |  | (OP) Operating | [6 empty] | Thayer | 40.1408 | -97.7239
5097 | City of Deshler - (NE) | 2234 | Deshler | Electric Utility | NE | 5 | 1.1 | 1.1 | Petroleum Liquids | DFO | IC | 3 | 1999 |  |  | (OP) Operating | [6 empty] | Thayer | 40.1408 | -97.7239
5850 | City of Emerson - (NE) | 2235 | Emerson | Electric Utility | NE | 2 | 1.1 | 1.1 | Natural Gas Internal Combustion Engine | NG | IC | 1 | 1968 |  |  | (OP) Operating | [6 empty] | Dixon | 42.276 | -96.7292
5850 | City of Emerson - (NE) | 2235 | Emerson | Electric Utility | NE | 3 | 0.1 | 0.1 | Petroleum Liquids | DFO | IC | 1 | 1947 |  |  | (OP) Operating | [6 empty] | Dixon | 42.276 | -96.7292
5850 | City of Emerson - (NE) | 2235 | Emerson | Electric Utility | NE | 4 | 0.4 | 0.4 | Natural Gas Internal Combustion Engine | NG | IC | 1 | 1960 |  |  | (OP) Operating | [6 empty] | Dixon | 42.276 | -96.7292
6132 | City of Fairbury | 2236 | Fairbury | Electric Utility | NE | 1 | 4 | 3.8 | Natural Gas Steam Turbine | NG | ST | 1 | 1948 |  |  | (OP) Operating | [6 empty] | Jefferson | 40.1339 | -97.1843
6132 | City of Fairbury | 2236 | Fairbury | Electric Utility | NE | 2 | 2.5 | 2.5 | Natural Gas Steam Turbine | NG | ST | 1 | 1938 |  |  | (OP) Operating | [6 empty] | Jefferson | 40.1339 | -97.1843
6132 | City of Fairbury | 2236 | Fairbury | Electric Utility | NE | 4 | 12.5 | 12.5 | Natural Gas Steam Turbine | NG | ST | 1 | 1965 |  |  | (SB) Standby/Backup: available for service but not normally used | [6 empty] | Jefferson | 40.1339 | -97.1843
6175 | City of Falls City - (NE) | 2237 | Falls City | Electric Utility | NE | 1 | 0.6 | 0.6 | Petroleum Liquids | DFO | IC | 8 | 1930 |  |  | (OP) Operating | [6 empty] | Richardson | 40.055 | -95.6083
6175 | City of Falls City - (NE) | 2237 | Falls City | Electric Utility | NE | 2 | 0.9 | 0.9 | Petroleum Liquids | DFO | IC | 8 | 1937 |  |  | (OP) Operating | [6 empty] | Richardson | 40.055 | -95.6083
6175 | City of Falls City - (NE) | 2237 | Falls City | Electric Utility | NE | 3 | 2.7 | 2.3 | Natural Gas Internal Combustion Engine | NG | IC | 2 | 1965 |  |  | (OP) Operating | [6 empty] | Richardson | 40.055 | -95.6083
6175 | City of Falls City - (NE) | 2237 | Falls City | Electric Utility | NE | 4 | 1.1 | 0.8 | Natural Gas Internal Combustion Engine | NG | IC | 8 | 1946 |  |  | (OP) Operating | [6 empty] | Richardson | 40.055 | -95.6083
6175 | City of Falls City - (NE) | 2237 | Falls City | Electric Utility | NE | 5 | 2 | 1.4 | Natural Gas Internal Combustion Engine | NG | IC | 11 | 1950 |  |  | (OP) Operating | [6 empty] | Richardson | 40.055 | -95.6083
6175 | City of Falls City - (NE) | 2237 | Falls City | Electric Utility | NE | 6 | 2.5 | 2 | Natural Gas Internal Combustion Engine | NG | IC | 2 | 1958 |  |  | (OP) Operating | [6 empty] | Richardson | 40.055 | -95.6083
6175 | City of Falls City - (NE) | 2237 | Falls City | Electric Utility | NE | 7 | 6.2 | 5.9 | Natural Gas Internal Combustion Engine | NG | IC | 6 | 1972 |  |  | (OP) Operating | [6 empty] | Richardson | 40.055 | -95.6083
6175 | City of Falls City - (NE) | 2237 | Falls City | Electric Utility | NE | 8 | 6 | 6 | Natural Gas Internal Combustion Engine | NG | IC | 3 | 1982 |  |  | (OP) Operating | [6 empty] | Richardson | 40.055 | -95.6083
6723 | City of Franklin - (NE) | 2238 | Franklin (NE) | Electric Utility | NE | 1 | 0.6 | 0.6 | Natural Gas Internal Combustion Engine | NG | IC | 7 | 1963 |  |  | (OP) Operating | [6 empty] | Franklin | 40.0892 | -98.9508
6723 | City of Franklin - (NE) | 2238 | Franklin (NE) | Electric Utility | NE | 2 | 1.3 | 1.3 | Natural Gas Internal Combustion Engine | NG | IC | 10 | 1974 |  |  | (OP) Operating | [6 empty] | Franklin | 40.0892 | -98.9508
6723 | City of Franklin - (NE) | 2238 | Franklin (NE) | Electric Utility | NE | 3 | 1.1 | 1.1 | Natural Gas Internal Combustion Engine | NG | IC | 11 | 1969 |  |  | (OP) Operating | [6 empty] | Franklin | 40.0892 | -98.9508
6723 | City of Franklin - (NE) | 2238 | Franklin (NE) | Electric Utility | NE | 4 | 0.9 | 0.9 | Natural Gas Internal Combustion Engine | NG | IC | 1 | 1955 |  |  | (OP) Operating | [6 empty] | Franklin | 40.0892 | -98.9508
6779 | City of Fremont - (NE) | 2240 | Lon Wright | Electric Utility | NE | 5OT | 40 | 38 | Natural Gas Fired Combustion Turbine | NG | GT | 11 | 2003 |  |  | (OP) Operating | [6 empty] | Dodge | 41.4281 | -96.4623
6779 | City of Fremont - (NE) | 2240 | Lon Wright | Electric Utility | NE | 6 | 16.5 | 15 | Conventional Steam Coal | SUB | ST | 8 | 1957 |  |  | (OP) Operating | [6 empty] | Dodge | 41.4281 | -96.4623
6779 | City of Fremont - (NE) | 2240 | Lon Wright | Electric Utility | NE | 7 | 22 | 20 | Conventional Steam Coal | SUB | ST | 8 | 1963 |  |  | (OP) Operating | [6 empty] | Dodge | 41.4281 | -96.4623
6779 | City of Fremont - (NE) | 2240 | Lon Wright | Electric Utility | NE | 8 | 91.5 | 85 | Conventional Steam Coal | SUB | ST | 1 | 1976 |  |  | (OP) Operating | [6 empty] | Dodge | 41.4281 | -96.4623
40606 | City of Grand Island - (NE) | 2241 | C W Burdick | Electric Utility | NE | 1 | 18.7 | 16.5 | Natural Gas Steam Turbine | NG | ST | 10 | 1957 |  |  | (SB) Standby/Backup: available for service but not normally used | [6 empty] | Hall | 40.9228 | -98.3269
40606 | City of Grand Island - (NE) | 2241 | C W Burdick | Electric Utility | NE | 2 | 24.9 | 22 | Natural Gas Steam Turbine | NG | ST | 8 | 1963 |  |  | (SB) Standby/Backup: available for service but not normally used | [6 empty] | Hall | 40.9228 | -98.3269
40606 | City of Grand Island - (NE) | 2241 | C W Burdick | Electric Utility | NE | 3 | 54.4 | 54 | Natural Gas Steam Turbine | NG | ST | 2 | 1972 |  |  | (SB) Standby/Backup: available for service but not normally used | [6 empty] | Hall | 40.9228 | -98.3269
40606 | City of Grand Island - (NE) | 2241 | C W Burdick | Electric Utility | NE | GT1 | 16 | 13.6 | Natural Gas Fired Combustion Turbine | NG | GT | 3 | 1968 |  |  | (OP) Operating | [6 empty] | Hall | 40.9228 | -98.3269
40606 | City of Grand Island - (NE) | 2241 | C W Burdick | Electric Utility | NE | GT2 | 63.4 | 34 | Natural Gas Fired Combustion Turbine | NG | GT | 4 | 2003 |  |  | (OP) Operating | [6 empty] | Hall | 40.9228 | -98.3269
40606 | City of Grand Island - (NE) | 2241 | C W Burdick | Electric Utility | NE | GT3 | 63.4 | 34 | Natural Gas Fired Combustion Turbine | NG | GT | 4 | 2003 |  |  | (OP) Operating | [6 empty] | Hall | 40.9228 | -98.3269
8245 | City of Hastings - (NE) | 2243 | Don Henry | Electric Utility | NE | 1 | 22 | 18 | Natural Gas Fired Combustion Turbine | NG | GT | 6 | 1972 |  |  | (SB) Standby/Backup: available for service but not normally used | [6 empty] | Adams | 40.5832 | -98.4201
8245 | City of Hastings - (NE) | 2244 | North Denver | Electric Utility | NE | 4 | 17 | 16 | Natural Gas Steam Turbine | NG | ST | 12 | 1957 |  |  | (SB) Standby/Backup: available for service but not normally used | [6 empty] | Adams | 40.5988 | -98.3886
8245 | City of Hastings - (NE) | 2244 | North Denver | Electric Utility | NE | 5 | 22 | 25 | Natural Gas Steam Turbine | NG | ST | 10 | 1967 |  |  | (SB) Standby/Backup: available for service but not normally used | [6 empty] | Adams | 40.5988 | -98.3886
10260 | City of Kimball - (NE) | 2248 | Kimball | Electric Utility | NE | 1 | 1 | 0.7 | Natural Gas Internal Combustion Engine | NG | IC | 9 | 1956 |  |  | (OP) Operating | [6 empty] | Kimball | 41.2382 | -103.6667
10260 | City of Kimball - (NE) | 2248 | Kimball | Electric Utility | NE | 2 | 1 | 0.7 | Natural Gas Internal Combustion Engine | NG | IC | 9 | 1955 |  |  | (OP) Operating | [6 empty] | Kimball | 41.2382 | -103.6667
10260 | City of Kimball - (NE) | 2248 | Kimball | Electric Utility | NE | 3 | 1.3 | 1 | Natural Gas Internal Combustion Engine | NG | IC | 9 | 1959 |  |  | (OP) Operating | [6 empty] | Kimball | 41.2382 | -103.6667
10260 | City of Kimball - (NE) | 2248 | Kimball | Electric Utility | NE | 4 | 1.3 | 1 | Natural Gas Internal Combustion Engine | NG | IC | 9 | 1960 |  |  | (OP) Operating | [6 empty] | Kimball | 41.2382 | -103.6667
10260 | City of Kimball - (NE) | 2248 | Kimball | Electric Utility | NE | 5 | 1.1 | 0.6 | Natural Gas Internal Combustion Engine | NG | IC | 1 | 1944 |  |  | (OP) Operating | [6 empty] | Kimball | 41.2382 | -103.6667
10260 | City of Kimball - (NE) | 2248 | Kimball | Electric Utility | NE | 6 | 3.9 | 3.6 | Natural Gas Internal Combustion Engine | NG | IC | 9 | 1974 |  |  | (OP) Operating | [6 empty] | Kimball | 41.2382 | -103.6667
10760 | City of Laurel - (NE) | 2249 | Laurel | Electric Utility | NE | 1 | 1.3 | 1.1 | Natural Gas Internal Combustion Engine | NG | IC | 10 | 1974 |  |  | (SB) Standby/Backup: available for service but not normally used | [6 empty] | Cedar | 42.4305 | -97.0908
10760 | City of Laurel - (NE) | 2249 | Laurel | Electric Utility | NE | 2 | 0.9 | 0.7 | Natural Gas Internal Combustion Engine | NG | IC | 1 | 1970 |  |  | (SB) Standby/Backup: available for service but not normally used | [6 empty] | Cedar | 42.4305 | -97.0908
10760 | City of Laurel - (NE) | 2249 | Laurel | Electric Utility | NE | 3 | 0.6 | 0.5 | Natural Gas Internal Combustion Engine | NG | IC | 1 | 1965 |  |  | (SB) Standby/Backup: available for service but not normally used | [6 empty] | Cedar | 42.4305 | -97.0908
10760 | City of Laurel - (NE) | 2249 | Laurel | Electric Utility | NE | 4 | 0.4 | 0.3 | Natural Gas Internal Combustion Engine | NG | IC | 1 | 1960 |  |  | (SB) Standby/Backup: available for service but not normally used | [6 empty] | Cedar | 42.4305 | -97.0908
10760 | City of Laurel - (NE) | 2249 | Laurel | Electric Utility | NE | 6 | 0.2 | 0.2 | Natural Gas Internal Combustion Engine | NG | IC | 1 | 1956 |  |  | (SB) Standby/Backup: available for service but not normally used | [6 empty] | Cedar | 42.4305 | -97.0908
10760 | City of Laurel - (NE) | 2249 | Laurel | Electric Utility | NE | 7 | 1.3 | 1.1 | Natural Gas Internal Combustion Engine | NG | IC | 10 | 1992 |  |  | (SB) Standby/Backup: available for service but not normally used | [6 empty] | Cedar | 42.4305 | -97.0908
11018 | Lincoln Electric System | 2250 | J Street | Electric Utility | NE | 1 | 27 | 29 | Natural Gas Fired Combustion Turbine | NG | GT | 2 | 1972 |  |  | (OP) Operating | [6 empty] | Lancaster | 40.8079 | -96.7107
11372 | City of Lyons - (NE) | 2253 | Lyons | Electric Utility | NE | 2 | 0.5 | 0.2 | Petroleum Liquids | DFO | IC | 1 | 1953 |  |  | (OP) Operating | [6 empty] | Burt | 41.9374 | -96.4668
11372 | City of Lyons - (NE) | 2253 | Lyons | Electric Utility | NE | 3 | 0.8 | 0.3 | Petroleum Liquids | DFO | IC | 1 | 1960 |  |  | (OP) Operating | [6 empty] | Burt | 41.9374 | -96.4668
11372 | City of Lyons - (NE) | 2253 | Lyons | Electric Utility | NE | 4A | 1.2 | 0.6 | Petroleum Liquids | DFO | IC | 1 | 1967 |  |  | (OP) Operating | [6 empty] | Burt | 41.9374 | -96.4668
13334 | City of Nebraska City | 2255 | Nebraska City # 1 | Electric Utility | NE | 10 | 6.5 | 5.8 | Natural Gas Internal Combustion Engine | NG | IC | 4 | 1979 |  |  | (OP) Operating | [6 empty] | Otoe | 40.6806 | -95.8475
13334 | City of Nebraska City | 2255 | Nebraska City # 1 | Electric Utility | NE | 2 | 1.5 | 1 | Petroleum Liquids | DFO | IC | 5 | 1953 |  |  | (OP) Operating | [6 empty] | Otoe | 40.6806 | -95.8475
13334 | City of Nebraska City | 2255 | Nebraska City # 1 | Electric Utility | NE | 3 | 2.5 | 2 | Natural Gas Internal Combustion Engine | NG | IC | 5 | 1955 |  |  | (OP) Operating | [6 empty] | Otoe | 40.6806 | -95.8475
13334 | City of Nebraska City | 2255 | Nebraska City # 1 | Electric Utility | NE | 4 | 3.1 | 2.7 | Natural Gas Internal Combustion Engine | NG | IC | 8 | 1957 |  |  | (OP) Operating | [6 empty] | Otoe | 40.6806 | -95.8475
13334 | City of Nebraska City | 2255 | Nebraska City # 1 | Electric Utility | NE | 5 | 2 | 1.7 | Natural Gas Internal Combustion Engine | NG | IC | 8 | 1964 |  |  | (OP) Operating | [6 empty] | Otoe | 40.6806 | -95.8475
13334 | City of Nebraska City | 2255 | Nebraska City # 1 | Electric Utility | NE | 8 | 4.1 | 3.6 | Natural Gas Internal Combustion Engine | NG | IC | 4 | 1971 |  |  | (OP) Operating | [6 empty] | Otoe | 40.6806 | -95.8475
13334 | City of Nebraska City | 2255 | Nebraska City # 1 | Electric Utility | NE | 9 | 6.4 | 5.8 | Natural Gas Internal Combustion Engine | NG | IC | 6 | 1974 |  |  | (OP) Operating | [6 empty] | Otoe | 40.6806 | -95.8475
13334 | City of Nebraska City | 2256 | Syracuse # 2 | Electric Utility | NE | 6 | 2 | 1.6 | Natural Gas Internal Combustion Engine | NG | IC | 4 | 1969 |  |  | (OP) Operating | [6 empty] | Otoe | 40.6756 | -96.1778
13334 | City of Nebraska City | 2256 | Syracuse # 2 | Electric Utility | NE | 7 | 2 | 1.6 | Natural Gas Internal Combustion Engine | NG | IC | 5 | 1970 |  |  | (OP) Operating | [6 empty] | Otoe | 40.6756 | -96.1778
11251 | Loup River Public Power Dist | 2260 | Columbus | Electric Utility | NE | 1 | 15.2 | 15 | Conventional Hydroelectric | WAT | HY | 1 | 1936 |  |  | (OP) Operating | [6 empty] | Platte | 41.4639 | -97.3283
11251 | Loup River Public Power Dist | 2260 | Columbus | Electric Utility | NE | 2 | 15.2 | 15 | Conventional Hydroelectric | WAT | HY | 1 | 1936 |  |  | (OP) Operating | [6 empty] | Platte | 41.4639 | -97.3283
11251 | Loup River Public Power Dist | 2260 | Columbus | Electric Utility | NE | 3 | 15.2 | 15 | Conventional Hydroelectric | WAT | HY | 1 | 1936 |  |  | (OP) Operating | [6 empty] | Platte | 41.4639 | -97.3283
13337 | Nebraska Public Power District | 2265 | Hallam | Electric Utility | NE | 1 | 56.7 | 42.9 | Natural Gas Fired Combustion Turbine | NG | GT | 6 | 1973 |  |  | (OP) Operating | [6 empty] | Lancaster | 40.5589 | -96.7847
13337 | Nebraska Public Power District | 2266 | Hebron | Electric Utility | NE | 1 | 56.7 | 41.5 | Petroleum Liquids | DFO | GT | 6 | 1973 |  |  | (OP) Operating | [6 empty] | Thayer | 40.1879 | -97.5779
13337 | Nebraska Public Power District | 2268 | Kearney | Electric Utility | NE | 1 | 1.5 | 1 | Conventional Hydroelectric | WAT | HY | 1 | 1921 |  |  | (OP) Operating | [6 empty] | Buffalo | 40.7035 | -99.1008
13337 | Nebraska Public Power District | 2271 | McCook | Electric Utility | NE | 1 | 56.7 | 40.9 | Petroleum Liquids | DFO | GT | 6 | 1973 |  |  | (OP) Operating | [6 empty] | Red Willow | 40.2214 | -100.6508
11251 | Loup River Public Power Dist | 2273 | Monroe (NE) | Electric Utility | NE | 1 | 2.8 | 1 | Conventional Hydroelectric | WAT | HY | 1 | 1936 |  |  | (OP) Operating | [6 empty] | Platte | 41.4872 | -97.6078
11251 | Loup River Public Power Dist | 2273 | Monroe (NE) | Electric Utility | NE | 2 | 2.8 | 1 | Conventional Hydroelectric | WAT | HY | 1 | 1936 |  |  | (OP) Operating | [6 empty] | Platte | 41.4872 | -97.6078
11251 | Loup River Public Power Dist | 2273 | Monroe (NE) | Electric Utility | NE | 3 | 2.8 | 1 | Conventional Hydroelectric | WAT | HY | 1 | 1936 |  |  | (OP) Operating | [6 empty] | Platte | 41.4872 | -97.6078
13337 | Nebraska Public Power District | 2274 | North Platte | Electric Utility | NE | 1 | 13.1 | 12 | Conventional Hydroelectric | WAT | HY | 1 | 1935 |  |  | (OP) Operating | [6 empty] | Lincoln | 41.0864 | -100.7594
13337 | Nebraska Public Power District | 2274 | North Platte | Electric Utility | NE | 2 | 13.1 | 12 | Conventional Hydroelectric | WAT | HY | 1 | 1935 |  |  | (OP) Operating | [6 empty] | Lincoln | 41.0864 | -100.7594
13337 | Nebraska Public Power District | 2277 | Sheldon | Electric Utility | NE | 1 | 108.8 | 100 | Conventional Steam Coal | SUB | ST | 1 | 1961 |  |  | (OP) Operating | [6 empty] | Lancaster | 40.5589 | -96.7847
13337 | Nebraska Public Power District | 2277 | Sheldon | Electric Utility | NE | 2 | 119.9 | 115 | Conventional Steam Coal | SUB | ST | 1 | 1965 |  |  | (OP) Operating | [6 empty] | Lancaster | 40.5589 | -96.7847
13337 | Nebraska Public Power District | 2278 | Spencer Hydro | Electric Utility | NE | 1 | 0.8 | 0.8 | Conventional Hydroelectric | WAT | HY | 1 | 1927 |  |  | (OP) Operating | [6 empty] | Boyd | 42.8093 | -98.6563
13337 | Nebraska Public Power District | 2278 | Spencer Hydro | Electric Utility | NE | 2 | 1.6 | 0.4 | Conventional Hydroelectric | WAT | HY | 1 | 1952 |  |  | (OP) Operating | [6 empty] | Boyd | 42.8093 | -98.6563
14127 | Omaha Public Power District | 2289 | Fort Calhoun | Electric Utility | NE | 1 | 502 | 478.1 | Nuclear | NUC | ST | 9 | 1973 | 11 | 2016 | (OP) Operating | [6 empty] | Washington | 41.5205 | -96.0775
14127 | Omaha Public Power District | 2290 | Jones Street | Electric Utility | NE | 1 | 65 | 61.7 | Petroleum Liquids | DFO | GT | 6 | 1973 |  |  | (OP) Operating | [6 empty] | Douglas | 41.2515 | -95.9227
14127 | Omaha Public Power District | 2290 | Jones Street | Electric Utility | NE | 2 | 65 | 61.1 | Petroleum Liquids | DFO | GT | 6 | 1973 |  |  | (OP) Operating | [6 empty] | Douglas | 41.2515 | -95.9227
14127 | Omaha Public Power District | 2291 | North Omaha | Electric Utility | NE | 1 | 73.5 | 61 | Conventional Steam Coal | SUB | ST | 7 | 1954 |  |  | (OP) Operating | [6 empty] | Douglas | 41.3291 | -95.9447
14127 | Omaha Public Power District | 2291 | North Omaha | Electric Utility | NE | 2 | 108.8 | 87 | Conventional Steam Coal | SUB | ST | 4 | 1957 |  |  | (OP) Operating | 2016 | 9 | 1 |  |  |  | Douglas | 41.3291 | -95.9447
14127 | Omaha Public Power District | 2291 | North Omaha | Electric Utility | NE | 3 | 108.8 | 86 | Natural Gas Steam Turbine | NG | ST | 4 | 1959 | 10 | 2016 | (OP) Operating | [6 empty] | Douglas | 41.3291 | -95.9447
14127 | Omaha Public Power District | 2291 | North Omaha | Electric Utility | NE | 4 | 136 | 106 | Conventional Steam Coal | SUB | ST | 3 | 1963 |  |  | (OP) Operating | [6 empty] | Douglas | 41.3291 | -95.9447
14127 | Omaha Public Power District | 2291 | North Omaha | Electric Utility | NE | 5 | 217.6 | 172 | Conventional Steam Coal | SUB | ST | 5 | 1968 |  |  | (OP) Operating | [6 empty] | Douglas | 41.3291 | -95.9447
14127 | Omaha Public Power District | 2292 | Sarpy County | Electric Utility | NE | 1 | 55.4 | 55.3 | Natural Gas Fired Combustion Turbine | NG | GT | 6 | 1972 |  |  | (OP) Operating | [6 empty] | Sarpy | 41.1706 | -95.9706
14127 | Omaha Public Power District | 2292 | Sarpy County | Electric Utility | NE | 2 | 55.4 | 56.4 | Natural Gas Fired Combustion Turbine | NG | GT | 6 | 1972 |  |  | (OP) Operating | [6 empty] | Sarpy | 41.1706 | -95.9706
14127 | Omaha Public Power District | 2292 | Sarpy County | Electric Utility | NE | 3 | 105.6 | 106.8 | Natural Gas Fired Combustion Turbine | NG | GT | 5 | 1996 |  |  | (OP) Operating | [6 empty] | Sarpy | 41.1706 | -95.9706
14127 | Omaha Public Power District | 2292 | Sarpy County | Electric Utility | NE | 4 | 58.9 | 49 | Natural Gas Fired Combustion Turbine | NG | GT | 5 | 2000 |  |  | (OP) Operating | [6 empty] | Sarpy | 41.1706 | -95.9706
14127 | Omaha Public Power District | 2292 | Sarpy County | Electric Utility | NE | 5 | 58.9 | 48.1 | Natural Gas Fired Combustion Turbine | NG | GT | 5 | 2000 |  |  | (OP) Operating | [6 empty] | Sarpy | 41.1706 | -95.9706
14127 | Omaha Public Power District | 2292 | Sarpy County | Electric Utility | NE | BSD | 3.5 | 3.4 | Petroleum Liquids | DFO | IC | 5 | 1996 |  |  | (OP) Operating | [6 empty] | Sarpy | 41.1706 | -95.9706
14172 | City of Ord - (NE) | 2294 | Ord | Electric Utility | NE | 1 | 5 | 5 | Petroleum Liquids | DFO | IC | 1 | 1973 |  |  | (OP) Operating | [6 empty] | Valley | 41.6025 | -98.9283
14172 | City of Ord - (NE) | 2294 | Ord | Electric Utility | NE | 2 | 1.5 | 1 | Petroleum Liquids | DFO | IC | 1 | 1966 |  |  | (OP) Operating | [6 empty] | Valley | 41.6025 | -98.9283
14172 | City of Ord - (NE) | 2294 | Ord | Electric Utility | NE | 3 | 2.5 | 2 | Petroleum Liquids | DFO | IC | 1 | 1963 |  |  | (OP) Operating | [6 empty] | Valley | 41.6025 | -98.9283
14172 | City of Ord - (NE) | 2294 | Ord | Electric Utility | NE | 4A | 1.5 | 1.4 | Petroleum Liquids | DFO | IC | 4 | 1997 |  |  | (OP) Operating | [6 empty] | Valley | 41.6025 | -98.9283
14172 | City of Ord - (NE) | 2294 | Ord | Electric Utility | NE | 5A | 1.5 | 1.4 | Petroleum Liquids | DFO | IC | 4 | 1997 |  |  | (OP) Operating | [6 empty] | Valley | 41.6025 | -98.9283
14277 | Village of Oxford - (NE) | 2295 | Oxford (NE) | Electric Utility | NE | 2 | 0.6 | 0.5 | Natural Gas Internal Combustion Engine | NG | IC | 8 | 1953 |  |  | (OP) Operating | [6 empty] | Furnas | 40.2581 | -99.6108
14277 | Village of Oxford - (NE) | 2295 | Oxford (NE) | Electric Utility | NE | 3 | 0.9 | 0.8 | Natural Gas Internal Combustion Engine | NG | IC | 1 | 1956 |  |  | (OP) Operating | [6 empty] | Furnas | 40.2581 | -99.6108
14277 | Village of Oxford - (NE) | 2295 | Oxford (NE) | Electric Utility | NE | 4 | 0.6 | 0.5 | Natural Gas Internal Combustion Engine | NG | IC | 1 | 1956 |  |  | (OP) Operating | [6 empty] | Furnas | 40.2581 | -99.6108
14277 | Village of Oxford - (NE) | 2295 | Oxford (NE) | Electric Utility | NE | 5 | 1.3 | 1.2 | Natural Gas Internal Combustion Engine | NG | IC | 10 | 1972 |  |  | (OP) Operating | [6 empty] | Furnas | 40.2581 | -99.6108
14656 | City of Pender - (NE) | 2296 | Pender | Electric Utility | NE | 1 | 1.5 | 1.2 | Natural Gas Internal Combustion Engine | NG | IC | 1 | 1968 |  |  | (OP) Operating | [6 empty] | Thurston | 42.1147 | -96.7054
14656 | City of Pender - (NE) | 2296 | Pender | Electric Utility | NE | 2 | 2 | 2 | Natural Gas Internal Combustion Engine | NG | IC | 1 | 1973 |  |  | (OP) Operating | [6 empty] | Thurston | 42.1147 | -96.7054
14656 | City of Pender - (NE) | 2296 | Pender | Electric Utility | NE | 3 | 0.5 | 0.5 | Natural Gas Internal Combustion Engine | NG | IC | 1 | 1953 |  |  | (OP) Operating | [6 empty] | Thurston | 42.1147 | -96.7054
14656 | City of Pender - (NE) | 2296 | Pender | Electric Utility | NE | 4 | 0.9 | 0.8 | Natural Gas Internal Combustion Engine | NG | IC | 1 | 1961 |  |  | (OP) Operating | [6 empty] | Thurston | 42.1147 | -96.7054
15132 | City of Plainview - (NE) | 2297 | Plainview Muncipal Power | Electric Utility | NE | 1 | 1.1 | 1.1 | Petroleum Liquids | DFO | IC | 1 | 1949 |  |  | (OP) Operating | [6 empty] | Pierce | 42.35 | -97.7906
15132 | City of Plainview - (NE) | 2297 | Plainview Muncipal Power | Electric Utility | NE | 3 | 0.9 | 0.9 | Petroleum Liquids | DFO | IC | 1 | 1958 |  |  | (OP) Operating | [6 empty] | Pierce | 42.35 | -97.7906
15132 | City of Plainview - (NE) | 2297 | Plainview Muncipal Power | Electric Utility | NE | 4 | 1.2 | 1.2 | Petroleum Liquids | DFO | IC | 1 | 1963 |  |  | (OP) Operating | [6 empty] | Pierce | 42.35 | -97.7906
15132 | City of Plainview - (NE) | 2297 | Plainview Muncipal Power | Electric Utility | NE | 5 | 1.8 | 1.8 | Petroleum Liquids | DFO | IC | 6 | 1999 |  |  | (OP) Operating | [6 empty] | Pierce | 42.35 | -97.7906
15773 | City of Red Cloud - (NE) | 2299 | Red Cloud | Electric Utility | NE | 1 | 0.5 | 0.5 | Petroleum Liquids | DFO | IC | 1 | 1950 |  |  | (OP) Operating | [6 empty] | Webster | 40.098 | -98.519
15773 | City of Red Cloud - (NE) | 2299 | Red Cloud | Electric Utility | NE | 2 | 0.9 | 0.6 | Petroleum Liquids | DFO | IC | 6 | 1953 |  |  | (OP) Operating | [6 empty] | Webster | 40.098 | -98.519
15773 | City of Red Cloud - (NE) | 2299 | Red Cloud | Electric Utility | NE | 3 | 1.3 | 1.2 | Petroleum Liquids | DFO | IC | 12 | 1960 |  |  | (OP) Operating | [6 empty] | Webster | 40.098 | -98.519
15773 | City of Red Cloud - (NE) | 2299 | Red Cloud | Electric Utility | NE | 4 | 1.3 | 1.2 | Petroleum Liquids | DFO | IC | 8 | 1968 |  |  | (OP) Operating | [6 empty] | Webster | 40.098 | -98.519
15773 | City of Red Cloud - (NE) | 2299 | Red Cloud | Electric Utility | NE | 5 | 2.2 | 2.2 | Petroleum Liquids | DFO | IC | 9 | 1973 |  |  | (OP) Operating | [6 empty] | Webster | 40.098 | -98.519
16667 | City of Sargent - (NE) | 2300 | Sargent | Electric Utility | NE | 1 | 1.1 | 1.1 | Petroleum Liquids | DFO | IC | 3 | 1968 |  |  | (OP) Operating | [6 empty] | Custer | 41.6392 | -99.3742
16667 | City of Sargent - (NE) | 2300 | Sargent | Electric Utility | NE | 3 | 0.9 | 0.9 | Petroleum Liquids | DFO | IC | 2 | 1964 |  |  | (OP) Operating | [6 empty] | Custer | 41.6392 | -99.3742
16667 | City of Sargent - (NE) | 2300 | Sargent | Electric Utility | NE | 4 | 0.4 | 0.4 | Petroleum Liquids | DFO | IC | 1 | 1954 |  |  | (OP) Operating | [6 empty] | Custer | 41.6392 | -99.3742
17149 | City of Sidney - (NE) | 2302 | Sidney (NE) | Electric Utility | NE | 1 | 1.2 | 1 | Natural Gas Internal Combustion Engine | NG | IC | 1 | 1949 |  |  | (OP) Operating | [6 empty] | Cheyenne | 41.1456 | -102.9778
17149 | City of Sidney - (NE) | 2302 | Sidney (NE) | Electric Utility | NE | 2 | 2.2 | 2 | Natural Gas Internal Combustion Engine | NG | IC | 1 | 1951 |  |  | (OP) Operating | [6 empty] | Cheyenne | 41.1456 | -102.9778
17149 | City of Sidney - (NE) | 2302 | Sidney (NE) | Electric Utility | NE | 3 | 0.8 | 0.6 | Petroleum Liquids | DFO | IC | 1 | 1931 |  |  | (OP) Operating | [6 empty] | Cheyenne | 41.1456 | -102.9778
17149 | City of Sidney - (NE) | 2302 | Sidney (NE) | Electric Utility | NE | 4 | 1 | 0.8 | Natural Gas Internal Combustion Engine | NG | IC | 1 | 1947 |  |  | (OP) Operating | [6 empty] | Cheyenne | 41.1456 | -102.9778
17149 | City of Sidney - (NE) | 2302 | Sidney (NE) | Electric Utility | NE | 5 | 3.1 | 2.5 | Natural Gas Internal Combustion Engine | NG | IC | 1 | 1955 |  |  | (OP) Operating | [6 empty] | Cheyenne | 41.1456 | -102.9778
17727 | Village of Spalding - (NE) | 2303 | Spalding | Electric Utility | NE | 1 | 0.1 | 0.1 | Conventional Hydroelectric | WAT | HY | 7 | 1919 |  |  | (OP) Operating | [6 empty] | GREELEY | 41.6814 | -98.3676
17727 | Village of Spalding - (NE) | 2303 | Spalding | Electric Utility | NE | 2 | 0.1 | 0.1 | Conventional Hydroelectric | WAT | HY | 7 | 1956 |  |  | (OP) Operating | [6 empty] | GREELEY | 41.6814 | -98.3676
17727 | Village of Spalding - (NE) | 2303 | Spalding | Electric Utility | NE | 4 | 0.2 | 0.2 | Petroleum Liquids | DFO | IC | 8 | 1947 |  |  | (SB) Standby/Backup: available for service but not normally used | [6 empty] | GREELEY | 41.6814 | -98.3676
17727 | Village of Spalding - (NE) | 2303 | Spalding | Electric Utility | NE | 5 | 0.4 | 0.4 | Petroleum Liquids | DFO | IC | 8 | 1959 |  |  | (SB) Standby/Backup: available for service but not normally used | [6 empty] | GREELEY | 41.6814 | -98.3676
17727 | Village of Spalding - (NE) | 2303 | Spalding | Electric Utility | NE | 6 | 1.3 | 1.3 | Petroleum Liquids | DFO | IC | 7 | 1975 |  |  | (SB) Standby/Backup: available for service but not normally used | [6 empty] | GREELEY | 41.6814 | -98.3676
18230 | City of Stuart - (NE) | 2305 | Stuart (NE) | Electric Utility | NE | 1 | 0.7 | 0.7 | Petroleum Liquids | DFO | IC | 1 | 1952 |  |  | (OP) Operating | [6 empty] | Holt | 42.5714 | -99.1394
18230 | City of Stuart - (NE) | 2305 | Stuart (NE) | Electric Utility | NE | 2 | 0.2 | 0.2 | Petroleum Liquids | DFO | IC | 1 | 1960 |  |  | (OP) Operating | [6 empty] | Holt | 42.5714 | -99.1394
18230 | City of Stuart - (NE) | 2305 | Stuart (NE) | Electric Utility | NE | 3 | 0.2 | 0.2 | Petroleum Liquids | DFO | IC | 1 | 1952 |  |  | (OP) Operating | [6 empty] | Holt | 42.5714 | -99.1394
18230 | City of Stuart - (NE) | 2305 | Stuart (NE) | Electric Utility | NE | 5 | 0.8 | 0.8 | Petroleum Liquids | DFO | IC | 8 | 1997 |  |  | (OP) Operating | [6 empty] | Holt | 42.5714 | -99.1394
18525 | City of Tecumseh | 2308 | Tecumseh | Electric Utility | NE | 1 | 0.7 | 0.6 | Petroleum Liquids | DFO | IC | 1 | 1948 |  |  | (OP) Operating | [6 empty] | JOHNSON | 40.3664 | -96.19
18525 | City of Tecumseh | 2308 | Tecumseh | Electric Utility | NE | 2 | 1.5 | 1.4 | Petroleum Liquids | DFO | IC | 1 | 1968 |  |  | (OP) Operating | [6 empty] | JOHNSON | 40.3664 | -96.19
18525 | City of Tecumseh | 2308 | Tecumseh | Electric Utility | NE | 3 | 1.1 | 1 | Petroleum Liquids | DFO | IC | 1 | 1953 |  |  | (OP) Operating | [6 empty] | JOHNSON | 40.3664 | -96.19
18525 | City of Tecumseh | 2308 | Tecumseh | Electric Utility | NE | 4 | 1.3 | 1.2 | Petroleum Liquids | DFO | IC | 1 | 1960 |  |  | (OP) Operating | [6 empty] | JOHNSON | 40.3664 | -96.19
18525 | City of Tecumseh | 2308 | Tecumseh | Electric Utility | NE | 5A | 2.4 | 2.4 | Petroleum Liquids | DFO | IC | 3 | 1993 |  |  | (OP) Operating | [6 empty] | JOHNSON | 40.3664 | -96.19
19968 | City of Wahoo - (NE) | 2310 | Wahoo | Electric Utility | NE | 1 | 2.5 | 2.1 | Natural Gas Internal Combustion Engine | NG | IC | 9 | 1960 |  |  | (OP) Operating | [6 empty] | Saunders | 41.2118 | -96.6115
19968 | City of Wahoo - (NE) | 2310 | Wahoo | Electric Utility | NE | 2 | 0.5 | 0.4 | Petroleum Liquids | DFO | IC | 8 | 1936 |  |  | (OP) Operating | [6 empty] | Saunders | 41.2118 | -96.6115
19968 | City of Wahoo - (NE) | 2310 | Wahoo | Electric Utility | NE | 3 | 4.4 | 4.4 | Natural Gas Internal Combustion Engine | NG | IC | 8 | 1973 |  |  | (OP) Operating | [6 empty] | Saunders | 41.2118 | -96.6115
19968 | City of Wahoo - (NE) | 2310 | Wahoo | Electric Utility | NE | 4 | 1.2 | 1.1 | Natural Gas Internal Combustion Engine | NG | IC | 6 | 1947 |  |  | (OP) Operating | [6 empty] | Saunders | 41.2118 | -96.6115
19968 | City of Wahoo - (NE) | 2310 | Wahoo | Electric Utility | NE | 5 | 2.1 | 2.2 | Natural Gas Internal Combustion Engine | NG | IC | 9 | 1952 |  |  | (OP) Operating | [6 empty] | Saunders | 41.2118 | -96.6115
19968 | City of Wahoo - (NE) | 2310 | Wahoo | Electric Utility | NE | 6 | 3.5 | 3.4 | Natural Gas Internal Combustion Engine | NG | IC | 7 | 1969 |  |  | (OP) Operating | [6 empty] | Saunders | 41.2118 | -96.6115
19980 | City of Wakefield - (NE) | 2311 | Wakefield | Electric Utility | NE | 2 | 0.6 | 0.5 | Natural Gas Internal Combustion Engine | NG | IC | 1 | 1915 |  |  | (OP) Operating | [6 empty] | Dixon | 42.2691 | -96.8621
19980 | City of Wakefield - (NE) | 2311 | Wakefield | Electric Utility | NE | 5 | 1.3 | 1 | Natural Gas Internal Combustion Engine | NG | IC | 1 | 1966 |  |  | (OP) Operating | [6 empty] | Dixon | 42.2691 | -96.8621
19980 | City of Wakefield - (NE) | 2311 | Wakefield | Electric Utility | NE | 6 | 1.3 | 1.1 | Natural Gas Internal Combustion Engine | NG | IC | 1 | 1971 |  |  | (OP) Operating | [6 empty] | Dixon | 42.2691 | -96.8621
19980 | City of Wakefield - (NE) | 2311 | Wakefield | Electric Utility | NE | IC4 | 0.9 | 0.6 | Natural Gas Internal Combustion Engine | NG | IC | 1 | 1961 |  |  | (OP) Operating | [6 empty] | Dixon | 42.2691 | -96.8621
20219 | City of Wayne | 2312 | Wayne IC | Electric Utility | NE | 1 | 1.3 | 0.8 | Petroleum Liquids | DFO | IC | 1 | 1951 |  |  | (OP) Operating | [6 empty] | Wayne | 42.2278 | -97.0183
20219 | City of Wayne | 2312 | Wayne IC | Electric Utility | NE | 2 | 1 | 0.9 | Petroleum Liquids | DFO | IC | 1 | 1947 |  |  | (SB) Standby/Backup: available for service but not normally used | [6 empty] | Wayne | 42.2278 | -97.0183
20219 | City of Wayne | 2312 | Wayne IC | Electric Utility | NE | 3 | 1.9 | 1.8 | Petroleum Liquids | DFO | IC | 1 | 1956 |  |  | (OP) Operating | [6 empty] | Wayne | 42.2278 | -97.0183
20219 | City of Wayne | 2312 | Wayne IC | Electric Utility | NE | 4 | 2 | 1.9 | Petroleum Liquids | DFO | IC | 1 | 1960 |  |  | (OP) Operating | [6 empty] | Wayne | 42.2278 | -97.0183
20219 | City of Wayne | 2312 | Wayne IC | Electric Utility | NE | 5 | 3.5 | 3.5 | Petroleum Liquids | DFO | IC | 1 | 1966 |  |  | (OP) Operating | [6 empty] | Wayne | 42.2278 | -97.0183
20219 | City of Wayne | 2312 | Wayne IC | Electric Utility | NE | 6 | 5.1 | 5 | Petroleum Liquids | DFO | IC | 1 | 1968 |  |  | (OP) Operating | [6 empty] | Wayne | 42.2278 | -97.0183
20219 | City of Wayne | 2312 | Wayne IC | Electric Utility | NE | 7 | 3.5 | 3.3 | Petroleum Liquids | DFO | IC | 2 | 1998 |  |  | (OP) Operating | [6 empty] | Wayne | 42.2278 | -97.0183
20219 | City of Wayne | 2312 | Wayne IC | Electric Utility | NE | 8 | 3.5 | 3.3 | Petroleum Liquids | DFO | IC | 2 | 1998 |  |  | (OP) Operating | [6 empty] | Wayne | 42.2278 | -97.0183
20397 | City of West Point - (NE) | 2313 | West Point Municipal | Electric Utility | NE | 2 | 0.9 | 0.9 | Natural Gas Internal Combustion Engine | NG | IC | 5 | 1947 |  |  | (OP) Operating | [6 empty] | Cuming | 41.8449 | -96.7134
20397 | City of West Point - (NE) | 2313 | West Point Municipal | Electric Utility | NE | 3 | 1.2 | 1.2 | Natural Gas Internal Combustion Engine | NG | IC | 7 | 1959 |  |  | (OP) Operating | [6 empty] | Cuming | 41.8449 | -96.7134
20397 | City of West Point - (NE) | 2313 | West Point Municipal | Electric Utility | NE | 4 | 2.3 | 2.3 | Natural Gas Internal Combustion Engine | NG | IC | 8 | 1965 |  |  | (OP) Operating | [6 empty] | Cuming | 41.8449 | -96.7134
20397 | City of West Point - (NE) | 2313 | West Point Municipal | Electric Utility | NE | 5 | 4.1 | 4.1 | Natural Gas Internal Combustion Engine | NG | IC | 6 | 1971 |  |  | (OS) Out of service and NOT expected to return to service in next calendar year | [6 empty] | Cuming | 41.8449 | -96.7134
20632 | City of Wilber | 2315 | Wilber | Electric Utility | NE | 4 | 1.1 | 0.9 | Petroleum Liquids | DFO | IC | 1 | 1960 |  |  | (OP) Operating | [6 empty] | Saline | 40.4797 | -96.9604
20632 | City of Wilber | 2315 | Wilber | Electric Utility | NE | 5 | 0.9 | 0.6 | Petroleum Liquids | DFO | IC | 1 | 1960 |  |  | (OP) Operating | [6 empty] | Saline | 40.4797 | -96.9604
20632 | City of Wilber | 2315 | Wilber | Electric Utility | NE | 6 | 1.6 | 1.6 | Petroleum Liquids | DFO | IC | 1 | 1997 |  |  | (OP) Operating | [6 empty] | Saline | 40.4797 | -96.9604
20880 | City of Wisner | 2316 | Wisner | Electric Utility | NE | 3 | 0.8 | 0.8 | Petroleum Liquids | DFO | IC | 5 | 1969 |  |  | (OP) Operating | [6 empty] | Cuming | 41.9903 | -96.9203
20880 | City of Wisner | 2316 | Wisner | Electric Utility | NE | 4 | 1.5 | 1.5 | Petroleum Liquids | DFO | IC | 3 | 2010 |  |  | (OP) Operating | [6 empty] | Cuming | 41.9903 | -96.9203
20880 | City of Wisner | 2316 | Wisner | Electric Utility | NE | 5 | 1.5 | 1.5 | Petroleum Liquids | DFO | IC | 3 | 2010 |  |  | (OP) Operating | [6 empty] | Cuming | 41.9903 | -96.9203
13407 | Nevada Power Co | 2322 | Clark (NVE) | Electric Utility | NV | 10 | 104.4 | 85 | Natural Gas Fired Combined Cycle | NG | CA | 5 | 1994 |  |  | (OP) Operating | [6 empty] | Clark | 36.0875 | -115.0507
13407 | Nevada Power Co | 2322 | Clark (NVE) | Electric Utility | NV | 11 | 60.5 | 52 | Natural Gas Fired Combustion Turbine | NG | GT | 11 | 2008 |  |  | (OP) Operating | [6 empty] | Clark | 36.0875 | -115.0507
13407 | Nevada Power Co | 2322 | Clark (NVE) | Electric Utility | NV | 12 | 60.5 | 52 | Natural Gas Fired Combustion Turbine | NG | GT | 8 | 2008 |  |  | (OP) Operating | [6 empty] | Clark | 36.0875 | -115.0507
13407 | Nevada Power Co | 2322 | Clark (NVE) | Electric Utility | NV | 13 | 60.5 | 52 | Natural Gas Fired Combustion Turbine | NG | GT | 11 | 2008 |  |  | (OP) Operating | [6 empty] | Clark | 36.0875 | -115.0507
13407 | Nevada Power Co | 2322 | Clark (NVE) | Electric Utility | NV | 14 | 60.5 | 52 | Natural Gas Fired Combustion Turbine | NG | GT | 9 | 2008 |  |  | (OP) Operating | [6 empty] | Clark | 36.0875 | -115.0507
13407 | Nevada Power Co | 2322 | Clark (NVE) | Electric Utility | NV | 15 | 60.5 | 52 | Natural Gas Fired Combustion Turbine | NG | GT | 8 | 2008 |  |  | (OP) Operating | [6 empty] | Clark | 36.0875 | -115.0507
13407 | Nevada Power Co | 2322 | Clark (NVE) | Electric Utility | NV | 16 | 60.5 | 52 | Natural Gas Fired Combustion Turbine | NG | GT | 7 | 2008 |  |  | (OP) Operating | [6 empty] | Clark | 36.0875 | -115.0507
13407 | Nevada Power Co | 2322 | Clark (NVE) | Electric Utility | NV | 17 | 60.5 | 52 | Natural Gas Fired Combustion Turbine | NG | GT | 11 | 2008 |  |  | (OP) Operating | [6 empty] | Clark | 36.0875 | -115.0507
13407 | Nevada Power Co | 2322 | Clark (NVE) | Electric Utility | NV | 18 | 60.5 | 52 | Natural Gas Fired Combustion Turbine | NG | GT | 7 | 2008 |  |  | (OP) Operating | [6 empty] | Clark | 36.0875 | -115.0507
13407 | Nevada Power Co | 2322 | Clark (NVE) | Electric Utility | NV | 19 | 60.5 | 52 | Natural Gas Fired Combustion Turbine | NG | GT | 7 | 2008 |  |  | (OP) Operating | [6 empty] | Clark | 36.0875 | -115.0507
13407 | Nevada Power Co | 2322 | Clark (NVE) | Electric Utility | NV | 20 | 60.5 | 52 | Natural Gas Fired Combustion Turbine | NG | GT | 7 | 2008 |  |  | (OP) Operating | [6 empty] | Clark | 36.0875 | -115.0507
13407 | Nevada Power Co | 2322 | Clark (NVE) | Electric Utility | NV | 21 | 58.9 | 52 | Natural Gas Fired Combustion Turbine | NG | GT | 7 | 2008 |  |  | (OP) Operating | [6 empty] | Clark | 36.0875 | -115.0507
13407 | Nevada Power Co | 2322 | Clark (NVE) | Electric Utility | NV | 22 | 60.5 | 52 | Natural Gas Fired Combustion Turbine | NG | GT | 7 | 2008 |  |  | (OP) Operating | [6 empty] | Clark | 36.0875 | -115.0507
13407 | Nevada Power Co | 2322 | Clark (NVE) | Electric Utility | NV | 9 | 104.4 | 85 | Natural Gas Fired Combined Cycle | NG | CA | 5 | 1993 |  |  | (OP) Operating | [6 empty] | Clark | 36.0875 | -115.0507
13407 | Nevada Power Co | 2322 | Clark (NVE) | Electric Utility | NV | GT4 | 72.4 | 55 | Natural Gas Fired Combustion Turbine | NG | GT | 6 | 1973 |  |  | (OP) Operating | [6 empty] | Clark | 36.0875 | -115.0507
13407 | Nevada Power Co | 2322 | Clark (NVE) | Electric Utility | NV | GT5 | 92.5 | 73 | Natural Gas Fired Combined Cycle | NG | CT | 5 | 1979 |  |  | (OP) Operating | [6 empty] | Clark | 36.0875 | -115.0507
13407 | Nevada Power Co | 2322 | Clark (NVE) | Electric Utility | NV | GT6 | 92.5 | 73 | Natural Gas Fired Combined Cycle | NG | CT | 5 | 1979 |  |  | (OP) Operating | [6 empty] | Clark | 36.0875 | -115.0507
13407 | Nevada Power Co | 2322 | Clark (NVE) | Electric Utility | NV | GT7 | 92.5 | 73 | Natural Gas Fired Combined Cycle | NG | CT | 6 | 1980 |  |  | (OP) Operating | [6 empty] | Clark | 36.0875 | -115.0507
13407 | Nevada Power Co | 2322 | Clark (NVE) | Electric Utility | NV | GT8 | 92.5 | 73 | Natural Gas Fired Combined Cycle | NG | CT | 6 | 1982 |  |  | (OP) Operating | [6 empty] | Clark | 36.0875 | -115.0507
13407 | Nevada Power Co | 2324 | Reid Gardner | Electric Utility | NV | 4 | 294.8 | 257 | Conventional Steam Coal | BIT | ST | 7 | 1983 | 12 | 2017 | (OP) Operating | [6 empty] | Clark | 36.6573 | -114.6333
17166 | Sierra Pacific Power Co | 2330 | Fort Churchill | Electric Utility | NV | 1 | 115 | 113 | Natural Gas Steam Turbine | NG | ST | 9 | 1968 | 9 | 2018 | (OP) Operating | [6 empty] | Lyon | 39.1281 | -119.1322
17166 | Sierra Pacific Power Co | 2330 | Fort Churchill | Electric Utility | NV | 2 | 115 | 113 | Natural Gas Steam Turbine | NG | ST | 9 | 1971 | 9 | 2021 | (OP) Operating | [6 empty] | Lyon | 39.1281 | -119.1322
17166 | Sierra Pacific Power Co | 2336 | Tracy | Electric Utility | NV | 10 | 312 | 263 | Natural Gas Fired Combined Cycle | NG | CA | 7 | 2008 |  |  | (OP) Operating | [6 empty] | Storey | 39.5625 | -119.525
17166 | Sierra Pacific Power Co | 2336 | Tracy | Electric Utility | NV | 3 | 119.8 | 108 | Natural Gas Steam Turbine | NG | ST | 10 | 1974 |  |  | (OP) Operating | [6 empty] | Storey | 39.5625 | -119.525
17166 | Sierra Pacific Power Co | 2336 | Tracy | Electric Utility | NV | 4 | 69.7 | 64 | Natural Gas Fired Combined Cycle | NG | CT | 7 | 1994 |  |  | (OP) Operating | [6 empty] | Storey | 39.5625 | -119.525
17166 | Sierra Pacific Power Co | 2336 | Tracy | Electric Utility | NV | 5 | 50.2 | 40 | Natural Gas Fired Combined Cycle | NG | CA | 12 | 1996 |  |  | (OP) Operating | [6 empty] | Storey | 39.5625 | -119.525
17166 | Sierra Pacific Power Co | 2336 | Tracy | Electric Utility | NV | 8 | 155.6 | 145 | Natural Gas Fired Combined Cycle | NG | CT | 7 | 2008 |  |  | (OP) Operating | [6 empty] | Storey | 39.5625 | -119.525
17166 | Sierra Pacific Power Co | 2336 | Tracy | Electric Utility | NV | 9 | 155.6 | 145 | Natural Gas Fired Combined Cycle | NG | CT | 7 | 2008 |  |  | (OP) Operating | [6 empty] | Storey | 39.5625 | -119.525
17166 | Sierra Pacific Power Co | 2336 | Tracy | Electric Utility | NV | GT3 | 85 | 66.3 | Natural Gas Fired Combustion Turbine | NG | GT | 7 | 1994 |  |  | (OP) Operating | [6 empty] | Storey | 39.5625 | -119.525
17166 | Sierra Pacific Power Co | 2336 | Tracy | Electric Utility | NV | GT4 | 85 | 66.3 | Natural Gas Fired Combustion Turbine | NG | GT | 7 | 1994 |  |  | (OP) Operating | [6 empty] | Storey | 39.5625 | -119.525
50048 | TransCanada Hydro Northeast Inc., | 2349 | Comerford | IPP Non-CHP | NH | GEN1 | 22 | 22.5 | Conventional Hydroelectric | WAT | HY | 9 | 1930 |  |  | (OP) Operating | [6 empty] | Grafton | 44.3251 | -72.001
50048 | TransCanada Hydro Northeast Inc., | 2349 | Comerford | IPP Non-CHP | NH | GEN2 | 35.1 | 47.8 | Conventional Hydroelectric | WAT | HY | 9 | 1930 |  |  | (OP) Operating | [6 empty] | Grafton | 44.3251 | -72.001
50048 | TransCanada Hydro Northeast Inc., | 2349 | Comerford | IPP Non-CHP | NH | GEN3 | 35.1 | 47.8 | Conventional Hydroelectric | WAT | HY | 9 | 1930 |  |  | (OP) Operating | [6 empty] | Grafton | 44.3251 | -72.001
50048 | TransCanada Hydro Northeast Inc., | 2349 | Comerford | IPP Non-CHP | NH | GEN4 | 35.1 | 47.8 | Conventional Hydroelectric | WAT | HY | 9 | 1930 |  |  | (OP) Operating | [6 empty] | Grafton | 44.3251 | -72.001
50048 | TransCanada Hydro Northeast Inc., | 2351 | S C Moore | IPP Non-CHP | NH | GEN1 | 35.1 | 47.2 | Conventional Hydroelectric | WAT | HY | 1 | 1957 |  |  | (OP) Operating | [6 empty] | Grafton | 44.3356 | -71.8742
50048 | TransCanada Hydro Northeast Inc., | 2351 | S C Moore | IPP Non-CHP | NH | GEN2 | 35.1 | 47.2 | Conventional Hydroelectric | WAT | HY | 1 | 1957 |  |  | (OP) Operating | [6 empty] | Grafton | 44.3356 | -71.8742
50048 | TransCanada Hydro Northeast Inc., | 2351 | S C Moore | IPP Non-CHP | NH | GEN3 | 35.1 | 47.2 | Conventional Hydroelectric | WAT | HY | 1 | 1957 |  |  | (OP) Operating | [6 empty] | Grafton | 44.3356 | -71.8742
50048 | TransCanada Hydro Northeast Inc., | 2351 | S C Moore | IPP Non-CHP | NH | GEN4 | 35.1 | 47.2 | Conventional Hydroelectric | WAT | HY | 1 | 1957 |  |  | (OP) Operating | [6 empty] | Grafton | 44.3356 | -71.8742
50048 | TransCanada Hydro Northeast Inc., | 2352 | Vernon Dam | IPP Non-CHP | VT | 1 | 2 | 2.4 | Conventional Hydroelectric | WAT | HY | 8 | 1909 |  |  | (OP) Operating | [6 empty] | Windham | 42.7717 | -72.5146
50048 | TransCanada Hydro Northeast Inc., | 2352 | Vernon Dam | IPP Non-CHP | VT | 10 | 4.2 | 4 | Conventional Hydroelectric | WAT | HY | 1 | 1921 |  |  | (OP) Operating | [6 empty] | Windham | 42.7717 | -72.5146
50048 | TransCanada Hydro Northeast Inc., | 2352 | Vernon Dam | IPP Non-CHP | VT | 2 | 2 | 2.4 | Conventional Hydroelectric | WAT | HY | 8 | 1909 |  |  | (OP) Operating | [6 empty] | Windham | 42.7717 | -72.5146
50048 | TransCanada Hydro Northeast Inc., | 2352 | Vernon Dam | IPP Non-CHP | VT | 3 | 2 | 2.4 | Conventional Hydroelectric | WAT | HY | 8 | 1909 |  |  | (OP) Operating | [6 empty] | Windham | 42.7717 | -72.5146
50048 | TransCanada Hydro Northeast Inc., | 2352 | Vernon Dam | IPP Non-CHP | VT | 4 | 2.5 | 2.4 | Conventional Hydroelectric | WAT | HY | 8 | 1909 |  |  | (OP) Operating | [6 empty] | Windham | 42.7717 | -72.5146
50048 | TransCanada Hydro Northeast Inc., | 2352 | Vernon Dam | IPP Non-CHP | VT | 5 | 4.5 | 3.6 | Conventional Hydroelectric | WAT | HY | 4 | 2008 |  |  | (OP) Operating | [6 empty] | Windham | 42.7717 | -72.5146
50048 | TransCanada Hydro Northeast Inc., | 2352 | Vernon Dam | IPP Non-CHP | VT | 6 | 4.5 | 3.6 | Conventional Hydroelectric | WAT | HY | 8 | 1910 |  |  | (OP) Operating | [6 empty] | Windham | 42.7717 | -72.5146
50048 | TransCanada Hydro Northeast Inc., | 2352 | Vernon Dam | IPP Non-CHP | VT | 7 | 4.5 | 3.6 | Conventional Hydroelectric | WAT | HY | 8 | 1910 |  |  | (OP) Operating | [6 empty] | Windham | 42.7717 | -72.5146
50048 | TransCanada Hydro Northeast Inc., | 2352 | Vernon Dam | IPP Non-CHP | VT | 8 | 4.5 | 3.6 | Conventional Hydroelectric | WAT | HY | 3 | 2008 |  |  | (OP) Operating | [6 empty] | Windham | 42.7717 | -72.5146
50048 | TransCanada Hydro Northeast Inc., | 2352 | Vernon Dam | IPP Non-CHP | VT | 9 | 4.2 | 4 | Conventional Hydroelectric | WAT | HY | 1 | 1921 |  |  | (OP) Operating | [6 empty] | Windham | 42.7717 | -72.5146
50048 | TransCanada Hydro Northeast Inc., | 2353 | Wilder | IPP Non-CHP | VT | GEN1 | 16.2 | 18.1 | Conventional Hydroelectric | WAT | HY | 11 | 1950 |  |  | (OP) Operating | [6 empty] | Windsor | 43.6679 | -72.3036
50048 | TransCanada Hydro Northeast Inc., | 2353 | Wilder | IPP Non-CHP | VT | GEN2 | 16.2 | 18.1 | Conventional Hydroelectric | WAT | HY | 11 | 1950 |  |  | (OP) Operating | [6 empty] | Windsor | 43.6679 | -72.3036
50048 | TransCanada Hydro Northeast Inc., | 2353 | Wilder | IPP Non-CHP | VT | GEN3 | 3.2 | 2.8 | Conventional Hydroelectric | WAT | HY | 10 | 1987 |  |  | (OP) Operating | [6 empty] | Windsor | 43.6679 | -72.3036
15472 | Public Service Co of NH | 2354 | Amoskeag | Electric Utility | NH | 1 | 6 | 6.2 | Conventional Hydroelectric | WAT | HY | 8 | 1924 |  |  | (OP) Operating | [6 empty] | Hillsborough | 43.0022 | -71.4721
15472 | Public Service Co of NH | 2354 | Amoskeag | Electric Utility | NH | 2 | 5 | 5.3 | Conventional Hydroelectric | WAT | HY | 8 | 1922 |  |  | (OP) Operating | [6 empty] | Hillsborough | 43.0022 | -71.4721
15472 | Public Service Co of NH | 2354 | Amoskeag | Electric Utility | NH | 3 | 5 | 5.3 | Conventional Hydroelectric | WAT | HY | 8 | 1922 |  |  | (OP) Operating | [6 empty] | Hillsborough | 43.0022 | -71.4721
15472 | Public Service Co of NH | 2355 | Ayers Island | Electric Utility | NH | 1 | 2.8 | 2.8 | Conventional Hydroelectric | WAT | HY | 8 | 1925 |  |  | (OP) Operating | [6 empty] | Grafton | 43.5978 | -71.7177
15472 | Public Service Co of NH | 2355 | Ayers Island | Electric Utility | NH | 2 | 2.8 | 2.8 | Conventional Hydroelectric | WAT | HY | 8 | 1925 |  |  | (OP) Operating | [6 empty] | Grafton | 43.5978 | -71.7177
15472 | Public Service Co of NH | 2355 | Ayers Island | Electric Utility | NH | 3 | 2.8 | 2.8 | Conventional Hydroelectric | WAT | HY | 8 | 1925 |  |  | (OP) Operating | [6 empty] | Grafton | 43.5978 | -71.7177
15472 | Public Service Co of NH | 2356 | Eastman Falls | Electric Utility | NH | 1 | 1.8 | 1.8 | Conventional Hydroelectric | WAT | HY | 8 | 1937 |  |  | (OP) Operating | [6 empty] | Merrimack | 43.4472 | -71.6579
15472 | Public Service Co of NH | 2356 | Eastman Falls | Electric Utility | NH | 2 | 4.6 | 3.8 | Conventional Hydroelectric | WAT | HY | 11 | 1983 |  |  | (OP) Operating | [6 empty] | Merrimack | 43.4472 | -71.6579
15472 | Public Service Co of NH | 2357 | Garvins Falls | Electric Utility | NH | 1 | 3.4 | 3.4 | Conventional Hydroelectric | WAT | HY | 12 | 1981 |  |  | (OP) Operating | [6 empty] | Merrimack | 43.1655 | -71.5094
15472 | Public Service Co of NH | 2357 | Garvins Falls | Electric Utility | NH | 2 | 3.4 | 3.3 | Conventional Hydroelectric | WAT | HY | 12 | 1981 |  |  | (OP) Operating | [6 empty] | Merrimack | 43.1655 | -71.5094
15472 | Public Service Co of NH | 2357 | Garvins Falls | Electric Utility | NH | 3 | 2.4 | 2.4 | Conventional Hydroelectric | WAT | HY | 8 | 1925 |  |  | (OP) Operating | [6 empty] | Merrimack | 43.1655 | -71.5094
15472 | Public Service Co of NH | 2357 | Garvins Falls | Electric Utility | NH | 4 | 3.2 | 3.2 | Conventional Hydroelectric | WAT | HY | 8 | 1925 |  |  | (OP) Operating | [6 empty] | Merrimack | 43.1655 | -71.5094
15472 | Public Service Co of NH | 2358 | Gorham | Electric Utility | NH | 1 | 0.4 | 0.4 | Conventional Hydroelectric | WAT | HY | 8 | 1917 |  |  | (OP) Operating | [6 empty] | Coos | 44.4083 | -71.1954
15472 | Public Service Co of NH | 2358 | Gorham | Electric Utility | NH | 2 | 0.4 | 0.4 | Conventional Hydroelectric | WAT | HY | 8 | 1917 |  |  | (OP) Operating | [6 empty] | Coos | 44.4083 | -71.1954
15472 | Public Service Co of NH | 2358 | Gorham | Electric Utility | NH | 3 | 0.7 | 0.6 | Conventional Hydroelectric | WAT | HY | 8 | 1923 |  |  | (OP) Operating | [6 empty] | Coos | 44.4083 | -71.1954
15472 | Public Service Co of NH | 2358 | Gorham | Electric Utility | NH | 4 | 0.7 | 0.6 | Conventional Hydroelectric | WAT | HY | 8 | 1923 |  |  | (OP) Operating | [6 empty] | Coos | 44.4083 | -71.1954
15472 | Public Service Co of NH | 2359 | Hooksett | Electric Utility | NH | 1 | 1.6 | 1.6 | Conventional Hydroelectric | WAT | HY | 8 | 1927 |  |  | (OP) Operating | [6 empty] | Merrimack | 43.1017 | -71.4657
15472 | Public Service Co of NH | 2360 | Jackman | Electric Utility | NH | 1 | 3.2 | 3.6 | Conventional Hydroelectric | WAT | HY | 2 | 1926 |  |  | (OP) Operating | [6 empty] | Hillsborough | 43.1106 | -71.9489
15472 | Public Service Co of NH | 2362 | Lost Nation | Electric Utility | NH | GT1 | 18 | 14 | Petroleum Liquids | DFO | GT | 9 | 1969 |  |  | (OP) Operating | [6 empty] | Coos | 44.5951 | -71.4944
15472 | Public Service Co of NH | 2364 | Merrimack | Electric Utility | NH | 1 | 113.6 | 108 | Conventional Steam Coal | BIT | ST | 12 | 1960 |  |  | (OP) Operating | [6 empty] | Merrimack | 43.1411 | -71.4692
15472 | Public Service Co of NH | 2364 | Merrimack | Electric Utility | NH | 2 | 345.6 | 330.5 | Conventional Steam Coal | BIT | ST | 5 | 1968 |  |  | (OP) Operating | [6 empty] | Merrimack | 43.1411 | -71.4692
15472 | Public Service Co of NH | 2364 | Merrimack | Electric Utility | NH | GT1 | 18.6 | 16.8 | Petroleum Liquids | JF | GT | 8 | 1968 |  |  | (OP) Operating | [6 empty] | Merrimack | 43.1411 | -71.4692
15472 | Public Service Co of NH | 2364 | Merrimack | Electric Utility | NH | GT2 | 18.6 | 16.8 | Petroleum Liquids | JF | GT | 8 | 1969 |  |  | (OP) Operating | [6 empty] | Merrimack | 43.1411 | -71.4692
15472 | Public Service Co of NH | 2367 | Schiller | Electric Utility | NH | 4 | 50 | 47.5 | Conventional Steam Coal | BIT | ST | 10 | 1952 |  |  | (OP) Operating | [6 empty] | Rockingham | 43.0978 | -70.7842
15472 | Public Service Co of NH | 2367 | Schiller | Electric Utility | NH | 5 | 50 | 43.1 | Wood/Wood Waste Biomass | WDS | ST | 5 | 1955 |  |  | (OP) Operating | [6 empty] | Rockingham | 43.0978 | -70.7842
15472 | Public Service Co of NH | 2367 | Schiller | Electric Utility | NH | 6 | 50 | 47.9 | Conventional Steam Coal | BIT | ST | 7 | 1957 |  |  | (OP) Operating | [6 empty] | Rockingham | 43.0978 | -70.7842
15472 | Public Service Co of NH | 2367 | Schiller | Electric Utility | NH | GT1 | 21.2 | 17 | Petroleum Liquids | JF | GT | 11 | 1970 |  |  | (OP) Operating | [6 empty] | Rockingham | 43.0978 | -70.7842
15472 | Public Service Co of NH | 2368 | Smith (NH) | Electric Utility | NH | 1 | 15 | 11.7 | Conventional Hydroelectric | WAT | HY | 8 | 1948 |  |  | (OP) Operating | [6 empty] | Coos | 44.4695 | -71.1781
15472 | Public Service Co of NH | 2369 | White Lake | Electric Utility | NH | GT1 | 18.6 | 17.5 | Petroleum Liquids | JF | GT | 7 | 1968 |  |  | (OP) Operating | [6 empty] | Carroll | 43.8478 | -71.2069
55768 | RC Cape May Holdings LLC | 2378 | B L England | IPP Non-CHP | NJ | 2 | 163.2 | 150 | Conventional Steam Coal | BIT | ST | 11 | 1964 | 5 | 2017 | (OP) Operating |  |  |  | 2020 | 5 | 14 | Cape May | 39.2908 | -74.6364
55768 | RC Cape May Holdings LLC | 2378 | B L England | IPP Non-CHP | NJ | 3 | 176.4 | 148 | Petroleum Liquids | RFO | ST | 12 | 1974 | 5 | 2017 | (OP) Operating | [6 empty] | Cape May | 39.2908 | -74.6364
56606 | Calpine New Jersey Generation LLC | 2379 | Carlls Corner | IPP Non-CHP | NJ | CA1 | 41.9 | 37.4 | Natural Gas Fired Combustion Turbine | NG | GT | 4 | 1973 |  |  | (OP) Operating | [6 empty] | Cumberland | 39.4547 | -75.2014
56606 | Calpine New Jersey Generation LLC | 2379 | Carlls Corner | IPP Non-CHP | NJ | CA2 | 41.9 | 41.2 | Natural Gas Fired Combustion Turbine | NG | GT | 5 | 1973 |  |  | (OP) Operating | [6 empty] | Cumberland | 39.4547 | -75.2014
55951 | Exelon Nuclear | 2388 | Oyster Creek | IPP Non-CHP | NJ | 1 | 550 | 607.7 | Nuclear | NUC | ST | 12 | 1969 | 12 | 2019 | (OP) Operating | [6 empty] | Ocean | 39.8143 | -74.2062
17235 | NRG REMA LLC | 2390 | Sayreville | IPP Non-CHP | NJ | GT1 | 53 | 50 | Petroleum Liquids | DFO | GT | 3 | 1972 |  |  | (OP) Operating | [6 empty] | Middlesex | 40.4765 | -74.3523
17235 | NRG REMA LLC | 2390 | Sayreville | IPP Non-CHP | NJ | GT2 | 53 | 50 | Natural Gas Fired Combustion Turbine | NG | GT | 3 | 1972 |  |  | (OP) Operating | [6 empty] | Middlesex | 40.4765 | -74.3523
17235 | NRG REMA LLC | 2390 | Sayreville | IPP Non-CHP | NJ | GT3 | 53 | 50 | Natural Gas Fired Combustion Turbine | NG | GT | 6 | 1972 |  |  | (OP) Operating | [6 empty] | Middlesex | 40.4765 | -74.3523
17235 | NRG REMA LLC | 2390 | Sayreville | IPP Non-CHP | NJ | GT4 | 53 | 50 | Natural Gas Fired Combustion Turbine | NG | GT | 10 | 1973 |  |  | (OP) Operating | [6 empty] | Middlesex | 40.4765 | -74.3523
17235 | NRG REMA LLC | 2393 | Gilbert | IPP Non-CHP | NJ | 4 | 54 | 47 | Natural Gas Fired Combined Cycle | NG | CT | 1 | 1974 |  |  | (OP) Operating | [6 empty] | Hunterdon | 40.5658 | -75.1639
17235 | NRG REMA LLC | 2393 | Gilbert | IPP Non-CHP | NJ | 5 | 54 | 47 | Natural Gas Fired Combined Cycle | NG | CT | 4 | 1974 |  |  | (OP) Operating | [6 empty] | Hunterdon | 40.5658 | -75.1639
17235 | NRG REMA LLC | 2393 | Gilbert | IPP Non-CHP | NJ | 6 | 54 | 49 | Natural Gas Fired Combined Cycle | NG | CT | 4 | 1974 |  |  | (OP) Operating | [6 empty] | Hunterdon | 40.5658 | -75.1639
17235 | NRG REMA LLC | 2393 | Gilbert | IPP Non-CHP | NJ | 7 | 54 | 47 | Natural Gas Fired Combined Cycle | NG | CT | 5 | 1974 |  |  | (OP) Operating | [6 empty] | Hunterdon | 40.5658 | -75.1639
17235 | NRG REMA LLC | 2393 | Gilbert | IPP Non-CHP | NJ | 8 | 135 | 104 | Natural Gas Fired Combined Cycle | NG | CA | 5 | 1977 |  |  | (OP) Operating | [6 empty] | Hunterdon | 40.5658 | -75.1639
17235 | NRG REMA LLC | 2393 | Gilbert | IPP Non-CHP | NJ | 9 | 161 | 150 | Natural Gas Fired Combustion Turbine | NG | GT | 7 | 1996 |  |  | (OP) Operating | [6 empty] | Hunterdon | 40.5658 | -75.1639
15147 | PSEG Fossil LLC | 2398 | Bergen Generating Station | IPP Non-CHP | NJ | 1101 | 112.5 | 110 | Natural Gas Fired Combined Cycle | NG | CT | 6 | 1995 |  |  | (OP) Operating | [6 empty] | Bergen | 40.8375 | -74.0244
15147 | PSEG Fossil LLC | 2398 | Bergen Generating Station | IPP Non-CHP | NJ | 1201 | 112.5 | 110 | Natural Gas Fired Combined Cycle | NG | CT | 6 | 1995 |  |  | (OP) Operating | [6 empty] | Bergen | 40.8375 | -74.0244
15147 | PSEG Fossil LLC | 2398 | Bergen Generating Station | IPP Non-CHP | NJ | 1301 | 112.5 | 110 | Natural Gas Fired Combined Cycle | NG | CT | 6 | 1995 |  |  | (OP) Operating | [6 empty] | Bergen | 40.8375 | -74.0244
15147 | PSEG Fossil LLC | 2398 | Bergen Generating Station | IPP Non-CHP | NJ | 1401 | 112.5 | 110 | Natural Gas Fired Combined Cycle | NG | CT | 6 | 1995 |  |  | (OP) Operating | [6 empty] | Bergen | 40.8375 | -74.0244
15147 | PSEG Fossil LLC | 2398 | Bergen Generating Station | IPP Non-CHP | NJ | 1501 | 325.2 | 193 | Natural Gas Fired Combined Cycle | NG | CA | 5 | 1959 |  |  | (OP) Operating | [6 empty] | Bergen | 40.8375 | -74.0244
15147 | PSEG Fossil LLC | 2398 | Bergen Generating Station | IPP Non-CHP | NJ | 2101 | 183.6 | 168 | Natural Gas Fired Combined Cycle | NG | CT | 6 | 2002 |  |  | (OP) Operating |  |  |  | 2016 | 6 | 15 | Bergen | 40.8375 | -74.0244
15147 | PSEG Fossil LLC | 2398 | Bergen Generating Station | IPP Non-CHP | NJ | 2201 | 183.6 | 168 | Natural Gas Fired Combined Cycle | NG | CT | 6 | 2002 |  |  | (OP) Operating |  |  |  | 2016 | 6 | 15 | Bergen | 40.8375 | -74.0244
15147 | PSEG Fossil LLC | 2398 | Bergen Generating Station | IPP Non-CHP | NJ | 2301 | 258.4 | 224 | Natural Gas Fired Combined Cycle | NG | CA | 6 | 2002 |  |  | (OP) Operating | [6 empty] | Bergen | 40.8375 | -74.0244
15147 | PSEG Fossil LLC | 2399 | PSEG Burlington Generating Station | IPP Non-CHP | NJ | 121 | 60.5 | 42 | Natural Gas Fired Combustion Turbine | NG | GT | 6 | 2000 |  |  | (OP) Operating | [6 empty] | Burlington | 40.0766 | -74.8792
15147 | PSEG Fossil LLC | 2399 | PSEG Burlington Generating Station | IPP Non-CHP | NJ | 122 | 60.5 | 42 | Natural Gas Fired Combustion Turbine | NG | GT | 6 | 2000 |  |  | (OP) Operating | [6 empty] | Burlington | 40.0766 | -74.8792
15147 | PSEG Fossil LLC | 2399 | PSEG Burlington Generating Station | IPP Non-CHP | NJ | 123 | 60.5 | 42 | Natural Gas Fired Combustion Turbine | NG | GT | 6 | 2000 |  |  | (OP) Operating | [6 empty] | Burlington | 40.0766 | -74.8792
15147 | PSEG Fossil LLC | 2399 | PSEG Burlington Generating Station | IPP Non-CHP | NJ | 124 | 60.5 | 42 | Natural Gas Fired Combustion Turbine | NG | GT | 6 | 2000 |  |  | (OP) Operating | [6 empty] | Burlington | 40.0766 | -74.8792
15147 | PSEG Fossil LLC | 2401 | PSEG Essex Generating Station | IPP Non-CHP | NJ | 9 | 93.6 | 81 | Natural Gas Fired Combustion Turbine | NG | GT | 7 | 1990 |  |  | (OP) Operating | [6 empty] | Essex | 40.7372 | -74.1206
15147 | PSEG Fossil LLC | 2403 | PSEG Hudson Generating Station | IPP Non-CHP | NJ | 2 | 659.7 | 620 | Natural Gas Steam Turbine | NG | ST | 12 | 1968 |  |  | (OP) Operating | [6 empty] | Hudson | 40.7478 | -74.0722
15147 | PSEG Fossil LLC | 2404 | PSEG Kearny Generating Station | IPP Non-CHP | NJ | 131 | 60.5 | 44.5 | Natural Gas Fired Combustion Turbine | NG | GT | 6 | 2012 |  |  | (OP) Operating | [6 empty] | Hudson | 40.7373 | -74.0965
15147 | PSEG Fossil LLC | 2404 | PSEG Kearny Generating Station | IPP Non-CHP | NJ | 132 | 60.5 | 44.5 | Natural Gas Fired Combustion Turbine | NG | GT | 6 | 2012 |  |  | (OP) Operating | [6 empty] | Hudson | 40.7373 | -74.0965
15147 | PSEG Fossil LLC | 2404 | PSEG Kearny Generating Station | IPP Non-CHP | NJ | 133 | 60.5 | 44.5 | Natural Gas Fired Combustion Turbine | NG | GT | 6 | 2012 |  |  | (OP) Operating | [6 empty] | Hudson | 40.7373 | -74.0965
15147 | PSEG Fossil LLC | 2404 | PSEG Kearny Generating Station | IPP Non-CHP | NJ | 134 | 60.5 | 44.5 | Natural Gas Fired Combustion Turbine | NG | GT | 6 | 2012 |  |  | (OP) Operating | [6 empty] | Hudson | 40.7373 | -74.0965
15147 | PSEG Fossil LLC | 2404 | PSEG Kearny Generating Station | IPP Non-CHP | NJ | 141 | 60.5 | 44.5 | Natural Gas Fired Combustion Turbine | NG | GT | 6 | 2012 |  |  | (OP) Operating | [6 empty] | Hudson | 40.7373 | -74.0965
15147 | PSEG Fossil LLC | 2404 | PSEG Kearny Generating Station | IPP Non-CHP | NJ | 142 | 60.5 | 44.5 | Natural Gas Fired Combustion Turbine | NG | GT | 6 | 2012 |  |  | (OP) Operating | [6 empty] | Hudson | 40.7373 | -74.0965
15147 | PSEG Fossil LLC | 2404 | PSEG Kearny Generating Station | IPP Non-CHP | NJ | N121 | 60.5 | 44.5 | Natural Gas Fired Combustion Turbine | NG | GT | 8 | 2001 |  |  | (OP) Operating | [6 empty] | Hudson | 40.7373 | -74.0965
15147 | PSEG Fossil LLC | 2404 | PSEG Kearny Generating Station | IPP Non-CHP | NJ | N122 | 60.5 | 44.5 | Natural Gas Fired Combustion Turbine | NG | GT | 8 | 2001 |  |  | (OP) Operating | [6 empty] | Hudson | 40.7373 | -74.0965
15147 | PSEG Fossil LLC | 2404 | PSEG Kearny Generating Station | IPP Non-CHP | NJ | N123 | 60.5 | 44.5 | Natural Gas Fired Combustion Turbine | NG | GT | 8 | 2001 |  |  | (OP) Operating | [6 empty] | Hudson | 40.7373 | -74.0965
15147 | PSEG Fossil LLC | 2404 | PSEG Kearny Generating Station | IPP Non-CHP | NJ | N124 | 60.5 | 44.5 | Natural Gas Fired Combustion Turbine | NG | GT | 8 | 2001 |  |  | (OP) Operating | [6 empty] | Hudson | 40.7373 | -74.0965
15147 | PSEG Fossil LLC | 2406 | PSEG Linden Generating Station | IPP Non-CHP | NJ | 1001 | 315 | 252.7 | Natural Gas Fired Combined Cycle | NG | CA | 4 | 2006 |  |  | (OP) Operating | [6 empty] | Union | 40.6217 | -74.2072
15147 | PSEG Fossil LLC | 2406 | PSEG Linden Generating Station | IPP Non-CHP | NJ | 1101 | 181.4 | 190 | Natural Gas Fired Combined Cycle | NG | CT | 4 | 2006 |  |  | (OP) Operating | [6 empty] | Union | 40.6217 | -74.2072
15147 | PSEG Fossil LLC | 2406 | PSEG Linden Generating Station | IPP Non-CHP | NJ | 1201 | 181.4 | 190 | Natural Gas Fired Combined Cycle | NG | CT | 4 | 2006 |  |  | (OP) Operating | [6 empty] | Union | 40.6217 | -74.2072
15147 | PSEG Fossil LLC | 2406 | PSEG Linden Generating Station | IPP Non-CHP | NJ | 2001 | 315 | 252.7 | Natural Gas Fired Combined Cycle | NG | CA | 4 | 2006 |  |  | (OP) Operating | [6 empty] | Union | 40.6217 | -74.2072
15147 | PSEG Fossil LLC | 2406 | PSEG Linden Generating Station | IPP Non-CHP | NJ | 2101 | 181.4 | 190 | Natural Gas Fired Combined Cycle | NG | CT | 4 | 2006 |  |  | (OP) Operating | [6 empty] | Union | 40.6217 | -74.2072
15147 | PSEG Fossil LLC | 2406 | PSEG Linden Generating Station | IPP Non-CHP | NJ | 2201 | 181.4 | 190 | Natural Gas Fired Combined Cycle | NG | CT | 4 | 2006 |  |  | (OP) Operating | [6 empty] | Union | 40.6217 | -74.2072
15147 | PSEG Fossil LLC | 2406 | PSEG Linden Generating Station | IPP Non-CHP | NJ | 5 | 96.1 | 86 | Natural Gas Fired Combustion Turbine | NG | GT | 6 | 2000 |  |  | (OP) Operating | [6 empty] | Union | 40.6217 | -74.2072
15147 | PSEG Fossil LLC | 2406 | PSEG Linden Generating Station | IPP Non-CHP | NJ | 6 | 96.1 | 86 | Natural Gas Fired Combustion Turbine | NG | GT | 6 | 2000 |  |  | (OP) Operating | [6 empty] | Union | 40.6217 | -74.2072
15147 | PSEG Fossil LLC | 2406 | PSEG Linden Generating Station | IPP Non-CHP | NJ | 7 | 96.1 | 84 | Natural Gas Fired Combustion Turbine | NG | GT | 6 | 1995 |  |  | (OP) Operating | [6 empty] | Union | 40.6217 | -74.2072
15147 | PSEG Fossil LLC | 2406 | PSEG Linden Generating Station | IPP Non-CHP | NJ | 8 | 96.1 | 80.2 | Natural Gas Fired Combustion Turbine | NG | GT | 6 | 1995 |  |  | (OP) Operating | [6 empty] | Union | 40.6217 | -74.2072
15147 | PSEG Fossil LLC | 2408 | PSEG Mercer Generating Station | IPP Non-CHP | NJ | 1 | 326.4 | 316 | Conventional Steam Coal | BIT | ST | 12 | 1960 |  |  | (OP) Operating | [6 empty] | Mercer | 40.1792 | -74.7339
15147 | PSEG Fossil LLC | 2408 | PSEG Mercer Generating Station | IPP Non-CHP | NJ | 2 | 326.4 | 316 | Conventional Steam Coal | BIT | ST | 6 | 1961 |  |  | (OP) Operating | [6 empty] | Mercer | 40.1792 | -74.7339
15478 | PSEG Nuclear LLC | 2410 | PSEG Salem Generating Station | IPP Non-CHP | NJ | 1 | 1170 | 1170.2 | Nuclear | NUC | ST | 6 | 1977 |  |  | (OP) Operating | [6 empty] | Salem | 39.4625 | -75.5358
15478 | PSEG Nuclear LLC | 2410 | PSEG Salem Generating Station | IPP Non-CHP | NJ | 2 | 1170 | 1158 | Nuclear | NUC | ST | 10 | 1981 |  |  | (OP) Operating | [6 empty] | Salem | 39.4625 | -75.5358
15478 | PSEG Nuclear LLC | 2410 | PSEG Salem Generating Station | IPP Non-CHP | NJ | 3 | 41.8 | 38.4 | Petroleum Liquids | DFO | GT | 6 | 1971 |  |  | (SB) Standby/Backup: available for service but not normally used | [6 empty] | Salem | 39.4625 | -75.5358
15147 | PSEG Fossil LLC | 2411 | PSEG Sewaren Generating Station | IPP Non-CHP | NJ | 1 | 110.7 | 102.8 | Natural Gas Steam Turbine | NG | ST | 12 | 1948 | 5 | 2018 | (OP) Operating | [6 empty] | Middlesex | 40.5558 | -74.2469
15147 | PSEG Fossil LLC | 2411 | PSEG Sewaren Generating Station | IPP Non-CHP | NJ | 2 | 107.5 | 118 | Natural Gas Steam Turbine | NG | ST | 11 | 1948 | 5 | 2018 | (OP) Operating | [6 empty] | Middlesex | 40.5558 | -74.2469
15147 | PSEG Fossil LLC | 2411 | PSEG Sewaren Generating Station | IPP Non-CHP | NJ | 3 | 107.5 | 106.2 | Natural Gas Steam Turbine | NG | ST | 10 | 1949 | 5 | 2018 | (OP) Operating | [6 empty] | Middlesex | 40.5558 | -74.2469
15147 | PSEG Fossil LLC | 2411 | PSEG Sewaren Generating Station | IPP Non-CHP | NJ | 4 | 126.5 | 123.6 | Natural Gas Steam Turbine | NG | ST | 7 | 1951 | 5 | 2018 | (OP) Operating | [6 empty] | Middlesex | 40.5558 | -74.2469
19856 | City of Vineland - (NJ) | 2434 | Howard Down | Electric Utility | NJ | 11 | 68.2 | 60.3 | Natural Gas Fired Combustion Turbine | NG | GT | 6 | 2012 |  |  | (OP) Operating | [6 empty] | Cumberland | 39.4889 | -75.0347
803 | Arizona Public Service Co | 2442 | Four Corners | Electric Utility | NM | 4 | 818.1 | 770 | Conventional Steam Coal | SUB | ST | 7 | 1969 |  |  | (OP) Operating | 2018 | 3 |  |  |  |  | San Juan | 36.69 | -108.4814
803 | Arizona Public Service Co | 2442 | Four Corners | Electric Utility | NM | 5 | 818.1 | 770 | Conventional Steam Coal | SUB | ST | 7 | 1970 |  |  | (OP) Operating | 2018 | 3 |  |  |  |  | San Juan | 36.69 | -108.4814
5701 | El Paso Electric Co | 2444 | Rio Grande | Electric Utility | NM | 6 | 50 | 45 | Natural Gas Steam Turbine | NG | ST | 6 | 1957 | 5 | 2017 | (OP) Operating | [6 empty] | Dona Ana | 31.8047 | -106.5472
5701 | El Paso Electric Co | 2444 | Rio Grande | Electric Utility | NM | 7 | 50 | 46 | Natural Gas Steam Turbine | NG | ST | 6 | 1958 | 12 | 2017 | (OP) Operating | [6 empty] | Dona Ana | 31.8047 | -106.5472
5701 | El Paso Electric Co | 2444 | Rio Grande | Electric Utility | NM | 8 | 166.5 | 145 | Natural Gas Steam Turbine | NG | ST | 7 | 1972 |  |  | (OP) Operating | [6 empty] | Dona Ana | 31.8047 | -106.5472
5701 | El Paso Electric Co | 2444 | Rio Grande | Electric Utility | NM | 9 | 106 | 88.2 | Natural Gas Fired Combustion Turbine | NG | GT | 5 | 2013 |  |  | (OP) Operating | [6 empty] | Dona Ana | 31.8047 | -106.5472
17718 | Southwestern Public Service Co | 2446 | Maddox | Electric Utility | NM | 1 | 113.6 | 112 | Natural Gas Steam Turbine | NG | ST | 1 | 1967 |  |  | (OP) Operating | [6 empty] | Lea | 32.7142 | -103.3015
17718 | Southwestern Public Service Co | 2446 | Maddox | Electric Utility | NM | 2 | 86.9 | 61 | Natural Gas Fired Combustion Turbine | NG | GT | 1 | 1976 | 12 | 2025 | (OP) Operating | [6 empty] | Lea | 32.7142 | -103.3015
17718 | Southwestern Public Service Co | 2446 | Maddox | Electric Utility | NM | 3 | 11.5 | 10 | Natural Gas Fired Combustion Turbine | NG | GT | 1 | 1963 | 12 | 2025 | (SB) Standby/Backup: available for service but not normally used | [6 empty] | Lea | 32.7142 | -103.3015
15473 | Public Service Co of NM | 2450 | Reeves | Electric Utility | NM | 1 | 44 | 44 | Natural Gas Steam Turbine | NG | ST | 8 | 1960 |  |  | (OP) Operating | [6 empty] | Bernalillo | 35.171 | -106.6019
15473 | Public Service Co of NM | 2450 | Reeves | Electric Utility | NM | 2 | 44 | 44 | Natural Gas Steam Turbine | NG | ST | 3 | 1960 |  |  | (OP) Operating | [6 empty] | Bernalillo | 35.171 | -106.6019
15473 | Public Service Co of NM | 2450 | Reeves | Electric Utility | NM | 3 | 66 | 66 | Natural Gas Steam Turbine | NG | ST | 7 | 1962 |  |  | (OP) Operating | [6 empty] | Bernalillo | 35.171 | -106.6019
15473 | Public Service Co of NM | 2451 | San Juan | Electric Utility | NM | 1 | 369 | 340 | Conventional Steam Coal | BIT | ST | 12 | 1976 |  |  | (OP) Operating | [6 empty] | San Juan | 36.8006 | -108.4386
15473 | Public Service Co of NM | 2451 | San Juan | Electric Utility | NM | 2 | 369 | 340 | Conventional Steam Coal | BIT | ST | 11 | 1973 | 12 | 2017 | (OP) Operating | [6 empty] | San Juan | 36.8006 | -108.4386
15473 | Public Service Co of NM | 2451 | San Juan | Electric Utility | NM | 3 | 555 | 497 | Conventional Steam Coal | BIT | ST | 12 | 1979 | 12 | 2017 | (OP) Operating | [6 empty] | San Juan | 36.8006 | -108.4386
15473 | Public Service Co of NM | 2451 | San Juan | Electric Utility | NM | 4 | 555 | 507 | Conventional Steam Coal | BIT | ST | 4 | 1982 |  |  | (OP) Operating | [6 empty] | San Juan | 36.8006 | -108.4386
17718 | Southwestern Public Service Co | 2453 | Carlsbad | Electric Utility | NM | 5 | 16.3 | 10 | Natural Gas Fired Combustion Turbine | NG | GT | 12 | 1977 | 12 | 2025 | (OP) Operating | [6 empty] | Eddy | 32.418 | -104.2156
17718 | Southwestern Public Service Co | 2454 | Cunningham | Electric Utility | NM | 1 | 75 | 71 | Natural Gas Steam Turbine | NG | ST | 1 | 1957 | 12 | 2019 | (OP) Operating | [6 empty] | Lea | 32.7131 | -103.3533
17718 | Southwestern Public Service Co | 2454 | Cunningham | Electric Utility | NM | 2 | 190.4 | 183 | Natural Gas Steam Turbine | NG | ST | 1 | 1965 | 12 | 2025 | (OP) Operating | [6 empty] | Lea | 32.7131 | -103.3533
17718 | Southwestern Public Service Co | 2454 | Cunningham | Electric Utility | NM | 3 | 126.9 | 106 | Natural Gas Fired Combustion Turbine | NG | GT | 5 | 1998 |  |  | (OP) Operating | [6 empty] | Lea | 32.7131 | -103.3533
17718 | Southwestern Public Service Co | 2454 | Cunningham | Electric Utility | NM | 4 | 126.9 | 106 | Natural Gas Fired Combustion Turbine | NG | GT | 5 | 1998 |  |  | (OP) Operating | [6 empty] | Lea | 32.7131 | -103.3533
6204 | City of Farmington - (NM) | 2465 | Animas | Electric Utility | NM | GT1 | 18.6 | 17 | Natural Gas Fired Combined Cycle | NG | CT | 5 | 1994 |  |  | (OP) Operating | [6 empty] | San Juan | 36.7251 | -108.192
6204 | City of Farmington - (NM) | 2465 | Animas | Electric Utility | NM | HY1 | 0.2 | 0.2 | Conventional Hydroelectric | WAT | HY | 3 | 1927 |  |  | (OA) Out of service but expected to return to service in next calendar year | [6 empty] | San Juan | 36.7251 | -108.192
15473 | Public Service Co of NM | 2475 | Algodones | Electric Utility | NM | 1 | 15 | 15 | Natural Gas Steam Turbine | NG | ST | 10 | 1954 |  |  | (OS) Out of service and NOT expected to return to service in next calendar year | [6 empty] | Sandoval | 35.3844 | -106.4642
15473 | Public Service Co of NM | 2475 | Algodones | Electric Utility | NM | 2 | 15 | 15 | Natural Gas Steam Turbine | NG | ST | 10 | 1954 |  |  | (OS) Out of service and NOT expected to return to service in next calendar year | [6 empty] | Sandoval | 35.3844 | -106.4642
15473 | Public Service Co of NM | 2475 | Algodones | Electric Utility | NM | 3 | 15 | 15 | Natural Gas Steam Turbine | NG | ST | 3 | 1959 |  |  | (OS) Out of service and NOT expected to return to service in next calendar year | [6 empty] | Sandoval | 35.3844 | -106.4642
58971 | Danskammer Energy | 2480 | Danskammer Generating Station | IPP Non-CHP | NY | 1 | 72 | 60.7 | Natural Gas Steam Turbine | NG | ST | 12 | 1951 |  |  | (OP) Operating | [6 empty] | Orange | 41.5712 | -73.975
58971 | Danskammer Energy | 2480 | Danskammer Generating Station | IPP Non-CHP | NY | 2 | 73.5 | 59.5 | Natural Gas Steam Turbine | NG | ST | 9 | 1954 |  |  | (OP) Operating | [6 empty] | Orange | 41.5712 | -73.975
58971 | Danskammer Energy | 2480 | Danskammer Generating Station | IPP Non-CHP | NY | 3 | 147.1 | 137.5 | Natural Gas Steam Turbine | NG | ST | 10 | 1959 |  |  | (OP) Operating | [6 empty] | Orange | 41.5712 | -73.975
58971 | Danskammer Energy | 2480 | Danskammer Generating Station | IPP Non-CHP | NY | 4 | 239.4 | 221 | Natural Gas Steam Turbine | NG | ST | 9 | 1967 |  |  | (OP) Operating | [6 empty] | Orange | 41.5712 | -73.975
58971 | Danskammer Energy | 2480 | Danskammer Generating Station | IPP Non-CHP | NY | 5 | 2.7 | 2.5 | Petroleum Liquids | DFO | IC | 1 | 1967 |  |  | (SB) Standby/Backup: available for service but not normally used | [6 empty] | Orange | 41.5712 | -73.975
58971 | Danskammer Energy | 2480 | Danskammer Generating Station | IPP Non-CHP | NY | 6 | 2.7 | 2.5 | Petroleum Liquids | DFO | IC | 1 | 1967 |  |  | (SB) Standby/Backup: available for service but not normally used | [6 empty] | Orange | 41.5712 | -73.975
3249 | Central Hudson Gas & Elec Corp | 2481 | Dashville | Electric Utility | NY | 1 | 2.4 | 2.4 | Conventional Hydroelectric | WAT | HY | 1 | 1920 |  |  | (OP) Operating | [6 empty] | Ulster | 41.8217 | -74.0497
3249 | Central Hudson Gas & Elec Corp | 2481 | Dashville | Electric Utility | NY | 2 | 2.4 | 2.4 | Conventional Hydroelectric | WAT | HY | 1 | 1920 |  |  | (OP) Operating | [6 empty] | Ulster | 41.8217 | -74.0497
15296 | New York Power Authority | 2483 | Neversink | Electric Utility | NY | H1 | 25 | 22 | Conventional Hydroelectric | WAT | HY | 12 | 1953 |  |  | (OP) Operating | [6 empty] | Sullivan | 41.8194 | -74.6358
3249 | Central Hudson Gas & Elec Corp | 2485 | South Cairo | Electric Utility | NY | GT1 | 21.6 | 21.3 | Petroleum Liquids | KER | GT | 6 | 1970 |  |  | (OP) Operating | [6 empty] | Greene | 42.2913 | -73.9865
3249 | Central Hudson Gas & Elec Corp | 2486 | Sturgeon | Electric Utility | NY | H1 | 4.8 | 4.8 | Conventional Hydroelectric | WAT | HY | 1 | 1924 |  |  | (OP) Operating | [6 empty] | Ulster | 41.8482 | -74.0467
3249 | Central Hudson Gas & Elec Corp | 2486 | Sturgeon | Electric Utility | NY | H2 | 4.8 | 4.8 | Conventional Hydroelectric | WAT | HY | 1 | 1924 |  |  | (OP) Operating | [6 empty] | Ulster | 41.8482 | -74.0467
3249 | Central Hudson Gas & Elec Corp | 2486 | Sturgeon | Electric Utility | NY | H3 | 4.8 | 4.8 | Conventional Hydroelectric | WAT | HY | 1 | 1924 |  |  | (OP) Operating | [6 empty] | Ulster | 41.8482 | -74.0467
3249 | Central Hudson Gas & Elec Corp | 2487 | West Coxsackie | Electric Utility | NY | GT1 | 21.6 | 21.3 | Petroleum Liquids | KER | GT | 12 | 1969 |  |  | (OP) Operating | [6 empty] | Greene | 42.3435 | -73.8353
13192 | NRG Arthur Kill Operations Inc | 2490 | Arthur Kill Generating Station | IPP Non-CHP | NY | 2 | 342 | 338 | Natural Gas Steam Turbine | NG | ST | 9 | 1959 |  |  | (OP) Operating | [6 empty] | Richmond | 40.5916 | -74.2
13192 | NRG Arthur Kill Operations Inc | 2490 | Arthur Kill Generating Station | IPP Non-CHP | NY | 3 | 535.5 | 508 | Natural Gas Steam Turbine | NG | ST | 6 | 1969 |  |  | (OP) Operating | [6 empty] | Richmond | 40.5916 | -74.2
13192 | NRG Arthur Kill Operations Inc | 2490 | Arthur Kill Generating Station | IPP Non-CHP | NY | GT1 | 18 | 12 | Natural Gas Fired Combustion Turbine | NG | GT | 1 | 1970 |  |  | (OP) Operating | [6 empty] | Richmond | 40.5916 | -74.2
4226 | Consolidated Edison Co-NY Inc | 2493 | East River | Electric Utility | NY | 1 | 180 | 150.9 | Natural Gas Fired Combustion Turbine | NG | GT | 4 | 2005 |  |  | (OP) Operating | [6 empty] | New York | 40.7281 | -73.9742
4226 | Consolidated Edison Co-NY Inc | 2493 | East River | Electric Utility | NY | 2 | 180 | 151.8 | Natural Gas Fired Combustion Turbine | NG | GT | 4 | 2005 |  |  | (OP) Operating | [6 empty] | New York | 40.7281 | -73.9742
4226 | Consolidated Edison Co-NY Inc | 2493 | East River | Electric Utility | NY | 6 | 156.2 | 141.7 | Natural Gas Steam Turbine | NG | ST | 11 | 1951 |  |  | (OP) Operating | [6 empty] | New York | 40.7281 | -73.9742
4226 | Consolidated Edison Co-NY Inc | 2493 | East River | Electric Utility | NY | 7 | 200 | 184.9 | Natural Gas Steam Turbine | NG | ST | 6 | 1955 |  |  | (OP) Operating | [6 empty] | New York | 40.7281 | -73.9742
54863 | U S Power Generating Company LLC | 2494 | Gowanus Gas Turbines Generating | IPP Non-CHP | NY | GT11 | 20 | 18.2 | Petroleum Liquids | DFO | GT | 6 | 1971 |  |  | (OP) Operating | [6 empty] | Kings | 40.6635 | -74.0051
54863 | U S Power Generating Company LLC | 2494 | Gowanus Gas Turbines Generating | IPP Non-CHP | NY | GT12 | 20 | 18.5 | Petroleum Liquids | DFO | GT | 6 | 1971 |  |  | (OP) Operating | [6 empty] | Kings | 40.6635 | -74.0051
54863 | U S Power Generating Company LLC | 2494 | Gowanus Gas Turbines Generating | IPP Non-CHP | NY | GT13 | 20 | 16.3 | Petroleum Liquids | DFO | GT | 6 | 1971 |  |  | (OP) Operating | [6 empty] | Kings | 40.6635 | -74.0051
54863 | U S Power Generating Company LLC | 2494 | Gowanus Gas Turbines Generating | IPP Non-CHP | NY | GT14 | 20 | 16 | Petroleum Liquids | DFO | GT | 6 | 1971 |  |  | (OP) Operating | [6 empty] | Kings | 40.6635 | -74.0051
54863 | U S Power Generating Company LLC | 2494 | Gowanus Gas Turbines Generating | IPP Non-CHP | NY | GT15 | 20 | 16.1 | Petroleum Liquids | DFO | GT | 6 | 1971 |  |  | (OP) Operating | [6 empty] | Kings | 40.6635 | -74.0051
54863 | U S Power Generating Company LLC | 2494 | Gowanus Gas Turbines Generating | IPP Non-CHP | NY | GT16 | 20 | 15.6 | Petroleum Liquids | DFO | GT | 6 | 1971 |  |  | (OP) Operating | [6 empty] | Kings | 40.6635 | -74.0051
54863 | U S Power Generating Company LLC | 2494 | Gowanus Gas Turbines Generating | IPP Non-CHP | NY | GT17 | 20 | 16.7 | Petroleum Liquids | DFO | GT | 6 | 1971 |  |  | (OP) Operating | [6 empty] | Kings | 40.6635 | -74.0051
54863 | U S Power Generating Company LLC | 2494 | Gowanus Gas Turbines Generating | IPP Non-CHP | NY | GT18 | 20 | 14.6 | Petroleum Liquids | DFO | GT | 6 | 1971 |  |  | (OP) Operating | [6 empty] | Kings | 40.6635 | -74.0051
54863 | U S Power Generating Company LLC | 2494 | Gowanus Gas Turbines Generating | IPP Non-CHP | NY | GT21 | 20 | 17.3 | Natural Gas Fired Combustion Turbine | NG | GT | 6 | 1971 |  |  | (OP) Operating | [6 empty] | Kings | 40.6635 | -74.0051
54863 | U S Power Generating Company LLC | 2494 | Gowanus Gas Turbines Generating | IPP Non-CHP | NY | GT22 | 20 | 18.3 | Natural Gas Fired Combustion Turbine | NG | GT | 6 | 1971 |  |  | (OP) Operating | [6 empty] | Kings | 40.6635 | -74.0051
54863 | U S Power Generating Company LLC | 2494 | Gowanus Gas Turbines Generating | IPP Non-CHP | NY | GT23 | 20 | 19.1 | Natural Gas Fired Combustion Turbine | NG | GT | 6 | 1971 |  |  | (OP) Operating | [6 empty] | Kings | 40.6635 | -74.0051
54863 | U S Power Generating Company LLC | 2494 | Gowanus Gas Turbines Generating | IPP Non-CHP | NY | GT24 | 20 | 17.4 | Natural Gas Fired Combustion Turbine | NG | GT | 6 | 1971 |  |  | (OP) Operating | [6 empty] | Kings | 40.6635 | -74.0051
54863 | U S Power Generating Company LLC | 2494 | Gowanus Gas Turbines Generating | IPP Non-CHP | NY | GT25 | 20 | 17 | Natural Gas Fired Combustion Turbine | NG | GT | 6 | 1971 |  |  | (OP) Operating | [6 empty] | Kings | 40.6635 | -74.0051
54863 | U S Power Generating Company LLC | 2494 | Gowanus Gas Turbines Generating | IPP Non-CHP | NY | GT26 | 20 | 19.1 | Natural Gas Fired Combustion Turbine | NG | GT | 6 | 1971 |  |  | (OP) Operating | [6 empty] | Kings | 40.6635 | -74.0051
54863 | U S Power Generating Company LLC | 2494 | Gowanus Gas Turbines Generating | IPP Non-CHP | NY | GT27 | 20 | 18.5 | Natural Gas Fired Combustion Turbine | NG | GT | 6 | 1971 |  |  | (OP) Operating | [6 empty] | Kings | 40.6635 | -74.0051
54863 | U S Power Generating Company LLC | 2494 | Gowanus Gas Turbines Generating | IPP Non-CHP | NY | GT28 | 20 | 17 | Natural Gas Fired Combustion Turbine | NG | GT | 6 | 1971 |  |  | (OP) Operating | [6 empty] | Kings | 40.6635 | -74.0051
54863 | U S Power Generating Company LLC | 2494 | Gowanus Gas Turbines Generating | IPP Non-CHP | NY | GT31 | 20 | 16.9 | Natural Gas Fired Combustion Turbine | NG | GT | 7 | 1971 |  |  | (OP) Operating | [6 empty] | Kings | 40.6635 | -74.0051
54863 | U S Power Generating Company LLC | 2494 | Gowanus Gas Turbines Generating | IPP Non-CHP | NY | GT32 | 20 | 16.9 | Natural Gas Fired Combustion Turbine | NG | GT | 7 | 1971 |  |  | (OP) Operating | [6 empty] | Kings | 40.6635 | -74.0051
54863 | U S Power Generating Company LLC | 2494 | Gowanus Gas Turbines Generating | IPP Non-CHP | NY | GT33 | 20 | 18 | Natural Gas Fired Combustion Turbine | NG | GT | 7 | 1971 |  |  | (OP) Operating | [6 empty] | Kings | 40.6635 | -74.0051
54863 | U S Power Generating Company LLC | 2494 | Gowanus Gas Turbines Generating | IPP Non-CHP | NY | GT34 | 20 | 16.3 | Natural Gas Fired Combustion Turbine | NG | GT | 7 | 1971 |  |  | (OP) Operating | [6 empty] | Kings | 40.6635 | -74.0051
54863 | U S Power Generating Company LLC | 2494 | Gowanus Gas Turbines Generating | IPP Non-CHP | NY | GT35 | 20 | 17.3 | Natural Gas Fired Combustion Turbine | NG | GT | 7 | 1971 |  |  | (OP) Operating | [6 empty] | Kings | 40.6635 | -74.0051
54863 | U S Power Generating Company LLC | 2494 | Gowanus Gas Turbines Generating | IPP Non-CHP | NY | GT36 | 20 | 15.4 | Natural Gas Fired Combustion Turbine | NG | GT | 7 | 1971 |  |  | (OP) Operating | [6 empty] | Kings | 40.6635 | -74.0051
54863 | U S Power Generating Company LLC | 2494 | Gowanus Gas Turbines Generating | IPP Non-CHP | NY | GT37 | 20 | 18 | Natural Gas Fired Combustion Turbine | NG | GT | 7 | 1971 |  |  | (OP) Operating | [6 empty] | Kings | 40.6635 | -74.0051
54863 | U S Power Generating Company LLC | 2494 | Gowanus Gas Turbines Generating | IPP Non-CHP | NY | GT38 | 20 | 17.6 | Natural Gas Fired Combustion Turbine | NG | GT | 7 | 1971 |  |  | (OP) Operating | [6 empty] | Kings | 40.6635 | -74.0051
54863 | U S Power Generating Company LLC | 2494 | Gowanus Gas Turbines Generating | IPP Non-CHP | NY | GT41 | 20 | 18.6 | Petroleum Liquids | DFO | GT | 7 | 1971 |  |  | (OP) Operating | [6 empty] | Kings | 40.6635 | -74.0051
54863 | U S Power Generating Company LLC | 2494 | Gowanus Gas Turbines Generating | IPP Non-CHP | NY | GT42 | 20 | 17.4 | Petroleum Liquids | DFO | GT | 7 | 1971 |  |  | (OP) Operating | [6 empty] | Kings | 40.6635 | -74.0051
54863 | U S Power Generating Company LLC | 2494 | Gowanus Gas Turbines Generating | IPP Non-CHP | NY | GT43 | 20 | 17.1 | Petroleum Liquids | DFO | GT | 7 | 1971 |  |  | (OP) Operating | [6 empty] | Kings | 40.6635 | -74.0051
54863 | U S Power Generating Company LLC | 2494 | Gowanus Gas Turbines Generating | IPP Non-CHP | NY | GT44 | 20 | 16.5 | Petroleum Liquids | DFO | GT | 7 | 1971 |  |  | (OP) Operating | [6 empty] | Kings | 40.6635 | -74.0051
54863 | U S Power Generating Company LLC | 2494 | Gowanus Gas Turbines Generating | IPP Non-CHP | NY | GT45 | 20 | 16.2 | Petroleum Liquids | DFO | GT | 7 | 1971 |  |  | (OP) Operating | [6 empty] | Kings | 40.6635 | -74.0051
54863 | U S Power Generating Company LLC | 2494 | Gowanus Gas Turbines Generating | IPP Non-CHP | NY | GT46 | 20 | 18 | Petroleum Liquids | DFO | GT | 7 | 1971 |  |  | (OP) Operating | [6 empty] | Kings | 40.6635 | -74.0051
54863 | U S Power Generating Company LLC | 2494 | Gowanus Gas Turbines Generating | IPP Non-CHP | NY | GT47 | 20 | 16.4 | Petroleum Liquids | DFO | GT | 7 | 1971 |  |  | (OP) Operating | [6 empty] | Kings | 40.6635 | -74.0051
54863 | U S Power Generating Company LLC | 2494 | Gowanus Gas Turbines Generating | IPP Non-CHP | NY | GT48 | 20 | 17 | Petroleum Liquids | DFO | GT | 7 | 1971 |  |  | (OP) Operating | [6 empty] | Kings | 40.6635 | -74.0051
4226 | Consolidated Edison Co-NY Inc | 2496 | Hudson Avenue | Electric Utility | NY | 4 | 16.3 | 13.5 | Petroleum Liquids | KER | GT | 7 | 1970 |  |  | (OP) Operating | [6 empty] | Kings | 40.7052 | -73.9807
4226 | Consolidated Edison Co-NY Inc | 2496 | Hudson Avenue | Electric Utility | NY | GT3 | 16.3 | 13.8 | Petroleum Liquids | KER | GT | 7 | 1970 |  |  | (OP) Operating | [6 empty] | Kings | 40.7052 | -73.9807
4226 | Consolidated Edison Co-NY Inc | 2496 | Hudson Avenue | Electric Utility | NY | GT5 | 16.3 | 14.4 | Petroleum Liquids | KER | GT | 7 | 1970 |  |  | (OP) Operating | [6 empty] | Kings | 40.7052 | -73.9807
6027 | Entergy Nuclear Indian Point 2 | 2497 | Indian Point 2 | IPP Non-CHP | NY | 2 | 1299 | 1020 | Nuclear | NUC | ST | 8 | 1973 |  |  | (OP) Operating | [6 empty] | Westchester | 41.2706 | -73.9527
54863 | U S Power Generating Company LLC | 2499 | Narrows Gas Turbines Generating | IPP Non-CHP | NY | NT11 | 22 | 19.2 | Natural Gas Fired Combustion Turbine | NG | GT | 5 | 1972 |  |  | (OP) Operating | [6 empty] | Kings | 40.6486 | -74.0208
54863 | U S Power Generating Company LLC | 2499 | Narrows Gas Turbines Generating | IPP Non-CHP | NY | NT12 | 22 | 17.2 | Natural Gas Fired Combustion Turbine | NG | GT | 5 | 1972 |  |  | (OP) Operating | [6 empty] | Kings | 40.6486 | -74.0208
54863 | U S Power Generating Company LLC | 2499 | Narrows Gas Turbines Generating | IPP Non-CHP | NY | NT13 | 22 | 18.2 | Natural Gas Fired Combustion Turbine | NG | GT | 5 | 1972 |  |  | (OP) Operating | [6 empty] | Kings | 40.6486 | -74.0208
54863 | U S Power Generating Company LLC | 2499 | Narrows Gas Turbines Generating | IPP Non-CHP | NY | NT14 | 22 | 19.2 | Natural Gas Fired Combustion Turbine | NG | GT | 5 | 1972 |  |  | (OP) Operating | [6 empty] | Kings | 40.6486 | -74.0208
54863 | U S Power Generating Company LLC | 2499 | Narrows Gas Turbines Generating | IPP Non-CHP | NY | NT15 | 22 | 18.5 | Natural Gas Fired Combustion Turbine | NG | GT | 5 | 1972 |  |  | (OP) Operating | [6 empty] | Kings | 40.6486 | -74.0208
54863 | U S Power Generating Company LLC | 2499 | Narrows Gas Turbines Generating | IPP Non-CHP | NY | NT16 | 22 | 16.1 | Natural Gas Fired Combustion Turbine | NG | GT | 5 | 1972 |  |  | (OP) Operating | [6 empty] | Kings | 40.6486 | -74.0208
54863 | U S Power Generating Company LLC | 2499 | Narrows Gas Turbines Generating | IPP Non-CHP | NY | NT17 | 22 | 16.2 | Natural Gas Fired Combustion Turbine | NG | GT | 5 | 1972 |  |  | (OP) Operating | [6 empty] | Kings | 40.6486 | -74.0208
54863 | U S Power Generating Company LLC | 2499 | Narrows Gas Turbines Generating | IPP Non-CHP | NY | NT18 | 22 | 17.2 | Natural Gas Fired Combustion Turbine | NG | GT | 5 | 1972 |  |  | (OP) Operating | [6 empty] | Kings | 40.6486 | -74.0208
54863 | U S Power Generating Company LLC | 2499 | Narrows Gas Turbines Generating | IPP Non-CHP | NY | NT21 | 22 | 19 | Natural Gas Fired Combustion Turbine | NG | GT | 6 | 1972 |  |  | (OP) Operating | [6 empty] | Kings | 40.6486 | -74.0208
54863 | U S Power Generating Company LLC | 2499 | Narrows Gas Turbines Generating | IPP Non-CHP | NY | NT22 | 22 | 17.2 | Natural Gas Fired Combustion Turbine | NG | GT | 6 | 1972 |  |  | (OP) Operating | [6 empty] | Kings | 40.6486 | -74.0208
54863 | U S Power Generating Company LLC | 2499 | Narrows Gas Turbines Generating | IPP Non-CHP | NY | NT23 | 22 | 18.1 | Natural Gas Fired Combustion Turbine | NG | GT | 6 | 1972 |  |  | (OP) Operating | [6 empty] | Kings | 40.6486 | -74.0208
54863 | U S Power Generating Company LLC | 2499 | Narrows Gas Turbines Generating | IPP Non-CHP | NY | NT24 | 22 | 18.4 | Natural Gas Fired Combustion Turbine | NG | GT | 6 | 1972 |  |  | (OP) Operating | [6 empty] | Kings | 40.6486 | -74.0208
54863 | U S Power Generating Company LLC | 2499 | Narrows Gas Turbines Generating | IPP Non-CHP | NY | NT25 | 22 | 17.9 | Natural Gas Fired Combustion Turbine | NG | GT | 6 | 1972 |  |  | (OP) Operating | [6 empty] | Kings | 40.6486 | -74.0208
54863 | U S Power Generating Company LLC | 2499 | Narrows Gas Turbines Generating | IPP Non-CHP | NY | NT26 | 22 | 15.8 | Natural Gas Fired Combustion Turbine | NG | GT | 6 | 1972 |  |  | (OP) Operating | [6 empty] | Kings | 40.6486 | -74.0208
54863 | U S Power Generating Company LLC | 2499 | Narrows Gas Turbines Generating | IPP Non-CHP | NY | NT27 | 22 | 18.7 | Natural Gas Fired Combustion Turbine | NG | GT | 6 | 1972 |  |  | (OP) Operating | [6 empty] | Kings | 40.6486 | -74.0208
54863 | U S Power Generating Company LLC | 2499 | Narrows Gas Turbines Generating | IPP Non-CHP | NY | NT28 | 22 | 16.5 | Natural Gas Fired Combustion Turbine | NG | GT | 6 | 1972 |  |  | (OP) Operating | [6 empty] | Kings | 40.6486 | -74.0208
10023 | TC Ravenswood LLC | 2500 | Ravenswood | IPP Non-CHP | NY | 1 | 400 | 365.2 | Natural Gas Steam Turbine | NG | ST | 2 | 1963 |  |  | (OP) Operating | [6 empty] | Queens | 40.7592 | -73.9461
10023 | TC Ravenswood LLC | 2500 | Ravenswood | IPP Non-CHP | NY | 2 | 400 | 366.5 | Natural Gas Steam Turbine | NG | ST | 5 | 1963 |  |  | (OP) Operating | [6 empty] | Queens | 40.7592 | -73.9461
10023 | TC Ravenswood LLC | 2500 | Ravenswood | IPP Non-CHP | NY | 3 | 1027 | 968.9 | Natural Gas Steam Turbine | NG | ST | 6 | 1965 |  |  | (OP) Operating | [6 empty] | Queens | 40.7592 | -73.9461
10023 | TC Ravenswood LLC | 2500 | Ravenswood | IPP Non-CHP | NY | 4 | 170 | 157 | Natural Gas Fired Combined Cycle | NG | CT | 12 | 2003 |  |  | (OP) Operating | [6 empty] | Queens | 40.7592 | -73.9461
10023 | TC Ravenswood LLC | 2500 | Ravenswood | IPP Non-CHP | NY | 4S | 80 | 75.3 | Natural Gas Fired Combined Cycle | NG | CA | 12 | 2003 |  |  | (OP) Operating | [6 empty] | Queens | 40.7592 | -73.9461
10023 | TC Ravenswood LLC | 2500 | Ravenswood | IPP Non-CHP | NY | GT1 | 18.6 | 9.4 | Natural Gas Fired Combustion Turbine | NG | GT | 7 | 1967 |  |  | (SB) Standby/Backup: available for service but not normally used | [5 empty] | 9 | Queens | 40.7592 | -73.9461
10023 | TC Ravenswood LLC | 2500 | Ravenswood | IPP Non-CHP | NY | GT10 | 25 | 17.8 | Natural Gas Fired Combustion Turbine | NG | GT | 7 | 1969 |  |  | (SB) Standby/Backup: available for service but not normally used | [6 empty] | Queens | 40.7592 | -73.9461
10023 | TC Ravenswood LLC | 2500 | Ravenswood | IPP Non-CHP | NY | GT11 | 25 | 16.8 | Natural Gas Fired Combustion Turbine | NG | GT | 6 | 1969 |  |  | (SB) Standby/Backup: available for service but not normally used | [6 empty] | Queens | 40.7592 | -73.9461
10023 | TC Ravenswood LLC | 2500 | Ravenswood | IPP Non-CHP | NY | GT21 | 42.9 | 31.9 | Natural Gas Fired Combustion Turbine | NG | GT | 6 | 1969 |  |  | (SB) Standby/Backup: available for service but not normally used | [6 empty] | Queens | 40.7592 | -73.9461
10023 | TC Ravenswood LLC | 2500 | Ravenswood | IPP Non-CHP | NY | GT22 | 42.9 | 31.1 | Natural Gas Fired Combustion Turbine | NG | GT | 6 | 1969 |  |  | (SB) Standby/Backup: available for service but not normally used | [6 empty] | Queens | 40.7592 | -73.9461
10023 | TC Ravenswood LLC | 2500 | Ravenswood | IPP Non-CHP | NY | GT23 | 42.9 | 28.6 | Natural Gas Fired Combustion Turbine | NG | GT | 6 | 1969 |  |  | (SB) Standby/Backup: available for service but not normally used | [6 empty] | Queens | 40.7592 | -73.9461
10023 | TC Ravenswood LLC | 2500 | Ravenswood | IPP Non-CHP | NY | GT24 | 42.9 | 31.7 | Natural Gas Fired Combustion Turbine | NG | GT | 6 | 1969 |  |  | (SB) Standby/Backup: available for service but not normally used | [6 empty] | Queens | 40.7592 | -73.9461
10023 | TC Ravenswood LLC | 2500 | Ravenswood | IPP Non-CHP | NY | GT31 | 42.9 | 31.3 | Natural Gas Fired Combustion Turbine | NG | GT | 6 | 1969 |  |  | (SB) Standby/Backup: available for service but not normally used | [6 empty] | Queens | 40.7592 | -73.9461
10023 | TC Ravenswood LLC | 2500 | Ravenswood | IPP Non-CHP | NY | GT32 | 42.9 | 26.8 | Natural Gas Fired Combustion Turbine | NG | GT | 6 | 1969 |  |  | (SB) Standby/Backup: available for service but not normally used | [6 empty] | Queens | 40.7592 | -73.9461
10023 | TC Ravenswood LLC | 2500 | Ravenswood | IPP Non-CHP | NY | GT33 | 42.9 |  | Natural Gas Fired Combustion Turbine | NG | GT | 6 | 1969 |  |  | (OS) Out of service and NOT expected to return to service in next calendar year | [6 empty] | Queens | 40.7592 | -73.9461
10023 | TC Ravenswood LLC | 2500 | Ravenswood | IPP Non-CHP | NY | GT34 | 42.9 | 30.3 | Natural Gas Fired Combustion Turbine | NG | GT | 6 | 1969 |  |  | (SB) Standby/Backup: available for service but not normally used | [6 empty] | Queens | 40.7592 | -73.9461
10023 | TC Ravenswood LLC | 2500 | Ravenswood | IPP Non-CHP | NY | GT4 | 21.1 | 12.9 | Natural Gas Fired Combustion Turbine | NG | GT | 6 | 1969 |  |  | (SB) Standby/Backup: available for service but not normally used | [6 empty] | Queens | 40.7592 | -73.9461
10023 | TC Ravenswood LLC | 2500 | Ravenswood | IPP Non-CHP | NY | GT5 | 21.1 | 15.5 | Natural Gas Fired Combustion Turbine | NG | GT | 6 | 1969 |  |  | (SB) Standby/Backup: available for service but not normally used | [6 empty] | Queens | 40.7592 | -73.9461
10023 | TC Ravenswood LLC | 2500 | Ravenswood | IPP Non-CHP | NY | GT6 | 22 | 12.6 | Natural Gas Fired Combustion Turbine | NG | GT | 6 | 1969 |  |  | (SB) Standby/Backup: available for service but not normally used | [6 empty] | Queens | 40.7592 | -73.9461
10023 | TC Ravenswood LLC | 2500 | Ravenswood | IPP Non-CHP | NY | GT7 | 22 |  | Natural Gas Fired Combustion Turbine | NG | GT | 6 | 1969 |  |  | (OS) Out of service and NOT expected to return to service in next calendar year | [6 empty] | Queens | 40.7592 | -73.9461
10023 | TC Ravenswood LLC | 2500 | Ravenswood | IPP Non-CHP | NY | GT9 | 25 | 16.8 | Natural Gas Fired Combustion Turbine | NG | GT | 6 | 1969 |  |  | (SB) Standby/Backup: available for service but not normally used | [6 empty] | Queens | 40.7592 | -73.9461
4226 | Consolidated Edison Co-NY Inc | 2503 | 59th Street | Electric Utility | NY | GT1 | 17.1 | 14.9 | Natural Gas Fired Combustion Turbine | NG | GT | 6 | 1969 |  |  | (OP) Operating | [6 empty] | New York | 40.7713 | -73.9912
4226 | Consolidated Edison Co-NY Inc | 2504 | 74th Street | Electric Utility | NY | GT1 | 18.5 | 17.9 | Petroleum Liquids | KER | GT | 10 | 1968 |  |  | (OP) Operating | [6 empty] | New York | 40.768 | -73.9515
4226 | Consolidated Edison Co-NY Inc | 2504 | 74th Street | Electric Utility | NY | GT2 | 18.5 | 19.8 | Petroleum Liquids | KER | GT | 10 | 1968 |  |  | (OP) Operating | [6 empty] | New York | 40.768 | -73.9515
56505 | National Grid Generation LLC | 2511 | E F Barrett | Electric Utility | NY | 10 | 41.8 | 39.6 | Natural Gas Fired Combustion Turbine | NG | GT | 6 | 1971 |  |  | (OP) Operating | [6 empty] | Nassau | 40.6167 | -73.6479
56505 | National Grid Generation LLC | 2511 | E F Barrett | Electric Utility | NY | 11 | 41.8 | 40.1 | Natural Gas Fired Combustion Turbine | NG | GT | 6 | 1971 |  |  | (OP) Operating | [6 empty] | Nassau | 40.6167 | -73.6479
56505 | National Grid Generation LLC | 2511 | E F Barrett | Electric Utility | NY | 12 | 41.8 | 40.9 | Natural Gas Fired Combustion Turbine | NG | GT | 6 | 1971 |  |  | (OP) Operating | [6 empty] | Nassau | 40.6167 | -73.6479
56505 | National Grid Generation LLC | 2511 | E F Barrett | Electric Utility | NY | 3 | 18 | 17.2 | Natural Gas Fired Combustion Turbine | NG | GT | 6 | 1970 |  |  | (OP) Operating | [6 empty] | Nassau | 40.6167 | -73.6479
56505 | National Grid Generation LLC | 2511 | E F Barrett | Electric Utility | NY | 4 | 18 | 17.1 | Natural Gas Fired Combustion Turbine | NG | GT | 7 | 1970 |  |  | (OP) Operating | [6 empty] | Nassau | 40.6167 | -73.6479
56505 | National Grid Generation LLC | 2511 | E F Barrett | Electric Utility | NY | 5 | 18 | 17.3 | Natural Gas Fired Combustion Turbine | NG | GT | 7 | 1970 |  |  | (OP) Operating | [6 empty] | Nassau | 40.6167 | -73.6479
56505 | National Grid Generation LLC | 2511 | E F Barrett | Electric Utility | NY | 6 | 18 | 17.8 | Natural Gas Fired Combustion Turbine | NG | GT | 7 | 1970 |  |  | (OP) Operating | [6 empty] | Nassau | 40.6167 | -73.6479
56505 | National Grid Generation LLC | 2511 | E F Barrett | Electric Utility | NY | 8 | 18 | 16.9 | Natural Gas Fired Combustion Turbine | NG | GT | 7 | 1970 |  |  | (OP) Operating | [6 empty] | Nassau | 40.6167 | -73.6479
56505 | National Grid Generation LLC | 2511 | E F Barrett | Electric Utility | NY | 9 | 41.8 | 40.7 | Natural Gas Fired Combustion Turbine | NG | GT | 6 | 1971 |  |  | (OP) Operating | [6 empty] | Nassau | 40.6167 | -73.6479
56505 | National Grid Generation LLC | 2511 | E F Barrett | Electric Utility | NY | GT1 | 18 | 17.4 | Natural Gas Fired Combustion Turbine | NG | GT | 6 | 1970 |  |  | (OP) Operating | [6 empty] | Nassau | 40.6167 | -73.6479
56505 | National Grid Generation LLC | 2511 | E F Barrett | Electric Utility | NY | GT2 | 18 | 17.5 | Natural Gas Fired Combustion Turbine | NG | GT | 6 | 1970 |  |  | (OP) Operating | [6 empty] | Nassau | 40.6167 | -73.6479
56505 | National Grid Generation LLC | 2511 | E F Barrett | Electric Utility | NY | ST1 | 188 | 193 | Natural Gas Steam Turbine | NG | ST | 11 | 1956 |  |  | (OP) Operating | [6 empty] | Nassau | 40.6167 | -73.6479
56505 | National Grid Generation LLC | 2511 | E F Barrett | Electric Utility | NY | ST2 | 188 | 192.7 | Natural Gas Steam Turbine | NG | ST | 10 | 1963 |  |  | (OP) Operating | [6 empty] | Nassau | 40.6167 | -73.6479
56505 | National Grid Generation LLC | 2512 | East Hampton | Electric Utility | NY | 1 | 21.3 | 19.2 | Petroleum Liquids | DFO | GT | 12 | 1970 |  |  | (OP) Operating | [6 empty] | Suffolk | 40.9617 | -72.2103
56505 | National Grid Generation LLC | 2512 | East Hampton | Electric Utility | NY | 2 | 2 | 2 | Petroleum Liquids | DFO | IC | 12 | 1962 |  |  | (OP) Operating | [6 empty] | Suffolk | 40.9617 | -72.2103
56505 | National Grid Generation LLC | 2512 | East Hampton | Electric Utility | NY | 3 | 2 | 2 | Petroleum Liquids | DFO | IC | 12 | 1962 |  |  | (OP) Operating | [6 empty] | Suffolk | 40.9617 | -72.2103
56505 | National Grid Generation LLC | 2512 | East Hampton | Electric Utility | NY | 4 | 2 | 2 | Petroleum Liquids | DFO | IC | 12 | 1962 |  |  | (OP) Operating | [6 empty] | Suffolk | 40.9617 | -72.2103
56505 | National Grid Generation LLC | 2514 | Glenwood | Electric Utility | NY | GT2 | 55 | 49 | Petroleum Liquids | DFO | GT | 6 | 1972 |  |  | (OP) Operating | [6 empty] | Nassau | 40.8271 | -73.6475
56505 | National Grid Generation LLC | 2514 | Glenwood | Electric Utility | NY | GT3 | 55 | 55.1 | Petroleum Liquids | DFO | GT | 6 | 1972 |  |  | (OP) Operating | [6 empty] | Nassau | 40.8271 | -73.6475
56505 | National Grid Generation LLC | 2516 | Northport | Electric Utility | NY | 2 | 387 | 399 | Natural Gas Steam Turbine | NG | ST | 6 | 1968 |  |  | (OP) Operating | [6 empty] | Suffolk | 40.9236 | -73.3423
56505 | National Grid Generation LLC | 2516 | Northport | Electric Utility | NY | 3 | 387 | 390.5 | Natural Gas Steam Turbine | NG | ST | 7 | 1972 |  |  | (OP) Operating | [6 empty] | Suffolk | 40.9236 | -73.3423
56505 | National Grid Generation LLC | 2516 | Northport | Electric Utility | NY | 4 | 387 | 391.7 | Natural Gas Steam Turbine | NG | ST | 12 | 1977 |  |  | (OP) Operating | [6 empty] | Suffolk | 40.9236 | -73.3423
56505 | National Grid Generation LLC | 2516 | Northport | Electric Utility | NY | GT1 | 16 | 11.8 | Petroleum Liquids | DFO | GT | 3 | 1967 |  |  | (OP) Operating | [6 empty] | Suffolk | 40.9236 | -73.3423
56505 | National Grid Generation LLC | 2516 | Northport | Electric Utility | NY | ST1 | 387 | 399.5 | Natural Gas Steam Turbine | NG | ST | 7 | 1967 |  |  | (OP) Operating | [6 empty] | Suffolk | 40.9236 | -73.3423
56505 | National Grid Generation LLC | 2517 | Port Jefferson | Electric Utility | NY | 3 | 188 | 190.3 | Natural Gas Steam Turbine | NG | ST | 11 | 1958 |  |  | (OP) Operating | [6 empty] | Suffolk | 40.9497 | -73.0785
56505 | National Grid Generation LLC | 2517 | Port Jefferson | Electric Utility | NY | 4 | 188 | 189.5 | Natural Gas Steam Turbine | NG | ST | 11 | 1960 |  |  | (OP) Operating | [6 empty] | Suffolk | 40.9497 | -73.0785
56505 | National Grid Generation LLC | 2517 | Port Jefferson | Electric Utility | NY | GT1 | 16 | 12.1 | Petroleum Liquids | DFO | GT | 12 | 1966 |  |  | (OP) Operating | [6 empty] | Suffolk | 40.9497 | -73.0785
56505 | National Grid Generation LLC | 2517 | Port Jefferson | Electric Utility | NY | GT2 | 53 | 40.5 | Natural Gas Fired Combustion Turbine | NG | GT | 7 | 2002 |  |  | (OP) Operating | [6 empty] | Suffolk | 40.9497 | -73.0785
56505 | National Grid Generation LLC | 2517 | Port Jefferson | Electric Utility | NY | GT3 | 53 | 41.1 | Natural Gas Fired Combustion Turbine | NG | GT | 7 | 2002 |  |  | (OP) Operating | [6 empty] | Suffolk | 40.9497 | -73.0785
56505 | National Grid Generation LLC | 2518 | Shoreham | Electric Utility | NY | GT1 | 52.9 | 49.8 | Petroleum Liquids | DFO | GT | 7 | 1971 |  |  | (OP) Operating | [6 empty] | Suffolk | 40.9616 | -72.865
56505 | National Grid Generation LLC | 2518 | Shoreham | Electric Utility | NY | GT2 | 18.6 | 15.9 | Petroleum Liquids | DFO | GT | 4 | 1966 |  |  | (OP) Operating | [6 empty] | Suffolk | 40.9616 | -72.865
56505 | National Grid Generation LLC | 2519 | South Hampton | Electric Utility | NY | 1 | 11.5 | 8.5 | Petroleum Liquids | DFO | GT | 3 | 1963 |  |  | (OP) Operating | [6 empty] | Suffolk | 40.9 | -72.382
56505 | National Grid Generation LLC | 2520 | Southold | Electric Utility | NY | 1 | 14 | 10 | Petroleum Liquids | DFO | GT | 8 | 1964 |  |  | (OP) Operating | [6 empty] | Suffolk | 41.1059 | -72.3761
56505 | National Grid Generation LLC | 2521 | West Babylon | Electric Utility | NY | 4 | 52.4 | 49.7 | Petroleum Liquids | DFO | GT | 8 | 1971 |  |  | (OP) Operating | [6 empty] | Suffolk | 40.6955 | -73.3486
13511 | New York State Elec & Gas Corp | 2522 | Cadyville | Electric Utility | NY | 1 | 1.2 | 1.2 | Conventional Hydroelectric | WAT | HY | 8 | 1921 |  |  | (OP) Operating | [6 empty] | CLINTON | 44.695 | -73.6219
13511 | New York State Elec & Gas Corp | 2522 | Cadyville | Electric Utility | NY | 2 | 1.2 | 1.2 | Conventional Hydroelectric | WAT | HY | 8 | 1921 |  |  | (OP) Operating | [6 empty] | CLINTON | 44.695 | -73.6219
13511 | New York State Elec & Gas Corp | 2522 | Cadyville | Electric Utility | NY | 3 | 3.1 | 3.1 | Conventional Hydroelectric | WAT | HY | 9 | 1986 |  |  | (OP) Operating | [6 empty] | CLINTON | 44.695 | -73.6219
25 | Greenidge Generation Holdings LLC | 2527 | Greenidge Generation LLC | IPP Non-CHP | NY | 4 | 112 | 107.5 | Conventional Steam Coal | BIT | ST | 12 | 1953 |  |  | (OP) Operating | [6 empty] | Yates | 42.6789 | -76.9483
13511 | New York State Elec & Gas Corp | 2528 | Harris Lake | Electric Utility | NY | 1 | 1.7 | 1.7 | Petroleum Liquids | DFO | IC | 9 | 1967 |  |  | (SB) Standby/Backup: available for service but not normally used | [6 empty] | Essex | 43.9719 | -74.1861
13511 | New York State Elec & Gas Corp | 2530 | High Falls - Saranac NY | Electric Utility | NY | 1 | 4 | 4 | Conventional Hydroelectric | WAT | HY | 8 | 1948 |  |  | (OP) Operating | [6 empty] | Clinton | 44.6389 | -73.7492
13511 | New York State Elec & Gas Corp | 2530 | High Falls - Saranac NY | Electric Utility | NY | 2 | 4 | 4 | Conventional Hydroelectric | WAT | HY | 8 | 1949 |  |  | (OP) Operating | [6 empty] | Clinton | 44.6389 | -73.7492
13511 | New York State Elec & Gas Corp | 2530 | High Falls - Saranac NY | Electric Utility | NY | 3 | 7 | 7 | Conventional Hydroelectric | WAT | HY | 8 | 1956 |  |  | (OP) Operating | [6 empty] | Clinton | 44.6389 | -73.7492
13511 | New York State Elec & Gas Corp | 2532 | Kent Falls | Electric Utility | NY | 1 | 3.2 | 3.8 | Conventional Hydroelectric | WAT | HY | 8 | 1928 |  |  | (OP) Operating | [6 empty] | CLINTON | 44.7053 | -73.5967
13511 | New York State Elec & Gas Corp | 2532 | Kent Falls | Electric Utility | NY | 2 | 3.2 | 3.8 | Conventional Hydroelectric | WAT | HY | 8 | 1928 |  |  | (OP) Operating | [6 empty] | CLINTON | 44.7053 | -73.5967
13511 | New York State Elec & Gas Corp | 2532 | Kent Falls | Electric Utility | NY | 3 | 6 | 6 | Conventional Hydroelectric | WAT | HY | 7 | 1985 |  |  | (OP) Operating | [6 empty] | CLINTON | 44.7053 | -73.5967
22125 | Cayuga Operating Company, LLC | 2535 | Cayuga Operating Company | IPP Non-CHP | NY | 1 | 155.3 | 153.7 | Conventional Steam Coal | BIT | ST | 9 | 1955 |  |  | (OP) Operating | [6 empty] | Tompkins | 42.6028 | -76.6336
22125 | Cayuga Operating Company, LLC | 2535 | Cayuga Operating Company | IPP Non-CHP | NY | 2 | 167.2 | 151 | Conventional Steam Coal | BIT | ST | 10 | 1958 |  |  | (OP) Operating | [6 empty] | Tompkins | 42.6028 | -76.6336
14294 | PSEG Power New York Inc | 2539 | Bethlehem Energy Center | IPP Non-CHP | NY | 5 | 194.3 | 166.6 | Natural Gas Fired Combined Cycle | NG | CT | 7 | 2005 |  |  | (OP) Operating |  |  |  | 2017 | 3 | 10 | Albany | 42.5942 | -73.7638
14294 | PSEG Power New York Inc | 2539 | Bethlehem Energy Center | IPP Non-CHP | NY | 6 | 194.3 | 166.6 | Natural Gas Fired Combined Cycle | NG | CT | 7 | 2005 |  |  | (OP) Operating |  |  |  | 2018 | 9 | 10 | Albany | 42.5942 | -73.7638
14294 | PSEG Power New York Inc | 2539 | Bethlehem Energy Center | IPP Non-CHP | NY | 7 | 194.3 | 166.6 | Natural Gas Fired Combined Cycle | NG | CT | 7 | 2005 |  |  | (OP) Operating |  |  |  | 2018 | 3 | 10 | Albany | 42.5942 | -73.7638
14294 | PSEG Power New York Inc | 2539 | Bethlehem Energy Center | IPP Non-CHP | NY | 8 | 310.2 | 257 | Natural Gas Fired Combined Cycle | NG | CA | 7 | 2005 |  |  | (OP) Operating | [6 empty] | Albany | 42.5942 | -73.7638
5914 | Erie Boulevard Hydropower LP | 2540 | Allens Falls | IPP Non-CHP | NY | 1 | 4 | 3.5 | Conventional Hydroelectric | WAT | HY | 1 | 1927 |  |  | (OP) Operating | [6 empty] | St Lawrence | 44.6603 | -74.8603
5914 | Erie Boulevard Hydropower LP | 2543 | Beardslee | IPP Non-CHP | NY | 1 | 10 | 8.5 | Conventional Hydroelectric | WAT | HY | 1 | 1924 |  |  | (OP) Operating | [6 empty] | Herkimer | 43.0191 | -74.7413
5914 | Erie Boulevard Hydropower LP | 2543 | Beardslee | IPP Non-CHP | NY | 2 | 10 | 8.1 | Conventional Hydroelectric | WAT | HY | 1 | 1924 |  |  | (OP) Operating | [6 empty] | Herkimer | 43.0191 | -74.7413
5914 | Erie Boulevard Hydropower LP | 2544 | Belfort | IPP Non-CHP | NY | 1 | 0.4 | 0.4 | Conventional Hydroelectric | WAT | HY | 1 | 1903 |  |  | (OP) Operating | [6 empty] | Lewis | 43.9275 | -75.3331
5914 | Erie Boulevard Hydropower LP | 2544 | Belfort | IPP Non-CHP | NY | 2 | 0.6 | 0.5 | Conventional Hydroelectric | WAT | HY | 1 | 1915 |  |  | (OP) Operating | [6 empty] | Lewis | 43.9275 | -75.3331
5914 | Erie Boulevard Hydropower LP | 2544 | Belfort | IPP Non-CHP | NY | 3 | 1 | 0.9 | Conventional Hydroelectric | WAT | HY | 1 | 1918 |  |  | (OP) Operating | [6 empty] | Lewis | 43.9275 | -75.3331
5914 | Erie Boulevard Hydropower LP | 2545 | Bennetts Bridge | IPP Non-CHP | NY | 1 | 9 | 8.4 | Conventional Hydroelectric | WAT | HY | 1 | 1932 |  |  | (OP) Operating | [6 empty] | Oswego | 43.5317 | -75.9531
5914 | Erie Boulevard Hydropower LP | 2545 | Bennetts Bridge | IPP Non-CHP | NY | 2 | 9 | 8.4 | Conventional Hydroelectric | WAT | HY | 1 | 1932 |  |  | (OP) Operating | [6 empty] | Oswego | 43.5317 | -75.9531
5914 | Erie Boulevard Hydropower LP | 2545 | Bennetts Bridge | IPP Non-CHP | NY | 3 | 9 | 6.3 | Conventional Hydroelectric | WAT | HY | 1 | 1966 |  |  | (OP) Operating | [6 empty] | Oswego | 43.5317 | -75.9531
5914 | Erie Boulevard Hydropower LP | 2545 | Bennetts Bridge | IPP Non-CHP | NY | 4 | 9 | 7.2 | Conventional Hydroelectric | WAT | HY | 1 | 1966 |  |  | (OP) Operating | [6 empty] | Oswego | 43.5317 | -75.9531
5914 | Erie Boulevard Hydropower LP | 2546 | Black River | IPP Non-CHP | NY | 1 | 2 | 1.5 | Conventional Hydroelectric | WAT | HY | 1 | 1920 |  |  | (OP) Operating | [6 empty] | Jefferson | 44.0001 | -75.8132
5914 | Erie Boulevard Hydropower LP | 2546 | Black River | IPP Non-CHP | NY | 2 | 2 | 1.5 | Conventional Hydroelectric | WAT | HY | 1 | 1920 |  |  | (OP) Operating | [6 empty] | Jefferson | 44.0001 | -75.8132
5914 | Erie Boulevard Hydropower LP | 2546 | Black River | IPP Non-CHP | NY | 3 | 2 | 1.5 | Conventional Hydroelectric | WAT | HY | 1 | 1920 |  |  | (OP) Operating | [6 empty] | Jefferson | 44.0001 | -75.8132
5914 | Erie Boulevard Hydropower LP | 2547 | Blake | IPP Non-CHP | NY | 1 | 15 | 14.2 | Conventional Hydroelectric | WAT | HY | 1 | 1957 |  |  | (OP) Operating | [6 empty] | St Lawrence | 44.5065 | -74.7534
5914 | Erie Boulevard Hydropower LP | 2548 | Browns Falls | IPP Non-CHP | NY | 1 | 8 | 7.9 | Conventional Hydroelectric | WAT | HY | 1 | 1923 |  |  | (OP) Operating | [6 empty] | St Lawrence | 44.2114 | -75.0594
5914 | Erie Boulevard Hydropower LP | 2548 | Browns Falls | IPP Non-CHP | NY | 2 | 8 | 7.9 | Conventional Hydroelectric | WAT | HY | 1 | 1923 |  |  | (OP) Operating | [6 empty] | St Lawrence | 44.2114 | -75.0594
5914 | Erie Boulevard Hydropower LP | 2550 | Chasm | IPP Non-CHP | NY | 1 | 1 | 0.5 | Conventional Hydroelectric | WAT | HY | 1 | 1913 |  |  | (OP) Operating | [6 empty] | Franklin | 44.7533 | -74.2169
5914 | Erie Boulevard Hydropower LP | 2550 | Chasm | IPP Non-CHP | NY | 2 | 1 | 0.5 | Conventional Hydroelectric | WAT | HY | 1 | 1913 |  |  | (OP) Operating | [6 empty] | Franklin | 44.7533 | -74.2169
5914 | Erie Boulevard Hydropower LP | 2550 | Chasm | IPP Non-CHP | NY | 3 | 1 | 0.6 | Conventional Hydroelectric | WAT | HY | 1 | 1926 |  |  | (OP) Operating | [6 empty] | Franklin | 44.7533 | -74.2169
5914 | Erie Boulevard Hydropower LP | 2551 | Colton | IPP Non-CHP | NY | 1 | 11 | 9.9 | Conventional Hydroelectric | WAT | HY | 1 | 1918 |  |  | (OP) Operating | [6 empty] | St Lawrence | 44.5839 | -74.9583
5914 | Erie Boulevard Hydropower LP | 2551 | Colton | IPP Non-CHP | NY | 2 | 12 | 10.3 | Conventional Hydroelectric | WAT | HY | 1 | 1918 |  |  | (OP) Operating | [6 empty] | St Lawrence | 44.5839 | -74.9583
5914 | Erie Boulevard Hydropower LP | 2551 | Colton | IPP Non-CHP | NY | 3 | 13 | 9.5 | Conventional Hydroelectric | WAT | HY | 1 | 1928 |  |  | (OP) Operating | [6 empty] | St Lawrence | 44.5839 | -74.9583
5914 | Erie Boulevard Hydropower LP | 2552 | Deferiet | IPP Non-CHP | NY | 1 | 4 | 3.6 | Conventional Hydroelectric | WAT | HY | 1 | 1925 |  |  | (OP) Operating | [6 empty] | Jefferson | 44.0381 | -75.6806
5914 | Erie Boulevard Hydropower LP | 2552 | Deferiet | IPP Non-CHP | NY | 2 | 4 | 3.6 | Conventional Hydroelectric | WAT | HY | 1 | 1925 |  |  | (OP) Operating | [6 empty] | Jefferson | 44.0381 | -75.6806
5914 | Erie Boulevard Hydropower LP | 2552 | Deferiet | IPP Non-CHP | NY | 3 | 4 | 3.6 | Conventional Hydroelectric | WAT | HY | 1 | 1925 |  |  | (OP) Operating | [6 empty] | Jefferson | 44.0381 | -75.6806
13579 | Dunkirk Power LLC | 2554 | Dunkirk Generating Plant | IPP Non-CHP | NY | 1 | 96 | 75 | Conventional Steam Coal | SUB | ST | 11 | 1950 |  |  | (OS) Out of service and NOT expected to return to service in next calendar year | [6 empty] | Chautauqua | 42.4915 | -79.3466
13579 | Dunkirk Power LLC | 2554 | Dunkirk Generating Plant | IPP Non-CHP | NY | 2 | 96 | 75 | Conventional Steam Coal | SUB | ST | 12 | 1950 |  |  | (OP) Operating | [6 empty] | Chautauqua | 42.4915 | -79.3466
13579 | Dunkirk Power LLC | 2554 | Dunkirk Generating Plant | IPP Non-CHP | NY | 3 | 217.6 | 185 | Conventional Steam Coal | SUB | ST | 9 | 1959 |  |  | (OS) Out of service and NOT expected to return to service in next calendar year | [6 empty] | Chautauqua | 42.4915 | -79.3466
13579 | Dunkirk Power LLC | 2554 | Dunkirk Generating Plant | IPP Non-CHP | NY | ST4 | 217.6 | 185 | Conventional Steam Coal | SUB | ST | 8 | 1960 |  |  | (OS) Out of service and NOT expected to return to service in next calendar year | [6 empty] | Chautauqua | 42.4915 | -79.3466
5914 | Erie Boulevard Hydropower LP | 2555 | Eagle | IPP Non-CHP | NY | 1 | 2 | 1.4 | Conventional Hydroelectric | WAT | HY | 1 | 1914 |  |  | (OP) Operating | [6 empty] | Lewis | 43.9097 | -75.2008
5914 | Erie Boulevard Hydropower LP | 2555 | Eagle | IPP Non-CHP | NY | 2 | 1 | 1.2 | Conventional Hydroelectric | WAT | HY | 1 | 1915 |  |  | (OP) Operating | [6 empty] | Lewis | 43.9097 | -75.2008
5914 | Erie Boulevard Hydropower LP | 2555 | Eagle | IPP Non-CHP | NY | 3 | 1 | 1.2 | Conventional Hydroelectric | WAT | HY | 1 | 1919 |  |  | (OP) Operating | [6 empty] | Lewis | 43.9097 | -75.2008
5914 | Erie Boulevard Hydropower LP | 2555 | Eagle | IPP Non-CHP | NY | 4 | 2 | 2 | Conventional Hydroelectric | WAT | HY | 1 | 1925 |  |  | (OP) Operating | [6 empty] | Lewis | 43.9097 | -75.2008
5914 | Erie Boulevard Hydropower LP | 2556 | Eel Weir | IPP Non-CHP | NY | 1 | 0.5 | 0.4 | Conventional Hydroelectric | WAT | HY | 1 | 1928 |  |  | (OP) Operating | [6 empty] | St Lawrence | 44.6384 | -75.4905
5914 | Erie Boulevard Hydropower LP | 2556 | Eel Weir | IPP Non-CHP | NY | 2 | 1 | 0.8 | Conventional Hydroelectric | WAT | HY | 1 | 1928 |  |  | (OP) Operating | [6 empty] | St Lawrence | 44.6384 | -75.4905
5914 | Erie Boulevard Hydropower LP | 2556 | Eel Weir | IPP Non-CHP | NY | 3 | 1 | 0.8 | Conventional Hydroelectric | WAT | HY | 1 | 1928 |  |  | (OP) Operating | [6 empty] | St Lawrence | 44.6384 | -75.4905
5914 | Erie Boulevard Hydropower LP | 2557 | Effley | IPP Non-CHP | NY | 1 | 0.4 | 0.4 | Conventional Hydroelectric | WAT | HY | 1 | 1902 |  |  | (OP) Operating | [6 empty] | Lewis | 43.9228 | -75.2779
5914 | Erie Boulevard Hydropower LP | 2557 | Effley | IPP Non-CHP | NY | 2 | 0.4 | 0.4 | Conventional Hydroelectric | WAT | HY | 1 | 1907 |  |  | (OP) Operating | [6 empty] | Lewis | 43.9228 | -75.2779
5914 | Erie Boulevard Hydropower LP | 2557 | Effley | IPP Non-CHP | NY | 3 | 0.6 | 0.4 | Conventional Hydroelectric | WAT | HY | 1 | 1910 |  |  | (OP) Operating | [6 empty] | Lewis | 43.9228 | -75.2779
5914 | Erie Boulevard Hydropower LP | 2557 | Effley | IPP Non-CHP | NY | 4 | 1.6 | 1.7 | Conventional Hydroelectric | WAT | HY | 1 | 1923 |  |  | (OP) Operating | [6 empty] | Lewis | 43.9228 | -75.2779
5914 | Erie Boulevard Hydropower LP | 2559 | Elmer | IPP Non-CHP | NY | 1 | 1 | 1 | Conventional Hydroelectric | WAT | HY | 1 | 1916 |  |  | (OP) Operating | [6 empty] | Lewis | 43.9275 | -75.2883
5914 | Erie Boulevard Hydropower LP | 2559 | Elmer | IPP Non-CHP | NY | 2 | 1 | 1 | Conventional Hydroelectric | WAT | HY | 1 | 1916 |  |  | (OP) Operating | [6 empty] | Lewis | 43.9275 | -75.2883
5914 | Erie Boulevard Hydropower LP | 2560 | Ephratah | IPP Non-CHP | NY | 1 | 1 | 0.9 | Conventional Hydroelectric | WAT | HY | 1 | 1920 |  |  | (OP) Operating | [6 empty] | Fulton | 43.0092 | -74.5372
5914 | Erie Boulevard Hydropower LP | 2560 | Ephratah | IPP Non-CHP | NY | 2 | 1 | 0.9 | Conventional Hydroelectric | WAT | HY | 1 | 1911 |  |  | (OP) Operating | [6 empty] | Fulton | 43.0092 | -74.5372
5914 | Erie Boulevard Hydropower LP | 2560 | Ephratah | IPP Non-CHP | NY | 3 | 1 | 0.9 | Conventional Hydroelectric | WAT | HY | 1 | 1911 |  |  | (OP) Operating | [6 empty] | Fulton | 43.0092 | -74.5372
5914 | Erie Boulevard Hydropower LP | 2560 | Ephratah | IPP Non-CHP | NY | 4 | 1 | 1 | Conventional Hydroelectric | WAT | HY | 1 | 1911 |  |  | (OP) Operating | [6 empty] | Fulton | 43.0092 | -74.5372
5914 | Erie Boulevard Hydropower LP | 2561 | East Norfolk | IPP Non-CHP | NY | 1 | 4 | 4.1 | Conventional Hydroelectric | WAT | HY | 1 | 1928 |  |  | (OP) Operating | [6 empty] | St Lawrence | 44.7989 | -74.9856
5914 | Erie Boulevard Hydropower LP | 2562 | Five Falls | IPP Non-CHP | NY | 1 | 24 | 22.4 | Conventional Hydroelectric | WAT | HY | 1 | 1955 |  |  | (OP) Operating | [6 empty] | St Lawrence | 44.5275 | -74.8492
5914 | Erie Boulevard Hydropower LP | 2563 | Flat Rock | IPP Non-CHP | NY | 1 | 2 | 2.4 | Conventional Hydroelectric | WAT | HY | 1 | 1924 |  |  | (OP) Operating | [6 empty] | St Lawrence | 44.2217 | -75.0742
5914 | Erie Boulevard Hydropower LP | 2563 | Flat Rock | IPP Non-CHP | NY | 2 | 3 | 2.8 | Conventional Hydroelectric | WAT | HY | 1 | 1924 |  |  | (OP) Operating | [6 empty] | St Lawrence | 44.2217 | -75.0742
5914 | Erie Boulevard Hydropower LP | 2564 | Franklin (NY) | IPP Non-CHP | NY | 1 | 1 | 0.9 | Conventional Hydroelectric | WAT | HY | 1 | 1911 |  |  | (OP) Operating | [6 empty] | Franklin | 44.4372 | -73.9725
5914 | Erie Boulevard Hydropower LP | 2564 | Franklin (NY) | IPP Non-CHP | NY | 2 | 1 | 1.1 | Conventional Hydroelectric | WAT | HY | 1 | 1926 |  |  | (OP) Operating | [6 empty] | Franklin | 44.4372 | -73.9725
5914 | Erie Boulevard Hydropower LP | 2566 | Fulton Hydro | IPP Non-CHP | NY | 1 | 0.8 | 0.1 | Conventional Hydroelectric | WAT | HY | 1 | 1924 |  |  | (OS) Out of service and NOT expected to return to service in next calendar year | [6 empty] | Oswego | 43.3241 | -76.419
5914 | Erie Boulevard Hydropower LP | 2566 | Fulton Hydro | IPP Non-CHP | NY | 2 | 0.5 | 0.1 | Conventional Hydroelectric | WAT | HY | 1 | 1928 |  |  | (OS) Out of service and NOT expected to return to service in next calendar year | [6 empty] | Oswego | 43.3241 | -76.419
5914 | Erie Boulevard Hydropower LP | 2568 | Glenwood Hydro | IPP Non-CHP | NY | 1 | 0.5 | 0.5 | Conventional Hydroelectric | WAT | HY | 1 | 1950 |  |  | (OP) Operating | [6 empty] | Orleans | 43.2358 | -78.3906
5914 | Erie Boulevard Hydropower LP | 2568 | Glenwood Hydro | IPP Non-CHP | NY | 2 | 0.5 | 0.5 | Conventional Hydroelectric | WAT | HY | 1 | 1950 |  |  | (OP) Operating | [6 empty] | Orleans | 43.2358 | -78.3906
5914 | Erie Boulevard Hydropower LP | 2568 | Glenwood Hydro | IPP Non-CHP | NY | 3 | 0.5 | 0.5 | Conventional Hydroelectric | WAT | HY | 1 | 1950 |  |  | (OP) Operating | [6 empty] | Orleans | 43.2358 | -78.3906
5914 | Erie Boulevard Hydropower LP | 2569 | Granby | IPP Non-CHP | NY | 1 | 5 | 5.1 | Conventional Hydroelectric | WAT | HY | 1 | 1983 |  |  | (OP) Operating | [6 empty] | Oswego | 43.3234 | -76.4208
5914 | Erie Boulevard Hydropower LP | 2569 | Granby | IPP Non-CHP | NY | 2 | 5 | 5.1 | Conventional Hydroelectric | WAT | HY | 1 | 1983 |  |  | (OP) Operating | [6 empty] | Oswego | 43.3234 | -76.4208
5914 | Erie Boulevard Hydropower LP | 2571 | Hannawa | IPP Non-CHP | NY | 1 | 4 | 3.6 | Conventional Hydroelectric | WAT | HY | 1 | 1914 |  |  | (OP) Operating | [6 empty] | St Lawrence | 44.6192 | -74.9733
5914 | Erie Boulevard Hydropower LP | 2571 | Hannawa | IPP Non-CHP | NY | 2 | 4 | 3.9 | Conventional Hydroelectric | WAT | HY | 1 | 1920 |  |  | (OP) Operating | [6 empty] | St Lawrence | 44.6192 | -74.9733
5914 | Erie Boulevard Hydropower LP | 2572 | Herrings | IPP Non-CHP | NY | 1 | 1.8 | 1.5 | Conventional Hydroelectric | WAT | HY | 1 | 1924 |  |  | (OP) Operating | [6 empty] | Jefferson | 44.0217 | -75.6511
5914 | Erie Boulevard Hydropower LP | 2572 | Herrings | IPP Non-CHP | NY | 2 | 1.8 | 1.5 | Conventional Hydroelectric | WAT | HY | 1 | 1924 |  |  | (OP) Operating | [6 empty] | Jefferson | 44.0217 | -75.6511
5914 | Erie Boulevard Hydropower LP | 2572 | Herrings | IPP Non-CHP | NY | 3 | 1.8 | 1.5 | Conventional Hydroelectric | WAT | HY | 1 | 1924 |  |  | (OP) Operating | [6 empty] | Jefferson | 44.0217 | -75.6511
5914 | Erie Boulevard Hydropower LP | 2573 | Heuvelton | IPP Non-CHP | NY | 1 | 0.5 | 0.4 | Conventional Hydroelectric | WAT | HY | 1 | 1924 |  |  | (OP) Operating | [6 empty] | St Lawrence | 44.6172 | -75.4042
5914 | Erie Boulevard Hydropower LP | 2573 | Heuvelton | IPP Non-CHP | NY | 2 | 0.5 | 0.4 | Conventional Hydroelectric | WAT | HY | 1 | 1924 |  |  | (OP) Operating | [6 empty] | St Lawrence | 44.6172 | -75.4042
14240 | Oswego City of | 2574 | High Dam | Electric Utility | NY | 1 | 2.8 | 2.2 | Conventional Hydroelectric | WAT | HY | 8 | 1928 |  |  | (OP) Operating | [6 empty] | Oswego | 43.4436 | -76.4961
14240 | Oswego City of | 2574 | High Dam | Electric Utility | NY | 2 | 2.8 | 2.2 | Conventional Hydroelectric | WAT | HY | 8 | 1928 |  |  | (OP) Operating | [6 empty] | Oswego | 43.4436 | -76.4961
14240 | Oswego City of | 2574 | High Dam | Electric Utility | NY | 3 | 2.8 | 2.2 | Conventional Hydroelectric | WAT | HY | 8 | 1928 |  |  | (OP) Operating | [6 empty] | Oswego | 43.4436 | -76.4961
14240 | Oswego City of | 2574 | High Dam | Electric Utility | NY | 4 | 3.5 | 2.2 | Conventional Hydroelectric | WAT | HY | 8 | 1949 |  |  | (OP) Operating | [6 empty] | Oswego | 43.4436 | -76.4961
5914 | Erie Boulevard Hydropower LP | 2575 | High Falls - Croghan NY | IPP Non-CHP | NY | 1 | 2 | 1.8 | Conventional Hydroelectric | WAT | HY | 1 | 1925 |  |  | (OP) Operating | [6 empty] | Lewis | 43.9247 | -75.3731
5914 | Erie Boulevard Hydropower LP | 2575 | High Falls - Croghan NY | IPP Non-CHP | NY | 2 | 2 | 1.8 | Conventional Hydroelectric | WAT | HY | 7 | 1925 |  |  | (OP) Operating | [6 empty] | Lewis | 43.9247 | -75.3731
5914 | Erie Boulevard Hydropower LP | 2575 | High Falls - Croghan NY | IPP Non-CHP | NY | 3 | 2 | 1.8 | Conventional Hydroelectric | WAT | HY | 7 | 1925 |  |  | (OP) Operating | [6 empty] | Lewis | 43.9247 | -75.3731
5914 | Erie Boulevard Hydropower LP | 2576 | Higley | IPP Non-CHP | NY | 1N | 1.5 | 1.5 | Conventional Hydroelectric | WAT | HY | 9 | 2003 |  |  | (OP) Operating | [6 empty] | St Lawrence | 44.5306 | -74.9331
5914 | Erie Boulevard Hydropower LP | 2576 | Higley | IPP Non-CHP | NY | 2N | 1.5 | 1.6 | Conventional Hydroelectric | WAT | HY | 9 | 2003 |  |  | (OP) Operating | [6 empty] | St Lawrence | 44.5306 | -74.9331
5914 | Erie Boulevard Hydropower LP | 2576 | Higley | IPP Non-CHP | NY | 3N | 1.5 | 1.6 | Conventional Hydroelectric | WAT | HY | 9 | 2003 |  |  | (OP) Operating | [6 empty] | St Lawrence | 44.5306 | -74.9331
5914 | Erie Boulevard Hydropower LP | 2576 | Higley | IPP Non-CHP | NY | 4N | 1.5 | 1.6 | Conventional Hydroelectric | WAT | HY | 9 | 2003 |  |  | (OP) Operating | [6 empty] | St Lawrence | 44.5306 | -74.9331
5914 | Erie Boulevard Hydropower LP | 2578 | Hydraulic Race | IPP Non-CHP | NY | 1 | 3 | 2.8 | Conventional Hydroelectric | WAT | HY | 1 | 1942 |  |  | (OP) Operating | [6 empty] | Niagara | 43.1709 | -78.6916
5914 | Erie Boulevard Hydropower LP | 2579 | Inghams | IPP Non-CHP | NY | 1 | 3 | 2.8 | Conventional Hydroelectric | WAT | HY | 1 | 1912 |  |  | (OP) Operating | [6 empty] | Fulton | 43.061 | -74.7643
5914 | Erie Boulevard Hydropower LP | 2579 | Inghams | IPP Non-CHP | NY | 2 | 3 | 3.4 | Conventional Hydroelectric | WAT | HY | 1 | 1912 |  |  | (OP) Operating | [6 empty] | Fulton | 43.061 | -74.7643
5914 | Erie Boulevard Hydropower LP | 2580 | Johnsonville Dam | IPP Non-CHP | NY | 1 | 2 | 1.1 | Conventional Hydroelectric | WAT | HY | 1 | 1909 |  |  | (OP) Operating | [6 empty] | Rensselaer | 42.9204 | -73.5089
5914 | Erie Boulevard Hydropower LP | 2580 | Johnsonville Dam | IPP Non-CHP | NY | 2 | 2 | 1.4 | Conventional Hydroelectric | WAT | HY | 1 | 1909 |  |  | (OP) Operating | [6 empty] | Rensselaer | 42.9204 | -73.5089
5914 | Erie Boulevard Hydropower LP | 2581 | Kamargo | IPP Non-CHP | NY | 1 | 2 | 1.3 | Conventional Hydroelectric | WAT | HY | 1 | 1921 |  |  | (OP) Operating | [6 empty] | Jefferson | 44.0117 | -75.7967
5914 | Erie Boulevard Hydropower LP | 2581 | Kamargo | IPP Non-CHP | NY | 2 | 2 | 1.3 | Conventional Hydroelectric | WAT | HY | 1 | 1921 |  |  | (OP) Operating | [6 empty] | Jefferson | 44.0117 | -75.7967
5914 | Erie Boulevard Hydropower LP | 2581 | Kamargo | IPP Non-CHP | NY | 3 | 2 | 1.3 | Conventional Hydroelectric | WAT | HY | 1 | 1921 |  |  | (OP) Operating | [6 empty] | Jefferson | 44.0117 | -75.7967
5914 | Erie Boulevard Hydropower LP | 2582 | Lighthouse Hill | IPP Non-CHP | NY | 1 | 4 | 4 | Conventional Hydroelectric | WAT | HY | 1 | 1930 |  |  | (OP) Operating | [6 empty] | Oswego | 43.5241 | -75.9703
5914 | Erie Boulevard Hydropower LP | 2582 | Lighthouse Hill | IPP Non-CHP | NY | 2 | 4 | 3.6 | Conventional Hydroelectric | WAT | HY | 1 | 1930 |  |  | (OP) Operating | [6 empty] | Oswego | 43.5241 | -75.9703
5914 | Erie Boulevard Hydropower LP | 2583 | Macomb | IPP Non-CHP | NY | 1 | 1 | 0.8 | Conventional Hydroelectric | WAT | HY | 1 | 1940 |  |  | (OP) Operating | [6 empty] | Franklin | 44.8773 | -74.3063
5914 | Erie Boulevard Hydropower LP | 2586 | Minetto | IPP Non-CHP | NY | 1 | 2 | 1.4 | Conventional Hydroelectric | WAT | HY | 1 | 1915 |  |  | (OP) Operating | [6 empty] | Oswego | 43.4003 | -76.4739
5914 | Erie Boulevard Hydropower LP | 2586 | Minetto | IPP Non-CHP | NY | 2 | 2 | 1.4 | Conventional Hydroelectric | WAT | HY | 1 | 1915 |  |  | (OP) Operating | [6 empty] | Oswego | 43.4003 | -76.4739
5914 | Erie Boulevard Hydropower LP | 2586 | Minetto | IPP Non-CHP | NY | 3 | 2 | 1.4 | Conventional Hydroelectric | WAT | HY | 1 | 1915 |  |  | (OP) Operating | [6 empty] | Oswego | 43.4003 | -76.4739
5914 | Erie Boulevard Hydropower LP | 2586 | Minetto | IPP Non-CHP | NY | 4 | 2 | 1.4 | Conventional Hydroelectric | WAT | HY | 1 | 1915 |  |  | (OP) Operating | [6 empty] | Oswego | 43.4003 | -76.4739
5914 | Erie Boulevard Hydropower LP | 2586 | Minetto | IPP Non-CHP | NY | 5 | 2 | 1.4 | Conventional Hydroelectric | WAT | HY | 1 | 1915 |  |  | (OP) Operating | [6 empty] | Oswego | 43.4003 | -76.4739
5914 | Erie Boulevard Hydropower LP | 2588 | Moshier | IPP Non-CHP | NY | 1 | 4 | 4 | Conventional Hydroelectric | WAT | HY | 1 | 1929 |  |  | (OP) Operating | [6 empty] | Herkimer | 43.8719 | -75.1364
5914 | Erie Boulevard Hydropower LP | 2588 | Moshier | IPP Non-CHP | NY | 2 | 4 | 4 | Conventional Hydroelectric | WAT | HY | 1 | 1929 |  |  | (OP) Operating | [6 empty] | Herkimer | 43.8719 | -75.1364
55951 | Exelon Nuclear | 2589 | Nine Mile Point Nuclear Station | IPP Non-CHP | NY | 1 | 641.8 | 637 | Nuclear | NUC | ST | 12 | 1969 |  |  | (OP) Operating | [6 empty] | Oswego | 43.5211 | -76.41
55951 | Exelon Nuclear | 2589 | Nine Mile Point Nuclear Station | IPP Non-CHP | NY | 2 | 1259.3 | 1287 | Nuclear | NUC | ST | 7 | 1987 |  |  | (OP) Operating | [6 empty] | Oswego | 43.5211 | -76.41
5914 | Erie Boulevard Hydropower LP | 2590 | Norfolk | IPP Non-CHP | NY | 1 | 5 | 5.1 | Conventional Hydroelectric | WAT | HY | 1 | 1928 |  |  | (OP) Operating | [6 empty] | St Lawrence | 44.8053 | -74.9975
5914 | Erie Boulevard Hydropower LP | 2591 | Norwood | IPP Non-CHP | NY | 1 | 2 | 2.2 | Conventional Hydroelectric | WAT | HY | 1 | 1928 |  |  | (OP) Operating | [6 empty] | St Lawrence | 44.7439 | -75.0042
13923 | NRG Oswego Harbor Power Operations Inc | 2594 | Oswego Harbor Power | IPP Non-CHP | NY | ST5 | 901.8 | 819.3 | Petroleum Liquids | RFO | ST | 6 | 1975 |  |  | (OP) Operating | [6 empty] | Oswego | 43.4586 | -76.5319
13923 | NRG Oswego Harbor Power Operations Inc | 2594 | Oswego Harbor Power | IPP Non-CHP | NY | ST6 | 901.8 | 823.5 | Petroleum Liquids | RFO | ST | 12 | 1979 |  |  | (OP) Operating | [6 empty] | Oswego | 43.4586 | -76.5319
5914 | Erie Boulevard Hydropower LP | 2595 | Oswego Falls East | IPP Non-CHP | NY | 1 | 2 | 1.4 | Conventional Hydroelectric | WAT | HY | 1 | 1914 |  |  | (OP) Operating | [6 empty] | Oswego | 43.3161 | -76.4153
5914 | Erie Boulevard Hydropower LP | 2595 | Oswego Falls East | IPP Non-CHP | NY | 2 | 2 | 1.4 | Conventional Hydroelectric | WAT | HY | 1 | 1914 |  |  | (OP) Operating | [6 empty] | Oswego | 43.3161 | -76.4153
5914 | Erie Boulevard Hydropower LP | 2595 | Oswego Falls East | IPP Non-CHP | NY | 3 | 2 | 1.4 | Conventional Hydroelectric | WAT | HY | 1 | 1914 |  |  | (OP) Operating | [6 empty] | Oswego | 43.3161 | -76.4153
5914 | Erie Boulevard Hydropower LP | 2596 | Oswego Falls West | IPP Non-CHP | NY | 4 | 1 | 0.9 | Conventional Hydroelectric | WAT | HY | 1 | 1914 |  |  | (OP) Operating | [6 empty] | Oswego | 43.3156 | -76.4172
5914 | Erie Boulevard Hydropower LP | 2596 | Oswego Falls West | IPP Non-CHP | NY | 5 | 1 | 0.9 | Conventional Hydroelectric | WAT | HY | 1 | 1914 |  |  | (OP) Operating | [6 empty] | Oswego | 43.3156 | -76.4172
5914 | Erie Boulevard Hydropower LP | 2596 | Oswego Falls West | IPP Non-CHP | NY | 6 | 0.5 | 0.4 | Conventional Hydroelectric | WAT | HY | 10 | 2008 |  |  | (OP) Operating | [6 empty] | Oswego | 43.3156 | -76.4172
5914 | Erie Boulevard Hydropower LP | 2596 | Oswego Falls West | IPP Non-CHP | NY | 7 | 0.5 | 0.4 | Conventional Hydroelectric | WAT | HY | 10 | 2008 |  |  | (OP) Operating | [6 empty] | Oswego | 43.3156 | -76.4172
5914 | Erie Boulevard Hydropower LP | 2597 | Parishville | IPP Non-CHP | NY | 1 | 3 | 2.3 | Conventional Hydroelectric | WAT | HY | 1 | 1925 |  |  | (OP) Operating | [6 empty] | St Lawrence | 44.63 | -74.8258
5914 | Erie Boulevard Hydropower LP | 2598 | Piercefield | IPP Non-CHP | NY | 1 | 1.5 | 1.6 | Conventional Hydroelectric | WAT | HY | 1 | 1957 |  |  | (OP) Operating | [6 empty] | St Lawrence | 44.2334 | -74.5662
5914 | Erie Boulevard Hydropower LP | 2598 | Piercefield | IPP Non-CHP | NY | 2 | 0.6 | 0.6 | Conventional Hydroelectric | WAT | HY | 1 | 1924 |  |  | (OP) Operating | [6 empty] | St Lawrence | 44.2334 | -74.5662
5914 | Erie Boulevard Hydropower LP | 2598 | Piercefield | IPP Non-CHP | NY | 3 | 0.6 | 0.6 | Conventional Hydroelectric | WAT | HY | 1 | 1924 |  |  | (OP) Operating | [6 empty] | St Lawrence | 44.2334 | -74.5662
5914 | Erie Boulevard Hydropower LP | 2599 | Prospect | IPP Non-CHP | NY | 1 | 19 | 18.3 | Conventional Hydroelectric | WAT | HY | 1 | 1959 |  |  | (OP) Operating | [6 empty] | Oneida | 43.2919 | -75.1477
5914 | Erie Boulevard Hydropower LP | 2600 | Rainbow Falls Hydro | IPP Non-CHP | NY | 1 | 25 | 24 | Conventional Hydroelectric | WAT | HY | 1 | 1956 |  |  | (OP) Operating | [6 empty] | St Lawrence | 44.5178 | -74.8228
5914 | Erie Boulevard Hydropower LP | 2601 | Raymondville | IPP Non-CHP | NY | 1 | 2 | 2.3 | Conventional Hydroelectric | WAT | HY | 1 | 1928 |  |  | (OP) Operating | [6 empty] | St Lawrence | 44.835 | -74.9803
5914 | Erie Boulevard Hydropower LP | 2604 | South Edwards | IPP Non-CHP | NY | 1 | 1 | 1.2 | Conventional Hydroelectric | WAT | HY | 1 | 1912 |  |  | (OP) Operating | [6 empty] | St Lawrence | 44.2678 | -75.1961
5914 | Erie Boulevard Hydropower LP | 2604 | South Edwards | IPP Non-CHP | NY | 2 | 1 | 1.2 | Conventional Hydroelectric | WAT | HY | 1 | 1912 |  |  | (OP) Operating | [6 empty] | St Lawrence | 44.2678 | -75.1961
5914 | Erie Boulevard Hydropower LP | 2604 | South Edwards | IPP Non-CHP | NY | 3 | 1 | 0.8 | Conventional Hydroelectric | WAT | HY | 1 | 1921 |  |  | (OP) Operating | [6 empty] | St Lawrence | 44.2678 | -75.1961
5914 | Erie Boulevard Hydropower LP | 2604 | South Edwards | IPP Non-CHP | NY | 4 | 1 | 0.2 | Conventional Hydroelectric | WAT | HY | 1 | 1994 |  |  | (OP) Operating | [6 empty] | St Lawrence | 44.2678 | -75.1961
5914 | Erie Boulevard Hydropower LP | 2605 | School Street | IPP Non-CHP | NY | 1 | 8 | 7.5 | Conventional Hydroelectric | WAT | HY | 1 | 1915 |  |  | (OP) Operating | [6 empty] | Albany | 42.785 | -73.708
5914 | Erie Boulevard Hydropower LP | 2605 | School Street | IPP Non-CHP | NY | 2 | 7 | 5.9 | Conventional Hydroelectric | WAT | HY | 1 | 1915 |  |  | (OP) Operating | [6 empty] | Albany | 42.785 | -73.708
5914 | Erie Boulevard Hydropower LP | 2605 | School Street | IPP Non-CHP | NY | 3 | 7 | 6.1 | Conventional Hydroelectric | WAT | HY | 1 | 1915 |  |  | (OP) Operating | [6 empty] | Albany | 42.785 | -73.708
5914 | Erie Boulevard Hydropower LP | 2605 | School Street | IPP Non-CHP | NY | 4 | 7 | 6.6 | Conventional Hydroelectric | WAT | HY | 1 | 1922 |  |  | (OP) Operating | [6 empty] | Albany | 42.785 | -73.708
5914 | Erie Boulevard Hydropower LP | 2605 | School Street | IPP Non-CHP | NY | 5 | 13 | 10.8 | Conventional Hydroelectric | WAT | HY | 1 | 1924 |  |  | (OP) Operating | [6 empty] | Albany | 42.785 | -73.708
5914 | Erie Boulevard Hydropower LP | 2606 | Schaghticoke | IPP Non-CHP | NY | 1 | 4 | 4 | Conventional Hydroelectric | WAT | HY | 1 | 1908 |  |  | (OP) Operating | [6 empty] | Rensselaer | 42.8992 | -73.5989
5914 | Erie Boulevard Hydropower LP | 2606 | Schaghticoke | IPP Non-CHP | NY | 2 | 4 | 4.1 | Conventional Hydroelectric | WAT | HY | 1 | 1908 |  |  | (OP) Operating | [6 empty] | Rensselaer | 42.8992 | -73.5989
5914 | Erie Boulevard Hydropower LP | 2606 | Schaghticoke | IPP Non-CHP | NY | 3 | 4 | 3.8 | Conventional Hydroelectric | WAT | HY | 1 | 1908 |  |  | (OP) Operating | [6 empty] | Rensselaer | 42.8992 | -73.5989
5914 | Erie Boulevard Hydropower LP | 2606 | Schaghticoke | IPP Non-CHP | NY | 4 | 4 | 4 | Conventional Hydroelectric | WAT | HY | 1 | 1908 |  |  | (OP) Operating | [6 empty] | Rensselaer | 42.8992 | -73.5989
5914 | Erie Boulevard Hydropower LP | 2607 | Schuylerville | IPP Non-CHP | NY | 1 | 2 | 1.5 | Conventional Hydroelectric | WAT | HY | 1 | 1919 |  |  | (OP) Operating | [6 empty] | Saratoga | 43.0968 | -73.5821
5914 | Erie Boulevard Hydropower LP | 2608 | Sewalls | IPP Non-CHP | NY | 1 | 1 | 1.1 | Conventional Hydroelectric | WAT | HY | 1 | 1925 |  |  | (OP) Operating | [6 empty] | Jefferson | 43.9775 | -75.8942
5914 | Erie Boulevard Hydropower LP | 2608 | Sewalls | IPP Non-CHP | NY | 2 | 1 | 1.1 | Conventional Hydroelectric | WAT | HY | 1 | 1925 |  |  | (OP) Operating | [6 empty] | Jefferson | 43.9775 | -75.8942
5914 | Erie Boulevard Hydropower LP | 2609 | Sherman Island | IPP Non-CHP | NY | 1 | 7 | 6.7 | Conventional Hydroelectric | WAT | HY | 4 | 2009 |  |  | (OP) Operating | [6 empty] | Saratoga | 43.2797 | -73.7094
5914 | Erie Boulevard Hydropower LP | 2609 | Sherman Island | IPP Non-CHP | NY | 2 | 7 | 7 | Conventional Hydroelectric | WAT | HY | 1 | 1923 |  |  | (OP) Operating | [6 empty] | Saratoga | 43.2797 | -73.7094
5914 | Erie Boulevard Hydropower LP | 2609 | Sherman Island | IPP Non-CHP | NY | 3 | 7 | 7 | Conventional Hydroelectric | WAT | HY | 1 | 1923 |  |  | (OP) Operating | [6 empty] | Saratoga | 43.2797 | -73.7094
5914 | Erie Boulevard Hydropower LP | 2609 | Sherman Island | IPP Non-CHP | NY | 4 | 7 | 7.2 | Conventional Hydroelectric | WAT | HY | 1 | 1923 |  |  | (OP) Operating | [6 empty] | Saratoga | 43.2797 | -73.7094
5914 | Erie Boulevard Hydropower LP | 2609 | Sherman Island | IPP Non-CHP | NY | 5 | 7 | 7.7 | Conventional Hydroelectric | WAT | HY | 1 | 1923 |  |  | (OP) Operating | [6 empty] | Saratoga | 43.2797 | -73.7094
5914 | Erie Boulevard Hydropower LP | 2609 | Sherman Island | IPP Non-CHP | NY | 6 | 1.3 | 1.3 | Conventional Hydroelectric | WAT | HY | 2 | 2009 |  |  | (OP) Operating | [6 empty] | Saratoga | 43.2797 | -73.7094
5914 | Erie Boulevard Hydropower LP | 2610 | Soft Maple | IPP Non-CHP | NY | 1 | 8 | 7.2 | Conventional Hydroelectric | WAT | HY | 1 | 1925 |  |  | (OP) Operating | [6 empty] | Lewis | 43.9206 | -75.2433
5914 | Erie Boulevard Hydropower LP | 2610 | Soft Maple | IPP Non-CHP | NY | 2 | 8 | 7.2 | Conventional Hydroelectric | WAT | HY | 1 | 1925 |  |  | (OP) Operating | [6 empty] | Lewis | 43.9206 | -75.2433
5914 | Erie Boulevard Hydropower LP | 2611 | South Colton | IPP Non-CHP | NY | 1 | 21 | 19.8 | Conventional Hydroelectric | WAT | HY | 1 | 1954 |  |  | (OP) Operating | [6 empty] | St Lawrence | 44.5133 | -74.8831
5914 | Erie Boulevard Hydropower LP | 2612 | Spier Falls | IPP Non-CHP | NY | 8 | 9 | 8.5 | Conventional Hydroelectric | WAT | HY | 1 | 1924 |  |  | (OP) Operating | [6 empty] | Saratoga | 43.2339 | -73.7556
5914 | Erie Boulevard Hydropower LP | 2612 | Spier Falls | IPP Non-CHP | NY | 9 | 47 | 46 | Conventional Hydroelectric | WAT | HY | 1 | 1930 |  |  | (OP) Operating | [6 empty] | Saratoga | 43.2339 | -73.7556
5914 | Erie Boulevard Hydropower LP | 2613 | Stark | IPP Non-CHP | NY | 1 | 26 | 23.3 | Conventional Hydroelectric | WAT | HY | 1 | 1957 |  |  | (OP) Operating | [6 empty] | St Lawrence | 44.4553 | -74.7614
5914 | Erie Boulevard Hydropower LP | 2614 | Stewarts Bridge | IPP Non-CHP | NY | 1 | 36 | 37.5 | Conventional Hydroelectric | WAT | HY | 1 | 1952 |  |  | (OP) Operating | [6 empty] | Saratoga | 43.2978 | -73.8853
5914 | Erie Boulevard Hydropower LP | 2614 | Stewarts Bridge | IPP Non-CHP | NY | 2 | 2.5 | 2.5 | Conventional Hydroelectric | WAT | HY | 6 | 2013 |  |  | (OP) Operating | [6 empty] | Saratoga | 43.2978 | -73.8853
5914 | Erie Boulevard Hydropower LP | 2616 | Sugar Island | IPP Non-CHP | NY | 1 | 2 | 2.1 | Conventional Hydroelectric | WAT | HY | 1 | 1924 |  |  | (OP) Operating | [6 empty] | St Lawrence | 44.6422 | -74.9765
5914 | Erie Boulevard Hydropower LP | 2616 | Sugar Island | IPP Non-CHP | NY | 2 | 2 | 2 | Conventional Hydroelectric | WAT | HY | 1 | 1924 |  |  | (OP) Operating | [6 empty] | St Lawrence | 44.6422 | -74.9765
5914 | Erie Boulevard Hydropower LP | 2617 | Taylorville | IPP Non-CHP | NY | 1 | 1 | 1.1 | Conventional Hydroelectric | WAT | HY | 1 | 1913 |  |  | (OP) Operating | [6 empty] | Lewis | 43.927 | -75.3219
5914 | Erie Boulevard Hydropower LP | 2617 | Taylorville | IPP Non-CHP | NY | 2 | 1 | 0.9 | Conventional Hydroelectric | WAT | HY | 1 | 1913 |  |  | (OP) Operating | [6 empty] | Lewis | 43.927 | -75.3219
5914 | Erie Boulevard Hydropower LP | 2617 | Taylorville | IPP Non-CHP | NY | 3 | 1 | 1.1 | Conventional Hydroelectric | WAT | HY | 1 | 1913 |  |  | (OP) Operating | [6 empty] | Lewis | 43.927 | -75.3219
5914 | Erie Boulevard Hydropower LP | 2617 | Taylorville | IPP Non-CHP | NY | 4 | 1 | 1.3 | Conventional Hydroelectric | WAT | HY | 1 | 1927 |  |  | (OP) Operating | [6 empty] | Lewis | 43.927 | -75.3219
5914 | Erie Boulevard Hydropower LP | 2619 | Trenton Falls | IPP Non-CHP | NY | 5 | 6.8 | 8.1 | Conventional Hydroelectric | WAT | HY | 1 | 1919 |  |  | (OP) Operating | [6 empty] | Oneida | 43.2758 | -75.1567
5914 | Erie Boulevard Hydropower LP | 2619 | Trenton Falls | IPP Non-CHP | NY | 6 | 6.4 | 8.1 | Conventional Hydroelectric | WAT | HY | 1 | 1919 |  |  | (OP) Operating | [6 empty] | Oneida | 43.2758 | -75.1567
5914 | Erie Boulevard Hydropower LP | 2619 | Trenton Falls | IPP Non-CHP | NY | 7 | 8.7 | 9.7 | Conventional Hydroelectric | WAT | HY | 1 | 1919 |  |  | (OP) Operating | [6 empty] | Oneida | 43.2758 | -75.1567
5914 | Erie Boulevard Hydropower LP | 2621 | Varick | IPP Non-CHP | NY | 2 | 2 | 1.4 | Conventional Hydroelectric | WAT | HY | 1 | 1926 |  |  | (OP) Operating | [6 empty] | Oswego | 43.4486 | -76.5056
5914 | Erie Boulevard Hydropower LP | 2621 | Varick | IPP Non-CHP | NY | 3 | 2 | 1.4 | Conventional Hydroelectric | WAT | HY | 1 | 1926 |  |  | (OP) Operating | [6 empty] | Oswego | 43.4486 | -76.5056
5914 | Erie Boulevard Hydropower LP | 2621 | Varick | IPP Non-CHP | NY | 4 | 2 | 1.4 | Conventional Hydroelectric | WAT | HY | 1 | 1926 |  |  | (OP) Operating | [6 empty] | Oswego | 43.4486 | -76.5056
5914 | Erie Boulevard Hydropower LP | 2621 | Varick | IPP Non-CHP | NY | 5 | 2 | 1.4 | Conventional Hydroelectric | WAT | HY | 1 | 1926 |  |  | (OP) Operating | [6 empty] | Oswego | 43.4486 | -76.5056
5914 | Erie Boulevard Hydropower LP | 2623 | Waterport | IPP Non-CHP | NY | 1 | 2 | 1.8 | Conventional Hydroelectric | WAT | HY | 1 | 1921 |  |  | (OP) Operating | [6 empty] | Orleans | 43.3272 | -78.2394
5914 | Erie Boulevard Hydropower LP | 2623 | Waterport | IPP Non-CHP | NY | 2 | 2 | 2 | Conventional Hydroelectric | WAT | HY | 1 | 1921 |  |  | (OP) Operating | [6 empty] | Orleans | 43.3272 | -78.2394
5914 | Erie Boulevard Hydropower LP | 2624 | Yaleville | IPP Non-CHP | NY | 1 | 1 | 0.4 | Conventional Hydroelectric | WAT | HY | 1 | 1940 |  |  | (OP) Operating | [6 empty] | St Lawrence | 44.7661 | -74.9997
5914 | Erie Boulevard Hydropower LP | 2624 | Yaleville | IPP Non-CHP | NY | 2 | 1 | 0.2 | Conventional Hydroelectric | WAT | HY | 1 | 1940 |  |  | (OP) Operating | [6 empty] | St Lawrence | 44.7661 | -74.9997
12792 | NRG New York LLC | 2625 | Bowline Point | IPP Non-CHP | NY | 1 | 621 | 575 | Natural Gas Steam Turbine | NG | ST | 9 | 1972 |  |  | (OP) Operating | [6 empty] | Rockland | 41.2044 | -73.9689
12792 | NRG New York LLC | 2625 | Bowline Point | IPP Non-CHP | NY | 2 | 621 | 562 | Natural Gas Steam Turbine | NG | ST | 5 | 1974 |  |  | (OP) Operating | [6 empty] | Rockland | 41.2044 | -73.9689
15296 | New York Power Authority | 2627 | Grahamsville | Electric Utility | NY | GRHM | 18 | 15.5 | Conventional Hydroelectric | WAT | HY | 1 | 1956 |  |  | (OP) Operating | [6 empty] | Sullivan | 41.8592 | -74.5106
56142 | Alliance NYGT, LLC | 2628 | Hillburn | IPP Non-CHP | NY | GEN1 | 46.5 | 33.1 | Natural Gas Fired Combustion Turbine | NG | GT | 7 | 1972 |  |  | (OP) Operating | [6 empty] | Rockland | 41.1269 | -74.1653
57280 | Eagle Creek RE LLC | 2630 | Mongaup | IPP Non-CHP | NY | GEN1 | 4 | 4.3 | Conventional Hydroelectric | WAT | HY | 7 | 1923 |  |  | (OP) Operating | [6 empty] | Sullivan | 41.5377 | -74.7714
57280 | Eagle Creek RE LLC | 2631 | Rio | IPP Non-CHP | NY | RIO | 10 | 10.1 | Conventional Hydroelectric | WAT | HY | 12 | 1927 |  |  | (OP) Operating | [6 empty] | Sullivan | 41.4625 | -74.7578
57280 | Eagle Creek RE LLC | 2631 | Rio | IPP Non-CHP | NY | RIO2 | 0.8 | 0.8 | Conventional Hydroelectric | WAT | HY | 12 | 2013 |  |  | (OP) Operating | [6 empty] | Sullivan | 41.4625 | -74.7578
56142 | Alliance NYGT, LLC | 2632 | Shoemaker | IPP Non-CHP | NY | SHOE | 41.9 | 33 | Natural Gas Fired Combustion Turbine | NG | GT | 7 | 1972 |  |  | (OP) Operating | [6 empty] | Orange | 41.4278 | -74.4186
57280 | Eagle Creek RE LLC | 2634 | Swinging Bridge 2 | IPP Non-CHP | NY | SWI2 | 6.8 | 7.4 | Conventional Hydroelectric | WAT | HY | 8 | 1939 |  |  | (OP) Operating | [6 empty] | Sullivan | 41.5717 | -74.7828
16183 | Rochester Gas & Electric Corp | 2638 | Rochester 26 | Electric Utility | NY | 1 | 3 | 3 | Conventional Hydroelectric | WAT | HY | 8 | 1952 |  |  | (OP) Operating | [6 empty] | Monroe | 43.1522 | -77.6098
16183 | Rochester Gas & Electric Corp | 2639 | Rochester 2 | Electric Utility | NY | 1 | 8.5 | 8.5 | Conventional Hydroelectric | WAT | HY | 8 | 1960 |  |  | (OP) Operating | [6 empty] | Monroe | 43.1611 | -77.615
16183 | Rochester Gas & Electric Corp | 2641 | Rochester 5 | Electric Utility | NY | 2 | 12.8 | 12.9 | Conventional Hydroelectric | WAT | HY | 7 | 1918 |  |  | (OA) Out of service but expected to return to service in next calendar year | [6 empty] | Monroe | 43.1803 | -77.6278
16183 | Rochester Gas & Electric Corp | 2641 | Rochester 5 | Electric Utility | NY | HY1 | 12.8 | 12.9 | Conventional Hydroelectric | WAT | HY | 7 | 1918 |  |  | (OP) Operating | [6 empty] | Monroe | 43.1803 | -77.6278
16183 | Rochester Gas & Electric Corp | 2641 | Rochester 5 | Electric Utility | NY | HY3 | 18 | 18 | Conventional Hydroelectric | WAT | HY | 7 | 1927 |  |  | (OP) Operating | [6 empty] | Monroe | 43.1803 | -77.6278
16183 | Rochester Gas & Electric Corp | 2646 | Wiscoy 170 | Electric Utility | NY | 1 | 0.6 | 0.6 | Conventional Hydroelectric | WAT | HY | 7 | 1922 |  |  | (OP) Operating | [6 empty] | Allegany | 42.5042 | -78.0828
16183 | Rochester Gas & Electric Corp | 2646 | Wiscoy 170 | Electric Utility | NY | 2 | 0.4 | 0.4 | Conventional Hydroelectric | WAT | HY | 7 | 1922 |  |  | (OS) Out of service and NOT expected to return to service in next calendar year | [6 empty] | Allegany | 42.5042 | -78.0828
6775 | Village of Freeport - (NY) | 2678 | Plant No 1 Freeport | Electric Utility | NY | 2 | 2.9 | 2.2 | Petroleum Liquids | DFO | IC | 1 | 1949 |  |  | (OP) Operating | [6 empty] | Nassau | 40.6561 | -73.5922
6775 | Village of Freeport - (NY) | 2678 | Plant No 1 Freeport | Electric Utility | NY | 3 | 3.1 | 2 | Petroleum Liquids | DFO | IC | 1 | 1954 |  |  | (OP) Operating | [6 empty] | Nassau | 40.6561 | -73.5922
6775 | Village of Freeport - (NY) | 2678 | Plant No 1 Freeport | Electric Utility | NY | 4 | 5.1 | 4.5 | Petroleum Liquids | DFO | IC | 10 | 1964 |  |  | (OP) Operating | [6 empty] | Nassau | 40.6561 | -73.5922
6775 | Village of Freeport - (NY) | 2679 | Plant No 2 Freeport | Electric Utility | NY | 3 | 18.1 | 16.8 | Petroleum Liquids | DFO | GT | 5 | 1973 |  |  | (OP) Operating | [6 empty] | Nassau | 40.6447 | -73.5683
6775 | Village of Freeport - (NY) | 2679 | Plant No 2 Freeport | Electric Utility | NY | CT5 | 60.5 | 49 | Natural Gas Fired Combustion Turbine | NG | GT | 4 | 2004 |  |  | (OP) Operating | [6 empty] | Nassau | 40.6447 | -73.5683
7630 | Village of Greenport - (NY) | 2681 | Greenport | Electric Utility | NY | 2 | 1.7 | 1.5 | Petroleum Liquids | DFO | IC | 8 | 1997 |  |  | (OS) Out of service and NOT expected to return to service in next calendar year | [6 empty] | Suffolk | 41.1055 | -72.3758
7630 | Village of Greenport - (NY) | 2681 | Greenport | Electric Utility | NY | 4 | 1.2 | 1 | Petroleum Liquids | DFO | IC | 6 | 1957 |  |  | (OP) Operating | [6 empty] | Suffolk | 41.1055 | -72.3758
7630 | Village of Greenport - (NY) | 2681 | Greenport | Electric Utility | NY | 5 | 1.8 | 1.5 | Petroleum Liquids | DFO | IC | 6 | 1965 |  |  | (OP) Operating | [6 empty] | Suffolk | 41.1055 | -72.3758
7630 | Village of Greenport - (NY) | 2681 | Greenport | Electric Utility | NY | 6 | 3.8 | 3 | Petroleum Liquids | DFO | IC | 6 | 1971 |  |  | (OP) Operating | [6 empty] | Suffolk | 41.1055 | -72.3758
7630 | Village of Greenport - (NY) | 2681 | Greenport | Electric Utility | NY | 7 | 1.6 | 1.6 | Petroleum Liquids | DFO | IC | 8 | 1997 |  |  | (OS) Out of service and NOT expected to return to service in next calendar year | [6 empty] | Suffolk | 41.1055 | -72.3758
9645 | Jamestown Board of Public Util | 2682 | S A Carlson | Electric Utility | NY | 5 | 24.5 | 22.5 | Natural Gas Steam Turbine | NG | ST | 8 | 1951 |  |  | (OP) Operating | [6 empty] | Chautauqua | 42.0933 | -79.2478
9645 | Jamestown Board of Public Util | 2682 | S A Carlson | Electric Utility | NY | 6 | 24.5 | 22.5 | Natural Gas Steam Turbine | NG | ST | 8 | 1968 |  |  | (OP) Operating | [6 empty] | Chautauqua | 42.0933 | -79.2478
9645 | Jamestown Board of Public Util | 2682 | S A Carlson | Electric Utility | NY | 7 | 47.3 | 42 | Natural Gas Fired Combustion Turbine | NG | GT | 11 | 2001 |  |  | (OP) Operating | [6 empty] | Chautauqua | 42.0933 | -79.2478
15296 | New York Power Authority | 2685 | Crescent | Electric Utility | NY | 1 | 2.8 | 2.8 | Conventional Hydroelectric | WAT | HY | 7 | 1924 |  |  | (OP) Operating | [6 empty] | Albany | 42.8056 | -73.7226
15296 | New York Power Authority | 2685 | Crescent | Electric Utility | NY | 2 | 2.8 | 2.8 | Conventional Hydroelectric | WAT | HY | 7 | 1924 |  |  | (OP) Operating | [6 empty] | Albany | 42.8056 | -73.7226
15296 | New York Power Authority | 2685 | Crescent | Electric Utility | NY | 3 | 3 | 3 | Conventional Hydroelectric | WAT | HY | 7 | 1991 |  |  | (OP) Operating | [6 empty] | Albany | 42.8056 | -73.7226
15296 | New York Power Authority | 2685 | Crescent | Electric Utility | NY | 4 | 3 | 3 | Conventional Hydroelectric | WAT | HY | 7 | 1991 |  |  | (OP) Operating | [6 empty] | Albany | 42.8056 | -73.7226
15296 | New York Power Authority | 2686 | Vischer Ferry | Electric Utility | NY | 1 | 2.8 | 2.8 | Conventional Hydroelectric | WAT | HY | 7 | 1924 |  |  | (OP) Operating | [6 empty] | Saratoga | 42.8075 | -73.8427
15296 | New York Power Authority | 2686 | Vischer Ferry | Electric Utility | NY | 2 | 2.8 | 2.8 | Conventional Hydroelectric | WAT | HY | 7 | 1924 |  |  | (OP) Operating | [6 empty] | Saratoga | 42.8075 | -73.8427
15296 | New York Power Authority | 2686 | Vischer Ferry | Electric Utility | NY | 3 | 3 | 3 | Conventional Hydroelectric | WAT | HY | 7 | 1991 |  |  | (OP) Operating | [6 empty] | Saratoga | 42.8075 | -73.8427
15296 | New York Power Authority | 2686 | Vischer Ferry | Electric Utility | NY | 4 | 3 | 3 | Conventional Hydroelectric | WAT | HY | 7 | 1991 |  |  | (OP) Operating | [6 empty] | Saratoga | 42.8075 | -73.8427
15296 | New York Power Authority | 2691 | Blenheim Gilboa | Electric Utility | NY | 1 | 250 | 292.2 | Hydroelectric Pumped Storage | WAT | PS | 7 | 1973 |  |  | (OP) Operating | [6 empty] | Schoharie | 42.4423 | -74.4479
15296 | New York Power Authority | 2691 | Blenheim Gilboa | Electric Utility | NY | 2 | 250 | 291.4 | Hydroelectric Pumped Storage | WAT | PS | 7 | 1973 |  |  | (OP) Operating | [6 empty] | Schoharie | 42.4423 | -74.4479
15296 | New York Power Authority | 2691 | Blenheim Gilboa | Electric Utility | NY | 3 | 250 | 291 | Hydroelectric Pumped Storage | WAT | PS | 7 | 1973 |  |  | (OP) Operating | [6 empty] | Schoharie | 42.4423 | -74.4479
15296 | New York Power Authority | 2691 | Blenheim Gilboa | Electric Utility | NY | 4 | 250 | 291.5 | Hydroelectric Pumped Storage | WAT | PS | 7 | 1973 |  |  | (OP) Operating | [6 empty] | Schoharie | 42.4423 | -74.4479
15296 | New York Power Authority | 2692 | Lewiston Niagara | Electric Utility | NY | 1 | 20 | 20 | Hydroelectric Pumped Storage | WAT | PS | 10 | 1961 |  |  | (OP) Operating | [6 empty] | Niagara | 43.1428 | -79.0215
15296 | New York Power Authority | 2692 | Lewiston Niagara | Electric Utility | NY | 10 | 20 | 20 | Hydroelectric Pumped Storage | WAT | PS | 7 | 1962 |  |  | (OP) Operating | [6 empty] | Niagara | 43.1428 | -79.0215
15296 | New York Power Authority | 2692 | Lewiston Niagara | Electric Utility | NY | 11 | 20 | 20 | Hydroelectric Pumped Storage | WAT | PS | 8 | 1962 |  |  | (OP) Operating | [6 empty] | Niagara | 43.1428 | -79.0215
15296 | New York Power Authority | 2692 | Lewiston Niagara | Electric Utility | NY | 12 | 20 | 20 | Hydroelectric Pumped Storage | WAT | PS | 10 | 1962 |  |  | (OP) Operating | [6 empty] | Niagara | 43.1428 | -79.0215
15296 | New York Power Authority | 2692 | Lewiston Niagara | Electric Utility | NY | 2 | 20 | 20 | Hydroelectric Pumped Storage | WAT | PS | 11 | 1961 |  |  | (OP) Operating | [6 empty] | Niagara | 43.1428 | -79.0215
15296 | New York Power Authority | 2692 | Lewiston Niagara | Electric Utility | NY | 3 | 20 | 20 | Hydroelectric Pumped Storage | WAT | PS | 11 | 1961 |  |  | (OP) Operating | [6 empty] | Niagara | 43.1428 | -79.0215
15296 | New York Power Authority | 2692 | Lewiston Niagara | Electric Utility | NY | 4 | 20 | 20 | Hydroelectric Pumped Storage | WAT | PS | 1 | 1962 |  |  | (OP) Operating | [6 empty] | Niagara | 43.1428 | -79.0215
15296 | New York Power Authority | 2692 | Lewiston Niagara | Electric Utility | NY | 5 | 20 | 20 | Hydroelectric Pumped Storage | WAT | PS | 2 | 1962 |  |  | (OP) Operating | [6 empty] | Niagara | 43.1428 | -79.0215
15296 | New York Power Authority | 2692 | Lewiston Niagara | Electric Utility | NY | 6 | 20 | 20 | Hydroelectric Pumped Storage | WAT | PS | 2 | 1962 |  |  | (OP) Operating | [6 empty] | Niagara | 43.1428 | -79.0215
15296 | New York Power Authority | 2692 | Lewiston Niagara | Electric Utility | NY | 7 | 20 | 20 | Hydroelectric Pumped Storage | WAT | PS | 4 | 1962 |  |  | (OP) Operating | [6 empty] | Niagara | 43.1428 | -79.0215
15296 | New York Power Authority | 2692 | Lewiston Niagara | Electric Utility | NY | 8 | 20 | 20 | Hydroelectric Pumped Storage | WAT | PS | 5 | 1962 |  |  | (OP) Operating | [6 empty] | Niagara | 43.1428 | -79.0215
15296 | New York Power Authority | 2692 | Lewiston Niagara | Electric Utility | NY | 9 | 20 | 20 | Hydroelectric Pumped Storage | WAT | PS | 6 | 1962 |  |  | (OP) Operating | [6 empty] | Niagara | 43.1428 | -79.0215
15296 | New York Power Authority | 2693 | Robert Moses Niagara | Electric Utility | NY | 1 | 193.5 | 187.6 | Conventional Hydroelectric | WAT | HY | 1 | 1961 |  |  | (OP) Operating | [6 empty] | Niagara | 43.1427 | -79.0394
15296 | New York Power Authority | 2693 | Robert Moses Niagara | Electric Utility | NY | 10 | 193.5 | 187.6 | Conventional Hydroelectric | WAT | HY | 12 | 1961 |  |  | (OP) Operating | [6 empty] | Niagara | 43.1427 | -79.0394
15296 | New York Power Authority | 2693 | Robert Moses Niagara | Electric Utility | NY | 11 | 193.5 | 187.6 | Conventional Hydroelectric | WAT | HY | 2 | 1962 |  |  | (OP) Operating | [6 empty] | Niagara | 43.1427 | -79.0394
15296 | New York Power Authority | 2693 | Robert Moses Niagara | Electric Utility | NY | 12 | 193.5 | 187.6 | Conventional Hydroelectric | WAT | HY | 3 | 1962 |  |  | (OP) Operating | [6 empty] | Niagara | 43.1427 | -79.0394
15296 | New York Power Authority | 2693 | Robert Moses Niagara | Electric Utility | NY | 13 | 193.5 | 187.6 | Conventional Hydroelectric | WAT | HY | 5 | 1962 |  |  | (OP) Operating | [6 empty] | Niagara | 43.1427 | -79.0394
15296 | New York Power Authority | 2693 | Robert Moses Niagara | Electric Utility | NY | 2 | 193.5 | 187.6 | Conventional Hydroelectric | WAT | HY | 2 | 1962 |  |  | (OP) Operating | [6 empty] | Niagara | 43.1427 | -79.0394
15296 | New York Power Authority | 2693 | Robert Moses Niagara | Electric Utility | NY | 3 | 193.5 | 187.6 | Conventional Hydroelectric | WAT | HY | 3 | 1961 |  |  | (OP) Operating | [6 empty] | Niagara | 43.1427 | -79.0394
15296 | New York Power Authority | 2693 | Robert Moses Niagara | Electric Utility | NY | 4 | 193.5 | 187.6 | Conventional Hydroelectric | WAT | HY | 4 | 1961 |  |  | (OP) Operating | [6 empty] | Niagara | 43.1427 | -79.0394
15296 | New York Power Authority | 2693 | Robert Moses Niagara | Electric Utility | NY | 5 | 193.5 | 187.6 | Conventional Hydroelectric | WAT | HY | 6 | 1961 |  |  | (OP) Operating | [6 empty] | Niagara | 43.1427 | -79.0394
15296 | New York Power Authority | 2693 | Robert Moses Niagara | Electric Utility | NY | 6 | 193.5 | 187.6 | Conventional Hydroelectric | WAT | HY | 7 | 1961 |  |  | (OP) Operating | [6 empty] | Niagara | 43.1427 | -79.0394
15296 | New York Power Authority | 2693 | Robert Moses Niagara | Electric Utility | NY | 7 | 193.5 | 187.6 | Conventional Hydroelectric | WAT | HY | 8 | 1961 |  |  | (OP) Operating | [6 empty] | Niagara | 43.1427 | -79.0394
15296 | New York Power Authority | 2693 | Robert Moses Niagara | Electric Utility | NY | 8 | 150.3 | 187.6 | Conventional Hydroelectric | WAT | HY | 9 | 1961 |  |  | (OP) Operating | [6 empty] | Niagara | 43.1427 | -79.0394
15296 | New York Power Authority | 2693 | Robert Moses Niagara | Electric Utility | NY | 9 | 150.3 | 187.6 | Conventional Hydroelectric | WAT | HY | 11 | 1961 |  |  | (OP) Operating | [6 empty] | Niagara | 43.1427 | -79.0394
15296 | New York Power Authority | 2694 | Robert Moses Power Dam | Electric Utility | NY | 17 | 57 | 64.1 | Conventional Hydroelectric | WAT | HY | 7 | 1959 |  |  | (OP) Operating | [6 empty] | St Lawrence | 45.0038 | -74.7994
15296 | New York Power Authority | 2694 | Robert Moses Power Dam | Electric Utility | NY | 18 | 57 | 64.1 | Conventional Hydroelectric | WAT | HY | 7 | 1959 |  |  | (OP) Operating | [6 empty] | St Lawrence | 45.0038 | -74.7994
15296 | New York Power Authority | 2694 | Robert Moses Power Dam | Electric Utility | NY | 19 | 57 | 64.1 | Conventional Hydroelectric | WAT | HY | 6 | 1959 |  |  | (OP) Operating | [6 empty] | St Lawrence | 45.0038 | -74.7994
15296 | New York Power Authority | 2694 | Robert Moses Power Dam | Electric Utility | NY | 20 | 57 | 64.1 | Conventional Hydroelectric | WAT | HY | 5 | 1959 |  |  | (OP) Operating | [6 empty] | St Lawrence | 45.0038 | -74.7994
15296 | New York Power Authority | 2694 | Robert Moses Power Dam | Electric Utility | NY | 21 | 57 | 64.1 | Conventional Hydroelectric | WAT | HY | 5 | 1959 |  |  | (OP) Operating | [6 empty] | St Lawrence | 45.0038 | -74.7994
15296 | New York Power Authority | 2694 | Robert Moses Power Dam | Electric Utility | NY | 22 | 57 | 64.1 | Conventional Hydroelectric | WAT | HY | 3 | 1959 |  |  | (OP) Operating | [6 empty] | St Lawrence | 45.0038 | -74.7994
15296 | New York Power Authority | 2694 | Robert Moses Power Dam | Electric Utility | NY | 23 | 57 | 64.1 | Conventional Hydroelectric | WAT | HY | 1 | 1959 |  |  | (OP) Operating | [6 empty] | St Lawrence | 45.0038 | -74.7994
15296 | New York Power Authority | 2694 | Robert Moses Power Dam | Electric Utility | NY | 24 | 57 | 64.1 | Conventional Hydroelectric | WAT | HY | 12 | 1958 |  |  | (OP) Operating | [6 empty] | St Lawrence | 45.0038 | -74.7994
15296 | New York Power Authority | 2694 | Robert Moses Power Dam | Electric Utility | NY | 25 | 57 | 64.1 | Conventional Hydroelectric | WAT | HY | 11 | 1958 |  |  | (OP) Operating | [6 empty] | St Lawrence | 45.0038 | -74.7994
15296 | New York Power Authority | 2694 | Robert Moses Power Dam | Electric Utility | NY | 26 | 57 | 64.1 | Conventional Hydroelectric | WAT | HY | 10 | 1958 |  |  | (OP) Operating | [6 empty] | St Lawrence | 45.0038 | -74.7994
15296 | New York Power Authority | 2694 | Robert Moses Power Dam | Electric Utility | NY | 27 | 57 | 64.1 | Conventional Hydroelectric | WAT | HY | 8 | 1958 |  |  | (OP) Operating | [6 empty] | St Lawrence | 45.0038 | -74.7994
15296 | New York Power Authority | 2694 | Robert Moses Power Dam | Electric Utility | NY | 28 | 57 | 64.1 | Conventional Hydroelectric | WAT | HY | 8 | 1958 |  |  | (OP) Operating | [6 empty] | St Lawrence | 45.0038 | -74.7994
15296 | New York Power Authority | 2694 | Robert Moses Power Dam | Electric Utility | NY | 29 | 57 | 64.1 | Conventional Hydroelectric | WAT | HY | 7 | 1958 |  |  | (OP) Operating | [6 empty] | St Lawrence | 45.0038 | -74.7994
15296 | New York Power Authority | 2694 | Robert Moses Power Dam | Electric Utility | NY | 30 | 57 | 64.1 | Conventional Hydroelectric | WAT | HY | 7 | 1958 |  |  | (OP) Operating | [6 empty] | St Lawrence | 45.0038 | -74.7994
15296 | New York Power Authority | 2694 | Robert Moses Power Dam | Electric Utility | NY | 31 | 57 | 64.1 | Conventional Hydroelectric | WAT | HY | 7 | 1958 |  |  | (OP) Operating | [6 empty] | St Lawrence | 45.0038 | -74.7994
15296 | New York Power Authority | 2694 | Robert Moses Power Dam | Electric Utility | NY | 32 | 57 | 64.1 | Conventional Hydroelectric | WAT | HY | 7 | 1958 |  |  | (OP) Operating | [6 empty] | St Lawrence | 45.0038 | -74.7994
16217 | Village of Rockville Centre - (NY) | 2695 | Charles P Keller | Electric Utility | NY | 10 | 3.5 | 3.2 | Natural Gas Internal Combustion Engine | NG | IC | 1 | 1954 |  |  | (OP) Operating | [6 empty] | Nassau | 40.6583 | -73.6406
16217 | Village of Rockville Centre - (NY) | 2695 | Charles P Keller | Electric Utility | NY | 11 | 5.2 | 5.2 | Natural Gas Internal Combustion Engine | NG | IC | 1 | 1962 |  |  | (OP) Operating | [6 empty] | Nassau | 40.6583 | -73.6406
16217 | Village of Rockville Centre - (NY) | 2695 | Charles P Keller | Electric Utility | NY | 12 | 5.5 | 5.5 | Natural Gas Internal Combustion Engine | NG | IC | 1 | 1967 |  |  | (OP) Operating | [6 empty] | Nassau | 40.6583 | -73.6406
16217 | Village of Rockville Centre - (NY) | 2695 | Charles P Keller | Electric Utility | NY | 13 | 5.5 | 5.5 | Natural Gas Internal Combustion Engine | NG | IC | 1 | 1974 |  |  | (OP) Operating | [6 empty] | Nassau | 40.6583 | -73.6406
16217 | Village of Rockville Centre - (NY) | 2695 | Charles P Keller | Electric Utility | NY | 14 | 6.2 | 6.2 | Natural Gas Internal Combustion Engine | NG | IC | 9 | 1994 |  |  | (OP) Operating | [6 empty] | Nassau | 40.6583 | -73.6406
16217 | Village of Rockville Centre - (NY) | 2695 | Charles P Keller | Electric Utility | NY | 7 | 2 | 2 | Petroleum Liquids | DFO | IC | 1 | 1942 |  |  | (OP) Operating | [6 empty] | Nassau | 40.6583 | -73.6406
16217 | Village of Rockville Centre - (NY) | 2695 | Charles P Keller | Electric Utility | NY | 8 | 2.4 | 2.7 | Petroleum Liquids | DFO | IC | 1 | 1950 |  |  | (OP) Operating | [6 empty] | Nassau | 40.6583 | -73.6406
16217 | Village of Rockville Centre - (NY) | 2695 | Charles P Keller | Electric Utility | NY | 9 | 3.5 | 3.2 | Natural Gas Internal Combustion Engine | NG | IC | 1 | 1954 |  |  | (OP) Operating | [6 empty] | Nassau | 40.6583 | -73.6406
20188 | City of Watertown - (NY) | 2700 | Watertown | Electric Utility | NY | 1 | 2.7 | 2.1 | Conventional Hydroelectric | WAT | HY | 8 | 1924 |  |  | (OP) Operating | [6 empty] | Jefferson | 43.9758 | -75.8747
20188 | City of Watertown - (NY) | 2700 | Watertown | Electric Utility | NY | 2 | 2.7 | 2.1 | Conventional Hydroelectric | WAT | HY | 8 | 1924 |  |  | (OP) Operating | [6 empty] | Jefferson | 43.9758 | -75.8747
20188 | City of Watertown - (NY) | 2700 | Watertown | Electric Utility | NY | 3 | 2.7 | 2.1 | Conventional Hydroelectric | WAT | HY | 8 | 1924 |  |  | (OP) Operating | [6 empty] | Jefferson | 43.9758 | -75.8747
3046 | Duke Energy Progress - (NC) | 2706 | Asheville | Electric Utility | NC | 1 | 206.6 | 189 | Conventional Steam Coal | BIT | ST | 5 | 1964 | 11 | 2019 | (OP) Operating | [6 empty] | Buncombe | 35.4731 | -82.5417
3046 | Duke Energy Progress - (NC) | 2706 | Asheville | Electric Utility | NC | 2 | 207 | 189 | Conventional Steam Coal | BIT | ST | 5 | 1971 | 11 | 2019 | (OP) Operating | [6 empty] | Buncombe | 35.4731 | -82.5417
3046 | Duke Energy Progress - (NC) | 2706 | Asheville | Electric Utility | NC | GT1 | 211.7 | 164 | Natural Gas Fired Combustion Turbine | NG | GT | 6 | 1999 |  |  | (OP) Operating | [6 empty] | Buncombe | 35.4731 | -82.5417
3046 | Duke Energy Progress - (NC) | 2706 | Asheville | Electric Utility | NC | GT2 | 211.8 | 160 | Natural Gas Fired Combustion Turbine | NG | GT | 6 | 2000 |  |  | (OP) Operating | [6 empty] | Buncombe | 35.4731 | -82.5417
3046 | Duke Energy Progress - (NC) | 2707 | Blewett | Electric Utility | NC | 1 | 3.2 | 4 | Conventional Hydroelectric | WAT | HY | 6 | 1912 |  |  | (OP) Operating | [6 empty] | Anson | 34.9833 | -79.8775
3046 | Duke Energy Progress - (NC) | 2707 | Blewett | Electric Utility | NC | 2 | 3.2 | 4 | Conventional Hydroelectric | WAT | HY | 6 | 1912 |  |  | (OP) Operating | [6 empty] | Anson | 34.9833 | -79.8775
3046 | Duke Energy Progress - (NC) | 2707 | Blewett | Electric Utility | NC | 3 | 3.2 | 4 | Conventional Hydroelectric | WAT | HY | 6 | 1912 |  |  | (OP) Operating | [6 empty] | Anson | 34.9833 | -79.8775
3046 | Duke Energy Progress - (NC) | 2707 | Blewett | Electric Utility | NC | 4 | 5 | 5 | Conventional Hydroelectric | WAT | HY | 6 | 1912 |  |  | (OP) Operating | [6 empty] | Anson | 34.9833 | -79.8775
3046 | Duke Energy Progress - (NC) | 2707 | Blewett | Electric Utility | NC | 5 | 5 | 5 | Conventional Hydroelectric | WAT | HY | 6 | 1912 |  |  | (OP) Operating | [6 empty] | Anson | 34.9833 | -79.8775
3046 | Duke Energy Progress - (NC) | 2707 | Blewett | Electric Utility | NC | 6 | 5 | 5 | Conventional Hydroelectric | WAT | HY | 6 | 1912 |  |  | (OP) Operating | [6 empty] | Anson | 34.9833 | -79.8775
3046 | Duke Energy Progress - (NC) | 2707 | Blewett | Electric Utility | NC | GT1 | 17.5 | 13 | Petroleum Liquids | DFO | GT | 5 | 1971 |  |  | (OP) Operating | [6 empty] | Anson | 34.9833 | -79.8775
3046 | Duke Energy Progress - (NC) | 2707 | Blewett | Electric Utility | NC | GT2 | 17.5 | 13 | Petroleum Liquids | DFO | GT | 5 | 1971 |  |  | (OP) Operating | [6 empty] | Anson | 34.9833 | -79.8775
3046 | Duke Energy Progress - (NC) | 2707 | Blewett | Electric Utility | NC | GT3 | 17.5 | 13 | Petroleum Liquids | DFO | GT | 5 | 1971 |  |  | (OP) Operating | [6 empty] | Anson | 34.9833 | -79.8775
3046 | Duke Energy Progress - (NC) | 2707 | Blewett | Electric Utility | NC | GT4 | 17.5 | 13 | Petroleum Liquids | DFO | GT | 7 | 1971 |  |  | (OP) Operating | [6 empty] | Anson | 34.9833 | -79.8775
3046 | Duke Energy Progress - (NC) | 2710 | Marshall Dam | Electric Utility | NC | HC1 | 2.5 | 2 | Conventional Hydroelectric | WAT | HY | 1 | 1985 |  |  | (OP) Operating | [6 empty] | Madison | 35.7025 | -82.7106
3046 | Duke Energy Progress - (NC) | 2710 | Marshall Dam | Electric Utility | NC | HC2 | 2.5 | 2 | Conventional Hydroelectric | WAT | HY | 1 | 1985 |  |  | (OP) Operating | [6 empty] | Madison | 35.7025 | -82.7106
3046 | Duke Energy Progress - (NC) | 2712 | Roxboro | Electric Utility | NC | 1 | 410.8 | 379 | Conventional Steam Coal | BIT | ST | 5 | 1966 |  |  | (OP) Operating | [6 empty] | Person | 36.4833 | -79.0731
3046 | Duke Energy Progress - (NC) | 2712 | Roxboro | Electric Utility | NC | 2 | 657 | 671 | Conventional Steam Coal | BIT | ST | 5 | 1968 |  |  | (OP) Operating | [6 empty] | Person | 36.4833 | -79.0731
3046 | Duke Energy Progress - (NC) | 2712 | Roxboro | Electric Utility | NC | 3 | 745.2 | 691 | Conventional Steam Coal | BIT | ST | 7 | 1973 |  |  | (OP) Operating | [6 empty] | Person | 36.4833 | -79.0731
3046 | Duke Energy Progress - (NC) | 2712 | Roxboro | Electric Utility | NC | 4 | 745.2 | 698 | Conventional Steam Coal | BIT | ST | 9 | 1980 |  |  | (OP) Operating | [6 empty] | Person | 36.4833 | -79.0731
3046 | Duke Energy Progress - (NC) | 2713 | L V Sutton Steam | Electric Utility | NC | GT1 | 16.3 | 11 | Petroleum Liquids | DFO | GT | 2 | 1968 |  |  | (OP) Operating | [6 empty] | New Hanover | 34.2831 | -77.9853
3046 | Duke Energy Progress - (NC) | 2713 | L V Sutton Steam | Electric Utility | NC | GTA | 37.5 | 24 | Petroleum Liquids | DFO | GT | 6 | 1969 |  |  | (OP) Operating | [6 empty] | New Hanover | 34.2831 | -77.9853
3046 | Duke Energy Progress - (NC) | 2713 | L V Sutton Steam | Electric Utility | NC | GTB | 37.5 | 26 | Petroleum Liquids | DFO | GT | 5 | 1969 |  |  | (OP) Operating | [6 empty] | New Hanover | 34.2831 | -77.9853
3046 | Duke Energy Progress - (NC) | 2714 | Tillery | Electric Utility | NC | 1 | 22 | 21 | Conventional Hydroelectric | WAT | HY | 8 | 1928 |  |  | (OP) Operating | [6 empty] | Montgomery | 35.2067 | -80.0648
3046 | Duke Energy Progress - (NC) | 2714 | Tillery | Electric Utility | NC | 2 | 18 | 18 | Conventional Hydroelectric | WAT | HY | 8 | 1928 |  |  | (OP) Operating | [6 empty] | Montgomery | 35.2067 | -80.0648
3046 | Duke Energy Progress - (NC) | 2714 | Tillery | Electric Utility | NC | 3 | 22 | 21 | Conventional Hydroelectric | WAT | HY | 8 | 1928 |  |  | (OP) Operating | [6 empty] | Montgomery | 35.2067 | -80.0648
3046 | Duke Energy Progress - (NC) | 2714 | Tillery | Electric Utility | NC | 4 | 22 | 24 | Conventional Hydroelectric | WAT | HY | 6 | 1960 |  |  | (OP) Operating | [6 empty] | Montgomery | 35.2067 | -80.0648
3046 | Duke Energy Progress - (NC) | 2715 | Walters | Electric Utility | NC | 1 | 36 | 36 | Conventional Hydroelectric | WAT | HY | 7 | 1930 |  |  | (OP) Operating | [6 empty] | Haywood | 35.6946 | -83.0503
3046 | Duke Energy Progress - (NC) | 2715 | Walters | Electric Utility | NC | 2 | 36 | 40 | Conventional Hydroelectric | WAT | HY | 7 | 1930 |  |  | (OP) Operating | [6 empty] | Haywood | 35.6946 | -83.0503
3046 | Duke Energy Progress - (NC) | 2715 | Walters | Electric Utility | NC | 3 | 36 | 36 | Conventional Hydroelectric | WAT | HY | 11 | 1930 |  |  | (OP) Operating | [6 empty] | Haywood | 35.6946 | -83.0503
3046 | Duke Energy Progress - (NC) | 2716 | W H Weatherspoon | Electric Utility | NC | GT1 | 39.7 | 32 | Petroleum Liquids | DFO | GT | 5 | 1970 |  |  | (OP) Operating | [6 empty] | Robeson | 34.5875 | -78.9755
3046 | Duke Energy Progress - (NC) | 2716 | W H Weatherspoon | Electric Utility | NC | GT2 | 39.7 | 32 | Petroleum Liquids | DFO | GT | 5 | 1970 |  |  | (OP) Operating | [6 empty] | Robeson | 34.5875 | -78.9755
3046 | Duke Energy Progress - (NC) | 2716 | W H Weatherspoon | Electric Utility | NC | GT3 | 41.8 | 33 | Petroleum Liquids | DFO | GT | 4 | 1971 |  |  | (OP) Operating | [6 empty] | Robeson | 34.5875 | -78.9755
3046 | Duke Energy Progress - (NC) | 2716 | W H Weatherspoon | Electric Utility | NC | GT4 | 41.8 | 31 | Petroleum Liquids | DFO | GT | 4 | 1971 |  |  | (OP) Operating | [6 empty] | Robeson | 34.5875 | -78.9755
5416 | Duke Energy Carolinas, LLC | 2718 | G G Allen | Electric Utility | NC | 1 | 163.2 | 162 | Conventional Steam Coal | BIT | ST | 6 | 1957 |  |  | (OP) Operating | [6 empty] | Gaston | 35.1897 | -81.0122
5416 | Duke Energy Carolinas, LLC | 2718 | G G Allen | Electric Utility | NC | 2 | 163.2 | 162 | Conventional Steam Coal | BIT | ST | 11 | 1957 |  |  | (OP) Operating | [6 empty] | Gaston | 35.1897 | -81.0122
5416 | Duke Energy Carolinas, LLC | 2718 | G G Allen | Electric Utility | NC | 3 | 272 | 261 | Conventional Steam Coal | BIT | ST | 10 | 1959 |  |  | (OP) Operating | [6 empty] | Gaston | 35.1897 | -81.0122
5416 | Duke Energy Carolinas, LLC | 2718 | G G Allen | Electric Utility | NC | 4 | 278 | 276 | Conventional Steam Coal | BIT | ST | 10 | 1960 |  |  | (OP) Operating | [6 empty] | Gaston | 35.1897 | -81.0122
5416 | Duke Energy Carolinas, LLC | 2718 | G G Allen | Electric Utility | NC | 5 | 272 | 266 | Conventional Steam Coal | BIT | ST | 7 | 1961 |  |  | (OP) Operating | [6 empty] | Gaston | 35.1897 | -81.0122
5416 | Duke Energy Carolinas, LLC | 2719 | Bridgewater | Electric Utility | NC | 1 | 13 | 15 | Conventional Hydroelectric | WAT | HY | 5 | 1919 |  |  | (OP) Operating | [6 empty] | Burke | 35.7428 | -81.8372
5416 | Duke Energy Carolinas, LLC | 2719 | Bridgewater | Electric Utility | NC | 2 | 13 | 15 | Conventional Hydroelectric | WAT | HY | 5 | 1919 |  |  | (OP) Operating | [6 empty] | Burke | 35.7428 | -81.8372
5416 | Duke Energy Carolinas, LLC | 2719 | Bridgewater | Electric Utility | NC | 3 | 1.7 | 1.5 | Conventional Hydroelectric | WAT | HY | 11 | 2011 |  |  | (OP) Operating | [6 empty] | Burke | 35.7428 | -81.8372
5416 | Duke Energy Carolinas, LLC | 2720 | Buck | Electric Utility | NC | CT11 | 185.3 | 176.3 | Natural Gas Fired Combined Cycle | NG | CT | 11 | 2011 |  |  | (OP) Operating | [6 empty] | Rowan | 35.7133 | -80.3767
5416 | Duke Energy Carolinas, LLC | 2720 | Buck | Electric Utility | NC | CT12 | 185.3 | 175.1 | Natural Gas Fired Combined Cycle | NG | CT | 11 | 2011 |  |  | (OP) Operating | [6 empty] | Rowan | 35.7133 | -80.3767
5416 | Duke Energy Carolinas, LLC | 2720 | Buck | Electric Utility | NC | ST10 | 327.3 | 316.8 | Natural Gas Fired Combined Cycle | NG | CA | 11 | 2011 |  |  | (OP) Operating | [6 empty] | Rowan | 35.7133 | -80.3767
5416 | Duke Energy Carolinas, LLC | 2721 | James E. Rogers Energy Complex | Electric Utility | NC | 5 | 621 | 552 | Conventional Steam Coal | BIT | ST | 6 | 1972 |  |  | (OP) Operating | [6 empty] | Cleveland | 35.22 | -81.7594
5416 | Duke Energy Carolinas, LLC | 2721 | James E. Rogers Energy Complex | Electric Utility | NC | 6 | 909.5 | 844 | Conventional Steam Coal | BIT | ST | 12 | 2012 |  |  | (OP) Operating | [6 empty] | Cleveland | 35.22 | -81.7594
5416 | Duke Energy Carolinas, LLC | 2722 | Cowans Ford | Electric Utility | NC | 1 | 87.5 | 81.3 | Conventional Hydroelectric | WAT | HY | 9 | 1963 |  |  | (OP) Operating | [6 empty] | Lincoln | 35.4346 | -80.9588
5416 | Duke Energy Carolinas, LLC | 2722 | Cowans Ford | Electric Utility | NC | 2 | 87.5 | 81.3 | Conventional Hydroelectric | WAT | HY | 9 | 1963 |  |  | (OP) Operating | [6 empty] | Lincoln | 35.4346 | -80.9588
5416 | Duke Energy Carolinas, LLC | 2722 | Cowans Ford | Electric Utility | NC | 3 | 87.5 | 81.3 | Conventional Hydroelectric | WAT | HY | 9 | 1963 |  |  | (OP) Operating | [6 empty] | Lincoln | 35.4346 | -80.9588
5416 | Duke Energy Carolinas, LLC | 2722 | Cowans Ford | Electric Utility | NC | 4 | 87.5 | 81.3 | Conventional Hydroelectric | WAT | HY | 4 | 1967 |  |  | (OP) Operating | [6 empty] | Lincoln | 35.4346 | -80.9588
5416 | Duke Energy Carolinas, LLC | 2723 | Dan River | Electric Utility | NC | CT8 | 185.3 | 165 | Natural Gas Fired Combined Cycle | NG | CT | 12 | 2012 |  |  | (OP) Operating | [6 empty] | Rockingham | 36.4862 | -79.7208
5416 | Duke Energy Carolinas, LLC | 2723 | Dan River | Electric Utility | NC | CT9 | 185.3 | 166 | Natural Gas Fired Combined Cycle | NG | CT | 12 | 2012 |  |  | (OP) Operating | [6 empty] | Rockingham | 36.4862 | -79.7208
5416 | Duke Energy Carolinas, LLC | 2723 | Dan River | Electric Utility | NC | ST7 | 327.3 | 320 | Natural Gas Fired Combined Cycle | NG | CA | 12 | 2012 |  |  | (OP) Operating | [6 empty] | Rockingham | 36.4862 | -79.7208
5416 | Duke Energy Carolinas, LLC | 2726 | Lookout Shoals | Electric Utility | NC | 1 | 8.6 | 9.3 | Conventional Hydroelectric | WAT | HY | 12 | 1915 |  |  | (OP) Operating | [6 empty] | Iredell | 35.7575 | -81.0894
5416 | Duke Energy Carolinas, LLC | 2726 | Lookout Shoals | Electric Utility | NC | 2 | 8.6 | 9.3 | Conventional Hydroelectric | WAT | HY | 12 | 1915 |  |  | (OP) Operating | [6 empty] | Iredell | 35.7575 | -81.0894
5416 | Duke Energy Carolinas, LLC | 2726 | Lookout Shoals | Electric Utility | NC | 3 | 8.6 | 9.3 | Conventional Hydroelectric | WAT | HY | 12 | 1915 |  |  | (OP) Operating | [6 empty] | Iredell | 35.7575 | -81.0894
5416 | Duke Energy Carolinas, LLC | 2727 | Marshall (NC) | Electric Utility | NC | 1 | 348.5 | 380 | Conventional Steam Coal | BIT | ST | 3 | 1965 |  |  | (OP) Operating | [6 empty] | Catawba | 35.5975 | -80.9658
5416 | Duke Energy Carolinas, LLC | 2727 | Marshall (NC) | Electric Utility | NC | 2 | 348.5 | 380 | Conventional Steam Coal | BIT | ST | 4 | 1966 |  |  | (OP) Operating | [6 empty] | Catawba | 35.5975 | -80.9658
5416 | Duke Energy Carolinas, LLC | 2727 | Marshall (NC) | Electric Utility | NC | 3 | 711 | 658 | Conventional Steam Coal | BIT | ST | 5 | 1969 |  |  | (OP) Operating | [6 empty] | Catawba | 35.5975 | -80.9658
5416 | Duke Energy Carolinas, LLC | 2727 | Marshall (NC) | Electric Utility | NC | 4 | 711 | 660 | Conventional Steam Coal | BIT | ST | 5 | 1970 |  |  | (OP) Operating | [6 empty] | Catawba | 35.5975 | -80.9658
5416 | Duke Energy Carolinas, LLC | 2728 | Mountain Island | Electric Utility | NC | 1 | 15 | 14 | Conventional Hydroelectric | WAT | HY | 12 | 1923 |  |  | (OP) Operating | [6 empty] | Gaston | 35.3339 | -80.9867
5416 | Duke Energy Carolinas, LLC | 2728 | Mountain Island | Electric Utility | NC | 2 | 15 | 14 | Conventional Hydroelectric | WAT | HY | 12 | 1923 |  |  | (OP) Operating | [6 empty] | Gaston | 35.3339 | -80.9867
5416 | Duke Energy Carolinas, LLC | 2728 | Mountain Island | Electric Utility | NC | 3 | 15 | 17 | Conventional Hydroelectric | WAT | HY | 12 | 1923 |  |  | (OP) Operating | [6 empty] | Gaston | 35.3339 | -80.9867
5416 | Duke Energy Carolinas, LLC | 2728 | Mountain Island | Electric Utility | NC | 4 | 15 | 17 | Conventional Hydroelectric | WAT | HY | 12 | 1923 |  |  | (OP) Operating | [6 empty] | Gaston | 35.3339 | -80.9867
5416 | Duke Energy Carolinas, LLC | 2729 | Oxford Dam | Electric Utility | NC | 1 | 18 | 20 | Conventional Hydroelectric | WAT | HY | 4 | 1928 |  |  | (OP) Operating | [6 empty] | Catawba | 35.8214 | -81.1922
5416 | Duke Energy Carolinas, LLC | 2729 | Oxford Dam | Electric Utility | NC | 2 | 18 | 20 | Conventional Hydroelectric | WAT | HY | 4 | 1928 |  |  | (OP) Operating | [6 empty] | Catawba | 35.8214 | -81.1922
5416 | Duke Energy Carolinas, LLC | 2730 | Rhodhiss | Electric Utility | NC | 1 | 8.5 | 9.5 | Conventional Hydroelectric | WAT | HY | 2 | 1925 |  |  | (OP) Operating | [6 empty] | Caldwell | 35.7742 | -81.4378
5416 | Duke Energy Carolinas, LLC | 2730 | Rhodhiss | Electric Utility | NC | 2 | 8.5 | 11.5 | Conventional Hydroelectric | WAT | HY | 2 | 1925 |  |  | (OP) Operating | [6 empty] | Caldwell | 35.7742 | -81.4378
5416 | Duke Energy Carolinas, LLC | 2730 | Rhodhiss | Electric Utility | NC | 3 | 8.5 | 12.4 | Conventional Hydroelectric | WAT | HY | 2 | 1925 |  |  | (OP) Operating | [6 empty] | Caldwell | 35.7742 | -81.4378
13763 | Northbrook Carolina Hydro LLC | 2735 | Turner Shoals | IPP Non-CHP | NC | 1 | 2.7 | 2.7 | Conventional Hydroelectric | WAT | HY | 12 | 1996 |  |  | (OP) Operating | [6 empty] | Polk | 35.3348 | -82.1864
13763 | Northbrook Carolina Hydro LLC | 2735 | Turner Shoals | IPP Non-CHP | NC | 2 | 2.7 | 2.7 | Conventional Hydroelectric | WAT | HY | 12 | 1996 |  |  | (OP) Operating | [6 empty] | Polk | 35.3348 | -82.1864
5416 | Duke Energy Carolinas, LLC | 2736 | Tuxedo | Electric Utility | NC | 1 | 2.5 | 3.2 | Conventional Hydroelectric | WAT | HY | 6 | 1920 |  |  | (OP) Operating | [6 empty] | Henderson | 35.245 | -82.3894
5416 | Duke Energy Carolinas, LLC | 2736 | Tuxedo | Electric Utility | NC | 2 | 2.5 | 3.2 | Conventional Hydroelectric | WAT | HY | 6 | 1920 |  |  | (OP) Operating | [6 empty] | Henderson | 35.245 | -82.3894
5416 | Duke Energy Carolinas, LLC | 2741 | Bear Creek Dam | Electric Utility | NC | 1 | 9 | 9.5 | Conventional Hydroelectric | WAT | HY | 3 | 1954 |  |  | (OP) Operating | [6 empty] | Jackson | 35.2427 | -83.072
5416 | Duke Energy Carolinas, LLC | 2743 | Cedar Cliff | Electric Utility | NC | 1 | 6.4 | 6.4 | Conventional Hydroelectric | WAT | HY | 1 | 1952 |  |  | (OP) Operating | [6 empty] | Jackson | 35.2531 | -83.0983
5416 | Duke Energy Carolinas, LLC | 2745 | Franklin (NC) | Electric Utility | NC | 1 | 0.5 | 0.5 | Conventional Hydroelectric | WAT | HY | 1 | 1925 |  |  | (OP) Operating | [6 empty] | Macon | 35.2194 | -83.3708
5416 | Duke Energy Carolinas, LLC | 2745 | Franklin (NC) | Electric Utility | NC | 2 | 0.5 | 0.5 | Conventional Hydroelectric | WAT | HY | 1 | 1925 |  |  | (OP) Operating | [6 empty] | Macon | 35.2194 | -83.3708
5416 | Duke Energy Carolinas, LLC | 2746 | Mission | Electric Utility | NC | 1 | 0.6 | 0.6 | Conventional Hydroelectric | WAT | HY | 12 | 1924 |  |  | (OP) Operating | [6 empty] | Clay | 35.0647 | -83.9258
5416 | Duke Energy Carolinas, LLC | 2746 | Mission | Electric Utility | NC | 2 | 0.6 | 0.6 | Conventional Hydroelectric | WAT | HY | 12 | 1924 |  |  | (OP) Operating | [6 empty] | Clay | 35.0647 | -83.9258
5416 | Duke Energy Carolinas, LLC | 2746 | Mission | Electric Utility | NC | 3 | 0.6 | 0.6 | Conventional Hydroelectric | WAT | HY | 1 | 1943 |  |  | (OP) Operating | [6 empty] | Clay | 35.0647 | -83.9258
5416 | Duke Energy Carolinas, LLC | 2747 | Nantahala | Electric Utility | NC | 1 | 43.2 | 50 | Conventional Hydroelectric | WAT | HY | 7 | 1942 |  |  | (OP) Operating | [6 empty] | Macon | 35.2715 | -83.6762
5416 | Duke Energy Carolinas, LLC | 2749 | Tennessee Creek | Electric Utility | NC | 1 | 10.8 | 9.8 | Conventional Hydroelectric | WAT | HY | 5 | 1955 |  |  | (OP) Operating | [6 empty] | Jackson | 35.2139 | -83.0028
5416 | Duke Energy Carolinas, LLC | 2750 | Thorpe | Electric Utility | NC | 1 | 21.6 | 19.7 | Conventional Hydroelectric | WAT | HY | 10 | 1941 |  |  | (OP) Operating | [6 empty] | Jackson | 35.234 | -83.1254
5416 | Duke Energy Carolinas, LLC | 2751 | Tuckasegee | Electric Utility | NC | 1 | 3 | 2.5 | Conventional Hydroelectric | WAT | HY | 5 | 1950 |  |  | (OP) Operating | [6 empty] | Jackson | 35.247 | -83.1281
19876 | Virginia Electric & Power Co | 2756 | Gaston | Electric Utility | NC | 1 | 44.4 | 55 | Conventional Hydroelectric | WAT | HY | 3 | 1963 |  |  | (OP) Operating | [6 empty] | Halifax | 36.4991 | -77.8115
19876 | Virginia Electric & Power Co | 2756 | Gaston | Electric Utility | NC | 2 | 44.4 | 55 | Conventional Hydroelectric | WAT | HY | 2 | 1963 |  |  | (OP) Operating | [6 empty] | Halifax | 36.4991 | -77.8115
19876 | Virginia Electric & Power Co | 2756 | Gaston | Electric Utility | NC | 3 | 44.4 | 55 | Conventional Hydroelectric | WAT | HY | 2 | 1963 |  |  | (OP) Operating | [6 empty] | Halifax | 36.4991 | -77.8115
19876 | Virginia Electric & Power Co | 2756 | Gaston | Electric Utility | NC | 4 | 44.4 | 55 | Conventional Hydroelectric | WAT | HY | 2 | 1963 |  |  | (OP) Operating | [6 empty] | Halifax | 36.4991 | -77.8115
19876 | Virginia Electric & Power Co | 2758 | Roanoke Rapids | Electric Utility | NC | 1 | 25 | 24 | Conventional Hydroelectric | WAT | HY | 12 | 1955 |  |  | (OP) Operating | [6 empty] | Halifax | 36.4789 | -77.6722
19876 | Virginia Electric & Power Co | 2758 | Roanoke Rapids | Electric Utility | NC | 2 | 25 | 24 | Conventional Hydroelectric | WAT | HY | 10 | 1955 |  |  | (OP) Operating | [6 empty] | Halifax | 36.4789 | -77.6722
19876 | Virginia Electric & Power Co | 2758 | Roanoke Rapids | Electric Utility | NC | 3 | 25 | 24 | Conventional Hydroelectric | WAT | HY | 9 | 1955 |  |  | (OP) Operating | [6 empty] | Halifax | 36.4789 | -77.6722
19876 | Virginia Electric & Power Co | 2758 | Roanoke Rapids | Electric Utility | NC | 4 | 25 | 23 | Conventional Hydroelectric | WAT | HY | 9 | 1955 |  |  | (OP) Operating | [6 empty] | Halifax | 36.4789 | -77.6722
10604 | Lake Lure Town of | 2773 | Lake Lure | IPP Non-CHP | NC | 1 | 1.2 | 1.2 | Conventional Hydroelectric | WAT | HY | 1 | 1927 |  |  | (OP) Operating | [6 empty] | RUTHERFORD | 35.4259 | -82.184
10604 | Lake Lure Town of | 2773 | Lake Lure | IPP Non-CHP | NC | 2 | 2.4 | 2.4 | Conventional Hydroelectric | WAT | HY | 1 | 1927 |  |  | (OP) Operating | [6 empty] | RUTHERFORD | 35.4259 | -82.184
18642 | Tennessee Valley Authority | 2778 | Chatuge | Electric Utility | NC | 1 | 13.2 | 13.9 | Conventional Hydroelectric | WAT | HY | 12 | 1954 |  |  | (OP) Operating | [6 empty] | Clay | 35.0191 | -83.7914
18642 | Tennessee Valley Authority | 2779 | Fontana Dam | Electric Utility | NC | 1 | 81 | 101.4 | Conventional Hydroelectric | WAT | HY | 1 | 1945 |  |  | (OP) Operating | [6 empty] | Swain | 35.4507 | -83.805
18642 | Tennessee Valley Authority | 2779 | Fontana Dam | Electric Utility | NC | 2 | 92.7 | 101.4 | Conventional Hydroelectric | WAT | HY | 3 | 1945 |  |  | (OP) Operating | [6 empty] | Swain | 35.4507 | -83.805
18642 | Tennessee Valley Authority | 2779 | Fontana Dam | Electric Utility | NC | 3 | 81 | 101.4 | Conventional Hydroelectric | WAT | HY | 2 | 1954 |  |  | (OP) Operating | [6 empty] | Swain | 35.4507 | -83.805
18642 | Tennessee Valley Authority | 2780 | Hiwassee Dam | Electric Utility | NC | 1 | 70.6 | 87.7 | Conventional Hydroelectric | WAT | HY | 5 | 1940 |  |  | (OP) Operating | [6 empty] | Cherokee | 35.1509 | -84.1775
18642 | Tennessee Valley Authority | 2780 | Hiwassee Dam | Electric Utility | NC | 2 | 95 | 86 | Hydroelectric Pumped Storage | WAT | PS | 5 | 1956 |  |  | (OP) Operating | [6 empty] | Cherokee | 35.1509 | -84.1775
13683 | North Carolina El Member Corp | 2783 | Buxton | Electric Utility | NC | 1A | 3 | 3 | Petroleum Liquids | DFO | IC | 4 | 1991 |  |  | (OP) Operating | [6 empty] | Dare | 35.2672 | -75.5347
13683 | North Carolina El Member Corp | 2783 | Buxton | Electric Utility | NC | 2A | 3 | 3 | Petroleum Liquids | DFO | IC | 4 | 1991 |  |  | (OP) Operating | [6 empty] | Dare | 35.2672 | -75.5347
13683 | North Carolina El Member Corp | 2783 | Buxton | Electric Utility | NC | 3A | 3 | 3 | Petroleum Liquids | DFO | IC | 4 | 1991 |  |  | (OP) Operating | [6 empty] | Dare | 35.2672 | -75.5347
13683 | North Carolina El Member Corp | 2783 | Buxton | Electric Utility | NC | 4A | 3 | 3 | Petroleum Liquids | DFO | IC | 4 | 1991 |  |  | (OP) Operating | [6 empty] | Dare | 35.2672 | -75.5347
13683 | North Carolina El Member Corp | 2783 | Buxton | Electric Utility | NC | 5A | 3 | 3 | Petroleum Liquids | DFO | IC | 4 | 1991 |  |  | (OP) Operating | [6 empty] | Dare | 35.2672 | -75.5347
12199 | Montana-Dakota Utilities Co | 2790 | R M Heskett | Electric Utility | ND | 1 | 40 | 29.5 | Conventional Steam Coal | LIG | ST | 11 | 1954 |  |  | (OP) Operating | [6 empty] | Morton | 46.8669 | -100.8836
12199 | Montana-Dakota Utilities Co | 2790 | R M Heskett | Electric Utility | ND | 2 | 75 | 74.8 | Conventional Steam Coal | LIG | ST | 11 | 1963 |  |  | (OP) Operating | [6 empty] | Morton | 46.8669 | -100.8836
12199 | Montana-Dakota Utilities Co | 2790 | R M Heskett | Electric Utility | ND | 3 | 88 | 88 | Natural Gas Fired Combustion Turbine | NG | GT | 8 | 2014 |  |  | (OP) Operating | [6 empty] | Morton | 46.8669 | -100.8836
14232 | Otter Tail Power Co | 2801 | Jamestown | Electric Utility | ND | 1 | 24.1 | 22 | Petroleum Liquids | DFO | GT | 5 | 1976 |  |  | (SB) Standby/Backup: available for service but not normally used | [6 empty] | Stutsman | 46.9057 | -98.6622
14232 | Otter Tail Power Co | 2801 | Jamestown | Electric Utility | ND | 2 | 24.1 | 22.1 | Petroleum Liquids | DFO | GT | 12 | 1978 |  |  | (SB) Standby/Backup: available for service but not normally used | [6 empty] | Stutsman | 46.9057 | -98.6622
7444 | City of Grafton - (ND) | 2811 | Grafton | Electric Utility | ND | 1 | 0.6 | 0.6 | Petroleum Liquids | DFO | IC | 8 | 1937 |  |  | (SB) Standby/Backup: available for service but not normally used | [5 empty] | 0 | Walsh | 48.4108 | -97.4158
7444 | City of Grafton - (ND) | 2811 | Grafton | Electric Utility | ND | 2 | 0.8 | 0.8 | Petroleum Liquids | DFO | IC | 8 | 1949 |  |  | (SB) Standby/Backup: available for service but not normally used | [5 empty] | 0 | Walsh | 48.4108 | -97.4158
7444 | City of Grafton - (ND) | 2811 | Grafton | Electric Utility | ND | 3 | 1.3 | 1.3 | Petroleum Liquids | DFO | IC | 9 | 1956 |  |  | (SB) Standby/Backup: available for service but not normally used | [5 empty] | 0 | Walsh | 48.4108 | -97.4158
7444 | City of Grafton - (ND) | 2811 | Grafton | Electric Utility | ND | 4 | 1.3 | 1.3 | Petroleum Liquids | DFO | IC | 9 | 1956 |  |  | (SB) Standby/Backup: available for service but not normally used | [5 empty] | 0 | Walsh | 48.4108 | -97.4158
19635 | USCE-Missouri River District | 2815 | Garrison | Electric Utility | ND | 1 | 128 | 102 | Conventional Hydroelectric | WAT | HY | 1 | 1956 |  |  | (OP) Operating | [6 empty] | Mercer | 47.4945 | -101.4115
19635 | USCE-Missouri River District | 2815 | Garrison | Electric Utility | ND | 2 | 128 | 102 | Conventional Hydroelectric | WAT | HY | 3 | 1956 |  |  | (OP) Operating | [6 empty] | Mercer | 47.4945 | -101.4115
19635 | USCE-Missouri River District | 2815 | Garrison | Electric Utility | ND | 3 | 128 | 102 | Conventional Hydroelectric | WAT | HY | 8 | 1956 |  |  | (OP) Operating | [6 empty] | Mercer | 47.4945 | -101.4115
19635 | USCE-Missouri River District | 2815 | Garrison | Electric Utility | ND | 4 | 115 | 102 | Conventional Hydroelectric | WAT | HY | 3 | 1960 |  |  | (OP) Operating | [6 empty] | Mercer | 47.4945 | -101.4115
19635 | USCE-Missouri River District | 2815 | Garrison | Electric Utility | ND | 5 | 115 | 102 | Conventional Hydroelectric | WAT | HY | 5 | 1960 |  |  | (OP) Operating | [6 empty] | Mercer | 47.4945 | -101.4115
1307 | Basin Electric Power Coop | 2817 | Leland Olds | Electric Utility | ND | 1 | 216 | 222 | Conventional Steam Coal | LIG | ST | 1 | 1966 |  |  | (OP) Operating | [6 empty] | Mercer | 47.2808 | -101.3212
1307 | Basin Electric Power Coop | 2817 | Leland Olds | Electric Utility | ND | 2 | 440 | 445 | Conventional Steam Coal | LIG | ST | 12 | 1975 |  |  | (OP) Operating | [6 empty] | Mercer | 47.2808 | -101.3212
12658 | Minnkota Power Coop, Inc | 2823 | Milton R Young | Electric Utility | ND | 1 | 257 | 237 | Conventional Steam Coal | LIG | ST | 10 | 1970 |  |  | (OP) Operating | [6 empty] | Oliver | 47.0659 | -101.2131
12658 | Minnkota Power Coop, Inc | 2823 | Milton R Young | Electric Utility | ND | 2 | 477 | 447 | Conventional Steam Coal | LIG | ST | 4 | 1977 |  |  | (OP) Operating | [6 empty] | Oliver | 47.0659 | -101.2131
7570 | Great River Energy | 2824 | Stanton | Electric Utility | ND | 1 | 190.2 | 188.1 | Conventional Steam Coal | SUB | ST | 4 | 1967 | 5 | 2017 | (OP) Operating | [6 empty] | Mercer | 47.2866 | -101.3319
7570 | Great River Energy | 2824 | Stanton | Electric Utility | ND | 2 | 1 | 1 | Petroleum Liquids | DFO | IC | 9 | 1986 | 5 | 2017 | (SB) Standby/Backup: available for service but not normally used | [6 empty] | Mercer | 47.2866 | -101.3319
58620 | AEP Generation Resources Inc | 2828 | Cardinal | IPP Non-CHP | OH | 1 | 615.2 | 580 | Conventional Steam Coal | BIT | ST | 2 | 1967 |  |  | (OP) Operating | [6 empty] | Jefferson | 40.2522 | -80.6486
58620 | AEP Generation Resources Inc | 2828 | Cardinal | IPP Non-CHP | OH | 2 | 615.2 | 590 | Conventional Steam Coal | BIT | ST | 7 | 1967 |  |  | (OP) Operating | [6 empty] | Jefferson | 40.2522 | -80.6486
58620 | AEP Generation Resources Inc | 2828 | Cardinal | IPP Non-CHP | OH | 3 | 650 | 630 | Conventional Steam Coal | BIT | ST | 9 | 1977 |  |  | (OP) Operating | [6 empty] | Jefferson | 40.2522 | -80.6486
3542 | Duke Energy Ohio Inc | 2830 | Walter C Beckjord | Electric Utility | OH | BECK1 | 2 | 2 | Batteries | MWH | BA | 1 | 2015 |  |  | (OP) Operating | [6 empty] | Clermont | 38.9917 | -84.2981
3542 | Duke Energy Ohio Inc | 2830 | Walter C Beckjord | Electric Utility | OH | BECK2 | 2 | 2 | Batteries | MWH | BA | 11 | 2015 |  |  | (OP) Operating | [6 empty] | Clermont | 38.9917 | -84.2981
59917 | Dynegy Dicks Creek | 2831 | Dicks Creek | IPP Non-CHP | OH | 1 | 100 | 92 | Natural Gas Fired Combustion Turbine | NG | GT | 9 | 1965 |  |  | (OP) Operating | [6 empty] | Butler | 39.465 | -84.3778
59917 | Dynegy Dicks Creek | 2831 | Dicks Creek | IPP Non-CHP | OH | 3 | 16.5 | 14.2 | Natural Gas Fired Combustion Turbine | NG | GT | 6 | 1969 |  |  | (OP) Operating | [6 empty] | Butler | 39.465 | -84.3778
59917 | Dynegy Dicks Creek | 2831 | Dicks Creek | IPP Non-CHP | OH | 4 | 21.3 | 15 | Petroleum Liquids | DFO | GT | 10 | 1969 |  |  | (OP) Operating | [6 empty] | Butler | 39.465 | -84.3778
59917 | Dynegy Dicks Creek | 2831 | Dicks Creek | IPP Non-CHP | OH | 5 | 21.3 | 15 | Petroleum Liquids | DFO | GT | 10 | 1969 |  |  | (OP) Operating | [6 empty] | Butler | 39.465 | -84.3778
59919 | Dynegy Miami Fort | 2832 | Miami Fort | IPP Non-CHP | OH | 7 | 557.1 | 510 | Conventional Steam Coal | BIT | ST | 5 | 1975 |  |  | (OP) Operating | [6 empty] | Hamilton | 39.1128 | -84.8036
59919 | Dynegy Miami Fort | 2832 | Miami Fort | IPP Non-CHP | OH | 8 | 557.7 | 510 | Conventional Steam Coal | BIT | ST | 2 | 1978 |  |  | (OP) Operating | [6 empty] | Hamilton | 39.1128 | -84.8036
59919 | Dynegy Miami Fort | 2832 | Miami Fort | IPP Non-CHP | OH | GT3 | 16.5 | 14 | Petroleum Liquids | DFO | GT | 7 | 1971 |  |  | (OP) Operating | [6 empty] | Hamilton | 39.1128 | -84.8036
59919 | Dynegy Miami Fort | 2832 | Miami Fort | IPP Non-CHP | OH | GT4 | 16.5 | 14 | Petroleum Liquids | DFO | GT | 8 | 1971 |  |  | (OP) Operating | [6 empty] | Hamilton | 39.1128 | -84.8036
59919 | Dynegy Miami Fort | 2832 | Miami Fort | IPP Non-CHP | OH | GT5 | 16.5 | 14 | Petroleum Liquids | DFO | GT | 9 | 1971 |  |  | (OP) Operating | [6 empty] | Hamilton | 39.1128 | -84.8036
59919 | Dynegy Miami Fort | 2832 | Miami Fort | IPP Non-CHP | OH | GT6 | 16.5 | 14 | Petroleum Liquids | DFO | GT | 10 | 1971 |  |  | (OP) Operating | [6 empty] | Hamilton | 39.1128 | -84.8036
14165 | NRG Power Midwest LP | 2836 | Avon Lake | IPP Non-CHP | OH | 10 | 29 | 30 | Petroleum Liquids | DFO | GT | 1 | 1968 |  |  | (SB) Standby/Backup: available for service but not normally used | [6 empty] | Lorain | 41.5045 | -82.0546
14165 | NRG Power Midwest LP | 2836 | Avon Lake | IPP Non-CHP | OH | 9 | 680 | 640 | Conventional Steam Coal | BIT | ST | 1 | 1970 |  |  | (OP) Operating | [6 empty] | Lorain | 41.5045 | -82.0546
6526 | FirstEnergy Generation Corp | 2837 | FirstEnergy Eastlake | IPP Non-CHP | OH | 6 | 32 | 24 | Petroleum Liquids | DFO | GT | 12 | 1973 |  |  | (OP) Operating | [6 empty] | Lake | 41.6711 | -81.4425
58620 | AEP Generation Resources Inc | 2840 | Conesville | IPP Non-CHP | OH | 4 | 841.5 | 780 | Conventional Steam Coal | BIT | ST | 6 | 1973 |  |  | (OP) Operating | [6 empty] | Coshocton | 40.1842 | -81.8811
58620 | AEP Generation Resources Inc | 2840 | Conesville | IPP Non-CHP | OH | 5 | 443.9 | 375 | Conventional Steam Coal | BIT | ST | 11 | 1976 |  |  | (OP) Operating | [6 empty] | Coshocton | 40.1842 | -81.8811
58620 | AEP Generation Resources Inc | 2840 | Conesville | IPP Non-CHP | OH | 6 | 443.9 | 375 | Conventional Steam Coal | BIT | ST | 6 | 1978 |  |  | (OP) Operating | [6 empty] | Coshocton | 40.1842 | -81.8811
4922 | Dayton Power & Light Co | 2847 | Frank M Tait | Electric Utility | OH | GT1 | 103.5 | 88 | Natural Gas Fired Combustion Turbine | NG | GT | 6 | 1995 |  |  | (OP) Operating | [6 empty] | Montgomery | 39.7272 | -84.2111
4922 | Dayton Power & Light Co | 2847 | Frank M Tait | Electric Utility | OH | GT2 | 106.1 | 89 | Natural Gas Fired Combustion Turbine | NG | GT | 12 | 1996 |  |  | (OP) Operating | [6 empty] | Montgomery | 39.7272 | -84.2111
4922 | Dayton Power & Light Co | 2847 | Frank M Tait | Electric Utility | OH | GT3 | 84.2 | 79 | Natural Gas Fired Combustion Turbine | NG | GT | 12 | 1998 |  |  | (OP) Operating | [6 empty] | Montgomery | 39.7272 | -84.2111
4922 | Dayton Power & Light Co | 2847 | Frank M Tait | Electric Utility | OH | IC1 | 2.7 | 2.5 | Petroleum Liquids | DFO | IC | 5 | 1967 |  |  | (OP) Operating | [6 empty] | Montgomery | 39.7272 | -84.2111
4922 | Dayton Power & Light Co | 2847 | Frank M Tait | Electric Utility | OH | IC2 | 2.7 | 2.5 | Petroleum Liquids | DFO | IC | 5 | 1967 |  |  | (OP) Operating | [6 empty] | Montgomery | 39.7272 | -84.2111
4922 | Dayton Power & Light Co | 2847 | Frank M Tait | Electric Utility | OH | IC3 | 2.7 | 2.5 | Petroleum Liquids | DFO | IC | 5 | 1967 |  |  | (OP) Operating | [6 empty] | Montgomery | 39.7272 | -84.2111
4922 | Dayton Power & Light Co | 2847 | Frank M Tait | Electric Utility | OH | IC4 | 2.7 | 2.5 | Petroleum Liquids | DFO | IC | 5 | 1967 |  |  | (OP) Operating | [6 empty] | Montgomery | 39.7272 | -84.2111
4922 | Dayton Power & Light Co | 2848 | O H Hutchings | Electric Utility | OH | 7 | 32.6 | 25 | Natural Gas Fired Combustion Turbine | NG | GT | 11 | 1968 |  |  | (OP) Operating | [6 empty] | Montgomery | 39.6088 | -84.2921
4922 | Dayton Power & Light Co | 2850 | J M Stuart | Electric Utility | OH | 1 | 610.2 | 577 | Conventional Steam Coal | BIT | ST | 5 | 1971 |  |  | (OP) Operating | [6 empty] | Adams | 38.6361 | -83.6939
4922 | Dayton Power & Light Co | 2850 | J M Stuart | Electric Utility | OH | 2 | 610.2 | 577 | Conventional Steam Coal | BIT | ST | 10 | 1970 |  |  | (OP) Operating | [6 empty] | Adams | 38.6361 | -83.6939
4922 | Dayton Power & Light Co | 2850 | J M Stuart | Electric Utility | OH | 3 | 610.2 | 577 | Conventional Steam Coal | BIT | ST | 5 | 1972 |  |  | (OP) Operating | [6 empty] | Adams | 38.6361 | -83.6939
4922 | Dayton Power & Light Co | 2850 | J M Stuart | Electric Utility | OH | 4 | 610.2 | 577 | Conventional Steam Coal | BIT | ST | 6 | 1974 |  |  | (OP) Operating | [6 empty] | Adams | 38.6361 | -83.6939
4922 | Dayton Power & Light Co | 2850 | J M Stuart | Electric Utility | OH | D1 | 2.7 | 2.2 | Petroleum Liquids | DFO | IC | 10 | 1969 |  |  | (OP) Operating | [6 empty] | Adams | 38.6361 | -83.6939
4922 | Dayton Power & Light Co | 2850 | J M Stuart | Electric Utility | OH | D2 | 2.7 | 2.2 | Petroleum Liquids | DFO | IC | 10 | 1969 |  |  | (OP) Operating | [6 empty] | Adams | 38.6361 | -83.6939
4922 | Dayton Power & Light Co | 2850 | J M Stuart | Electric Utility | OH | D3 | 2.7 | 2.2 | Petroleum Liquids | DFO | IC | 10 | 1969 |  |  | (OP) Operating | [6 empty] | Adams | 38.6361 | -83.6939
4922 | Dayton Power & Light Co | 2850 | J M Stuart | Electric Utility | OH | D4 | 2.7 | 2.2 | Petroleum Liquids | DFO | IC | 10 | 1969 |  |  | (OP) Operating | [6 empty] | Adams | 38.6361 | -83.6939
4922 | Dayton Power & Light Co | 2851 | Monument | Electric Utility | OH | 1 | 2.7 | 2.4 | Petroleum Liquids | DFO | IC | 6 | 1968 |  |  | (OP) Operating | [6 empty] | Montgomery | 39.7667 | -84.1739
4922 | Dayton Power & Light Co | 2851 | Monument | Electric Utility | OH | 2 | 2.7 | 2.4 | Petroleum Liquids | DFO | IC | 6 | 1968 |  |  | (OP) Operating | [6 empty] | Montgomery | 39.7667 | -84.1739
4922 | Dayton Power & Light Co | 2851 | Monument | Electric Utility | OH | 3 | 2.7 | 2.4 | Petroleum Liquids | DFO | IC | 6 | 1968 |  |  | (OP) Operating | [6 empty] | Montgomery | 39.7667 | -84.1739
4922 | Dayton Power & Light Co | 2851 | Monument | Electric Utility | OH | 4 | 2.7 | 2.4 | Petroleum Liquids | DFO | IC | 6 | 1968 |  |  | (OP) Operating | [6 empty] | Montgomery | 39.7667 | -84.1739
4922 | Dayton Power & Light Co | 2851 | Monument | Electric Utility | OH | 5 | 2.7 | 2.4 | Petroleum Liquids | DFO | IC | 6 | 1968 |  |  | (OP) Operating | [6 empty] | Montgomery | 39.7667 | -84.1739
4922 | Dayton Power & Light Co | 2852 | Sidney (OH) | Electric Utility | OH | 1 | 2.7 | 2.4 | Petroleum Liquids | DFO | IC | 7 | 1968 |  |  | (OP) Operating | [6 empty] | Shelby | 40.2792 | -84.191
4922 | Dayton Power & Light Co | 2852 | Sidney (OH) | Electric Utility | OH | 2 | 2.7 | 2.4 | Petroleum Liquids | DFO | IC | 7 | 1968 |  |  | (OP) Operating | [6 empty] | Shelby | 40.2792 | -84.191
4922 | Dayton Power & Light Co | 2852 | Sidney (OH) | Electric Utility | OH | 3 | 2.7 | 2.4 | Petroleum Liquids | DFO | IC | 7 | 1968 |  |  | (OP) Operating | [6 empty] | Shelby | 40.2792 | -84.191
4922 | Dayton Power & Light Co | 2852 | Sidney (OH) | Electric Utility | OH | 4 | 2.7 | 2.4 | Petroleum Liquids | DFO | IC | 7 | 1968 |  |  | (OP) Operating | [6 empty] | Shelby | 40.2792 | -84.191
4922 | Dayton Power & Light Co | 2852 | Sidney (OH) | Electric Utility | OH | 5 | 2.7 | 2.4 | Petroleum Liquids | DFO | IC | 7 | 1968 |  |  | (OP) Operating | [6 empty] | Shelby | 40.2792 | -84.191
4922 | Dayton Power & Light Co | 2854 | Yankee Street | Electric Utility | OH | 1 | 18.5 | 19.5 | Natural Gas Fired Combustion Turbine | NG | GT | 7 | 1969 |  |  | (OP) Operating | [6 empty] | Montgomery | 39.603 | -84.2047
4922 | Dayton Power & Light Co | 2854 | Yankee Street | Electric Utility | OH | 2 | 18.5 | 19.5 | Natural Gas Fired Combustion Turbine | NG | GT | 7 | 1969 |  |  | (OP) Operating | [6 empty] | Montgomery | 39.603 | -84.2047
4922 | Dayton Power & Light Co | 2854 | Yankee Street | Electric Utility | OH | 3 | 18.5 | 19.3 | Natural Gas Fired Combustion Turbine | NG | GT | 7 | 1969 |  |  | (OP) Operating | [6 empty] | Montgomery | 39.603 | -84.2047
4922 | Dayton Power & Light Co | 2854 | Yankee Street | Electric Utility | OH | 4 | 17.5 | 11 | Natural Gas Fired Combustion Turbine | NG | GT | 11 | 1970 |  |  | (OP) Operating | [6 empty] | Montgomery | 39.603 | -84.2047
4922 | Dayton Power & Light Co | 2854 | Yankee Street | Electric Utility | OH | 5 | 17.5 | 9 | Natural Gas Fired Combustion Turbine | NG | GT | 11 | 1970 |  |  | (OP) Operating | [6 empty] | Montgomery | 39.603 | -84.2047
4922 | Dayton Power & Light Co | 2854 | Yankee Street | Electric Utility | OH | 6 | 17.5 | 12 | Natural Gas Fired Combustion Turbine | NG | GT | 11 | 1970 |  |  | (OP) Operating | [6 empty] | Montgomery | 39.603 | -84.2047
4922 | Dayton Power & Light Co | 2854 | Yankee Street | Electric Utility | OH | 7 | 17.5 | 11 | Natural Gas Fired Combustion Turbine | NG | GT | 11 | 1970 |  |  | (OP) Operating | [6 empty] | Montgomery | 39.603 | -84.2047
4922 | Dayton Power & Light Co | 2854 | Yankee Street | Electric Utility | OH | YS1 | 1.1 | 1.1 | Solar Photovoltaic | SUN | PV | 3 | 2010 |  |  | (OP) Operating | [6 empty] | Montgomery | 39.603 | -84.2047
14165 | NRG Power Midwest LP | 2861 | Niles Power Plant | IPP Non-CHP | OH | GT1 | 27 | 25 | Petroleum Liquids | DFO | GT | 7 | 1972 |  |  | (OP) Operating | [6 empty] | Trumbull | 41.1669 | -80.7477
6526 | FirstEnergy Generation Corp | 2866 | FirstEnergy W H Sammis | IPP Non-CHP | OH | 1 | 190.4 | 180 | Conventional Steam Coal | BIT | ST | 8 | 1959 |  |  | (OP) Operating | [6 empty] | Jefferson | 40.5317 | -80.6319
6526 | FirstEnergy Generation Corp | 2866 | FirstEnergy W H Sammis | IPP Non-CHP | OH | 2 | 190.4 | 180 | Conventional Steam Coal | BIT | ST | 7 | 1960 |  |  | (OP) Operating | [6 empty] | Jefferson | 40.5317 | -80.6319
6526 | FirstEnergy Generation Corp | 2866 | FirstEnergy W H Sammis | IPP Non-CHP | OH | 3 | 190.4 | 180 | Conventional Steam Coal | BIT | ST | 7 | 1961 |  |  | (OP) Operating | [6 empty] | Jefferson | 40.5317 | -80.6319
6526 | FirstEnergy Generation Corp | 2866 | FirstEnergy W H Sammis | IPP Non-CHP | OH | 4 | 190.4 | 180 | Conventional Steam Coal | BIT | ST | 11 | 1962 |  |  | (OP) Operating | [6 empty] | Jefferson | 40.5317 | -80.6319
6526 | FirstEnergy Generation Corp | 2866 | FirstEnergy W H Sammis | IPP Non-CHP | OH | 5 | 334 | 290 | Conventional Steam Coal | BIT | ST | 12 | 1967 |  |  | (OP) Operating | [6 empty] | Jefferson | 40.5317 | -80.6319
6526 | FirstEnergy Generation Corp | 2866 | FirstEnergy W H Sammis | IPP Non-CHP | OH | 6 | 680 | 600 | Conventional Steam Coal | BIT | ST | 4 | 1969 |  |  | (OP) Operating | [6 empty] | Jefferson | 40.5317 | -80.6319
6526 | FirstEnergy Generation Corp | 2866 | FirstEnergy W H Sammis | IPP Non-CHP | OH | 7 | 680 | 600 | Conventional Steam Coal | BIT | ST | 9 | 1971 |  |  | (OP) Operating | [6 empty] | Jefferson | 40.5317 | -80.6319
6526 | FirstEnergy Generation Corp | 2866 | FirstEnergy W H Sammis | IPP Non-CHP | OH | A1 | 2.5 | 3 | Petroleum Liquids | DFO | IC | 3 | 1972 |  |  | (OP) Operating | [6 empty] | Jefferson | 40.5317 | -80.6319
6526 | FirstEnergy Generation Corp | 2866 | FirstEnergy W H Sammis | IPP Non-CHP | OH | B1 | 2.5 | 3 | Petroleum Liquids | DFO | IC | 3 | 1972 |  |  | (OP) Operating | [6 empty] | Jefferson | 40.5317 | -80.6319
6526 | FirstEnergy Generation Corp | 2866 | FirstEnergy W H Sammis | IPP Non-CHP | OH | B2 | 2.5 | 3 | Petroleum Liquids | DFO | IC | 3 | 1972 |  |  | (OP) Operating | [6 empty] | Jefferson | 40.5317 | -80.6319
6526 | FirstEnergy Generation Corp | 2866 | FirstEnergy W H Sammis | IPP Non-CHP | OH | B3 | 2.5 | 2 | Petroleum Liquids | DFO | IC | 3 | 1972 |  |  | (OP) Operating | [6 empty] | Jefferson | 40.5317 | -80.6319
6526 | FirstEnergy Generation Corp | 2866 | FirstEnergy W H Sammis | IPP Non-CHP | OH | B4 | 2.5 | 2 | Petroleum Liquids | DFO | IC | 3 | 1972 |  |  | (OP) Operating | [6 empty] | Jefferson | 40.5317 | -80.6319
6526 | FirstEnergy Generation Corp | 2869 | FirstEnergy West Lorain | IPP Non-CHP | OH | 1A | 65.3 | 57 | Petroleum Liquids | DFO | GT | 6 | 1973 |  |  | (OP) Operating | [6 empty] | Lorain | 41.4294 | -82.2644
6526 | FirstEnergy Generation Corp | 2869 | FirstEnergy West Lorain | IPP Non-CHP | OH | 1B | 65.3 | 57 | Petroleum Liquids | DFO | GT | 6 | 1973 |  |  | (OP) Operating | [6 empty] | Lorain | 41.4294 | -82.2644
6526 | FirstEnergy Generation Corp | 2869 | FirstEnergy West Lorain | IPP Non-CHP | OH | 2 | 85 | 85 | Natural Gas Fired Combustion Turbine | NG | GT | 7 | 2001 |  |  | (OP) Operating | [6 empty] | Lorain | 41.4294 | -82.2644
6526 | FirstEnergy Generation Corp | 2869 | FirstEnergy West Lorain | IPP Non-CHP | OH | 3 | 85 | 85 | Natural Gas Fired Combustion Turbine | NG | GT | 7 | 2001 |  |  | (OP) Operating | [6 empty] | Lorain | 41.4294 | -82.2644
6526 | FirstEnergy Generation Corp | 2869 | FirstEnergy West Lorain | IPP Non-CHP | OH | 4 | 85 | 85 | Natural Gas Fired Combustion Turbine | NG | GT | 7 | 2001 |  |  | (OP) Operating | [6 empty] | Lorain | 41.4294 | -82.2644
6526 | FirstEnergy Generation Corp | 2869 | FirstEnergy West Lorain | IPP Non-CHP | OH | 5 | 85 | 85 | Natural Gas Fired Combustion Turbine | NG | GT | 7 | 2001 |  |  | (OP) Operating | [6 empty] | Lorain | 41.4294 | -82.2644
6526 | FirstEnergy Generation Corp | 2869 | FirstEnergy West Lorain | IPP Non-CHP | OH | 6 | 85 | 85 | Natural Gas Fired Combustion Turbine | NG | GT | 7 | 2001 |  |  | (OP) Operating | [6 empty] | Lorain | 41.4294 | -82.2644
14015 | Ohio Valley Electric Corp | 2876 | Kyger Creek | Electric Utility | OH | 1 | 217.3 | 194 | Conventional Steam Coal | BIT | ST | 2 | 1955 |  |  | (OP) Operating | [6 empty] | Gallia | 38.9144 | -82.1289
14015 | Ohio Valley Electric Corp | 2876 | Kyger Creek | Electric Utility | OH | 2 | 217.3 | 192.2 | Conventional Steam Coal | BIT | ST | 6 | 1955 |  |  | (OP) Operating | [6 empty] | Gallia | 38.9144 | -82.1289
14015 | Ohio Valley Electric Corp | 2876 | Kyger Creek | Electric Utility | OH | 3 | 217.3 | 192.2 | Conventional Steam Coal | BIT | ST | 9 | 1955 |  |  | (OP) Operating | [6 empty] | Gallia | 38.9144 | -82.1289
14015 | Ohio Valley Electric Corp | 2876 | Kyger Creek | Electric Utility | OH | 4 | 217.3 | 192.2 | Conventional Steam Coal | BIT | ST | 11 | 1955 |  |  | (OP) Operating | [6 empty] | Gallia | 38.9144 | -82.1289
14015 | Ohio Valley Electric Corp | 2876 | Kyger Creek | Electric Utility | OH | 5 | 217.3 | 192.2 | Conventional Steam Coal | BIT | ST | 12 | 1955 |  |  | (OP) Operating | [6 empty] | Gallia | 38.9144 | -82.1289
6526 | FirstEnergy Generation Corp | 2878 | FirstEnergy Bay Shore | IPP Non-CHP | OH | 1 | 150.5 | 136 | Petroleum Coke | PC | ST | 8 | 1955 |  |  | (OP) Operating | [6 empty] | Lucas | 41.6917 | -83.4378
6526 | FirstEnergy Generation Corp | 2878 | FirstEnergy Bay Shore | IPP Non-CHP | OH | CT | 16 | 16 | Petroleum Liquids | DFO | GT | 8 | 1967 |  |  | (OP) Operating | [6 empty] | Lucas | 41.6917 | -83.4378
57359 | Richland-Stryker Generation LLC | 2880 | Richland | IPP Non-CHP | OH | 1 | 15 | 11 | Petroleum Liquids | DFO | GT | 12 | 1965 |  |  | (OP) Operating | [6 empty] | Defiance | 41.3052 | -84.3346
57359 | Richland-Stryker Generation LLC | 2880 | Richland | IPP Non-CHP | OH | 2 | 15 | 11 | Natural Gas Fired Combustion Turbine | NG | GT | 2 | 1966 |  |  | (OP) Operating | [6 empty] | Defiance | 41.3052 | -84.3346
57359 | Richland-Stryker Generation LLC | 2880 | Richland | IPP Non-CHP | OH | 3 | 15 | 11 | Natural Gas Fired Combustion Turbine | NG | GT | 2 | 1966 |  |  | (OP) Operating | [6 empty] | Defiance | 41.3052 | -84.3346
57359 | Richland-Stryker Generation LLC | 2880 | Richland | IPP Non-CHP | OH | 4 | 135 | 112 | Natural Gas Fired Combustion Turbine | NG | GT | 3 | 2001 |  |  | (OP) Operating | [6 empty] | Defiance | 41.3052 | -84.3346
57359 | Richland-Stryker Generation LLC | 2880 | Richland | IPP Non-CHP | OH | 5 | 135 | 112 | Natural Gas Fired Combustion Turbine | NG | GT | 3 | 2001 |  |  | (OP) Operating | [6 empty] | Defiance | 41.3052 | -84.3346
57359 | Richland-Stryker Generation LLC | 2880 | Richland | IPP Non-CHP | OH | 6 | 135 | 112 | Natural Gas Fired Combustion Turbine | NG | GT | 3 | 2001 |  |  | (OP) Operating | [6 empty] | Defiance | 41.3052 | -84.3346
57359 | Richland-Stryker Generation LLC | 2881 | Stryker | IPP Non-CHP | OH | 1 | 19 | 17 | Petroleum Liquids | DFO | GT | 2 | 1968 |  |  | (OP) Operating | [6 empty] | WILLIAMS | 41.5014 | -84.4283
768 | City of Arcanum - (OH) | 2902 | Arcanum | Electric Utility | OH | 1 | 0.7 | 0.8 | Petroleum Liquids | DFO | IC | 9 | 1951 |  |  | (OP) Operating | [6 empty] | Darke | 39.9861 | -84.5503
768 | City of Arcanum - (OH) | 2902 | Arcanum | Electric Utility | OH | 2 | 0.5 | 0.6 | Petroleum Liquids | DFO | IC | 10 | 1946 |  |  | (OP) Operating | [6 empty] | Darke | 39.9861 | -84.5503
2439 | City of Bryan - (OH) | 2903 | Bryan (OH) | Electric Utility | OH | 1 | 15.8 | 12.5 | Natural Gas Fired Combustion Turbine | NG | GT | 7 | 1970 |  |  | (OP) Operating | [6 empty] | Williams | 41.4718 | -84.5431
2439 | City of Bryan - (OH) | 2903 | Bryan (OH) | Electric Utility | OH | 2 | 16 | 12.5 | Natural Gas Fired Combustion Turbine | NG | GT | 7 | 1988 |  |  | (OP) Operating | [6 empty] | Williams | 41.4718 | -84.5431
2439 | City of Bryan - (OH) | 2903 | Bryan (OH) | Electric Utility | OH | 5 | 2.5 | 2.5 | Petroleum Liquids | DFO | IC | 5 | 1948 |  |  | (OP) Operating | [6 empty] | Williams | 41.4718 | -84.5431
2439 | City of Bryan - (OH) | 2903 | Bryan (OH) | Electric Utility | OH | 6 | 5 | 4 | Natural Gas Fired Combustion Turbine | NG | GT | 7 | 1963 |  |  | (OP) Operating | [6 empty] | Williams | 41.4718 | -84.5431
3762 | City of Cleveland - (OH) | 2906 | Collinwood | Electric Utility | OH | 3 | 16 | 16 | Natural Gas Fired Combustion Turbine | NG | GT | 2 | 1971 |  |  | (OP) Operating | [6 empty] | Cuyahoga | 41.5569 | -81.588
3762 | City of Cleveland - (OH) | 2909 | West 41st Street | Electric Utility | OH | 1 | 16 | 16 | Natural Gas Fired Combustion Turbine | NG | GT | 3 | 1970 |  |  | (OP) Operating | [6 empty] | Cuyahoga | 41.474 | -81.7145
3762 | City of Cleveland - (OH) | 2909 | West 41st Street | Electric Utility | OH | 2 | 16 | 16 | Natural Gas Fired Combustion Turbine | NG | GT | 3 | 1970 |  |  | (OP) Operating | [6 empty] | Cuyahoga | 41.474 | -81.7145
5336 | City of Dover - (OH) | 2914 | Dover | Electric Utility | OH | 3 | 8 | 8 | Conventional Steam Coal | BIT | ST | 1 | 1954 |  |  | (SB) Standby/Backup: available for service but not normally used | [6 empty] | Tuscarawas | 40.5201 | -81.4681
5336 | City of Dover - (OH) | 2914 | Dover | Electric Utility | OH | 4 | 19.5 | 15.2 | Conventional Steam Coal | BIT | ST | 6 | 1968 |  |  | (OP) Operating | [6 empty] | Tuscarawas | 40.5201 | -81.4681
5336 | City of Dover - (OH) | 2914 | Dover | Electric Utility | OH | 5 | 2.6 | 2.4 | Petroleum Liquids | DFO | IC | 6 | 1966 |  |  | (OP) Operating | [6 empty] | Tuscarawas | 40.5201 | -81.4681
5336 | City of Dover - (OH) | 2914 | Dover | Electric Utility | OH | 6 | 19.5 | 15.3 | Natural Gas Fired Combustion Turbine | NG | GT | 9 | 1992 |  |  | (OP) Operating | [6 empty] | Tuscarawas | 40.5201 | -81.4681
7977 | City of Hamilton - (OH) | 2917 | Hamilton (OH) | Electric Utility | OH | 5 | 10 | 10 | Natural Gas Steam Turbine | NG | ST | 3 | 1954 |  |  | (SB) Standby/Backup: available for service but not normally used | [6 empty] | Butler | 39.4098 | -84.5543
7977 | City of Hamilton - (OH) | 2917 | Hamilton (OH) | Electric Utility | OH | 7 | 25 | 25 | Natural Gas Steam Turbine | NG | ST | 5 | 1960 |  |  | (SB) Standby/Backup: available for service but not normally used | [6 empty] | Butler | 39.4098 | -84.5543
7977 | City of Hamilton - (OH) | 2917 | Hamilton (OH) | Electric Utility | OH | 8 | 25 | 25 | Natural Gas Steam Turbine | NG | ST | 6 | 1965 |  |  | (SB) Standby/Backup: available for service but not normally used | [6 empty] | Butler | 39.4098 | -84.5543
7977 | City of Hamilton - (OH) | 2917 | Hamilton (OH) | Electric Utility | OH | 9 | 50.6 | 51 | Natural Gas Steam Turbine | NG | ST | 10 | 1975 |  |  | (SB) Standby/Backup: available for service but not normally used | [6 empty] | Butler | 39.4098 | -84.5543
7977 | City of Hamilton - (OH) | 2917 | Hamilton (OH) | Electric Utility | OH | GT2 | 16.3 | 12 | Natural Gas Fired Combustion Turbine | NG | GT | 6 | 1971 |  |  | (OP) Operating | [6 empty] | Butler | 39.4098 | -84.5543
10830 | City of Lebanon - (OH) | 2921 | Lebanon | Electric Utility | OH | 5 | 2 | 2 | Petroleum Liquids | DFO | IC | 1 | 1955 |  |  | (OP) Operating | [6 empty] | Warren | 39.4322 | -84.2109
10830 | City of Lebanon - (OH) | 2921 | Lebanon | Electric Utility | OH | 6 | 3 | 3 | Petroleum Liquids | DFO | IC | 1 | 1961 |  |  | (OP) Operating | [6 empty] | Warren | 39.4322 | -84.2109
10830 | City of Lebanon - (OH) | 2921 | Lebanon | Electric Utility | OH | 7 | 6 | 6 | Petroleum Liquids | DFO | GT | 1 | 1966 |  |  | (OP) Operating | [6 empty] | Warren | 39.4322 | -84.2109
10830 | City of Lebanon - (OH) | 2921 | Lebanon | Electric Utility | OH | 8 | 5.6 | 5.6 | Petroleum Liquids | DFO | IC | 1 | 1970 |  |  | (OP) Operating | [6 empty] | Warren | 39.4322 | -84.2109
10830 | City of Lebanon - (OH) | 2921 | Lebanon | Electric Utility | OH | 9 | 14 | 14 | Petroleum Liquids | DFO | GT | 11 | 1986 |  |  | (OP) Operating | [6 empty] | Warren | 39.4322 | -84.2109
13949 | City of Oberlin - (OH) | 2933 | Oberlin (OH) | Electric Utility | OH | 1 | 1.1 | 1 | Petroleum Liquids | DFO | IC | 1 | 1948 |  |  | (OP) Operating | [6 empty] | Lorain | 41.2836 | -82.2194
13949 | City of Oberlin - (OH) | 2933 | Oberlin (OH) | Electric Utility | OH | 10 | 0.5 | 0.5 | Natural Gas Internal Combustion Engine | NG | IC | 1 | 1990 |  |  | (OP) Operating | [6 empty] | Lorain | 41.2836 | -82.2194
13949 | City of Oberlin - (OH) | 2933 | Oberlin (OH) | Electric Utility | OH | 2A | 3.1 | 3.1 | Natural Gas Internal Combustion Engine | NG | IC | 6 | 2001 |  |  | (OP) Operating | [6 empty] | Lorain | 41.2836 | -82.2194
13949 | City of Oberlin - (OH) | 2933 | Oberlin (OH) | Electric Utility | OH | 3A | 3.1 | 3.1 | Natural Gas Internal Combustion Engine | NG | IC | 6 | 2001 |  |  | (OP) Operating | [6 empty] | Lorain | 41.2836 | -82.2194
13949 | City of Oberlin - (OH) | 2933 | Oberlin (OH) | Electric Utility | OH | 6 | 2.5 | 2 | Petroleum Liquids | DFO | IC | 1 | 1958 |  |  | (OP) Operating | [6 empty] | Lorain | 41.2836 | -82.2194
13949 | City of Oberlin - (OH) | 2933 | Oberlin (OH) | Electric Utility | OH | 7 | 2.7 | 2.7 | Petroleum Liquids | DFO | IC | 1 | 1961 |  |  | (OP) Operating | [6 empty] | Lorain | 41.2836 | -82.2194
13949 | City of Oberlin - (OH) | 2933 | Oberlin (OH) | Electric Utility | OH | 8 | 3 | 3 | Petroleum Liquids | DFO | IC | 1 | 1966 |  |  | (OP) Operating | [6 empty] | Lorain | 41.2836 | -82.2194
13949 | City of Oberlin - (OH) | 2933 | Oberlin (OH) | Electric Utility | OH | 9 | 0.4 | 0.4 | Natural Gas Internal Combustion Engine | NG | IC | 1 | 1990 |  |  | (OP) Operating | [6 empty] | Lorain | 41.2836 | -82.2194
13949 | City of Oberlin - (OH) | 2933 | Oberlin (OH) | Electric Utility | OH | IC4 | 2.1 | 2.1 | Natural Gas Internal Combustion Engine | NG | IC | 6 | 1996 |  |  | (OP) Operating | [6 empty] | Lorain | 41.2836 | -82.2194
14194 | City of Orrville - (OH) | 2935 | Orrville | Electric Utility | OH | 10 | 25 | 23 | Conventional Steam Coal | BIT | ST | 1 | 1971 |  |  | (OP) Operating | [6 empty] | Wayne | 40.851 | -81.7658
14194 | City of Orrville - (OH) | 2935 | Orrville | Electric Utility | OH | 11 | 25 | 23 | Conventional Steam Coal | BIT | ST | 1 | 1971 |  |  | (OP) Operating | [6 empty] | Wayne | 40.851 | -81.7658
14194 | City of Orrville - (OH) | 2935 | Orrville | Electric Utility | OH | 7 | 5 | 5 | Conventional Steam Coal | BIT | ST | 1 | 1949 |  |  | (OS) Out of service and NOT expected to return to service in next calendar year | [6 empty] | Wayne | 40.851 | -81.7658
14194 | City of Orrville - (OH) | 2935 | Orrville | Electric Utility | OH | 8 | 7.5 | 7.5 | Conventional Steam Coal | BIT | ST | 1 | 1955 |  |  | (OS) Out of service and NOT expected to return to service in next calendar year | [6 empty] | Wayne | 40.851 | -81.7658
14194 | City of Orrville - (OH) | 2935 | Orrville | Electric Utility | OH | 9 | 22 | 20 | Conventional Steam Coal | BIT | ST | 1 | 1961 |  |  | (OP) Operating | [6 empty] | Wayne | 40.851 | -81.7658
14381 | City of Painesville | 2936 | Painesville | Electric Utility | OH | 3 | 7.5 | 7 | Conventional Steam Coal | BIT | ST | 1 | 1953 |  |  | (SB) Standby/Backup: available for service but not normally used | [6 empty] | Lake | 41.7265 | -81.254
14381 | City of Painesville | 2936 | Painesville | Electric Utility | OH | 5 | 16.5 | 15.5 | Conventional Steam Coal | BIT | ST | 1 | 1965 |  |  | (OP) Operating | [6 empty] | Lake | 41.7265 | -81.254
14381 | City of Painesville | 2936 | Painesville | Electric Utility | OH | 7 | 22 | 17.5 | Conventional Steam Coal | BIT | ST | 2 | 1990 |  |  | (OP) Operating | [6 empty] | Lake | 41.7265 | -81.254
14381 | City of Painesville | 2936 | Painesville | Electric Utility | OH | ST2 | 7.5 | 7 | Conventional Steam Coal | BIT | ST | 1 | 1949 |  |  | (SB) Standby/Backup: available for service but not normally used | [6 empty] | Lake | 41.7265 | -81.254
14381 | City of Painesville | 2936 | Painesville | Electric Utility | OH | WPCP1 | 2 | 1.8 | Petroleum Liquids | DFO | IC | 2 | 2010 |  |  | (SB) Standby/Backup: available for service but not normally used | [6 empty] | Lake | 41.7265 | -81.254
15095 | City of Piqua - (OH) | 2937 | Piqua Power Plant | Electric Utility | OH | 11 | 16.3 | 16.5 | Petroleum Liquids | DFO | GT | 12 | 1989 |  |  | (OP) Operating | [6 empty] | Miami | 40.1338 | -84.2373
15095 | City of Piqua - (OH) | 2937 | Piqua Power Plant | Electric Utility | OH | 8 | 20 | 20 | Petroleum Liquids | DFO | GT | 1 | 1972 |  |  | (OP) Operating | [6 empty] | Miami | 40.1338 | -84.2373
17891 | City of St Marys - (OH) | 2942 | St Marys | Electric Utility | OH | 7 | 14 | 12 | Petroleum Liquids | DFO | GT | 8 | 1992 | 1 | 2018 | (SB) Standby/Backup: available for service but not normally used | [6 empty] | Auglaize | 40.5458 | -84.3889
17891 | City of St Marys - (OH) | 2942 | St Marys | Electric Utility | OH | GT1 | 11 | 10.4 | Natural Gas Fired Combustion Turbine | NG | GT | 12 | 1999 |  |  | (SB) Standby/Backup: available for service but not normally used | [6 empty] | Auglaize | 40.5458 | -84.3889
17043 | City of Shelby - (OH) | 2943 | Shelby Municipal Light Plant | Electric Utility | OH | IC1 | 3 | 3 | Petroleum Liquids | DFO | IC | 5 | 1963 |  |  | (OP) Operating | [6 empty] | Richland | 40.88 | -82.6567
20977 | City of Woodsfield - (OH) | 2945 | Anadarko | Electric Utility | OH | 10 | 1.2 | 1.2 | Petroleum Liquids | DFO | IC | 1 | 1983 |  |  | (SB) Standby/Backup: available for service but not normally used | [6 empty] | Monroe | 39.757 | -81.1155
20977 | City of Woodsfield - (OH) | 2945 | Anadarko | Electric Utility | OH | 11 | 1.2 | 1.2 | Petroleum Liquids | DFO | IC | 1 | 1983 |  |  | (SB) Standby/Backup: available for service but not normally used | [6 empty] | Monroe | 39.757 | -81.1155
20977 | City of Woodsfield - (OH) | 2945 | Anadarko | Electric Utility | OH | 6 | 0.6 | 0.6 | Petroleum Liquids | DFO | IC | 1 | 1949 |  |  | (SB) Standby/Backup: available for service but not normally used | [6 empty] | Monroe | 39.757 | -81.1155
20977 | City of Woodsfield - (OH) | 2945 | Anadarko | Electric Utility | OH | 7 | 1.2 | 1.2 | Petroleum Liquids | DFO | IC | 1 | 1957 |  |  | (SB) Standby/Backup: available for service but not normally used | [6 empty] | Monroe | 39.757 | -81.1155
20977 | City of Woodsfield - (OH) | 2945 | Anadarko | Electric Utility | OH | 8 | 1.5 | 1.5 | Petroleum Liquids | DFO | IC | 1 | 1965 |  |  | (SB) Standby/Backup: available for service but not normally used | [6 empty] | Monroe | 39.757 | -81.1155
20977 | City of Woodsfield - (OH) | 2945 | Anadarko | Electric Utility | OH | 9 | 2.1 | 2.1 | Petroleum Liquids | DFO | IC | 1 | 1971 |  |  | (SB) Standby/Backup: available for service but not normally used |  |  | 0 |  |  | 0 | Monroe | 39.757 | -81.1155
14063 | Oklahoma Gas & Electric Co | 2951 | Horseshoe Lake | Electric Utility | OK | 10 | 60.5 | 45.5 | Natural Gas Fired Combustion Turbine | NG | GT | 6 | 2001 |  |  | (OP) Operating | [6 empty] | Oklahoma | 35.5087 | -97.1797
14063 | Oklahoma Gas & Electric Co | 2951 | Horseshoe Lake | Electric Utility | OK | 6 | 163 | 167.8 | Natural Gas Steam Turbine | NG | ST | 4 | 1958 | 12 | 2023 | (OP) Operating | [6 empty] | Oklahoma | 35.5087 | -97.1797
14063 | Oklahoma Gas & Electric Co | 2951 | Horseshoe Lake | Electric Utility | OK | 8 | 443 | 409.7 | Natural Gas Steam Turbine | NG | ST | 6 | 1969 |  |  | (OP) Operating | [6 empty] | Oklahoma | 35.5087 | -97.1797
14063 | Oklahoma Gas & Electric Co | 2951 | Horseshoe Lake | Electric Utility | OK | 9 | 60.5 | 45.5 | Natural Gas Fired Combustion Turbine | NG | GT | 6 | 2001 |  |  | (OP) Operating | [6 empty] | Oklahoma | 35.5087 | -97.1797
14063 | Oklahoma Gas & Electric Co | 2951 | Horseshoe Lake | Electric Utility | OK | GT7 | 27 | 7.3 | Natural Gas Fired Combustion Turbine | NG | GT | 6 | 1963 | 6 | 2016 | (OP) Operating | [6 empty] | Oklahoma | 35.5087 | -97.1797
14063 | Oklahoma Gas & Electric Co | 2951 | Horseshoe Lake | Electric Utility | OK | ST7 | 220 | 213.7 | Natural Gas Steam Turbine | NG | ST | 6 | 1963 |  |  | (OP) Operating | [6 empty] | Oklahoma | 35.5087 | -97.1797
14063 | Oklahoma Gas & Electric Co | 2952 | Muskogee | Electric Utility | OK | 4 | 572 | 487 | Conventional Steam Coal | SUB | ST | 12 | 1977 |  |  | (OP) Operating | [6 empty] | Muskogee | 35.7614 | -95.2873
14063 | Oklahoma Gas & Electric Co | 2952 | Muskogee | Electric Utility | OK | 5 | 572 | 502 | Conventional Steam Coal | SUB | ST | 10 | 1978 |  |  | (OP) Operating | [6 empty] | Muskogee | 35.7614 | -95.2873
14063 | Oklahoma Gas & Electric Co | 2952 | Muskogee | Electric Utility | OK | 6 | 572 | 520.5 | Conventional Steam Coal | SUB | ST | 6 | 1984 |  |  | (OP) Operating | [6 empty] | Muskogee | 35.7614 | -95.2873
14063 | Oklahoma Gas & Electric Co | 2953 | Mustang | Electric Utility | OK | 3 | 133 | 121 | Natural Gas Steam Turbine | NG | ST | 6 | 1955 | 12 | 2017 | (OP) Operating | [6 empty] | Canadian | 35.4699 | -97.675
14063 | Oklahoma Gas & Electric Co | 2953 | Mustang | Electric Utility | OK | 4 | 253 | 259 | Natural Gas Steam Turbine | NG | ST | 6 | 1959 | 12 | 2017 | (OP) Operating | [6 empty] | Canadian | 35.4699 | -97.675
14063 | Oklahoma Gas & Electric Co | 2953 | Mustang | Electric Utility | OK | 5A | 41 | 26 | Natural Gas Fired Combustion Turbine | NG | GT | 6 | 1971 |  |  | (OP) Operating | [6 empty] | Canadian | 35.4699 | -97.675
14063 | Oklahoma Gas & Electric Co | 2953 | Mustang | Electric Utility | OK | 5B | 41 | 33 | Natural Gas Fired Combustion Turbine | NG | GT | 6 | 1971 |  |  | (OP) Operating | [6 empty] | Canadian | 35.4699 | -97.675
14063 | Oklahoma Gas & Electric Co | 2953 | Mustang | Electric Utility | OK | SLR1 | 2.5 | 2.5 | Solar Photovoltaic | SUN | PV | 8 | 2015 |  |  | (OP) Operating | [6 empty] | Canadian | 35.4699 | -97.675
14063 | Oklahoma Gas & Electric Co | 2956 | Seminole (OK) | Electric Utility | OK | 1 | 567 | 475 | Natural Gas Steam Turbine | NG | ST | 3 | 1971 |  |  | (OP) Operating | [6 empty] | Seminole | 34.9665 | -96.7258
14063 | Oklahoma Gas & Electric Co | 2956 | Seminole (OK) | Electric Utility | OK | 2 | 567 | 480.5 | Natural Gas Steam Turbine | NG | ST | 2 | 1973 |  |  | (OP) Operating | [6 empty] | Seminole | 34.9665 | -96.7258
14063 | Oklahoma Gas & Electric Co | 2956 | Seminole (OK) | Electric Utility | OK | 3 | 567 | 482 | Natural Gas Steam Turbine | NG | ST | 6 | 1975 |  |  | (OP) Operating | [6 empty] | Seminole | 34.9665 | -96.7258
15474 | Public Service Co of Oklahoma | 2963 | Northeastern | Electric Utility | OK | 1 | 170 | 146 | Natural Gas Fired Combined Cycle | NG | CA | 4 | 1961 |  |  | (OP) Operating | [6 empty] | Rogers | 36.4317 | -95.7008
15474 | Public Service Co of Oklahoma | 2963 | Northeastern | Electric Utility | OK | 1A | 178.5 | 149 | Natural Gas Fired Combined Cycle | NG | CT | 8 | 2001 |  |  | (OP) Operating | [6 empty] | Rogers | 36.4317 | -95.7008
15474 | Public Service Co of Oklahoma | 2963 | Northeastern | Electric Utility | OK | 1B | 178.5 | 149 | Natural Gas Fired Combined Cycle | NG | CT | 8 | 2001 |  |  | (OP) Operating | [6 empty] | Rogers | 36.4317 | -95.7008
15474 | Public Service Co of Oklahoma | 2963 | Northeastern | Electric Utility | OK | 2 | 473 | 462 | Natural Gas Steam Turbine | NG | ST | 5 | 1970 |  |  | (OP) Operating | [6 empty] | Rogers | 36.4317 | -95.7008
15474 | Public Service Co of Oklahoma | 2963 | Northeastern | Electric Utility | OK | 3 | 473 | 460 | Conventional Steam Coal | SUB | ST | 12 | 1979 |  |  | (OP) Operating | [6 empty] | Rogers | 36.4317 | -95.7008
15474 | Public Service Co of Oklahoma | 2963 | Northeastern | Electric Utility | OK | IC1 | 4.5 | 4 | Petroleum Liquids | DFO | IC | 12 | 1980 |  |  | (OP) Operating | [6 empty] | Rogers | 36.4317 | -95.7008
15474 | Public Service Co of Oklahoma | 2964 | Southwestern | Electric Utility | OK | 1 | 84 | 78 | Natural Gas Steam Turbine | NG | ST | 7 | 1952 |  |  | (OP) Operating | [6 empty] | Caddo | 35.1009 | -98.3524
15474 | Public Service Co of Oklahoma | 2964 | Southwestern | Electric Utility | OK | 2 | 84 | 78 | Natural Gas Steam Turbine | NG | ST | 3 | 1954 |  |  | (OP) Operating | [6 empty] | Caddo | 35.1009 | -98.3524
15474 | Public Service Co of Oklahoma | 2964 | Southwestern | Electric Utility | OK | 3 | 315 | 295 | Natural Gas Steam Turbine | NG | ST | 7 | 1967 |  |  | (OP) Operating | [6 empty] | Caddo | 35.1009 | -98.3524
15474 | Public Service Co of Oklahoma | 2964 | Southwestern | Electric Utility | OK | 4 | 86.5 | 76 | Natural Gas Fired Combustion Turbine | NG | GT | 2 | 2008 |  |  | (OP) Operating | [6 empty] | Caddo | 35.1009 | -98.3524
15474 | Public Service Co of Oklahoma | 2964 | Southwestern | Electric Utility | OK | 5 | 86.5 | 76 | Natural Gas Fired Combustion Turbine | NG | GT | 2 | 2008 |  |  | (OP) Operating | [6 empty] | Caddo | 35.1009 | -98.3524
15474 | Public Service Co of Oklahoma | 2964 | Southwestern | Electric Utility | OK | IC1 | 2 | 2 | Petroleum Liquids | DFO | IC | 5 | 1966 |  |  | (OS) Out of service and NOT expected to return to service in next calendar year | [6 empty] | Caddo | 35.1009 | -98.3524
15474 | Public Service Co of Oklahoma | 2965 | Tulsa | Electric Utility | OK | 2 | 170 | 150 | Natural Gas Steam Turbine | NG | ST | 11 | 1956 |  |  | (OP) Operating | [6 empty] | Tulsa | 36.1165 | -95.991
15474 | Public Service Co of Oklahoma | 2965 | Tulsa | Electric Utility | OK | 4 | 170 | 155 | Natural Gas Steam Turbine | NG | ST | 4 | 1958 |  |  | (OP) Operating | [6 empty] | Tulsa | 36.1165 | -95.991
15474 | Public Service Co of Oklahoma | 2965 | Tulsa | Electric Utility | OK | IC1 | 8.2 | 8.3 | Petroleum Liquids | DFO | IC | 4 | 1967 |  |  | (OP) Operating | [6 empty] | Tulsa | 36.1165 | -95.991
15474 | Public Service Co of Oklahoma | 2966 | Weleetka | Electric Utility | OK | 4 | 53 | 55 | Natural Gas Fired Combustion Turbine | NG | GT | 7 | 1975 |  |  | (OP) Operating | [6 empty] | Okfuskee | 35.3233 | -96.1352
15474 | Public Service Co of Oklahoma | 2966 | Weleetka | Electric Utility | OK | 5 | 53 | 53 | Natural Gas Fired Combustion Turbine | NG | GT | 9 | 1976 |  |  | (OP) Operating | [6 empty] | Okfuskee | 35.3233 | -96.1352
15474 | Public Service Co of Oklahoma | 2966 | Weleetka | Electric Utility | OK | 6 | 53 | 55 | Natural Gas Fired Combustion Turbine | NG | GT | 9 | 1976 |  |  | (OP) Operating | [6 empty] | Okfuskee | 35.3233 | -96.1352
15474 | Public Service Co of Oklahoma | 2966 | Weleetka | Electric Utility | OK | IC1 | 4 | 4 | Petroleum Liquids | DFO | IC | 10 | 1963 |  |  | (OP) Operating | [6 empty] | Okfuskee | 35.3233 | -96.1352
4667 | City of Cushing - (OK) | 2975 | Cushing | Electric Utility | OK | 1 | 2.5 | 1.8 | Petroleum Liquids | DFO | IC | 6 | 1956 |  |  | (OP) Operating | [6 empty] | Payne | 35.9826 | -96.7757
4667 | City of Cushing - (OK) | 2975 | Cushing | Electric Utility | OK | 10 | 4.5 | 4 | Petroleum Liquids | DFO | IC | 12 | 1972 |  |  | (OP) Operating | [6 empty] | Payne | 35.9826 | -96.7757
4667 | City of Cushing - (OK) | 2975 | Cushing | Electric Utility | OK | 11 | 6.3 | 6.3 | Petroleum Liquids | DFO | IC | 6 | 1988 |  |  | (OP) Operating | [6 empty] | Payne | 35.9826 | -96.7757
4667 | City of Cushing - (OK) | 2975 | Cushing | Electric Utility | OK | 2 | 1 | 0.8 | Petroleum Liquids | DFO | IC | 6 | 1949 |  |  | (OP) Operating | [6 empty] | Payne | 35.9826 | -96.7757
4667 | City of Cushing - (OK) | 2975 | Cushing | Electric Utility | OK | 3 | 0.5 | 0.4 | Petroleum Liquids | DFO | IC | 6 | 1936 |  |  | (OP) Operating | [6 empty] | Payne | 35.9826 | -96.7757
4667 | City of Cushing - (OK) | 2975 | Cushing | Electric Utility | OK | 4 | 0.5 | 0.4 | Petroleum Liquids | DFO | IC | 8 | 1936 |  |  | (OP) Operating | [6 empty] | Payne | 35.9826 | -96.7757
4667 | City of Cushing - (OK) | 2975 | Cushing | Electric Utility | OK | 5 | 0.5 | 0.4 | Petroleum Liquids | DFO | IC | 6 | 1936 |  |  | (OP) Operating | [6 empty] | Payne | 35.9826 | -96.7757
4667 | City of Cushing - (OK) | 2975 | Cushing | Electric Utility | OK | 6 | 0.8 | 0.6 | Petroleum Liquids | DFO | IC | 7 | 1939 |  |  | (OP) Operating | [6 empty] | Payne | 35.9826 | -96.7757
4667 | City of Cushing - (OK) | 2975 | Cushing | Electric Utility | OK | 7 | 2.5 | 1.9 | Petroleum Liquids | DFO | IC | 6 | 1956 |  |  | (OP) Operating | [6 empty] | Payne | 35.9826 | -96.7757
4667 | City of Cushing - (OK) | 2975 | Cushing | Electric Utility | OK | 8 | 2.5 | 1.9 | Petroleum Liquids | DFO | IC | 6 | 1956 |  |  | (OP) Operating | [6 empty] | Payne | 35.9826 | -96.7757
4667 | City of Cushing - (OK) | 2975 | Cushing | Electric Utility | OK | 9 | 3 | 2.7 | Petroleum Liquids | DFO | IC | 2 | 1965 |  |  | (OP) Operating | [6 empty] | Payne | 35.9826 | -96.7757
7490 | Grand River Dam Authority | 2980 | Markham | Electric Utility | OK | 1 | 32.1 | 32 | Conventional Hydroelectric | WAT | HY | 5 | 1964 |  |  | (OP) Operating | [6 empty] | Mayes | 36.2317 | -95.1822
7490 | Grand River Dam Authority | 2980 | Markham | Electric Utility | OK | 2 | 32.1 | 32 | Conventional Hydroelectric | WAT | HY | 5 | 1964 |  |  | (OP) Operating | [6 empty] | Mayes | 36.2317 | -95.1822
7490 | Grand River Dam Authority | 2980 | Markham | Electric Utility | OK | 3 | 32.1 | 32 | Conventional Hydroelectric | WAT | HY | 5 | 1964 |  |  | (OP) Operating | [6 empty] | Mayes | 36.2317 | -95.1822
7490 | Grand River Dam Authority | 2980 | Markham | Electric Utility | OK | 4 | 32.1 | 32 | Conventional Hydroelectric | WAT | HY | 5 | 1964 |  |  | (OP) Operating | [6 empty] | Mayes | 36.2317 | -95.1822
7490 | Grand River Dam Authority | 2981 | Pensacola | Electric Utility | OK | 1 | 21.6 | 21 | Conventional Hydroelectric | WAT | HY | 8 | 1940 |  |  | (OP) Operating | [6 empty] | Mayes | 36.4675 | -95.0414
7490 | Grand River Dam Authority | 2981 | Pensacola | Electric Utility | OK | 2 | 21.6 | 21 | Conventional Hydroelectric | WAT | HY | 8 | 1940 |  |  | (OP) Operating | [6 empty] | Mayes | 36.4675 | -95.0414
7490 | Grand River Dam Authority | 2981 | Pensacola | Electric Utility | OK | 3 | 21.6 | 21 | Conventional Hydroelectric | WAT | HY | 8 | 1940 |  |  | (OP) Operating | [6 empty] | Mayes | 36.4675 | -95.0414
7490 | Grand River Dam Authority | 2981 | Pensacola | Electric Utility | OK | 4 | 21.6 | 21 | Conventional Hydroelectric | WAT | HY | 8 | 1940 |  |  | (OP) Operating | [6 empty] | Mayes | 36.4675 | -95.0414
7490 | Grand River Dam Authority | 2981 | Pensacola | Electric Utility | OK | 5 | 21.6 | 21 | Conventional Hydroelectric | WAT | HY | 8 | 1946 |  |  | (OP) Operating | [6 empty] | Mayes | 36.4675 | -95.0414
7490 | Grand River Dam Authority | 2981 | Pensacola | Electric Utility | OK | 6 | 21.6 | 21 | Conventional Hydroelectric | WAT | HY | 8 | 1946 |  |  | (OP) Operating | [6 empty] | Mayes | 36.4675 | -95.0414
7490 | Grand River Dam Authority | 2981 | Pensacola | Electric Utility | OK | A | 0.5 | 0.5 | Conventional Hydroelectric | WAT | HY | 8 | 1940 |  |  | (OS) Out of service and NOT expected to return to service in next calendar year | [6 empty] | Mayes | 36.4675 | -95.0414
7490 | Grand River Dam Authority | 2982 | Salina | Electric Utility | OK | 1 | 43.2 | 43 | Hydroelectric Pumped Storage | WAT | PS | 5 | 1968 |  |  | (OP) Operating | [6 empty] | Mayes | 36.2647 | -95.1036
7490 | Grand River Dam Authority | 2982 | Salina | Electric Utility | OK | 2 | 43.2 | 43 | Hydroelectric Pumped Storage | WAT | PS | 5 | 1968 |  |  | (OP) Operating | [6 empty] | Mayes | 36.2647 | -95.1036
7490 | Grand River Dam Authority | 2982 | Salina | Electric Utility | OK | 3 | 43.2 | 43 | Hydroelectric Pumped Storage | WAT | PS | 5 | 1968 |  |  | (OP) Operating | [6 empty] | Mayes | 36.2647 | -95.1036
7490 | Grand River Dam Authority | 2982 | Salina | Electric Utility | OK | 4 | 43.2 | 43 | Hydroelectric Pumped Storage | WAT | PS | 5 | 1971 |  |  | (OP) Operating | [6 empty] | Mayes | 36.2647 | -95.1036
7490 | Grand River Dam Authority | 2982 | Salina | Electric Utility | OK | 5 | 43.2 | 43 | Hydroelectric Pumped Storage | WAT | PS | 5 | 1971 |  |  | (OP) Operating | [6 empty] | Mayes | 36.2647 | -95.1036
7490 | Grand River Dam Authority | 2982 | Salina | Electric Utility | OK | 6 | 43.2 | 43 | Hydroelectric Pumped Storage | WAT | PS | 5 | 1971 |  |  | (OP) Operating | [6 empty] | Mayes | 36.2647 | -95.1036
27470 | USCE-Tulsa District | 2984 | Keystone Dam | Electric Utility | OK | 1 | 35 | 40 | Conventional Hydroelectric | WAT | HY | 5 | 1968 |  |  | (OP) Operating | [6 empty] | Tulsa | 36.1508 | -96.2517
27470 | USCE-Tulsa District | 2984 | Keystone Dam | Electric Utility | OK | 2 | 35 | 40 | Conventional Hydroelectric | WAT | HY | 5 | 1968 |  |  | (OP) Operating | [6 empty] | Tulsa | 36.1508 | -96.2517
27470 | USCE-Tulsa District | 2985 | Robert S Kerr | Electric Utility | OK | 1 | 27.5 | 31.6 | Conventional Hydroelectric | WAT | HY | 10 | 1971 |  |  | (OP) Operating |  |  |  | 2018 | 12 | 34 | Sequoyah | 35.3445 | -94.7755
27470 | USCE-Tulsa District | 2985 | Robert S Kerr | Electric Utility | OK | 2 | 27.5 | 31.6 | Conventional Hydroelectric | WAT | HY | 7 | 1971 |  |  | (OP) Operating |  |  |  | 2020 | 12 | 34 | Sequoyah | 35.3445 | -94.7755
27470 | USCE-Tulsa District | 2985 | Robert S Kerr | Electric Utility | OK | 3 | 27.5 | 31.6 | Conventional Hydroelectric | WAT | HY | 9 | 1971 |  |  | (OP) Operating | [6 empty] | Sequoyah | 35.3445 | -94.7755
27470 | USCE-Tulsa District | 2985 | Robert S Kerr | Electric Utility | OK | 4 | 27.5 | 20 | Conventional Hydroelectric | WAT | HY | 11 | 1971 |  |  | (OP) Operating | [6 empty] | Sequoyah | 35.3445 | -94.7755
10320 | City of Kingfisher - (OK) | 2986 | Kingfisher | Electric Utility | OK | 3 | 2.8 | 2.9 | Natural Gas Internal Combustion Engine | NG | IC | 1 | 1965 |  |  | (OP) Operating | [6 empty] | Kingfisher | 35.8575 | -97.9277
10320 | City of Kingfisher - (OK) | 2986 | Kingfisher | Electric Utility | OK | 4 | 1.3 | 1.2 | Natural Gas Internal Combustion Engine | NG | IC | 1 | 1959 |  |  | (OP) Operating | [6 empty] | Kingfisher | 35.8575 | -97.9277
10320 | City of Kingfisher - (OK) | 2986 | Kingfisher | Electric Utility | OK | 5 | 3.1 | 3 | Natural Gas Internal Combustion Engine | NG | IC | 1 | 1970 |  |  | (OP) Operating | [6 empty] | Kingfisher | 35.8575 | -97.9277
10320 | City of Kingfisher - (OK) | 2986 | Kingfisher | Electric Utility | OK | IC1 | 1.1 | 1 | Natural Gas Internal Combustion Engine | NG | IC | 1 | 1954 |  |  | (OP) Operating | [6 empty] | Kingfisher | 35.8575 | -97.9277
10320 | City of Kingfisher - (OK) | 2986 | Kingfisher | Electric Utility | OK | IC2 | 0.8 | 0.6 | Natural Gas Internal Combustion Engine | NG | IC | 1 | 1954 |  |  | (OP) Operating | [6 empty] | Kingfisher | 35.8575 | -97.9277
27470 | USCE-Tulsa District | 2987 | Webbers Falls | Electric Utility | OK | 1 | 20 | 23 | Conventional Hydroelectric | WAT | HY | 8 | 1973 |  |  | (OP) Operating |  |  |  | 2017 | 5 | 2 | Muskogee | 35.5531 | -95.1708
27470 | USCE-Tulsa District | 2987 | Webbers Falls | Electric Utility | OK | 2 | 20 | 23 | Conventional Hydroelectric | WAT | HY | 9 | 1973 |  |  | (OP) Operating |  |  |  | 2016 | 12 | 2 | Muskogee | 35.5531 | -95.1708
27470 | USCE-Tulsa District | 2987 | Webbers Falls | Electric Utility | OK | 3 | 20 | 23 | Conventional Hydroelectric | WAT | HY | 11 | 1973 |  |  | (OP) Operating |  |  |  | 2017 | 1 | 2 | Muskogee | 35.5531 | -95.1708
11566 | City of Mangum - (OK) | 2991 | Mangum | Electric Utility | OK | 1 | 1.1 | 0.9 | Natural Gas Internal Combustion Engine | NG | IC | 1 | 1946 |  |  | (OP) Operating | [6 empty] | GREER | 34.8836 | -99.5022
11566 | City of Mangum - (OK) | 2991 | Mangum | Electric Utility | OK | 4 | 1.5 | 1.2 | Natural Gas Internal Combustion Engine | NG | IC | 1 | 1956 |  |  | (OP) Operating | [6 empty] | GREER | 34.8836 | -99.5022
11566 | City of Mangum - (OK) | 2991 | Mangum | Electric Utility | OK | 5 | 2 | 1.7 | Natural Gas Internal Combustion Engine | NG | IC | 7 | 1963 |  |  | (OP) Operating | [6 empty] | GREER | 34.8836 | -99.5022
11566 | City of Mangum - (OK) | 2991 | Mangum | Electric Utility | OK | 6 | 2.1 | 1.6 | Natural Gas Internal Combustion Engine | NG | IC | 11 | 1969 |  |  | (OP) Operating | [6 empty] | GREER | 34.8836 | -99.5022
14582 | City of Pawhuska - (OK) | 2995 | Pawhuska | Electric Utility | OK | 1 | 1.4 | 1.1 | Petroleum Liquids | DFO | IC | 9 | 1949 |  |  | (OP) Operating | [6 empty] | Osage | 36.6694 | -96.3474
14582 | City of Pawhuska - (OK) | 2995 | Pawhuska | Electric Utility | OK | 2 | 2 | 1.2 | Petroleum Liquids | DFO | IC | 8 | 1954 |  |  | (OP) Operating | [6 empty] | Osage | 36.6694 | -96.3474
14582 | City of Pawhuska - (OK) | 2995 | Pawhuska | Electric Utility | OK | 3 | 3.1 | 2.5 | Petroleum Liquids | DFO | IC | 8 | 1966 |  |  | (OP) Operating | [6 empty] | Osage | 36.6694 | -96.3474
14582 | City of Pawhuska - (OK) | 2995 | Pawhuska | Electric Utility | OK | 5 | 2.5 | 2 | Petroleum Liquids | DFO | IC | 9 | 1960 |  |  | (OP) Operating | [6 empty] | Osage | 36.6694 | -96.3474
18125 | Stillwater Utilities Authority | 3000 | Boomer Lake Station | Electric Utility | OK | 2 | 12.7 | 13 | Natural Gas Steam Turbine | NG | ST | 6 | 1959 | 6 | 2016 | (OP) Operating | [6 empty] | Payne | 36.1438 | -97.0681
18125 | Stillwater Utilities Authority | 3000 | Boomer Lake Station | Electric Utility | OK | 3 | 2 | 2 | Petroleum Liquids | DFO | IC | 5 | 2004 |  |  | (OP) Operating | [6 empty] | Payne | 36.1438 | -97.0681
18125 | Stillwater Utilities Authority | 3000 | Boomer Lake Station | Electric Utility | OK | 4 | 2 | 2 | Petroleum Liquids | DFO | IC | 5 | 2004 |  |  | (OP) Operating | [6 empty] | Payne | 36.1438 | -97.0681
18125 | Stillwater Utilities Authority | 3000 | Boomer Lake Station | Electric Utility | OK | 5 | 2 | 2 | Petroleum Liquids | DFO | IC | 5 | 2004 |  |  | (OP) Operating | [6 empty] | Payne | 36.1438 | -97.0681
27470 | USCE-Tulsa District | 3003 | Fort Gibson | Electric Utility | OK | 1 | 11.2 | 12.9 | Conventional Hydroelectric | WAT | HY | 3 | 1953 |  |  | (OP) Operating | [6 empty] | Cherokee | 35.8693 | -95.2269
27470 | USCE-Tulsa District | 3003 | Fort Gibson | Electric Utility | OK | 2 | 11.2 | 12.9 | Conventional Hydroelectric | WAT | HY | 3 | 1953 |  |  | (OP) Operating | [6 empty] | Cherokee | 35.8693 | -95.2269
27470 | USCE-Tulsa District | 3003 | Fort Gibson | Electric Utility | OK | 3 | 11.2 | 12.9 | Conventional Hydroelectric | WAT | HY | 5 | 1953 |  |  | (OP) Operating | [6 empty] | Cherokee | 35.8693 | -95.2269
27470 | USCE-Tulsa District | 3003 | Fort Gibson | Electric Utility | OK | 4 | 11.2 | 12.5 | Conventional Hydroelectric | WAT | HY | 9 | 1953 |  |  | (OP) Operating | [6 empty] | Cherokee | 35.8693 | -95.2269
27470 | USCE-Tulsa District | 3004 | Tenkiller Ferry | Electric Utility | OK | 1 | 19.5 | 21 | Conventional Hydroelectric | WAT | HY | 11 | 1953 |  |  | (OP) Operating | [6 empty] | Sequoyah | 35.595 | -95.0511
27470 | USCE-Tulsa District | 3004 | Tenkiller Ferry | Electric Utility | OK | 2 | 19.5 | 21 | Conventional Hydroelectric | WAT | HY | 12 | 1953 |  |  | (OP) Operating | [6 empty] | Sequoyah | 35.595 | -95.0511
20447 | Western Farmers Elec Coop, Inc | 3006 | Anadarko Plant | Electric Utility | OK | 1 | 17.3 | 12 | Natural Gas Steam Turbine | NG | ST | 8 | 1953 |  |  | (SB) Standby/Backup: available for service but not normally used | [5 empty] | 0 | Caddo | 35.0847 | -98.23
20447 | Western Farmers Elec Coop, Inc | 3006 | Anadarko Plant | Electric Utility | OK | 10 | 45 | 45 | Natural Gas Fired Combustion Turbine | NG | GT | 6 | 2009 |  |  | (OP) Operating | [5 empty] | 0 | Caddo | 35.0847 | -98.23
20447 | Western Farmers Elec Coop, Inc | 3006 | Anadarko Plant | Electric Utility | OK | 11 | 45 | 45 | Natural Gas Fired Combustion Turbine | NG | GT | 6 | 2009 |  |  | (OP) Operating | [5 empty] | 0 | Caddo | 35.0847 | -98.23
20447 | Western Farmers Elec Coop, Inc | 3006 | Anadarko Plant | Electric Utility | OK | 2 | 17.3 | 12 | Natural Gas Steam Turbine | NG | ST | 8 | 1953 |  |  | (SB) Standby/Backup: available for service but not normally used | [6 empty] | Caddo | 35.0847 | -98.23
20447 | Western Farmers Elec Coop, Inc | 3006 | Anadarko Plant | Electric Utility | OK | 3 | 50 | 44 | Natural Gas Steam Turbine | NG | ST | 8 | 1959 |  |  | (SB) Standby/Backup: available for service but not normally used | [6 empty] | Caddo | 35.0847 | -98.23
20447 | Western Farmers Elec Coop, Inc | 3006 | Anadarko Plant | Electric Utility | OK | 4 | 105.1 | 94 | Natural Gas Fired Combined Cycle | NG | CS | 12 | 1977 |  |  | (OP) Operating | [6 empty] | Caddo | 35.0847 | -98.23
20447 | Western Farmers Elec Coop, Inc | 3006 | Anadarko Plant | Electric Utility | OK | 5 | 105.1 | 94 | Natural Gas Fired Combined Cycle | NG | CS | 11 | 1977 |  |  | (OP) Operating | [6 empty] | Caddo | 35.0847 | -98.23
20447 | Western Farmers Elec Coop, Inc | 3006 | Anadarko Plant | Electric Utility | OK | 6 | 105.1 | 94 | Natural Gas Fired Combined Cycle | NG | CS | 12 | 1977 |  |  | (OP) Operating | [6 empty] | Caddo | 35.0847 | -98.23
20447 | Western Farmers Elec Coop, Inc | 3006 | Anadarko Plant | Electric Utility | OK | 9 | 45 | 45 | Natural Gas Fired Combustion Turbine | NG | GT | 6 | 2009 |  |  | (OP) Operating | [6 empty] | Caddo | 35.0847 | -98.23
20447 | Western Farmers Elec Coop, Inc | 3008 | Mooreland | Electric Utility | OK | 1 | 45 | 50 | Natural Gas Steam Turbine | NG | ST | 3 | 1964 |  |  | (OP) Operating | [6 empty] | Woodward | 36.4372 | -99.2254
20447 | Western Farmers Elec Coop, Inc | 3008 | Mooreland | Electric Utility | OK | 2 | 125 | 132 | Natural Gas Steam Turbine | NG | ST | 7 | 1968 |  |  | (OP) Operating | [6 empty] | Woodward | 36.4372 | -99.2254
20447 | Western Farmers Elec Coop, Inc | 3008 | Mooreland | Electric Utility | OK | 3 | 135 | 140 | Natural Gas Steam Turbine | NG | ST | 7 | 1975 |  |  | (OP) Operating | [6 empty] | Woodward | 36.4372 | -99.2254
9191 | Idaho Power Co | 3013 | Hells Canyon | Electric Utility | OR | 1 | 130.5 | 145.8 | Conventional Hydroelectric | WAT | HY | 12 | 1967 |  |  | (OP) Operating | [6 empty] | Wallowa | 45.2439 | -116.7008
9191 | Idaho Power Co | 3013 | Hells Canyon | Electric Utility | OR | 2 | 130.5 | 150 | Conventional Hydroelectric | WAT | HY | 12 | 1967 |  |  | (OP) Operating | [6 empty] | Wallowa | 45.2439 | -116.7008
9191 | Idaho Power Co | 3013 | Hells Canyon | Electric Utility | OR | 3 | 130.5 | 149.2 | Conventional Hydroelectric | WAT | HY | 10 | 1967 |  |  | (OP) Operating | [6 empty] | Wallowa | 45.2439 | -116.7008
9191 | Idaho Power Co | 3014 | Oxbow (OR) | Electric Utility | OR | 1 | 47.5 | 55.3 | Conventional Hydroelectric | WAT | HY | 7 | 1961 |  |  | (OP) Operating | [6 empty] | Baker | 44.9716 | -116.835
9191 | Idaho Power Co | 3014 | Oxbow (OR) | Electric Utility | OR | 2 | 47.5 | 54.8 | Conventional Hydroelectric | WAT | HY | 7 | 1961 |  |  | (OP) Operating | [6 empty] | Baker | 44.9716 | -116.835
9191 | Idaho Power Co | 3014 | Oxbow (OR) | Electric Utility | OR | 3 | 47.5 | 54.9 | Conventional Hydroelectric | WAT | HY | 9 | 1961 |  |  | (OP) Operating | [6 empty] | Baker | 44.9716 | -116.835
9191 | Idaho Power Co | 3014 | Oxbow (OR) | Electric Utility | OR | 4 | 47.5 | 54.8 | Conventional Hydroelectric | WAT | HY | 11 | 1961 |  |  | (OP) Operating | [6 empty] | Baker | 44.9716 | -116.835
14354 | PacifiCorp | 3020 | Clearwater 1 | Electric Utility | OR | 1 | 15 | 17.9 | Conventional Hydroelectric | WAT | HY | 6 | 1953 |  |  | (OP) Operating | [6 empty] | Douglas | 43.2512 | -122.3379
14354 | PacifiCorp | 3021 | Clearwater 2 | Electric Utility | OR | 1 | 26 | 31 | Conventional Hydroelectric | WAT | HY | 11 | 1953 |  |  | (OP) Operating | [6 empty] | Douglas | 43.2669 | -122.4098
14354 | PacifiCorp | 3024 | Eagle Point | Electric Utility | OR | 1 | 2.8 | 2.8 | Conventional Hydroelectric | WAT | HY | 11 | 1957 |  |  | (OP) Operating | [6 empty] | Jackson | 42.5146 | -122.7571
14354 | PacifiCorp | 3025 | East Side | Electric Utility | OR | 1 | 3.2 | 3 | Conventional Hydroelectric | WAT | HY | 8 | 1924 |  |  | (OP) Operating | [6 empty] | Klamath | 42.2248 | -121.7955
14354 | PacifiCorp | 3026 | Fish Creek | Electric Utility | OR | 1 | 11 | 10.4 | Conventional Hydroelectric | WAT | HY | 6 | 1952 |  |  | (OP) Operating | [6 empty] | Douglas | 43.2742 | -122.449
14354 | PacifiCorp | 3028 | John C Boyle | Electric Utility | OR | 1 | 50.3 | 50.4 | Conventional Hydroelectric | WAT | HY | 10 | 1958 |  |  | (OP) Operating | [6 empty] | Klamath | 42.0936 | -122.0703
14354 | PacifiCorp | 3028 | John C Boyle | Electric Utility | OR | 2 | 48.4 | 47.6 | Conventional Hydroelectric | WAT | HY | 10 | 1958 |  |  | (OP) Operating | [6 empty] | Klamath | 42.0936 | -122.0703
14354 | PacifiCorp | 3029 | Lemolo 1 | Electric Utility | OR | 1 | 32 | 32 | Conventional Hydroelectric | WAT | HY | 7 | 1955 |  |  | (OP) Operating | [6 empty] | Douglas | 43.3558 | -122.2494
14354 | PacifiCorp | 3032 | Prospect 1 | Electric Utility | OR | 1 | 3.8 | 4.6 | Conventional Hydroelectric | WAT | HY | 1 | 1912 |  |  | (OP) Operating | [6 empty] | Jackson | 42.7307 | -122.5151
14354 | PacifiCorp | 3033 | Prospect 2 | Electric Utility | OR | 1 | 16 | 18 | Conventional Hydroelectric | WAT | HY | 1 | 1928 |  |  | (OP) Operating | [6 empty] | Jackson | 42.7312 | -122.514
14354 | PacifiCorp | 3033 | Prospect 2 | Electric Utility | OR | 2 | 16 | 18 | Conventional Hydroelectric | WAT | HY | 2 | 1928 |  |  | (OP) Operating | [6 empty] | Jackson | 42.7312 | -122.514
14354 | PacifiCorp | 3034 | Prospect 3 | Electric Utility | OR | 1 | 7.2 | 7.7 | Conventional Hydroelectric | WAT | HY | 4 | 1932 |  |  | (OP) Operating | [6 empty] | Jackson | 42.7306 | -122.4185
14354 | PacifiCorp | 3035 | Prospect 4 | Electric Utility | OR | 1 | 1 | 0.9 | Conventional Hydroelectric | WAT | HY | 11 | 1944 |  |  | (OP) Operating | [6 empty] | Jackson | 42.7331 | -122.5151
14354 | PacifiCorp | 3036 | Slide Creek | Electric Utility | OR | 1 | 18 | 18 | Conventional Hydroelectric | WAT | HY | 7 | 1951 |  |  | (OP) Operating | [6 empty] | Douglas | 43.2939 | -122.4728
14354 | PacifiCorp | 3037 | Soda Springs | Electric Utility | OR | 1 | 11 | 11.6 | Conventional Hydroelectric | WAT | HY | 3 | 1952 |  |  | (OP) Operating | [6 empty] | Douglas | 43.3061 | -122.5014
14354 | PacifiCorp | 3040 | Toketee Falls | Electric Utility | OR | 1 | 14.2 | 15 | Conventional Hydroelectric | WAT | HY | 2 | 1950 |  |  | (OP) Operating | [6 empty] | Douglas | 43.2727 | -122.4475
14354 | PacifiCorp | 3040 | Toketee Falls | Electric Utility | OR | 2 | 14.2 | 15 | Conventional Hydroelectric | WAT | HY | 12 | 1949 |  |  | (OP) Operating | [6 empty] | Douglas | 43.2727 | -122.4475
14354 | PacifiCorp | 3040 | Toketee Falls | Electric Utility | OR | 3 | 14.2 | 15 | Conventional Hydroelectric | WAT | HY | 3 | 1950 |  |  | (OP) Operating | [6 empty] | Douglas | 43.2727 | -122.4475
14354 | PacifiCorp | 3041 | Wallowa Falls | Electric Utility | OR | 1 | 1.1 | 1.1 | Conventional Hydroelectric | WAT | HY | 7 | 1921 |  |  | (OP) Operating | [6 empty] | Wallowa | 45.2667 | -117.2127
15248 | Portland General Electric Co | 3045 | Faraday | Electric Utility | OR | 1 | 3.1 | 3.9 | Conventional Hydroelectric | WAT | HY | 2 | 1907 |  |  | (OP) Operating | [6 empty] | Clackamas | 45.268 | -122.3201
15248 | Portland General Electric Co | 3045 | Faraday | Electric Utility | OR | 2 | 3.1 | 3.9 | Conventional Hydroelectric | WAT | HY | 2 | 1907 |  |  | (OP) Operating | [6 empty] | Clackamas | 45.268 | -122.3201
15248 | Portland General Electric Co | 3045 | Faraday | Electric Utility | OR | 3 | 2.7 | 3.4 | Conventional Hydroelectric | WAT | HY | 7 | 1908 |  |  | (OP) Operating | [6 empty] | Clackamas | 45.268 | -122.3201
15248 | Portland General Electric Co | 3045 | Faraday | Electric Utility | OR | 4 | 4.5 | 5.6 | Conventional Hydroelectric | WAT | HY | 10 | 1909 |  |  | (OP) Operating | [6 empty] | Clackamas | 45.268 | -122.3201
15248 | Portland General Electric Co | 3045 | Faraday | Electric Utility | OR | 5 | 4 | 5.1 | Conventional Hydroelectric | WAT | HY | 8 | 1910 |  |  | (OP) Operating | [6 empty] | Clackamas | 45.268 | -122.3201
15248 | Portland General Electric Co | 3045 | Faraday | Electric Utility | OR | 6 | 19.2 | 23.9 | Conventional Hydroelectric | WAT | HY | 9 | 1958 |  |  | (OP) Operating | [6 empty] | Clackamas | 45.268 | -122.3201
15248 | Portland General Electric Co | 3047 | North Fork | Electric Utility | OR | 1 | 19.2 | 27 | Conventional Hydroelectric | WAT | HY | 12 | 1958 |  |  | (OP) Operating | [6 empty] | Clackamas | 45.2433 | -122.2799
15248 | Portland General Electric Co | 3047 | North Fork | Electric Utility | OR | 2 | 21.6 | 31 | Conventional Hydroelectric | WAT | HY | 11 | 1958 |  |  | (OP) Operating | [6 empty] | Clackamas | 45.2433 | -122.2799
15248 | Portland General Electric Co | 3048 | Pelton | Electric Utility | OR | 1 | 45 | 38 | Conventional Hydroelectric | WAT | HY | 12 | 1957 |  |  | (OP) Operating | [6 empty] | Jefferson | 44.6944 | -121.2314
15248 | Portland General Electric Co | 3048 | Pelton | Electric Utility | OR | 2 | 32.4 | 36 | Conventional Hydroelectric | WAT | HY | 3 | 1958 |  |  | (OP) Operating | [6 empty] | Jefferson | 44.6944 | -121.2314
15248 | Portland General Electric Co | 3048 | Pelton | Electric Utility | OR | 3 | 32.4 | 36 | Conventional Hydroelectric | WAT | HY | 4 | 1958 |  |  | (OP) Operating | [6 empty] | Jefferson | 44.6944 | -121.2314
15248 | Portland General Electric Co | 3049 | River Mill | Electric Utility | OR | 1 | 3.3 | 4.3 | Conventional Hydroelectric | WAT | HY | 11 | 1911 |  |  | (OP) Operating | [6 empty] | Clackamas | 45.3 | -122.35
15248 | Portland General Electric Co | 3049 | River Mill | Electric Utility | OR | 2 | 3.3 | 4.3 | Conventional Hydroelectric | WAT | HY | 12 | 1911 |  |  | (OP) Operating | [6 empty] | Clackamas | 45.3 | -122.35
15248 | Portland General Electric Co | 3049 | River Mill | Electric Utility | OR | 3 | 3.3 | 4.3 | Conventional Hydroelectric | WAT | HY | 1 | 1912 |  |  | (OP) Operating | [6 empty] | Clackamas | 45.3 | -122.35
15248 | Portland General Electric Co | 3049 | River Mill | Electric Utility | OR | 4 | 3.9 | 5.2 | Conventional Hydroelectric | WAT | HY | 12 | 1927 |  |  | (OP) Operating | [6 empty] | Clackamas | 45.3 | -122.35
15248 | Portland General Electric Co | 3049 | River Mill | Electric Utility | OR | 5 | 5 | 6.6 | Conventional Hydroelectric | WAT | HY | 5 | 1952 |  |  | (OP) Operating | [6 empty] | Clackamas | 45.3 | -122.35
15248 | Portland General Electric Co | 3050 | Round Butte | Electric Utility | OR | 1 | 112.5 | 110 | Conventional Hydroelectric | WAT | HY | 8 | 1964 |  |  | (OP) Operating | [6 empty] | Jefferson | 44.6058 | -121.2773
15248 | Portland General Electric Co | 3050 | Round Butte | Electric Utility | OR | 2 | 130 | 121.5 | Conventional Hydroelectric | WAT | HY | 11 | 1964 |  |  | (OP) Operating | [6 empty] | Jefferson | 44.6058 | -121.2773
15248 | Portland General Electric Co | 3050 | Round Butte | Electric Utility | OR | 3 | 130 | 121.5 | Conventional Hydroelectric | WAT | HY | 10 | 1964 |  |  | (OP) Operating | [6 empty] | Jefferson | 44.6058 | -121.2773
15248 | Portland General Electric Co | 3053 | Sullivan | Electric Utility | OR | 1 | 1.2 | 1.4 | Conventional Hydroelectric | WAT | HY | 12 | 1952 |  |  | (OP) Operating | [6 empty] | Clackamas | 45.354 | -122.619
15248 | Portland General Electric Co | 3053 | Sullivan | Electric Utility | OR | 10 | 1.2 | 1.5 | Conventional Hydroelectric | WAT | HY | 12 | 1952 |  |  | (OP) Operating | [6 empty] | Clackamas | 45.354 | -122.619
15248 | Portland General Electric Co | 3053 | Sullivan | Electric Utility | OR | 11 | 1.2 | 1.4 | Conventional Hydroelectric | WAT | HY | 12 | 1952 |  |  | (OP) Operating | [6 empty] | Clackamas | 45.354 | -122.619
15248 | Portland General Electric Co | 3053 | Sullivan | Electric Utility | OR | 12 | 1.2 | 1.4 | Conventional Hydroelectric | WAT | HY | 12 | 1952 |  |  | (OP) Operating | [6 empty] | Clackamas | 45.354 | -122.619
15248 | Portland General Electric Co | 3053 | Sullivan | Electric Utility | OR | 13 | 1.2 | 1.2 | Conventional Hydroelectric | WAT | HY | 12 | 1952 |  |  | (OP) Operating | [6 empty] | Clackamas | 45.354 | -122.619
15248 | Portland General Electric Co | 3053 | Sullivan | Electric Utility | OR | 2 | 1.2 | 1.5 | Conventional Hydroelectric | WAT | HY | 12 | 1952 |  |  | (OP) Operating | [6 empty] | Clackamas | 45.354 | -122.619
15248 | Portland General Electric Co | 3053 | Sullivan | Electric Utility | OR | 3 | 1.2 | 1.5 | Conventional Hydroelectric | WAT | HY | 12 | 1952 |  |  | (OP) Operating | [6 empty] | Clackamas | 45.354 | -122.619
15248 | Portland General Electric Co | 3053 | Sullivan | Electric Utility | OR | 4 | 1.2 | 1.5 | Conventional Hydroelectric | WAT | HY | 12 | 1952 |  |  | (OP) Operating | [6 empty] | Clackamas | 45.354 | -122.619
15248 | Portland General Electric Co | 3053 | Sullivan | Electric Utility | OR | 5 | 1.2 | 1.5 | Conventional Hydroelectric | WAT | HY | 12 | 1952 |  |  | (OP) Operating | [6 empty] | Clackamas | 45.354 | -122.619
15248 | Portland General Electric Co | 3053 | Sullivan | Electric Utility | OR | 6 | 1.2 | 1.5 | Conventional Hydroelectric | WAT | HY | 12 | 1952 |  |  | (OP) Operating | [6 empty] | Clackamas | 45.354 | -122.619
15248 | Portland General Electric Co | 3053 | Sullivan | Electric Utility | OR | 7 | 1.2 | 1.5 | Conventional Hydroelectric | WAT | HY | 12 | 1952 |  |  | (OP) Operating | [6 empty] | Clackamas | 45.354 | -122.619
15248 | Portland General Electric Co | 3053 | Sullivan | Electric Utility | OR | 8 | 1.2 | 1.4 | Conventional Hydroelectric | WAT | HY | 12 | 1952 |  |  | (OP) Operating | [6 empty] | Clackamas | 45.354 | -122.619
15248 | Portland General Electric Co | 3053 | Sullivan | Electric Utility | OR | 9 | 1 | 1 | Conventional Hydroelectric | WAT | HY | 5 | 1924 |  |  | (OP) Operating | [6 empty] | Clackamas | 45.354 | -122.619
6013 | Eugene Water & Electric Board | 3067 | Carmen Smith | Electric Utility | OR | 1 | 52.2 | 50 | Conventional Hydroelectric | WAT | HY | 8 | 1963 |  |  | (OP) Operating | [6 empty] | Linn | 44.286 | -122.0414
6013 | Eugene Water & Electric Board | 3067 | Carmen Smith | Electric Utility | OR | 2 | 52.2 | 50 | Conventional Hydroelectric | WAT | HY | 8 | 1963 |  |  | (OP) Operating | [6 empty] | Linn | 44.286 | -122.0414
6013 | Eugene Water & Electric Board | 3067 | Carmen Smith | Electric Utility | OR | 3 | 9.9 | 3.8 | Conventional Hydroelectric | WAT | HY | 1 | 1963 |  |  | (OP) Operating | [6 empty] | Linn | 44.286 | -122.0414
6013 | Eugene Water & Electric Board | 3068 | Leaburg | Electric Utility | OR | 1 | 8.4 | 4 | Conventional Hydroelectric | WAT | HY | 1 | 1930 |  |  | (OP) Operating | [6 empty] | Lane | 44.1011 | -122.6892
6013 | Eugene Water & Electric Board | 3068 | Leaburg | Electric Utility | OR | 2 | 7.5 | 4 | Conventional Hydroelectric | WAT | HY | 1 | 1950 |  |  | (OP) Operating | [6 empty] | Lane | 44.1011 | -122.6892
6013 | Eugene Water & Electric Board | 3071 | Walterville | Electric Utility | OR | 1 | 8 | 7.5 | Conventional Hydroelectric | WAT | HY | 1 | 1949 |  |  | (OP) Operating | [6 empty] | Lane | 44.0696 | -122.835
19400 | USACE Northwestern Division | 3074 | Big Cliff | Electric Utility | OR | 1 | 18 | 21 | Conventional Hydroelectric | WAT | HY | 12 | 1954 |  |  | (OP) Operating | [6 empty] | Marion | 44.7514 | -122.2832
19400 | USACE Northwestern Division | 3075 | Bonneville | Electric Utility | OR | 1 | 53.5 | 53.5 | Conventional Hydroelectric | WAT | HY | 7 | 1938 |  |  | (OP) Operating | [6 empty] | Multnomah | 45.6441 | -121.941
19400 | USACE Northwestern Division | 3075 | Bonneville | Electric Utility | OR | 10 | 62.1 | 54 | Conventional Hydroelectric | WAT | HY | 1 | 1944 |  |  | (OP) Operating | [6 empty] | Multnomah | 45.6441 | -121.941
19400 | USACE Northwestern Division | 3075 | Bonneville | Electric Utility | OR | 11 | 66.5 | 66.5 | Conventional Hydroelectric | WAT | HY | 10 | 1982 |  |  | (OA) Out of service but expected to return to service in next calendar year | [6 empty] | Multnomah | 45.6441 | -121.941
19400 | USACE Northwestern Division | 3075 | Bonneville | Electric Utility | OR | 12 | 66.5 | 66.5 | Conventional Hydroelectric | WAT | HY | 10 | 1982 |  |  | (OP) Operating | [6 empty] | Multnomah | 45.6441 | -121.941
19400 | USACE Northwestern Division | 3075 | Bonneville | Electric Utility | OR | 13 | 66.5 | 66.5 | Conventional Hydroelectric | WAT | HY | 10 | 1982 |  |  | (OP) Operating | [6 empty] | Multnomah | 45.6441 | -121.941
19400 | USACE Northwestern Division | 3075 | Bonneville | Electric Utility | OR | 14 | 66.5 | 66.5 | Conventional Hydroelectric | WAT | HY | 6 | 1982 |  |  | (OP) Operating | [6 empty] | Multnomah | 45.6441 | -121.941
19400 | USACE Northwestern Division | 3075 | Bonneville | Electric Utility | OR | 15 | 66.5 | 66.5 | Conventional Hydroelectric | WAT | HY | 3 | 1982 |  |  | (OP) Operating | [6 empty] | Multnomah | 45.6441 | -121.941
19400 | USACE Northwestern Division | 3075 | Bonneville | Electric Utility | OR | 16 | 66.5 | 66.5 | Conventional Hydroelectric | WAT | HY | 12 | 1981 |  |  | (OP) Operating | [6 empty] | Multnomah | 45.6441 | -121.941
19400 | USACE Northwestern Division | 3075 | Bonneville | Electric Utility | OR | 17 | 66.5 | 66.5 | Conventional Hydroelectric | WAT | HY | 9 | 1981 |  |  | (OP) Operating | [6 empty] | Multnomah | 45.6441 | -121.941
19400 | USACE Northwestern Division | 3075 | Bonneville | Electric Utility | OR | 18 | 66.5 | 66.5 | Conventional Hydroelectric | WAT | HY | 5 | 1981 |  |  | (OP) Operating | [6 empty] | Multnomah | 45.6441 | -121.941
19400 | USACE Northwestern Division | 3075 | Bonneville | Electric Utility | OR | 2 | 53.5 | 53.5 | Conventional Hydroelectric | WAT | HY | 8 | 1938 |  |  | (OP) Operating | [6 empty] | Multnomah | 45.6441 | -121.941
19400 | USACE Northwestern Division | 3075 | Bonneville | Electric Utility | OR | 3 | 62.1 | 62.1 | Conventional Hydroelectric | WAT | HY | 1 | 1941 |  |  | (OP) Operating | [6 empty] | Multnomah | 45.6441 | -121.941
19400 | USACE Northwestern Division | 3075 | Bonneville | Electric Utility | OR | 4 | 62.1 | 62.1 | Conventional Hydroelectric | WAT | HY | 2 | 1941 |  |  | (OP) Operating | [6 empty] | Multnomah | 45.6441 | -121.941
19400 | USACE Northwestern Division | 3075 | Bonneville | Electric Utility | OR | 5 | 62.1 | 62.1 | Conventional Hydroelectric | WAT | HY | 10 | 1941 |  |  | (OP) Operating | [6 empty] | Multnomah | 45.6441 | -121.941
19400 | USACE Northwestern Division | 3075 | Bonneville | Electric Utility | OR | 6 | 62.1 | 62.1 | Conventional Hydroelectric | WAT | HY | 6 | 1942 |  |  | (OP) Operating | [6 empty] | Multnomah | 45.6441 | -121.941
19400 | USACE Northwestern Division | 3075 | Bonneville | Electric Utility | OR | 7 | 62.1 | 62.1 | Conventional Hydroelectric | WAT | HY | 4 | 1943 |  |  | (OP) Operating | [6 empty] | Multnomah | 45.6441 | -121.941
19400 | USACE Northwestern Division | 3075 | Bonneville | Electric Utility | OR | 8 | 62.1 | 62.1 | Conventional Hydroelectric | WAT | HY | 7 | 1943 |  |  | (OP) Operating | [6 empty] | Multnomah | 45.6441 | -121.941
19400 | USACE Northwestern Division | 3075 | Bonneville | Electric Utility | OR | 9 | 62.1 | 62.1 | Conventional Hydroelectric | WAT | HY | 10 | 1943 |  |  | (OP) Operating | [6 empty] | Multnomah | 45.6441 | -121.941
19400 | USACE Northwestern Division | 3075 | Bonneville | Electric Utility | OR | F1 | 13.1 | 13.1 | Conventional Hydroelectric | WAT | HY | 1 | 1982 |  |  | (OP) Operating | [6 empty] | Multnomah | 45.6441 | -121.941
19400 | USACE Northwestern Division | 3075 | Bonneville | Electric Utility | OR | F2 | 13.1 | 13.1 | Conventional Hydroelectric | WAT | HY | 11 | 1981 |  |  | (OP) Operating | [6 empty] | Multnomah | 45.6441 | -121.941
19400 | USACE Northwestern Division | 3076 | Cougar | Electric Utility | OR | 1 | 13 | 13 | Conventional Hydroelectric | WAT | HY | 4 | 1964 |  |  | (OP) Operating | [6 empty] | Lane | 44.1307 | -122.2439
19400 | USACE Northwestern Division | 3076 | Cougar | Electric Utility | OR | 2 | 13 | 13 | Conventional Hydroelectric | WAT | HY | 3 | 1964 |  |  | (OP) Operating | [6 empty] | Lane | 44.1307 | -122.2439
19400 | USACE Northwestern Division | 3077 | Detroit | Electric Utility | OR | 1 | 50 | 50 | Conventional Hydroelectric | WAT | HY | 11 | 1953 |  |  | (OP) Operating | [6 empty] | Marion | 44.7224 | -122.2511
19400 | USACE Northwestern Division | 3077 | Detroit | Electric Utility | OR | 2 | 50 | 50 | Conventional Hydroelectric | WAT | HY | 7 | 1953 |  |  | (OP) Operating | [6 empty] | Marion | 44.7224 | -122.2511
19400 | USACE Northwestern Division | 3078 | Dexter | Electric Utility | OR | 1 | 15 | 17 | Conventional Hydroelectric | WAT | HY | 6 | 1955 |  |  | (OP) Operating | [6 empty] | Lane | 43.9242 | -122.8055
19400 | USACE Northwestern Division | 3080 | Green Peter | Electric Utility | OR | 1 | 40 | 40 | Conventional Hydroelectric | WAT | HY | 7 | 1967 |  |  | (OP) Operating | [6 empty] | Linn | 44.4494 | -122.5494
19400 | USACE Northwestern Division | 3080 | Green Peter | Electric Utility | OR | 2 | 40 | 40 | Conventional Hydroelectric | WAT | HY | 7 | 1967 |  |  | (OP) Operating | [6 empty] | Linn | 44.4494 | -122.5494
19400 | USACE Northwestern Division | 3081 | Hills Creek | Electric Utility | OR | 1 | 15 | 15 | Conventional Hydroelectric | WAT | HY | 2 | 1962 |  |  | (OA) Out of service but expected to return to service in next calendar year | [6 empty] | Lane | 43.7107 | -122.4238
19400 | USACE Northwestern Division | 3081 | Hills Creek | Electric Utility | OR | 2 | 15 | 15 | Conventional Hydroelectric | WAT | HY | 2 | 1962 |  |  | (OP) Operating | [6 empty] | Lane | 43.7107 | -122.4238
19400 | USACE Northwestern Division | 3082 | John Day | Electric Utility | OR | 1 | 135 | 135 | Conventional Hydroelectric | WAT | HY | 8 | 1968 |  |  | (OP) Operating | [6 empty] | Sherman | 45.7164 | -120.6941
19400 | USACE Northwestern Division | 3082 | John Day | Electric Utility | OR | 10 | 135 | 135 | Conventional Hydroelectric | WAT | HY | 9 | 1969 |  |  | (OP) Operating | [6 empty] | Sherman | 45.7164 | -120.6941
19400 | USACE Northwestern Division | 3082 | John Day | Electric Utility | OR | 11 | 135 | 135 | Conventional Hydroelectric | WAT | HY | 3 | 1970 |  |  | (OP) Operating | [6 empty] | Sherman | 45.7164 | -120.6941
19400 | USACE Northwestern Division | 3082 | John Day | Electric Utility | OR | 12 | 135 | 135 | Conventional Hydroelectric | WAT | HY | 5 | 1970 |  |  | (OP) Operating | [6 empty] | Sherman | 45.7164 | -120.6941
19400 | USACE Northwestern Division | 3082 | John Day | Electric Utility | OR | 13 | 135 | 135 | Conventional Hydroelectric | WAT | HY | 12 | 1970 |  |  | (OP) Operating | [6 empty] | Sherman | 45.7164 | -120.6941
19400 | USACE Northwestern Division | 3082 | John Day | Electric Utility | OR | 14 | 135 | 135 | Conventional Hydroelectric | WAT | HY | 1 | 1971 |  |  | (OP) Operating | [6 empty] | Sherman | 45.7164 | -120.6941
19400 | USACE Northwestern Division | 3082 | John Day | Electric Utility | OR | 15 | 135 | 135 | Conventional Hydroelectric | WAT | HY | 10 | 1971 |  |  | (OP) Operating | [6 empty] | Sherman | 45.7164 | -120.6941
19400 | USACE Northwestern Division | 3082 | John Day | Electric Utility | OR | 16 | 135 | 135 | Conventional Hydroelectric | WAT | HY | 12 | 1971 |  |  | (OP) Operating | [6 empty] | Sherman | 45.7164 | -120.6941
19400 | USACE Northwestern Division | 3082 | John Day | Electric Utility | OR | 2 | 135 | 135 | Conventional Hydroelectric | WAT | HY | 9 | 1968 |  |  | (OA) Out of service but expected to return to service in next calendar year | [6 empty] | Sherman | 45.7164 | -120.6941
19400 | USACE Northwestern Division | 3082 | John Day | Electric Utility | OR | 3 | 135 | 135 | Conventional Hydroelectric | WAT | HY | 11 | 1968 |  |  | (OA) Out of service but expected to return to service in next calendar year | [6 empty] | Sherman | 45.7164 | -120.6941
19400 | USACE Northwestern Division | 3082 | John Day | Electric Utility | OR | 4 | 135 | 135 | Conventional Hydroelectric | WAT | HY | 12 | 1968 |  |  | (OA) Out of service but expected to return to service in next calendar year | [6 empty] | Sherman | 45.7164 | -120.6941
19400 | USACE Northwestern Division | 3082 | John Day | Electric Utility | OR | 5 | 135 | 135 | Conventional Hydroelectric | WAT | HY | 2 | 1969 |  |  | (OP) Operating | [6 empty] | Sherman | 45.7164 | -120.6941
19400 | USACE Northwestern Division | 3082 | John Day | Electric Utility | OR | 6 | 135 | 135 | Conventional Hydroelectric | WAT | HY | 3 | 1969 |  |  | (OP) Operating | [6 empty] | Sherman | 45.7164 | -120.6941
19400 | USACE Northwestern Division | 3082 | John Day | Electric Utility | OR | 7 | 135 | 135 | Conventional Hydroelectric | WAT | HY | 4 | 1969 |  |  | (OP) Operating | [6 empty] | Sherman | 45.7164 | -120.6941
19400 | USACE Northwestern Division | 3082 | John Day | Electric Utility | OR | 8 | 135 | 135 | Conventional Hydroelectric | WAT | HY | 6 | 1969 |  |  | (OP) Operating | [6 empty] | Sherman | 45.7164 | -120.6941
19400 | USACE Northwestern Division | 3082 | John Day | Electric Utility | OR | 9 | 135 | 135 | Conventional Hydroelectric | WAT | HY | 8 | 1969 |  |  | (OP) Operating | [6 empty] | Sherman | 45.7164 | -120.6941
19400 | USACE Northwestern Division | 3083 | Lookout Point | Electric Utility | OR | 1 | 40 | 40 | Conventional Hydroelectric | WAT | HY | 5 | 1955 |  |  | (OP) Operating | [6 empty] | Lane | 43.9153 | -122.7531
19400 | USACE Northwestern Division | 3083 | Lookout Point | Electric Utility | OR | 2 | 40 | 40 | Conventional Hydroelectric | WAT | HY | 3 | 1955 |  |  | (OP) Operating | [6 empty] | Lane | 43.9153 | -122.7531
19400 | USACE Northwestern Division | 3083 | Lookout Point | Electric Utility | OR | 3 | 40 | 40 | Conventional Hydroelectric | WAT | HY | 1 | 1955 |  |  | (OP) Operating | [6 empty] | Lane | 43.9153 | -122.7531
19400 | USACE Northwestern Division | 3084 | McNary | Electric Utility | OR | 1 | 70 | 70 | Conventional Hydroelectric | WAT | HY | 12 | 1953 |  |  | (OP) Operating | [6 empty] | Umatilla | 45.9402 | -119.2988
19400 | USACE Northwestern Division | 3084 | McNary | Electric Utility | OR | 10 | 70 | 70 | Conventional Hydroelectric | WAT | HY | 11 | 1955 |  |  | (OP) Operating | [6 empty] | Umatilla | 45.9402 | -119.2988
19400 | USACE Northwestern Division | 3084 | McNary | Electric Utility | OR | 11 | 70 | 70 | Conventional Hydroelectric | WAT | HY | 5 | 1956 |  |  | (OA) Out of service but expected to return to service in next calendar year | [6 empty] | Umatilla | 45.9402 | -119.2988
19400 | USACE Northwestern Division | 3084 | McNary | Electric Utility | OR | 12 | 70 | 70 | Conventional Hydroelectric | WAT | HY | 5 | 1956 |  |  | (OP) Operating | [6 empty] | Umatilla | 45.9402 | -119.2988
19400 | USACE Northwestern Division | 3084 | McNary | Electric Utility | OR | 13 | 70 | 70 | Conventional Hydroelectric | WAT | HY | 3 | 1957 |  |  | (OP) Operating | [6 empty] | Umatilla | 45.9402 | -119.2988
19400 | USACE Northwestern Division | 3084 | McNary | Electric Utility | OR | 14 | 80.5 | 80.5 | Conventional Hydroelectric | WAT | HY | 3 | 1957 |  |  | (OP) Operating | [6 empty] | Umatilla | 45.9402 | -119.2988
19400 | USACE Northwestern Division | 3084 | McNary | Electric Utility | OR | 2 | 70 | 70 | Conventional Hydroelectric | WAT | HY | 1 | 1954 |  |  | (OP) Operating | [6 empty] | Umatilla | 45.9402 | -119.2988
19400 | USACE Northwestern Division | 3084 | McNary | Electric Utility | OR | 3 | 70 | 70 | Conventional Hydroelectric | WAT | HY | 5 | 1954 |  |  | (OP) Operating | [6 empty] | Umatilla | 45.9402 | -119.2988
19400 | USACE Northwestern Division | 3084 | McNary | Electric Utility | OR | 4 | 70 | 70 | Conventional Hydroelectric | WAT | HY | 7 | 1954 |  |  | (OA) Out of service but expected to return to service in next calendar year | [6 empty] | Umatilla | 45.9402 | -119.2988
19400 | USACE Northwestern Division | 3084 | McNary | Electric Utility | OR | 5 | 70 | 70 | Conventional Hydroelectric | WAT | HY | 10 | 1954 |  |  | (OP) Operating | [6 empty] | Umatilla | 45.9402 | -119.2988
19400 | USACE Northwestern Division | 3084 | McNary | Electric Utility | OR | 6 | 70 | 70 | Conventional Hydroelectric | WAT | HY | 1 | 1955 |  |  | (OP) Operating | [6 empty] | Umatilla | 45.9402 | -119.2988
19400 | USACE Northwestern Division | 3084 | McNary | Electric Utility | OR | 7 | 70 | 70 | Conventional Hydroelectric | WAT | HY | 3 | 1955 |  |  | (OP) Operating | [6 empty] | Umatilla | 45.9402 | -119.2988
19400 | USACE Northwestern Division | 3084 | McNary | Electric Utility | OR | 8 | 70 | 70 | Conventional Hydroelectric | WAT | HY | 6 | 1955 |  |  | (OP) Operating | [6 empty] | Umatilla | 45.9402 | -119.2988
19400 | USACE Northwestern Division | 3084 | McNary | Electric Utility | OR | 9 | 70 | 70 | Conventional Hydroelectric | WAT | HY | 9 | 1956 |  |  | (OA) Out of service but expected to return to service in next calendar year | [6 empty] | Umatilla | 45.9402 | -119.2988
14165 | NRG Power Midwest LP | 3096 | Brunot Island | IPP Non-CHP | PA | 1A | 25.5 | 15 | Petroleum Liquids | DFO | GT | 3 | 1972 |  |  | (OP) Operating | [6 empty] | Allegheny | 40.4649 | -80.0438
14165 | NRG Power Midwest LP | 3096 | Brunot Island | IPP Non-CHP | PA | 2A | 65.3 | 46 | Natural Gas Fired Combined Cycle | NG | CT | 6 | 1973 |  |  | (OP) Operating | [6 empty] | Allegheny | 40.4649 | -80.0438
14165 | NRG Power Midwest LP | 3096 | Brunot Island | IPP Non-CHP | PA | 2B | 65.3 | 48 | Natural Gas Fired Combined Cycle | NG | CT | 6 | 1973 |  |  | (OP) Operating | [6 empty] | Allegheny | 40.4649 | -80.0438
14165 | NRG Power Midwest LP | 3096 | Brunot Island | IPP Non-CHP | PA | 3 | 65.3 | 49 | Natural Gas Fired Combined Cycle | NG | CT | 6 | 1973 |  |  | (OP) Operating | [6 empty] | Allegheny | 40.4649 | -80.0438
14165 | NRG Power Midwest LP | 3096 | Brunot Island | IPP Non-CHP | PA | ST4 | 144 | 101 | Natural Gas Fired Combined Cycle | NG | CA | 7 | 1974 |  |  | (OP) Operating | [6 empty] | Allegheny | 40.4649 | -80.0438
17235 | NRG REMA LLC | 3109 | Hamilton (PA) | IPP Non-CHP | PA | 1 | 19.6 | 18 | Petroleum Liquids | DFO | GT | 6 | 1971 |  |  | (OP) Operating | [6 empty] | Adams | 39.9087 | -76.9885
17235 | NRG REMA LLC | 3110 | Hunterstown | IPP Non-CHP | PA | 1 | 20 | 18 | Petroleum Liquids | DFO | GT | 5 | 1971 |  |  | (OP) Operating | [6 empty] | Adams | 39.8662 | -77.1648
17235 | NRG REMA LLC | 3110 | Hunterstown | IPP Non-CHP | PA | 2 | 20 | 17 | Petroleum Liquids | DFO | GT | 5 | 1971 |  |  | (OP) Operating | [6 empty] | Adams | 39.8662 | -77.1648
17235 | NRG REMA LLC | 3110 | Hunterstown | IPP Non-CHP | PA | 3 | 20 | 18 | Petroleum Liquids | DFO | GT | 5 | 1971 |  |  | (OP) Operating | [6 empty] | Adams | 39.8662 | -77.1648
17235 | NRG REMA LLC | 3111 | Mountain | IPP Non-CHP | PA | 1 | 27 | 18 | Petroleum Liquids | DFO | GT | 6 | 1972 |  |  | (OP) Operating | [6 empty] | Cumberland | 40.1229 | -77.1723
17235 | NRG REMA LLC | 3111 | Mountain | IPP Non-CHP | PA | 2 | 27 | 18 | Petroleum Liquids | DFO | GT | 6 | 1972 |  |  | (OP) Operating | [6 empty] | Cumberland | 40.1229 | -77.1723
17235 | NRG REMA LLC | 3112 | Orrtanna | IPP Non-CHP | PA | 1 | 27 | 18 | Petroleum Liquids | DFO | GT | 5 | 1971 |  |  | (OP) Operating | [6 empty] | Adams | 39.8442 | -77.3508
17235 | NRG REMA LLC | 3113 | Portland (PA) | IPP Non-CHP | PA | 3 | 18 | 13 | Petroleum Liquids | DFO | GT | 12 | 1967 |  |  | (OP) Operating | [6 empty] | Northampton | 40.9102 | -75.0794
17235 | NRG REMA LLC | 3113 | Portland (PA) | IPP Non-CHP | PA | 4 | 20 | 17 | Petroleum Liquids | DFO | GT | 5 | 1971 |  |  | (OP) Operating | [6 empty] | Northampton | 40.9102 | -75.0794
17235 | NRG REMA LLC | 3113 | Portland (PA) | IPP Non-CHP | PA | 5 | 156 | 134 | Petroleum Liquids | DFO | GT | 4 | 1997 |  |  | (OP) Operating | [6 empty] | Northampton | 40.9102 | -75.0794
17235 | NRG REMA LLC | 3114 | Shawnee (PA) | IPP Non-CHP | PA | 1 | 20 | 17 | Petroleum Liquids | DFO | GT | 6 | 1972 |  |  | (OP) Operating | [6 empty] | Monroe | 41.0612 | -75.0582
17235 | NRG REMA LLC | 3115 | Titus | IPP Non-CHP | PA | 4 | 18 | 13 | Petroleum Liquids | DFO | GT | 12 | 1967 |  |  | (OP) Operating | [6 empty] | Berks | 40.3056 | -75.9081
17235 | NRG REMA LLC | 3115 | Titus | IPP Non-CHP | PA | 5 | 18 | 14 | Petroleum Liquids | DFO | GT | 8 | 1970 |  |  | (OP) Operating | [6 empty] | Berks | 40.3056 | -75.9081
17235 | NRG REMA LLC | 3116 | Tolna | IPP Non-CHP | PA | 1 | 27 | 18 | Petroleum Liquids | DFO | GT | 6 | 1972 |  |  | (SB) Standby/Backup: available for service but not normally used | [6 empty] | York | 39.7606 | -76.6353
17235 | NRG REMA LLC | 3116 | Tolna | IPP Non-CHP | PA | 2 | 27 | 18 | Petroleum Liquids | DFO | GT | 6 | 1972 |  |  | (SB) Standby/Backup: available for service but not normally used | [6 empty] | York | 39.7606 | -76.6353
56065 | York Haven Power Company LLC | 3117 | York Haven | IPP Non-CHP | PA | 1 | 19.6 | 19 | Conventional Hydroelectric | WAT | HY | 12 | 1905 |  |  | (OP) Operating | [6 empty] | York | 40.1136 | -76.712
15873 | GenOn Northeast Management Company | 3118 | Conemaugh | IPP Non-CHP | PA | 1 | 936 | 850 | Conventional Steam Coal | BIT | ST | 5 | 1970 |  |  | (OP) Operating | [6 empty] | Indiana | 40.3842 | -79.0611
15873 | GenOn Northeast Management Company | 3118 | Conemaugh | IPP Non-CHP | PA | 2 | 936 | 850 | Conventional Steam Coal | BIT | ST | 5 | 1971 |  |  | (OP) Operating | [6 empty] | Indiana | 40.3842 | -79.0611
15873 | GenOn Northeast Management Company | 3118 | Conemaugh | IPP Non-CHP | PA | A | 3 | 2.8 | Petroleum Liquids | DFO | IC | 2 | 1970 |  |  | (SB) Standby/Backup: available for service but not normally used | [6 empty] | Indiana | 40.3842 | -79.0611
15873 | GenOn Northeast Management Company | 3118 | Conemaugh | IPP Non-CHP | PA | B | 3 | 2.8 | Petroleum Liquids | DFO | IC | 2 | 1970 |  |  | (SB) Standby/Backup: available for service but not normally used | [6 empty] | Indiana | 40.3842 | -79.0611
15873 | GenOn Northeast Management Company | 3118 | Conemaugh | IPP Non-CHP | PA | C | 3 | 2.8 | Petroleum Liquids | DFO | IC | 2 | 1970 |  |  | (SB) Standby/Backup: available for service but not normally used | [6 empty] | Indiana | 40.3842 | -79.0611
15873 | GenOn Northeast Management Company | 3118 | Conemaugh | IPP Non-CHP | PA | D | 3 | 2.8 | Petroleum Liquids | DFO | IC | 2 | 1970 |  |  | (SB) Standby/Backup: available for service but not normally used | [6 empty] | Indiana | 40.3842 | -79.0611
17235 | NRG REMA LLC | 3120 | Blossburg | IPP Non-CHP | PA | 1 | 24 | 16 | Natural Gas Fired Combustion Turbine | NG | GT | 5 | 1971 |  |  | (OP) Operating | [6 empty] | Tioga | 41.7065 | -77.0818
58615 | NRG Homer City Services LLC | 3122 | Homer City Generating Station | IPP Non-CHP | PA | 1 | 660 | 624.5 | Conventional Steam Coal | BIT | ST | 6 | 1969 |  |  | (OP) Operating | [6 empty] | Indiana | 40.5128 | -79.1961
58615 | NRG Homer City Services LLC | 3122 | Homer City Generating Station | IPP Non-CHP | PA | 2 | 660 | 617.5 | Conventional Steam Coal | BIT | ST | 8 | 1969 |  |  | (OP) Operating | [6 empty] | Indiana | 40.5128 | -79.1961
58615 | NRG Homer City Services LLC | 3122 | Homer City Generating Station | IPP Non-CHP | PA | 3 | 692 | 650.5 | Conventional Steam Coal | BIT | ST | 11 | 1977 |  |  | (OP) Operating | [6 empty] | Indiana | 40.5128 | -79.1961
54679 | BP Piney & Deep Creek LLC | 3124 | Piney | IPP Non-CHP | PA | 1 | 10 | 11.8 | Conventional Hydroelectric | WAT | HY | 6 | 1924 |  |  | (OP) Operating | [6 empty] | Clarion | 41.1921 | -79.4335
54679 | BP Piney & Deep Creek LLC | 3124 | Piney | IPP Non-CHP | PA | 2 | 10 | 11.8 | Conventional Hydroelectric | WAT | HY | 7 | 1924 |  |  | (OP) Operating | [6 empty] | Clarion | 41.1921 | -79.4335
54679 | BP Piney & Deep Creek LLC | 3124 | Piney | IPP Non-CHP | PA | 3 | 10 | 9.6 | Conventional Hydroelectric | WAT | HY | 2 | 1928 |  |  | (OP) Operating | [6 empty] | Clarion | 41.1921 | -79.4335
54885 | NRG Wholesale Generation LP | 3130 | Seward (PA) | IPP Non-CHP | PA | FB1 | 585 | 521 | Conventional Steam Coal | WC | ST | 11 | 2004 |  |  | (OP) Operating | [6 empty] | Indiana | 40.4062 | -79.0337
17235 | NRG REMA LLC | 3131 | Shawville | IPP Non-CHP | PA | 1 | 125 | 118 | Conventional Steam Coal | BIT | ST | 8 | 1954 |  |  | (OP) Operating | [6 empty] | Clearfield | 41.0675 | -78.3662
17235 | NRG REMA LLC | 3131 | Shawville | IPP Non-CHP | PA | 2 | 125 | 121 | Conventional Steam Coal | BIT | ST | 3 | 1954 |  |  | (OP) Operating | [6 empty] | Clearfield | 41.0675 | -78.3662
17235 | NRG REMA LLC | 3131 | Shawville | IPP Non-CHP | PA | 3 | 188 | 163 | Conventional Steam Coal | BIT | ST | 12 | 1959 |  |  | (OP) Operating | [6 empty] | Clearfield | 41.0675 | -78.3662
17235 | NRG REMA LLC | 3131 | Shawville | IPP Non-CHP | PA | 4 | 188 | 163 | Conventional Steam Coal | BIT | ST | 4 | 1960 |  |  | (OP) Operating | [6 empty] | Clearfield | 41.0675 | -78.3662
17235 | NRG REMA LLC | 3131 | Shawville | IPP Non-CHP | PA | 5 | 2 | 2 | Petroleum Liquids | DFO | IC | 4 | 1960 |  |  | (SB) Standby/Backup: available for service but not normally used | [6 empty] | Clearfield | 41.0675 | -78.3662
17235 | NRG REMA LLC | 3131 | Shawville | IPP Non-CHP | PA | 6 | 2 | 2 | Petroleum Liquids | DFO | IC | 4 | 1966 |  |  | (SB) Standby/Backup: available for service but not normally used | [6 empty] | Clearfield | 41.0675 | -78.3662
17235 | NRG REMA LLC | 3131 | Shawville | IPP Non-CHP | PA | 7 | 2 | 2 | Petroleum Liquids | DFO | IC | 4 | 1960 |  |  | (SB) Standby/Backup: available for service but not normally used | [6 empty] | Clearfield | 41.0675 | -78.3662
17235 | NRG REMA LLC | 3132 | Warren | IPP Non-CHP | PA | 3 | 53.1 | 46 | Petroleum Liquids | DFO | GT | 9 | 1972 |  |  | (OP) Operating | [6 empty] | Warren | 41.8359 | -79.1887
15873 | GenOn Northeast Management Company | 3136 | Keystone | IPP Non-CHP | PA | 1 | 936 | 850 | Conventional Steam Coal | BIT | ST | 8 | 1967 |  |  | (OP) Operating | [6 empty] | Armstrong | 40.6604 | -79.3411
15873 | GenOn Northeast Management Company | 3136 | Keystone | IPP Non-CHP | PA | 2 | 936 | 850 | Conventional Steam Coal | BIT | ST | 7 | 1968 |  |  | (OP) Operating | [6 empty] | Armstrong | 40.6604 | -79.3411
15873 | GenOn Northeast Management Company | 3136 | Keystone | IPP Non-CHP | PA | 3 | 3 | 2.8 | Petroleum Liquids | DFO | IC | 11 | 1968 |  |  | (OP) Operating | [6 empty] | Armstrong | 40.6604 | -79.3411
15873 | GenOn Northeast Management Company | 3136 | Keystone | IPP Non-CHP | PA | 4 | 3 | 2.8 | Petroleum Liquids | DFO | IC | 11 | 1968 |  |  | (OP) Operating | [6 empty] | Armstrong | 40.6604 | -79.3411
15873 | GenOn Northeast Management Company | 3136 | Keystone | IPP Non-CHP | PA | 5 | 3 | 2.8 | Petroleum Liquids | DFO | IC | 11 | 1968 |  |  | (OP) Operating | [6 empty] | Armstrong | 40.6604 | -79.3411
15873 | GenOn Northeast Management Company | 3136 | Keystone | IPP Non-CHP | PA | 6 | 3 | 2.8 | Petroleum Liquids | DFO | IC | 11 | 1968 |  |  | (OP) Operating | [6 empty] | Armstrong | 40.6604 | -79.3411
14165 | NRG Power Midwest LP | 3138 | New Castle Plant | IPP Non-CHP | PA | 3 | 98 | 88 | Natural Gas Steam Turbine | NG | ST | 9 | 1952 |  |  | (OP) Operating | [6 empty] | Lawrence | 40.9379 | -80.369
14165 | NRG Power Midwest LP | 3138 | New Castle Plant | IPP Non-CHP | PA | 4 | 114 | 87 | Natural Gas Steam Turbine | NG | ST | 8 | 1958 |  |  | (OP) Operating | [6 empty] | Lawrence | 40.9379 | -80.369
14165 | NRG Power Midwest LP | 3138 | New Castle Plant | IPP Non-CHP | PA | 5 | 136 | 130 | Natural Gas Steam Turbine | NG | ST | 6 | 1964 |  |  | (OP) Operating | [6 empty] | Lawrence | 40.9379 | -80.369
14165 | NRG Power Midwest LP | 3138 | New Castle Plant | IPP Non-CHP | PA | EMDA | 3.2 | 2.5 | Petroleum Liquids | DFO | IC | 12 | 1968 |  |  | (OP) Operating | [6 empty] | Lawrence | 40.9379 | -80.369
14165 | NRG Power Midwest LP | 3138 | New Castle Plant | IPP Non-CHP | PA | EMDB | 3.2 | 2.5 | Petroleum Liquids | DFO | IC | 12 | 1968 |  |  | (OS) Out of service and NOT expected to return to service in next calendar year | [6 empty] | Lawrence | 40.9379 | -80.369
15276 | TalenEnergy Martins Creek LLC | 3139 | TalenEnergy Martin Creek LLC Allentown | IPP Non-CHP | PA | CTG1 | 16 | 14 | Petroleum Liquids | DFO | GT | 7 | 1967 |  |  | (OP) Operating | [6 empty] | Lehigh | 40.6084 | -75.456
15276 | TalenEnergy Martins Creek LLC | 3139 | TalenEnergy Martin Creek LLC Allentown | IPP Non-CHP | PA | CTG2 | 16 | 14 | Petroleum Liquids | DFO | GT | 7 | 1967 |  |  | (OP) Operating | [6 empty] | Lehigh | 40.6084 | -75.456
15276 | TalenEnergy Martins Creek LLC | 3139 | TalenEnergy Martin Creek LLC Allentown | IPP Non-CHP | PA | CTG3 | 16 | 14 | Petroleum Liquids | DFO | GT | 7 | 1967 |  |  | (OP) Operating | [6 empty] | Lehigh | 40.6084 | -75.456
15276 | TalenEnergy Martins Creek LLC | 3139 | TalenEnergy Martin Creek LLC Allentown | IPP Non-CHP | PA | CTG4 | 16 | 14 | Petroleum Liquids | DFO | GT | 7 | 1967 |  |  | (OP) Operating | [6 empty] | Lehigh | 40.6084 | -75.456
15537 | Brunner Island LLC | 3140 | Brunner Island | IPP Non-CHP | PA | 1 | 363.3 | 306 | Conventional Steam Coal | BIT | ST | 5 | 1961 |  |  | (OP) Operating | [6 empty] | York | 40.0961 | -76.6962
15537 | Brunner Island LLC | 3140 | Brunner Island | IPP Non-CHP | PA | 2 | 405 | 363 | Conventional Steam Coal | BIT | ST | 9 | 1965 |  |  | (OP) Operating | [6 empty] | York | 40.0961 | -76.6962
15537 | Brunner Island LLC | 3140 | Brunner Island | IPP Non-CHP | PA | 3 | 847.8 | 742 | Conventional Steam Coal | BIT | ST | 6 | 1969 |  |  | (OP) Operating | [6 empty] | York | 40.0961 | -76.6962
15537 | Brunner Island LLC | 3140 | Brunner Island | IPP Non-CHP | PA | BID1 | 2.7 | 2.7 | Petroleum Liquids | DFO | IC | 6 | 1967 |  |  | (SB) Standby/Backup: available for service but not normally used | [6 empty] | York | 40.0961 | -76.6962
15537 | Brunner Island LLC | 3140 | Brunner Island | IPP Non-CHP | PA | BID2 | 2.7 | 2.7 | Petroleum Liquids | DFO | IC | 6 | 1967 |  |  | (SB) Standby/Backup: available for service but not normally used | [6 empty] | York | 40.0961 | -76.6962
15537 | Brunner Island LLC | 3140 | Brunner Island | IPP Non-CHP | PA | BID3 | 2.7 | 2 | Petroleum Liquids | DFO | IC | 6 | 1967 |  |  | (SB) Standby/Backup: available for service but not normally used | [6 empty] | York | 40.0961 | -76.6962
15276 | TalenEnergy Martins Creek LLC | 3142 | TalenEnergy Martins Creek LLC Fishbach | IPP Non-CHP | PA | UNT1 | 18.5 | 14 | Petroleum Liquids | DFO | GT | 8 | 1969 |  |  | (OP) Operating | [6 empty] | Schuylkill | 40.6891 | -76.2196
15276 | TalenEnergy Martins Creek LLC | 3142 | TalenEnergy Martins Creek LLC Fishbach | IPP Non-CHP | PA | UNT2 | 18.5 | 14 | Petroleum Liquids | DFO | GT | 8 | 1969 |  |  | (OP) Operating | [6 empty] | Schuylkill | 40.6891 | -76.2196
15276 | TalenEnergy Martins Creek LLC | 3143 | TalenEnergy Martins Creek LLC Harrisburg | IPP Non-CHP | PA | CTG1 | 16 | 14 | Petroleum Liquids | DFO | GT | 3 | 1967 |  |  | (OP) Operating | [6 empty] | Dauphin | 40.2579 | -76.8579
15276 | TalenEnergy Martins Creek LLC | 3143 | TalenEnergy Martins Creek LLC Harrisburg | IPP Non-CHP | PA | CTG2 | 16 | 14 | Petroleum Liquids | DFO | GT | 3 | 1967 |  |  | (OP) Operating | [6 empty] | Dauphin | 40.2579 | -76.8579
15276 | TalenEnergy Martins Creek LLC | 3143 | TalenEnergy Martins Creek LLC Harrisburg | IPP Non-CHP | PA | CTG3 | 16 | 14 | Petroleum Liquids | DFO | GT | 3 | 1967 |  |  | (OP) Operating | [6 empty] | Dauphin | 40.2579 | -76.8579
15276 | TalenEnergy Martins Creek LLC | 3143 | TalenEnergy Martins Creek LLC Harrisburg | IPP Non-CHP | PA | CTG4 | 16 | 14 | Petroleum Liquids | DFO | GT | 3 | 1967 |  |  | (OP) Operating | [6 empty] | Dauphin | 40.2579 | -76.8579
15276 | TalenEnergy Martins Creek LLC | 3144 | TalenEnergy Martins Creek LLC Harwood | IPP Non-CHP | PA | CTG1 | 16 | 13.5 | Petroleum Liquids | DFO | GT | 7 | 1967 |  |  | (OP) Operating | [6 empty] | Luzerne | 40.9353 | -76.0284
15276 | TalenEnergy Martins Creek LLC | 3144 | TalenEnergy Martins Creek LLC Harwood | IPP Non-CHP | PA | CTG2 | 16 | 13.5 | Petroleum Liquids | DFO | GT | 7 | 1967 |  |  | (OP) Operating | [6 empty] | Luzerne | 40.9353 | -76.0284
15458 | TalenEnergy Holtwood LLC | 3145 | TalenEnergy Holtwood | IPP Non-CHP | PA | HW1 | 10.4 | 10 | Conventional Hydroelectric | WAT | HY | 10 | 1910 |  |  | (OP) Operating | [6 empty] | Lancaster | 39.8272 | -76.3318
15458 | TalenEnergy Holtwood LLC | 3145 | TalenEnergy Holtwood | IPP Non-CHP | PA | HW10 | 12 | 13.2 | Conventional Hydroelectric | WAT | HY | 3 | 1924 |  |  | (OP) Operating | [6 empty] | Lancaster | 39.8272 | -76.3318
15458 | TalenEnergy Holtwood LLC | 3145 | TalenEnergy Holtwood | IPP Non-CHP | PA | HW11 | 1.4 | 1.2 | Conventional Hydroelectric | WAT | HY | 6 | 2011 |  |  | (OP) Operating | [6 empty] | Lancaster | 39.8272 | -76.3318
15458 | TalenEnergy Holtwood LLC | 3145 | TalenEnergy Holtwood | IPP Non-CHP | PA | HW13 | 1.4 | 1.2 | Conventional Hydroelectric | WAT | HY | 6 | 2011 |  |  | (OP) Operating | [6 empty] | Lancaster | 39.8272 | -76.3318
15458 | TalenEnergy Holtwood LLC | 3145 | TalenEnergy Holtwood | IPP Non-CHP | PA | HW18 | 66 | 64.6 | Conventional Hydroelectric | WAT | HY | 11 | 2013 |  |  | (OP) Operating | [6 empty] | Lancaster | 39.8272 | -76.3318
15458 | TalenEnergy Holtwood LLC | 3145 | TalenEnergy Holtwood | IPP Non-CHP | PA | HW19 | 66 | 64.6 | Conventional Hydroelectric | WAT | HY | 11 | 2013 |  |  | (OP) Operating | [6 empty] | Lancaster | 39.8272 | -76.3318
15458 | TalenEnergy Holtwood LLC | 3145 | TalenEnergy Holtwood | IPP Non-CHP | PA | HW2 | 10.4 | 11.7 | Conventional Hydroelectric | WAT | HY | 2 | 1911 |  |  | (OP) Operating | [6 empty] | Lancaster | 39.8272 | -76.3318
15458 | TalenEnergy Holtwood LLC | 3145 | TalenEnergy Holtwood | IPP Non-CHP | PA | HW3 | 13.5 | 12.7 | Conventional Hydroelectric | WAT | HY | 2 | 1911 |  |  | (OP) Operating | [6 empty] | Lancaster | 39.8272 | -76.3318
15458 | TalenEnergy Holtwood LLC | 3145 | TalenEnergy Holtwood | IPP Non-CHP | PA | HW4 | 10.4 | 11.2 | Conventional Hydroelectric | WAT | HY | 5 | 1911 |  |  | (OP) Operating | [6 empty] | Lancaster | 39.8272 | -76.3318
15458 | TalenEnergy Holtwood LLC | 3145 | TalenEnergy Holtwood | IPP Non-CHP | PA | HW5 | 10.4 | 12.1 | Conventional Hydroelectric | WAT | HY | 7 | 1911 |  |  | (OP) Operating | [6 empty] | Lancaster | 39.8272 | -76.3318
15458 | TalenEnergy Holtwood LLC | 3145 | TalenEnergy Holtwood | IPP Non-CHP | PA | HW6 | 10.4 | 12.5 | Conventional Hydroelectric | WAT | HY | 12 | 1911 |  |  | (OP) Operating | [6 empty] | Lancaster | 39.8272 | -76.3318
15458 | TalenEnergy Holtwood LLC | 3145 | TalenEnergy Holtwood | IPP Non-CHP | PA | HW7 | 10.4 | 10.3 | Conventional Hydroelectric | WAT | HY | 10 | 1913 |  |  | (OP) Operating | [6 empty] | Lancaster | 39.8272 | -76.3318
15458 | TalenEnergy Holtwood LLC | 3145 | TalenEnergy Holtwood | IPP Non-CHP | PA | HW8 | 11.4 | 10.5 | Conventional Hydroelectric | WAT | HY | 12 | 1914 |  |  | (OP) Operating | [6 empty] | Lancaster | 39.8272 | -76.3318
15458 | TalenEnergy Holtwood LLC | 3145 | TalenEnergy Holtwood | IPP Non-CHP | PA | HW9 | 13.2 | 13.2 | Conventional Hydroelectric | WAT | HY | 2 | 1914 |  |  | (OP) Operating | [6 empty] | Lancaster | 39.8272 | -76.3318
15276 | TalenEnergy Martins Creek LLC | 3146 | TalenEnergy Martins Creek LLC Jenkins | IPP Non-CHP | PA | CTG1 | 16 | 14 | Petroleum Liquids | DFO | GT | 8 | 1969 |  |  | (OP) Operating | [6 empty] | Luzerne | 41.2824 | -75.8164
15276 | TalenEnergy Martins Creek LLC | 3146 | TalenEnergy Martins Creek LLC Jenkins | IPP Non-CHP | PA | CTG2 | 16 | 14 | Petroleum Liquids | DFO | GT | 7 | 1969 |  |  | (OP) Operating | [6 empty] | Luzerne | 41.2824 | -75.8164
15276 | TalenEnergy Martins Creek LLC | 3147 | TalenEnergy Martins Creek LLC Lock Haven | IPP Non-CHP | PA | CTG | 18.5 | 14 | Petroleum Liquids | DFO | GT | 11 | 1969 |  |  | (OP) Operating | [6 empty] | Lycoming | 41.1189 | -77.4709
15276 | TalenEnergy Martins Creek LLC | 3148 | TalenEnergy Martins Creek | IPP Non-CHP | PA | 3 | 850.5 | 850 | Natural Gas Steam Turbine | NG | ST | 10 | 1975 |  |  | (OP) Operating | [6 empty] | Northampton | 40.7978 | -75.1054
15276 | TalenEnergy Martins Creek LLC | 3148 | TalenEnergy Martins Creek | IPP Non-CHP | PA | 4 | 850.5 | 850 | Natural Gas Steam Turbine | NG | ST | 3 | 1977 |  |  | (OP) Operating | [6 empty] | Northampton | 40.7978 | -75.1054
15276 | TalenEnergy Martins Creek LLC | 3148 | TalenEnergy Martins Creek | IPP Non-CHP | PA | CTG1 | 22.3 | 18 | Natural Gas Fired Combustion Turbine | NG | GT | 6 | 1971 |  |  | (OP) Operating | [6 empty] | Northampton | 40.7978 | -75.1054
15276 | TalenEnergy Martins Creek LLC | 3148 | TalenEnergy Martins Creek | IPP Non-CHP | PA | CTG2 | 22.3 | 18 | Natural Gas Fired Combustion Turbine | NG | GT | 6 | 1971 |  |  | (OP) Operating | [6 empty] | Northampton | 40.7978 | -75.1054
15276 | TalenEnergy Martins Creek LLC | 3148 | TalenEnergy Martins Creek | IPP Non-CHP | PA | CTG3 | 22.3 | 18 | Natural Gas Fired Combustion Turbine | NG | GT | 6 | 1971 |  |  | (OP) Operating | [6 empty] | Northampton | 40.7978 | -75.1054
15276 | TalenEnergy Martins Creek LLC | 3148 | TalenEnergy Martins Creek | IPP Non-CHP | PA | CTG4 | 22.3 | 18 | Natural Gas Fired Combustion Turbine | NG | GT | 6 | 1971 |  |  | (OP) Operating | [6 empty] | Northampton | 40.7978 | -75.1054
15534 | TalenEnergy Montour LLC | 3149 | TalenEnergy Montour | IPP Non-CHP | PA | 1 | 864.9 | 752 | Conventional Steam Coal | BIT | ST | 2 | 1971 |  |  | (OP) Operating | [6 empty] | Montour | 41.0714 | -76.6672
15534 | TalenEnergy Montour LLC | 3149 | TalenEnergy Montour | IPP Non-CHP | PA | 11 | 17.2 | 11 | Conventional Steam Coal | BIT | ST | 4 | 1973 |  |  | (OP) Operating | [6 empty] | Montour | 41.0714 | -76.6672
15534 | TalenEnergy Montour LLC | 3149 | TalenEnergy Montour | IPP Non-CHP | PA | 2 | 893 | 752 | Conventional Steam Coal | BIT | ST | 4 | 1973 |  |  | (OP) Operating | [6 empty] | Montour | 41.0714 | -76.6672
22001 | Sunbury Generation LP | 3152 | Sunbury Generation LP | IPP Non-CHP | PA | CTG1 | 23.6 | 18 | Petroleum Liquids | DFO | GT | 11 | 1971 |  |  | (SB) Standby/Backup: available for service but not normally used | [6 empty] | Snyder | 40.8361 | -76.825
22001 | Sunbury Generation LP | 3152 | Sunbury Generation LP | IPP Non-CHP | PA | CTG2 | 23.6 | 18 | Petroleum Liquids | DFO | GT | 11 | 1971 |  |  | (SB) Standby/Backup: available for service but not normally used | [6 empty] | Snyder | 40.8361 | -76.825
22001 | Sunbury Generation LP | 3152 | Sunbury Generation LP | IPP Non-CHP | PA | DI2 | 5.5 | 5 | Petroleum Liquids | DFO | IC | 4 | 1967 |  |  | (SB) Standby/Backup: available for service but not normally used | [6 empty] | Snyder | 40.8361 | -76.825
15458 | TalenEnergy Holtwood LLC | 3153 | TalenEnergy HW Wallenpaupack | IPP Non-CHP | PA | WP1 | 20 | 22 | Conventional Hydroelectric | WAT | HY | 6 | 1926 |  |  | (OP) Operating | [6 empty] | Wayne | 41.4679 | -75.1309
15458 | TalenEnergy Holtwood LLC | 3153 | TalenEnergy HW Wallenpaupack | IPP Non-CHP | PA | WP2 | 20 | 22 | Conventional Hydroelectric | WAT | HY | 6 | 1926 |  |  | (OP) Operating | [6 empty] | Wayne | 41.4679 | -75.1309
15276 | TalenEnergy Martins Creek LLC | 3154 | TalenEnergy Martins Creek LLC West Shore | IPP Non-CHP | PA | CTG1 | 18.5 | 14 | Petroleum Liquids | DFO | GT | 8 | 1969 |  |  | (OP) Operating | [6 empty] | Cumberland | 40.1908 | -76.9458
15276 | TalenEnergy Martins Creek LLC | 3154 | TalenEnergy Martins Creek LLC West Shore | IPP Non-CHP | PA | CTG2 | 18.5 | 14 | Petroleum Liquids | DFO | GT | 8 | 1969 |  |  | (OP) Operating | [6 empty] | Cumberland | 40.1908 | -76.9458
15276 | TalenEnergy Martins Creek LLC | 3155 | TalenEnergy Martins Creek LLC Williamsport | IPP Non-CHP | PA | CTG1 | 16 | 13.7 | Petroleum Liquids | DFO | GT | 8 | 1967 |  |  | (OP) Operating | [6 empty] | Lycoming | 41.2361 | -77.0075
15276 | TalenEnergy Martins Creek LLC | 3155 | TalenEnergy Martins Creek LLC Williamsport | IPP Non-CHP | PA | CTG2 | 16 | 13.7 | Petroleum Liquids | DFO | GT | 8 | 1967 |  |  | (OP) Operating | [6 empty] | Lycoming | 41.2361 | -77.0075
6035 | Exelon Power | 3157 | Chester Generating Station | IPP Non-CHP | PA | 7 | 18.6 | 13 | Petroleum Liquids | DFO | GT | 2 | 1969 |  |  | (OP) Operating | [6 empty] | Chester | 39.8301 | -75.3837
6035 | Exelon Power | 3157 | Chester Generating Station | IPP Non-CHP | PA | 8 | 18.6 | 13 | Petroleum Liquids | DFO | GT | 5 | 1969 |  |  | (OP) Operating | [6 empty] | Chester | 39.8301 | -75.3837
6035 | Exelon Power | 3157 | Chester Generating Station | IPP Non-CHP | PA | 9 | 18.6 | 13 | Petroleum Liquids | DFO | GT | 3 | 1969 |  |  | (OP) Operating | [6 empty] | Chester | 39.8301 | -75.3837
6035 | Exelon Power | 3160 | Delaware Generating Station | IPP Non-CHP | PA | 10 | 18.6 | 13 | Petroleum Liquids | DFO | GT | 5 | 1969 |  |  | (OP) Operating | [6 empty] | Philadelphia | 39.968 | -75.1252
6035 | Exelon Power | 3160 | Delaware Generating Station | IPP Non-CHP | PA | 11 | 18.6 | 13 | Petroleum Liquids | DFO | GT | 4 | 1969 |  |  | (OP) Operating | [6 empty] | Philadelphia | 39.968 | -75.1252
6035 | Exelon Power | 3160 | Delaware Generating Station | IPP Non-CHP | PA | 12 | 18.6 | 13 | Petroleum Liquids | DFO | GT | 5 | 1969 |  |  | (OP) Operating | [6 empty] | Philadelphia | 39.968 | -75.1252
6035 | Exelon Power | 3160 | Delaware Generating Station | IPP Non-CHP | PA | 9 | 21.2 | 17 | Petroleum Liquids | DFO | GT | 7 | 1970 |  |  | (OP) Operating | [6 empty] | Philadelphia | 39.968 | -75.1252
6035 | Exelon Power | 3161 | Eddystone Generating Station | IPP Non-CHP | PA | 10 | 18.6 | 13 | Petroleum Liquids | DFO | GT | 5 | 1967 |  |  | (OP) Operating | [6 empty] | Delaware | 39.858 | -75.323
6035 | Exelon Power | 3161 | Eddystone Generating Station | IPP Non-CHP | PA | 20 | 18.6 | 13 | Petroleum Liquids | DFO | GT | 10 | 1967 |  |  | (OP) Operating | [6 empty] | Delaware | 39.858 | -75.323
6035 | Exelon Power | 3161 | Eddystone Generating Station | IPP Non-CHP | PA | 3 | 391 | 380 | Natural Gas Steam Turbine | NG | ST | 9 | 1974 |  |  | (OP) Operating | [6 empty] | Delaware | 39.858 | -75.323
6035 | Exelon Power | 3161 | Eddystone Generating Station | IPP Non-CHP | PA | 30 | 21.2 | 17 | Petroleum Liquids | DFO | GT | 3 | 1970 |  |  | (OP) Operating | [6 empty] | Delaware | 39.858 | -75.323
6035 | Exelon Power | 3161 | Eddystone Generating Station | IPP Non-CHP | PA | 4 | 391 | 380 | Natural Gas Steam Turbine | NG | ST | 6 | 1976 |  |  | (OP) Operating | [6 empty] | Delaware | 39.858 | -75.323
6035 | Exelon Power | 3161 | Eddystone Generating Station | IPP Non-CHP | PA | 40 | 21.2 | 17 | Petroleum Liquids | DFO | GT | 6 | 1970 |  |  | (OP) Operating | [6 empty] | Delaware | 39.858 | -75.323
6035 | Exelon Power | 3162 | Falls | IPP Non-CHP | PA | 1 | 21.2 | 17 | Petroleum Liquids | DFO | GT | 5 | 1970 |  |  | (OP) Operating | [6 empty] | Bucks | 40.1765 | -74.79
6035 | Exelon Power | 3162 | Falls | IPP Non-CHP | PA | 2 | 21.2 | 17 | Petroleum Liquids | DFO | GT | 5 | 1970 |  |  | (OP) Operating | [6 empty] | Bucks | 40.1765 | -74.79
6035 | Exelon Power | 3162 | Falls | IPP Non-CHP | PA | 3 | 21.2 | 17 | Petroleum Liquids | DFO | GT | 6 | 1970 |  |  | (OP) Operating | [6 empty] | Bucks | 40.1765 | -74.79
6035 | Exelon Power | 3163 | Moser Generating Station | IPP Non-CHP | PA | 1 | 21.2 | 17 | Petroleum Liquids | DFO | GT | 6 | 1970 |  |  | (OP) Operating | [6 empty] | Montgomery | 40.2352 | -75.6193
6035 | Exelon Power | 3163 | Moser Generating Station | IPP Non-CHP | PA | 2 | 21.2 | 17 | Petroleum Liquids | DFO | GT | 5 | 1970 |  |  | (OP) Operating | [6 empty] | Montgomery | 40.2352 | -75.6193
6035 | Exelon Power | 3163 | Moser Generating Station | IPP Non-CHP | PA | 3 | 21.2 | 17 | Petroleum Liquids | DFO | GT | 6 | 1970 |  |  | (OP) Operating | [6 empty] | Montgomery | 40.2352 | -75.6193
6035 | Exelon Power | 3164 | Muddy Run | IPP Non-CHP | PA | 1 | 134 | 134 | Hydroelectric Pumped Storage | WAT | PS | 4 | 1967 |  |  | (OP) Operating | [6 empty] | Lancaster | 39.8076 | -76.2993
6035 | Exelon Power | 3164 | Muddy Run | IPP Non-CHP | PA | 2 | 134 | 133 | Hydroelectric Pumped Storage | WAT | PS | 4 | 1967 |  |  | (OP) Operating | [6 empty] | Lancaster | 39.8076 | -76.2993
6035 | Exelon Power | 3164 | Muddy Run | IPP Non-CHP | PA | 3 | 134 | 134 | Hydroelectric Pumped Storage | WAT | PS | 4 | 1967 |  |  | (OP) Operating | [6 empty] | Lancaster | 39.8076 | -76.2993
6035 | Exelon Power | 3164 | Muddy Run | IPP Non-CHP | PA | 4 | 134 | 134 | Hydroelectric Pumped Storage | WAT | PS | 6 | 1967 |  |  | (OP) Operating | [6 empty] | Lancaster | 39.8076 | -76.2993
6035 | Exelon Power | 3164 | Muddy Run | IPP Non-CHP | PA | 5 | 134 | 134 | Hydroelectric Pumped Storage | WAT | PS | 10 | 1967 |  |  | (OP) Operating | [6 empty] | Lancaster | 39.8076 | -76.2993
6035 | Exelon Power | 3164 | Muddy Run | IPP Non-CHP | PA | 6 | 134 | 133 | Hydroelectric Pumped Storage | WAT | PS | 10 | 1967 |  |  | (OP) Operating | [6 empty] | Lancaster | 39.8076 | -76.2993
6035 | Exelon Power | 3164 | Muddy Run | IPP Non-CHP | PA | 7 | 134 | 134 | Hydroelectric Pumped Storage | WAT | PS | 2 | 1968 |  |  | (OP) Operating | [6 empty] | Lancaster | 39.8076 | -76.2993
6035 | Exelon Power | 3164 | Muddy Run | IPP Non-CHP | PA | 8 | 134 | 134 | Hydroelectric Pumped Storage | WAT | PS | 2 | 1968 |  |  | (OP) Operating | [6 empty] | Lancaster | 39.8076 | -76.2993
55951 | Exelon Nuclear | 3166 | Peach Bottom | IPP Non-CHP | PA | 2 | 1244.8 | 1223.7 | Nuclear | NUC | ST | 7 | 1974 |  |  | (OP) Operating | [6 empty] | York | 39.7589 | -76.2687
55951 | Exelon Nuclear | 3166 | Peach Bottom | IPP Non-CHP | PA | 3 | 1377 | 1122.7 | Nuclear | NUC | ST | 12 | 1974 |  |  | (OP) Operating | [6 empty] | York | 39.7589 | -76.2687
6035 | Exelon Power | 3168 | Richmond Generating Station | IPP Non-CHP | PA | 91 | 65.8 | 49 | Petroleum Liquids | DFO | GT | 6 | 1973 |  |  | (OP) Operating | [6 empty] | Philadelphia | 39.9845 | -75.0752
6035 | Exelon Power | 3168 | Richmond Generating Station | IPP Non-CHP | PA | 92 | 65.8 | 49 | Petroleum Liquids | DFO | GT | 6 | 1973 |  |  | (OP) Operating | [6 empty] | Philadelphia | 39.9845 | -75.0752
6035 | Exelon Power | 3169 | Schuylkill Generating Station | IPP Non-CHP | PA | 10 | 18.6 | 13 | Petroleum Liquids | DFO | GT | 5 | 1969 |  |  | (OP) Operating | [6 empty] | Philadelphia | 39.9419 | -75.1883
6035 | Exelon Power | 3169 | Schuylkill Generating Station | IPP Non-CHP | PA | 11 | 21.2 | 17 | Petroleum Liquids | DFO | GT | 6 | 1971 |  |  | (OP) Operating | [6 empty] | Philadelphia | 39.9419 | -75.1883
6035 | Exelon Power | 3170 | Southwark | IPP Non-CHP | PA | 3 | 18.6 | 13 | Petroleum Liquids | DFO | GT | 6 | 1967 |  |  | (OP) Operating | [6 empty] | Philadelphia | 39.9144 | -75.135
6035 | Exelon Power | 3170 | Southwark | IPP Non-CHP | PA | 4 | 18.6 | 13 | Petroleum Liquids | DFO | GT | 10 | 1967 |  |  | (OP) Operating | [6 empty] | Philadelphia | 39.9144 | -75.135
6035 | Exelon Power | 3170 | Southwark | IPP Non-CHP | PA | 5 | 18.6 | 13 | Petroleum Liquids | DFO | GT | 7 | 1967 |  |  | (OP) Operating | [6 empty] | Philadelphia | 39.9144 | -75.135
6035 | Exelon Power | 3170 | Southwark | IPP Non-CHP | PA | 6 | 18.6 | 13 | Petroleum Liquids | DFO | GT | 11 | 1968 |  |  | (OP) Operating | [6 empty] | Philadelphia | 39.9144 | -75.135
59364 | Safe Harbor | 3175 | Safe Harbor | IPP Non-CHP | PA | 1 | 33 | 33 | Conventional Hydroelectric | WAT | HY | 10 | 1940 |  |  | (OP) Operating | [6 empty] | Lancaster | 39.9244 | -76.39
59364 | Safe Harbor | 3175 | Safe Harbor | IPP Non-CHP | PA | 10 | 37.5 | 37.5 | Conventional Hydroelectric | WAT | HY | 6 | 1985 |  |  | (OP) Operating | [6 empty] | Lancaster | 39.9244 | -76.39
59364 | Safe Harbor | 3175 | Safe Harbor | IPP Non-CHP | PA | 11 | 37.5 | 37.5 | Conventional Hydroelectric | WAT | HY | 4 | 1986 |  |  | (OP) Operating | [6 empty] | Lancaster | 39.9244 | -76.39
59364 | Safe Harbor | 3175 | Safe Harbor | IPP Non-CHP | PA | 12 | 37.5 | 37.5 | Conventional Hydroelectric | WAT | HY | 9 | 1985 |  |  | (OP) Operating | [6 empty] | Lancaster | 39.9244 | -76.39
59364 | Safe Harbor | 3175 | Safe Harbor | IPP Non-CHP | PA | 2 | 33 | 33 | Conventional Hydroelectric | WAT | HY | 11 | 1934 |  |  | (OP) Operating | [6 empty] | Lancaster | 39.9244 | -76.39
59364 | Safe Harbor | 3175 | Safe Harbor | IPP Non-CHP | PA | 3 | 32 | 32 | Conventional Hydroelectric | WAT | HY | 12 | 1931 |  |  | (OP) Operating | [6 empty] | Lancaster | 39.9244 | -76.39
59364 | Safe Harbor | 3175 | Safe Harbor | IPP Non-CHP | PA | 4 | 32 | 32 | Conventional Hydroelectric | WAT | HY | 12 | 1931 |  |  | (OP) Operating | [6 empty] | Lancaster | 39.9244 | -76.39
59364 | Safe Harbor | 3175 | Safe Harbor | IPP Non-CHP | PA | 41 | 2 | 2 | Conventional Hydroelectric | WAT | HY | 12 | 1931 |  |  | (OP) Operating | [6 empty] | Lancaster | 39.9244 | -76.39
59364 | Safe Harbor | 3175 | Safe Harbor | IPP Non-CHP | PA | 42 | 2 | 2 | Conventional Hydroelectric | WAT | HY | 12 | 1931 |  |  | (OP) Operating | [6 empty] | Lancaster | 39.9244 | -76.39
59364 | Safe Harbor | 3175 | Safe Harbor | IPP Non-CHP | PA | 5 | 32 | 32 | Conventional Hydroelectric | WAT | HY | 1 | 1932 |  |  | (OP) Operating | [6 empty] | Lancaster | 39.9244 | -76.39
59364 | Safe Harbor | 3175 | Safe Harbor | IPP Non-CHP | PA | 6 | 32 | 32 | Conventional Hydroelectric | WAT | HY | 1 | 1932 |  |  | (OP) Operating | [6 empty] | Lancaster | 39.9244 | -76.39
59364 | Safe Harbor | 3175 | Safe Harbor | IPP Non-CHP | PA | 7 | 32 | 32 | Conventional Hydroelectric | WAT | HY | 10 | 1933 |  |  | (OP) Operating | [6 empty] | Lancaster | 39.9244 | -76.39
59364 | Safe Harbor | 3175 | Safe Harbor | IPP Non-CHP | PA | 8 | 37.5 | 37.5 | Conventional Hydroelectric | WAT | HY | 4 | 1985 |  |  | (OP) Operating | [6 empty] | Lancaster | 39.9244 | -76.39
59364 | Safe Harbor | 3175 | Safe Harbor | IPP Non-CHP | PA | 9 | 37.5 | 37.5 | Conventional Hydroelectric | WAT | HY | 2 | 1986 |  |  | (OP) Operating | [6 empty] | Lancaster | 39.9244 | -76.39
19391 | UGI Development Co | 3176 | Hunlock Power Station | IPP Non-CHP | PA | 3 | 49.9 | 30.1 | Natural Gas Fired Combined Cycle | NG | CA | 9 | 1959 |  |  | (OP) Operating | [6 empty] | Luzerne | 41.2006 | -76.07
19391 | UGI Development Co | 3176 | Hunlock Power Station | IPP Non-CHP | PA | 5 | 48 | 48.7 | Natural Gas Fired Combined Cycle | NG | CT | 7 | 2011 |  |  | (OP) Operating | [6 empty] | Luzerne | 41.2006 | -76.07
19391 | UGI Development Co | 3176 | Hunlock Power Station | IPP Non-CHP | PA | 6 | 48 | 48.4 | Natural Gas Fired Combined Cycle | NG | CT | 7 | 2011 |  |  | (OP) Operating | [6 empty] | Luzerne | 41.2006 | -76.07
50018 | Dominion Energy New England, LLC | 3236 | Manchester Street | IPP Non-CHP | RI | G10A | 125 | 110.1 | Natural Gas Fired Combined Cycle | NG | CT | 11 | 1995 |  |  | (OP) Operating | [6 empty] | Providence | 41.8167 | -71.4042
50018 | Dominion Energy New England, LLC | 3236 | Manchester Street | IPP Non-CHP | RI | G11A | 125 | 110.2 | Natural Gas Fired Combined Cycle | NG | CT | 9 | 1995 |  |  | (OP) Operating | [6 empty] | Providence | 41.8167 | -71.4042
50018 | Dominion Energy New England, LLC | 3236 | Manchester Street | IPP Non-CHP | RI | GE10 | 48 | 46.9 | Natural Gas Fired Combined Cycle | NG | CA | 11 | 1995 |  |  | (OP) Operating | [6 empty] | Providence | 41.8167 | -71.4042
50018 | Dominion Energy New England, LLC | 3236 | Manchester Street | IPP Non-CHP | RI | GE11 | 46 | 46.8 | Natural Gas Fired Combined Cycle | NG | CA | 9 | 1995 |  |  | (OP) Operating | [6 empty] | Providence | 41.8167 | -71.4042
50018 | Dominion Energy New England, LLC | 3236 | Manchester Street | IPP Non-CHP | RI | GE9A | 125 | 107.1 | Natural Gas Fired Combined Cycle | NG | CT | 11 | 1995 |  |  | (OP) Operating |  |  |  | 2019 | 10 | 3 | Providence | 41.8167 | -71.4042
50018 | Dominion Energy New England, LLC | 3236 | Manchester Street | IPP Non-CHP | RI | GEN9 | 46 | 54.4 | Natural Gas Fired Combined Cycle | NG | CA | 11 | 1995 |  |  | (OP) Operating | [6 empty] | Providence | 41.8167 | -71.4042
3046 | Duke Energy Progress - (NC) | 3250 | Darlington County | Electric Utility | SC | 1 | 66.8 | 52 | Natural Gas Fired Combustion Turbine | NG | GT | 8 | 1974 |  |  | (OP) Operating | [6 empty] | Darlington | 34.4185 | -80.1657
3046 | Duke Energy Progress - (NC) | 3250 | Darlington County | Electric Utility | SC | 10 | 65.8 | 51 | Petroleum Liquids | DFO | GT | 8 | 1974 |  |  | (OP) Operating | [6 empty] | Darlington | 34.4185 | -80.1657
3046 | Duke Energy Progress - (NC) | 3250 | Darlington County | Electric Utility | SC | 12 | 158 | 118 | Natural Gas Fired Combustion Turbine | NG | GT | 5 | 1997 |  |  | (OP) Operating | [6 empty] | Darlington | 34.4185 | -80.1657
3046 | Duke Energy Progress - (NC) | 3250 | Darlington County | Electric Utility | SC | 13 | 158 | 116 | Natural Gas Fired Combustion Turbine | NG | GT | 6 | 1997 |  |  | (OP) Operating | [6 empty] | Darlington | 34.4185 | -80.1657
3046 | Duke Energy Progress - (NC) | 3250 | Darlington County | Electric Utility | SC | 2 | 65.8 | 48 | Petroleum Liquids | DFO | GT | 8 | 1974 |  |  | (OP) Operating | [6 empty] | Darlington | 34.4185 | -80.1657
3046 | Duke Energy Progress - (NC) | 3250 | Darlington County | Electric Utility | SC | 3 | 66.8 | 52 | Natural Gas Fired Combustion Turbine | NG | GT | 8 | 1974 |  |  | (OP) Operating | [6 empty] | Darlington | 34.4185 | -80.1657
3046 | Duke Energy Progress - (NC) | 3250 | Darlington County | Electric Utility | SC | 4 | 65.8 | 50 | Petroleum Liquids | DFO | GT | 8 | 1974 |  |  | (OP) Operating | [6 empty] | Darlington | 34.4185 | -80.1657
3046 | Duke Energy Progress - (NC) | 3250 | Darlington County | Electric Utility | SC | 5 | 66.8 | 52 | Natural Gas Fired Combustion Turbine | NG | GT | 3 | 1975 |  |  | (OP) Operating | [6 empty] | Darlington | 34.4185 | -80.1657
3046 | Duke Energy Progress - (NC) | 3250 | Darlington County | Electric Utility | SC | 6 | 65.8 | 45 | Petroleum Liquids | DFO | GT | 8 | 1974 |  |  | (OP) Operating | [6 empty] | Darlington | 34.4185 | -80.1657
3046 | Duke Energy Progress - (NC) | 3250 | Darlington County | Electric Utility | SC | 7 | 66.8 | 51 | Natural Gas Fired Combustion Turbine | NG | GT | 6 | 1975 |  |  | (OP) Operating | [6 empty] | Darlington | 34.4185 | -80.1657
3046 | Duke Energy Progress - (NC) | 3250 | Darlington County | Electric Utility | SC | 8 | 65.8 | 48 | Petroleum Liquids | DFO | GT | 8 | 1974 |  |  | (OP) Operating | [6 empty] | Darlington | 34.4185 | -80.1657
3046 | Duke Energy Progress - (NC) | 3250 | Darlington County | Electric Utility | SC | 9 | 66.8 | 52 | Petroleum Liquids | DFO | GT | 9 | 1974 |  |  | (OP) Operating | [6 empty] | Darlington | 34.4185 | -80.1657
3046 | Duke Energy Progress - (NC) | 3251 | H B Robinson | Electric Utility | SC | 2 | 768.6 | 741 | Nuclear | NUC | ST | 3 | 1971 |  |  | (OP) Operating | [6 empty] | Darlington | 34.4017 | -80.1589
13763 | Northbrook Carolina Hydro LLC | 3253 | Boyds Mill Hydro | IPP Non-CHP | SC | 1 | 0.7 | 0.7 | Conventional Hydroelectric | WAT | HY | 12 | 1996 |  |  | (OA) Out of service but expected to return to service in next calendar year | [6 empty] | Greenville | 34.4555 | -82.1993
13763 | Northbrook Carolina Hydro LLC | 3253 | Boyds Mill Hydro | IPP Non-CHP | SC | 2 | 0.7 | 0.7 | Conventional Hydroelectric | WAT | HY | 12 | 1996 |  |  | (OA) Out of service but expected to return to service in next calendar year | [6 empty] | Greenville | 34.4555 | -82.1993
17543 | South Carolina Public Service Authority | 3254 | Buzzard Roost | Electric Utility | SC | HC1 | 5 | 2.3 | Conventional Hydroelectric | WAT | HY | 8 | 1940 |  |  | (OP) Operating | [6 empty] | Greenwood | 34.1697 | -81.9025
17543 | South Carolina Public Service Authority | 3254 | Buzzard Roost | Electric Utility | SC | HC2 | 5 | 2.3 | Conventional Hydroelectric | WAT | HY | 8 | 1940 |  |  | (OP) Operating | [6 empty] | Greenwood | 34.1697 | -81.9025
17543 | South Carolina Public Service Authority | 3254 | Buzzard Roost | Electric Utility | SC | HC3 | 5 | 2.3 | Conventional Hydroelectric | WAT | HY | 8 | 1940 |  |  | (OP) Operating | [6 empty] | Greenwood | 34.1697 | -81.9025
5416 | Duke Energy Carolinas, LLC | 3255 | Cedar Creek | Electric Utility | SC | 1 | 15 | 15 | Conventional Hydroelectric | WAT | HY | 8 | 1926 |  |  | (OP) Operating | [6 empty] | Lancaster | 34.5414 | -80.8756
5416 | Duke Energy Carolinas, LLC | 3255 | Cedar Creek | Electric Utility | SC | 2 | 15 | 15 | Conventional Hydroelectric | WAT | HY | 8 | 1926 |  |  | (OP) Operating | [6 empty] | Lancaster | 34.5414 | -80.8756
5416 | Duke Energy Carolinas, LLC | 3255 | Cedar Creek | Electric Utility | SC | 3 | 15 | 15 | Conventional Hydroelectric | WAT | HY | 8 | 1926 |  |  | (OP) Operating | [6 empty] | Lancaster | 34.5414 | -80.8756
5416 | Duke Energy Carolinas, LLC | 3256 | Dearborn | Electric Utility | SC | 1 | 15 | 14 | Conventional Hydroelectric | WAT | HY | 3 | 1923 |  |  | (OP) Operating | [6 empty] | Chester | 34.5583 | -80.8914
5416 | Duke Energy Carolinas, LLC | 3256 | Dearborn | Electric Utility | SC | 2 | 15 | 14 | Conventional Hydroelectric | WAT | HY | 3 | 1923 |  |  | (OP) Operating | [6 empty] | Chester | 34.5583 | -80.8914
5416 | Duke Energy Carolinas, LLC | 3256 | Dearborn | Electric Utility | SC | 3 | 15 | 14 | Conventional Hydroelectric | WAT | HY | 3 | 1923 |  |  | (OP) Operating | [6 empty] | Chester | 34.5583 | -80.8914
5416 | Duke Energy Carolinas, LLC | 3257 | Fishing Creek | Electric Utility | SC | 1 | 9.3 | 11 | Conventional Hydroelectric | WAT | HY | 11 | 1916 |  |  | (OP) Operating | [6 empty] | Chester | 34.6 | -80.8928
5416 | Duke Energy Carolinas, LLC | 3257 | Fishing Creek | Electric Utility | SC | 2 | 8.8 | 9.5 | Conventional Hydroelectric | WAT | HY | 11 | 1916 |  |  | (OP) Operating | [6 empty] | Chester | 34.6 | -80.8928
5416 | Duke Energy Carolinas, LLC | 3257 | Fishing Creek | Electric Utility | SC | 3 | 8.8 | 9.5 | Conventional Hydroelectric | WAT | HY | 11 | 1916 |  |  | (OP) Operating | [6 empty] | Chester | 34.6 | -80.8928
5416 | Duke Energy Carolinas, LLC | 3257 | Fishing Creek | Electric Utility | SC | 4 | 9.4 | 11 | Conventional Hydroelectric | WAT | HY | 11 | 1916 |  |  | (OP) Operating | [6 empty] | Chester | 34.6 | -80.8928
5416 | Duke Energy Carolinas, LLC | 3257 | Fishing Creek | Electric Utility | SC | 5 | 6 | 8 | Conventional Hydroelectric | WAT | HY | 11 | 1916 |  |  | (OP) Operating | [6 empty] | Chester | 34.6 | -80.8928
5416 | Duke Energy Carolinas, LLC | 3258 | Gaston Shoals | Electric Utility | SC | 3 | 1.4 | 1 | Conventional Hydroelectric | WAT | HY | 8 | 1908 |  |  | (OP) Operating | [6 empty] | Cherokee | 35.1381 | -81.5975
5416 | Duke Energy Carolinas, LLC | 3258 | Gaston Shoals | Electric Utility | SC | 4 | 1.4 | 1 | Conventional Hydroelectric | WAT | HY | 8 | 1908 |  |  | (OP) Operating | [6 empty] | Cherokee | 35.1381 | -81.5975
5416 | Duke Energy Carolinas, LLC | 3258 | Gaston Shoals | Electric Utility | SC | 5 | 1.4 | 1 | Conventional Hydroelectric | WAT | HY | 5 | 1908 |  |  | (OP) Operating | [6 empty] | Cherokee | 35.1381 | -81.5975
5416 | Duke Energy Carolinas, LLC | 3258 | Gaston Shoals | Electric Utility | SC | 6 | 2.5 | 1.7 | Conventional Hydroelectric | WAT | HY | 8 | 1927 |  |  | (OP) Operating | [6 empty] | Cherokee | 35.1381 | -81.5975
5416 | Duke Energy Carolinas, LLC | 3259 | Great Falls (SC) | Electric Utility | SC | 1 | 3 | 3 | Conventional Hydroelectric | WAT | HY | 4 | 1907 |  |  | (OP) Operating | [6 empty] | Chester | 34.5592 | -80.8917
5416 | Duke Energy Carolinas, LLC | 3259 | Great Falls (SC) | Electric Utility | SC | 2 | 3 | 3 | Conventional Hydroelectric | WAT | HY | 4 | 1907 |  |  | (OP) Operating | [6 empty] | Chester | 34.5592 | -80.8917
5416 | Duke Energy Carolinas, LLC | 3259 | Great Falls (SC) | Electric Utility | SC | 3 | 3 | 3 | Conventional Hydroelectric | WAT | HY | 4 | 1907 |  |  | (OP) Operating | [6 empty] | Chester | 34.5592 | -80.8917
5416 | Duke Energy Carolinas, LLC | 3259 | Great Falls (SC) | Electric Utility | SC | 4 | 3 | 3 | Conventional Hydroelectric | WAT | HY | 4 | 1907 |  |  | (OP) Operating | [6 empty] | Chester | 34.5592 | -80.8917
5416 | Duke Energy Carolinas, LLC | 3259 | Great Falls (SC) | Electric Utility | SC | 5 | 3 | 3 | Conventional Hydroelectric | WAT | HY | 4 | 1907 |  |  | (OP) Operating | [6 empty] | Chester | 34.5592 | -80.8917
5416 | Duke Energy Carolinas, LLC | 3259 | Great Falls (SC) | Electric Utility | SC | 6 | 3 | 3 | Conventional Hydroelectric | WAT | HY | 4 | 1907 |  |  | (OP) Operating | [6 empty] | Chester | 34.5592 | -80.8917
5416 | Duke Energy Carolinas, LLC | 3259 | Great Falls (SC) | Electric Utility | SC | 7 | 3 | 3 | Conventional Hydroelectric | WAT | HY | 4 | 1907 |  |  | (OP) Operating | [6 empty] | Chester | 34.5592 | -80.8917
5416 | Duke Energy Carolinas, LLC | 3259 | Great Falls (SC) | Electric Utility | SC | 8 | 3 | 3 | Conventional Hydroelectric | WAT | HY | 4 | 1907 |  |  | (OP) Operating | [6 empty] | Chester | 34.5592 | -80.8917
13763 | Northbrook Carolina Hydro LLC | 3261 | Hollidays Bridge Hydro | IPP Non-CHP | SC | 1 | 1 | 1.2 | Conventional Hydroelectric | WAT | HY | 12 | 1996 |  |  | (OP) Operating | [6 empty] | Anderson | 34.5275 | -82.375
13763 | Northbrook Carolina Hydro LLC | 3261 | Hollidays Bridge Hydro | IPP Non-CHP | SC | 2 | 1 | 1.2 | Conventional Hydroelectric | WAT | HY | 12 | 1996 |  |  | (OP) Operating | [6 empty] | Anderson | 34.5275 | -82.375
13763 | Northbrook Carolina Hydro LLC | 3261 | Hollidays Bridge Hydro | IPP Non-CHP | SC | 3 | 1 | 1.2 | Conventional Hydroelectric | WAT | HY | 12 | 1996 |  |  | (OP) Operating | [6 empty] | Anderson | 34.5275 | -82.375
13763 | Northbrook Carolina Hydro LLC | 3261 | Hollidays Bridge Hydro | IPP Non-CHP | SC | 4 | 1 | 1.2 | Conventional Hydroelectric | WAT | HY | 12 | 1996 |  |  | (OP) Operating | [6 empty] | Anderson | 34.5275 | -82.375
5416 | Duke Energy Carolinas, LLC | 3262 | Jocassee | Electric Utility | SC | 1 | 193.5 | 195 | Hydroelectric Pumped Storage | WAT | PS | 12 | 1973 |  |  | (OP) Operating | [6 empty] | Pickens | 34.9594 | -82.9147
5416 | Duke Energy Carolinas, LLC | 3262 | Jocassee | Electric Utility | SC | 2 | 193.5 | 195 | Hydroelectric Pumped Storage | WAT | PS | 12 | 1973 |  |  | (OP) Operating | [6 empty] | Pickens | 34.9594 | -82.9147
5416 | Duke Energy Carolinas, LLC | 3262 | Jocassee | Electric Utility | SC | 3 | 193.5 | 195 | Hydroelectric Pumped Storage | WAT | PS | 5 | 1975 |  |  | (OP) Operating | [6 empty] | Pickens | 34.9594 | -82.9147
5416 | Duke Energy Carolinas, LLC | 3262 | Jocassee | Electric Utility | SC | 4 | 193.5 | 195 | Hydroelectric Pumped Storage | WAT | PS | 5 | 1975 |  |  | (OP) Operating | [6 empty] | Pickens | 34.9594 | -82.9147
5416 | Duke Energy Carolinas, LLC | 3264 | W S Lee | Electric Utility | SC | 3 | 163.2 | 170 | Natural Gas Steam Turbine | NG | ST | 12 | 1958 |  |  | (OP) Operating | [6 empty] | Anderson | 34.6022 | -82.435
5416 | Duke Energy Carolinas, LLC | 3264 | W S Lee | Electric Utility | SC | 7 | 54 | 41 | Natural Gas Fired Combustion Turbine | NG | GT | 1 | 2007 |  |  | (OP) Operating | [6 empty] | Anderson | 34.6022 | -82.435
5416 | Duke Energy Carolinas, LLC | 3264 | W S Lee | Electric Utility | SC | 8 | 54 | 41 | Natural Gas Fired Combustion Turbine | NG | GT | 1 | 2007 |  |  | (OP) Operating | [6 empty] | Anderson | 34.6022 | -82.435
5416 | Duke Energy Carolinas, LLC | 3265 | Oconee | Electric Utility | SC | 1 | 886.7 | 847 | Nuclear | NUC | ST | 7 | 1973 |  |  | (OP) Operating | [6 empty] | Oconee | 34.7939 | -82.8986
5416 | Duke Energy Carolinas, LLC | 3265 | Oconee | Electric Utility | SC | 2 | 886.7 | 848 | Nuclear | NUC | ST | 9 | 1974 |  |  | (OP) Operating | [6 empty] | Oconee | 34.7939 | -82.8986
5416 | Duke Energy Carolinas, LLC | 3265 | Oconee | Electric Utility | SC | 3 | 893.3 | 859 | Nuclear | NUC | ST | 12 | 1974 |  |  | (OP) Operating | [6 empty] | Oconee | 34.7939 | -82.8986
5416 | Duke Energy Carolinas, LLC | 3266 | Rocky Creek | Electric Utility | SC | 1 | 3 | 2.9 | Conventional Hydroelectric | WAT | HY | 4 | 1909 |  |  | (OP) Operating | [6 empty] | Fairfield | 34.54 | -80.8778
5416 | Duke Energy Carolinas, LLC | 3266 | Rocky Creek | Electric Utility | SC | 2 | 3 | 2.9 | Conventional Hydroelectric | WAT | HY | 4 | 1909 |  |  | (OP) Operating | [6 empty] | Fairfield | 34.54 | -80.8778
5416 | Duke Energy Carolinas, LLC | 3266 | Rocky Creek | Electric Utility | SC | 3 | 3 | 2.9 | Conventional Hydroelectric | WAT | HY | 4 | 1909 |  |  | (OP) Operating | [6 empty] | Fairfield | 34.54 | -80.8778
5416 | Duke Energy Carolinas, LLC | 3266 | Rocky Creek | Electric Utility | SC | 4 | 3 | 2.9 | Conventional Hydroelectric | WAT | HY | 4 | 1909 |  |  | (OP) Operating | [6 empty] | Fairfield | 34.54 | -80.8778
5416 | Duke Energy Carolinas, LLC | 3266 | Rocky Creek | Electric Utility | SC | 5 | 5 | 4.8 | Conventional Hydroelectric | WAT | HY | 4 | 1909 |  |  | (OP) Operating | [6 empty] | Fairfield | 34.54 | -80.8778
5416 | Duke Energy Carolinas, LLC | 3266 | Rocky Creek | Electric Utility | SC | 6 | 5 | 4.8 | Conventional Hydroelectric | WAT | HY | 4 | 1909 |  |  | (OP) Operating | [6 empty] | Fairfield | 34.54 | -80.8778
5416 | Duke Energy Carolinas, LLC | 3266 | Rocky Creek | Electric Utility | SC | 7 | 3 | 2.9 | Conventional Hydroelectric | WAT | HY | 4 | 1909 |  |  | (OP) Operating | [6 empty] | Fairfield | 34.54 | -80.8778
5416 | Duke Energy Carolinas, LLC | 3266 | Rocky Creek | Electric Utility | SC | 8 | 3 | 2.9 | Conventional Hydroelectric | WAT | HY | 4 | 1909 |  |  | (OP) Operating | [6 empty] | Fairfield | 34.54 | -80.8778
13763 | Northbrook Carolina Hydro LLC | 3267 | Saluda Dam | IPP Non-CHP | SC | 1 | 0.6 | 0.6 | Conventional Hydroelectric | WAT | HY | 12 | 1996 |  |  | (OP) Operating | [6 empty] | Greenville | 34.8522 | -82.484
13763 | Northbrook Carolina Hydro LLC | 3267 | Saluda Dam | IPP Non-CHP | SC | 2 | 0.6 | 0.6 | Conventional Hydroelectric | WAT | HY | 12 | 1996 |  |  | (OP) Operating | [6 empty] | Greenville | 34.8522 | -82.484
13763 | Northbrook Carolina Hydro LLC | 3267 | Saluda Dam | IPP Non-CHP | SC | 3 | 0.6 | 0.6 | Conventional Hydroelectric | WAT | HY | 12 | 1996 |  |  | (OP) Operating | [6 empty] | Greenville | 34.8522 | -82.484
13763 | Northbrook Carolina Hydro LLC | 3267 | Saluda Dam | IPP Non-CHP | SC | 4 | 0.6 | 0.6 | Conventional Hydroelectric | WAT | HY | 12 | 1996 |  |  | (OP) Operating | [6 empty] | Greenville | 34.8522 | -82.484
5416 | Duke Energy Carolinas, LLC | 3270 | Wateree Hydro | Electric Utility | SC | 1 | 11.2 | 17 | Conventional Hydroelectric | WAT | HY | 10 | 1919 |  |  | (OP) Operating | [6 empty] | Kershaw | 34.3355 | -80.7021
5416 | Duke Energy Carolinas, LLC | 3270 | Wateree Hydro | Electric Utility | SC | 2 | 11.2 | 17 | Conventional Hydroelectric | WAT | HY | 10 | 1919 |  |  | (OP) Operating | [6 empty] | Kershaw | 34.3355 | -80.7021
5416 | Duke Energy Carolinas, LLC | 3270 | Wateree Hydro | Electric Utility | SC | 3 | 11.2 | 17 | Conventional Hydroelectric | WAT | HY | 10 | 1919 |  |  | (OP) Operating | [6 empty] | Kershaw | 34.3355 | -80.7021
5416 | Duke Energy Carolinas, LLC | 3270 | Wateree Hydro | Electric Utility | SC | 4 | 11.2 | 17 | Conventional Hydroelectric | WAT | HY | 10 | 1919 |  |  | (OP) Operating | [6 empty] | Kershaw | 34.3355 | -80.7021
5416 | Duke Energy Carolinas, LLC | 3270 | Wateree Hydro | Electric Utility | SC | 5 | 11.2 | 17 | Conventional Hydroelectric | WAT | HY | 10 | 1919 |  |  | (OP) Operating | [6 empty] | Kershaw | 34.3355 | -80.7021
5416 | Duke Energy Carolinas, LLC | 3271 | Wylie | Electric Utility | SC | 1 | 15 | 18 | Conventional Hydroelectric | WAT | HY | 8 | 1925 |  |  | (OP) Operating | [6 empty] | York | 35.0218 | -81.0078
5416 | Duke Energy Carolinas, LLC | 3271 | Wylie | Electric Utility | SC | 2 | 15 | 18 | Conventional Hydroelectric | WAT | HY | 8 | 1925 |  |  | (OP) Operating | [6 empty] | York | 35.0218 | -81.0078
5416 | Duke Energy Carolinas, LLC | 3271 | Wylie | Electric Utility | SC | 3 | 15 | 18 | Conventional Hydroelectric | WAT | HY | 8 | 1925 |  |  | (OP) Operating | [6 empty] | York | 35.0218 | -81.0078
5416 | Duke Energy Carolinas, LLC | 3271 | Wylie | Electric Utility | SC | 4 | 15 | 18 | Conventional Hydroelectric | WAT | HY | 8 | 1925 |  |  | (OP) Operating | [6 empty] | York | 35.0218 | -81.0078
5416 | Duke Energy Carolinas, LLC | 3272 | 99 Islands | Electric Utility | SC | 1 | 3 | 2.4 | Conventional Hydroelectric | WAT | HY | 5 | 1910 |  |  | (OP) Operating | [6 empty] | Cherokee | 35.0314 | -81.4936
5416 | Duke Energy Carolinas, LLC | 3272 | 99 Islands | Electric Utility | SC | 2 | 3 | 2.4 | Conventional Hydroelectric | WAT | HY | 5 | 1910 |  |  | (OP) Operating | [6 empty] | Cherokee | 35.0314 | -81.4936
5416 | Duke Energy Carolinas, LLC | 3272 | 99 Islands | Electric Utility | SC | 3 | 3 | 2.4 | Conventional Hydroelectric | WAT | HY | 5 | 1910 |  |  | (OP) Operating | [6 empty] | Cherokee | 35.0314 | -81.4936
5416 | Duke Energy Carolinas, LLC | 3272 | 99 Islands | Electric Utility | SC | 4 | 3 | 2.4 | Conventional Hydroelectric | WAT | HY | 5 | 1910 |  |  | (OP) Operating | [6 empty] | Cherokee | 35.0314 | -81.4936
5416 | Duke Energy Carolinas, LLC | 3272 | 99 Islands | Electric Utility | SC | 5 | 3 | 2.4 | Conventional Hydroelectric | WAT | HY | 5 | 1910 |  |  | (OP) Operating | [6 empty] | Cherokee | 35.0314 | -81.4936
5416 | Duke Energy Carolinas, LLC | 3272 | 99 Islands | Electric Utility | SC | 6 | 3 | 2.4 | Conventional Hydroelectric | WAT | HY | 5 | 1910 |  |  | (OP) Operating | [6 empty] | Cherokee | 35.0314 | -81.4936
11118 | Lockhart Power Co | 3275 | Lockhart | Electric Utility | SC | 2 | 4.2 | 4.2 | Conventional Hydroelectric | WAT | HY | 1 | 1921 |  |  | (OP) Operating | [6 empty] | Union | 34.7792 | -81.4561
11118 | Lockhart Power Co | 3275 | Lockhart | Electric Utility | SC | HY1 | 4.2 | 4.2 | Conventional Hydroelectric | WAT | HY | 1 | 1921 |  |  | (OP) Operating | [6 empty] | Union | 34.7792 | -81.4561
11118 | Lockhart Power Co | 3275 | Lockhart | Electric Utility | SC | HY3 | 4.2 | 4.2 | Conventional Hydroelectric | WAT | HY | 1 | 1921 |  |  | (OP) Operating | [6 empty] | Union | 34.7792 | -81.4561
11118 | Lockhart Power Co | 3275 | Lockhart | Electric Utility | SC | HY4 | 4.2 | 4.2 | Conventional Hydroelectric | WAT | HY | 1 | 1921 |  |  | (OP) Operating | [6 empty] | Union | 34.7792 | -81.4561
11118 | Lockhart Power Co | 3275 | Lockhart | Electric Utility | SC | HY5 | 1.2 | 1.2 | Conventional Hydroelectric | WAT | HY | 1 | 1921 |  |  | (OP) Operating | [6 empty] | Union | 34.7792 | -81.4561
17539 | South Carolina Electric&Gas Company | 3281 | Coit GT | Electric Utility | SC | 1 | 19.6 | 14 | Natural Gas Fired Combustion Turbine | NG | GT | 7 | 1969 |  |  | (OP) Operating | [6 empty] | Richland | 33.9803 | -81.0407
17539 | South Carolina Electric&Gas Company | 3281 | Coit GT | Electric Utility | SC | 2 | 19.6 | 14 | Natural Gas Fired Combustion Turbine | NG | GT | 5 | 1964 |  |  | (OP) Operating | [6 empty] | Richland | 33.9803 | -81.0407
57221 | City of Columbia SC | 3283 | Columbia Canal Hydro | Electric Utility | SC | 1 | 1.6 | 1.3 | Conventional Hydroelectric | WAT | HY | 6 | 1929 |  |  | (OS) Out of service and NOT expected to return to service in next calendar year | [6 empty] | Richland | 33.9972 | -81.0494
57221 | City of Columbia SC | 3283 | Columbia Canal Hydro | Electric Utility | SC | 2 | 1.6 | 1.7 | Conventional Hydroelectric | WAT | HY | 6 | 1929 |  |  | (OS) Out of service and NOT expected to return to service in next calendar year | [6 empty] | Richland | 33.9972 | -81.0494
57221 | City of Columbia SC | 3283 | Columbia Canal Hydro | Electric Utility | SC | 3 | 1.6 | 1.3 | Conventional Hydroelectric | WAT | HY | 6 | 1929 |  |  | (OS) Out of service and NOT expected to return to service in next calendar year | [6 empty] | Richland | 33.9972 | -81.0494
57221 | City of Columbia SC | 3283 | Columbia Canal Hydro | Electric Utility | SC | 4 | 1.3 | 1.3 | Conventional Hydroelectric | WAT | HY | 6 | 1953 |  |  | (OS) Out of service and NOT expected to return to service in next calendar year | [6 empty] | Richland | 33.9972 | -81.0494
57221 | City of Columbia SC | 3283 | Columbia Canal Hydro | Electric Utility | SC | 5 | 1.3 | 1.7 | Conventional Hydroelectric | WAT | HY | 6 | 1953 |  |  | (OS) Out of service and NOT expected to return to service in next calendar year | [6 empty] | Richland | 33.9972 | -81.0494
57221 | City of Columbia SC | 3283 | Columbia Canal Hydro | Electric Utility | SC | 6 | 1.6 | 1.3 | Conventional Hydroelectric | WAT | HY | 6 | 1928 |  |  | (OS) Out of service and NOT expected to return to service in next calendar year | [6 empty] | Richland | 33.9972 | -81.0494
57221 | City of Columbia SC | 3283 | Columbia Canal Hydro | Electric Utility | SC | 7 | 1.6 | 1.3 | Conventional Hydroelectric | WAT | HY | 6 | 1927 |  |  | (OS) Out of service and NOT expected to return to service in next calendar year | [6 empty] | Richland | 33.9972 | -81.0494
17539 | South Carolina Electric&Gas Company | 3285 | Hagood | Electric Utility | SC | 4 | 122 | 86 | Natural Gas Fired Combustion Turbine | NG | GT | 6 | 1991 |  |  | (OP) Operating | [6 empty] | Charleston | 32.8265 | -79.9634
17539 | South Carolina Electric&Gas Company | 3285 | Hagood | Electric Utility | SC | 5 | 32 | 20 | Natural Gas Fired Combustion Turbine | NG | GT | 12 | 2009 |  |  | (OP) Operating | [6 empty] | Charleston | 32.8265 | -79.9634
17539 | South Carolina Electric&Gas Company | 3285 | Hagood | Electric Utility | SC | 6 | 32 | 20 | Natural Gas Fired Combustion Turbine | NG | GT | 2 | 2010 |  |  | (OP) Operating | [6 empty] | Charleston | 32.8265 | -79.9634
17539 | South Carolina Electric&Gas Company | 3286 | Hardeeville | Electric Utility | SC | 1 | 16.3 | 9 | Petroleum Liquids | DFO | GT | 4 | 1968 |  |  | (OP) Operating | [6 empty] | Jasper | 32.2988 | -81.0739
17539 | South Carolina Electric&Gas Company | 3287 | McMeekin | Electric Utility | SC | 1 | 146.8 | 125 | Conventional Steam Coal | BIT | ST | 7 | 1958 | 12 | 2028 | (OP) Operating | [6 empty] | Lexington | 34.0556 | -81.2172
17539 | South Carolina Electric&Gas Company | 3287 | McMeekin | Electric Utility | SC | 2 | 146.8 | 125 | Conventional Steam Coal | BIT | ST | 12 | 1958 | 12 | 2028 | (OP) Operating | [6 empty] | Lexington | 34.0556 | -81.2172
17539 | South Carolina Electric&Gas Company | 3289 | Neal Shoals | Electric Utility | SC | 1 | 1.3 | 1.3 | Conventional Hydroelectric | WAT | HY | 8 | 1966 |  |  | (OP) Operating | [6 empty] | Union | 34.6642 | -81.4486
17539 | South Carolina Electric&Gas Company | 3289 | Neal Shoals | Electric Utility | SC | 2 | 1.3 | 1.3 | Conventional Hydroelectric | WAT | HY | 8 | 1966 |  |  | (OP) Operating | [6 empty] | Union | 34.6642 | -81.4486
17539 | South Carolina Electric&Gas Company | 3289 | Neal Shoals | Electric Utility | SC | 3 | 1.3 | 1.3 | Conventional Hydroelectric | WAT | HY | 8 | 1966 |  |  | (OP) Operating | [6 empty] | Union | 34.6642 | -81.4486
17539 | South Carolina Electric&Gas Company | 3289 | Neal Shoals | Electric Utility | SC | 4 | 1.3 | 1.3 | Conventional Hydroelectric | WAT | HY | 8 | 1966 |  |  | (OP) Operating | [6 empty] | Union | 34.6642 | -81.4486
17539 | South Carolina Electric&Gas Company | 3290 | Parr Hydro | Electric Utility | SC | 1 | 2.4 | 2.5 | Conventional Hydroelectric | WAT | HY | 8 | 1914 |  |  | (OP) Operating | [6 empty] | Fairfield | 34.2613 | -81.3309
17539 | South Carolina Electric&Gas Company | 3290 | Parr Hydro | Electric Utility | SC | 2 | 2.4 | 2.5 | Conventional Hydroelectric | WAT | HY | 8 | 1914 |  |  | (OP) Operating | [6 empty] | Fairfield | 34.2613 | -81.3309
17539 | South Carolina Electric&Gas Company | 3290 | Parr Hydro | Electric Utility | SC | 3 | 2.4 | 2.5 | Conventional Hydroelectric | WAT | HY | 8 | 1914 |  |  | (OP) Operating | [6 empty] | Fairfield | 34.2613 | -81.3309
17539 | South Carolina Electric&Gas Company | 3290 | Parr Hydro | Electric Utility | SC | 4 | 2.4 | 2.5 | Conventional Hydroelectric | WAT | HY | 8 | 1914 |  |  | (OP) Operating | [6 empty] | Fairfield | 34.2613 | -81.3309
17539 | South Carolina Electric&Gas Company | 3290 | Parr Hydro | Electric Utility | SC | 5 | 2.4 | 2.5 | Conventional Hydroelectric | WAT | HY | 8 | 1914 |  |  | (OP) Operating | [6 empty] | Fairfield | 34.2613 | -81.3309
17539 | South Carolina Electric&Gas Company | 3290 | Parr Hydro | Electric Utility | SC | 6 | 2.4 | 2.5 | Conventional Hydroelectric | WAT | HY | 8 | 1921 |  |  | (OP) Operating | [6 empty] | Fairfield | 34.2613 | -81.3309
17539 | South Carolina Electric&Gas Company | 3291 | Parr GT | Electric Utility | SC | GT1 | 17.5 | 15.5 | Natural Gas Fired Combustion Turbine | NG | GT | 7 | 1970 |  |  | (OP) Operating | [6 empty] | Fairfield | 34.2642 | -81.3308
17539 | South Carolina Electric&Gas Company | 3291 | Parr GT | Electric Utility | SC | GT2 | 17.5 | 15.5 | Natural Gas Fired Combustion Turbine | NG | GT | 7 | 1970 |  |  | (OP) Operating | [6 empty] | Fairfield | 34.2642 | -81.3308
17539 | South Carolina Electric&Gas Company | 3291 | Parr GT | Electric Utility | SC | GT3 | 19.5 | 19 | Natural Gas Fired Combustion Turbine | NG | GT | 6 | 1971 |  |  | (OP) Operating | [6 empty] | Fairfield | 34.2642 | -81.3308
17539 | South Carolina Electric&Gas Company | 3291 | Parr GT | Electric Utility | SC | GT4 | 19.5 | 19 | Natural Gas Fired Combustion Turbine | NG | GT | 6 | 1971 |  |  | (OP) Operating | [6 empty] | Fairfield | 34.2642 | -81.3308
17539 | South Carolina Electric&Gas Company | 3293 | Saluda Lexington | Electric Utility | SC | 1 | 32.5 | 32.5 | Conventional Hydroelectric | WAT | HY | 8 | 1930 |  |  | (OP) Operating | [6 empty] | Lexington | 34.0533 | -81.2172
17539 | South Carolina Electric&Gas Company | 3293 | Saluda Lexington | Electric Utility | SC | 2 | 32.5 | 32.5 | Conventional Hydroelectric | WAT | HY | 8 | 1930 |  |  | (OP) Operating | [6 empty] | Lexington | 34.0533 | -81.2172
17539 | South Carolina Electric&Gas Company | 3293 | Saluda Lexington | Electric Utility | SC | 3 | 42.3 | 35 | Conventional Hydroelectric | WAT | HY | 8 | 1930 |  |  | (OP) Operating | [6 empty] | Lexington | 34.0533 | -81.2172
17539 | South Carolina Electric&Gas Company | 3293 | Saluda Lexington | Electric Utility | SC | 4 | 32.5 | 32.5 | Conventional Hydroelectric | WAT | HY | 8 | 1930 |  |  | (OP) Operating | [6 empty] | Lexington | 34.0533 | -81.2172
17539 | South Carolina Electric&Gas Company | 3293 | Saluda Lexington | Electric Utility | SC | 5 | 67.5 | 66 | Conventional Hydroelectric | WAT | HY | 7 | 1971 |  |  | (OP) Operating | [6 empty] | Lexington | 34.0533 | -81.2172
17539 | South Carolina Electric&Gas Company | 3295 | Urquhart | Electric Utility | SC | 1 | 75 | 64 | Natural Gas Fired Combined Cycle | NG | CA | 12 | 1953 |  |  | (OP) Operating | [6 empty] | Aiken | 33.435 | -81.9111
17539 | South Carolina Electric&Gas Company | 3295 | Urquhart | Electric Utility | SC | 2 | 75 | 64 | Natural Gas Fired Combined Cycle | NG | CA | 2 | 1954 |  |  | (OP) Operating | [6 empty] | Aiken | 33.435 | -81.9111
17539 | South Carolina Electric&Gas Company | 3295 | Urquhart | Electric Utility | SC | 3 | 100 | 95 | Natural Gas Steam Turbine | NG | ST | 11 | 1955 |  |  | (OP) Operating | [6 empty] | Aiken | 33.435 | -81.9111
17539 | South Carolina Electric&Gas Company | 3295 | Urquhart | Electric Utility | SC | CT1 | 198.9 | 162 | Natural Gas Fired Combined Cycle | NG | CT | 6 | 2002 |  |  | (OP) Operating | [6 empty] | Aiken | 33.435 | -81.9111
17539 | South Carolina Electric&Gas Company | 3295 | Urquhart | Electric Utility | SC | CT2 | 198.9 | 168 | Natural Gas Fired Combined Cycle | NG | CT | 6 | 2002 |  |  | (OP) Operating | [6 empty] | Aiken | 33.435 | -81.9111
17539 | South Carolina Electric&Gas Company | 3295 | Urquhart | Electric Utility | SC | GT1 | 19.6 | 15 | Natural Gas Fired Combustion Turbine | NG | GT | 10 | 1969 |  |  | (OP) Operating | [6 empty] | Aiken | 33.435 | -81.9111
17539 | South Carolina Electric&Gas Company | 3295 | Urquhart | Electric Utility | SC | GT2 | 16.3 | 14 | Natural Gas Fired Combustion Turbine | NG | GT | 8 | 1969 |  |  | (OP) Operating | [6 empty] | Aiken | 33.435 | -81.9111
17539 | South Carolina Electric&Gas Company | 3295 | Urquhart | Electric Utility | SC | GT3 | 16.3 | 11 | Natural Gas Fired Combustion Turbine | NG | GT | 7 | 1969 |  |  | (OP) Operating | [6 empty] | Aiken | 33.435 | -81.9111
17539 | South Carolina Electric&Gas Company | 3295 | Urquhart | Electric Utility | SC | GT4 | 58.9 | 47 | Natural Gas Fired Combustion Turbine | NG | GT | 6 | 1999 |  |  | (OP) Operating | [6 empty] | Aiken | 33.435 | -81.9111
17539 | South Carolina Electric&Gas Company | 3297 | Wateree | Electric Utility | SC | 1 | 385.9 | 342 | Conventional Steam Coal | BIT | ST | 9 | 1970 |  |  | (OP) Operating | [6 empty] | Richland | 33.8264 | -80.6228
17539 | South Carolina Electric&Gas Company | 3297 | Wateree | Electric Utility | SC | 2 | 385.9 | 342 | Conventional Steam Coal | BIT | ST | 12 | 1971 |  |  | (OP) Operating | [6 empty] | Richland | 33.8264 | -80.6228
17554 | South Carolina Genertg Co, Inc | 3298 | Williams | Electric Utility | SC | 1 | 26.9 | 20 | Natural Gas Fired Combustion Turbine | NG | GT | 6 | 1972 |  |  | (OP) Operating | [6 empty] | Berkeley | 33.0158 | -79.9297
17554 | South Carolina Genertg Co, Inc | 3298 | Williams | Electric Utility | SC | 2 | 26.9 | 20 | Natural Gas Fired Combustion Turbine | NG | GT | 6 | 1972 |  |  | (OP) Operating | [6 empty] | Berkeley | 33.0158 | -79.9297
17554 | South Carolina Genertg Co, Inc | 3298 | Williams | Electric Utility | SC | ST1 | 632.7 | 605 | Conventional Steam Coal | BIT | ST | 7 | 1973 |  |  | (OP) Operating | [6 empty] | Berkeley | 33.0158 | -79.9297
34 | City of Abbeville - (SC) | 3305 | Rocky River (SC) | Electric Utility | SC | 1 | 1.8 | 1.8 | Conventional Hydroelectric | WAT | HY | 1 | 1941 |  |  | (OP) Operating | [6 empty] | Anderson | 34.2572 | -82.6097
34 | City of Abbeville - (SC) | 3305 | Rocky River (SC) | Electric Utility | SC | 2 | 0.8 | 0.8 | Conventional Hydroelectric | WAT | HY | 1 | 1941 |  |  | (OP) Operating | [6 empty] | Anderson | 34.2572 | -82.6097
34 | City of Abbeville - (SC) | 3305 | Rocky River (SC) | Electric Utility | SC | IC2 | 1.3 | 1 | Petroleum Liquids | DFO | IC | 5 | 2013 |  |  | (OP) Operating | [6 empty] | Anderson | 34.2572 | -82.6097
17543 | South Carolina Public Service Authority | 3318 | Hilton Head | Electric Utility | SC | 1 | 26.6 | 19 | Petroleum Liquids | DFO | GT | 8 | 1973 |  |  | (OP) Operating | [6 empty] | Beaufort | 32.2089 | -80.6988
17543 | South Carolina Public Service Authority | 3318 | Hilton Head | Electric Utility | SC | 2 | 26.6 | 19 | Petroleum Liquids | DFO | GT | 8 | 1974 |  |  | (OP) Operating | [6 empty] | Beaufort | 32.2089 | -80.6988
17543 | South Carolina Public Service Authority | 3318 | Hilton Head | Electric Utility | SC | 3 | 64.7 | 52 | Petroleum Liquids | DFO | GT | 4 | 1979 |  |  | (OP) Operating | [6 empty] | Beaufort | 32.2089 | -80.6988
17543 | South Carolina Public Service Authority | 3319 | Jefferies | Electric Utility | SC | H1 | 30.6 | 29 | Conventional Hydroelectric | WAT | HY | 12 | 1942 |  |  | (OP) Operating | [6 empty] | Berkeley | 33.2444 | -79.9909
17543 | South Carolina Public Service Authority | 3319 | Jefferies | Electric Utility | SC | H2 | 30.6 | 29 | Conventional Hydroelectric | WAT | HY | 12 | 1942 |  |  | (OP) Operating | [6 empty] | Berkeley | 33.2444 | -79.9909
17543 | South Carolina Public Service Authority | 3319 | Jefferies | Electric Utility | SC | H3 | 30.6 | 29 | Conventional Hydroelectric | WAT | HY | 12 | 1942 |  |  | (OP) Operating | [6 empty] | Berkeley | 33.2444 | -79.9909
17543 | South Carolina Public Service Authority | 3319 | Jefferies | Electric Utility | SC | H4 | 30.6 | 29 | Conventional Hydroelectric | WAT | HY | 12 | 1942 |  |  | (OP) Operating | [6 empty] | Berkeley | 33.2444 | -79.9909
17543 | South Carolina Public Service Authority | 3319 | Jefferies | Electric Utility | SC | H6 | 10.2 | 11 | Conventional Hydroelectric | WAT | HY | 12 | 1942 |  |  | (OP) Operating | [6 empty] | Berkeley | 33.2444 | -79.9909
17543 | South Carolina Public Service Authority | 3320 | Myrtle Beach | Electric Utility | SC | 1 | 11.5 | 8 | Petroleum Liquids | DFO | GT | 8 | 1972 |  |  | (OP) Operating | [6 empty] | Horry | 33.7083 | -78.9241
17543 | South Carolina Public Service Authority | 3320 | Myrtle Beach | Electric Utility | SC | 2 | 11.5 | 8 | Petroleum Liquids | DFO | GT | 5 | 1962 |  |  | (OP) Operating | [6 empty] | Horry | 33.7083 | -78.9241
17543 | South Carolina Public Service Authority | 3320 | Myrtle Beach | Electric Utility | SC | 3 | 26.6 | 19 | Petroleum Liquids | DFO | GT | 5 | 1962 |  |  | (OP) Operating | [6 empty] | Horry | 33.7083 | -78.9241
17543 | South Carolina Public Service Authority | 3320 | Myrtle Beach | Electric Utility | SC | 4 | 26.6 | 19 | Petroleum Liquids | DFO | GT | 8 | 1972 |  |  | (OP) Operating | [6 empty] | Horry | 33.7083 | -78.9241
17543 | South Carolina Public Service Authority | 3320 | Myrtle Beach | Electric Utility | SC | 5 | 35.3 | 21 | Petroleum Liquids | DFO | GT | 6 | 1976 |  |  | (OP) Operating | [6 empty] | Horry | 33.7083 | -78.9241
17543 | South Carolina Public Service Authority | 3321 | Spillway | Electric Utility | SC | 1 | 2 | 2 | Conventional Hydroelectric | WAT | HY | 8 | 1950 |  |  | (OP) Operating | [6 empty] | Berkeley | 33.4538 | -80.164
19375 | USCE-Savannah District | 3323 | J Strom Thurmond | Electric Utility | SC | 1 | 51.7 | 48 | Conventional Hydroelectric | WAT | HY | 1 | 1953 |  |  | (OP) Operating | [6 empty] | McCormick | 33.6602 | -82.1961
19375 | USCE-Savannah District | 3323 | J Strom Thurmond | Electric Utility | SC | 2 | 51.7 | 48 | Conventional Hydroelectric | WAT | HY | 1 | 1953 |  |  | (OP) Operating | [6 empty] | McCormick | 33.6602 | -82.1961
19375 | USCE-Savannah District | 3323 | J Strom Thurmond | Electric Utility | SC | 3 | 51.7 | 48 | Conventional Hydroelectric | WAT | HY | 1 | 1953 |  |  | (OP) Operating | [6 empty] | McCormick | 33.6602 | -82.1961
19375 | USCE-Savannah District | 3323 | J Strom Thurmond | Electric Utility | SC | 4 | 51.7 | 48 | Conventional Hydroelectric | WAT | HY | 1 | 1953 |  |  | (OP) Operating | [6 empty] | McCormick | 33.6602 | -82.1961
19375 | USCE-Savannah District | 3323 | J Strom Thurmond | Electric Utility | SC | 5 | 51.7 | 48 | Conventional Hydroelectric | WAT | HY | 1 | 1954 |  |  | (OP) Operating | [6 empty] | McCormick | 33.6602 | -82.1961
19375 | USCE-Savannah District | 3323 | J Strom Thurmond | Electric Utility | SC | 6 | 51.7 | 48 | Conventional Hydroelectric | WAT | HY | 1 | 1954 |  |  | (OP) Operating | [6 empty] | McCormick | 33.6602 | -82.1961
19375 | USCE-Savannah District | 3323 | J Strom Thurmond | Electric Utility | SC | 7 | 51.7 | 48 | Conventional Hydroelectric | WAT | HY | 1 | 1954 |  |  | (OP) Operating | [6 empty] | McCormick | 33.6602 | -82.1961
19545 | Black Hills Power, Inc. d/b/a Black Hills Energy | 3325 | Ben French | Electric Utility | SD | 1 | 2 | 2 | Petroleum Liquids | DFO | IC | 7 | 1965 |  |  | (OP) Operating | [6 empty] | Pennington | 44.0872 | -103.261
19545 | Black Hills Power, Inc. d/b/a Black Hills Energy | 3325 | Ben French | Electric Utility | SD | 2 | 2 | 2 | Petroleum Liquids | DFO | IC | 7 | 1965 |  |  | (OP) Operating | [6 empty] | Pennington | 44.0872 | -103.261
19545 | Black Hills Power, Inc. d/b/a Black Hills Energy | 3325 | Ben French | Electric Utility | SD | 3 | 2 | 2 | Petroleum Liquids | DFO | IC | 7 | 1965 |  |  | (OP) Operating | [6 empty] | Pennington | 44.0872 | -103.261
19545 | Black Hills Power, Inc. d/b/a Black Hills Energy | 3325 | Ben French | Electric Utility | SD | 4 | 2 | 2 | Petroleum Liquids | DFO | IC | 7 | 1965 |  |  | (OP) Operating | [6 empty] | Pennington | 44.0872 | -103.261
19545 | Black Hills Power, Inc. d/b/a Black Hills Energy | 3325 | Ben French | Electric Utility | SD | 5 | 2 | 2 | Petroleum Liquids | DFO | IC | 7 | 1965 |  |  | (OP) Operating | [6 empty] | Pennington | 44.0872 | -103.261
19545 | Black Hills Power, Inc. d/b/a Black Hills Energy | 3325 | Ben French | Electric Utility | SD | GT1 | 25 | 17 | Natural Gas Fired Combustion Turbine | NG | GT | 7 | 1977 |  |  | (OP) Operating | [6 empty] | Pennington | 44.0872 | -103.261
19545 | Black Hills Power, Inc. d/b/a Black Hills Energy | 3325 | Ben French | Electric Utility | SD | GT2 | 25 | 17 | Natural Gas Fired Combustion Turbine | NG | GT | 8 | 1977 |  |  | (OP) Operating | [6 empty] | Pennington | 44.0872 | -103.261
19545 | Black Hills Power, Inc. d/b/a Black Hills Energy | 3325 | Ben French | Electric Utility | SD | GT3 | 25 | 17 | Natural Gas Fired Combustion Turbine | NG | GT | 6 | 1978 |  |  | (OP) Operating | [6 empty] | Pennington | 44.0872 | -103.261
19545 | Black Hills Power, Inc. d/b/a Black Hills Energy | 3325 | Ben French | Electric Utility | SD | GT4 | 25 | 17 | Natural Gas Fired Combustion Turbine | NG | GT | 6 | 1979 |  |  | (OP) Operating | [6 empty] | Pennington | 44.0872 | -103.261
13809 | NorthWestern Energy - (SD) | 3338 | Aberdeen CT | Electric Utility | SD | 2 | 82.2 | 52 | Natural Gas Fired Combustion Turbine | NG | GT | 4 | 2013 |  |  | (OP) Operating | [6 empty] | Brown | 45.4299 | -98.494
13809 | NorthWestern Energy - (SD) | 3338 | Aberdeen CT | Electric Utility | SD | GT1 | 28.8 | 20.5 | Petroleum Liquids | DFO | GT | 5 | 1978 |  |  | (OP) Operating | [6 empty] | Brown | 45.4299 | -98.494
13809 | NorthWestern Energy - (SD) | 3341 | Clark (SD) | Electric Utility | SD | 1 | 2.7 | 2.6 | Petroleum Liquids | DFO | IC | 1 | 1970 |  |  | (SB) Standby/Backup: available for service but not normally used | [6 empty] | Clark | 44.8733 | -97.8808
13809 | NorthWestern Energy - (SD) | 3342 | Faulkton | Electric Utility | SD | 1 | 2.7 | 2.5 | Petroleum Liquids | DFO | IC | 3 | 1969 |  |  | (SB) Standby/Backup: available for service but not normally used | [6 empty] | Faulk | 45.0356 | -99.0475
13809 | NorthWestern Energy - (SD) | 3344 | Huron | Electric Utility | SD | 1 | 15 | 11 | Natural Gas Fired Combustion Turbine | NG | GT | 1 | 1961 |  |  | (SB) Standby/Backup: available for service but not normally used | [6 empty] | Beadle | 44.3695 | -98.1722
13809 | NorthWestern Energy - (SD) | 3344 | Huron | Electric Utility | SD | 2A | 42.9 | 43.7 | Natural Gas Fired Combustion Turbine | NG | GT | 6 | 1991 |  |  | (SB) Standby/Backup: available for service but not normally used | [6 empty] | Beadle | 44.3695 | -98.1722
13809 | NorthWestern Energy - (SD) | 3346 | Mobile Unit | Electric Utility | SD | 2 | 1.7 | 1.8 | Petroleum Liquids | DFO | IC | 3 | 1991 |  |  | (SB) Standby/Backup: available for service but not normally used | [6 empty] | Beadle | 44.3784 | -98.4629
13809 | NorthWestern Energy - (SD) | 3346 | Mobile Unit | Electric Utility | SD | 3 | 2 | 2 | Petroleum Liquids | DFO | IC | 11 | 2008 |  |  | (SB) Standby/Backup: available for service but not normally used | [6 empty] | Beadle | 44.3784 | -98.4629
14232 | Otter Tail Power Co | 3352 | Lake Preston | Electric Utility | SD | 1A | 24.1 | 22.1 | Petroleum Liquids | DFO | GT | 6 | 1978 |  |  | (SB) Standby/Backup: available for service but not normally used | [6 empty] | Kingsbury | 44.3649 | -97.3811
19635 | USCE-Missouri River District | 3356 | Oahe | Electric Utility | SD | 1 | 112 | 102 | Conventional Hydroelectric | WAT | HY | 4 | 1962 |  |  | (OP) Operating | [6 empty] | Hughes | 44.4504 | -100.3866
19635 | USCE-Missouri River District | 3356 | Oahe | Electric Utility | SD | 2 | 112 | 102 | Conventional Hydroelectric | WAT | HY | 12 | 1962 |  |  | (OP) Operating | [6 empty] | Hughes | 44.4504 | -100.3866
19635 | USCE-Missouri River District | 3356 | Oahe | Electric Utility | SD | 3 | 112 | 102 | Conventional Hydroelectric | WAT | HY | 7 | 1962 |  |  | (OP) Operating | [6 empty] | Hughes | 44.4504 | -100.3866
19635 | USCE-Missouri River District | 3356 | Oahe | Electric Utility | SD | 4 | 112 | 102 | Conventional Hydroelectric | WAT | HY | 10 | 1962 |  |  | (OP) Operating | [6 empty] | Hughes | 44.4504 | -100.3866
19635 | USCE-Missouri River District | 3356 | Oahe | Electric Utility | SD | 5 | 112 | 102 | Conventional Hydroelectric | WAT | HY | 3 | 1963 |  |  | (OP) Operating | [6 empty] | Hughes | 44.4504 | -100.3866
19635 | USCE-Missouri River District | 3356 | Oahe | Electric Utility | SD | 6 | 112 | 102 | Conventional Hydroelectric | WAT | HY | 5 | 1963 |  |  | (OP) Operating | [6 empty] | Hughes | 44.4504 | -100.3866
19635 | USCE-Missouri River District | 3356 | Oahe | Electric Utility | SD | 7 | 112 | 102 | Conventional Hydroelectric | WAT | HY | 6 | 1963 |  |  | (OP) Operating | [6 empty] | Hughes | 44.4504 | -100.3866
19635 | USCE-Missouri River District | 3373 | Fort Randall | Electric Utility | SD | 1 | 40 | 45 | Conventional Hydroelectric | WAT | HY | 3 | 1954 |  |  | (OP) Operating | [6 empty] | Charles Mix | 43.0653 | -98.5539
19635 | USCE-Missouri River District | 3373 | Fort Randall | Electric Utility | SD | 2 | 40 | 45 | Conventional Hydroelectric | WAT | HY | 5 | 1954 |  |  | (OP) Operating | [6 empty] | Charles Mix | 43.0653 | -98.5539
19635 | USCE-Missouri River District | 3373 | Fort Randall | Electric Utility | SD | 3 | 40 | 45 | Conventional Hydroelectric | WAT | HY | 10 | 1954 |  |  | (OP) Operating | [6 empty] | Charles Mix | 43.0653 | -98.5539
19635 | USCE-Missouri River District | 3373 | Fort Randall | Electric Utility | SD | 4 | 40 | 45 | Conventional Hydroelectric | WAT | HY | 10 | 1954 |  |  | (OP) Operating | [6 empty] | Charles Mix | 43.0653 | -98.5539
19635 | USCE-Missouri River District | 3373 | Fort Randall | Electric Utility | SD | 5 | 40 | 45 | Conventional Hydroelectric | WAT | HY | 2 | 1955 |  |  | (OP) Operating | [6 empty] | Charles Mix | 43.0653 | -98.5539
19635 | USCE-Missouri River District | 3373 | Fort Randall | Electric Utility | SD | 6 | 40 | 45 | Conventional Hydroelectric | WAT | HY | 6 | 1955 |  |  | (OP) Operating | [6 empty] | Charles Mix | 43.0653 | -98.5539
19635 | USCE-Missouri River District | 3373 | Fort Randall | Electric Utility | SD | 7 | 40 | 45 | Conventional Hydroelectric | WAT | HY | 10 | 1955 |  |  | (OP) Operating | [6 empty] | Charles Mix | 43.0653 | -98.5539
19635 | USCE-Missouri River District | 3373 | Fort Randall | Electric Utility | SD | 8 | 40 | 45 | Conventional Hydroelectric | WAT | HY | 1 | 1956 |  |  | (OP) Operating | [6 empty] | Charles Mix | 43.0653 | -98.5539
19635 | USCE-Missouri River District | 3375 | Big Bend Dam | Electric Utility | SD | 1 | 67.2 | 65 | Conventional Hydroelectric | WAT | HY | 9 | 1964 |  |  | (OP) Operating | [6 empty] | Buffalo | 44.0384 | -99.4463
19635 | USCE-Missouri River District | 3375 | Big Bend Dam | Electric Utility | SD | 2 | 67.2 | 65 | Conventional Hydroelectric | WAT | HY | 11 | 1964 |  |  | (OP) Operating | [6 empty] | Buffalo | 44.0384 | -99.4463
19635 | USCE-Missouri River District | 3375 | Big Bend Dam | Electric Utility | SD | 3 | 67.2 | 65 | Conventional Hydroelectric | WAT | HY | 2 | 1965 |  |  | (OP) Operating | [6 empty] | Buffalo | 44.0384 | -99.4463
19635 | USCE-Missouri River District | 3375 | Big Bend Dam | Electric Utility | SD | 4 | 58.5 | 65 | Conventional Hydroelectric | WAT | HY | 5 | 1965 |  |  | (OP) Operating | [6 empty] | Buffalo | 44.0384 | -99.4463
19635 | USCE-Missouri River District | 3375 | Big Bend Dam | Electric Utility | SD | 5 | 58.5 | 65 | Conventional Hydroelectric | WAT | HY | 9 | 1965 |  |  | (OP) Operating | [6 empty] | Buffalo | 44.0384 | -99.4463
19635 | USCE-Missouri River District | 3375 | Big Bend Dam | Electric Utility | SD | 6 | 58.5 | 65 | Conventional Hydroelectric | WAT | HY | 12 | 1965 |  |  | (OP) Operating | [6 empty] | Buffalo | 44.0384 | -99.4463
19635 | USCE-Missouri River District | 3375 | Big Bend Dam | Electric Utility | SD | 7 | 58.5 | 65 | Conventional Hydroelectric | WAT | HY | 5 | 1966 |  |  | (OP) Operating | [6 empty] | Buffalo | 44.0384 | -99.4463
19635 | USCE-Missouri River District | 3375 | Big Bend Dam | Electric Utility | SD | 8 | 58.5 | 65 | Conventional Hydroelectric | WAT | HY | 7 | 1966 |  |  | (OP) Operating | [6 empty] | Buffalo | 44.0384 | -99.4463
18642 | Tennessee Valley Authority | 3393 | Allen Steam Plant | Electric Utility | TN | 1 | 330 | 247 | Conventional Steam Coal | SUB | ST | 5 | 1959 |  |  | (OP) Operating | [6 empty] | Shelby | 35.0741 | -90.1487
18642 | Tennessee Valley Authority | 3393 | Allen Steam Plant | Electric Utility | TN | 2 | 330 | 247 | Conventional Steam Coal | SUB | ST | 5 | 1959 |  |  | (OP) Operating | [6 empty] | Shelby | 35.0741 | -90.1487
18642 | Tennessee Valley Authority | 3393 | Allen Steam Plant | Electric Utility | TN | 3 | 330 | 247 | Conventional Steam Coal | SUB | ST | 10 | 1959 |  |  | (OP) Operating | [6 empty] | Shelby | 35.0741 | -90.1487
18642 | Tennessee Valley Authority | 3393 | Allen Steam Plant | Electric Utility | TN | G10 | 23.9 | 15.1 | Natural Gas Fired Combustion Turbine | NG | GT | 6 | 1971 |  |  | (OP) Operating | [6 empty] | Shelby | 35.0741 | -90.1487
18642 | Tennessee Valley Authority | 3393 | Allen Steam Plant | Electric Utility | TN | G11 | 23.9 | 15.1 | Natural Gas Fired Combustion Turbine | NG | GT | 6 | 1971 |  |  | (OP) Operating | [6 empty] | Shelby | 35.0741 | -90.1487
18642 | Tennessee Valley Authority | 3393 | Allen Steam Plant | Electric Utility | TN | G12 | 23.9 | 15.1 | Natural Gas Fired Combustion Turbine | NG | GT | 6 | 1971 |  |  | (OP) Operating | [6 empty] | Shelby | 35.0741 | -90.1487
18642 | Tennessee Valley Authority | 3393 | Allen Steam Plant | Electric Utility | TN | G13 | 23.9 | 15.1 | Natural Gas Fired Combustion Turbine | NG | GT | 6 | 1971 |  |  | (OP) Operating | [6 empty] | Shelby | 35.0741 | -90.1487
18642 | Tennessee Valley Authority | 3393 | Allen Steam Plant | Electric Utility | TN | G14 | 23.9 | 15.1 | Natural Gas Fired Combustion Turbine | NG | GT | 6 | 1971 |  |  | (OP) Operating | [6 empty] | Shelby | 35.0741 | -90.1487
18642 | Tennessee Valley Authority | 3393 | Allen Steam Plant | Electric Utility | TN | G15 | 23.9 | 15.1 | Natural Gas Fired Combustion Turbine | NG | GT | 6 | 1971 |  |  | (OP) Operating | [6 empty] | Shelby | 35.0741 | -90.1487
18642 | Tennessee Valley Authority | 3393 | Allen Steam Plant | Electric Utility | TN | G16 | 23.9 | 15.1 | Natural Gas Fired Combustion Turbine | NG | GT | 6 | 1971 |  |  | (OP) Operating | [6 empty] | Shelby | 35.0741 | -90.1487
18642 | Tennessee Valley Authority | 3393 | Allen Steam Plant | Electric Utility | TN | G17 | 59.6 | 46.4 | Natural Gas Fired Combustion Turbine | NG | GT | 9 | 1972 |  |  | (OP) Operating | [6 empty] | Shelby | 35.0741 | -90.1487
18642 | Tennessee Valley Authority | 3393 | Allen Steam Plant | Electric Utility | TN | G18 | 59.6 | 46.4 | Natural Gas Fired Combustion Turbine | NG | GT | 9 | 1972 |  |  | (OP) Operating | [6 empty] | Shelby | 35.0741 | -90.1487
18642 | Tennessee Valley Authority | 3393 | Allen Steam Plant | Electric Utility | TN | G19 | 59.6 | 46.4 | Natural Gas Fired Combustion Turbine | NG | GT | 9 | 1972 |  |  | (OP) Operating | [6 empty] | Shelby | 35.0741 | -90.1487
18642 | Tennessee Valley Authority | 3393 | Allen Steam Plant | Electric Utility | TN | G20 | 59.6 | 46.4 | Natural Gas Fired Combustion Turbine | NG | GT | 9 | 1972 |  |  | (OP) Operating | [6 empty] | Shelby | 35.0741 | -90.1487
18642 | Tennessee Valley Authority | 3393 | Allen Steam Plant | Electric Utility | TN | GT1 | 23.9 | 15.1 | Natural Gas Fired Combustion Turbine | NG | GT | 6 | 1971 |  |  | (OP) Operating | [6 empty] | Shelby | 35.0741 | -90.1487
18642 | Tennessee Valley Authority | 3393 | Allen Steam Plant | Electric Utility | TN | GT2 | 23.9 | 15.1 | Natural Gas Fired Combustion Turbine | NG | GT | 6 | 1971 |  |  | (OP) Operating | [6 empty] | Shelby | 35.0741 | -90.1487
18642 | Tennessee Valley Authority | 3393 | Allen Steam Plant | Electric Utility | TN | GT3 | 23.9 | 15.1 | Natural Gas Fired Combustion Turbine | NG | GT | 6 | 1971 |  |  | (OP) Operating | [6 empty] | Shelby | 35.0741 | -90.1487
18642 | Tennessee Valley Authority | 3393 | Allen Steam Plant | Electric Utility | TN | GT4 | 23.9 | 15.1 | Natural Gas Fired Combustion Turbine | NG | GT | 6 | 1971 |  |  | (OP) Operating | [6 empty] | Shelby | 35.0741 | -90.1487
18642 | Tennessee Valley Authority | 3393 | Allen Steam Plant | Electric Utility | TN | GT5 | 23.9 | 15.1 | Natural Gas Fired Combustion Turbine | NG | GT | 6 | 1971 |  |  | (OP) Operating | [6 empty] | Shelby | 35.0741 | -90.1487
18642 | Tennessee Valley Authority | 3393 | Allen Steam Plant | Electric Utility | TN | GT6 | 23.9 | 15.1 | Natural Gas Fired Combustion Turbine | NG | GT | 6 | 1971 |  |  | (OP) Operating | [6 empty] | Shelby | 35.0741 | -90.1487
18642 | Tennessee Valley Authority | 3393 | Allen Steam Plant | Electric Utility | TN | GT7 | 23.9 | 15.1 | Natural Gas Fired Combustion Turbine | NG | GT | 6 | 1971 |  |  | (OP) Operating | [6 empty] | Shelby | 35.0741 | -90.1487
18642 | Tennessee Valley Authority | 3393 | Allen Steam Plant | Electric Utility | TN | GT8 | 23.9 | 15.1 | Natural Gas Fired Combustion Turbine | NG | GT | 6 | 1971 |  |  | (OP) Operating | [6 empty] | Shelby | 35.0741 | -90.1487
18642 | Tennessee Valley Authority | 3393 | Allen Steam Plant | Electric Utility | TN | GT9 | 23.9 | 15.1 | Natural Gas Fired Combustion Turbine | NG | GT | 6 | 1971 |  |  | (OP) Operating | [6 empty] | Shelby | 35.0741 | -90.1487
18642 | Tennessee Valley Authority | 3394 | Apalachia | Electric Utility | TN | 1 | 52.2 | 41.2 | Conventional Hydroelectric | WAT | HY | 11 | 1943 |  |  | (OP) Operating | [6 empty] | Polk | 35.1677 | -84.2956
18642 | Tennessee Valley Authority | 3394 | Apalachia | Electric Utility | TN | 2 | 41.4 | 41.2 | Conventional Hydroelectric | WAT | HY | 9 | 1943 |  |  | (OP) Operating | [6 empty] | Polk | 35.1677 | -84.2956
18642 | Tennessee Valley Authority | 3395 | Boone Dam | Electric Utility | TN | 1 | 38 | 37.8 | Conventional Hydroelectric | WAT | HY | 9 | 1953 |  |  | (OP) Operating | [6 empty] | Sullivan | 36.4403 | -82.4381
18642 | Tennessee Valley Authority | 3395 | Boone Dam | Electric Utility | TN | 2 | 38.3 | 37.8 | Conventional Hydroelectric | WAT | HY | 6 | 1953 |  |  | (OP) Operating | [6 empty] | Sullivan | 36.4403 | -82.4381
18642 | Tennessee Valley Authority | 3395 | Boone Dam | Electric Utility | TN | 3 | 29.6 | 37.8 | Conventional Hydroelectric | WAT | HY | 3 | 1953 |  |  | (OP) Operating | [6 empty] | Sullivan | 36.4403 | -82.4381
18642 | Tennessee Valley Authority | 3396 | Bull Run | Electric Utility | TN | 1 | 950 | 870 | Conventional Steam Coal | BIT | ST | 6 | 1967 |  |  | (OP) Operating | [6 empty] | Anderson | 36.0211 | -84.1567
18642 | Tennessee Valley Authority | 3397 | Cherokee Dam | Electric Utility | TN | 1 | 33.4 | 37 | Conventional Hydroelectric | WAT | HY | 4 | 1942 |  |  | (OP) Operating | [6 empty] | Jefferson | 36.1682 | -83.4977
18642 | Tennessee Valley Authority | 3397 | Cherokee Dam | Electric Utility | TN | 2 | 34.6 | 39.8 | Conventional Hydroelectric | WAT | HY | 1 | 1953 |  |  | (OP) Operating | [6 empty] | Jefferson | 36.1682 | -83.4977
18642 | Tennessee Valley Authority | 3397 | Cherokee Dam | Electric Utility | TN | 3 | 34.6 | 39.8 | Conventional Hydroelectric | WAT | HY | 6 | 1942 |  |  | (OP) Operating | [6 empty] | Jefferson | 36.1682 | -83.4977
18642 | Tennessee Valley Authority | 3397 | Cherokee Dam | Electric Utility | TN | 4 | 32.4 | 25 | Conventional Hydroelectric | WAT | HY | 10 | 1953 |  |  | (OP) Operating | [6 empty] | Jefferson | 36.1682 | -83.4977
18642 | Tennessee Valley Authority | 3398 | Chickamauga | Electric Utility | TN | 1 | 39.9 | 35.4 | Conventional Hydroelectric | WAT | HY | 7 | 1940 |  |  | (OP) Operating | [6 empty] | Hamilton | 35.1018 | -85.2295
18642 | Tennessee Valley Authority | 3398 | Chickamauga | Electric Utility | TN | 2 | 39.9 | 35.4 | Conventional Hydroelectric | WAT | HY | 5 | 1940 |  |  | (OP) Operating | [6 empty] | Hamilton | 35.1018 | -85.2295
18642 | Tennessee Valley Authority | 3398 | Chickamauga | Electric Utility | TN | 3 | 39.9 | 35.4 | Conventional Hydroelectric | WAT | HY | 3 | 1940 |  |  | (OP) Operating | [6 empty] | Hamilton | 35.1018 | -85.2295
18642 | Tennessee Valley Authority | 3398 | Chickamauga | Electric Utility | TN | 4 | 39.9 | 35.4 | Conventional Hydroelectric | WAT | HY | 3 | 1952 |  |  | (OP) Operating | [6 empty] | Hamilton | 35.1018 | -85.2295
18642 | Tennessee Valley Authority | 3399 | Cumberland (TN) | Electric Utility | TN | 1 | 1300 | 1239 | Conventional Steam Coal | BIT | ST | 3 | 1973 |  |  | (OP) Operating | [6 empty] | Stewart | 36.3903 | -87.6539
18642 | Tennessee Valley Authority | 3399 | Cumberland (TN) | Electric Utility | TN | 2 | 1300 | 1231 | Conventional Steam Coal | BIT | ST | 11 | 1973 |  |  | (OP) Operating | [6 empty] | Stewart | 36.3903 | -87.6539
18642 | Tennessee Valley Authority | 3400 | Douglas Dam | Electric Utility | TN | 1 | 36.5 | 44.2 | Conventional Hydroelectric | WAT | HY | 1 | 1944 |  |  | (OP) Operating | [6 empty] | Sevier | 35.9623 | -83.5393
18642 | Tennessee Valley Authority | 3400 | Douglas Dam | Electric Utility | TN | 2 | 41.4 | 44.7 | Conventional Hydroelectric | WAT | HY | 5 | 1949 |  |  | (OP) Operating | [6 empty] | Sevier | 35.9623 | -83.5393
18642 | Tennessee Valley Authority | 3400 | Douglas Dam | Electric Utility | TN | 3 | 31.5 | 44.5 | Conventional Hydroelectric | WAT | HY | 3 | 1943 |  |  | (OP) Operating | [6 empty] | Sevier | 35.9623 | -83.5393
18642 | Tennessee Valley Authority | 3400 | Douglas Dam | Electric Utility | TN | 4 | 41.4 | 44.5 | Conventional Hydroelectric | WAT | HY | 8 | 1954 |  |  | (OP) Operating | [6 empty] | Sevier | 35.9623 | -83.5393
18642 | Tennessee Valley Authority | 3401 | Fort Patrick Henry | Electric Utility | TN | 1 | 29.7 | 20.4 | Conventional Hydroelectric | WAT | HY | 2 | 1954 |  |  | (OP) Operating | [6 empty] | Sullivan | 36.4982 | -82.5086
18642 | Tennessee Valley Authority | 3401 | Fort Patrick Henry | Electric Utility | TN | 2 | 29.7 | 20.3 | Conventional Hydroelectric | WAT | HY | 12 | 1953 |  |  | (OP) Operating | [6 empty] | Sullivan | 36.4982 | -82.5086
18642 | Tennessee Valley Authority | 3402 | Fort Loudoun | Electric Utility | TN | 1 | 35.5 | 39.9 | Conventional Hydroelectric | WAT | HY | 1 | 1944 |  |  | (OP) Operating | [6 empty] | Loudon | 35.7917 | -84.2431
18642 | Tennessee Valley Authority | 3402 | Fort Loudoun | Electric Utility | TN | 2 | 34.2 | 37.7 | Conventional Hydroelectric | WAT | HY | 11 | 1943 |  |  | (OP) Operating | [6 empty] | Loudon | 35.7917 | -84.2431
18642 | Tennessee Valley Authority | 3402 | Fort Loudoun | Electric Utility | TN | 3 | 43 | 45.3 | Conventional Hydroelectric | WAT | HY | 10 | 1948 |  |  | (OP) Operating | [6 empty] | Loudon | 35.7917 | -84.2431
18642 | Tennessee Valley Authority | 3402 | Fort Loudoun | Electric Utility | TN | 4 | 40.6 | 45.3 | Conventional Hydroelectric | WAT | HY | 1 | 1949 |  |  | (OP) Operating | [6 empty] | Loudon | 35.7917 | -84.2431
18642 | Tennessee Valley Authority | 3403 | Gallatin (TN) | Electric Utility | TN | 1 | 300 | 225 | Conventional Steam Coal | SUB | ST | 11 | 1956 |  |  | (OP) Operating | [6 empty] | Sumner | 36.3156 | -86.4006
18642 | Tennessee Valley Authority | 3403 | Gallatin (TN) | Electric Utility | TN | 2 | 300 | 225 | Conventional Steam Coal | SUB | ST | 6 | 1957 |  |  | (OP) Operating | [6 empty] | Sumner | 36.3156 | -86.4006
18642 | Tennessee Valley Authority | 3403 | Gallatin (TN) | Electric Utility | TN | 3 | 327.6 | 263 | Conventional Steam Coal | SUB | ST | 5 | 1959 |  |  | (OP) Operating | [6 empty] | Sumner | 36.3156 | -86.4006
18642 | Tennessee Valley Authority | 3403 | Gallatin (TN) | Electric Utility | TN | 4 | 327.6 | 263 | Conventional Steam Coal | SUB | ST | 8 | 1959 |  |  | (OP) Operating | [6 empty] | Sumner | 36.3156 | -86.4006
18642 | Tennessee Valley Authority | 3403 | Gallatin (TN) | Electric Utility | TN | GT1 | 81.3 | 71.5 | Natural Gas Fired Combustion Turbine | NG | GT | 7 | 1975 |  |  | (OP) Operating | [6 empty] | Sumner | 36.3156 | -86.4006
18642 | Tennessee Valley Authority | 3403 | Gallatin (TN) | Electric Utility | TN | GT2 | 81.3 | 71.5 | Natural Gas Fired Combustion Turbine | NG | GT | 7 | 1975 |  |  | (OP) Operating | [6 empty] | Sumner | 36.3156 | -86.4006
18642 | Tennessee Valley Authority | 3403 | Gallatin (TN) | Electric Utility | TN | GT3 | 81.3 | 71.5 | Natural Gas Fired Combustion Turbine | NG | GT | 7 | 1975 |  |  | (OP) Operating | [6 empty] | Sumner | 36.3156 | -86.4006
18642 | Tennessee Valley Authority | 3403 | Gallatin (TN) | Electric Utility | TN | GT4 | 81.3 | 71.5 | Natural Gas Fired Combustion Turbine | NG | GT | 7 | 1975 |  |  | (OP) Operating | [6 empty] | Sumner | 36.3156 | -86.4006
18642 | Tennessee Valley Authority | 3403 | Gallatin (TN) | Electric Utility | TN | GT5 | 84.5 | 73.4 | Natural Gas Fired Combustion Turbine | NG | GT | 7 | 2000 |  |  | (OP) Operating | [6 empty] | Sumner | 36.3156 | -86.4006
18642 | Tennessee Valley Authority | 3403 | Gallatin (TN) | Electric Utility | TN | GT6 | 84.5 | 73.4 | Natural Gas Fired Combustion Turbine | NG | GT | 7 | 2000 |  |  | (OP) Operating | [6 empty] | Sumner | 36.3156 | -86.4006
18642 | Tennessee Valley Authority | 3403 | Gallatin (TN) | Electric Utility | TN | GT7 | 84.5 | 73.4 | Natural Gas Fired Combustion Turbine | NG | GT | 7 | 2000 |  |  | (OP) Operating | [6 empty] | Sumner | 36.3156 | -86.4006
18642 | Tennessee Valley Authority | 3403 | Gallatin (TN) | Electric Utility | TN | GT8 | 84.5 | 73.4 | Natural Gas Fired Combustion Turbine | NG | GT | 7 | 2000 |  |  | (OP) Operating | [6 empty] | Sumner | 36.3156 | -86.4006
18642 | Tennessee Valley Authority | 3404 | Great Falls (TN) | Electric Utility | TN | 1 | 15.3 | 15.9 | Conventional Hydroelectric | WAT | HY | 12 | 1916 |  |  | (OP) Operating | [6 empty] | Warren | 35.8067 | -85.6341
18642 | Tennessee Valley Authority | 3404 | Great Falls (TN) | Electric Utility | TN | 2 | 18.4 | 19.5 | Conventional Hydroelectric | WAT | HY | 10 | 1924 |  |  | (OP) Operating | [6 empty] | Warren | 35.8067 | -85.6341
18642 | Tennessee Valley Authority | 3405 | John Sevier | Electric Utility | TN | CTG1 | 191.3 | 165 | Natural Gas Fired Combined Cycle | NG | CT | 4 | 2012 |  |  | (OP) Operating | [6 empty] | Hawkins | 36.3767 | -82.9639
18642 | Tennessee Valley Authority | 3405 | John Sevier | Electric Utility | TN | CTG2 | 191.3 | 165 | Natural Gas Fired Combined Cycle | NG | CT | 4 | 2012 |  |  | (OP) Operating | [6 empty] | Hawkins | 36.3767 | -82.9639
18642 | Tennessee Valley Authority | 3405 | John Sevier | Electric Utility | TN | CTG3 | 191.3 | 165 | Natural Gas Fired Combined Cycle | NG | CT | 4 | 2012 |  |  | (OP) Operating | [6 empty] | Hawkins | 36.3767 | -82.9639
18642 | Tennessee Valley Authority | 3405 | John Sevier | Electric Utility | TN | STG1 | 423 | 383 | Natural Gas Fired Combined Cycle | NG | CA | 4 | 2012 |  |  | (OP) Operating | [6 empty] | Hawkins | 36.3767 | -82.9639
18642 | Tennessee Valley Authority | 3406 | Johnsonville | Electric Utility | TN | 1 | 125 | 107 | Conventional Steam Coal | SUB | ST | 10 | 1951 | 12 | 2017 | (OP) Operating | [6 empty] | Humphreys | 36.0278 | -87.9861
18642 | Tennessee Valley Authority | 3406 | Johnsonville | Electric Utility | TN | 2 | 125 | 107 | Conventional Steam Coal | SUB | ST | 11 | 1951 | 12 | 2017 | (OP) Operating | [6 empty] | Humphreys | 36.0278 | -87.9861
18642 | Tennessee Valley Authority | 3406 | Johnsonville | Electric Utility | TN | 3 | 125 | 107 | Conventional Steam Coal | SUB | ST | 2 | 1952 | 12 | 2017 | (OP) Operating | [6 empty] | Humphreys | 36.0278 | -87.9861
18642 | Tennessee Valley Authority | 3406 | Johnsonville | Electric Utility | TN | 4 | 125 | 107 | Conventional Steam Coal | SUB | ST | 4 | 1952 | 12 | 2017 | (OP) Operating | [6 empty] | Humphreys | 36.0278 | -87.9861
18642 | Tennessee Valley Authority | 3406 | Johnsonville | Electric Utility | TN | G10 | 68 | 47.1 | Natural Gas Fired Combustion Turbine | NG | GT | 6 | 1975 |  |  | (OP) Operating | [6 empty] | Humphreys | 36.0278 | -87.9861
18642 | Tennessee Valley Authority | 3406 | Johnsonville | Electric Utility | TN | G11 | 68 | 47.1 | Natural Gas Fired Combustion Turbine | NG | GT | 6 | 1975 |  |  | (OP) Operating | [6 empty] | Humphreys | 36.0278 | -87.9861
18642 | Tennessee Valley Authority | 3406 | Johnsonville | Electric Utility | TN | G12 | 68 | 47.1 | Natural Gas Fired Combustion Turbine | NG | GT | 6 | 1975 |  |  | (OP) Operating | [6 empty] | Humphreys | 36.0278 | -87.9861
18642 | Tennessee Valley Authority | 3406 | Johnsonville | Electric Utility | TN | G13 | 68 | 47.1 | Natural Gas Fired Combustion Turbine | NG | GT | 6 | 1975 |  |  | (OP) Operating | [6 empty] | Humphreys | 36.0278 | -87.9861
18642 | Tennessee Valley Authority | 3406 | Johnsonville | Electric Utility | TN | G14 | 68 | 47.1 | Natural Gas Fired Combustion Turbine | NG | GT | 6 | 1975 |  |  | (OP) Operating | [6 empty] | Humphreys | 36.0278 | -87.9861
18642 | Tennessee Valley Authority | 3406 | Johnsonville | Electric Utility | TN | G15 | 68 | 47.1 | Natural Gas Fired Combustion Turbine | NG | GT | 6 | 1975 |  |  | (OP) Operating | [6 empty] | Humphreys | 36.0278 | -87.9861
18642 | Tennessee Valley Authority | 3406 | Johnsonville | Electric Utility | TN | G16 | 68 | 47.1 | Natural Gas Fired Combustion Turbine | NG | GT | 6 | 1975 |  |  | (OP) Operating | [6 empty] | Humphreys | 36.0278 | -87.9861
18642 | Tennessee Valley Authority | 3406 | Johnsonville | Electric Utility | TN | G17 | 84.5 | 72.8 | Natural Gas Fired Combustion Turbine | NG | GT | 7 | 2000 |  |  | (OP) Operating | [6 empty] | Humphreys | 36.0278 | -87.9861
18642 | Tennessee Valley Authority | 3406 | Johnsonville | Electric Utility | TN | G18 | 84.5 | 72.8 | Natural Gas Fired Combustion Turbine | NG | GT | 7 | 2000 |  |  | (OP) Operating | [6 empty] | Humphreys | 36.0278 | -87.9861
18642 | Tennessee Valley Authority | 3406 | Johnsonville | Electric Utility | TN | G19 | 84.5 | 72.8 | Natural Gas Fired Combustion Turbine | NG | GT | 7 | 2000 |  |  | (OP) Operating | [6 empty] | Humphreys | 36.0278 | -87.9861
18642 | Tennessee Valley Authority | 3406 | Johnsonville | Electric Utility | TN | G20 | 84.5 | 72.8 | Natural Gas Fired Combustion Turbine | NG | GT | 7 | 2000 |  |  | (OP) Operating | [6 empty] | Humphreys | 36.0278 | -87.9861
18642 | Tennessee Valley Authority | 3406 | Johnsonville | Electric Utility | TN | GT1 | 68 | 47.1 | Natural Gas Fired Combustion Turbine | NG | GT | 6 | 1975 |  |  | (OP) Operating | [6 empty] | Humphreys | 36.0278 | -87.9861
18642 | Tennessee Valley Authority | 3406 | Johnsonville | Electric Utility | TN | GT2 | 68 | 47.1 | Natural Gas Fired Combustion Turbine | NG | GT | 6 | 1975 |  |  | (OP) Operating | [6 empty] | Humphreys | 36.0278 | -87.9861
18642 | Tennessee Valley Authority | 3406 | Johnsonville | Electric Utility | TN | GT3 | 68 | 47.1 | Natural Gas Fired Combustion Turbine | NG | GT | 6 | 1975 |  |  | (OP) Operating | [6 empty] | Humphreys | 36.0278 | -87.9861
18642 | Tennessee Valley Authority | 3406 | Johnsonville | Electric Utility | TN | GT4 | 68 | 47.1 | Natural Gas Fired Combustion Turbine | NG | GT | 6 | 1975 |  |  | (OP) Operating | [6 empty] | Humphreys | 36.0278 | -87.9861
18642 | Tennessee Valley Authority | 3406 | Johnsonville | Electric Utility | TN | GT5 | 68 | 47.1 | Natural Gas Fired Combustion Turbine | NG | GT | 6 | 1975 |  |  | (OP) Operating | [6 empty] | Humphreys | 36.0278 | -87.9861
18642 | Tennessee Valley Authority | 3406 | Johnsonville | Electric Utility | TN | GT6 | 68 | 47.1 | Natural Gas Fired Combustion Turbine | NG | GT | 6 | 1975 |  |  | (OP) Operating | [6 empty] | Humphreys | 36.0278 | -87.9861
18642 | Tennessee Valley Authority | 3406 | Johnsonville | Electric Utility | TN | GT7 | 68 | 47.1 | Natural Gas Fired Combustion Turbine | NG | GT | 6 | 1975 |  |  | (OP) Operating | [6 empty] | Humphreys | 36.0278 | -87.9861
18642 | Tennessee Valley Authority | 3406 | Johnsonville | Electric Utility | TN | GT8 | 68 | 47.1 | Natural Gas Fired Combustion Turbine | NG | GT | 6 | 1975 |  |  | (OP) Operating | [6 empty] | Humphreys | 36.0278 | -87.9861
18642 | Tennessee Valley Authority | 3406 | Johnsonville | Electric Utility | TN | GT9 | 68 | 47.1 | Natural Gas Fired Combustion Turbine | NG | GT | 6 | 1975 |  |  | (OP) Operating | [6 empty] | Humphreys | 36.0278 | -87.9861
18642 | Tennessee Valley Authority | 3407 | Kingston | Electric Utility | TN | 1 | 175 | 132 | Conventional Steam Coal | BIT | ST | 2 | 1954 |  |  | (OP) Operating | [6 empty] | Roane | 35.8992 | -84.5194
18642 | Tennessee Valley Authority | 3407 | Kingston | Electric Utility | TN | 2 | 175 | 132 | Conventional Steam Coal | BIT | ST | 4 | 1954 |  |  | (OP) Operating | [6 empty] | Roane | 35.8992 | -84.5194
18642 | Tennessee Valley Authority | 3407 | Kingston | Electric Utility | TN | 3 | 175 | 132 | Conventional Steam Coal | BIT | ST | 6 | 1954 |  |  | (OP) Operating | [6 empty] | Roane | 35.8992 | -84.5194
18642 | Tennessee Valley Authority | 3407 | Kingston | Electric Utility | TN | 4 | 175 | 132 | Conventional Steam Coal | BIT | ST | 7 | 1954 |  |  | (OP) Operating | [6 empty] | Roane | 35.8992 | -84.5194
18642 | Tennessee Valley Authority | 3407 | Kingston | Electric Utility | TN | 5 | 200 | 174 | Conventional Steam Coal | BIT | ST | 1 | 1955 |  |  | (OP) Operating | [6 empty] | Roane | 35.8992 | -84.5194
18642 | Tennessee Valley Authority | 3407 | Kingston | Electric Utility | TN | 6 | 200 | 174 | Conventional Steam Coal | BIT | ST | 3 | 1955 |  |  | (OP) Operating | [6 empty] | Roane | 35.8992 | -84.5194
18642 | Tennessee Valley Authority | 3407 | Kingston | Electric Utility | TN | 7 | 200 | 174 | Conventional Steam Coal | BIT | ST | 5 | 1955 |  |  | (OP) Operating | [6 empty] | Roane | 35.8992 | -84.5194
18642 | Tennessee Valley Authority | 3407 | Kingston | Electric Utility | TN | 8 | 200 | 174 | Conventional Steam Coal | BIT | ST | 8 | 1955 |  |  | (OP) Operating | [6 empty] | Roane | 35.8992 | -84.5194
18642 | Tennessee Valley Authority | 3407 | Kingston | Electric Utility | TN | 9 | 200 | 174 | Conventional Steam Coal | BIT | ST | 12 | 1955 |  |  | (OP) Operating | [6 empty] | Roane | 35.8992 | -84.5194
18642 | Tennessee Valley Authority | 3408 | Melton Hill | Electric Utility | TN | 1 | 36 | 39.5 | Conventional Hydroelectric | WAT | HY | 7 | 1964 |  |  | (OP) Operating | [6 empty] | Loudon | 35.8853 | -84.3003
18642 | Tennessee Valley Authority | 3408 | Melton Hill | Electric Utility | TN | 2 | 36 | 39.7 | Conventional Hydroelectric | WAT | HY | 11 | 1964 |  |  | (OP) Operating | [6 empty] | Loudon | 35.8853 | -84.3003
18642 | Tennessee Valley Authority | 3409 | Nickajack | Electric Utility | TN | 1 | 27.4 | 28.3 | Conventional Hydroelectric | WAT | HY | 4 | 1968 |  |  | (OP) Operating | [6 empty] | Marion | 35.0017 | -85.6218
18642 | Tennessee Valley Authority | 3409 | Nickajack | Electric Utility | TN | 2 | 27.9 | 27.3 | Conventional Hydroelectric | WAT | HY | 4 | 1968 |  |  | (OP) Operating | [6 empty] | Marion | 35.0017 | -85.6218
18642 | Tennessee Valley Authority | 3409 | Nickajack | Electric Utility | TN | 3 | 24.3 | 25 | Conventional Hydroelectric | WAT | HY | 2 | 1968 |  |  | (OP) Operating | [6 empty] | Marion | 35.0017 | -85.6218
18642 | Tennessee Valley Authority | 3409 | Nickajack | Electric Utility | TN | 4 | 24.3 | 25 | Conventional Hydroelectric | WAT | HY | 2 | 1968 |  |  | (OP) Operating | [6 empty] | Marion | 35.0017 | -85.6218
18642 | Tennessee Valley Authority | 3411 | Norris Dam | Electric Utility | TN | 1 | 65.7 | 63.5 | Conventional Hydroelectric | WAT | HY | 9 | 1936 |  |  | (OP) Operating | [6 empty] | Anderson | 36.2242 | -84.0914
18642 | Tennessee Valley Authority | 3411 | Norris Dam | Electric Utility | TN | 2 | 65.7 | 63.5 | Conventional Hydroelectric | WAT | HY | 7 | 1936 |  |  | (OP) Operating | [6 empty] | Anderson | 36.2242 | -84.0914
18642 | Tennessee Valley Authority | 3412 | Ocoee 1 | Electric Utility | TN | 1 | 3.8 | 4.8 | Conventional Hydroelectric | WAT | HY | 1 | 1912 |  |  | (OP) Operating | [6 empty] | Polk | 35.0947 | -84.6478
18642 | Tennessee Valley Authority | 3412 | Ocoee 1 | Electric Utility | TN | 2 | 3.8 | 4.8 | Conventional Hydroelectric | WAT | HY | 1 | 1912 |  |  | (OP) Operating | [6 empty] | Polk | 35.0947 | -84.6478
18642 | Tennessee Valley Authority | 3412 | Ocoee 1 | Electric Utility | TN | 3 | 3.8 | 4.8 | Conventional Hydroelectric | WAT | HY | 5 | 1912 |  |  | (OP) Operating | [6 empty] | Polk | 35.0947 | -84.6478
18642 | Tennessee Valley Authority | 3412 | Ocoee 1 | Electric Utility | TN | 4 | 3.8 | 4.8 | Conventional Hydroelectric | WAT | HY | 5 | 1912 |  |  | (OP) Operating | [6 empty] | Polk | 35.0947 | -84.6478
18642 | Tennessee Valley Authority | 3412 | Ocoee 1 | Electric Utility | TN | 5 | 3.8 | 4.8 | Conventional Hydroelectric | WAT | HY | 12 | 1914 |  |  | (OP) Operating | [6 empty] | Polk | 35.0947 | -84.6478
18642 | Tennessee Valley Authority | 3413 | Ocoee 2 | Electric Utility | TN | 1 | 11.5 | 10.8 | Conventional Hydroelectric | WAT | HY | 10 | 1913 |  |  | (OP) Operating | [6 empty] | Polk | 35.0823 | -84.4912
18642 | Tennessee Valley Authority | 3413 | Ocoee 2 | Electric Utility | TN | 2 | 11.5 | 12.6 | Conventional Hydroelectric | WAT | HY | 10 | 1913 |  |  | (OP) Operating | [6 empty] | Polk | 35.0823 | -84.4912
18642 | Tennessee Valley Authority | 3414 | Ocoee 3 | Electric Utility | TN | 1 | 28.8 | 28.6 | Conventional Hydroelectric | WAT | HY | 4 | 1943 |  |  | (OP) Operating | [6 empty] | Polk | 35.075 | -84.4833
18642 | Tennessee Valley Authority | 3415 | Pickwick Landing Dam | Electric Utility | TN | 1 | 40 | 37.7 | Conventional Hydroelectric | WAT | HY | 8 | 1938 |  |  | (OP) Operating | [6 empty] | Hardin | 35.0683 | -88.2494
18642 | Tennessee Valley Authority | 3415 | Pickwick Landing Dam | Electric Utility | TN | 2 | 40 | 37.6 | Conventional Hydroelectric | WAT | HY | 6 | 1938 |  |  | (OP) Operating | [6 empty] | Hardin | 35.0683 | -88.2494
18642 | Tennessee Valley Authority | 3415 | Pickwick Landing Dam | Electric Utility | TN | 3 | 40 | 38.5 | Conventional Hydroelectric | WAT | HY | 8 | 1942 |  |  | (OP) Operating | [6 empty] | Hardin | 35.0683 | -88.2494
18642 | Tennessee Valley Authority | 3415 | Pickwick Landing Dam | Electric Utility | TN | 4 | 40 | 43.6 | Conventional Hydroelectric | WAT | HY | 6 | 1942 |  |  | (OP) Operating | [6 empty] | Hardin | 35.0683 | -88.2494
18642 | Tennessee Valley Authority | 3415 | Pickwick Landing Dam | Electric Utility | TN | 5 | 40 | 43.7 | Conventional Hydroelectric | WAT | HY | 10 | 1952 |  |  | (OP) Operating | [6 empty] | Hardin | 35.0683 | -88.2494
18642 | Tennessee Valley Authority | 3415 | Pickwick Landing Dam | Electric Utility | TN | 6 | 40 | 43.2 | Conventional Hydroelectric | WAT | HY | 12 | 1952 |  |  | (OP) Operating | [6 empty] | Hardin | 35.0683 | -88.2494
18642 | Tennessee Valley Authority | 3416 | South Holston | Electric Utility | TN | 1 | 38.5 | 44.4 | Conventional Hydroelectric | WAT | HY | 2 | 1951 |  |  | (OP) Operating | [6 empty] | Sullivan | 36.5232 | -82.0902
18642 | Tennessee Valley Authority | 3417 | Tims Ford | Electric Utility | TN | 1 | 45 | 39.7 | Conventional Hydroelectric | WAT | HY | 3 | 1972 |  |  | (OP) Operating | [6 empty] | Franklin | 35.1967 | -86.2783
18642 | Tennessee Valley Authority | 3417 | Tims Ford | Electric Utility | TN | 2 | 0.7 | 0.5 | Conventional Hydroelectric | WAT | HY | 3 | 1987 |  |  | (OP) Operating | [6 empty] | Franklin | 35.1967 | -86.2783
18642 | Tennessee Valley Authority | 3418 | Watauga | Electric Utility | TN | 1 | 28.8 | 37.9 | Conventional Hydroelectric | WAT | HY | 9 | 1949 |  |  | (OP) Operating | [6 empty] | Carter | 36.3413 | -82.1264
18642 | Tennessee Valley Authority | 3418 | Watauga | Electric Utility | TN | 2 | 28.8 | 29.1 | Conventional Hydroelectric | WAT | HY | 8 | 1949 |  |  | (OP) Operating | [6 empty] | Carter | 36.3413 | -82.1264
18642 | Tennessee Valley Authority | 3420 | Watts Bar Hydro | Electric Utility | TN | HY1 | 41 | 39.3 | Conventional Hydroelectric | WAT | HY | 7 | 1942 |  |  | (OP) Operating | [6 empty] | Rhea | 35.6197 | -84.7855
18642 | Tennessee Valley Authority | 3420 | Watts Bar Hydro | Electric Utility | TN | HY2 | 33.4 | 39.3 | Conventional Hydroelectric | WAT | HY | 4 | 1942 |  |  | (OP) Operating | [6 empty] | Rhea | 35.6197 | -84.7855
18642 | Tennessee Valley Authority | 3420 | Watts Bar Hydro | Electric Utility | TN | HY3 | 33.4 | 39.3 | Conventional Hydroelectric | WAT | HY | 3 | 1942 |  |  | (OP) Operating | [6 empty] | Rhea | 35.6197 | -84.7855
18642 | Tennessee Valley Authority | 3420 | Watts Bar Hydro | Electric Utility | TN | HY4 | 33.4 | 39.2 | Conventional Hydroelectric | WAT | HY | 4 | 1944 |  |  | (OP) Operating | [6 empty] | Rhea | 35.6197 | -84.7855
18642 | Tennessee Valley Authority | 3420 | Watts Bar Hydro | Electric Utility | TN | HY5 | 33.4 | 39.3 | Conventional Hydroelectric | WAT | HY | 3 | 1944 |  |  | (OP) Operating | [6 empty] | Rhea | 35.6197 | -84.7855
18642 | Tennessee Valley Authority | 3421 | Wilbur | Electric Utility | TN | 1 | 1.2 | 1.4 | Conventional Hydroelectric | WAT | HY | 12 | 1912 |  |  | (OP) Operating | [6 empty] | Carter | 36.3417 | -82.1264
18642 | Tennessee Valley Authority | 3421 | Wilbur | Electric Utility | TN | 2 | 1.2 | 1.4 | Conventional Hydroelectric | WAT | HY | 12 | 1912 |  |  | (OP) Operating | [6 empty] | Carter | 36.3417 | -82.1264
18642 | Tennessee Valley Authority | 3421 | Wilbur | Electric Utility | TN | 3 | 1.2 | 1.3 | Conventional Hydroelectric | WAT | HY | 1 | 1926 |  |  | (OP) Operating | [6 empty] | Carter | 36.3417 | -82.1264
18642 | Tennessee Valley Authority | 3421 | Wilbur | Electric Utility | TN | 4 | 7 | 7 | Conventional Hydroelectric | WAT | HY | 7 | 1950 |  |  | (OP) Operating | [6 empty] | Carter | 36.3417 | -82.1264
19462 | USCE-Nashville District | 3423 | Cordell Hull | Electric Utility | TN | 1 | 33.3 | 38 | Conventional Hydroelectric | WAT | HY | 8 | 1973 |  |  | (OP) Operating | [6 empty] | Smith | 36.2895 | -85.9442
19462 | USCE-Nashville District | 3423 | Cordell Hull | Electric Utility | TN | 2 | 33.3 | 38 | Conventional Hydroelectric | WAT | HY | 10 | 1973 |  |  | (OP) Operating | [6 empty] | Smith | 36.2895 | -85.9442
19462 | USCE-Nashville District | 3423 | Cordell Hull | Electric Utility | TN | 3 | 33.3 | 38 | Conventional Hydroelectric | WAT | HY | 2 | 1974 |  |  | (OP) Operating | [6 empty] | Smith | 36.2895 | -85.9442
19462 | USCE-Nashville District | 3424 | Dale Hollow | Electric Utility | TN | 1 | 18 | 20.7 | Conventional Hydroelectric | WAT | HY | 12 | 1948 |  |  | (OP) Operating | [6 empty] | Clay | 36.5378 | -85.4517
19462 | USCE-Nashville District | 3424 | Dale Hollow | Electric Utility | TN | 2 | 18 | 20.7 | Conventional Hydroelectric | WAT | HY | 1 | 1949 |  |  | (OP) Operating | [6 empty] | Clay | 36.5378 | -85.4517
19462 | USCE-Nashville District | 3424 | Dale Hollow | Electric Utility | TN | 3 | 18 | 20.7 | Conventional Hydroelectric | WAT | HY | 11 | 1953 |  |  | (OP) Operating | [6 empty] | Clay | 36.5378 | -85.4517
19462 | USCE-Nashville District | 3426 | Old Hickory | Electric Utility | TN | 1 | 28.7 | 28.7 | Conventional Hydroelectric | WAT | HY | 4 | 1957 |  |  | (OP) Operating | [6 empty] | Sumner | 36.2972 | -86.6556
19462 | USCE-Nashville District | 3426 | Old Hickory | Electric Utility | TN | 2 | 25 | 29 | Conventional Hydroelectric | WAT | HY | 7 | 1957 |  |  | (OP) Operating | [6 empty] | Sumner | 36.2972 | -86.6556
19462 | USCE-Nashville District | 3426 | Old Hickory | Electric Utility | TN | 3 | 25 | 29 | Conventional Hydroelectric | WAT | HY | 9 | 1957 |  |  | (OP) Operating | [6 empty] | Sumner | 36.2972 | -86.6556
19462 | USCE-Nashville District | 3426 | Old Hickory | Electric Utility | TN | 4 | 25 | 29 | Conventional Hydroelectric | WAT | HY | 12 | 1957 |  |  | (OP) Operating | [6 empty] | Sumner | 36.2972 | -86.6556
19462 | USCE-Nashville District | 3428 | J P Priest | Electric Utility | TN | 1 | 28 | 30 | Conventional Hydroelectric | WAT | HY | 2 | 1970 |  |  | (OP) Operating | [6 empty] | DAVIDSON | 36.1564 | -86.6186
54683 | Maverick Cty Water Control & Improvement | 3437 | Eagle Pass | IPP Non-CHP | TX | 1 | 3.2 | 2 | Conventional Hydroelectric | WAT | HY | 8 | 1932 |  |  | (OP) Operating | [6 empty] | Maverick | 28.8295 | -100.5522
54683 | Maverick Cty Water Control & Improvement | 3437 | Eagle Pass | IPP Non-CHP | TX | 2 | 3.2 | 2 | Conventional Hydroelectric | WAT | HY | 8 | 1932 |  |  | (OP) Operating | [6 empty] | Maverick | 28.8295 | -100.5522
54683 | Maverick Cty Water Control & Improvement | 3437 | Eagle Pass | IPP Non-CHP | TX | 3 | 3.2 | 2 | Conventional Hydroelectric | WAT | HY | 8 | 1932 |  |  | (OP) Operating | [6 empty] | Maverick | 28.8295 | -100.5522
49979 | Topaz Power Group LLC | 3439 | Laredo | IPP Non-CHP | TX | 4 | 131.8 | 90.1 | Natural Gas Fired Combustion Turbine | NG | GT | 8 | 2008 |  |  | (OP) Operating | [6 empty] | Webb | 27.5667 | -99.5089
49979 | Topaz Power Group LLC | 3439 | Laredo | IPP Non-CHP | TX | 5 | 131.8 | 87.3 | Natural Gas Fired Combustion Turbine | NG | GT | 9 | 2008 |  |  | (OP) Operating | [6 empty] | Webb | 27.5667 | -99.5089
49979 | Topaz Power Group LLC | 3441 | Nueces Bay | IPP Non-CHP | TX | 7 | 351 | 319 | Natural Gas Fired Combined Cycle | NG | CA | 7 | 1972 |  |  | (OP) Operating | [6 empty] | Nueces | 27.8194 | -97.4192
49979 | Topaz Power Group LLC | 3441 | Nueces Bay | IPP Non-CHP | TX | 8 | 189.6 | 157 | Natural Gas Fired Combined Cycle | NG | CT | 3 | 2010 |  |  | (OP) Operating | [6 empty] | Nueces | 27.8194 | -97.4192
49979 | Topaz Power Group LLC | 3441 | Nueces Bay | IPP Non-CHP | TX | 9 | 189.6 | 157 | Natural Gas Fired Combined Cycle | NG | CT | 3 | 2010 |  |  | (OP) Operating | [6 empty] | Nueces | 27.8194 | -97.4192
54907 | ReNu Power Holdings LLC | 3443 | Victoria | IPP Non-CHP | TX | 5 | 180 | 125 | Natural Gas Fired Combined Cycle | NG | CA | 3 | 1963 |  |  | (OP) Operating | [6 empty] | Victoria | 28.7883 | -97.01
54907 | ReNu Power Holdings LLC | 3443 | Victoria | IPP Non-CHP | TX | 7 | 196.9 | 160 | Natural Gas Fired Combined Cycle | NG | CT | 5 | 2009 |  |  | (OP) Operating | [6 empty] | Victoria | 28.7883 | -97.01
55983 | Luminant Generation Company LLC | 3452 | Lake Hubbard | IPP Non-CHP | TX | 1 | 396.5 | 392 | Natural Gas Steam Turbine | NG | ST | 6 | 1970 |  |  | (OP) Operating | [6 empty] | Dallas | 32.8358 | -96.5458
55983 | Luminant Generation Company LLC | 3452 | Lake Hubbard | IPP Non-CHP | TX | 2 | 531 | 523 | Natural Gas Steam Turbine | NG | ST | 11 | 1973 |  |  | (OP) Operating | [6 empty] | Dallas | 32.8358 | -96.5458
6035 | Exelon Power | 3453 | Mountain Creek | IPP Non-CHP | TX | 6 | 135.7 | 122 | Natural Gas Steam Turbine | NG | ST | 2 | 1956 |  |  | (OP) Operating | [6 empty] | Dallas | 32.7231 | -96.9358
6035 | Exelon Power | 3453 | Mountain Creek | IPP Non-CHP | TX | 7 | 136 | 118 | Natural Gas Steam Turbine | NG | ST | 3 | 1958 |  |  | (OP) Operating | [6 empty] | Dallas | 32.7231 | -96.9358
6035 | Exelon Power | 3453 | Mountain Creek | IPP Non-CHP | TX | 8 | 580.5 | 568 | Natural Gas Steam Turbine | NG | ST | 7 | 1967 |  |  | (OP) Operating | [6 empty] | Dallas | 32.7231 | -96.9358
5701 | El Paso Electric Co | 3456 | Newman | Electric Utility | TX | 1 | 81.6 | 74 | Natural Gas Steam Turbine | NG | ST | 5 | 1960 | 12 | 2019 | (OP) Operating | [6 empty] | El Paso | 31.9836 | -106.4318
5701 | El Paso Electric Co | 3456 | Newman | Electric Utility | TX | 2 | 81.6 | 76 | Natural Gas Steam Turbine | NG | ST | 6 | 1963 |  |  | (OP) Operating | [6 empty] | El Paso | 31.9836 | -106.4318
5701 | El Paso Electric Co | 3456 | Newman | Electric Utility | TX | 3 | 121.8 | 102 | Natural Gas Steam Turbine | NG | ST | 3 | 1966 | 12 | 2019 | (OP) Operating | [6 empty] | El Paso | 31.9836 | -106.4318
5701 | El Paso Electric Co | 3456 | Newman | Electric Utility | TX | 4 | 120 | 83 | Natural Gas Fired Combined Cycle | NG | CA | 8 | 1975 | 12 | 2017 | (OP) Operating | [6 empty] | El Paso | 31.9836 | -106.4318
5701 | El Paso Electric Co | 3456 | Newman | Electric Utility | TX | 5CA1 | 165 | 141.9 | Natural Gas Fired Combined Cycle | NG | CA | 2 | 2011 |  |  | (OP) Operating | [6 empty] | El Paso | 31.9836 | -106.4318
5701 | El Paso Electric Co | 3456 | Newman | Electric Utility | TX | 5CT1 | 86.5 | 70 | Natural Gas Fired Combined Cycle | NG | CT | 6 | 2009 |  |  | (OP) Operating | [6 empty] | El Paso | 31.9836 | -106.4318
5701 | El Paso Electric Co | 3456 | Newman | Electric Utility | TX | 5CT2 | 86.5 | 70 | Natural Gas Fired Combined Cycle | NG | CT | 6 | 2009 |  |  | (OP) Operating | [6 empty] | El Paso | 31.9836 | -106.4318
5701 | El Paso Electric Co | 3456 | Newman | Electric Utility | TX | CT1 | 85 | 72 | Natural Gas Fired Combined Cycle | NG | CT | 8 | 1975 | 12 | 2017 | (OP) Operating | [6 empty] | El Paso | 31.9836 | -106.4318
5701 | El Paso Electric Co | 3456 | Newman | Electric Utility | TX | CT2 | 85 | 72 | Natural Gas Fired Combined Cycle | NG | CT | 8 | 1975 | 12 | 2017 | (OP) Operating | [6 empty] | El Paso | 31.9836 | -106.4318
55937 | Entergy Texas Inc. | 3457 | Lewis Creek | Electric Utility | TX | 1 | 271.4 | 254.8 | Natural Gas Steam Turbine | NG | ST | 12 | 1970 |  |  | (OP) Operating | [6 empty] | Montgomery | 30.4356 | -95.5214
55937 | Entergy Texas Inc. | 3457 | Lewis Creek | Electric Utility | TX | 2 | 271.4 | 253.3 | Natural Gas Steam Turbine | NG | ST | 5 | 1971 |  |  | (OP) Operating | [6 empty] | Montgomery | 30.4356 | -95.5214
55937 | Entergy Texas Inc. | 3459 | Sabine | Electric Utility | TX | 1 | 239.4 | 213 | Natural Gas Steam Turbine | NG | ST | 1 | 1962 |  |  | (OP) Operating | [6 empty] | Orange | 30.0242 | -93.878
55937 | Entergy Texas Inc. | 3459 | Sabine | Electric Utility | TX | 2 | 239.4 | 213.2 | Natural Gas Steam Turbine | NG | ST | 12 | 1962 |  |  | (OP) Operating | [6 empty] | Orange | 30.0242 | -93.878
55937 | Entergy Texas Inc. | 3459 | Sabine | Electric Utility | TX | 3 | 473.4 | 377.7 | Natural Gas Steam Turbine | NG | ST | 12 | 1966 |  |  | (OP) Operating | [6 empty] | Orange | 30.0242 | -93.878
55937 | Entergy Texas Inc. | 3459 | Sabine | Electric Utility | TX | 4 | 591.6 | 500.4 | Natural Gas Steam Turbine | NG | ST | 8 | 1974 |  |  | (OP) Operating | [6 empty] | Orange | 30.0242 | -93.878
55937 | Entergy Texas Inc. | 3459 | Sabine | Electric Utility | TX | 5 | 507.4 | 459.5 | Natural Gas Steam Turbine | NG | ST | 12 | 1979 |  |  | (OP) Operating | [6 empty] | Orange | 30.0242 | -93.878
54888 | NRG Texas Power LLC | 3460 | Cedar Bayou | IPP Non-CHP | TX | 1 | 765 | 746 | Natural Gas Steam Turbine | NG | ST | 12 | 1970 |  |  | (OP) Operating | [6 empty] | Chambers | 29.75 | -94.9256
54888 | NRG Texas Power LLC | 3460 | Cedar Bayou | IPP Non-CHP | TX | 2 | 765 | 749 | Natural Gas Steam Turbine | NG | ST | 3 | 1972 |  |  | (OP) Operating | [6 empty] | Chambers | 29.75 | -94.9256
54888 | NRG Texas Power LLC | 3464 | Greens Bayou | IPP Non-CHP | TX | 5 | 446.4 | 406 | Natural Gas Steam Turbine | NG | ST | 6 | 1973 |  |  | (OP) Operating | [6 empty] | Harris | 29.8222 | -95.2194
54888 | NRG Texas Power LLC | 3464 | Greens Bayou | IPP Non-CHP | TX | 73 | 72 | 54 | Natural Gas Fired Combustion Turbine | NG | GT | 12 | 1976 |  |  | (OP) Operating | [6 empty] | Harris | 29.8222 | -95.2194
54888 | NRG Texas Power LLC | 3464 | Greens Bayou | IPP Non-CHP | TX | 74 | 72 | 54 | Natural Gas Fired Combustion Turbine | NG | GT | 12 | 1976 |  |  | (OP) Operating | [6 empty] | Harris | 29.8222 | -95.2194
54888 | NRG Texas Power LLC | 3464 | Greens Bayou | IPP Non-CHP | TX | 81 | 72 | 54 | Natural Gas Fired Combustion Turbine | NG | GT | 12 | 1976 |  |  | (OP) Operating | [6 empty] | Harris | 29.8222 | -95.2194
54888 | NRG Texas Power LLC | 3464 | Greens Bayou | IPP Non-CHP | TX | 82 | 72 | 64 | Natural Gas Fired Combustion Turbine | NG | GT | 12 | 1976 |  |  | (OP) Operating | [6 empty] | Harris | 29.8222 | -95.2194
54888 | NRG Texas Power LLC | 3464 | Greens Bayou | IPP Non-CHP | TX | 83 | 72 | 64 | Natural Gas Fired Combustion Turbine | NG | GT | 12 | 1976 |  |  | (OP) Operating | [6 empty] | Harris | 29.8222 | -95.2194
54888 | NRG Texas Power LLC | 3464 | Greens Bayou | IPP Non-CHP | TX | 84 | 72 | 64 | Natural Gas Fired Combustion Turbine | NG | GT | 12 | 1976 |  |  | (OP) Operating | [6 empty] | Harris | 29.8222 | -95.2194
54888 | NRG Texas Power LLC | 3468 | Sam Bertron | IPP Non-CHP | TX | 3 | 225.3 | 230 | Natural Gas Steam Turbine | NG | ST | 4 | 1959 |  |  | (OS) Out of service and NOT expected to return to service in next calendar year | [6 empty] | Harris | 29.7268 | -95.0598
54888 | NRG Texas Power LLC | 3468 | Sam Bertron | IPP Non-CHP | TX | 4 | 225.3 | 230 | Natural Gas Steam Turbine | NG | ST | 3 | 1960 |  |  | (OS) Out of service and NOT expected to return to service in next calendar year | [6 empty] | Harris | 29.7268 | -95.0598
54888 | NRG Texas Power LLC | 3468 | Sam Bertron | IPP Non-CHP | TX | GT2 | 16.3 | 13 | Natural Gas Fired Combustion Turbine | NG | GT | 7 | 1967 |  |  | (OS) Out of service and NOT expected to return to service in next calendar year | [6 empty] | Harris | 29.7268 | -95.0598
54888 | NRG Texas Power LLC | 3468 | Sam Bertron | IPP Non-CHP | TX | ST1 | 187.8 | 118 | Natural Gas Steam Turbine | NG | ST | 3 | 1958 |  |  | (OS) Out of service and NOT expected to return to service in next calendar year | [6 empty] | Harris | 29.7268 | -95.0598
54888 | NRG Texas Power LLC | 3468 | Sam Bertron | IPP Non-CHP | TX | ST2 | 187.8 | 174 | Natural Gas Steam Turbine | NG | ST | 4 | 1956 |  |  | (OS) Out of service and NOT expected to return to service in next calendar year | [6 empty] | Harris | 29.7268 | -95.0598
54888 | NRG Texas Power LLC | 3469 | T H Wharton | IPP Non-CHP | TX | 3 | 113.1 | 104 | Natural Gas Fired Combined Cycle | NG | CA | 8 | 1974 |  |  | (OP) Operating | [6 empty] | Harris | 29.9417 | -95.5306
54888 | NRG Texas Power LLC | 3469 | T H Wharton | IPP Non-CHP | TX | 31 | 54 | 57 | Natural Gas Fired Combined Cycle | NG | CT | 7 | 1972 |  |  | (OP) Operating | [6 empty] | Harris | 29.9417 | -95.5306
54888 | NRG Texas Power LLC | 3469 | T H Wharton | IPP Non-CHP | TX | 32 | 54 | 57 | Natural Gas Fired Combined Cycle | NG | CT | 7 | 1972 |  |  | (OP) Operating | [6 empty] | Harris | 29.9417 | -95.5306
54888 | NRG Texas Power LLC | 3469 | T H Wharton | IPP Non-CHP | TX | 33 | 54 | 57 | Natural Gas Fired Combined Cycle | NG | CT | 7 | 1972 |  |  | (OP) Operating | [6 empty] | Harris | 29.9417 | -95.5306
54888 | NRG Texas Power LLC | 3469 | T H Wharton | IPP Non-CHP | TX | 34 | 54 | 57 | Natural Gas Fired Combined Cycle | NG | CT | 7 | 1972 |  |  | (OP) Operating | [6 empty] | Harris | 29.9417 | -95.5306
54888 | NRG Texas Power LLC | 3469 | T H Wharton | IPP Non-CHP | TX | 4 | 113.1 | 104 | Natural Gas Fired Combined Cycle | NG | CA | 8 | 1974 |  |  | (OP) Operating | [6 empty] | Harris | 29.9417 | -95.5306
54888 | NRG Texas Power LLC | 3469 | T H Wharton | IPP Non-CHP | TX | 41 | 54 | 57 | Natural Gas Fired Combined Cycle | NG | CT | 7 | 1972 |  |  | (OP) Operating | [6 empty] | Harris | 29.9417 | -95.5306
54888 | NRG Texas Power LLC | 3469 | T H Wharton | IPP Non-CHP | TX | 42 | 54 | 57 | Natural Gas Fired Combined Cycle | NG | CT | 7 | 1972 |  |  | (OP) Operating | [6 empty] | Harris | 29.9417 | -95.5306
54888 | NRG Texas Power LLC | 3469 | T H Wharton | IPP Non-CHP | TX | 43 | 56.7 | 57 | Natural Gas Fired Combined Cycle | NG | CT | 8 | 1974 |  |  | (OP) Operating | [6 empty] | Harris | 29.9417 | -95.5306
54888 | NRG Texas Power LLC | 3469 | T H Wharton | IPP Non-CHP | TX | 44 | 56.7 | 57 | Natural Gas Fired Combined Cycle | NG | CT | 8 | 1974 |  |  | (OP) Operating | [6 empty] | Harris | 29.9417 | -95.5306
54888 | NRG Texas Power LLC | 3469 | T H Wharton | IPP Non-CHP | TX | 51 | 85 | 58 | Natural Gas Fired Combustion Turbine | NG | GT | 11 | 1975 |  |  | (OP) Operating | [6 empty] | Harris | 29.9417 | -95.5306
54888 | NRG Texas Power LLC | 3469 | T H Wharton | IPP Non-CHP | TX | 52 | 85 | 58 | Natural Gas Fired Combustion Turbine | NG | GT | 11 | 1975 |  |  | (OP) Operating | [6 empty] | Harris | 29.9417 | -95.5306
54888 | NRG Texas Power LLC | 3469 | T H Wharton | IPP Non-CHP | TX | 53 | 85 | 58 | Natural Gas Fired Combustion Turbine | NG | GT | 11 | 1975 |  |  | (OP) Operating | [6 empty] | Harris | 29.9417 | -95.5306
54888 | NRG Texas Power LLC | 3469 | T H Wharton | IPP Non-CHP | TX | 54 | 85 | 58 | Natural Gas Fired Combustion Turbine | NG | GT | 11 | 1975 |  |  | (OP) Operating | [6 empty] | Harris | 29.9417 | -95.5306
54888 | NRG Texas Power LLC | 3469 | T H Wharton | IPP Non-CHP | TX | 55 | 85 | 58 | Natural Gas Fired Combustion Turbine | NG | GT | 11 | 1975 |  |  | (OP) Operating | [6 empty] | Harris | 29.9417 | -95.5306
54888 | NRG Texas Power LLC | 3469 | T H Wharton | IPP Non-CHP | TX | 56 | 85 | 58 | Natural Gas Fired Combustion Turbine | NG | GT | 11 | 1975 |  |  | (OP) Operating | [6 empty] | Harris | 29.9417 | -95.5306
54888 | NRG Texas Power LLC | 3469 | T H Wharton | IPP Non-CHP | TX | GT1 | 16.3 | 13 | Natural Gas Fired Combustion Turbine | NG | GT | 7 | 1967 |  |  | (OP) Operating | [6 empty] | Harris | 29.9417 | -95.5306
54888 | NRG Texas Power LLC | 3470 | W A Parish | IPP Non-CHP | TX | 1 | 187.8 | 169 | Natural Gas Steam Turbine | NG | ST | 6 | 1958 |  |  | (OP) Operating | [6 empty] | Fort Bend | 29.4828 | -95.6311
54888 | NRG Texas Power LLC | 3470 | W A Parish | IPP Non-CHP | TX | 2 | 187.8 | 169 | Natural Gas Steam Turbine | NG | ST | 12 | 1958 |  |  | (OP) Operating | [6 empty] | Fort Bend | 29.4828 | -95.6311
54888 | NRG Texas Power LLC | 3470 | W A Parish | IPP Non-CHP | TX | 3 | 299.2 | 273 | Natural Gas Steam Turbine | NG | ST | 3 | 1961 |  |  | (OP) Operating | [6 empty] | Fort Bend | 29.4828 | -95.6311
54888 | NRG Texas Power LLC | 3470 | W A Parish | IPP Non-CHP | TX | 4 | 580.5 | 552 | Natural Gas Steam Turbine | NG | ST | 6 | 1968 |  |  | (OP) Operating | [6 empty] | Fort Bend | 29.4828 | -95.6311
54888 | NRG Texas Power LLC | 3470 | W A Parish | IPP Non-CHP | TX | 5 | 734.1 | 659 | Conventional Steam Coal | SUB | ST | 12 | 1977 |  |  | (OP) Operating | [6 empty] | Fort Bend | 29.4828 | -95.6311
54888 | NRG Texas Power LLC | 3470 | W A Parish | IPP Non-CHP | TX | 6 | 734.1 | 653 | Conventional Steam Coal | SUB | ST | 12 | 1978 |  |  | (OP) Operating | [6 empty] | Fort Bend | 29.4828 | -95.6311
54888 | NRG Texas Power LLC | 3470 | W A Parish | IPP Non-CHP | TX | 7 | 614.6 | 577 | Conventional Steam Coal | SUB | ST | 6 | 1980 |  |  | (OP) Operating | [6 empty] | Fort Bend | 29.4828 | -95.6311
54888 | NRG Texas Power LLC | 3470 | W A Parish | IPP Non-CHP | TX | 8 | 654 | 610 | Conventional Steam Coal | SUB | ST | 12 | 1982 |  |  | (OP) Operating | [6 empty] | Fort Bend | 29.4828 | -95.6311
54888 | NRG Texas Power LLC | 3470 | W A Parish | IPP Non-CHP | TX | GT1 | 16.3 | 13 | Natural Gas Fired Combustion Turbine | NG | GT | 7 | 1967 |  |  | (OP) Operating | [6 empty] | Fort Bend | 29.4828 | -95.6311
17698 | Southwestern Electric Power Co | 3476 | Knox Lee | Electric Utility | TX | 2 | 38 | 31 | Natural Gas Steam Turbine | NG | ST | 12 | 1950 |  |  | (OP) Operating | [6 empty] | Gregg | 32.3766 | -94.6415
17698 | Southwestern Electric Power Co | 3476 | Knox Lee | Electric Utility | TX | 3 | 38 | 25 | Natural Gas Steam Turbine | NG | ST | 6 | 1952 |  |  | (OP) Operating | [6 empty] | Gregg | 32.3766 | -94.6415
17698 | Southwestern Electric Power Co | 3476 | Knox Lee | Electric Utility | TX | 4 | 74 | 73 | Natural Gas Steam Turbine | NG | ST | 3 | 1956 |  |  | (OP) Operating | [6 empty] | Gregg | 32.3766 | -94.6415
17698 | Southwestern Electric Power Co | 3476 | Knox Lee | Electric Utility | TX | 5 | 351 | 342 | Natural Gas Steam Turbine | NG | ST | 4 | 1974 |  |  | (OP) Operating | [6 empty] | Gregg | 32.3766 | -94.6415
17698 | Southwestern Electric Power Co | 3477 | Lone Star | Electric Utility | TX | 1 | 40 | 50 | Natural Gas Steam Turbine | NG | ST | 3 | 1954 |  |  | (OP) Operating | [6 empty] | Morris | 32.9215 | -94.7226
17698 | Southwestern Electric Power Co | 3478 | Wilkes | Electric Utility | TX | 1 | 180 | 174 | Natural Gas Steam Turbine | NG | ST | 5 | 1964 |  |  | (OP) Operating | [6 empty] | Marion | 32.8482 | -94.548
17698 | Southwestern Electric Power Co | 3478 | Wilkes | Electric Utility | TX | 2 | 351 | 355 | Natural Gas Steam Turbine | NG | ST | 5 | 1970 |  |  | (OP) Operating | [6 empty] | Marion | 32.8482 | -94.548
17698 | Southwestern Electric Power Co | 3478 | Wilkes | Electric Utility | TX | 3 | 351 | 354 | Natural Gas Steam Turbine | NG | ST | 12 | 1971 |  |  | (OP) Operating | [6 empty] | Marion | 32.8482 | -94.548
17718 | Southwestern Public Service Co | 3482 | Jones | Electric Utility | TX | 1 | 247.5 | 243 | Natural Gas Steam Turbine | NG | ST | 1 | 1971 |  |  | (OP) Operating | [6 empty] | Lubbock | 33.5239 | -101.7392
17718 | Southwestern Public Service Co | 3482 | Jones | Electric Utility | TX | 2 | 247.5 | 243 | Natural Gas Steam Turbine | NG | ST | 1 | 1974 |  |  | (OP) Operating | [6 empty] | Lubbock | 33.5239 | -101.7392
17718 | Southwestern Public Service Co | 3482 | Jones | Electric Utility | TX | 3 | 182.7 | 168 | Natural Gas Fired Combustion Turbine | NG | GT | 6 | 2011 |  |  | (OP) Operating | [6 empty] | Lubbock | 33.5239 | -101.7392
17718 | Southwestern Public Service Co | 3482 | Jones | Electric Utility | TX | 4 | 182.7 | 170 | Natural Gas Fired Combustion Turbine | NG | GT | 5 | 2013 |  |  | (OP) Operating | [6 empty] | Lubbock | 33.5239 | -101.7392
17718 | Southwestern Public Service Co | 3484 | Nichols | Electric Utility | TX | 1 | 113.6 | 107 | Natural Gas Steam Turbine | NG | ST | 1 | 1960 | 12 | 2022 | (OP) Operating | [6 empty] | Potter | 35.2834 | -101.7464
17718 | Southwestern Public Service Co | 3484 | Nichols | Electric Utility | TX | 2 | 113.6 | 106 | Natural Gas Steam Turbine | NG | ST | 1 | 1962 | 12 | 2023 | (OP) Operating | [6 empty] | Potter | 35.2834 | -101.7464
17718 | Southwestern Public Service Co | 3484 | Nichols | Electric Utility | TX | 3 | 247.5 | 244 | Natural Gas Steam Turbine | NG | ST | 1 | 1968 |  |  | (OP) Operating | [6 empty] | Potter | 35.2834 | -101.7464
17718 | Southwestern Public Service Co | 3485 | Plant X | Electric Utility | TX | 1 | 48 | 38 | Natural Gas Steam Turbine | NG | ST | 1 | 1952 | 12 | 2019 | (OP) Operating | [6 empty] | Lamb | 34.1661 | -102.4114
17718 | Southwestern Public Service Co | 3485 | Plant X | Electric Utility | TX | 2 | 98 | 90 | Natural Gas Steam Turbine | NG | ST | 1 | 1953 | 12 | 2020 | (OP) Operating | [6 empty] | Lamb | 34.1661 | -102.4114
17718 | Southwestern Public Service Co | 3485 | Plant X | Electric Utility | TX | 3 | 98 | 93 | Natural Gas Steam Turbine | NG | ST | 1 | 1955 | 12 | 2024 | (OP) Operating | [6 empty] | Lamb | 34.1661 | -102.4114
17718 | Southwestern Public Service Co | 3485 | Plant X | Electric Utility | TX | 4 | 190.4 | 190 | Natural Gas Steam Turbine | NG | ST | 1 | 1964 |  |  | (OP) Operating | [6 empty] | Lamb | 34.1661 | -102.4114
55983 | Luminant Generation Company LLC | 3490 | Graham | IPP Non-CHP | TX | 1 | 247.7 | 234 | Natural Gas Steam Turbine | NG | ST | 12 | 1960 |  |  | (OP) Operating | [6 empty] | Young | 33.1344 | -98.6117
55983 | Luminant Generation Company LLC | 3490 | Graham | IPP Non-CHP | TX | 2 | 387 | 390 | Natural Gas Steam Turbine | NG | ST | 6 | 1969 |  |  | (OP) Operating | [6 empty] | Young | 33.1344 | -98.6117
6035 | Exelon Power | 3491 | Handley | IPP Non-CHP | TX | 3 | 404.8 | 395 | Natural Gas Steam Turbine | NG | ST | 7 | 1963 |  |  | (OP) Operating | [6 empty] | Tarrant | 32.7283 | -97.2192
6035 | Exelon Power | 3491 | Handley | IPP Non-CHP | TX | 4 | 455 | 435 | Natural Gas Steam Turbine | NG | ST | 10 | 1976 |  |  | (OP) Operating | [6 empty] | Tarrant | 32.7283 | -97.2192
6035 | Exelon Power | 3491 | Handley | IPP Non-CHP | TX | 5 | 455 | 435 | Natural Gas Steam Turbine | NG | ST | 10 | 1977 |  |  | (OP) Operating | [6 empty] | Tarrant | 32.7283 | -97.2192
55983 | Luminant Generation Company LLC | 3492 | Morgan Creek | IPP Non-CHP | TX | CT1 | 89.4 | 68 | Natural Gas Fired Combustion Turbine | NG | GT | 7 | 1988 |  |  | (OP) Operating | [6 empty] | Mitchell | 32.3358 | -100.9156
55983 | Luminant Generation Company LLC | 3492 | Morgan Creek | IPP Non-CHP | TX | CT2 | 89.4 | 68 | Natural Gas Fired Combustion Turbine | NG | GT | 7 | 1988 |  |  | (OP) Operating | [6 empty] | Mitchell | 32.3358 | -100.9156
55983 | Luminant Generation Company LLC | 3492 | Morgan Creek | IPP Non-CHP | TX | CT3 | 89.4 | 68 | Natural Gas Fired Combustion Turbine | NG | GT | 8 | 1988 |  |  | (OP) Operating | [6 empty] | Mitchell | 32.3358 | -100.9156
55983 | Luminant Generation Company LLC | 3492 | Morgan Creek | IPP Non-CHP | TX | CT4 | 89.4 | 68 | Natural Gas Fired Combustion Turbine | NG | GT | 7 | 1988 |  |  | (OP) Operating | [6 empty] | Mitchell | 32.3358 | -100.9156
55983 | Luminant Generation Company LLC | 3492 | Morgan Creek | IPP Non-CHP | TX | CT5 | 89.4 | 68 | Natural Gas Fired Combustion Turbine | NG | GT | 7 | 1988 |  |  | (OP) Operating | [6 empty] | Mitchell | 32.3358 | -100.9156
55983 | Luminant Generation Company LLC | 3492 | Morgan Creek | IPP Non-CHP | TX | CT6 | 89.4 | 67 | Natural Gas Fired Combustion Turbine | NG | GT | 7 | 1988 |  |  | (OP) Operating | [6 empty] | Mitchell | 32.3358 | -100.9156
55983 | Luminant Generation Company LLC | 3494 | Permian Basin | IPP Non-CHP | TX | 5 | 114.9 | 112 | Natural Gas Steam Turbine | NG | ST | 6 | 1958 |  |  | (OS) Out of service and NOT expected to return to service in next calendar year | [6 empty] | Ward | 31.5839 | -102.9633
55983 | Luminant Generation Company LLC | 3494 | Permian Basin | IPP Non-CHP | TX | 6 | 535.5 | 515 | Natural Gas Steam Turbine | NG | ST | 12 | 1973 |  |  | (OS) Out of service and NOT expected to return to service in next calendar year | [6 empty] | Ward | 31.5839 | -102.9633
55983 | Luminant Generation Company LLC | 3494 | Permian Basin | IPP Non-CHP | TX | CT1 | 89.4 | 68 | Natural Gas Fired Combustion Turbine | NG | GT | 5 | 1988 |  |  | (OP) Operating | [6 empty] | Ward | 31.5839 | -102.9633
55983 | Luminant Generation Company LLC | 3494 | Permian Basin | IPP Non-CHP | TX | CT2 | 89.4 | 65 | Natural Gas Fired Combustion Turbine | NG | GT | 5 | 1988 |  |  | (OP) Operating | [6 empty] | Ward | 31.5839 | -102.9633
55983 | Luminant Generation Company LLC | 3494 | Permian Basin | IPP Non-CHP | TX | CT3 | 89.4 | 68 | Natural Gas Fired Combustion Turbine | NG | GT | 5 | 1988 |  |  | (OP) Operating | [6 empty] | Ward | 31.5839 | -102.9633
55983 | Luminant Generation Company LLC | 3494 | Permian Basin | IPP Non-CHP | TX | CT4 | 89.4 | 69 | Natural Gas Fired Combustion Turbine | NG | GT | 2 | 1990 |  |  | (OP) Operating | [6 empty] | Ward | 31.5839 | -102.9633
55983 | Luminant Generation Company LLC | 3494 | Permian Basin | IPP Non-CHP | TX | CT5 | 89.4 | 70 | Natural Gas Fired Combustion Turbine | NG | GT | 2 | 1990 |  |  | (OP) Operating | [6 empty] | Ward | 31.5839 | -102.9633
56884 | Big Brown Power Company LLC | 3497 | Big Brown | IPP Non-CHP | TX | 1 | 593.4 | 606 | Conventional Steam Coal | SUB | ST | 12 | 1971 |  |  | (OP) Operating | [6 empty] | Freestone | 31.8206 | -96.0544
56884 | Big Brown Power Company LLC | 3497 | Big Brown | IPP Non-CHP | TX | 2 | 593.4 | 602 | Conventional Steam Coal | SUB | ST | 12 | 1972 |  |  | (OP) Operating | [6 empty] | Freestone | 31.8206 | -96.0544
55983 | Luminant Generation Company LLC | 3504 | Stryker Creek | IPP Non-CHP | TX | D1 | 2 | 2 | Petroleum Liquids | DFO | IC | 7 | 1966 |  |  | (OP) Operating | [6 empty] | Cherokee | 31.9398 | -94.9898
55983 | Luminant Generation Company LLC | 3504 | Stryker Creek | IPP Non-CHP | TX | D2 | 2 | 2 | Petroleum Liquids | DFO | IC | 7 | 1966 |  |  | (OP) Operating | [6 empty] | Cherokee | 31.9398 | -94.9898
55983 | Luminant Generation Company LLC | 3504 | Stryker Creek | IPP Non-CHP | TX | D3 | 2 | 2 | Petroleum Liquids | DFO | IC | 7 | 1966 |  |  | (OP) Operating | [6 empty] | Cherokee | 31.9398 | -94.9898
55983 | Luminant Generation Company LLC | 3504 | Stryker Creek | IPP Non-CHP | TX | D4 | 2 | 2 | Petroleum Liquids | DFO | IC | 7 | 1966 |  |  | (OP) Operating | [6 empty] | Cherokee | 31.9398 | -94.9898
55983 | Luminant Generation Company LLC | 3504 | Stryker Creek | IPP Non-CHP | TX | D5 | 2 | 2 | Petroleum Liquids | DFO | IC | 7 | 1966 |  |  | (OP) Operating | [6 empty] | Cherokee | 31.9398 | -94.9898
55983 | Luminant Generation Company LLC | 3504 | Stryker Creek | IPP Non-CHP | TX | ST1 | 176.8 | 167 | Natural Gas Steam Turbine | NG | ST | 6 | 1958 |  |  | (OP) Operating | [6 empty] | Cherokee | 31.9398 | -94.9898
55983 | Luminant Generation Company LLC | 3504 | Stryker Creek | IPP Non-CHP | TX | ST2 | 526.6 | 502 | Natural Gas Steam Turbine | NG | ST | 12 | 1965 |  |  | (OP) Operating | [6 empty] | Cherokee | 31.9398 | -94.9898
55983 | Luminant Generation Company LLC | 3507 | Trinidad (TX) | IPP Non-CHP | TX | 6 | 239.3 | 235 | Natural Gas Steam Turbine | NG | ST | 5 | 1965 |  |  | (OP) Operating | [6 empty] | Henderson | 32.1245 | -96.1013
55983 | Luminant Generation Company LLC | 3507 | Trinidad (TX) | IPP Non-CHP | TX | D1 | 2 | 2 | Petroleum Liquids | DFO | IC | 8 | 1966 |  |  | (OP) Operating | [6 empty] | Henderson | 32.1245 | -96.1013
55983 | Luminant Generation Company LLC | 3507 | Trinidad (TX) | IPP Non-CHP | TX | D2 | 2 | 2 | Petroleum Liquids | DFO | IC | 8 | 1966 |  |  | (OP) Operating | [6 empty] | Henderson | 32.1245 | -96.1013
1015 | Austin Energy | 3548 | Decker Creek | Electric Utility | TX | 1 | 321 | 320 | Natural Gas Steam Turbine | NG | ST | 7 | 1971 |  |  | (OP) Operating | [6 empty] | Travis | 30.3033 | -97.6128
1015 | Austin Energy | 3548 | Decker Creek | Electric Utility | TX | 2 | 405 | 404 | Natural Gas Steam Turbine | NG | ST | 1 | 1978 |  |  | (OP) Operating | [6 empty] | Travis | 30.3033 | -97.6128
1015 | Austin Energy | 3548 | Decker Creek | Electric Utility | TX | GT1 | 51.5 | 52 | Natural Gas Fired Combustion Turbine | NG | GT | 9 | 1988 |  |  | (OP) Operating | [6 empty] | Travis | 30.3033 | -97.6128
1015 | Austin Energy | 3548 | Decker Creek | Electric Utility | TX | GT2 | 51.5 | 52 | Natural Gas Fired Combustion Turbine | NG | GT | 9 | 1988 |  |  | (OP) Operating | [6 empty] | Travis | 30.3033 | -97.6128
1015 | Austin Energy | 3548 | Decker Creek | Electric Utility | TX | GT3 | 51.5 | 52 | Natural Gas Fired Combustion Turbine | NG | GT | 9 | 1988 |  |  | (OP) Operating | [6 empty] | Travis | 30.3033 | -97.6128
1015 | Austin Energy | 3548 | Decker Creek | Electric Utility | TX | GT4 | 51.5 | 52 | Natural Gas Fired Combustion Turbine | NG | GT | 9 | 1988 |  |  | (OP) Operating | [6 empty] | Travis | 30.3033 | -97.6128
2409 | Brownsville Public Utilities Board | 3559 | Silas Ray | Electric Utility | TX | 10 | 61 | 45 | Natural Gas Fired Combustion Turbine | NG | GT | 12 | 2004 |  |  | (OP) Operating | [6 empty] | Cameron | 25.9131 | -97.5214
2409 | Brownsville Public Utilities Board | 3559 | Silas Ray | Electric Utility | TX | 5 | 24 | 18 | Natural Gas Steam Turbine | NG | ST | 5 | 1952 |  |  | (OA) Out of service but expected to return to service in next calendar year | [6 empty] | Cameron | 25.9131 | -97.5214
2409 | Brownsville Public Utilities Board | 3559 | Silas Ray | Electric Utility | TX | 6 | 25 | 20 | Natural Gas Fired Combined Cycle | NG | CA | 5 | 1959 |  |  | (OP) Operating | [6 empty] | Cameron | 25.9131 | -97.5214
2409 | Brownsville Public Utilities Board | 3559 | Silas Ray | Electric Utility | TX | 9 | 50 | 42 | Natural Gas Fired Combined Cycle | NG | CT | 6 | 1996 |  |  | (OP) Operating | [6 empty] | Cameron | 25.9131 | -97.5214
2409 | Brownsville Public Utilities Board | 3559 | Silas Ray | Electric Utility | TX | DG-2 | 1.3 | 1 | Petroleum Liquids | DFO | IC | 11 | 2001 |  |  | (SB) Standby/Backup: available for service but not normally used | [6 empty] | Cameron | 25.9131 | -97.5214
2409 | Brownsville Public Utilities Board | 3559 | Silas Ray | Electric Utility | TX | DG-3a | 1.3 | 1 | Petroleum Liquids | DFO | IC | 11 | 2001 |  |  | (SB) Standby/Backup: available for service but not normally used | [6 empty] | Cameron | 25.9131 | -97.5214
2409 | Brownsville Public Utilities Board | 3559 | Silas Ray | Electric Utility | TX | DG-3b | 1.3 | 1 | Petroleum Liquids | DFO | IC | 11 | 2001 |  |  | (SB) Standby/Backup: available for service but not normally used | [6 empty] | Cameron | 25.9131 | -97.5214
2409 | Brownsville Public Utilities Board | 3559 | Silas Ray | Electric Utility | TX | DG-4 | 1.3 | 1 | Petroleum Liquids | DFO | IC | 11 | 2001 |  |  | (SB) Standby/Backup: available for service but not normally used | [6 empty] | Cameron | 25.9131 | -97.5214
2409 | Brownsville Public Utilities Board | 3559 | Silas Ray | Electric Utility | TX | DG-6a | 1.3 | 1 | Petroleum Liquids | DFO | IC | 11 | 2001 |  |  | (SB) Standby/Backup: available for service but not normally used | [6 empty] | Cameron | 25.9131 | -97.5214
2409 | Brownsville Public Utilities Board | 3559 | Silas Ray | Electric Utility | TX | DG-6b | 1.3 | 1 | Petroleum Liquids | DFO | IC | 11 | 2001 |  |  | (SB) Standby/Backup: available for service but not normally used | [6 empty] | Cameron | 25.9131 | -97.5214
2409 | Brownsville Public Utilities Board | 3559 | Silas Ray | Electric Utility | TX | DG-7a | 1.3 | 1 | Petroleum Liquids | DFO | IC | 11 | 2001 |  |  | (SB) Standby/Backup: available for service but not normally used | [6 empty] | Cameron | 25.9131 | -97.5214
2409 | Brownsville Public Utilities Board | 3559 | Silas Ray | Electric Utility | TX | DG-7b | 1.3 | 1 | Petroleum Liquids | DFO | IC | 11 | 2001 |  |  | (SB) Standby/Backup: available for service but not normally used | [6 empty] | Cameron | 25.9131 | -97.5214
2442 | City of Bryan - (TX) | 3561 | Bryan (TX) | Electric Utility | TX | 7 | 22 | 21 | Natural Gas Fired Combustion Turbine | NG | GT | 5 | 1975 |  |  | (OP) Operating | [6 empty] | Brazos | 30.6474 | -96.3723
6958 | City of Garland - (TX) | 3576 | Ray Olinger | Electric Utility | TX | 1 | 75 | 75 | Natural Gas Steam Turbine | NG | ST | 7 | 1967 |  |  | (OP) Operating | [6 empty] | Collin | 33.0681 | -96.4525
6958 | City of Garland - (TX) | 3576 | Ray Olinger | Electric Utility | TX | 2 | 113.4 | 107 | Natural Gas Steam Turbine | NG | ST | 1 | 1971 |  |  | (OP) Operating | [6 empty] | Collin | 33.0681 | -96.4525
6958 | City of Garland - (TX) | 3576 | Ray Olinger | Electric Utility | TX | 3 | 156.6 | 138 | Natural Gas Steam Turbine | NG | ST | 6 | 1976 |  |  | (OP) Operating | [6 empty] | Collin | 33.0681 | -96.4525
6958 | City of Garland - (TX) | 3576 | Ray Olinger | Electric Utility | TX | 4 | 82.7 | 75 | Natural Gas Fired Combustion Turbine | NG | GT | 7 | 2001 |  |  | (OP) Operating | [6 empty] | Collin | 33.0681 | -96.4525
7751 | Guadalupe Blanco River Authority | 3581 | Abbott TP 3 | Electric Utility | TX | 1 | 1.4 | 1.4 | Conventional Hydroelectric | WAT | HY | 1 | 1927 |  |  | (OP) Operating | [6 empty] | Guadalupe | 29.594 | -98.0407
7751 | Guadalupe Blanco River Authority | 3581 | Abbott TP 3 | Electric Utility | TX | 2 | 1.4 | 1.4 | Conventional Hydroelectric | WAT | HY | 1 | 1927 |  |  | (OP) Operating | [6 empty] | Guadalupe | 29.594 | -98.0407
7751 | Guadalupe Blanco River Authority | 3582 | Dunlap TP 1 | Electric Utility | TX | 1 | 1.8 | 1.8 | Conventional Hydroelectric | WAT | HY | 1 | 1927 |  |  | (OP) Operating | [6 empty] | Guadalupe | 29.6402 | -98.0459
7751 | Guadalupe Blanco River Authority | 3582 | Dunlap TP 1 | Electric Utility | TX | 2 | 1.8 | 1.8 | Conventional Hydroelectric | WAT | HY | 1 | 1927 |  |  | (OP) Operating | [6 empty] | Guadalupe | 29.6402 | -98.0459
7751 | Guadalupe Blanco River Authority | 3583 | H 4 | Electric Utility | TX | 1 | 2.4 | 2.4 | Conventional Hydroelectric | WAT | HY | 1 | 1931 |  |  | (OP) Operating | [6 empty] | Gonzales | 29.4952 | -97.6249
7751 | Guadalupe Blanco River Authority | 3584 | H 5 | Electric Utility | TX | 1 | 2.4 | 2.4 | Conventional Hydroelectric | WAT | HY | 1 | 1931 |  |  | (OP) Operating | [6 empty] | Gonzales | 29.4681 | -97.4919
7751 | Guadalupe Blanco River Authority | 3585 | Nolte | Electric Utility | TX | 1 | 1.2 | 1.2 | Conventional Hydroelectric | WAT | HY | 1 | 1927 |  |  | (OP) Operating | [6 empty] | Guadalupe | 29.5376 | -97.9321
7751 | Guadalupe Blanco River Authority | 3585 | Nolte | Electric Utility | TX | 2 | 1.2 | 1.2 | Conventional Hydroelectric | WAT | HY | 1 | 1927 |  |  | (OP) Operating | [6 empty] | Guadalupe | 29.5376 | -97.9321
7751 | Guadalupe Blanco River Authority | 3586 | TP 4 | Electric Utility | TX | 1 | 2.4 | 2.4 | Conventional Hydroelectric | WAT | HY | 1 | 1932 |  |  | (OP) Operating | [6 empty] | Guadalupe | 29.5481 | -97.9996
11269 | Lower Colorado River Authority | 3594 | Austin | Electric Utility | TX | 1 | 9 | 8.2 | Conventional Hydroelectric | WAT | HY | 4 | 1940 |  |  | (OP) Operating | [6 empty] | Travis | 30.2934 | -97.7844
11269 | Lower Colorado River Authority | 3594 | Austin | Electric Utility | TX | 2 | 9 | 8.8 | Conventional Hydroelectric | WAT | HY | 4 | 1940 |  |  | (OP) Operating | [6 empty] | Travis | 30.2934 | -97.7844
11269 | Lower Colorado River Authority | 3595 | Buchanan Dam (TX) | Electric Utility | TX | 1 | 18.3 | 18.3 | Conventional Hydroelectric | WAT | HY | 1 | 1938 |  |  | (OP) Operating | [6 empty] | Llano | 30.7507 | -98.4176
11269 | Lower Colorado River Authority | 3595 | Buchanan Dam (TX) | Electric Utility | TX | 2 | 18.3 | 18.3 | Conventional Hydroelectric | WAT | HY | 1 | 1938 |  |  | (OP) Operating | [6 empty] | Llano | 30.7507 | -98.4176
11269 | Lower Colorado River Authority | 3595 | Buchanan Dam (TX) | Electric Utility | TX | 3 | 18.3 | 18.3 | Conventional Hydroelectric | WAT | HY | 5 | 1950 |  |  | (OP) Operating | [6 empty] | Llano | 30.7507 | -98.4176
11269 | Lower Colorado River Authority | 3597 | Granite Shoals | Electric Utility | TX | 1 | 27 | 27 | Conventional Hydroelectric | WAT | HY | 6 | 1951 |  |  | (OP) Operating | [6 empty] | Burnet | 30.556 | -98.3384
11269 | Lower Colorado River Authority | 3597 | Granite Shoals | Electric Utility | TX | 2 | 27 | 27 | Conventional Hydroelectric | WAT | HY | 8 | 1951 |  |  | (OP) Operating | [6 empty] | Burnet | 30.556 | -98.3384
11269 | Lower Colorado River Authority | 3598 | Inks | Electric Utility | TX | 1 | 15 | 13.8 | Conventional Hydroelectric | WAT | HY | 1 | 1938 |  |  | (OP) Operating | [6 empty] | Burnet | 30.7316 | -98.3854
11269 | Lower Colorado River Authority | 3599 | Marble Falls | Electric Utility | TX | 1 | 19.8 | 19.8 | Conventional Hydroelectric | WAT | HY | 10 | 1951 |  |  | (OP) Operating | [6 empty] | Burnet | 30.5553 | -98.2576
11269 | Lower Colorado River Authority | 3599 | Marble Falls | Electric Utility | TX | 2 | 19.8 | 19.8 | Conventional Hydroelectric | WAT | HY | 9 | 1951 |  |  | (OP) Operating | [6 empty] | Burnet | 30.5553 | -98.2576
11269 | Lower Colorado River Authority | 3600 | Marshall Ford | Electric Utility | TX | 1 | 36 | 36 | Conventional Hydroelectric | WAT | HY | 1 | 1941 |  |  | (OP) Operating | [6 empty] | Travis | 30.3899 | -97.9073
11269 | Lower Colorado River Authority | 3600 | Marshall Ford | Electric Utility | TX | 2 | 36 | 36 | Conventional Hydroelectric | WAT | HY | 1 | 1941 |  |  | (OP) Operating | [6 empty] | Travis | 30.3899 | -97.9073
11269 | Lower Colorado River Authority | 3600 | Marshall Ford | Electric Utility | TX | 3 | 36 | 36 | Conventional Hydroelectric | WAT | HY | 1 | 1941 |  |  | (OP) Operating | [6 empty] | Travis | 30.3899 | -97.9073
11269 | Lower Colorado River Authority | 3601 | Sim Gideon | Electric Utility | TX | 1 | 136 | 136 | Natural Gas Steam Turbine | NG | ST | 5 | 1965 |  |  | (OP) Operating | [6 empty] | Bastrop | 30.1456 | -97.2708
11269 | Lower Colorado River Authority | 3601 | Sim Gideon | Electric Utility | TX | 2 | 136 | 136 | Natural Gas Steam Turbine | NG | ST | 3 | 1968 |  |  | (OP) Operating | [6 empty] | Bastrop | 30.1456 | -97.2708
11269 | Lower Colorado River Authority | 3601 | Sim Gideon | Electric Utility | TX | 3 | 351 | 335 | Natural Gas Steam Turbine | NG | ST | 5 | 1972 |  |  | (OP) Operating | [6 empty] | Bastrop | 30.1456 | -97.2708
11292 | City of Lubbock - (TX) | 3602 | Ty Cooke | Electric Utility | TX | 1 | 44 | 42 | Natural Gas Steam Turbine | NG | ST | 6 | 1965 |  |  | (OP) Operating | [6 empty] | Lubbock | 33.5211 | -101.7906
11292 | City of Lubbock - (TX) | 3602 | Ty Cooke | Electric Utility | TX | 2 | 53.6 | 46 | Natural Gas Steam Turbine | NG | ST | 6 | 1978 |  |  | (OS) Out of service and NOT expected to return to service in next calendar year | [6 empty] | Lubbock | 33.5211 | -101.7906
11292 | City of Lubbock - (TX) | 3602 | Ty Cooke | Electric Utility | TX | GT2 | 18.5 | 16 | Natural Gas Fired Combustion Turbine | NG | GT | 6 | 1971 |  |  | (OP) Operating | [6 empty] | Lubbock | 33.5211 | -101.7906
11292 | City of Lubbock - (TX) | 3602 | Ty Cooke | Electric Utility | TX | GT3 | 22 | 16 | Natural Gas Fired Combustion Turbine | NG | GT | 7 | 1974 |  |  | (OA) Out of service but expected to return to service in next calendar year | [6 empty] | Lubbock | 33.5211 | -101.7906
11292 | City of Lubbock - (TX) | 3604 | J Robert Massengale | Electric Utility | TX | 4 | 11.5 | 10 | Natural Gas Steam Turbine | NG | ST | 9 | 1952 |  |  | (OS) Out of service and NOT expected to return to service in next calendar year | [6 empty] | Lubbock | 33.6039 | -101.8408
11292 | City of Lubbock - (TX) | 3604 | J Robert Massengale | Electric Utility | TX | 5 | 11.5 | 10 | Natural Gas Steam Turbine | NG | ST | 8 | 1953 |  |  | (OS) Out of service and NOT expected to return to service in next calendar year | [6 empty] | Lubbock | 33.6039 | -101.8408
11292 | City of Lubbock - (TX) | 3604 | J Robert Massengale | Electric Utility | TX | 6A | 22 | 18 | Natural Gas Fired Combined Cycle | NG | CA | 6 | 1957 |  |  | (OP) Operating | [6 empty] | Lubbock | 33.6039 | -101.8408
11292 | City of Lubbock - (TX) | 3604 | J Robert Massengale | Electric Utility | TX | 7 | 22 | 18 | Natural Gas Fired Combined Cycle | NG | CA | 3 | 1959 |  |  | (OP) Operating | [6 empty] | Lubbock | 33.6039 | -101.8408
11292 | City of Lubbock - (TX) | 3604 | J Robert Massengale | Electric Utility | TX | 8 | 40 | 38 | Natural Gas Fired Combined Cycle | NG | CT | 9 | 2000 |  |  | (OP) Operating | [6 empty] | Lubbock | 33.6039 | -101.8408
16604 | City of San Antonio - (TX) | 3609 | Leon Creek | Electric Utility | TX | CGT1 | 57.4 | 46 | Natural Gas Fired Combustion Turbine | NG | GT | 6 | 2004 |  |  | (OP) Operating | [6 empty] | Bexar | 29.3525 | -98.5761
16604 | City of San Antonio - (TX) | 3609 | Leon Creek | Electric Utility | TX | CGT2 | 57.4 | 46 | Natural Gas Fired Combustion Turbine | NG | GT | 6 | 2004 |  |  | (OP) Operating | [6 empty] | Bexar | 29.3525 | -98.5761
16604 | City of San Antonio - (TX) | 3609 | Leon Creek | Electric Utility | TX | CGT3 | 57.4 | 46 | Natural Gas Fired Combustion Turbine | NG | GT | 6 | 2004 |  |  | (OP) Operating | [6 empty] | Bexar | 29.3525 | -98.5761
16604 | City of San Antonio - (TX) | 3609 | Leon Creek | Electric Utility | TX | CGT4 | 57.4 | 46 | Natural Gas Fired Combustion Turbine | NG | GT | 6 | 2004 |  |  | (OP) Operating | [6 empty] | Bexar | 29.3525 | -98.5761
16604 | City of San Antonio - (TX) | 3611 | O W Sommers | Electric Utility | TX | 1 | 446 | 420 | Natural Gas Steam Turbine | NG | ST | 4 | 1972 |  |  | (OP) Operating | [6 empty] | Bexar | 29.3081 | -98.3242
16604 | City of San Antonio - (TX) | 3611 | O W Sommers | Electric Utility | TX | 2 | 446 | 410 | Natural Gas Steam Turbine | NG | ST | 1 | 1974 |  |  | (OP) Operating | [6 empty] | Bexar | 29.3081 | -98.3242
16604 | City of San Antonio - (TX) | 3612 | V H Braunig | Electric Utility | TX | 1 | 225 | 220 | Natural Gas Steam Turbine | NG | ST | 3 | 1966 |  |  | (OP) Operating | [6 empty] | Bexar | 29.2567 | -98.3825
16604 | City of San Antonio - (TX) | 3612 | V H Braunig | Electric Utility | TX | 2 | 252 | 235 | Natural Gas Steam Turbine | NG | ST | 4 | 1968 |  |  | (OP) Operating | [6 empty] | Bexar | 29.2567 | -98.3825
16604 | City of San Antonio - (TX) | 3612 | V H Braunig | Electric Utility | TX | 3 | 417 | 412 | Natural Gas Steam Turbine | NG | ST | 5 | 1970 |  |  | (OP) Operating | [6 empty] | Bexar | 29.2567 | -98.3825
16604 | City of San Antonio - (TX) | 3612 | V H Braunig | Electric Utility | TX | 5 | 61 | 47 | Natural Gas Fired Combustion Turbine | NG | GT | 12 | 2010 |  |  | (OP) Operating | [6 empty] | Bexar | 29.2567 | -98.3825
16604 | City of San Antonio - (TX) | 3612 | V H Braunig | Electric Utility | TX | 6 | 61 | 47 | Natural Gas Fired Combustion Turbine | NG | GT | 12 | 2010 |  |  | (OP) Operating | [6 empty] | Bexar | 29.2567 | -98.3825
16604 | City of San Antonio - (TX) | 3612 | V H Braunig | Electric Utility | TX | 7 | 61 | 47 | Natural Gas Fired Combustion Turbine | NG | GT | 12 | 2010 |  |  | (OP) Operating | [6 empty] | Bexar | 29.2567 | -98.3825
16604 | City of San Antonio - (TX) | 3612 | V H Braunig | Electric Utility | TX | 8 | 61 | 47 | Natural Gas Fired Combustion Turbine | NG | GT | 12 | 2010 |  |  | (OP) Operating | [6 empty] | Bexar | 29.2567 | -98.3825
20230 | Weatherford Mun Utility System | 3624 | Weatherford | Electric Utility | TX | 1 | 0.3 | 0.1 | Petroleum Liquids | DFO | IC | 6 | 1940 |  |  | (SB) Standby/Backup: available for service but not normally used | [6 empty] | Parker | 32.7581 | -97.7873
20230 | Weatherford Mun Utility System | 3624 | Weatherford | Electric Utility | TX | 2 | 0.3 | 0.1 | Petroleum Liquids | DFO | IC | 6 | 1940 |  |  | (SB) Standby/Backup: available for service but not normally used | [6 empty] | Parker | 32.7581 | -97.7873
20230 | Weatherford Mun Utility System | 3624 | Weatherford | Electric Utility | TX | 3 | 0.3 | 0.1 | Petroleum Liquids | DFO | IC | 6 | 1940 |  |  | (SB) Standby/Backup: available for service but not normally used | [6 empty] | Parker | 32.7581 | -97.7873
20230 | Weatherford Mun Utility System | 3624 | Weatherford | Electric Utility | TX | 4 | 0.8 | 0.6 | Petroleum Liquids | DFO | IC | 9 | 1945 |  |  | (SB) Standby/Backup: available for service but not normally used | [6 empty] | Parker | 32.7581 | -97.7873
20230 | Weatherford Mun Utility System | 3624 | Weatherford | Electric Utility | TX | 6 | 1.4 | 1.2 | Petroleum Liquids | DFO | IC | 12 | 1948 |  |  | (SB) Standby/Backup: available for service but not normally used | [6 empty] | Parker | 32.7581 | -97.7873
20230 | Weatherford Mun Utility System | 3624 | Weatherford | Electric Utility | TX | 7 | 1.3 | 1.1 | Petroleum Liquids | DFO | IC | 2 | 1953 |  |  | (SB) Standby/Backup: available for service but not normally used | [6 empty] | Parker | 32.7581 | -97.7873
20230 | Weatherford Mun Utility System | 3624 | Weatherford | Electric Utility | TX | 8 | 1.3 | 1.1 | Petroleum Liquids | DFO | IC | 2 | 1953 |  |  | (SB) Standby/Backup: available for service but not normally used | [6 empty] | Parker | 32.7581 | -97.7873
2172 | Brazos Electric Power Coop Inc | 3628 | R W Miller | Electric Utility | TX | 1 | 66 | 66 | Natural Gas Steam Turbine | NG | ST | 10 | 1968 |  |  | (OP) Operating | [6 empty] | Palo Pinto | 32.6581 | -98.3103
2172 | Brazos Electric Power Coop Inc | 3628 | R W Miller | Electric Utility | TX | 2 | 100 | 100 | Natural Gas Steam Turbine | NG | ST | 7 | 1972 |  |  | (OP) Operating | [6 empty] | Palo Pinto | 32.6581 | -98.3103
2172 | Brazos Electric Power Coop Inc | 3628 | R W Miller | Electric Utility | TX | 3 | 200 | 200 | Natural Gas Steam Turbine | NG | ST | 8 | 1975 |  |  | (OP) Operating | [6 empty] | Palo Pinto | 32.6581 | -98.3103
2172 | Brazos Electric Power Coop Inc | 3628 | R W Miller | Electric Utility | TX | 4 | 118.8 | 104 | Natural Gas Fired Combustion Turbine | NG | GT | 7 | 1994 |  |  | (OP) Operating | [6 empty] | Palo Pinto | 32.6581 | -98.3103
2172 | Brazos Electric Power Coop Inc | 3628 | R W Miller | Electric Utility | TX | 5 | 118.8 | 104 | Natural Gas Fired Combustion Turbine | NG | GT | 7 | 1994 |  |  | (OP) Operating | [6 empty] | Palo Pinto | 32.6581 | -98.3103
17583 | South Texas Electric Coop, Inc | 3630 | Pearsall | Electric Utility | TX | 1 | 22 | 23 | Natural Gas Steam Turbine | NG | ST | 5 | 1961 |  |  | (OP) Operating | [6 empty] | Frio | 28.9275 | -99.0919
17583 | South Texas Electric Coop, Inc | 3630 | Pearsall | Electric Utility | TX | 10A | 8.4 | 8.4 | Natural Gas Internal Combustion Engine | NG | IC | 3 | 2010 |  |  | (OP) Operating | [6 empty] | Frio | 28.9275 | -99.0919
17583 | South Texas Electric Coop, Inc | 3630 | Pearsall | Electric Utility | TX | 11A | 8.4 | 8.4 | Natural Gas Internal Combustion Engine | NG | IC | 3 | 2010 |  |  | (OP) Operating | [6 empty] | Frio | 28.9275 | -99.0919
17583 | South Texas Electric Coop, Inc | 3630 | Pearsall | Electric Utility | TX | 12A | 8.4 | 8.4 | Natural Gas Internal Combustion Engine | NG | IC | 3 | 2010 |  |  | (OP) Operating | [6 empty] | Frio | 28.9275 | -99.0919
17583 | South Texas Electric Coop, Inc | 3630 | Pearsall | Electric Utility | TX | 13A | 8.4 | 8.4 | Natural Gas Internal Combustion Engine | NG | IC | 3 | 2010 |  |  | (OP) Operating | [6 empty] | Frio | 28.9275 | -99.0919
17583 | South Texas Electric Coop, Inc | 3630 | Pearsall | Electric Utility | TX | 14A | 8.4 | 8.4 | Natural Gas Internal Combustion Engine | NG | IC | 3 | 2010 |  |  | (OP) Operating | [6 empty] | Frio | 28.9275 | -99.0919
17583 | South Texas Electric Coop, Inc | 3630 | Pearsall | Electric Utility | TX | 15A | 8.4 | 8.4 | Natural Gas Internal Combustion Engine | NG | IC | 3 | 2010 |  |  | (OP) Operating | [6 empty] | Frio | 28.9275 | -99.0919
17583 | South Texas Electric Coop, Inc | 3630 | Pearsall | Electric Utility | TX | 16A | 8.4 | 8.4 | Natural Gas Internal Combustion Engine | NG | IC | 3 | 2010 |  |  | (OP) Operating | [6 empty] | Frio | 28.9275 | -99.0919
17583 | South Texas Electric Coop, Inc | 3630 | Pearsall | Electric Utility | TX | 17A | 8.4 | 8.4 | Natural Gas Internal Combustion Engine | NG | IC | 4 | 2010 |  |  | (OP) Operating | [6 empty] | Frio | 28.9275 | -99.0919
17583 | South Texas Electric Coop, Inc | 3630 | Pearsall | Electric Utility | TX | 18A | 8.4 | 8.4 | Natural Gas Internal Combustion Engine | NG | IC | 3 | 2010 |  |  | (OP) Operating | [6 empty] | Frio | 28.9275 | -99.0919
17583 | South Texas Electric Coop, Inc | 3630 | Pearsall | Electric Utility | TX | 19A | 8.4 | 8.4 | Natural Gas Internal Combustion Engine | NG | IC | 4 | 2010 |  |  | (OP) Operating | [6 empty] | Frio | 28.9275 | -99.0919
17583 | South Texas Electric Coop, Inc | 3630 | Pearsall | Electric Utility | TX | 1A | 8.4 | 8.4 | Natural Gas Internal Combustion Engine | NG | IC | 3 | 2010 |  |  | (OP) Operating | [6 empty] | Frio | 28.9275 | -99.0919
17583 | South Texas Electric Coop, Inc | 3630 | Pearsall | Electric Utility | TX | 2 | 22 | 23 | Natural Gas Steam Turbine | NG | ST | 7 | 1961 |  |  | (OP) Operating | [6 empty] | Frio | 28.9275 | -99.0919
17583 | South Texas Electric Coop, Inc | 3630 | Pearsall | Electric Utility | TX | 20A | 8.4 | 8.4 | Natural Gas Internal Combustion Engine | NG | IC | 4 | 2010 |  |  | (OP) Operating | [6 empty] | Frio | 28.9275 | -99.0919
17583 | South Texas Electric Coop, Inc | 3630 | Pearsall | Electric Utility | TX | 21A | 8.4 | 8.4 | Natural Gas Internal Combustion Engine | NG | IC | 4 | 2010 |  |  | (OP) Operating | [6 empty] | Frio | 28.9275 | -99.0919
17583 | South Texas Electric Coop, Inc | 3630 | Pearsall | Electric Utility | TX | 22A | 8.4 | 8.4 | Natural Gas Internal Combustion Engine | NG | IC | 4 | 2010 |  |  | (OP) Operating | [6 empty] | Frio | 28.9275 | -99.0919
17583 | South Texas Electric Coop, Inc | 3630 | Pearsall | Electric Utility | TX | 23A | 8.4 | 8.4 | Natural Gas Internal Combustion Engine | NG | IC | 4 | 2010 |  |  | (OP) Operating | [6 empty] | Frio | 28.9275 | -99.0919
17583 | South Texas Electric Coop, Inc | 3630 | Pearsall | Electric Utility | TX | 24A | 8.4 | 8.4 | Natural Gas Internal Combustion Engine | NG | IC | 4 | 2010 |  |  | (OP) Operating | [6 empty] | Frio | 28.9275 | -99.0919
17583 | South Texas Electric Coop, Inc | 3630 | Pearsall | Electric Utility | TX | 2A | 8.4 | 8.4 | Natural Gas Internal Combustion Engine | NG | IC | 3 | 2010 |  |  | (OP) Operating | [6 empty] | Frio | 28.9275 | -99.0919
17583 | South Texas Electric Coop, Inc | 3630 | Pearsall | Electric Utility | TX | 3 | 22 | 23 | Natural Gas Steam Turbine | NG | ST | 9 | 1961 |  |  | (OP) Operating | [6 empty] | Frio | 28.9275 | -99.0919
17583 | South Texas Electric Coop, Inc | 3630 | Pearsall | Electric Utility | TX | 3A | 8.4 | 8.4 | Natural Gas Internal Combustion Engine | NG | IC | 3 | 2010 |  |  | (OP) Operating | [6 empty] | Frio | 28.9275 | -99.0919
17583 | South Texas Electric Coop, Inc | 3630 | Pearsall | Electric Utility | TX | 4A | 8.4 | 8.4 | Natural Gas Internal Combustion Engine | NG | IC | 3 | 2010 |  |  | (OP) Operating | [6 empty] | Frio | 28.9275 | -99.0919
17583 | South Texas Electric Coop, Inc | 3630 | Pearsall | Electric Utility | TX | 5A | 8.4 | 8.4 | Natural Gas Internal Combustion Engine | NG | IC | 3 | 2010 |  |  | (OP) Operating | [6 empty] | Frio | 28.9275 | -99.0919
17583 | South Texas Electric Coop, Inc | 3630 | Pearsall | Electric Utility | TX | 6A | 8.4 | 8.4 | Natural Gas Internal Combustion Engine | NG | IC | 3 | 2010 |  |  | (OP) Operating | [6 empty] | Frio | 28.9275 | -99.0919
17583 | South Texas Electric Coop, Inc | 3630 | Pearsall | Electric Utility | TX | 7A | 8.4 | 8.4 | Natural Gas Internal Combustion Engine | NG | IC | 3 | 2010 |  |  | (OP) Operating | [6 empty] | Frio | 28.9275 | -99.0919
17583 | South Texas Electric Coop, Inc | 3630 | Pearsall | Electric Utility | TX | 8A | 8.4 | 8.4 | Natural Gas Internal Combustion Engine | NG | IC | 3 | 2010 |  |  | (OP) Operating | [6 empty] | Frio | 28.9275 | -99.0919
17583 | South Texas Electric Coop, Inc | 3630 | Pearsall | Electric Utility | TX | 9A | 8.4 | 8.4 | Natural Gas Internal Combustion Engine | NG | IC | 3 | 2010 |  |  | (OP) Operating | [6 empty] | Frio | 28.9275 | -99.0919
17583 | South Texas Electric Coop, Inc | 3631 | Sam Rayburn | Electric Utility | TX | 1 | 11.2 | 10.5 | Natural Gas Fired Combustion Turbine | NG | GT | 3 | 1963 |  |  | (OP) Operating | [6 empty] | Victoria | 28.8947 | -97.135
17583 | South Texas Electric Coop, Inc | 3631 | Sam Rayburn | Electric Utility | TX | 10 | 42 | 37 | Natural Gas Fired Combined Cycle | NG | CA | 10 | 2003 |  |  | (OP) Operating | [6 empty] | Victoria | 28.8947 | -97.135
17583 | South Texas Electric Coop, Inc | 3631 | Sam Rayburn | Electric Utility | TX | 2 | 11.2 | 11.5 | Natural Gas Fired Combustion Turbine | NG | GT | 3 | 1963 |  |  | (OP) Operating | [6 empty] | Victoria | 28.8947 | -97.135
17583 | South Texas Electric Coop, Inc | 3631 | Sam Rayburn | Electric Utility | TX | 4 | 1.6 | 1.6 | Petroleum Liquids | DFO | IC | 7 | 1991 |  |  | (OP) Operating | [6 empty] | Victoria | 28.8947 | -97.135
17583 | South Texas Electric Coop, Inc | 3631 | Sam Rayburn | Electric Utility | TX | 5 | 1.6 | 1.6 | Petroleum Liquids | DFO | IC | 10 | 1991 |  |  | (OP) Operating | [6 empty] | Victoria | 28.8947 | -97.135
17583 | South Texas Electric Coop, Inc | 3631 | Sam Rayburn | Electric Utility | TX | 7 | 49.2 | 49 | Natural Gas Fired Combined Cycle | NG | CT | 10 | 2003 |  |  | (OP) Operating | [6 empty] | Victoria | 28.8947 | -97.135
17583 | South Texas Electric Coop, Inc | 3631 | Sam Rayburn | Electric Utility | TX | 8 | 49.2 | 49 | Natural Gas Fired Combined Cycle | NG | CT | 10 | 2003 |  |  | (OP) Operating | [6 empty] | Victoria | 28.8947 | -97.135
17583 | South Texas Electric Coop, Inc | 3631 | Sam Rayburn | Electric Utility | TX | 9 | 49.2 | 48 | Natural Gas Fired Combined Cycle | NG | CT | 10 | 2003 |  |  | (OP) Operating | [6 empty] | Victoria | 28.8947 | -97.135
1434 | Beaver City Corporation | 3643 | Upper Beaver | Electric Utility | UT | 1 | 1.3 | 1.3 | Conventional Hydroelectric | WAT | HY | 8 | 1907 |  |  | (OP) Operating | [6 empty] | Beaver | 38.2683 | -112.4806
1434 | Beaver City Corporation | 3643 | Upper Beaver | Electric Utility | UT | 2 | 1.2 | 1.2 | Conventional Hydroelectric | WAT | HY | 8 | 1907 |  |  | (OP) Operating | [6 empty] | Beaver | 38.2683 | -112.4806
14354 | PacifiCorp | 3646 | Cutler Hydro | Electric Utility | UT | 1 | 15 | 15 | Conventional Hydroelectric | WAT | HY | 7 | 1927 |  |  | (OP) Operating | [6 empty] | Box Elder | 41.8347 | -112.0521
14354 | PacifiCorp | 3646 | Cutler Hydro | Electric Utility | UT | 2 | 15 | 15 | Conventional Hydroelectric | WAT | HY | 7 | 1927 |  |  | (OP) Operating | [6 empty] | Box Elder | 41.8347 | -112.0521
14354 | PacifiCorp | 3648 | Gadsby | Electric Utility | UT | 1 | 70.5 | 64 | Natural Gas Steam Turbine | NG | ST | 9 | 1951 |  |  | (OP) Operating | [6 empty] | Salt Lake | 40.7686 | -111.9289
14354 | PacifiCorp | 3648 | Gadsby | Electric Utility | UT | 2 | 75 | 69 | Natural Gas Steam Turbine | NG | ST | 12 | 1952 |  |  | (OP) Operating | [6 empty] | Salt Lake | 40.7686 | -111.9289
14354 | PacifiCorp | 3648 | Gadsby | Electric Utility | UT | 3 | 133.6 | 104.5 | Natural Gas Steam Turbine | NG | ST | 6 | 1955 |  |  | (OP) Operating | [6 empty] | Salt Lake | 40.7686 | -111.9289
14354 | PacifiCorp | 3648 | Gadsby | Electric Utility | UT | 4 | 71 | 39 | Natural Gas Fired Combustion Turbine | NG | GT | 7 | 2002 |  |  | (OP) Operating | [6 empty] | Salt Lake | 40.7686 | -111.9289
14354 | PacifiCorp | 3648 | Gadsby | Electric Utility | UT | 5 | 71 | 39 | Natural Gas Fired Combustion Turbine | NG | GT | 7 | 2002 |  |  | (OP) Operating | [6 empty] | Salt Lake | 40.7686 | -111.9289
14354 | PacifiCorp | 3648 | Gadsby | Electric Utility | UT | 6 | 71 | 39 | Natural Gas Fired Combustion Turbine | NG | GT | 8 | 2002 |  |  | (OP) Operating | [6 empty] | Salt Lake | 40.7686 | -111.9289
14354 | PacifiCorp | 3651 | Granite | Electric Utility | UT | 1 | 2 | 1.2 | Conventional Hydroelectric | WAT | HY | 8 | 1896 |  |  | (OP) Operating | [6 empty] | Salt Lake | 40.6192 | -111.7821
14354 | PacifiCorp | 3655 | Olmstead | Electric Utility | UT | 1 | 2.4 | 2.3 | Conventional Hydroelectric | WAT | HY | 7 | 1910 |  |  | (OP) Operating | [6 empty] | Utah | 40.3158 | -111.6547
14354 | PacifiCorp | 3655 | Olmstead | Electric Utility | UT | 2 | 2.4 | 2.3 | Conventional Hydroelectric | WAT | HY | 7 | 1910 |  |  | (OP) Operating | [6 empty] | Utah | 40.3158 | -111.6547
14354 | PacifiCorp | 3655 | Olmstead | Electric Utility | UT | 4 | 5.5 | 5.4 | Conventional Hydroelectric | WAT | HY | 7 | 1922 |  |  | (OP) Operating | [6 empty] | Utah | 40.3158 | -111.6547
14354 | PacifiCorp | 3656 | Pioneer | Electric Utility | UT | 1 | 2.5 | 2 | Conventional Hydroelectric | WAT | HY | 6 | 1910 |  |  | (OP) Operating | [6 empty] | Weber | 41.2436 | -111.9465
14354 | PacifiCorp | 3656 | Pioneer | Electric Utility | UT | 2 | 2.5 | 2 | Conventional Hydroelectric | WAT | HY | 6 | 1910 |  |  | (OP) Operating | [6 empty] | Weber | 41.2436 | -111.9465
8366 | Heber Light & Power Company | 3658 | Snake Creek | Electric Utility | UT | 1 | 0.6 | 0.5 | Conventional Hydroelectric | WAT | HY | 7 | 1910 |  |  | (OP) Operating | [6 empty] | Wasatch | 40.5449 | -111.5029
8366 | Heber Light & Power Company | 3658 | Snake Creek | Electric Utility | UT | 2 | 0.6 | 0.5 | Conventional Hydroelectric | WAT | HY | 7 | 1910 |  |  | (OP) Operating | [6 empty] | Wasatch | 40.5449 | -111.5029
14354 | PacifiCorp | 3659 | Stairs | Electric Utility | UT | 3 | 1 | 1.2 | Conventional Hydroelectric | WAT | HY | 7 | 1912 |  |  | (OP) Operating | [6 empty] | Salt Lake | 40.6236 | -111.7533
14354 | PacifiCorp | 3661 | Weber | Electric Utility | UT | 1 | 3.8 | 2 | Conventional Hydroelectric | WAT | HY | 7 | 1911 |  |  | (OP) Operating | [6 empty] | Weber | 41.1376 | -111.8849
2010 | City of Bountiful | 3665 | Bountiful City | Electric Utility | UT | 1A | 5.2 | 4.2 | Natural Gas Fired Combustion Turbine | NG | GT | 7 | 2001 |  |  | (OP) Operating | [6 empty] | Davis | 40.8869 | -111.8853
2010 | City of Bountiful | 3665 | Bountiful City | Electric Utility | UT | 2A | 12.6 | 11.5 | Natural Gas Fired Combustion Turbine | NG | GT | 6 | 2012 |  |  | (OP) Operating | [6 empty] | Davis | 40.8869 | -111.8853
2010 | City of Bountiful | 3665 | Bountiful City | Electric Utility | UT | 3A | 12.6 | 11.5 | Natural Gas Fired Combustion Turbine | NG | GT | 6 | 2012 |  |  | (OP) Operating | [6 empty] | Davis | 40.8869 | -111.8853
2220 | Brigham City Corporation | 3666 | Brigham City | Electric Utility | UT | 1 | 0.6 | 0.5 | Conventional Hydroelectric | WAT | HY | 1 | 1921 |  |  | (OP) Operating | [6 empty] | Box Elder | 41.5016 | -111.9934
2220 | Brigham City Corporation | 3666 | Brigham City | Electric Utility | UT | 2 | 0.6 | 0.5 | Conventional Hydroelectric | WAT | HY | 1 | 1921 |  |  | (OP) Operating | [6 empty] | Box Elder | 41.5016 | -111.9934
2220 | Brigham City Corporation | 3666 | Brigham City | Electric Utility | UT | 8182 | 0.6 | 0.5 | Conventional Hydroelectric | WAT | HY | 1 | 1964 |  |  | (OP) Operating | [6 empty] | Box Elder | 41.5016 | -111.9934
11135 | City of Logan - (UT) | 3675 | Hydro III | Electric Utility | UT | HY1 | 0.7 | 0.7 | Conventional Hydroelectric | WAT | HY | 12 | 1925 | 1 | 2023 | (OP) Operating | [6 empty] | Cache | 41.7464 | -111.746
11135 | City of Logan - (UT) | 3675 | Hydro III | Electric Utility | UT | HY2 | 0.7 | 0.7 | Conventional Hydroelectric | WAT | HY | 12 | 1925 | 1 | 2023 | (OP) Operating | [6 empty] | Cache | 41.7464 | -111.746
11588 | City of Manti - (UT) | 3676 | Manti Upper | Electric Utility | UT | 1 | 0.6 | 0.4 | Conventional Hydroelectric | WAT | HY | 1 | 1939 |  |  | (SB) Standby/Backup: available for service but not normally used | [6 empty] | SANPETE | 39.2559 | -111.6215
11588 | City of Manti - (UT) | 3676 | Manti Upper | Electric Utility | UT | HC2 | 1 | 0.8 | Conventional Hydroelectric | WAT | HY | 1 | 1988 |  |  | (OP) Operating | [6 empty] | SANPETE | 39.2559 | -111.6215
15444 | Provo City Corp | 3686 | Provo | Electric Utility | UT | 4 | 7.5 | 9.2 | Natural Gas Steam Turbine | NG | ST | 1 | 1949 |  |  | (OS) Out of service and NOT expected to return to service in next calendar year | [6 empty] | UTAH | 40.2429 | -111.6631
15444 | Provo City Corp | 3686 | Provo | Electric Utility | UT | 5 | 2.5 | 2.5 | Natural Gas Internal Combustion Engine | NG | IC | 5 | 1980 |  |  | (OP) Operating | [6 empty] | UTAH | 40.2429 | -111.6631
15444 | Provo City Corp | 3686 | Provo | Electric Utility | UT | 6 | 2.5 | 2.5 | Natural Gas Internal Combustion Engine | NG | IC | 5 | 1980 |  |  | (OP) Operating | [6 empty] | UTAH | 40.2429 | -111.6631
15444 | Provo City Corp | 3686 | Provo | Electric Utility | UT | 7 | 2.5 | 2.5 | Natural Gas Internal Combustion Engine | NG | IC | 5 | 1980 |  |  | (OP) Operating | [6 empty] | UTAH | 40.2429 | -111.6631
15444 | Provo City Corp | 3686 | Provo | Electric Utility | UT | 8 | 2.5 | 2.5 | Natural Gas Internal Combustion Engine | NG | IC | 5 | 1980 |  |  | (OP) Operating | [6 empty] | UTAH | 40.2429 | -111.6631
17845 | City of Springville - (UT) | 3688 | Bartholomew | Electric Utility | UT | 2 | 1 | 1 | Conventional Hydroelectric | WAT | HY | 4 | 1988 |  |  | (OP) Operating | [6 empty] | Utah | 40.1671 | -111.4995
18205 | Strawberry Water Users Assn | 3691 | Spanish Fork | Electric Utility | UT | 1 | 1.7 | 1.7 | Conventional Hydroelectric | WAT | HY | 10 | 1983 |  |  | (OP) Operating | [6 empty] | Utah | 40.08 | -111.6048
18205 | Strawberry Water Users Assn | 3691 | Spanish Fork | Electric Utility | UT | 2 | 1.7 | 1.7 | Conventional Hydroelectric | WAT | HY | 10 | 1983 |  |  | (OP) Operating | [6 empty] | Utah | 40.08 | -111.6048
18205 | Strawberry Water Users Assn | 3691 | Spanish Fork | Electric Utility | UT | 3 | 0.2 | 0.2 | Conventional Hydroelectric | WAT | HY | 10 | 1937 |  |  | (OP) Operating | [6 empty] | Utah | 40.08 | -111.6048
20255 | Weber Basin Water Conserv Dist | 3697 | Gateway | Electric Utility | UT | 1 | 2 | 2 | Conventional Hydroelectric | WAT | HY | 8 | 1958 |  |  | (OP) Operating | [6 empty] | Morgan | 41.1365 | -111.8314
20255 | Weber Basin Water Conserv Dist | 3697 | Gateway | Electric Utility | UT | 2 | 2 | 2 | Conventional Hydroelectric | WAT | HY | 8 | 1958 |  |  | (OP) Operating | [6 empty] | Morgan | 41.1365 | -111.8314
20255 | Weber Basin Water Conserv Dist | 3698 | Wanship | Electric Utility | UT | 1 | 1.9 | 1.9 | Conventional Hydroelectric | WAT | HY | 8 | 1958 |  |  | (OP) Operating | [6 empty] | Summit | 40.7904 | -111.4043
6957 | Garkane Energy Coop, Inc | 3699 | Boulder | Electric Utility | UT | 1 | 1.4 | 1.4 | Conventional Hydroelectric | WAT | HY | 8 | 1958 |  |  | (OP) Operating | [6 empty] | Garfield | 37.9858 | -111.4383
6957 | Garkane Energy Coop, Inc | 3699 | Boulder | Electric Utility | UT | 2 | 1.4 | 1.4 | Conventional Hydroelectric | WAT | HY | 8 | 1958 |  |  | (OP) Operating | [6 empty] | Garfield | 37.9858 | -111.4383
6957 | Garkane Energy Coop, Inc | 3699 | Boulder | Electric Utility | UT | 3 | 1.4 | 1.4 | Conventional Hydroelectric | WAT | HY | 9 | 1961 |  |  | (OP) Operating | [6 empty] | Garfield | 37.9858 | -111.4383
12866 | Moon Lake Electric Assn Inc | 3704 | Uintah | Electric Utility | UT | 1 | 0.6 | 0.6 | Conventional Hydroelectric | WAT | HY | 7 | 1920 |  |  | (OP) Operating | [6 empty] | Duchesne | 40.5381 | -110.0661
12866 | Moon Lake Electric Assn Inc | 3704 | Uintah | Electric Utility | UT | 2 | 0.6 | 0.6 | Conventional Hydroelectric | WAT | HY | 9 | 1940 |  |  | (OP) Operating | [6 empty] | Duchesne | 40.5381 | -110.0661
7601 | Green Mountain Power Corp | 3708 | Ascutney | Electric Utility | VT | GT4 | 13.2 | 9 | Petroleum Liquids | DFO | GT | 8 | 1961 |  |  | (OP) Operating | [6 empty] | WINDSOR | 43.4011 | -72.4203
7601 | Green Mountain Power Corp | 3709 | Smith (VT) | Electric Utility | VT | 1 | 1 | 0.7 | Conventional Hydroelectric | WAT | HY | 12 | 1982 |  |  | (OP) Operating | [6 empty] | Orange | 43.9921 | -72.1282
7601 | Green Mountain Power Corp | 3709 | Smith (VT) | Electric Utility | VT | HC2 | 0.5 | 0.2 | Conventional Hydroelectric | WAT | HY | 12 | 1982 |  |  | (OP) Operating | [6 empty] | Orange | 43.9921 | -72.1282
7601 | Green Mountain Power Corp | 3710 | Cavendish | Electric Utility | VT | 1 | 0.6 | 0.4 | Conventional Hydroelectric | WAT | HY | 2 | 1907 |  |  | (OP) Operating | [6 empty] | Windsor | 43.3812 | -72.5982
7601 | Green Mountain Power Corp | 3710 | Cavendish | Electric Utility | VT | 2 | 0.6 | 0.4 | Conventional Hydroelectric | WAT | HY | 2 | 1907 |  |  | (OP) Operating | [6 empty] | Windsor | 43.3812 | -72.5982
7601 | Green Mountain Power Corp | 3710 | Cavendish | Electric Utility | VT | 3 | 0.5 | 0.3 | Conventional Hydroelectric | WAT | HY | 2 | 1907 |  |  | (OP) Operating | [6 empty] | Windsor | 43.3812 | -72.5982
7601 | Green Mountain Power Corp | 3711 | Clark Falls | Electric Utility | VT | 1 | 3 | 3 | Conventional Hydroelectric | WAT | HY | 2 | 1937 |  |  | (OP) Operating | [6 empty] | Chittenden | 44.6356 | -73.12
7601 | Green Mountain Power Corp | 3712 | Fairfax Falls | Electric Utility | VT | 1 | 1.4 | 1.4 | Conventional Hydroelectric | WAT | HY | 2 | 1919 |  |  | (OP) Operating | [6 empty] | Franklin | 44.6534 | -72.9961
7601 | Green Mountain Power Corp | 3712 | Fairfax Falls | Electric Utility | VT | 2 | 2.1 | 2 | Conventional Hydroelectric | WAT | HY | 2 | 1919 |  |  | (OP) Operating | [6 empty] | Franklin | 44.6534 | -72.9961
7601 | Green Mountain Power Corp | 3714 | Glen | Electric Utility | VT | 1 | 1 | 1 | Conventional Hydroelectric | WAT | HY | 8 | 1920 |  |  | (OP) Operating | [6 empty] | Rutland | 43.6368 | -72.9758
7601 | Green Mountain Power Corp | 3714 | Glen | Electric Utility | VT | 2 | 1 | 1 | Conventional Hydroelectric | WAT | HY | 8 | 1920 |  |  | (OP) Operating | [6 empty] | Rutland | 43.6368 | -72.9758
7601 | Green Mountain Power Corp | 3716 | Lower Middlebury | Electric Utility | VT | 1 | 0.8 | 0.6 | Conventional Hydroelectric | WAT | HY | 8 | 1917 |  |  | (OP) Operating | [6 empty] | Addison | 44.0249 | -73.1768
7601 | Green Mountain Power Corp | 3716 | Lower Middlebury | Electric Utility | VT | 2 | 0.8 | 0.6 | Conventional Hydroelectric | WAT | HY | 8 | 1917 |  |  | (OP) Operating | [6 empty] | Addison | 44.0249 | -73.1768
7601 | Green Mountain Power Corp | 3716 | Lower Middlebury | Electric Utility | VT | 3 | 0.8 | 0.8 | Conventional Hydroelectric | WAT | HY | 8 | 1917 |  |  | (OP) Operating | [6 empty] | Addison | 44.0249 | -73.1768
7601 | Green Mountain Power Corp | 3717 | Milton | Electric Utility | VT | 1 | 3.7 | 3.5 | Conventional Hydroelectric | WAT | HY | 2 | 1929 |  |  | (OP) Operating | [6 empty] | Chittenden | 44.6414 | -73.1134
7601 | Green Mountain Power Corp | 3717 | Milton | Electric Utility | VT | 2 | 3.7 | 3.5 | Conventional Hydroelectric | WAT | HY | 8 | 1929 |  |  | (OP) Operating | [6 empty] | Chittenden | 44.6414 | -73.1134
7601 | Green Mountain Power Corp | 3720 | Peterson | Electric Utility | VT | 1 | 6.3 | 5.8 | Conventional Hydroelectric | WAT | HY | 2 | 1948 |  |  | (OP) Operating | [6 empty] | Chittenden | 44.6381 | -73.1625
7601 | Green Mountain Power Corp | 3722 | Pittsford | Electric Utility | VT | 1 | 1.3 | 1.3 | Conventional Hydroelectric | WAT | HY | 2 | 1914 |  |  | (OP) Operating | [6 empty] | Rutland | 43.694 | -72.955
7601 | Green Mountain Power Corp | 3722 | Pittsford | Electric Utility | VT | 2 | 1.3 | 1.3 | Conventional Hydroelectric | WAT | HY | 2 | 1914 |  |  | (OP) Operating | [6 empty] | Rutland | 43.694 | -72.955
7601 | Green Mountain Power Corp | 3722 | Pittsford | Electric Utility | VT | 3 | 1 | 0.6 | Conventional Hydroelectric | WAT | HY | 2 | 1914 |  |  | (OP) Operating | [6 empty] | Rutland | 43.694 | -72.955
7601 | Green Mountain Power Corp | 3723 | Rutland | Electric Utility | VT | GT5 | 13.2 | 8.4 | Petroleum Liquids | DFO | GT | 12 | 1962 |  |  | (OP) Operating | [6 empty] | Rutland | 43.603 | -72.9923
7601 | Green Mountain Power Corp | 3724 | Salisbury | Electric Utility | VT | 1 | 1.3 | 1.2 | Conventional Hydroelectric | WAT | HY | 2 | 1917 |  |  | (OP) Operating | [6 empty] | Addison | 43.8954 | -73.1007
7601 | Green Mountain Power Corp | 3725 | Silver Lake (VT) | Electric Utility | VT | 1 | 2.2 | 2.2 | Conventional Hydroelectric | WAT | HY | 2 | 1917 |  |  | (OP) Operating | [6 empty] | Addison | 43.8986 | -73.0531
7601 | Green Mountain Power Corp | 3728 | Weybridge | Electric Utility | VT | 1 | 3 | 3.4 | Conventional Hydroelectric | WAT | HY | 2 | 1951 |  |  | (OP) Operating | [6 empty] | Addison | 44.0661 | -73.2158
49852 | Great Bay Hydro Corp | 3731 | Newport | IPP Non-CHP | VT | 1 | 1.7 | 1.7 | Conventional Hydroelectric | WAT | HY | 1 | 1940 |  |  | (OP) Operating | [6 empty] | Orleans | 44.9376 | -72.18
49852 | Great Bay Hydro Corp | 3731 | Newport | IPP Non-CHP | VT | 2 | 1.7 | 1.7 | Conventional Hydroelectric | WAT | HY | 1 | 1944 |  |  | (OP) Operating | [6 empty] | Orleans | 44.9376 | -72.18
49852 | Great Bay Hydro Corp | 3731 | Newport | IPP Non-CHP | VT | 3 | 0.6 | 0.6 | Conventional Hydroelectric | WAT | HY | 1 | 1936 |  |  | (OP) Operating | [6 empty] | Orleans | 44.9376 | -72.18
7601 | Green Mountain Power Corp | 3734 | Berlin 5 | Electric Utility | VT | GT1 | 41.8 | 35 | Petroleum Liquids | KER | GT | 6 | 1972 |  |  | (OP) Operating | [6 empty] | Washington | 44.251 | -72.6027
7601 | Green Mountain Power Corp | 3735 | Colchester 16 | Electric Utility | VT | GT1 | 18 | 8.7 | Petroleum Liquids | DFO | GT | 10 | 1965 |  |  | (OP) Operating | [6 empty] | Chittenden | 44.4906 | -73.1703
7601 | Green Mountain Power Corp | 3737 | Essex Junction 19 | Electric Utility | VT | H1 | 1.8 | 1.8 | Conventional Hydroelectric | WAT | HY | 1 | 1917 |  |  | (OP) Operating | [6 empty] | Chittenden | 44.4821 | -73.1164
7601 | Green Mountain Power Corp | 3737 | Essex Junction 19 | Electric Utility | VT | H2 | 1.8 | 1.8 | Conventional Hydroelectric | WAT | HY | 1 | 1917 |  |  | (OP) Operating | [6 empty] | Chittenden | 44.4821 | -73.1164
7601 | Green Mountain Power Corp | 3737 | Essex Junction 19 | Electric Utility | VT | H3 | 1.8 | 1.8 | Conventional Hydroelectric | WAT | HY | 1 | 1917 |  |  | (OP) Operating | [6 empty] | Chittenden | 44.4821 | -73.1164
7601 | Green Mountain Power Corp | 3737 | Essex Junction 19 | Electric Utility | VT | H4 | 1.8 | 1.8 | Conventional Hydroelectric | WAT | HY | 1 | 1917 |  |  | (OP) Operating | [6 empty] | Chittenden | 44.4821 | -73.1164
7601 | Green Mountain Power Corp | 3737 | Essex Junction 19 | Electric Utility | VT | H9 | 0.8 | 0.8 | Conventional Hydroelectric | WAT | HY | 3 | 2008 |  |  | (OP) Operating | [6 empty] | Chittenden | 44.4821 | -73.1164
7601 | Green Mountain Power Corp | 3737 | Essex Junction 19 | Electric Utility | VT | IC-5 | 2 | 1.8 | Petroleum Liquids | DFO | IC | 10 | 2007 |  |  | (OP) Operating | [6 empty] | Chittenden | 44.4821 | -73.1164
7601 | Green Mountain Power Corp | 3737 | Essex Junction 19 | Electric Utility | VT | IC-6 | 2 | 1.8 | Petroleum Liquids | DFO | IC | 10 | 2007 |  |  | (OP) Operating | [6 empty] | Chittenden | 44.4821 | -73.1164
7601 | Green Mountain Power Corp | 3737 | Essex Junction 19 | Electric Utility | VT | IC-7 | 2 | 1.8 | Petroleum Liquids | DFO | IC | 10 | 2007 |  |  | (OP) Operating | [6 empty] | Chittenden | 44.4821 | -73.1164
7601 | Green Mountain Power Corp | 3737 | Essex Junction 19 | Electric Utility | VT | IC-8 | 2 | 1.8 | Petroleum Liquids | DFO | IC | 10 | 2007 |  |  | (OP) Operating | [6 empty] | Chittenden | 44.4821 | -73.1164
7601 | Green Mountain Power Corp | 3739 | Marshfield 6 | Electric Utility | VT | 1 | 5 | 5 | Conventional Hydroelectric | WAT | HY | 1 | 1927 |  |  | (OP) Operating | [6 empty] | Washington | 44.3606 | -72.3356
7601 | Green Mountain Power Corp | 3740 | Middlesex 2 | Electric Utility | VT | 1 | 1.6 | 1.6 | Conventional Hydroelectric | WAT | HY | 1 | 1928 |  |  | (OP) Operating | [6 empty] | WASHINGTON | 44.2924 | -72.6824
7601 | Green Mountain Power Corp | 3740 | Middlesex 2 | Electric Utility | VT | 2 | 1.6 | 1.6 | Conventional Hydroelectric | WAT | HY | 1 | 1928 |  |  | (OP) Operating | [6 empty] | WASHINGTON | 44.2924 | -72.6824
7601 | Green Mountain Power Corp | 3743 | West Danville 15 | Electric Utility | VT | 1 | 1 | 1 | Conventional Hydroelectric | WAT | HY | 1 | 1917 |  |  | (OA) Out of service but expected to return to service in next calendar year | [6 empty] | Caledonia | 44.4056 | -72.1881
50048 | TransCanada Hydro Northeast Inc., | 3745 | Bellows Falls | IPP Non-CHP | VT | GEN1 | 13.6 | 15.7 | Conventional Hydroelectric | WAT | HY | 3 | 1928 |  |  | (OP) Operating | [6 empty] | Windham | 43.1375 | -72.4464
50048 | TransCanada Hydro Northeast Inc., | 3745 | Bellows Falls | IPP Non-CHP | VT | GEN2 | 13.6 | 15.7 | Conventional Hydroelectric | WAT | HY | 3 | 1928 |  |  | (OP) Operating | [6 empty] | Windham | 43.1375 | -72.4464
50048 | TransCanada Hydro Northeast Inc., | 3745 | Bellows Falls | IPP Non-CHP | VT | GEN3 | 13.6 | 15.7 | Conventional Hydroelectric | WAT | HY | 4 | 1928 |  |  | (OP) Operating | [6 empty] | Windham | 43.1375 | -72.4464
50048 | TransCanada Hydro Northeast Inc., | 3746 | Harriman | IPP Non-CHP | VT | GEN1 | 11.2 | 13.6 | Conventional Hydroelectric | WAT | HY | 5 | 1924 |  |  | (OP) Operating | [6 empty] | Windham | 42.7936 | -72.9144
50048 | TransCanada Hydro Northeast Inc., | 3746 | Harriman | IPP Non-CHP | VT | GEN2 | 11.2 | 13.6 | Conventional Hydroelectric | WAT | HY | 6 | 1924 |  |  | (OP) Operating | [6 empty] | Windham | 42.7936 | -72.9144
50048 | TransCanada Hydro Northeast Inc., | 3746 | Harriman | IPP Non-CHP | VT | GEN3 | 11.2 | 13.6 | Conventional Hydroelectric | WAT | HY | 11 | 1924 |  |  | (OP) Operating | [6 empty] | Windham | 42.7936 | -72.9144
15472 | Public Service Co of NH | 3750 | Canaan | Electric Utility | VT | 1 | 1.1 | 1.1 | Conventional Hydroelectric | WAT | HY | 8 | 1927 |  |  | (OP) Operating | [6 empty] | Essex | 44.9993 | -71.5302
1299 | Barton Village, Inc | 3753 | West Charleston | Electric Utility | VT | 1 | 0.7 | 0.7 | Conventional Hydroelectric | WAT | HY | 7 | 1931 |  |  | (OP) Operating | [6 empty] | Orleans | 44.8874 | -72.0554
1299 | Barton Village, Inc | 3753 | West Charleston | Electric Utility | VT | 2 | 0.7 | 0.7 | Conventional Hydroelectric | WAT | HY | 10 | 1948 |  |  | (OP) Operating | [6 empty] | Orleans | 44.8874 | -72.0554
1299 | Barton Village, Inc | 3753 | West Charleston | Electric Utility | VT | IC3 | 1.4 | 0.9 | Petroleum Liquids | DFO | IC | 7 | 1956 |  |  | (OP) Operating | [6 empty] | Orleans | 44.8874 | -72.0554
1299 | Barton Village, Inc | 3753 | West Charleston | Electric Utility | VT | IC4 | 1.4 | 0.9 | Petroleum Liquids | DFO | IC | 7 | 1956 |  |  | (OP) Operating | [6 empty] | Orleans | 44.8874 | -72.0554
2548 | City of Burlington Electric - (VT) | 3754 | Burlington GT | Electric Utility | VT | GT1 | 25.5 | 19.7 | Petroleum Liquids | DFO | GT | 9 | 1971 |  |  | (OP) Operating | [6 empty] | Chittenden | 44.4814 | -73.2239
11359 | Village of Lyndonville - (VT) | 3762 | Great Falls (VT) | Electric Utility | VT | 1 | 0.3 | 0.3 | Conventional Hydroelectric | WAT | HY | 8 | 1915 |  |  | (OP) Operating | [6 empty] | CALEDONIA | 44.5002 | -71.9989
11359 | Village of Lyndonville - (VT) | 3762 | Great Falls (VT) | Electric Utility | VT | 2 | 0.3 | 0.3 | Conventional Hydroelectric | WAT | HY | 8 | 1915 |  |  | (OP) Operating | [6 empty] | CALEDONIA | 44.5002 | -71.9989
11359 | Village of Lyndonville - (VT) | 3762 | Great Falls (VT) | Electric Utility | VT | 3 | 1.3 | 1.3 | Conventional Hydroelectric | WAT | HY | 2 | 1979 |  |  | (OP) Operating | [6 empty] | CALEDONIA | 44.5002 | -71.9989
12989 | Village of Morrisville - (VT) | 3764 | Morrisville | Electric Utility | VT | 1 | 0.6 | 0.5 | Conventional Hydroelectric | WAT | HY | 8 | 1924 |  |  | (OP) Operating | [6 empty] | Lamoille | 44.5618 | -72.6024
12989 | Village of Morrisville - (VT) | 3764 | Morrisville | Electric Utility | VT | 2 | 1.2 | 1 | Conventional Hydroelectric | WAT | HY | 8 | 1924 |  |  | (OP) Operating | [6 empty] | Lamoille | 44.5618 | -72.6024
12989 | Village of Morrisville - (VT) | 3765 | Cadys Falls | Electric Utility | VT | 1 | 0.8 | 0.5 | Conventional Hydroelectric | WAT | HY | 8 | 1914 |  |  | (OP) Operating | [6 empty] | Lamoille | 44.5776 | -72.6119
12989 | Village of Morrisville - (VT) | 3765 | Cadys Falls | Electric Utility | VT | 2 | 0.8 | 0.6 | Conventional Hydroelectric | WAT | HY | 8 | 1947 |  |  | (OP) Operating | [6 empty] | Lamoille | 44.5776 | -72.6119
733 | Appalachian Power Co | 3772 | Buck Hydro | Electric Utility | VA | 1 | 2.8 | 3 | Conventional Hydroelectric | WAT | HY | 1 | 1912 |  |  | (OP) Operating | [6 empty] | Carroll | 36.8082 | -80.9387
733 | Appalachian Power Co | 3772 | Buck Hydro | Electric Utility | VA | 2 | 2.8 | 3 | Conventional Hydroelectric | WAT | HY | 1 | 1912 |  |  | (OP) Operating | [6 empty] | Carroll | 36.8082 | -80.9387
733 | Appalachian Power Co | 3772 | Buck Hydro | Electric Utility | VA | 3 | 2.8 | 3 | Conventional Hydroelectric | WAT | HY | 1 | 1912 |  |  | (OP) Operating | [6 empty] | Carroll | 36.8082 | -80.9387
733 | Appalachian Power Co | 3773 | Byllesby 2 | Electric Utility | VA | 1 | 5.4 | 7.9 | Conventional Hydroelectric | WAT | HY | 1 | 1912 |  |  | (OP) Operating | [6 empty] | Carroll | 36.7858 | -80.9333
733 | Appalachian Power Co | 3773 | Byllesby 2 | Electric Utility | VA | 2 | 5.4 | 7.9 | Conventional Hydroelectric | WAT | HY | 1 | 1912 |  |  | (OP) Operating | [6 empty] | Carroll | 36.7858 | -80.9333
733 | Appalachian Power Co | 3773 | Byllesby 2 | Electric Utility | VA | 3 | 5.4 | 7.9 | Conventional Hydroelectric | WAT | HY | 1 | 1912 |  |  | (OP) Operating | [6 empty] | Carroll | 36.7858 | -80.9333
733 | Appalachian Power Co | 3773 | Byllesby 2 | Electric Utility | VA | 4 | 5.4 | 7.9 | Conventional Hydroelectric | WAT | HY | 1 | 1912 |  |  | (OP) Operating | [6 empty] | Carroll | 36.7858 | -80.9333
733 | Appalachian Power Co | 3774 | Claytor | Electric Utility | VA | 1 | 18.7 | 14.7 | Conventional Hydroelectric | WAT | HY | 8 | 1939 |  |  | (OP) Operating | [6 empty] | Pulaski | 37.075 | -80.5847
733 | Appalachian Power Co | 3774 | Claytor | Electric Utility | VA | 2 | 18.7 | 14.7 | Conventional Hydroelectric | WAT | HY | 8 | 1939 |  |  | (OP) Operating | [6 empty] | Pulaski | 37.075 | -80.5847
733 | Appalachian Power Co | 3774 | Claytor | Electric Utility | VA | 3 | 18.7 | 14.7 | Conventional Hydroelectric | WAT | HY | 8 | 1939 |  |  | (OP) Operating | [6 empty] | Pulaski | 37.075 | -80.5847
733 | Appalachian Power Co | 3774 | Claytor | Electric Utility | VA | 4 | 18.7 | 14.7 | Conventional Hydroelectric | WAT | HY | 8 | 1939 |  |  | (OP) Operating | [6 empty] | Pulaski | 37.075 | -80.5847
733 | Appalachian Power Co | 3775 | Clinch River | Electric Utility | VA | 1 | 237.5 | 230 | Conventional Steam Coal | BIT | ST | 9 | 1958 |  |  | (OP) Operating | [6 empty] | Russell | 36.9333 | -82.1997
733 | Appalachian Power Co | 3775 | Clinch River | Electric Utility | VA | 2 | 237.5 | 230 | Conventional Steam Coal | BIT | ST | 12 | 1958 |  |  | (OP) Operating | [6 empty] | Russell | 36.9333 | -82.1997
733 | Appalachian Power Co | 3777 | Leesville | Electric Utility | VA | 1 | 20 | 25 | Conventional Hydroelectric | WAT | HY | 2 | 1964 |  |  | (OP) Operating | [6 empty] | Pittsylvania | 37.0933 | -79.4025
733 | Appalachian Power Co | 3777 | Leesville | Electric Utility | VA | 2 | 20 | 25 | Conventional Hydroelectric | WAT | HY | 3 | 1964 |  |  | (OP) Operating | [6 empty] | Pittsylvania | 37.0933 | -79.4025
733 | Appalachian Power Co | 3778 | Niagara | Electric Utility | VA | 1 | 2.4 | 0.6 | Conventional Hydroelectric | WAT | HY | 6 | 1954 |  |  | (OP) Operating | [6 empty] | Roanoke | 37.2544 | -79.8756
733 | Appalachian Power Co | 3778 | Niagara | Electric Utility | VA | 2 | 1.2 | 1.2 | Conventional Hydroelectric | WAT | HY | 6 | 1954 |  |  | (OP) Operating | [6 empty] | Roanoke | 37.2544 | -79.8756
733 | Appalachian Power Co | 3779 | Reusens | Electric Utility | VA | 1 | 2.5 | 2.5 | Conventional Hydroelectric | WAT | HY | 1 | 1903 |  |  | (OP) Operating | [6 empty] | Campbell | 37.4639 | -79.1856
733 | Appalachian Power Co | 3779 | Reusens | Electric Utility | VA | 2 | 2.5 | 2.5 | Conventional Hydroelectric | WAT | HY | 1 | 1903 |  |  | (OP) Operating | [6 empty] | Campbell | 37.4639 | -79.1856
733 | Appalachian Power Co | 3779 | Reusens | Electric Utility | VA | 3 | 2.5 | 2.5 | Conventional Hydroelectric | WAT | HY | 1 | 1903 |  |  | (OP) Operating | [6 empty] | Campbell | 37.4639 | -79.1856
733 | Appalachian Power Co | 3779 | Reusens | Electric Utility | VA | 4 | 2.5 | 2.5 | Conventional Hydroelectric | WAT | HY | 1 | 1903 |  |  | (OP) Operating | [6 empty] | Campbell | 37.4639 | -79.1856
733 | Appalachian Power Co | 3779 | Reusens | Electric Utility | VA | 5 | 2.5 | 2.5 | Conventional Hydroelectric | WAT | HY | 1 | 1903 |  |  | (OP) Operating | [6 empty] | Campbell | 37.4639 | -79.1856
733 | Appalachian Power Co | 3780 | Smith Mountain | Electric Utility | VA | 1 | 66 | 66 | Hydroelectric Pumped Storage | WAT | PS | 12 | 1965 |  |  | (OP) Operating | [6 empty] | Pittsylvania | 37.0413 | -79.5356
733 | Appalachian Power Co | 3780 | Smith Mountain | Electric Utility | VA | 2 | 150.1 | 174 | Conventional Hydroelectric | WAT | HY | 12 | 1965 |  |  | (OP) Operating | [6 empty] | Pittsylvania | 37.0413 | -79.5356
733 | Appalachian Power Co | 3780 | Smith Mountain | Electric Utility | VA | 3 | 115.3 | 106 | Hydroelectric Pumped Storage | WAT | PS | 6 | 1980 |  |  | (OP) Operating | [6 empty] | Pittsylvania | 37.0413 | -79.5356
733 | Appalachian Power Co | 3780 | Smith Mountain | Electric Utility | VA | 4 | 150.1 | 174 | Conventional Hydroelectric | WAT | HY | 2 | 1966 |  |  | (OP) Operating | [6 empty] | Pittsylvania | 37.0413 | -79.5356
733 | Appalachian Power Co | 3780 | Smith Mountain | Electric Utility | VA | 5 | 66 | 66 | Hydroelectric Pumped Storage | WAT | PS | 2 | 1966 |  |  | (OP) Operating | [6 empty] | Pittsylvania | 37.0413 | -79.5356
56609 | Calpine Mid-Atlantic Generation LLC | 3782 | Bayview | IPP Non-CHP | VA | BAYV | 2 | 2.1 | Petroleum Liquids | DFO | IC | 10 | 1963 |  |  | (SB) Standby/Backup: available for service but not normally used | [6 empty] | Northampton | 37.2717 | -75.9682
56609 | Calpine Mid-Atlantic Generation LLC | 3782 | Bayview | IPP Non-CHP | VA | BYV2 | 2 | 2.1 | Petroleum Liquids | DFO | IC | 10 | 1963 |  |  | (SB) Standby/Backup: available for service but not normally used | [6 empty] | Northampton | 37.2717 | -75.9682
56609 | Calpine Mid-Atlantic Generation LLC | 3782 | Bayview | IPP Non-CHP | VA | BYV3 | 2 | 2.1 | Petroleum Liquids | DFO | IC | 10 | 1963 |  |  | (SB) Standby/Backup: available for service but not normally used | [6 empty] | Northampton | 37.2717 | -75.9682
56609 | Calpine Mid-Atlantic Generation LLC | 3782 | Bayview | IPP Non-CHP | VA | BYV4 | 2 | 2.1 | Petroleum Liquids | DFO | IC | 10 | 1963 |  |  | (SB) Standby/Backup: available for service but not normally used | [6 empty] | Northampton | 37.2717 | -75.9682
56609 | Calpine Mid-Atlantic Generation LLC | 3782 | Bayview | IPP Non-CHP | VA | BYV5 | 2 | 2.1 | Petroleum Liquids | DFO | IC | 10 | 1963 |  |  | (SB) Standby/Backup: available for service but not normally used | [6 empty] | Northampton | 37.2717 | -75.9682
56609 | Calpine Mid-Atlantic Generation LLC | 3782 | Bayview | IPP Non-CHP | VA | BYV6 | 2 | 2.1 | Petroleum Liquids | DFO | IC | 10 | 1963 |  |  | (SB) Standby/Backup: available for service but not normally used | [6 empty] | Northampton | 37.2717 | -75.9682
56609 | Calpine Mid-Atlantic Generation LLC | 3785 | Tasley | IPP Non-CHP | VA | TAS | 27 | 31 | Petroleum Liquids | DFO | GT | 6 | 1972 |  |  | (SB) Standby/Backup: available for service but not normally used | [6 empty] | Accomack | 37.7061 | -75.7031
59927 | PE Hydro Generation, LLC | 3789 | Luray Hydro Station | IPP Non-CHP | VA | 1 | 0.6 | 0.4 | Conventional Hydroelectric | WAT | HY | 1 | 1927 |  |  | (OP) Operating | [6 empty] | PAGE | 38.6767 | -78.4989
59927 | PE Hydro Generation, LLC | 3789 | Luray Hydro Station | IPP Non-CHP | VA | 2 | 0.4 | 0.3 | Conventional Hydroelectric | WAT | HY | 1 | 1927 |  |  | (OP) Operating | [6 empty] | PAGE | 38.6767 | -78.4989
59927 | PE Hydro Generation, LLC | 3789 | Luray Hydro Station | IPP Non-CHP | VA | 3 | 0.6 | 0.4 | Conventional Hydroelectric | WAT | HY | 1 | 1927 |  |  | (OP) Operating | [6 empty] | PAGE | 38.6767 | -78.4989
59927 | PE Hydro Generation, LLC | 3790 | Newport Hydro Station | IPP Non-CHP | VA | 1 | 0.4 | 0.3 | Conventional Hydroelectric | WAT | HY | 1 | 1923 |  |  | (OP) Operating | [6 empty] | Page | 38.5714 | -78.5936
59927 | PE Hydro Generation, LLC | 3790 | Newport Hydro Station | IPP Non-CHP | VA | 2 | 0.4 | 0.5 | Conventional Hydroelectric | WAT | HY | 1 | 1923 |  |  | (OP) Operating | [6 empty] | Page | 38.5714 | -78.5936
59927 | PE Hydro Generation, LLC | 3790 | Newport Hydro Station | IPP Non-CHP | VA | 3 | 0.6 | 0.5 | Conventional Hydroelectric | WAT | HY | 1 | 1923 |  |  | (OP) Operating | [6 empty] | Page | 38.5714 | -78.5936
19876 | Virginia Electric & Power Co | 3796 | Bremo Bluff | Electric Utility | VA | 3 | 69 | 71 | Natural Gas Steam Turbine | NG | ST | 6 | 1950 |  |  | (OP) Operating | [6 empty] | Fluvanna | 37.7089 | -78.2878
19876 | Virginia Electric & Power Co | 3796 | Bremo Bluff | Electric Utility | VA | 4 | 185.2 | 156 | Natural Gas Steam Turbine | NG | ST | 8 | 1958 |  |  | (OP) Operating | [6 empty] | Fluvanna | 37.7089 | -78.2878
19876 | Virginia Electric & Power Co | 3797 | Chesterfield | Electric Utility | VA | 3 | 112.5 | 97.5 | Conventional Steam Coal | BIT | ST | 12 | 1952 |  |  | (OP) Operating | [6 empty] | Chesterfield | 37.3822 | -77.3833
19876 | Virginia Electric & Power Co | 3797 | Chesterfield | Electric Utility | VA | 4 | 187.5 | 162.5 | Conventional Steam Coal | BIT | ST | 6 | 1960 |  |  | (OP) Operating | [6 empty] | Chesterfield | 37.3822 | -77.3833
19876 | Virginia Electric & Power Co | 3797 | Chesterfield | Electric Utility | VA | 5 | 359 | 336 | Conventional Steam Coal | BIT | ST | 8 | 1964 |  |  | (OP) Operating | [6 empty] | Chesterfield | 37.3822 | -77.3833
19876 | Virginia Electric & Power Co | 3797 | Chesterfield | Electric Utility | VA | 6 | 693.9 | 657 | Conventional Steam Coal | BIT | ST | 12 | 1969 |  |  | (OP) Operating | [6 empty] | Chesterfield | 37.3822 | -77.3833
19876 | Virginia Electric & Power Co | 3797 | Chesterfield | Electric Utility | VA | CT7 | 145 | 142 | Natural Gas Fired Combined Cycle | NG | CT | 6 | 1990 |  |  | (OP) Operating | [6 empty] | Chesterfield | 37.3822 | -77.3833
19876 | Virginia Electric & Power Co | 3797 | Chesterfield | Electric Utility | VA | CT8 | 148 | 140 | Natural Gas Fired Combined Cycle | NG | CT | 5 | 1992 |  |  | (OP) Operating | [6 empty] | Chesterfield | 37.3822 | -77.3833
19876 | Virginia Electric & Power Co | 3797 | Chesterfield | Electric Utility | VA | CW7 | 74.4 | 55 | Natural Gas Fired Combined Cycle | NG | CA | 6 | 1990 |  |  | (OP) Operating | [6 empty] | Chesterfield | 37.3822 | -77.3833
19876 | Virginia Electric & Power Co | 3797 | Chesterfield | Electric Utility | VA | CW8 | 79.2 | 60 | Natural Gas Fired Combined Cycle | NG | CA | 5 | 1992 |  |  | (OP) Operating | [6 empty] | Chesterfield | 37.3822 | -77.3833
19876 | Virginia Electric & Power Co | 3798 | Cushaw | Electric Utility | VA | 1 | 1.5 | 0.4 | Conventional Hydroelectric | WAT | HY | 1 | 1930 |  |  | (OP) Operating | [6 empty] | Amherst | 37.5929 | -79.3808
19876 | Virginia Electric & Power Co | 3798 | Cushaw | Electric Utility | VA | 2 | 1.5 | 0.4 | Conventional Hydroelectric | WAT | HY | 1 | 1930 |  |  | (OP) Operating | [6 empty] | Amherst | 37.5929 | -79.3808
19876 | Virginia Electric & Power Co | 3798 | Cushaw | Electric Utility | VA | 3 | 1.5 | 0.4 | Conventional Hydroelectric | WAT | HY | 1 | 1930 |  |  | (OP) Operating | [6 empty] | Amherst | 37.5929 | -79.3808
19876 | Virginia Electric & Power Co | 3798 | Cushaw | Electric Utility | VA | 4 | 1.5 | 0.4 | Conventional Hydroelectric | WAT | HY | 1 | 1930 |  |  | (OP) Operating | [6 empty] | Amherst | 37.5929 | -79.3808
19876 | Virginia Electric & Power Co | 3798 | Cushaw | Electric Utility | VA | 5 | 1.5 | 0.4 | Conventional Hydroelectric | WAT | HY | 1 | 1930 |  |  | (OP) Operating | [6 empty] | Amherst | 37.5929 | -79.3808
19876 | Virginia Electric & Power Co | 3799 | Low Moor | Electric Utility | VA | GT1 | 20.7 | 12 | Petroleum Liquids | DFO | GT | 7 | 1971 |  |  | (OP) Operating | [6 empty] | Alleghany | 37.777 | -79.892
19876 | Virginia Electric & Power Co | 3799 | Low Moor | Electric Utility | VA | GT2 | 20.7 | 12 | Petroleum Liquids | DFO | GT | 7 | 1971 |  |  | (OP) Operating | [6 empty] | Alleghany | 37.777 | -79.892
19876 | Virginia Electric & Power Co | 3799 | Low Moor | Electric Utility | VA | GT3 | 20.7 | 12 | Petroleum Liquids | DFO | GT | 8 | 1971 |  |  | (OP) Operating | [6 empty] | Alleghany | 37.777 | -79.892
19876 | Virginia Electric & Power Co | 3799 | Low Moor | Electric Utility | VA | GT4 | 20.7 | 12 | Petroleum Liquids | DFO | GT | 8 | 1971 |  |  | (OP) Operating | [6 empty] | Alleghany | 37.777 | -79.892
19876 | Virginia Electric & Power Co | 3800 | Northern Neck | Electric Utility | VA | GT1 | 20.7 | 12 | Petroleum Liquids | DFO | GT | 7 | 1971 |  |  | (OP) Operating | [6 empty] | Richmond | 37.95 | -76.711
19876 | Virginia Electric & Power Co | 3800 | Northern Neck | Electric Utility | VA | GT2 | 20.7 | 11 | Petroleum Liquids | DFO | GT | 8 | 1971 |  |  | (OP) Operating | [6 empty] | Richmond | 37.95 | -76.711
19876 | Virginia Electric & Power Co | 3800 | Northern Neck | Electric Utility | VA | GT3 | 20.7 | 12 | Petroleum Liquids | DFO | GT | 7 | 1971 |  |  | (OP) Operating | [6 empty] | Richmond | 37.95 | -76.711
19876 | Virginia Electric & Power Co | 3800 | Northern Neck | Electric Utility | VA | GT4 | 20.7 | 12 | Petroleum Liquids | DFO | GT | 8 | 1971 |  |  | (OP) Operating | [6 empty] | Richmond | 37.95 | -76.711
19876 | Virginia Electric & Power Co | 3803 | Chesapeake | Electric Utility | VA | 6 | 16.3 | 12 | Petroleum Liquids | DFO | GT | 7 | 1969 |  |  | (OP) Operating | [6 empty] | Chesapeake City | 36.7711 | -76.3019
19876 | Virginia Electric & Power Co | 3803 | Chesapeake | Electric Utility | VA | GT1 | 18.5 | 15 | Petroleum Liquids | DFO | GT | 12 | 1967 |  |  | (OP) Operating | [6 empty] | Chesapeake City | 36.7711 | -76.3019
19876 | Virginia Electric & Power Co | 3803 | Chesapeake | Electric Utility | VA | GT2 | 16.3 | 12 | Petroleum Liquids | DFO | GT | 3 | 1969 |  |  | (OP) Operating | [6 empty] | Chesapeake City | 36.7711 | -76.3019
19876 | Virginia Electric & Power Co | 3803 | Chesapeake | Electric Utility | VA | GT4 | 16.3 | 12 | Petroleum Liquids | DFO | GT | 5 | 1969 |  |  | (OP) Operating | [6 empty] | Chesapeake City | 36.7711 | -76.3019
19876 | Virginia Electric & Power Co | 3804 | Possum Point | Electric Utility | VA | 3 | 113.6 | 96 | Natural Gas Steam Turbine | NG | ST | 6 | 1955 |  |  | (OP) Operating | [6 empty] | Prince William | 38.5367 | -77.2806
19876 | Virginia Electric & Power Co | 3804 | Possum Point | Electric Utility | VA | 4 | 239.3 | 220 | Natural Gas Steam Turbine | NG | ST | 4 | 1962 |  |  | (OP) Operating | [6 empty] | Prince William | 38.5367 | -77.2806
19876 | Virginia Electric & Power Co | 3804 | Possum Point | Electric Utility | VA | 5 | 882 | 786 | Petroleum Liquids | RFO | ST | 6 | 1975 |  |  | (OP) Operating | [6 empty] | Prince William | 38.5367 | -77.2806
19876 | Virginia Electric & Power Co | 3804 | Possum Point | Electric Utility | VA | 6A | 174 | 148.5 | Natural Gas Fired Combined Cycle | NG | CT | 7 | 2003 |  |  | (OP) Operating | [6 empty] | Prince William | 38.5367 | -77.2806
19876 | Virginia Electric & Power Co | 3804 | Possum Point | Electric Utility | VA | 6B | 174 | 148.5 | Natural Gas Fired Combined Cycle | NG | CT | 7 | 2003 |  |  | (OP) Operating | [6 empty] | Prince William | 38.5367 | -77.2806
19876 | Virginia Electric & Power Co | 3804 | Possum Point | Electric Utility | VA | 6ST | 265 | 262 | Natural Gas Fired Combined Cycle | NG | CA | 7 | 2003 |  |  | (OP) Operating | [6 empty] | Prince William | 38.5367 | -77.2806
19876 | Virginia Electric & Power Co | 3804 | Possum Point | Electric Utility | VA | GT1 | 16 | 12 | Petroleum Liquids | DFO | GT | 5 | 1968 |  |  | (OP) Operating | [6 empty] | Prince William | 38.5367 | -77.2806
19876 | Virginia Electric & Power Co | 3804 | Possum Point | Electric Utility | VA | GT2 | 16 | 12 | Petroleum Liquids | DFO | GT | 5 | 1968 |  |  | (OP) Operating | [6 empty] | Prince William | 38.5367 | -77.2806
19876 | Virginia Electric & Power Co | 3804 | Possum Point | Electric Utility | VA | GT3 | 16 | 12 | Petroleum Liquids | DFO | GT | 5 | 1968 |  |  | (OP) Operating | [6 empty] | Prince William | 38.5367 | -77.2806
19876 | Virginia Electric & Power Co | 3804 | Possum Point | Electric Utility | VA | GT4 | 16 | 12 | Petroleum Liquids | DFO | GT | 5 | 1968 |  |  | (OP) Operating | [6 empty] | Prince William | 38.5367 | -77.2806
19876 | Virginia Electric & Power Co | 3804 | Possum Point | Electric Utility | VA | GT5 | 16 | 12 | Petroleum Liquids | DFO | GT | 5 | 1968 |  |  | (OP) Operating | [6 empty] | Prince William | 38.5367 | -77.2806
19876 | Virginia Electric & Power Co | 3804 | Possum Point | Electric Utility | VA | GT6 | 16 | 12 | Petroleum Liquids | DFO | GT | 5 | 1968 |  |  | (OP) Operating | [6 empty] | Prince William | 38.5367 | -77.2806
19876 | Virginia Electric & Power Co | 3806 | Surry | Electric Utility | VA | 1 | 847.5 | 838 | Nuclear | NUC | ST | 12 | 1972 |  |  | (OP) Operating | [6 empty] | Surry | 37.1661 | -76.6986
19876 | Virginia Electric & Power Co | 3806 | Surry | Electric Utility | VA | 2 | 847.5 | 838 | Nuclear | NUC | ST | 5 | 1973 |  |  | (OP) Operating | [6 empty] | Surry | 37.1661 | -76.6986
19876 | Virginia Electric & Power Co | 3809 | Yorktown | Electric Utility | VA | 1 | 187.5 | 159 | Conventional Steam Coal | BIT | ST | 7 | 1957 | 4 | 2017 | (OP) Operating | [6 empty] | York | 37.2144 | -76.4611
19876 | Virginia Electric & Power Co | 3809 | Yorktown | Electric Utility | VA | 2 | 187.5 | 164 | Conventional Steam Coal | BIT | ST | 1 | 1959 | 4 | 2017 | (OP) Operating | [6 empty] | York | 37.2144 | -76.4611
19876 | Virginia Electric & Power Co | 3809 | Yorktown | Electric Utility | VA | 3 | 882 | 790 | Petroleum Liquids | RFO | ST | 12 | 1974 |  |  | (OP) Operating | [6 empty] | York | 37.2144 | -76.4611
1456 | Town of Bedford - (VA) | 3821 | Snowden | Electric Utility | VA | 4 | 2.5 | 2.5 | Conventional Hydroelectric | WAT | HY | 8 | 1987 |  |  | (OP) Operating | [5 empty] | 0 | BEDFORD | 37.5736 | -79.3715
1456 | Town of Bedford - (VA) | 3821 | Snowden | Electric Utility | VA | 5 | 2.5 | 2.5 | Conventional Hydroelectric | WAT | HY | 8 | 1987 |  |  | (OP) Operating | [5 empty] | 0 | BEDFORD | 37.5736 | -79.3715
56834 | Intercontinental Materials Management | 3823 | West Spring Street | Electric Utility | VA | 7 | 1.5 | 1.5 | Petroleum Liquids | DFO | IC | 2 | 1997 |  |  | (SB) Standby/Backup: available for service but not normally used | [6 empty] | Culpeper | 38.27 | -78.035
4794 | City of Danville - (VA) | 3825 | Pinnacles | Electric Utility | VA | 1 | 3.7 | 3.5 | Conventional Hydroelectric | WAT | HY | 6 | 1938 |  |  | (OP) Operating | [6 empty] | PATRICK | 36.6669 | -80.4479
4794 | City of Danville - (VA) | 3825 | Pinnacles | Electric Utility | VA | 2 | 3.7 | 3.5 | Conventional Hydroelectric | WAT | HY | 6 | 1938 |  |  | (OP) Operating | [6 empty] | PATRICK | 36.6669 | -80.4479
4794 | City of Danville - (VA) | 3825 | Pinnacles | Electric Utility | VA | 3 | 3.7 | 3.5 | Conventional Hydroelectric | WAT | HY | 6 | 1938 |  |  | (OP) Operating | [6 empty] | PATRICK | 36.6669 | -80.4479
11770 | City of Martinsville - (VA) | 3826 | Martinsville | Electric Utility | VA | 1 | 0.3 | 0.3 | Conventional Hydroelectric | WAT | HY | 5 | 1932 |  |  | (OP) Operating | [6 empty] | Henry | 36.6641 | -79.8836
11770 | City of Martinsville - (VA) | 3826 | Martinsville | Electric Utility | VA | 2 | 1 | 0.9 | Conventional Hydroelectric | WAT | HY | 5 | 1932 |  |  | (OP) Operating | [6 empty] | Henry | 36.6641 | -79.8836
15619 | City of Radford - (VA) | 3827 | Radford | Electric Utility | VA | 1 | 1 | 1 | Conventional Hydroelectric | WAT | HY | 10 | 1934 |  |  | (OS) Out of service and NOT expected to return to service in next calendar year | [6 empty] | Pulaski | 37.0784 | -80.5727
18574 | USCE-Wilmington District | 3833 | John H Kerr | Electric Utility | VA | 1 | 13.8 | 13.8 | Conventional Hydroelectric | WAT | HY | 12 | 1952 |  |  | (OP) Operating | [6 empty] | Mecklenburg | 36.5994 | -78.3005
18574 | USCE-Wilmington District | 3833 | John H Kerr | Electric Utility | VA | 2 | 46.8 | 46.8 | Conventional Hydroelectric | WAT | HY | 11 | 1952 |  |  | (OP) Operating | [6 empty] | Mecklenburg | 36.5994 | -78.3005
18574 | USCE-Wilmington District | 3833 | John H Kerr | Electric Utility | VA | 3 | 46.8 | 46.8 | Conventional Hydroelectric | WAT | HY | 1 | 1953 |  |  | (OP) Operating | [6 empty] | Mecklenburg | 36.5994 | -78.3005
18574 | USCE-Wilmington District | 3833 | John H Kerr | Electric Utility | VA | 4 | 46.8 | 46.8 | Conventional Hydroelectric | WAT | HY | 3 | 1953 |  |  | (OP) Operating | [6 empty] | Mecklenburg | 36.5994 | -78.3005
18574 | USCE-Wilmington District | 3833 | John H Kerr | Electric Utility | VA | 5 | 46.8 | 46.8 | Conventional Hydroelectric | WAT | HY | 9 | 1953 |  |  | (OP) Operating | [6 empty] | Mecklenburg | 36.5994 | -78.3005
18574 | USCE-Wilmington District | 3833 | John H Kerr | Electric Utility | VA | 6 | 46.8 | 46.8 | Conventional Hydroelectric | WAT | HY | 10 | 1953 |  |  | (OP) Operating | [6 empty] | Mecklenburg | 36.5994 | -78.3005
18574 | USCE-Wilmington District | 3833 | John H Kerr | Electric Utility | VA | 7 | 46.8 | 46.8 | Conventional Hydroelectric | WAT | HY | 12 | 1953 |  |  | (OP) Operating | [6 empty] | Mecklenburg | 36.5994 | -78.3005
18574 | USCE-Wilmington District | 3833 | John H Kerr | Electric Utility | VA | A | 1.1 | 1 | Conventional Hydroelectric | WAT | HY | 12 | 2008 |  |  | (OP) Operating | [6 empty] | Mecklenburg | 36.5994 | -78.3005
18574 | USCE-Wilmington District | 3833 | John H Kerr | Electric Utility | VA | B | 1.1 | 1 | Conventional Hydroelectric | WAT | HY | 8 | 2008 |  |  | (OP) Operating | [6 empty] | Mecklenburg | 36.5994 | -78.3005
18574 | USCE-Wilmington District | 3834 | Philpott Lake | Electric Utility | VA | 1 | 6.7 | 7.5 | Conventional Hydroelectric | WAT | HY | 8 | 1953 |  |  | (OP) Operating | [6 empty] | Henry | 36.7803 | -80.0281
18574 | USCE-Wilmington District | 3834 | Philpott Lake | Electric Utility | VA | 2 | 6.7 | 7.5 | Conventional Hydroelectric | WAT | HY | 8 | 1953 |  |  | (OP) Operating | [6 empty] | Henry | 36.7803 | -80.0281
18574 | USCE-Wilmington District | 3834 | Philpott Lake | Electric Utility | VA | 3 | 0.6 | 0.6 | Conventional Hydroelectric | WAT | HY | 8 | 1953 |  |  | (OP) Operating | [6 empty] | Henry | 36.7803 | -80.0281
19099 | TransAlta Centralia Gen LLC | 3845 | Transalta Centralia Generation | IPP Non-CHP | WA | 1 | 729.9 | 670 | Conventional Steam Coal | SUB | ST | 12 | 1972 | 12 | 2020 | (OP) Operating | [6 empty] | Lewis | 46.7559 | -122.8598
19099 | TransAlta Centralia Gen LLC | 3845 | Transalta Centralia Generation | IPP Non-CHP | WA | 2 | 729.9 | 670 | Conventional Steam Coal | SUB | ST | 7 | 1973 | 12 | 2025 | (OP) Operating | [6 empty] | Lewis | 46.7559 | -122.8598
14354 | PacifiCorp | 3847 | Merwin | Electric Utility | WA | 1 | 45 | 50 | Conventional Hydroelectric | WAT | HY | 1 | 1932 |  |  | (OP) Operating | [6 empty] | Cowlitz | 45.9567 | -122.5544
14354 | PacifiCorp | 3847 | Merwin | Electric Utility | WA | 2 | 45 | 50 | Conventional Hydroelectric | WAT | HY | 12 | 1949 |  |  | (OP) Operating | [6 empty] | Cowlitz | 45.9567 | -122.5544
14354 | PacifiCorp | 3847 | Merwin | Electric Utility | WA | 3 | 45 | 50 | Conventional Hydroelectric | WAT | HY | 9 | 1958 |  |  | (OP) Operating | [6 empty] | Cowlitz | 45.9567 | -122.5544
14354 | PacifiCorp | 3847 | Merwin | Electric Utility | WA | House | 1 | 1 | Conventional Hydroelectric | WAT | HY | 7 | 1931 |  |  | (OP) Operating | [6 empty] | Cowlitz | 45.9567 | -122.5544
14354 | PacifiCorp | 3850 | Swift 1 | Electric Utility | WA | HY11 | 80 | 87.9 | Conventional Hydroelectric | WAT | HY | 12 | 1958 |  |  | (OP) Operating | [6 empty] | Skamania | 46.0608 | -122.2017
14354 | PacifiCorp | 3850 | Swift 1 | Electric Utility | WA | HY12 | 80 | 87.9 | Conventional Hydroelectric | WAT | HY | 12 | 1958 |  |  | (OP) Operating | [6 empty] | Skamania | 46.0608 | -122.2017
14354 | PacifiCorp | 3850 | Swift 1 | Electric Utility | WA | HY13 | 80 | 87.9 | Conventional Hydroelectric | WAT | HY | 12 | 1958 |  |  | (OP) Operating | [6 empty] | Skamania | 46.0608 | -122.2017
14354 | PacifiCorp | 3852 | Yale | Electric Utility | WA | 1 | 67 | 81.8 | Conventional Hydroelectric | WAT | HY | 9 | 1953 |  |  | (OP) Operating | [6 empty] | Cowlitz | 45.9628 | -122.3355
14354 | PacifiCorp | 3852 | Yale | Electric Utility | WA | 2 | 67 | 81.8 | Conventional Hydroelectric | WAT | HY | 11 | 1953 |  |  | (OP) Operating | [6 empty] | Cowlitz | 45.9628 | -122.3355
15500 | Puget Sound Energy Inc | 3853 | Crystal Mountain | Electric Utility | WA | 1 | 2.7 | 2.5 | Petroleum Liquids | DFO | IC | 12 | 1969 |  |  | (SB) Standby/Backup: available for service but not normally used | [6 empty] | Pierce | 46.9535 | -121.4752
59866 | Electron Hydro LLC | 3854 | Electron | IPP Non-CHP | WA | 1 | 5.1 | 5.7 | Conventional Hydroelectric | WAT | HY | 4 | 1904 |  |  | (OP) Operating | [6 empty] | Pierce | 46.991 | -122.1749
59866 | Electron Hydro LLC | 3854 | Electron | IPP Non-CHP | WA | 2 | 5.1 | 5.9 | Conventional Hydroelectric | WAT | HY | 4 | 1904 |  |  | (OP) Operating | [6 empty] | Pierce | 46.991 | -122.1749
59866 | Electron Hydro LLC | 3854 | Electron | IPP Non-CHP | WA | 3 | 5.1 | 6.3 | Conventional Hydroelectric | WAT | HY | 4 | 1904 |  |  | (OP) Operating | [6 empty] | Pierce | 46.991 | -122.1749
59866 | Electron Hydro LLC | 3854 | Electron | IPP Non-CHP | WA | 4 | 7.5 | 7.9 | Conventional Hydroelectric | WAT | HY | 4 | 1929 |  |  | (OP) Operating | [6 empty] | Pierce | 46.991 | -122.1749
15500 | Puget Sound Energy Inc | 3855 | Lower Baker | Electric Utility | WA | 3 | 80.8 | 80.8 | Conventional Hydroelectric | WAT | HY | 3 | 1960 |  |  | (OP) Operating | [6 empty] | Skagit | 48.5478 | -121.7407
15500 | Puget Sound Energy Inc | 3855 | Lower Baker | Electric Utility | WA | 4 | 30.4 | 30.4 | Conventional Hydroelectric | WAT | HY | 7 | 2013 |  |  | (OP) Operating | [6 empty] | Skagit | 48.5478 | -121.7407
15500 | Puget Sound Energy Inc | 3860 | Snoqualmie | Electric Utility | WA | 1 | 1.5 | 1.8 | Conventional Hydroelectric | WAT | HY | 1 | 1898 |  |  | (OS) Out of service and NOT expected to return to service in next calendar year | [6 empty] | King | 47.5401 | -121.837
15500 | Puget Sound Energy Inc | 3860 | Snoqualmie | Electric Utility | WA | 2 | 1.8 | 1.8 | Conventional Hydroelectric | WAT | HY | 1 | 1898 |  |  | (OS) Out of service and NOT expected to return to service in next calendar year | [6 empty] | King | 47.5401 | -121.837
15500 | Puget Sound Energy Inc | 3860 | Snoqualmie | Electric Utility | WA | 3 | 1.5 | 1.8 | Conventional Hydroelectric | WAT | HY | 1 | 1898 |  |  | (OS) Out of service and NOT expected to return to service in next calendar year | [6 empty] | King | 47.5401 | -121.837
15500 | Puget Sound Energy Inc | 3860 | Snoqualmie | Electric Utility | WA | 4 | 1.5 | 1.8 | Conventional Hydroelectric | WAT | HY | 1 | 1898 |  |  | (OS) Out of service and NOT expected to return to service in next calendar year | [6 empty] | King | 47.5401 | -121.837
15500 | Puget Sound Energy Inc | 3860 | Snoqualmie | Electric Utility | WA | 5A | 6.8 | 5.6 | Conventional Hydroelectric | WAT | HY | 8 | 2013 |  |  | (OP) Operating | [6 empty] | King | 47.5401 | -121.837
15500 | Puget Sound Energy Inc | 3861 | Upper Baker | Electric Utility | WA | 1 | 52.4 | 52.5 | Conventional Hydroelectric | WAT | HY | 1 | 1959 |  |  | (OP) Operating | [6 empty] | Whatcom | 48.649 | -121.6907
15500 | Puget Sound Energy Inc | 3861 | Upper Baker | Electric Utility | WA | 2 | 52.4 | 52.5 | Conventional Hydroelectric | WAT | HY | 1 | 1959 |  |  | (OP) Operating | [6 empty] | Whatcom | 48.649 | -121.6907
20169 | Avista Corp | 3866 | Little Falls (WA) | Electric Utility | WA | 1 | 8 | 9 | Conventional Hydroelectric | WAT | HY | 7 | 1910 |  |  | (OP) Operating |  |  |  | 2016 | 12 | 0.5 | Lincoln | 47.8217 | -117.9167
20169 | Avista Corp | 3866 | Little Falls (WA) | Electric Utility | WA | 2 | 8 | 9 | Conventional Hydroelectric | WAT | HY | 9 | 1910 |  |  | (OP) Operating |  |  |  | 2018 | 12 | 0.5 | Lincoln | 47.8217 | -117.9167
20169 | Avista Corp | 3866 | Little Falls (WA) | Electric Utility | WA | 3 | 8 | 9.5 | Conventional Hydroelectric | WAT | HY | 12 | 1910 |  |  | (OP) Operating | [6 empty] | Lincoln | 47.8217 | -117.9167
20169 | Avista Corp | 3866 | Little Falls (WA) | Electric Utility | WA | 4 | 8 | 9 | Conventional Hydroelectric | WAT | HY | 11 | 1911 |  |  | (OP) Operating |  |  |  | 2017 | 12 | 0.5 | Lincoln | 47.8217 | -117.9167
20169 | Avista Corp | 3867 | Long Lake | Electric Utility | WA | 1 | 17.5 | 22.4 | Conventional Hydroelectric | WAT | HY | 10 | 1915 |  |  | (OP) Operating | [6 empty] | Lincoln | 47.8344 | -117.8361
20169 | Avista Corp | 3867 | Long Lake | Electric Utility | WA | 2 | 17.5 | 22.5 | Conventional Hydroelectric | WAT | HY | 10 | 1915 |  |  | (OP) Operating | [6 empty] | Lincoln | 47.8344 | -117.8361
20169 | Avista Corp | 3867 | Long Lake | Electric Utility | WA | 3 | 17.5 | 22.5 | Conventional Hydroelectric | WAT | HY | 12 | 1919 |  |  | (OP) Operating | [6 empty] | Lincoln | 47.8344 | -117.8361
20169 | Avista Corp | 3867 | Long Lake | Electric Utility | WA | 4 | 17.5 | 22.1 | Conventional Hydroelectric | WAT | HY | 2 | 1924 |  |  | (OP) Operating | [6 empty] | Lincoln | 47.8344 | -117.8361
9143 | Hydro Technology Systems Inc | 3868 | Meyers Falls | IPP Non-CHP | WA | UN1 | 0.9 | 0.9 | Conventional Hydroelectric | WAT | HY | 6 | 1915 |  |  | (OP) Operating | [6 empty] | Stevens | 48.5953 | -118.0603
9143 | Hydro Technology Systems Inc | 3868 | Meyers Falls | IPP Non-CHP | WA | UN2 | 0.3 | 0.3 | Conventional Hydroelectric | WAT | HY | 6 | 1915 |  |  | (OP) Operating | [6 empty] | Stevens | 48.5953 | -118.0603
20169 | Avista Corp | 3869 | Nine Mile | Electric Utility | WA | 3N | 10 | 8 | Conventional Hydroelectric | WAT | HY | 6 | 1994 |  |  | (OP) Operating | [6 empty] | Spokane | 47.7697 | -117.5372
20169 | Avista Corp | 3869 | Nine Mile | Electric Utility | WA | 4N | 10 | 8 | Conventional Hydroelectric | WAT | HY | 6 | 1994 |  |  | (OP) Operating | [6 empty] | Spokane | 47.7697 | -117.5372
3295 | City of Centralia - (WA) | 3878 | Yelm | Electric Utility | WA | 1 | 3 | 2.7 | Conventional Hydroelectric | WAT | HY | 88 | 1930 |  |  | (OP) Operating | [6 empty] | Thurston | 46.9749 | -122.6358
3295 | City of Centralia - (WA) | 3878 | Yelm | Electric Utility | WA | 2 | 3 | 2.7 | Conventional Hydroelectric | WAT | HY | 88 | 1930 |  |  | (OP) Operating | [6 empty] | Thurston | 46.9749 | -122.6358
3295 | City of Centralia - (WA) | 3878 | Yelm | Electric Utility | WA | 3 | 6 | 6 | Conventional Hydroelectric | WAT | HY | 88 | 1955 |  |  | (OP) Operating | [6 empty] | Thurston | 46.9749 | -122.6358
3413 | PUD No 1 of Chelan County | 3883 | Rocky Reach | Electric Utility | WA | C-1 | 114 | 104.9 | Conventional Hydroelectric | WAT | HY | 6 | 1961 |  |  | (OP) Operating | [6 empty] | Chelan | 47.5336 | -120.2953
3413 | PUD No 1 of Chelan County | 3883 | Rocky Reach | Electric Utility | WA | C-10 | 125.4 | 129.9 | Conventional Hydroelectric | WAT | HY | 1 | 1974 |  |  | (OP) Operating | [6 empty] | Chelan | 47.5336 | -120.2953
3413 | PUD No 1 of Chelan County | 3883 | Rocky Reach | Electric Utility | WA | C-11 | 125.4 | 129.9 | Conventional Hydroelectric | WAT | HY | 2 | 1974 |  |  | (OP) Operating | [6 empty] | Chelan | 47.5336 | -120.2953
3413 | PUD No 1 of Chelan County | 3883 | Rocky Reach | Electric Utility | WA | C-2 | 114 | 104.9 | Conventional Hydroelectric | WAT | HY | 6 | 1961 |  |  | (OP) Operating | [6 empty] | Chelan | 47.5336 | -120.2953
3413 | PUD No 1 of Chelan County | 3883 | Rocky Reach | Electric Utility | WA | C-3 | 114 | 104.9 | Conventional Hydroelectric | WAT | HY | 6 | 1961 |  |  | (OP) Operating | [6 empty] | Chelan | 47.5336 | -120.2953
3413 | PUD No 1 of Chelan County | 3883 | Rocky Reach | Electric Utility | WA | C-4 | 114 | 104.9 | Conventional Hydroelectric | WAT | HY | 8 | 1961 |  |  | (OP) Operating | [6 empty] | Chelan | 47.5336 | -120.2953
3413 | PUD No 1 of Chelan County | 3883 | Rocky Reach | Electric Utility | WA | C-5 | 114 | 104.9 | Conventional Hydroelectric | WAT | HY | 8 | 1961 |  |  | (OP) Operating | [6 empty] | Chelan | 47.5336 | -120.2953
3413 | PUD No 1 of Chelan County | 3883 | Rocky Reach | Electric Utility | WA | C-6 | 114 | 104.9 | Conventional Hydroelectric | WAT | HY | 8 | 1961 |  |  | (OP) Operating | [6 empty] | Chelan | 47.5336 | -120.2953
3413 | PUD No 1 of Chelan County | 3883 | Rocky Reach | Electric Utility | WA | C-7 | 114 | 104.9 | Conventional Hydroelectric | WAT | HY | 9 | 1961 |  |  | (OP) Operating | [6 empty] | Chelan | 47.5336 | -120.2953
3413 | PUD No 1 of Chelan County | 3883 | Rocky Reach | Electric Utility | WA | C-8 | 125.4 | 129.9 | Conventional Hydroelectric | WAT | HY | 8 | 1973 |  |  | (OP) Operating | [6 empty] | Chelan | 47.5336 | -120.2953
3413 | PUD No 1 of Chelan County | 3883 | Rocky Reach | Electric Utility | WA | C-9 | 125.4 | 129.9 | Conventional Hydroelectric | WAT | HY | 11 | 1973 |  |  | (OP) Operating | [6 empty] | Chelan | 47.5336 | -120.2953
5326 | PUD No 1 of Douglas County | 3886 | Wells | Electric Utility | WA | U-1 | 77.4 | 84 | Conventional Hydroelectric | WAT | HY | 9 | 1967 |  |  | (OP) Operating | [6 empty] | Douglas | 47.9469 | -119.8653
5326 | PUD No 1 of Douglas County | 3886 | Wells | Electric Utility | WA | U-10 | 77.4 | 84 | Conventional Hydroelectric | WAT | HY | 1 | 1969 |  |  | (OP) Operating | [6 empty] | Douglas | 47.9469 | -119.8653
5326 | PUD No 1 of Douglas County | 3886 | Wells | Electric Utility | WA | U-2 | 77.4 | 84 | Conventional Hydroelectric | WAT | HY | 10 | 1967 |  |  | (OP) Operating | [6 empty] | Douglas | 47.9469 | -119.8653
5326 | PUD No 1 of Douglas County | 3886 | Wells | Electric Utility | WA | U-3 | 77.4 | 84 | Conventional Hydroelectric | WAT | HY | 9 | 1967 |  |  | (OP) Operating | [6 empty] | Douglas | 47.9469 | -119.8653
5326 | PUD No 1 of Douglas County | 3886 | Wells | Electric Utility | WA | U-4 | 77.4 | 84 | Conventional Hydroelectric | WAT | HY | 9 | 1967 |  |  | (OA) Out of service but expected to return to service in next calendar year | [6 empty] | Douglas | 47.9469 | -119.8653
5326 | PUD No 1 of Douglas County | 3886 | Wells | Electric Utility | WA | U-5 | 77.4 | 84 | Conventional Hydroelectric | WAT | HY | 9 | 1967 |  |  | (OP) Operating | [6 empty] | Douglas | 47.9469 | -119.8653
5326 | PUD No 1 of Douglas County | 3886 | Wells | Electric Utility | WA | U-6 | 77.4 | 84 | Conventional Hydroelectric | WAT | HY | 9 | 1967 |  |  | (OP) Operating | [6 empty] | Douglas | 47.9469 | -119.8653
5326 | PUD No 1 of Douglas County | 3886 | Wells | Electric Utility | WA | U-7 | 77.4 | 84 | Conventional Hydroelectric | WAT | HY | 9 | 1967 |  |  | (OA) Out of service but expected to return to service in next calendar year | [6 empty] | Douglas | 47.9469 | -119.8653
5326 | PUD No 1 of Douglas County | 3886 | Wells | Electric Utility | WA | U-8 | 77.4 | 84 | Conventional Hydroelectric | WAT | HY | 10 | 1968 |  |  | (OP) Operating | [6 empty] | Douglas | 47.9469 | -119.8653
5326 | PUD No 1 of Douglas County | 3886 | Wells | Electric Utility | WA | U-9 | 77.4 | 84 | Conventional Hydroelectric | WAT | HY | 1 | 1969 |  |  | (OP) Operating | [6 empty] | Douglas | 47.9469 | -119.8653
14624 | PUD No 2 of Grant County | 3887 | Priest Rapids | Electric Utility | WA | 1 | 95 | 95 | Conventional Hydroelectric | WAT | HY | 7 | 1961 |  |  | (OP) Operating | [6 empty] | Grant | 46.6451 | -119.908
14624 | PUD No 2 of Grant County | 3887 | Priest Rapids | Electric Utility | WA | 10 | 95 | 95 | Conventional Hydroelectric | WAT | HY | 11 | 1959 |  |  | (OP) Operating | [6 empty] | Grant | 46.6451 | -119.908
14624 | PUD No 2 of Grant County | 3887 | Priest Rapids | Electric Utility | WA | 2 | 97.8 | 97.8 | Conventional Hydroelectric | WAT | HY | 5 | 1961 |  |  | (OP) Operating | [6 empty] | Grant | 46.6451 | -119.908
14624 | PUD No 2 of Grant County | 3887 | Priest Rapids | Electric Utility | WA | 3 | 95 | 95 | Conventional Hydroelectric | WAT | HY | 9 | 1960 |  |  | (OP) Operating | [6 empty] | Grant | 46.6451 | -119.908
14624 | PUD No 2 of Grant County | 3887 | Priest Rapids | Electric Utility | WA | 4 | 95 | 95 | Conventional Hydroelectric | WAT | HY | 9 | 1960 |  |  | (OP) Operating | [6 empty] | Grant | 46.6451 | -119.908
14624 | PUD No 2 of Grant County | 3887 | Priest Rapids | Electric Utility | WA | 5 | 95 | 95 | Conventional Hydroelectric | WAT | HY | 4 | 1960 |  |  | (OP) Operating | [6 empty] | Grant | 46.6451 | -119.908
14624 | PUD No 2 of Grant County | 3887 | Priest Rapids | Electric Utility | WA | 6 | 95 | 95 | Conventional Hydroelectric | WAT | HY | 2 | 1960 |  |  | (OP) Operating | [6 empty] | Grant | 46.6451 | -119.908
14624 | PUD No 2 of Grant County | 3887 | Priest Rapids | Electric Utility | WA | 7 | 95 | 95 | Conventional Hydroelectric | WAT | HY | 1 | 1960 |  |  | (OP) Operating | [6 empty] | Grant | 46.6451 | -119.908
14624 | PUD No 2 of Grant County | 3887 | Priest Rapids | Electric Utility | WA | 8 | 95 | 95 | Conventional Hydroelectric | WAT | HY | 12 | 1959 |  |  | (OP) Operating | [6 empty] | Grant | 46.6451 | -119.908
14624 | PUD No 2 of Grant County | 3887 | Priest Rapids | Electric Utility | WA | 9 | 97.8 | 97.8 | Conventional Hydroelectric | WAT | HY | 10 | 1959 |  |  | (OP) Operating | [6 empty] | Grant | 46.6451 | -119.908
14624 | PUD No 2 of Grant County | 3888 | Wanapum | Electric Utility | WA | 10A | 122 | 122 | Conventional Hydroelectric | WAT | HY | 6 | 2014 |  |  | (OP) Operating | [6 empty] | Grant | 46.8731 | -119.9703
14624 | PUD No 2 of Grant County | 3888 | Wanapum | Electric Utility | WA | 1A | 122 | 122 | Conventional Hydroelectric | WAT | HY | 10 | 2013 |  |  | (OP) Operating | [6 empty] | Grant | 46.8731 | -119.9703
14624 | PUD No 2 of Grant County | 3888 | Wanapum | Electric Utility | WA | 2A | 122 | 122 | Conventional Hydroelectric | WAT | HY | 12 | 2012 |  |  | (OP) Operating | [6 empty] | Grant | 46.8731 | -119.9703
14624 | PUD No 2 of Grant County | 3888 | Wanapum | Electric Utility | WA | 3 | 103.8 | 103.8 | Conventional Hydroelectric | WAT | HY | 6 | 1963 | 8 | 2016 | (OP) Operating | [6 empty] | Grant | 46.8731 | -119.9703
14624 | PUD No 2 of Grant County | 3888 | Wanapum | Electric Utility | WA | 4 | 103.8 | 103.8 | Conventional Hydroelectric | WAT | HY | 9 | 1963 | 8 | 2017 | (OP) Operating | [6 empty] | Grant | 46.8731 | -119.9703
14624 | PUD No 2 of Grant County | 3888 | Wanapum | Electric Utility | WA | 5A | 122 | 122 | Conventional Hydroelectric | WAT | HY | 2 | 2012 |  |  | (OP) Operating | [6 empty] | Grant | 46.8731 | -119.9703
14624 | PUD No 2 of Grant County | 3888 | Wanapum | Electric Utility | WA | 7A | 122 | 122 | Conventional Hydroelectric | WAT | HY | 4 | 2011 |  |  | (OP) Operating | [6 empty] | Grant | 46.8731 | -119.9703
14624 | PUD No 2 of Grant County | 3888 | Wanapum | Electric Utility | WA | 8 | 103.8 | 103.8 | Conventional Hydroelectric | WAT | HY | 12 | 1963 | 8 | 2018 | (OP) Operating | [5 empty] | 0 | Grant | 46.8731 | -119.9703
14624 | PUD No 2 of Grant County | 3888 | Wanapum | Electric Utility | WA | 9A | 122 | 122 | Conventional Hydroelectric | WAT | HY | 6 | 2015 |  |  | (OP) Operating | [6 empty] | Grant | 46.8731 | -119.9703
14653 | PUD No 1 of Pend Oreille County | 3891 | Box Canyon | Electric Utility | WA | 1 | 22.5 | 22.5 | Conventional Hydroelectric | WAT | HY | 6 | 1955 |  |  | (OP) Operating |  |  |  | 2015 | 2 | 7.5 | Pend Oreille | 48.7809 | -117.4183
14653 | PUD No 1 of Pend Oreille County | 3891 | Box Canyon | Electric Utility | WA | 2 | 22.5 | 22.5 | Conventional Hydroelectric | WAT | HY | 7 | 1955 |  |  | (OP) Operating | [6 empty] | Pend Oreille | 48.7809 | -117.4183
14653 | PUD No 1 of Pend Oreille County | 3891 | Box Canyon | Electric Utility | WA | 3 | 22.5 | 22.5 | Conventional Hydroelectric | WAT | HY | 8 | 1955 |  |  | (OP) Operating | [6 empty] | Pend Oreille | 48.7809 | -117.4183
14653 | PUD No 1 of Pend Oreille County | 3891 | Box Canyon | Electric Utility | WA | 4 | 22.5 | 22.5 | Conventional Hydroelectric | WAT | HY | 8 | 1955 |  |  | (OP) Operating | [6 empty] | Pend Oreille | 48.7809 | -117.4183
19400 | USACE Northwestern Division | 3895 | The Dalles | Electric Utility | OR | 1 | 78 | 78 | Conventional Hydroelectric | WAT | HY | 10 | 1957 |  |  | (OP) Operating | [6 empty] | Wasco | 45.614 | -121.1346
19400 | USACE Northwestern Division | 3895 | The Dalles | Electric Utility | OR | 10 | 78 | 78 | Conventional Hydroelectric | WAT | HY | 11 | 1959 |  |  | (OP) Operating | [6 empty] | Wasco | 45.614 | -121.1346
19400 | USACE Northwestern Division | 3895 | The Dalles | Electric Utility | OR | 11 | 78 | 78 | Conventional Hydroelectric | WAT | HY | 2 | 1960 |  |  | (OP) Operating | [6 empty] | Wasco | 45.614 | -121.1346
19400 | USACE Northwestern Division | 3895 | The Dalles | Electric Utility | OR | 12 | 78 | 78 | Conventional Hydroelectric | WAT | HY | 5 | 1960 |  |  | (OP) Operating | [6 empty] | Wasco | 45.614 | -121.1346
19400 | USACE Northwestern Division | 3895 | The Dalles | Electric Utility | OR | 13 | 78 | 78 | Conventional Hydroelectric | WAT | HY | 8 | 1960 |  |  | (OP) Operating | [6 empty] | Wasco | 45.614 | -121.1346
19400 | USACE Northwestern Division | 3895 | The Dalles | Electric Utility | OR | 14 | 78 | 78 | Conventional Hydroelectric | WAT | HY | 11 | 1960 |  |  | (OP) Operating | [6 empty] | Wasco | 45.614 | -121.1346
19400 | USACE Northwestern Division | 3895 | The Dalles | Electric Utility | OR | 15 | 86 | 86 | Conventional Hydroelectric | WAT | HY | 2 | 1973 |  |  | (OP) Operating | [6 empty] | Wasco | 45.614 | -121.1346
19400 | USACE Northwestern Division | 3895 | The Dalles | Electric Utility | OR | 16 | 86 | 86 | Conventional Hydroelectric | WAT | HY | 2 | 1973 |  |  | (OP) Operating | [6 empty] | Wasco | 45.614 | -121.1346
19400 | USACE Northwestern Division | 3895 | The Dalles | Electric Utility | OR | 17 | 86 | 86 | Conventional Hydroelectric | WAT | HY | 3 | 1973 |  |  | (OP) Operating | [6 empty] | Wasco | 45.614 | -121.1346
19400 | USACE Northwestern Division | 3895 | The Dalles | Electric Utility | OR | 18 | 86 | 86 | Conventional Hydroelectric | WAT | HY | 3 | 1973 |  |  | (OP) Operating | [6 empty] | Wasco | 45.614 | -121.1346
19400 | USACE Northwestern Division | 3895 | The Dalles | Electric Utility | OR | 19 | 86 | 86 | Conventional Hydroelectric | WAT | HY | 5 | 1973 |  |  | (OP) Operating | [6 empty] | Wasco | 45.614 | -121.1346
19400 | USACE Northwestern Division | 3895 | The Dalles | Electric Utility | OR | 2 | 78 | 78 | Conventional Hydroelectric | WAT | HY | 11 | 1957 |  |  | (OP) Operating | [6 empty] | Wasco | 45.614 | -121.1346
19400 | USACE Northwestern Division | 3895 | The Dalles | Electric Utility | OR | 20 | 86 | 86 | Conventional Hydroelectric | WAT | HY | 6 | 1973 |  |  | (OP) Operating | [6 empty] | Wasco | 45.614 | -121.1346
19400 | USACE Northwestern Division | 3895 | The Dalles | Electric Utility | OR | 21 | 86 | 86 | Conventional Hydroelectric | WAT | HY | 11 | 1973 |  |  | (OP) Operating | [6 empty] | Wasco | 45.614 | -121.1346
19400 | USACE Northwestern Division | 3895 | The Dalles | Electric Utility | OR | 22 | 86 | 86 | Conventional Hydroelectric | WAT | HY | 12 | 1973 |  |  | (OP) Operating | [6 empty] | Wasco | 45.614 | -121.1346
19400 | USACE Northwestern Division | 3895 | The Dalles | Electric Utility | OR | 3 | 78 | 78 | Conventional Hydroelectric | WAT | HY | 2 | 1958 |  |  | (OP) Operating | [6 empty] | Wasco | 45.614 | -121.1346
19400 | USACE Northwestern Division | 3895 | The Dalles | Electric Utility | OR | 4 | 78 | 78 | Conventional Hydroelectric | WAT | HY | 5 | 1958 |  |  | (OP) Operating | [6 empty] | Wasco | 45.614 | -121.1346
19400 | USACE Northwestern Division | 3895 | The Dalles | Electric Utility | OR | 5 | 89.7 | 92.7 | Conventional Hydroelectric | WAT | HY | 10 | 1958 |  |  | (OP) Operating | [6 empty] | Wasco | 45.614 | -121.1346
19400 | USACE Northwestern Division | 3895 | The Dalles | Electric Utility | OR | 6 | 78 | 78 | Conventional Hydroelectric | WAT | HY | 11 | 1958 |  |  | (OP) Operating | [6 empty] | Wasco | 45.614 | -121.1346
19400 | USACE Northwestern Division | 3895 | The Dalles | Electric Utility | OR | 7 | 78 | 78 | Conventional Hydroelectric | WAT | HY | 2 | 1959 |  |  | (OP) Operating | [6 empty] | Wasco | 45.614 | -121.1346
19400 | USACE Northwestern Division | 3895 | The Dalles | Electric Utility | OR | 8 | 78 | 78 | Conventional Hydroelectric | WAT | HY | 5 | 1959 |  |  | (OP) Operating | [6 empty] | Wasco | 45.614 | -121.1346
19400 | USACE Northwestern Division | 3895 | The Dalles | Electric Utility | OR | 9 | 78 | 78 | Conventional Hydroelectric | WAT | HY | 11 | 1959 |  |  | (OP) Operating | [6 empty] | Wasco | 45.614 | -121.1346
19400 | USACE Northwestern Division | 3895 | The Dalles | Electric Utility | OR | F1 | 14 | 14 | Conventional Hydroelectric | WAT | HY | 6 | 1957 |  |  | (OA) Out of service but expected to return to service in next calendar year | [6 empty] | Wasco | 45.614 | -121.1346
19400 | USACE Northwestern Division | 3895 | The Dalles | Electric Utility | OR | F2 | 14 | 14 | Conventional Hydroelectric | WAT | HY | 7 | 1957 |  |  | (OA) Out of service but expected to return to service in next calendar year | [6 empty] | Wasco | 45.614 | -121.1346
18429 | City of Tacoma - (WA) | 3913 | Alder | Electric Utility | WA | 11 | 25 | 25.2 | Conventional Hydroelectric | WAT | HY | 5 | 1947 |  |  | (OP) Operating | [6 empty] | Pierce | 46.8016 | -122.3102
18429 | City of Tacoma - (WA) | 3913 | Alder | Electric Utility | WA | 12 | 25 | 25.2 | Conventional Hydroelectric | WAT | HY | 12 | 1945 |  |  | (OP) Operating | [6 empty] | Pierce | 46.8016 | -122.3102
18429 | City of Tacoma - (WA) | 3914 | Cushman 1 | Electric Utility | WA | 21 | 21.6 | 26.7 | Conventional Hydroelectric | WAT | HY | 6 | 1926 |  |  | (OP) Operating | [6 empty] | Mason | 47.4181 | -123.2252
18429 | City of Tacoma - (WA) | 3914 | Cushman 1 | Electric Utility | WA | 22 | 21.6 | 26.7 | Conventional Hydroelectric | WAT | HY | 7 | 1926 |  |  | (OP) Operating | [6 empty] | Mason | 47.4181 | -123.2252
18429 | City of Tacoma - (WA) | 3915 | Cushman 2 | Electric Utility | WA | 31 | 27 | 30 | Conventional Hydroelectric | WAT | HY | 12 | 1930 |  |  | (OP) Operating | [6 empty] | Mason | 47.3698 | -123.1603
18429 | City of Tacoma - (WA) | 3915 | Cushman 2 | Electric Utility | WA | 32 | 27 | 30 | Conventional Hydroelectric | WAT | HY | 8 | 1931 |  |  | (OP) Operating | [6 empty] | Mason | 47.3698 | -123.1603
18429 | City of Tacoma - (WA) | 3915 | Cushman 2 | Electric Utility | WA | 33 | 27 | 30 | Conventional Hydroelectric | WAT | HY | 12 | 1952 |  |  | (OP) Operating | [6 empty] | Mason | 47.3698 | -123.1603
18429 | City of Tacoma - (WA) | 3915 | Cushman 2 | Electric Utility | WA | 34 | 1.8 | 1.8 | Conventional Hydroelectric | WAT | HY | 3 | 2013 |  |  | (OP) Operating | [6 empty] | Mason | 47.3698 | -123.1603
18429 | City of Tacoma - (WA) | 3915 | Cushman 2 | Electric Utility | WA | 35 | 1.8 | 1.8 | Conventional Hydroelectric | WAT | HY | 3 | 2013 |  |  | (OP) Operating | [6 empty] | Mason | 47.3698 | -123.1603
18429 | City of Tacoma - (WA) | 3916 | LaGrande | Electric Utility | WA | 1 | 6 | 6 | Conventional Hydroelectric | WAT | HY | 11 | 1912 |  |  | (OP) Operating | [6 empty] | Pierce | 46.8328 | -122.3196
18429 | City of Tacoma - (WA) | 3916 | LaGrande | Electric Utility | WA | 2 | 6 | 6 | Conventional Hydroelectric | WAT | HY | 11 | 1912 |  |  | (OP) Operating | [6 empty] | Pierce | 46.8328 | -122.3196
18429 | City of Tacoma - (WA) | 3916 | LaGrande | Electric Utility | WA | 3 | 6 | 6 | Conventional Hydroelectric | WAT | HY | 11 | 1912 |  |  | (OP) Operating | [6 empty] | Pierce | 46.8328 | -122.3196
18429 | City of Tacoma - (WA) | 3916 | LaGrande | Electric Utility | WA | 4 | 6 | 6 | Conventional Hydroelectric | WAT | HY | 11 | 1912 |  |  | (OP) Operating | [6 empty] | Pierce | 46.8328 | -122.3196
18429 | City of Tacoma - (WA) | 3916 | LaGrande | Electric Utility | WA | 5 | 40 | 40 | Conventional Hydroelectric | WAT | HY | 9 | 1945 |  |  | (OP) Operating | [6 empty] | Pierce | 46.8328 | -122.3196
18429 | City of Tacoma - (WA) | 3917 | Mayfield | Electric Utility | WA | 41 | 40.5 | 41 | Conventional Hydroelectric | WAT | HY | 5 | 1983 |  |  | (OP) Operating | [6 empty] | Lewis | 46.5035 | -122.5885
18429 | City of Tacoma - (WA) | 3917 | Mayfield | Electric Utility | WA | 42 | 40.5 | 41 | Conventional Hydroelectric | WAT | HY | 3 | 1963 |  |  | (OP) Operating | [6 empty] | Lewis | 46.5035 | -122.5885
18429 | City of Tacoma - (WA) | 3917 | Mayfield | Electric Utility | WA | 43 | 40.5 | 41 | Conventional Hydroelectric | WAT | HY | 4 | 1963 |  |  | (OP) Operating | [6 empty] | Lewis | 46.5035 | -122.5885
18429 | City of Tacoma - (WA) | 3917 | Mayfield | Electric Utility | WA | 44 | 40.5 | 41 | Conventional Hydroelectric | WAT | HY | 6 | 1963 |  |  | (OP) Operating | [6 empty] | Lewis | 46.5035 | -122.5885
18429 | City of Tacoma - (WA) | 3918 | Mossyrock | Electric Utility | WA | 51 | 150 | 203.4 | Conventional Hydroelectric | WAT | HY | 11 | 1968 |  |  | (OP) Operating | [6 empty] | Lewis | 46.5347 | -122.4247
18429 | City of Tacoma - (WA) | 3918 | Mossyrock | Electric Utility | WA | 52 | 150 | 168 | Conventional Hydroelectric | WAT | HY | 10 | 1968 |  |  | (OP) Operating | [6 empty] | Lewis | 46.5347 | -122.4247
19400 | USACE Northwestern Division | 3921 | Chief Joseph | Electric Utility | WA | 1 | 88.2 | 88.2 | Conventional Hydroelectric | WAT | HY | 10 | 1958 |  |  | (OP) Operating | [6 empty] | Douglas | 47.9951 | -119.6404
19400 | USACE Northwestern Division | 3921 | Chief Joseph | Electric Utility | WA | 10 | 88.2 | 88.2 | Conventional Hydroelectric | WAT | HY | 9 | 1955 |  |  | (OP) Operating | [6 empty] | Douglas | 47.9951 | -119.6404
19400 | USACE Northwestern Division | 3921 | Chief Joseph | Electric Utility | WA | 11 | 88.2 | 88.2 | Conventional Hydroelectric | WAT | HY | 9 | 1955 |  |  | (OP) Operating | [6 empty] | Douglas | 47.9951 | -119.6404
19400 | USACE Northwestern Division | 3921 | Chief Joseph | Electric Utility | WA | 12 | 88.2 | 88.2 | Conventional Hydroelectric | WAT | HY | 9 | 1955 |  |  | (OP) Operating | [6 empty] | Douglas | 47.9951 | -119.6404
19400 | USACE Northwestern Division | 3921 | Chief Joseph | Electric Utility | WA | 13 | 88.2 | 88.2 | Conventional Hydroelectric | WAT | HY | 2 | 1957 |  |  | (OP) Operating | [6 empty] | Douglas | 47.9951 | -119.6404
19400 | USACE Northwestern Division | 3921 | Chief Joseph | Electric Utility | WA | 14 | 88.2 | 88.2 | Conventional Hydroelectric | WAT | HY | 7 | 1957 |  |  | (OP) Operating | [6 empty] | Douglas | 47.9951 | -119.6404
19400 | USACE Northwestern Division | 3921 | Chief Joseph | Electric Utility | WA | 15 | 88.2 | 88.2 | Conventional Hydroelectric | WAT | HY | 9 | 1957 |  |  | (OA) Out of service but expected to return to service in next calendar year | [6 empty] | Douglas | 47.9951 | -119.6404
19400 | USACE Northwestern Division | 3921 | Chief Joseph | Electric Utility | WA | 16 | 88.2 | 88.2 | Conventional Hydroelectric | WAT | HY | 11 | 1957 |  |  | (OP) Operating | [6 empty] | Douglas | 47.9951 | -119.6404
19400 | USACE Northwestern Division | 3921 | Chief Joseph | Electric Utility | WA | 17 | 95 | 95 | Conventional Hydroelectric | WAT | HY | 7 | 1977 |  |  | (OP) Operating | [6 empty] | Douglas | 47.9951 | -119.6404
19400 | USACE Northwestern Division | 3921 | Chief Joseph | Electric Utility | WA | 18 | 95 | 95 | Conventional Hydroelectric | WAT | HY | 8 | 1977 |  |  | (OP) Operating | [6 empty] | Douglas | 47.9951 | -119.6404
19400 | USACE Northwestern Division | 3921 | Chief Joseph | Electric Utility | WA | 19 | 95 | 95 | Conventional Hydroelectric | WAT | HY | 11 | 1977 |  |  | (OA) Out of service but expected to return to service in next calendar year | [6 empty] | Douglas | 47.9951 | -119.6404
19400 | USACE Northwestern Division | 3921 | Chief Joseph | Electric Utility | WA | 2 | 88.2 | 88.2 | Conventional Hydroelectric | WAT | HY | 7 | 1958 |  |  | (OP) Operating | [6 empty] | Douglas | 47.9951 | -119.6404
19400 | USACE Northwestern Division | 3921 | Chief Joseph | Electric Utility | WA | 20 | 95 | 95 | Conventional Hydroelectric | WAT | HY | 6 | 1978 |  |  | (OP) Operating | [6 empty] | Douglas | 47.9951 | -119.6404
19400 | USACE Northwestern Division | 3921 | Chief Joseph | Electric Utility | WA | 21 | 95 | 95 | Conventional Hydroelectric | WAT | HY | 6 | 1978 |  |  | (OP) Operating | [6 empty] | Douglas | 47.9951 | -119.6404
19400 | USACE Northwestern Division | 3921 | Chief Joseph | Electric Utility | WA | 22 | 95 | 95 | Conventional Hydroelectric | WAT | HY | 6 | 1978 |  |  | (OP) Operating | [6 empty] | Douglas | 47.9951 | -119.6404
19400 | USACE Northwestern Division | 3921 | Chief Joseph | Electric Utility | WA | 23 | 95 | 95 | Conventional Hydroelectric | WAT | HY | 9 | 1978 |  |  | (OP) Operating | [6 empty] | Douglas | 47.9951 | -119.6404
19400 | USACE Northwestern Division | 3921 | Chief Joseph | Electric Utility | WA | 24 | 95 | 95 | Conventional Hydroelectric | WAT | HY | 1 | 1979 |  |  | (OP) Operating | [6 empty] | Douglas | 47.9951 | -119.6404
19400 | USACE Northwestern Division | 3921 | Chief Joseph | Electric Utility | WA | 25 | 95 | 95 | Conventional Hydroelectric | WAT | HY | 1 | 1979 |  |  | (OP) Operating | [6 empty] | Douglas | 47.9951 | -119.6404
19400 | USACE Northwestern Division | 3921 | Chief Joseph | Electric Utility | WA | 26 | 95 | 95 | Conventional Hydroelectric | WAT | HY | 2 | 1979 |  |  | (OP) Operating | [6 empty] | Douglas | 47.9951 | -119.6404
19400 | USACE Northwestern Division | 3921 | Chief Joseph | Electric Utility | WA | 27 | 95 | 95 | Conventional Hydroelectric | WAT | HY | 5 | 1979 |  |  | (OP) Operating | [6 empty] | Douglas | 47.9951 | -119.6404
19400 | USACE Northwestern Division | 3921 | Chief Joseph | Electric Utility | WA | 3 | 88.2 | 88.2 | Conventional Hydroelectric | WAT | HY | 5 | 1958 |  |  | (OP) Operating | [6 empty] | Douglas | 47.9951 | -119.6404
19400 | USACE Northwestern Division | 3921 | Chief Joseph | Electric Utility | WA | 4 | 88.2 | 88.2 | Conventional Hydroelectric | WAT | HY | 2 | 1958 |  |  | (OA) Out of service but expected to return to service in next calendar year | [6 empty] | Douglas | 47.9951 | -119.6404
19400 | USACE Northwestern Division | 3921 | Chief Joseph | Electric Utility | WA | 5 | 88.2 | 88.2 | Conventional Hydroelectric | WAT | HY | 2 | 1957 |  |  | (OP) Operating | [6 empty] | Douglas | 47.9951 | -119.6404
19400 | USACE Northwestern Division | 3921 | Chief Joseph | Electric Utility | WA | 6 | 88.2 | 88.2 | Conventional Hydroelectric | WAT | HY | 12 | 1956 |  |  | (OP) Operating | [6 empty] | Douglas | 47.9951 | -119.6404
19400 | USACE Northwestern Division | 3921 | Chief Joseph | Electric Utility | WA | 7 | 88.2 | 88.2 | Conventional Hydroelectric | WAT | HY | 11 | 1956 |  |  | (OP) Operating | [6 empty] | Douglas | 47.9951 | -119.6404
19400 | USACE Northwestern Division | 3921 | Chief Joseph | Electric Utility | WA | 8 | 88.2 | 88.2 | Conventional Hydroelectric | WAT | HY | 9 | 1956 |  |  | (OP) Operating | [6 empty] | Douglas | 47.9951 | -119.6404
19400 | USACE Northwestern Division | 3921 | Chief Joseph | Electric Utility | WA | 9 | 88.2 | 88.2 | Conventional Hydroelectric | WAT | HY | 12 | 1955 |  |  | (OP) Operating | [6 empty] | Douglas | 47.9951 | -119.6404
19400 | USACE Northwestern Division | 3925 | Ice Harbor | Electric Utility | WA | 1 | 90 | 90 | Conventional Hydroelectric | WAT | HY | 1 | 1962 |  |  | (OA) Out of service but expected to return to service in next calendar year | [6 empty] | Walla Walla | 46.2498 | -118.8798
19400 | USACE Northwestern Division | 3925 | Ice Harbor | Electric Utility | WA | 2 | 90 | 90 | Conventional Hydroelectric | WAT | HY | 3 | 1962 |  |  | (OP) Operating | [6 empty] | Walla Walla | 46.2498 | -118.8798
19400 | USACE Northwestern Division | 3925 | Ice Harbor | Electric Utility | WA | 3 | 90 | 90 | Conventional Hydroelectric | WAT | HY | 3 | 1962 |  |  | (OA) Out of service but expected to return to service in next calendar year | [6 empty] | Walla Walla | 46.2498 | -118.8798
19400 | USACE Northwestern Division | 3925 | Ice Harbor | Electric Utility | WA | 4 | 111 | 111 | Conventional Hydroelectric | WAT | HY | 12 | 1975 |  |  | (OP) Operating | [6 empty] | Walla Walla | 46.2498 | -118.8798
19400 | USACE Northwestern Division | 3925 | Ice Harbor | Electric Utility | WA | 5 | 111 | 111 | Conventional Hydroelectric | WAT | HY | 12 | 1975 |  |  | (OP) Operating | [6 empty] | Walla Walla | 46.2498 | -118.8798
19400 | USACE Northwestern Division | 3925 | Ice Harbor | Electric Utility | WA | 6 | 111 | 111 | Conventional Hydroelectric | WAT | HY | 2 | 1976 |  |  | (OP) Operating | [6 empty] | Walla Walla | 46.2498 | -118.8798
19400 | USACE Northwestern Division | 3926 | Little Goose | Electric Utility | WA | 1 | 135 | 135 | Conventional Hydroelectric | WAT | HY | 4 | 1970 |  |  | (OP) Operating | [6 empty] | Columbia | 46.5838 | -118.0273
19400 | USACE Northwestern Division | 3926 | Little Goose | Electric Utility | WA | 2 | 135 | 135 | Conventional Hydroelectric | WAT | HY | 4 | 1970 |  |  | (OP) Operating | [6 empty] | Columbia | 46.5838 | -118.0273
19400 | USACE Northwestern Division | 3926 | Little Goose | Electric Utility | WA | 3 | 135 | 135 | Conventional Hydroelectric | WAT | HY | 1 | 1971 |  |  | (OA) Out of service but expected to return to service in next calendar year | [6 empty] | Columbia | 46.5838 | -118.0273
19400 | USACE Northwestern Division | 3926 | Little Goose | Electric Utility | WA | 4 | 135 | 135 | Conventional Hydroelectric | WAT | HY | 2 | 1978 |  |  | (OP) Operating | [6 empty] | Columbia | 46.5838 | -118.0273
19400 | USACE Northwestern Division | 3926 | Little Goose | Electric Utility | WA | 5 | 135 | 135 | Conventional Hydroelectric | WAT | HY | 6 | 1978 |  |  | (OP) Operating | [6 empty] | Columbia | 46.5838 | -118.0273
19400 | USACE Northwestern Division | 3926 | Little Goose | Electric Utility | WA | 6 | 135 | 135 | Conventional Hydroelectric | WAT | HY | 6 | 1978 |  |  | (OP) Operating | [6 empty] | Columbia | 46.5838 | -118.0273
19400 | USACE Northwestern Division | 3927 | Lower Monumental | Electric Utility | WA | 1 | 135 | 119 | Conventional Hydroelectric | WAT | HY | 6 | 1969 |  |  | (OA) Out of service but expected to return to service in next calendar year |  |  |  | 2016 | 9 | 16 | Walla Walla | 46.5635 | -118.5397
19400 | USACE Northwestern Division | 3927 | Lower Monumental | Electric Utility | WA | 2 | 135 | 135 | Conventional Hydroelectric | WAT | HY | 10 | 1969 |  |  | (OA) Out of service but expected to return to service in next calendar year | [6 empty] | Walla Walla | 46.5635 | -118.5397
19400 | USACE Northwestern Division | 3927 | Lower Monumental | Electric Utility | WA | 3 | 135 | 135 | Conventional Hydroelectric | WAT | HY | 2 | 1970 |  |  | (OP) Operating | [6 empty] | Walla Walla | 46.5635 | -118.5397
19400 | USACE Northwestern Division | 3927 | Lower Monumental | Electric Utility | WA | 4 | 135 | 135 | Conventional Hydroelectric | WAT | HY | 3 | 1979 |  |  | (OP) Operating | [6 empty] | Walla Walla | 46.5635 | -118.5397
19400 | USACE Northwestern Division | 3927 | Lower Monumental | Electric Utility | WA | 5 | 135 | 135 | Conventional Hydroelectric | WAT | HY | 4 | 1979 |  |  | (OP) Operating | [6 empty] | Walla Walla | 46.5635 | -118.5397
19400 | USACE Northwestern Division | 3927 | Lower Monumental | Electric Utility | WA | 6 | 135 | 135 | Conventional Hydroelectric | WAT | HY | 7 | 1979 |  |  | (OP) Operating | [6 empty] | Walla Walla | 46.5635 | -118.5397
20160 | Energy Northwest | 3929 | Packwood | Electric Utility | WA | 1 | 27.5 | 26 | Conventional Hydroelectric | WAT | HY | 4 | 1964 |  |  | (OP) Operating | [6 empty] | Lewis | 46.5958 | -121.5694
733 | Appalachian Power Co | 3935 | John E Amos | Electric Utility | WV | 1 | 816.3 | 800 | Conventional Steam Coal | BIT | ST | 9 | 1971 |  |  | (OP) Operating | [6 empty] | Putnam | 38.4731 | -81.8233
733 | Appalachian Power Co | 3935 | John E Amos | Electric Utility | WV | 2 | 816.3 | 800 | Conventional Steam Coal | BIT | ST | 6 | 1972 |  |  | (OP) Operating | [6 empty] | Putnam | 38.4731 | -81.8233
733 | Appalachian Power Co | 3935 | John E Amos | Electric Utility | WV | 3 | 1300 | 1300 | Conventional Steam Coal | BIT | ST | 10 | 1973 |  |  | (OP) Operating | [6 empty] | Putnam | 38.4731 | -81.8233
733 | Appalachian Power Co | 3936 | Kanawha River | Electric Utility | WV | 1 | 219.6 | 200 | Conventional Steam Coal | BIT | ST | 7 | 1953 | 12 | 2016 | (OP) Operating | [6 empty] | Kanawha | 38.2056 | -81.4211
733 | Appalachian Power Co | 3936 | Kanawha River | Electric Utility | WV | 2 | 219.6 | 200 | Conventional Steam Coal | BIT | ST | 12 | 1953 | 12 | 2016 | (OP) Operating | [6 empty] | Kanawha | 38.2056 | -81.4211
12796 | Monongahela Power Co | 3943 | FirstEnergy Fort Martin Power Station | Electric Utility | WV | 1 | 576 | 552 | Conventional Steam Coal | BIT | ST | 10 | 1967 |  |  | (OP) Operating | [6 empty] | Monongalia | 39.7108 | -79.9275
12796 | Monongahela Power Co | 3943 | FirstEnergy Fort Martin Power Station | Electric Utility | WV | 2 | 576 | 546 | Conventional Steam Coal | BIT | ST | 12 | 1968 |  |  | (OP) Operating | [6 empty] | Monongalia | 39.7108 | -79.9275
23279 | Allegheny Energy Supply Co LLC | 3944 | FirstEnergy Harrison Power Station | Electric Utility | WV | 1 | 684 | 652 | Conventional Steam Coal | BIT | ST | 12 | 1972 |  |  | (OP) Operating | [6 empty] | Harrison | 39.3842 | -80.3325
23279 | Allegheny Energy Supply Co LLC | 3944 | FirstEnergy Harrison Power Station | Electric Utility | WV | 2 | 684 | 651 | Conventional Steam Coal | BIT | ST | 12 | 1973 |  |  | (OP) Operating | [6 empty] | Harrison | 39.3842 | -80.3325
23279 | Allegheny Energy Supply Co LLC | 3944 | FirstEnergy Harrison Power Station | Electric Utility | WV | 3 | 684 | 651 | Conventional Steam Coal | BIT | ST | 12 | 1974 |  |  | (OP) Operating | [6 empty] | Harrison | 39.3842 | -80.3325
22053 | Kentucky Power Co | 3948 | Mitchell (WV) | Electric Utility | WV | 1 | 816.3 | 770 | Conventional Steam Coal | BIT | ST | 5 | 1971 |  |  | (OP) Operating | [6 empty] | Marshall | 39.8297 | -80.8153
22053 | Kentucky Power Co | 3948 | Mitchell (WV) | Electric Utility | WV | 2 | 816.3 | 790 | Conventional Steam Coal | BIT | ST | 5 | 1971 |  |  | (OP) Operating | [6 empty] | Marshall | 39.8297 | -80.8153
19876 | Virginia Electric & Power Co | 3954 | Mt Storm | Electric Utility | WV | 1 | 570.2 | 554 | Conventional Steam Coal | BIT | ST | 9 | 1965 |  |  | (OP) Operating | [6 empty] | Grant | 39.2008 | -79.2636
19876 | Virginia Electric & Power Co | 3954 | Mt Storm | Electric Utility | WV | 2 | 570.2 | 555 | Conventional Steam Coal | BIT | ST | 7 | 1966 |  |  | (OP) Operating | [6 empty] | Grant | 39.2008 | -79.2636
19876 | Virginia Electric & Power Co | 3954 | Mt Storm | Electric Utility | WV | 3 | 522 | 520 | Conventional Steam Coal | BIT | ST | 12 | 1973 |  |  | (OP) Operating | [6 empty] | Grant | 39.2008 | -79.2636
19876 | Virginia Electric & Power Co | 3954 | Mt Storm | Electric Utility | WV | JF1 | 18.5 | 11 | Petroleum Liquids | JF | GT | 10 | 1967 |  |  | (OP) Operating | [6 empty] | Grant | 39.2008 | -79.2636
4247 | Consolidated Water Power Co | 3971 | Biron | Electric Utility | WI | 1 | 1.4 | 1.3 | Conventional Hydroelectric | WAT | HY | 1 | 1921 |  |  | (OP) Operating | [6 empty] | Wood | 44.4306 | -89.7808
4247 | Consolidated Water Power Co | 3971 | Biron | Electric Utility | WI | 2 | 1.4 | 1.3 | Conventional Hydroelectric | WAT | HY | 1 | 1921 |  |  | (OP) Operating | [6 empty] | Wood | 44.4306 | -89.7808
4247 | Consolidated Water Power Co | 3971 | Biron | Electric Utility | WI | 3 | 0.4 | 0.4 | Conventional Hydroelectric | WAT | HY | 1 | 1916 |  |  | (OS) Out of service and NOT expected to return to service in next calendar year | [6 empty] | Wood | 44.4306 | -89.7808
4247 | Consolidated Water Power Co | 3971 | Biron | Electric Utility | WI | 4 | 0.4 | 0.4 | Conventional Hydroelectric | WAT | HY | 1 | 1896 |  |  | (OS) Out of service and NOT expected to return to service in next calendar year | [6 empty] | Wood | 44.4306 | -89.7808
4247 | Consolidated Water Power Co | 3971 | Biron | Electric Utility | WI | 5 | 0.4 | 0.4 | Conventional Hydroelectric | WAT | HY | 1 | 1896 |  |  | (OS) Out of service and NOT expected to return to service in next calendar year | [6 empty] | Wood | 44.4306 | -89.7808
4247 | Consolidated Water Power Co | 3971 | Biron | Electric Utility | WI | 6 | 0.4 | 0.4 | Conventional Hydroelectric | WAT | HY | 1 | 1896 |  |  | (OP) Operating | [6 empty] | Wood | 44.4306 | -89.7808
4247 | Consolidated Water Power Co | 3971 | Biron | Electric Utility | WI | 7 | 0.4 | 0.4 | Conventional Hydroelectric | WAT | HY | 1 | 1896 |  |  | (OS) Out of service and NOT expected to return to service in next calendar year | [6 empty] | Wood | 44.4306 | -89.7808
4247 | Consolidated Water Power Co | 3971 | Biron | Electric Utility | WI | 9 | 0.8 | 0.8 | Conventional Hydroelectric | WAT | HY | 1 | 1896 |  |  | (OP) Operating | [6 empty] | Wood | 44.4306 | -89.7808
4247 | Consolidated Water Power Co | 3972 | Du Bay | Electric Utility | WI | 1 | 1.2 | 1.2 | Conventional Hydroelectric | WAT | HY | 1 | 1942 |  |  | (OP) Operating | [6 empty] | Portage | 44.6647 | -89.6511
4247 | Consolidated Water Power Co | 3972 | Du Bay | Electric Utility | WI | 2 | 2 | 2 | Conventional Hydroelectric | WAT | HY | 1 | 1942 |  |  | (OP) Operating | [6 empty] | Portage | 44.6647 | -89.6511
4247 | Consolidated Water Power Co | 3972 | Du Bay | Electric Utility | WI | 3 | 2 | 2 | Conventional Hydroelectric | WAT | HY | 1 | 1942 |  |  | (OP) Operating | [6 empty] | Portage | 44.6647 | -89.6511
4247 | Consolidated Water Power Co | 3972 | Du Bay | Electric Utility | WI | 4 | 2 | 2 | Conventional Hydroelectric | WAT | HY | 1 | 1942 |  |  | (OP) Operating | [6 empty] | Portage | 44.6647 | -89.6511
4247 | Consolidated Water Power Co | 3973 | Stevens Point | Electric Utility | WI | 1 | 0.8 | 0.8 | Conventional Hydroelectric | WAT | HY | 1 | 1918 |  |  | (OP) Operating | [6 empty] | Portage | 44.5153 | -89.585
4247 | Consolidated Water Power Co | 3973 | Stevens Point | Electric Utility | WI | 2 | 0.8 | 0.8 | Conventional Hydroelectric | WAT | HY | 1 | 1918 |  |  | (OA) Out of service but expected to return to service in next calendar year | [6 empty] | Portage | 44.5153 | -89.585
4247 | Consolidated Water Power Co | 3973 | Stevens Point | Electric Utility | WI | 3 | 0.8 | 0.8 | Conventional Hydroelectric | WAT | HY | 1 | 1918 |  |  | (OP) Operating | [6 empty] | Portage | 44.5153 | -89.585
4247 | Consolidated Water Power Co | 3973 | Stevens Point | Electric Utility | WI | 4 | 0.8 | 0.8 | Conventional Hydroelectric | WAT | HY | 1 | 1918 |  |  | (OP) Operating | [6 empty] | Portage | 44.5153 | -89.585
4247 | Consolidated Water Power Co | 3973 | Stevens Point | Electric Utility | WI | 5 | 0.8 | 0.8 | Conventional Hydroelectric | WAT | HY | 1 | 1918 |  |  | (OP) Operating | [6 empty] | Portage | 44.5153 | -89.585
4247 | Consolidated Water Power Co | 3973 | Stevens Point | Electric Utility | WI | 6 | 0.8 | 0.8 | Conventional Hydroelectric | WAT | HY | 1 | 1918 |  |  | (OS) Out of service and NOT expected to return to service in next calendar year | [6 empty] | Portage | 44.5153 | -89.585
4247 | Consolidated Water Power Co | 3974 | Wisconsin Rapids | Electric Utility | WI | 1 | 2.3 | 2.3 | Conventional Hydroelectric | WAT | HY | 1 | 1920 |  |  | (OP) Operating | [6 empty] | Wood | 44.3939 | -89.825
4247 | Consolidated Water Power Co | 3974 | Wisconsin Rapids | Electric Utility | WI | 10 | 0.6 | 0.6 | Conventional Hydroelectric | WAT | HY | 1 | 1903 |  |  | (OP) Operating | [6 empty] | Wood | 44.3939 | -89.825
4247 | Consolidated Water Power Co | 3974 | Wisconsin Rapids | Electric Utility | WI | 2 | 2.3 | 2.3 | Conventional Hydroelectric | WAT | HY | 1 | 1920 |  |  | (OP) Operating | [6 empty] | Wood | 44.3939 | -89.825
4247 | Consolidated Water Power Co | 3974 | Wisconsin Rapids | Electric Utility | WI | 3 | 0.6 | 0.6 | Conventional Hydroelectric | WAT | HY | 1 | 1903 |  |  | (OP) Operating | [6 empty] | Wood | 44.3939 | -89.825
4247 | Consolidated Water Power Co | 3974 | Wisconsin Rapids | Electric Utility | WI | 4 | 0.6 | 0.6 | Conventional Hydroelectric | WAT | HY | 1 | 1903 |  |  | (OP) Operating | [6 empty] | Wood | 44.3939 | -89.825
4247 | Consolidated Water Power Co | 3974 | Wisconsin Rapids | Electric Utility | WI | 5 | 0.6 | 0.6 | Conventional Hydroelectric | WAT | HY | 1 | 1903 |  |  | (OP) Operating | [6 empty] | Wood | 44.3939 | -89.825
4247 | Consolidated Water Power Co | 3974 | Wisconsin Rapids | Electric Utility | WI | 6 | 0.3 | 0.3 | Conventional Hydroelectric | WAT | HY | 1 | 1903 |  |  | (OP) Operating | [6 empty] | Wood | 44.3939 | -89.825
4247 | Consolidated Water Power Co | 3974 | Wisconsin Rapids | Electric Utility | WI | 7 | 0.6 | 0.6 | Conventional Hydroelectric | WAT | HY | 1 | 1903 |  |  | (OP) Operating | [6 empty] | Wood | 44.3939 | -89.825
4247 | Consolidated Water Power Co | 3974 | Wisconsin Rapids | Electric Utility | WI | 8 | 0.3 | 0.3 | Conventional Hydroelectric | WAT | HY | 1 | 1903 |  |  | (OA) Out of service but expected to return to service in next calendar year | [6 empty] | Wood | 44.3939 | -89.825
4247 | Consolidated Water Power Co | 3974 | Wisconsin Rapids | Electric Utility | WI | 9 | 0.6 | 0.6 | Conventional Hydroelectric | WAT | HY | 1 | 1903 |  |  | (OP) Operating | [6 empty] | Wood | 44.3939 | -89.825
4247 | Consolidated Water Power Co | 3975 | Whiting | Electric Utility | WI | 1 | 1.2 | 1.2 | Conventional Hydroelectric | WAT | HY | 7 | 1963 |  |  | (OS) Out of service and NOT expected to return to service in next calendar year | [6 empty] | Portage | 44.4889 | -89.5756
4247 | Consolidated Water Power Co | 3975 | Whiting | Electric Utility | WI | 10 | 0.3 | 0.3 | Conventional Hydroelectric | WAT | HY | 1 | 1891 |  |  | (OP) Operating | [6 empty] | Portage | 44.4889 | -89.5756
4247 | Consolidated Water Power Co | 3975 | Whiting | Electric Utility | WI | 2 | 0.5 | 0.5 | Conventional Hydroelectric | WAT | HY | 1 | 1891 |  |  | (OP) Operating | [6 empty] | Portage | 44.4889 | -89.5756
4247 | Consolidated Water Power Co | 3975 | Whiting | Electric Utility | WI | 3 | 0.5 | 0.5 | Conventional Hydroelectric | WAT | HY | 1 | 1891 |  |  | (OS) Out of service and NOT expected to return to service in next calendar year | [6 empty] | Portage | 44.4889 | -89.5756
4247 | Consolidated Water Power Co | 3975 | Whiting | Electric Utility | WI | 4 | 0.5 | 0.5 | Conventional Hydroelectric | WAT | HY | 1 | 1891 |  |  | (OP) Operating | [6 empty] | Portage | 44.4889 | -89.5756
4247 | Consolidated Water Power Co | 3975 | Whiting | Electric Utility | WI | 5 | 0.5 | 0.5 | Conventional Hydroelectric | WAT | HY | 1 | 1891 |  |  | (OP) Operating | [6 empty] | Portage | 44.4889 | -89.5756
4247 | Consolidated Water Power Co | 3975 | Whiting | Electric Utility | WI | 6 | 0.5 | 0.5 | Conventional Hydroelectric | WAT | HY | 1 | 1891 |  |  | (OP) Operating | [6 empty] | Portage | 44.4889 | -89.5756
4247 | Consolidated Water Power Co | 3975 | Whiting | Electric Utility | WI | 7 | 0.5 | 0.5 | Conventional Hydroelectric | WAT | HY | 1 | 1891 |  |  | (OP) Operating | [6 empty] | Portage | 44.4889 | -89.5756
4247 | Consolidated Water Power Co | 3975 | Whiting | Electric Utility | WI | 8 | 0.3 | 0.3 | Conventional Hydroelectric | WAT | HY | 1 | 1891 |  |  | (OP) Operating | [6 empty] | Portage | 44.4889 | -89.5756
4247 | Consolidated Water Power Co | 3975 | Whiting | Electric Utility | WI | 9 | 0.3 | 0.3 | Conventional Hydroelectric | WAT | HY | 1 | 1891 |  |  | (OP) Operating | [6 empty] | Portage | 44.4889 | -89.5756
4715 | Dahlberg Light & Power Co | 3976 | Gordon | Electric Utility | WI | 3 | 0.7 | 0.7 | Petroleum Liquids | DFO | IC | 8 | 1955 |  |  | (SB) Standby/Backup: available for service but not normally used | [6 empty] | Douglas | 46.2367 | -91.7855
4715 | Dahlberg Light & Power Co | 3976 | Gordon | Electric Utility | WI | 4 | 0.7 | 0.7 | Petroleum Liquids | DFO | IC | 8 | 1949 |  |  | (SB) Standby/Backup: available for service but not normally used | [6 empty] | Douglas | 46.2367 | -91.7855
4715 | Dahlberg Light & Power Co | 3976 | Gordon | Electric Utility | WI | 5 | 2.8 | 0.7 | Petroleum Liquids | DFO | IC | 2 | 2001 |  |  | (SB) Standby/Backup: available for service but not normally used | [6 empty] | Douglas | 46.2367 | -91.7855
4715 | Dahlberg Light & Power Co | 3976 | Gordon | Electric Utility | WI | 6 | 2.8 | 0.7 | Petroleum Liquids | DFO | IC | 2 | 2001 |  |  | (SB) Standby/Backup: available for service but not normally used | [6 empty] | Douglas | 46.2367 | -91.7855
13781 | Northern States Power Co - Minnesota | 3982 | Bay Front | Electric Utility | WI | 4 | 20 | 15 | Wood/Wood Waste Biomass | WDS | ST | 1 | 1949 |  |  | (OP) Operating | [6 empty] | Ashland | 46.5872 | -90.9017
13781 | Northern States Power Co - Minnesota | 3982 | Bay Front | Electric Utility | WI | 5 | 20 | 18 | Wood/Wood Waste Biomass | WDS | ST | 1 | 1952 |  |  | (OP) Operating | [6 empty] | Ashland | 46.5872 | -90.9017
13781 | Northern States Power Co - Minnesota | 3982 | Bay Front | Electric Utility | WI | 6 | 27.2 | 23 | Natural Gas Steam Turbine | NG | ST | 1 | 1957 |  |  | (OP) Operating | [6 empty] | Ashland | 46.5872 | -90.9017
13781 | Northern States Power Co - Minnesota | 3983 | Big Falls | Electric Utility | WI | 1 | 2.6 | 1.1 | Conventional Hydroelectric | WAT | HY | 1 | 1922 |  |  | (OP) Operating | [6 empty] | Rusk | 45.4917 | -91.0469
13781 | Northern States Power Co - Minnesota | 3983 | Big Falls | Electric Utility | WI | 2 | 2.6 | 1.1 | Conventional Hydroelectric | WAT | HY | 1 | 1922 |  |  | (OP) Operating | [6 empty] | Rusk | 45.4917 | -91.0469
13781 | Northern States Power Co - Minnesota | 3983 | Big Falls | Electric Utility | WI | 3 | 2.5 | 1.1 | Conventional Hydroelectric | WAT | HY | 9 | 1993 |  |  | (OP) Operating |  |  |  | 2017 | 6 | 0.4 | Rusk | 45.4917 | -91.0469
13781 | Northern States Power Co - Minnesota | 3984 | Northern States Flambeau | Electric Utility | WI | 1 | 16.3 | 12 | Natural Gas Fired Combustion Turbine | NG | GT | 1 | 1969 | 12 | 2018 | (OP) Operating | [6 empty] | PRICE | 45.9356 | -90.4468
13781 | Northern States Power Co - Minnesota | 3986 | Ladysmith Dam | Electric Utility | WI | 1 | 0.9 | 0.3 | Conventional Hydroelectric | WAT | HY | 1 | 1940 |  |  | (OP) Operating | [6 empty] | Rusk | 45.4644 | -91.0836
13781 | Northern States Power Co - Minnesota | 3986 | Ladysmith Dam | Electric Utility | WI | 2 | 0.9 | 0.3 | Conventional Hydroelectric | WAT | HY | 1 | 1940 |  |  | (OP) Operating | [6 empty] | Rusk | 45.4644 | -91.0836
13781 | Northern States Power Co - Minnesota | 3986 | Ladysmith Dam | Electric Utility | WI | 3 | 1.6 | 0.4 | Conventional Hydroelectric | WAT | HY | 11 | 1983 |  |  | (OP) Operating | [6 empty] | Rusk | 45.4644 | -91.0836
13781 | Northern States Power Co - Minnesota | 3988 | Thornapple | Electric Utility | WI | 1 | 0.7 | 0.4 | Conventional Hydroelectric | WAT | HY | 1 | 1927 |  |  | (OP) Operating | [6 empty] | Rusk | 45.4111 | -91.2183
13781 | Northern States Power Co - Minnesota | 3988 | Thornapple | Electric Utility | WI | 2 | 0.7 | 0.4 | Conventional Hydroelectric | WAT | HY | 1 | 1929 |  |  | (OP) Operating | [6 empty] | Rusk | 45.4111 | -91.2183
13781 | Northern States Power Co - Minnesota | 3989 | White River (WI) | Electric Utility | WI | 1 | 0.5 | 0.2 | Conventional Hydroelectric | WAT | HY | 1 | 1907 | 8 | 2025 | (OP) Operating | [6 empty] | Ashland | 46.4983 | -90.9039
13781 | Northern States Power Co - Minnesota | 3989 | White River (WI) | Electric Utility | WI | 2 | 0.5 | 0.2 | Conventional Hydroelectric | WAT | HY | 1 | 1907 | 8 | 2025 | (OP) Operating | [6 empty] | Ashland | 46.4983 | -90.9039
11479 | Madison Gas & Electric Co | 3991 | Fitchburg | Electric Utility | WI | 1 | 28.8 | 17.1 | Natural Gas Fired Combustion Turbine | NG | GT | 5 | 1973 |  |  | (OP) Operating | [6 empty] | Dane | 43.0147 | -89.4603
11479 | Madison Gas & Electric Co | 3991 | Fitchburg | Electric Utility | WI | 2 | 28.8 | 16.1 | Natural Gas Fired Combustion Turbine | NG | GT | 5 | 1973 |  |  | (OP) Operating | [6 empty] | Dane | 43.0147 | -89.4603
11479 | Madison Gas & Electric Co | 3992 | Blount Street | Electric Utility | WI | 6 | 50 | 52.1 | Natural Gas Steam Turbine | NG | ST | 6 | 1957 |  |  | (OP) Operating | [6 empty] | Dane | 43.0789 | -89.3744
11479 | Madison Gas & Electric Co | 3992 | Blount Street | Electric Utility | WI | 7 | 50 | 51.4 | Natural Gas Steam Turbine | NG | ST | 7 | 1961 |  |  | (OP) Operating | [6 empty] | Dane | 43.0789 | -89.3744
11479 | Madison Gas & Electric Co | 3993 | Sycamore (WI) | Electric Utility | WI | 1 | 18 | 11.7 | Natural Gas Fired Combustion Turbine | NG | GT | 12 | 1967 |  |  | (OP) Operating | [6 empty] | Dane | 43.1133 | -89.3128
11479 | Madison Gas & Electric Co | 3993 | Sycamore (WI) | Electric Utility | WI | 2 | 23.6 | 17.8 | Natural Gas Fired Combustion Turbine | NG | GT | 6 | 1971 |  |  | (OP) Operating | [6 empty] | Dane | 43.1133 | -89.3128
58149 | Renewable World Energies LLC | 3995 | Arpin Dam | IPP Non-CHP | WI | 1 | 0.6 | 0.6 | Conventional Hydroelectric | WAT | HY | 9 | 1971 |  |  | (OP) Operating | [6 empty] | Sawyer | 45.7517 | -91.2028
58149 | Renewable World Energies LLC | 3995 | Arpin Dam | IPP Non-CHP | WI | 2 | 0.6 | 0.6 | Conventional Hydroelectric | WAT | HY | 9 | 1971 |  |  | (OP) Operating | [6 empty] | Sawyer | 45.7517 | -91.2028
58149 | Renewable World Energies LLC | 3995 | Arpin Dam | IPP Non-CHP | WI | 3 | 0.2 | 0.2 | Conventional Hydroelectric | WAT | HY | 5 | 1973 |  |  | (OP) Operating | [6 empty] | Sawyer | 45.7517 | -91.2028
13781 | Northern States Power Co - Minnesota | 3998 | Cedar Falls (WI) | Electric Utility | WI | 1 | 2 | 1.3 | Conventional Hydroelectric | WAT | HY | 1 | 1915 |  |  | (OP) Operating | [6 empty] | Dunn | 44.9367 | -91.8883
13781 | Northern States Power Co - Minnesota | 3998 | Cedar Falls (WI) | Electric Utility | WI | 2 | 2 | 1.1 | Conventional Hydroelectric | WAT | HY | 1 | 1911 |  |  | (OP) Operating | [6 empty] | Dunn | 44.9367 | -91.8883
13781 | Northern States Power Co - Minnesota | 3998 | Cedar Falls (WI) | Electric Utility | WI | 3 | 2 | 1.2 | Conventional Hydroelectric | WAT | HY | 1 | 1910 |  |  | (OP) Operating | [6 empty] | Dunn | 44.9367 | -91.8883
13781 | Northern States Power Co - Minnesota | 4000 | Chippewa Falls | Electric Utility | WI | 1 | 3.6 | 1.9 | Conventional Hydroelectric | WAT | HY | 1 | 1928 |  |  | (OP) Operating | [6 empty] | Chippewa | 44.9308 | -91.3889
13781 | Northern States Power Co - Minnesota | 4000 | Chippewa Falls | Electric Utility | WI | 2 | 3.6 | 2.1 | Conventional Hydroelectric | WAT | HY | 1 | 1928 |  |  | (OP) Operating | [6 empty] | Chippewa | 44.9308 | -91.3889
13781 | Northern States Power Co - Minnesota | 4000 | Chippewa Falls | Electric Utility | WI | 3 | 3.6 | 2 | Conventional Hydroelectric | WAT | HY | 1 | 1928 |  |  | (OP) Operating | [6 empty] | Chippewa | 44.9308 | -91.3889
13781 | Northern States Power Co - Minnesota | 4000 | Chippewa Falls | Electric Utility | WI | 4 | 3.6 | 2 | Conventional Hydroelectric | WAT | HY | 1 | 1928 |  |  | (OP) Operating | [6 empty] | Chippewa | 44.9308 | -91.3889
13781 | Northern States Power Co - Minnesota | 4000 | Chippewa Falls | Electric Utility | WI | 5 | 3.6 | 2 | Conventional Hydroelectric | WAT | HY | 1 | 1928 |  |  | (OP) Operating | [6 empty] | Chippewa | 44.9308 | -91.3889
13781 | Northern States Power Co - Minnesota | 4000 | Chippewa Falls | Electric Utility | WI | 6 | 3.6 | 2.1 | Conventional Hydroelectric | WAT | HY | 1 | 1928 |  |  | (OP) Operating | [6 empty] | Chippewa | 44.9308 | -91.3889
13781 | Northern States Power Co - Minnesota | 4002 | Dells | Electric Utility | WI | 1 | 2.9 | 1.9 | Conventional Hydroelectric | WAT | HY | 1 | 1923 |  |  | (OP) Operating | [6 empty] | Eau Claire | 44.8281 | -91.5111
13781 | Northern States Power Co - Minnesota | 4002 | Dells | Electric Utility | WI | 2 | 2.6 | 1.5 | Conventional Hydroelectric | WAT | HY | 1 | 1924 |  |  | (OP) Operating | [6 empty] | Eau Claire | 44.8281 | -91.5111
13781 | Northern States Power Co - Minnesota | 4002 | Dells | Electric Utility | WI | 3 | 2.6 | 1.5 | Conventional Hydroelectric | WAT | HY | 1 | 1924 |  |  | (OP) Operating | [6 empty] | Eau Claire | 44.8281 | -91.5111
13781 | Northern States Power Co - Minnesota | 4002 | Dells | Electric Utility | WI | 4 | 2.6 | 1.5 | Conventional Hydroelectric | WAT | HY | 1 | 1924 |  |  | (OP) Operating | [6 empty] | Eau Claire | 44.8281 | -91.5111
13781 | Northern States Power Co - Minnesota | 4002 | Dells | Electric Utility | WI | 5 | 1.6 | 0.9 | Conventional Hydroelectric | WAT | HY | 1 | 1924 |  |  | (OP) Operating | [6 empty] | Eau Claire | 44.8281 | -91.5111
13781 | Northern States Power Co - Minnesota | 4005 | French Island | Electric Utility | WI | 1 | 15.2 | 9 | Wood/Wood Waste Biomass | WDS | ST | 1 | 1940 | 12 | 2023 | (OP) Operating | [6 empty] | La Crosse | 43.8292 | -91.2597
13781 | Northern States Power Co - Minnesota | 4005 | French Island | Electric Utility | WI | 2 | 15.2 | 7 | Wood/Wood Waste Biomass | WDS | ST | 1 | 1948 | 12 | 2023 | (OP) Operating | [6 empty] | La Crosse | 43.8292 | -91.2597
13781 | Northern States Power Co - Minnesota | 4005 | French Island | Electric Utility | WI | 3 | 78.8 | 61 | Petroleum Liquids | DFO | GT | 9 | 1974 | 12 | 2022 | (OS) Out of service and NOT expected to return to service in next calendar year | [6 empty] | La Crosse | 43.8292 | -91.2597
13781 | Northern States Power Co - Minnesota | 4005 | French Island | Electric Utility | WI | 4 | 78.8 | 61 | Petroleum Liquids | DFO | GT | 11 | 1974 | 12 | 2022 | (OP) Operating | [6 empty] | La Crosse | 43.8292 | -91.2597
13781 | Northern States Power Co - Minnesota | 4007 | Holcombe | Electric Utility | WI | 1 | 11.3 | 7.3 | Conventional Hydroelectric | WAT | HY | 1 | 1950 |  |  | (OP) Operating |  |  |  | 2019 | 12 | 1.8 | Chippewa | 45.2236 | -91.1272
13781 | Northern States Power Co - Minnesota | 4007 | Holcombe | Electric Utility | WI | 2 | 11.3 | 7.3 | Conventional Hydroelectric | WAT | HY | 1 | 1950 |  |  | (OP) Operating | [6 empty] | Chippewa | 45.2236 | -91.1272
13781 | Northern States Power Co - Minnesota | 4007 | Holcombe | Electric Utility | WI | 3 | 11.3 | 7.3 | Conventional Hydroelectric | WAT | HY | 1 | 1950 |  |  | (OP) Operating | [6 empty] | Chippewa | 45.2236 | -91.1272
13781 | Northern States Power Co - Minnesota | 4008 | Jim Falls | Electric Utility | WI | 1 | 29.6 | 12.3 | Conventional Hydroelectric | WAT | HY | 8 | 1988 |  |  | (OP) Operating | [6 empty] | Chippewa | 45.051 | -91.274
13781 | Northern States Power Co - Minnesota | 4008 | Jim Falls | Electric Utility | WI | 2 | 29.6 | 12.5 | Conventional Hydroelectric | WAT | HY | 8 | 1988 |  |  | (OP) Operating | [6 empty] | Chippewa | 45.051 | -91.274
13781 | Northern States Power Co - Minnesota | 4008 | Jim Falls | Electric Utility | WI | 4 | 0.6 | 0.2 | Conventional Hydroelectric | WAT | HY | 7 | 1988 |  |  | (OP) Operating | [6 empty] | Chippewa | 45.051 | -91.274
13781 | Northern States Power Co - Minnesota | 4009 | Menomonie | Electric Utility | WI | 1 | 2.7 | 1.1 | Conventional Hydroelectric | WAT | HY | 1 | 1958 |  |  | (OP) Operating | [6 empty] | Dunn | 44.8842 | -91.9294
13781 | Northern States Power Co - Minnesota | 4009 | Menomonie | Electric Utility | WI | 2 | 2.7 | 1.1 | Conventional Hydroelectric | WAT | HY | 1 | 1958 |  |  | (OP) Operating | [6 empty] | Dunn | 44.8842 | -91.9294
13781 | Northern States Power Co - Minnesota | 4011 | St Croix Falls | Electric Utility | WI | 1 | 2.5 | 1.8 | Conventional Hydroelectric | WAT | HY | 1 | 1917 |  |  | (OP) Operating | [6 empty] | Polk | 45.4117 | -92.6469
13781 | Northern States Power Co - Minnesota | 4011 | St Croix Falls | Electric Utility | WI | 2 | 2.5 | 1.8 | Conventional Hydroelectric | WAT | HY | 1 | 1917 |  |  | (OP) Operating | [6 empty] | Polk | 45.4117 | -92.6469
13781 | Northern States Power Co - Minnesota | 4011 | St Croix Falls | Electric Utility | WI | 3 | 2.5 | 1.9 | Conventional Hydroelectric | WAT | HY | 1 | 1917 |  |  | (OP) Operating | [6 empty] | Polk | 45.4117 | -92.6469
13781 | Northern States Power Co - Minnesota | 4011 | St Croix Falls | Electric Utility | WI | 4 | 2.5 | 1.9 | Conventional Hydroelectric | WAT | HY | 1 | 1917 |  |  | (OP) Operating | [6 empty] | Polk | 45.4117 | -92.6469
13781 | Northern States Power Co - Minnesota | 4011 | St Croix Falls | Electric Utility | WI | 5 | 3.4 | 2 | Conventional Hydroelectric | WAT | HY | 1 | 1910 |  |  | (OP) Operating | [6 empty] | Polk | 45.4117 | -92.6469
13781 | Northern States Power Co - Minnesota | 4011 | St Croix Falls | Electric Utility | WI | 6 | 3.4 | 1.9 | Conventional Hydroelectric | WAT | HY | 1 | 1910 |  |  | (OP) Operating | [6 empty] | Polk | 45.4117 | -92.6469
13781 | Northern States Power Co - Minnesota | 4011 | St Croix Falls | Electric Utility | WI | 7 | 3.2 | 2 | Conventional Hydroelectric | WAT | HY | 1 | 1923 |  |  | (OP) Operating | [6 empty] | Polk | 45.4117 | -92.6469
13781 | Northern States Power Co - Minnesota | 4011 | St Croix Falls | Electric Utility | WI | 8 | 3.2 | 1.9 | Conventional Hydroelectric | WAT | HY | 1 | 1923 |  |  | (OP) Operating | [6 empty] | Polk | 45.4117 | -92.6469
13781 | Northern States Power Co - Minnesota | 4012 | Trego | Electric Utility | WI | 1 | 0.7 | 0.4 | Conventional Hydroelectric | WAT | HY | 1 | 1927 | 11 | 2025 | (OP) Operating | [6 empty] | Washburn | 45.9479 | -91.8884
13781 | Northern States Power Co - Minnesota | 4012 | Trego | Electric Utility | WI | 2 | 0.5 | 0.3 | Conventional Hydroelectric | WAT | HY | 1 | 1927 | 11 | 2025 | (OP) Operating | [6 empty] | Washburn | 45.9479 | -91.8884
13781 | Northern States Power Co - Minnesota | 4014 | Wheaton | Electric Utility | WI | 1 | 48.5 | 44 | Natural Gas Fired Combustion Turbine | NG | GT | 1 | 1973 | 12 | 2025 | (OP) Operating | [6 empty] | Chippewa | 44.8854 | -91.5158
13781 | Northern States Power Co - Minnesota | 4014 | Wheaton | Electric Utility | WI | 2 | 48.5 | 55 | Natural Gas Fired Combustion Turbine | NG | GT | 4 | 1973 | 12 | 2025 | (OS) Out of service and NOT expected to return to service in next calendar year | [6 empty] | Chippewa | 44.8854 | -91.5158
13781 | Northern States Power Co - Minnesota | 4014 | Wheaton | Electric Utility | WI | 3 | 48.5 | 44 | Natural Gas Fired Combustion Turbine | NG | GT | 4 | 1973 | 12 | 2025 | (OP) Operating | [6 empty] | Chippewa | 44.8854 | -91.5158
13781 | Northern States Power Co - Minnesota | 4014 | Wheaton | Electric Utility | WI | 4 | 48.5 | 47 | Natural Gas Fired Combustion Turbine | NG | GT | 4 | 1973 | 12 | 2025 | (OP) Operating | [6 empty] | Chippewa | 44.8854 | -91.5158
13781 | Northern States Power Co - Minnesota | 4014 | Wheaton | Electric Utility | WI | 5 | 53.1 | 52 | Petroleum Liquids | DFO | GT | 6 | 1973 | 12 | 2025 | (OS) Out of service and NOT expected to return to service in next calendar year | [6 empty] | Chippewa | 44.8854 | -91.5158
13781 | Northern States Power Co - Minnesota | 4014 | Wheaton | Electric Utility | WI | 6 | 53.1 | 48 | Petroleum Liquids | DFO | GT | 6 | 1973 | 12 | 2025 | (OP) Operating | [6 empty] | Chippewa | 44.8854 | -91.5158
13781 | Northern States Power Co - Minnesota | 4015 | Wissota | Electric Utility | WI | 1 | 6 | 3 | Conventional Hydroelectric | WAT | HY | 1 | 1917 |  |  | (OP) Operating | [6 empty] | Chippewa | 44.9378 | -91.3406
13781 | Northern States Power Co - Minnesota | 4015 | Wissota | Electric Utility | WI | 2 | 7.7 | 3.1 | Conventional Hydroelectric | WAT | HY | 1 | 1917 |  |  | (OP) Operating | [6 empty] | Chippewa | 44.9378 | -91.3406
13781 | Northern States Power Co - Minnesota | 4015 | Wissota | Electric Utility | WI | 3 | 6 | 3 | Conventional Hydroelectric | WAT | HY | 1 | 1917 |  |  | (OP) Operating | [6 empty] | Chippewa | 44.9378 | -91.3406
13781 | Northern States Power Co - Minnesota | 4015 | Wissota | Electric Utility | WI | 4 | 7.7 | 3 | Conventional Hydroelectric | WAT | HY | 1 | 1917 |  |  | (OP) Operating | [6 empty] | Chippewa | 44.9378 | -91.3406
13781 | Northern States Power Co - Minnesota | 4015 | Wissota | Electric Utility | WI | 5 | 6 | 2.9 | Conventional Hydroelectric | WAT | HY | 1 | 1917 |  |  | (OP) Operating | [6 empty] | Chippewa | 44.9378 | -91.3406
13781 | Northern States Power Co - Minnesota | 4015 | Wissota | Electric Utility | WI | 6 | 6 | 3 | Conventional Hydroelectric | WAT | HY | 1 | 1917 |  |  | (OP) Operating | [6 empty] | Chippewa | 44.9378 | -91.3406
58149 | Renewable World Energies LLC | 4018 | Clam River Dam | IPP Non-CHP | WI | 1 | 0.4 | 0.4 | Conventional Hydroelectric | WAT | HY | 12 | 1942 |  |  | (OP) Operating | [6 empty] | Burnett | 45.9467 | -92.5383
58149 | Renewable World Energies LLC | 4018 | Clam River Dam | IPP Non-CHP | WI | 2 | 0.4 | 0.4 | Conventional Hydroelectric | WAT | HY | 4 | 1942 |  |  | (OP) Operating | [6 empty] | Burnett | 45.9467 | -92.5383
58149 | Renewable World Energies LLC | 4018 | Clam River Dam | IPP Non-CHP | WI | 3 | 0.4 | 0.4 | Conventional Hydroelectric | WAT | HY | 4 | 1967 |  |  | (OP) Operating | [6 empty] | Burnett | 45.9467 | -92.5383
58149 | Renewable World Energies LLC | 4019 | Danbury Dam | IPP Non-CHP | WI | 1 | 0.1 | 0.1 | Conventional Hydroelectric | WAT | HY | 1 | 1921 |  |  | (OP) Operating | [6 empty] | Burnett | 46 | -92.3725
58149 | Renewable World Energies LLC | 4019 | Danbury Dam | IPP Non-CHP | WI | 2 | 0.3 | 0.3 | Conventional Hydroelectric | WAT | HY | 3 | 1927 |  |  | (OP) Operating | [6 empty] | Burnett | 46 | -92.3725
58149 | Renewable World Energies LLC | 4019 | Danbury Dam | IPP Non-CHP | WI | HY3 | 0.6 | 0.6 | Conventional Hydroelectric | WAT | HY | 6 | 1950 |  |  | (OP) Operating | [6 empty] | Burnett | 46 | -92.3725
13815 | Northwestern Wisconsin Elec Co | 4020 | Frederic Diesel | Electric Utility | WI | 10 | 2.5 | 2.5 | Petroleum Liquids | DFO | IC | 7 | 2000 |  |  | (OP) Operating | [6 empty] | POLK | 45.6548 | -92.4651
13815 | Northwestern Wisconsin Elec Co | 4020 | Frederic Diesel | Electric Utility | WI | 2 | 0.7 | 0.7 | Petroleum Liquids | DFO | IC | 12 | 1948 |  |  | (OP) Operating | [6 empty] | POLK | 45.6548 | -92.4651
13815 | Northwestern Wisconsin Elec Co | 4020 | Frederic Diesel | Electric Utility | WI | 3 | 0.7 | 0.7 | Petroleum Liquids | DFO | IC | 12 | 1949 |  |  | (OP) Operating | [6 empty] | POLK | 45.6548 | -92.4651
13815 | Northwestern Wisconsin Elec Co | 4020 | Frederic Diesel | Electric Utility | WI | 4 | 0.7 | 0.6 | Petroleum Liquids | DFO | IC | 12 | 1955 |  |  | (OP) Operating | [6 empty] | POLK | 45.6548 | -92.4651
13815 | Northwestern Wisconsin Elec Co | 4020 | Frederic Diesel | Electric Utility | WI | 5 | 0.6 | 0.5 | Petroleum Liquids | DFO | IC | 12 | 1955 |  |  | (OP) Operating | [6 empty] | POLK | 45.6548 | -92.4651
13815 | Northwestern Wisconsin Elec Co | 4020 | Frederic Diesel | Electric Utility | WI | 6 | 1.8 | 1.7 | Petroleum Liquids | DFO | IC | 12 | 1970 |  |  | (OP) Operating | [6 empty] | POLK | 45.6548 | -92.4651
13815 | Northwestern Wisconsin Elec Co | 4020 | Frederic Diesel | Electric Utility | WI | 7 | 1.7 | 1.8 | Petroleum Liquids | DFO | IC | 9 | 1975 |  |  | (OP) Operating | [6 empty] | POLK | 45.6548 | -92.4651
13815 | Northwestern Wisconsin Elec Co | 4020 | Frederic Diesel | Electric Utility | WI | 8 | 2.5 | 2.5 | Petroleum Liquids | DFO | IC | 7 | 2000 |  |  | (OP) Operating | [6 empty] | POLK | 45.6548 | -92.4651
13815 | Northwestern Wisconsin Elec Co | 4020 | Frederic Diesel | Electric Utility | WI | 9 | 2.5 | 2.5 | Petroleum Liquids | DFO | IC | 7 | 2000 |  |  | (OP) Operating | [6 empty] | POLK | 45.6548 | -92.4651
13815 | Northwestern Wisconsin Elec Co | 4021 | Grantsburg Diesel | Electric Utility | WI | 1A | 0.7 | 0.8 | Petroleum Liquids | DFO | IC | 3 | 1995 |  |  | (OP) Operating | [6 empty] | Burnett | 45.7792 | -92.678
13815 | Northwestern Wisconsin Elec Co | 4021 | Grantsburg Diesel | Electric Utility | WI | 2 | 0.7 | 0.8 | Petroleum Liquids | DFO | IC | 12 | 1963 |  |  | (OP) Operating | [6 empty] | Burnett | 45.7792 | -92.678
13815 | Northwestern Wisconsin Elec Co | 4021 | Grantsburg Diesel | Electric Utility | WI | 3 | 1 | 0.9 | Petroleum Liquids | DFO | IC | 11 | 1968 |  |  | (OP) Operating | [6 empty] | Burnett | 45.7792 | -92.678
13815 | Northwestern Wisconsin Elec Co | 4021 | Grantsburg Diesel | Electric Utility | WI | 4 | 2.2 | 2 | Petroleum Liquids | DFO | IC | 9 | 1975 |  |  | (OP) Operating | [6 empty] | Burnett | 45.7792 | -92.678
13815 | Northwestern Wisconsin Elec Co | 4021 | Grantsburg Diesel | Electric Utility | WI | 8 | 1.8 | 1.8 | Petroleum Liquids | DFO | IC | 6 | 2007 |  |  | (OP) Operating | [6 empty] | Burnett | 45.7792 | -92.678
20847 | Wisconsin Electric Power Co | 4040 | Port Washington Generating Station | Electric Utility | WI | 1CT1 | 167.9 | 165.8 | Natural Gas Fired Combined Cycle | NG | CT | 5 | 2008 |  |  | (OP) Operating | [6 empty] | Ozaukee | 43.3842 | -87.8689
20847 | Wisconsin Electric Power Co | 4040 | Port Washington Generating Station | Electric Utility | WI | 1CT2 | 167.9 | 165.8 | Natural Gas Fired Combined Cycle | NG | CT | 5 | 2008 |  |  | (OP) Operating | [6 empty] | Ozaukee | 43.3842 | -87.8689
20847 | Wisconsin Electric Power Co | 4040 | Port Washington Generating Station | Electric Utility | WI | 2CT1 | 167.9 | 165.8 | Natural Gas Fired Combined Cycle | NG | CT | 7 | 2005 |  |  | (OP) Operating | [6 empty] | Ozaukee | 43.3842 | -87.8689
20847 | Wisconsin Electric Power Co | 4040 | Port Washington Generating Station | Electric Utility | WI | 2CT2 | 167.9 | 165.8 | Natural Gas Fired Combined Cycle | NG | CT | 7 | 2005 |  |  | (OP) Operating | [6 empty] | Ozaukee | 43.3842 | -87.8689
20847 | Wisconsin Electric Power Co | 4040 | Port Washington Generating Station | Electric Utility | WI | ST1 | 268.6 | 209.2 | Natural Gas Fired Combined Cycle | NG | CA | 5 | 2008 |  |  | (OP) Operating | [6 empty] | Ozaukee | 43.3842 | -87.8689
20847 | Wisconsin Electric Power Co | 4040 | Port Washington Generating Station | Electric Utility | WI | ST2 | 268.6 | 209.2 | Natural Gas Fired Combined Cycle | NG | CA | 7 | 2005 |  |  | (OP) Operating | [6 empty] | Ozaukee | 43.3842 | -87.8689
20847 | Wisconsin Electric Power Co | 4041 | South Oak Creek | Electric Utility | WI | 5 | 299.2 | 220 | Conventional Steam Coal | SUB | ST | 12 | 1959 |  |  | (OP) Operating | [6 empty] | Milwaukee | 42.8457 | -87.8294
20847 | Wisconsin Electric Power Co | 4041 | South Oak Creek | Electric Utility | WI | 6 | 299.2 | 223 | Conventional Steam Coal | SUB | ST | 12 | 1961 |  |  | (OP) Operating | [6 empty] | Milwaukee | 42.8457 | -87.8294
20847 | Wisconsin Electric Power Co | 4041 | South Oak Creek | Electric Utility | WI | 7 | 317.6 | 275 | Conventional Steam Coal | SUB | ST | 3 | 1965 |  |  | (OP) Operating | [6 empty] | Milwaukee | 42.8457 | -87.8294
20847 | Wisconsin Electric Power Co | 4041 | South Oak Creek | Electric Utility | WI | 8 | 324 | 275 | Conventional Steam Coal | SUB | ST | 10 | 1967 |  |  | (OP) Operating | [6 empty] | Milwaukee | 42.8457 | -87.8294
20847 | Wisconsin Electric Power Co | 4042 | Valley (WI) | Electric Utility | WI | 1 | 136 | 120 | Natural Gas Steam Turbine | NG | ST | 6 | 1968 |  |  | (OP) Operating | [6 empty] | Milwaukee | 43.0303 | -87.9233
20847 | Wisconsin Electric Power Co | 4042 | Valley (WI) | Electric Utility | WI | 2 | 136 | 120 | Conventional Steam Coal | BIT | ST | 3 | 1969 |  |  | (OP) Operating | [6 empty] | Milwaukee | 43.0303 | -87.9233
20847 | Wisconsin Electric Power Co | 4042 | Valley (WI) | Electric Utility | WI | 3 | 2.7 | 2.7 | Petroleum Liquids | DFO | IC | 3 | 1969 |  |  | (SB) Standby/Backup: available for service but not normally used | [6 empty] | Milwaukee | 43.0303 | -87.9233
20847 | Wisconsin Electric Power Co | 4043 | Appleton | Electric Utility | WI | 4 | 1.2 | 1.2 | Conventional Hydroelectric | WAT | HY | 7 | 1980 |  |  | (OP) Operating | [6 empty] | Outagamie | 44.2539 | -88.4096
20847 | Wisconsin Electric Power Co | 4043 | Appleton | Electric Utility | WI | 5 | 0.5 | 0.5 | Conventional Hydroelectric | WAT | HY | 8 | 1916 |  |  | (OP) Operating | [6 empty] | Outagamie | 44.2539 | -88.4096
20847 | Wisconsin Electric Power Co | 4043 | Appleton | Electric Utility | WI | 6 | 0.5 | 0.5 | Conventional Hydroelectric | WAT | HY | 8 | 1916 |  |  | (OP) Operating | [6 empty] | Outagamie | 44.2539 | -88.4096
42662 | N E W Hydro LLC | 4044 | Oconto Falls Upper | IPP Non-CHP | WI | 1 | 0.4 | 0.4 | Conventional Hydroelectric | WAT | HY | 1 | 1924 |  |  | (OP) Operating | [6 empty] | Oconto | 44.8764 | -88.1475
42662 | N E W Hydro LLC | 4044 | Oconto Falls Upper | IPP Non-CHP | WI | 2 | 0.4 | 0.4 | Conventional Hydroelectric | WAT | HY | 1 | 1921 |  |  | (OP) Operating | [6 empty] | Oconto | 44.8764 | -88.1475
42662 | N E W Hydro LLC | 4044 | Oconto Falls Upper | IPP Non-CHP | WI | 3 | 0.3 | 0.3 | Conventional Hydroelectric | WAT | HY | 1 | 1918 |  |  | (OP) Operating | [6 empty] | Oconto | 44.8764 | -88.1475
20847 | Wisconsin Electric Power Co | 4045 | Pine | Electric Utility | WI | 1 | 1.8 | 1.8 | Conventional Hydroelectric | WAT | HY | 7 | 1922 |  |  | (OP) Operating | [6 empty] | Florence | 45.8275 | -88.2483
20847 | Wisconsin Electric Power Co | 4045 | Pine | Electric Utility | WI | 2 | 1.8 | 1.8 | Conventional Hydroelectric | WAT | HY | 6 | 1922 |  |  | (OP) Operating | [6 empty] | Florence | 45.8275 | -88.2483
55906 | NextEra Energy Point Beach LLC | 4046 | Point Beach Nuclear Plant | IPP Non-CHP | WI | 1 | 643 | 598.1 | Nuclear | NUC | ST | 12 | 1970 |  |  | (OP) Operating | [6 empty] | Manitowoc | 44.2806 | -87.5369
55906 | NextEra Energy Point Beach LLC | 4046 | Point Beach Nuclear Plant | IPP Non-CHP | WI | 2 | 643 | 597.9 | Nuclear | NUC | ST | 10 | 1972 |  |  | (OP) Operating | [6 empty] | Manitowoc | 44.2806 | -87.5369
55906 | NextEra Energy Point Beach LLC | 4046 | Point Beach Nuclear Plant | IPP Non-CHP | WI | 5 | 25 | 15 | Petroleum Liquids | DFO | GT | 6 | 1969 |  |  | (OP) Operating | [6 empty] | Manitowoc | 44.2806 | -87.5369
20856 | Wisconsin Power & Light Co | 4050 | Edgewater | Electric Utility | WI | 4 | 351 | 302.4 | Conventional Steam Coal | SUB | ST | 12 | 1969 | 12 | 2018 | (OP) Operating | [6 empty] | Sheboygan | 43.7151 | -87.7059
20856 | Wisconsin Power & Light Co | 4050 | Edgewater | Electric Utility | WI | 5 | 413.7 | 398.2 | Conventional Steam Coal | SUB | ST | 3 | 1985 |  |  | (OP) Operating | [6 empty] | Sheboygan | 43.7151 | -87.7059
20856 | Wisconsin Power & Light Co | 4053 | Kilbourn | Electric Utility | WI | 2 | 2.5 | 9.5 | Conventional Hydroelectric | WAT | HY | 7 | 1939 |  |  | (OP) Operating | [6 empty] | Columbia | 43.6258 | -89.7808
20856 | Wisconsin Power & Light Co | 4053 | Kilbourn | Electric Utility | WI | HC1 | 2.2 |  | Conventional Hydroelectric | WAT | HY | 7 | 1926 |  |  | (OP) Operating | [6 empty] | Columbia | 43.6258 | -89.7808
20856 | Wisconsin Power & Light Co | 4053 | Kilbourn | Electric Utility | WI | HC5 | 2.5 |  | Conventional Hydroelectric | WAT | HY | 7 | 1935 |  |  | (OP) Operating | [6 empty] | Columbia | 43.6258 | -89.7808
20856 | Wisconsin Power & Light Co | 4053 | Kilbourn | Electric Utility | WI | HC6 | 2.5 |  | Conventional Hydroelectric | WAT | HY | 7 | 1937 |  |  | (OP) Operating | [6 empty] | Columbia | 43.6258 | -89.7808
20856 | Wisconsin Power & Light Co | 4056 | Prairie Du Sac | Electric Utility | WI | 1 | 3.5 | 29 | Conventional Hydroelectric | WAT | HY | 10 | 1915 |  |  | (OP) Operating | [6 empty] | Sauk | 43.3099 | -89.7278
20856 | Wisconsin Power & Light Co | 4056 | Prairie Du Sac | Electric Utility | WI | 2 | 4.3 |  | Conventional Hydroelectric | WAT | HY | 12 | 1915 |  |  | (OP) Operating | [6 empty] | Sauk | 43.3099 | -89.7278
20856 | Wisconsin Power & Light Co | 4056 | Prairie Du Sac | Electric Utility | WI | 3 | 4.8 |  | Conventional Hydroelectric | WAT | HY | 3 | 1920 |  |  | (OP) Operating | [6 empty] | Sauk | 43.3099 | -89.7278
20856 | Wisconsin Power & Light Co | 4056 | Prairie Du Sac | Electric Utility | WI | 4 | 4.8 |  | Conventional Hydroelectric | WAT | HY | 2 | 1922 |  |  | (OP) Operating | [6 empty] | Sauk | 43.3099 | -89.7278
20856 | Wisconsin Power & Light Co | 4056 | Prairie Du Sac | Electric Utility | WI | 5 | 3.5 |  | Conventional Hydroelectric | WAT | HY | 3 | 1938 |  |  | (OP) Operating | [6 empty] | Sauk | 43.3099 | -89.7278
20856 | Wisconsin Power & Light Co | 4056 | Prairie Du Sac | Electric Utility | WI | 6 | 3.5 |  | Conventional Hydroelectric | WAT | HY | 3 | 1938 |  |  | (OP) Operating | [6 empty] | Sauk | 43.3099 | -89.7278
20856 | Wisconsin Power & Light Co | 4056 | Prairie Du Sac | Electric Utility | WI | 7 | 3.5 |  | Conventional Hydroelectric | WAT | HY | 11 | 1940 |  |  | (OP) Operating | [6 empty] | Sauk | 43.3099 | -89.7278
20856 | Wisconsin Power & Light Co | 4056 | Prairie Du Sac | Electric Utility | WI | 8 | 3.5 |  | Conventional Hydroelectric | WAT | HY | 10 | 1940 |  |  | (OP) Operating | [6 empty] | Sauk | 43.3099 | -89.7278
20856 | Wisconsin Power & Light Co | 4057 | Rock River | Electric Utility | WI | 3 | 37.5 | 24.8 | Natural Gas Fired Combustion Turbine | NG | GT | 8 | 1967 | 12 | 2019 | (OP) Operating | [6 empty] | Rock | 42.582 | -89.0276
20856 | Wisconsin Power & Light Co | 4057 | Rock River | Electric Utility | WI | 4 | 18 | 14.4 | Natural Gas Fired Combustion Turbine | NG | GT | 12 | 1968 | 12 | 2019 | (OP) Operating | [6 empty] | Rock | 42.582 | -89.0276
20856 | Wisconsin Power & Light Co | 4057 | Rock River | Electric Utility | WI | 5 | 56.7 | 44.1 | Natural Gas Fired Combustion Turbine | NG | GT | 6 | 1972 | 12 | 2019 | (OP) Operating | [6 empty] | Rock | 42.582 | -89.0276
20856 | Wisconsin Power & Light Co | 4057 | Rock River | Electric Utility | WI | 6 | 56.7 | 44.6 | Natural Gas Fired Combustion Turbine | NG | GT | 6 | 1972 | 12 | 2019 | (OP) Operating | [6 empty] | Rock | 42.582 | -89.0276
20856 | Wisconsin Power & Light Co | 4059 | Sheepskin | Electric Utility | WI | 1 | 41.7 | 28.4 | Natural Gas Fired Combustion Turbine | NG | GT | 6 | 1971 | 12 | 2019 | (OP) Operating | [6 empty] | Rock | 42.8347 | -89.1108
20860 | Wisconsin Public Service Corp | 4060 | Alexander | Electric Utility | WI | 1 | 1.4 | 0.7 | Conventional Hydroelectric | WAT | HY | 1 | 1925 |  |  | (OP) Operating | [6 empty] | Lincoln | 45.1875 | -89.7553
20860 | Wisconsin Public Service Corp | 4060 | Alexander | Electric Utility | WI | 2 | 1.4 | 0.7 | Conventional Hydroelectric | WAT | HY | 1 | 1925 |  |  | (OP) Operating | [6 empty] | Lincoln | 45.1875 | -89.7553
20860 | Wisconsin Public Service Corp | 4060 | Alexander | Electric Utility | WI | 3 | 1.4 | 0.7 | Conventional Hydroelectric | WAT | HY | 1 | 1925 |  |  | (OP) Operating | [6 empty] | Lincoln | 45.1875 | -89.7553
20860 | Wisconsin Public Service Corp | 4061 | Caldron Falls | Electric Utility | WI | 1 | 3.2 | 3.4 | Conventional Hydroelectric | WAT | HY | 11 | 1924 |  |  | (OP) Operating | [6 empty] | Marinette | 45.3569 | -88.2306
20860 | Wisconsin Public Service Corp | 4061 | Caldron Falls | Electric Utility | WI | 2 | 3.2 | 3.4 | Conventional Hydroelectric | WAT | HY | 11 | 1924 |  |  | (OP) Operating | [6 empty] | Marinette | 45.3569 | -88.2306
20860 | Wisconsin Public Service Corp | 4063 | Grandfather Falls | Electric Utility | WI | 1 | 11 | 10.9 | Conventional Hydroelectric | WAT | HY | 12 | 1938 |  |  | (OP) Operating | [6 empty] | Lincoln | 45.3019 | -89.7917
20860 | Wisconsin Public Service Corp | 4063 | Grandfather Falls | Electric Utility | WI | 2 | 6.2 | 6.2 | Conventional Hydroelectric | WAT | HY | 12 | 1938 |  |  | (OP) Operating | [6 empty] | Lincoln | 45.3019 | -89.7917
20860 | Wisconsin Public Service Corp | 4064 | Hat Rapids | Electric Utility | WI | 1 | 0.8 | 0.3 | Conventional Hydroelectric | WAT | HY | 6 | 1923 |  |  | (OP) Operating | [6 empty] | Oneida | 45.5711 | -89.4806
20860 | Wisconsin Public Service Corp | 4064 | Hat Rapids | Electric Utility | WI | 2A | 0.5 | 0.2 | Conventional Hydroelectric | WAT | HY | 10 | 1984 |  |  | (OP) Operating | [6 empty] | Oneida | 45.5711 | -89.4806
20860 | Wisconsin Public Service Corp | 4064 | Hat Rapids | Electric Utility | WI | 3A | 0.4 | 0.2 | Conventional Hydroelectric | WAT | HY | 9 | 1984 |  |  | (OP) Operating | [6 empty] | Oneida | 45.5711 | -89.4806
20860 | Wisconsin Public Service Corp | 4065 | High Falls (WI) | Electric Utility | WI | 1 | 1.4 | 0.3 | Conventional Hydroelectric | WAT | HY | 8 | 1910 |  |  | (OP) Operating | [6 empty] | Marinette | 45.2794 | -88.1997
20860 | Wisconsin Public Service Corp | 4065 | High Falls (WI) | Electric Utility | WI | 2 | 1.4 | 0.3 | Conventional Hydroelectric | WAT | HY | 8 | 1910 |  |  | (OP) Operating | [6 empty] | Marinette | 45.2794 | -88.1997
20860 | Wisconsin Public Service Corp | 4065 | High Falls (WI) | Electric Utility | WI | 3 | 1.4 | 0.3 | Conventional Hydroelectric | WAT | HY | 8 | 1910 |  |  | (OP) Operating | [6 empty] | Marinette | 45.2794 | -88.1997
20860 | Wisconsin Public Service Corp | 4065 | High Falls (WI) | Electric Utility | WI | 4 | 1.4 | 0.3 | Conventional Hydroelectric | WAT | HY | 8 | 1910 |  |  | (OP) Operating | [6 empty] | Marinette | 45.2794 | -88.1997
20860 | Wisconsin Public Service Corp | 4065 | High Falls (WI) | Electric Utility | WI | 5 | 1.4 | 0.3 | Conventional Hydroelectric | WAT | HY | 8 | 1910 |  |  | (OP) Operating | [6 empty] | Marinette | 45.2794 | -88.1997
20860 | Wisconsin Public Service Corp | 4067 | Johnson Falls | Electric Utility | WI | 1 | 1.7 | 0.5 | Conventional Hydroelectric | WAT | HY | 7 | 1923 |  |  | (OP) Operating | [6 empty] | Marinette | 45.2875 | -88.1603
20860 | Wisconsin Public Service Corp | 4067 | Johnson Falls | Electric Utility | WI | 2 | 1.7 | 0.5 | Conventional Hydroelectric | WAT | HY | 7 | 1923 |  |  | (OP) Operating | [6 empty] | Marinette | 45.2875 | -88.1603
20860 | Wisconsin Public Service Corp | 4068 | Merrill | Electric Utility | WI | 1 | 0.4 | 0.2 | Conventional Hydroelectric | WAT | HY | 3 | 1917 |  |  | (OP) Operating | [6 empty] | Lincoln | 45.1786 | -89.685
20860 | Wisconsin Public Service Corp | 4068 | Merrill | Electric Utility | WI | 2 | 0.4 | 0.2 | Conventional Hydroelectric | WAT | HY | 3 | 1917 |  |  | (OP) Operating | [6 empty] | Lincoln | 45.1786 | -89.685
20860 | Wisconsin Public Service Corp | 4068 | Merrill | Electric Utility | WI | 3 | 1.5 | 0.6 | Conventional Hydroelectric | WAT | HY | 6 | 1984 |  |  | (OP) Operating | [6 empty] | Lincoln | 45.1786 | -89.685
20860 | Wisconsin Public Service Corp | 4071 | Potato Rapids | Electric Utility | WI | 1 | 0.5 | 0.2 | Conventional Hydroelectric | WAT | HY | 6 | 1926 |  |  | (OP) Operating | [6 empty] | Marinette | 45.1136 | -87.7586
20860 | Wisconsin Public Service Corp | 4071 | Potato Rapids | Electric Utility | WI | 2 | 0.4 | 0.1 | Conventional Hydroelectric | WAT | HY | 5 | 1921 |  |  | (OP) Operating | [6 empty] | Marinette | 45.1136 | -87.7586
20860 | Wisconsin Public Service Corp | 4071 | Potato Rapids | Electric Utility | WI | 3 | 0.4 | 0.1 | Conventional Hydroelectric | WAT | HY | 5 | 1921 |  |  | (OP) Operating | [6 empty] | Marinette | 45.1136 | -87.7586
20860 | Wisconsin Public Service Corp | 4072 | Pulliam | Electric Utility | WI | 31 | 91 | 78.4 | Natural Gas Fired Combustion Turbine | NG | GT | 5 | 2003 |  |  | (OP) Operating | [6 empty] | Brown | 44.54 | -88.0086
20860 | Wisconsin Public Service Corp | 4072 | Pulliam | Electric Utility | WI | 7 | 81.6 | 77.9 | Conventional Steam Coal | SUB | ST | 11 | 1958 |  |  | (OP) Operating | [6 empty] | Brown | 44.54 | -88.0086
20860 | Wisconsin Public Service Corp | 4072 | Pulliam | Electric Utility | WI | 8 | 149.6 | 133.7 | Conventional Steam Coal | SUB | ST | 12 | 1964 |  |  | (OP) Operating | [6 empty] | Brown | 44.54 | -88.0086
20860 | Wisconsin Public Service Corp | 4074 | Sandstone Rapids | Electric Utility | WI | 1 | 1.9 | 0.5 | Conventional Hydroelectric | WAT | HY | 1 | 1925 |  |  | (OP) Operating | [6 empty] | Marinette | 45.2333 | -88.0678
20860 | Wisconsin Public Service Corp | 4074 | Sandstone Rapids | Electric Utility | WI | 2 | 1.9 | 0.5 | Conventional Hydroelectric | WAT | HY | 1 | 1925 |  |  | (OP) Operating | [6 empty] | Marinette | 45.2333 | -88.0678
20860 | Wisconsin Public Service Corp | 4075 | Tomahawk | Electric Utility | WI | 1 | 1.3 | 1.2 | Conventional Hydroelectric | WAT | HY | 1 | 1938 |  |  | (OP) Operating | [6 empty] | Lincoln | 45.4411 | -89.7306
20860 | Wisconsin Public Service Corp | 4075 | Tomahawk | Electric Utility | WI | 2 | 1.3 | 1.2 | Conventional Hydroelectric | WAT | HY | 1 | 1938 |  |  | (OP) Operating | [6 empty] | Lincoln | 45.4411 | -89.7306
20860 | Wisconsin Public Service Corp | 4076 | West Marinette | Electric Utility | WI | 31 | 41.8 | 37.4 | Natural Gas Fired Combustion Turbine | NG | GT | 6 | 1971 |  |  | (OP) Operating | [6 empty] | Marinette | 45.0869 | -87.6881
20860 | Wisconsin Public Service Corp | 4076 | West Marinette | Electric Utility | WI | 32 | 41.8 | 40.3 | Natural Gas Fired Combustion Turbine | NG | GT | 4 | 1973 |  |  | (OP) Operating | [6 empty] | Marinette | 45.0869 | -87.6881
20860 | Wisconsin Public Service Corp | 4076 | West Marinette | Electric Utility | WI | 33 | 103.5 | 75.1 | Natural Gas Fired Combustion Turbine | NG | GT | 5 | 1993 |  |  | (OP) Operating | [6 empty] | Marinette | 45.0869 | -87.6881
20860 | Wisconsin Public Service Corp | 4077 | Wausau | Electric Utility | WI | 1 | 1.8 | 1 | Conventional Hydroelectric | WAT | HY | 3 | 1921 |  |  | (OP) Operating | [6 empty] | Marathon | 44.9575 | -89.6367
20860 | Wisconsin Public Service Corp | 4077 | Wausau | Electric Utility | WI | 2 | 1.8 | 1 | Conventional Hydroelectric | WAT | HY | 5 | 1921 |  |  | (OP) Operating | [6 empty] | Marathon | 44.9575 | -89.6367
20860 | Wisconsin Public Service Corp | 4077 | Wausau | Electric Utility | WI | 3 | 1.8 | 1 | Conventional Hydroelectric | WAT | HY | 3 | 1924 |  |  | (OP) Operating | [6 empty] | Marathon | 44.9575 | -89.6367
20860 | Wisconsin Public Service Corp | 4078 | Weston | Electric Utility | WI | 2 | 81.6 | 64.7 | Conventional Steam Coal | SUB | ST | 9 | 1960 |  |  | (OP) Operating | [6 empty] | Marathon | 44.8606 | -89.6553
20860 | Wisconsin Public Service Corp | 4078 | Weston | Electric Utility | WI | 3 | 350.5 | 336.8 | Conventional Steam Coal | SUB | ST | 12 | 1981 |  |  | (OP) Operating | 2016 | 7 | 10 |  |  |  | Marathon | 44.8606 | -89.6553
20860 | Wisconsin Public Service Corp | 4078 | Weston | Electric Utility | WI | 31 | 19.6 | 15.1 | Natural Gas Fired Combustion Turbine | NG | GT | 3 | 1969 |  |  | (OP) Operating | [6 empty] | Marathon | 44.8606 | -89.6553
20860 | Wisconsin Public Service Corp | 4078 | Weston | Electric Utility | WI | 32 | 56.7 | 45.8 | Natural Gas Fired Combustion Turbine | NG | GT | 6 | 1973 |  |  | (OP) Operating | [6 empty] | Marathon | 44.8606 | -89.6553
20860 | Wisconsin Public Service Corp | 4078 | Weston | Electric Utility | WI | 4 | 595 | 534.9 | Conventional Steam Coal | SUB | ST | 7 | 2008 |  |  | (OP) Operating | [6 empty] | Marathon | 44.8606 | -89.6553
20863 | Wisconsin River Power Company | 4079 | Castle Rock | Electric Utility | WI | 1 | 3 | 3.2 | Conventional Hydroelectric | WAT | HY | 8 | 1951 |  |  | (OP) Operating | [6 empty] | Adams | 43.8656 | -89.9514
20863 | Wisconsin River Power Company | 4079 | Castle Rock | Electric Utility | WI | 2 | 3 | 3.2 | Conventional Hydroelectric | WAT | HY | 11 | 1950 |  |  | (OP) Operating | [6 empty] | Adams | 43.8656 | -89.9514
20863 | Wisconsin River Power Company | 4079 | Castle Rock | Electric Utility | WI | 3 | 3 | 3.2 | Conventional Hydroelectric | WAT | HY | 10 | 1950 |  |  | (OP) Operating | [6 empty] | Adams | 43.8656 | -89.9514
20863 | Wisconsin River Power Company | 4079 | Castle Rock | Electric Utility | WI | 4 | 3 | 3.2 | Conventional Hydroelectric | WAT | HY | 8 | 1950 |  |  | (OP) Operating | [6 empty] | Adams | 43.8656 | -89.9514
20863 | Wisconsin River Power Company | 4079 | Castle Rock | Electric Utility | WI | 5 | 3 | 3.2 | Conventional Hydroelectric | WAT | HY | 8 | 1950 |  |  | (OP) Operating | [6 empty] | Adams | 43.8656 | -89.9514
20863 | Wisconsin River Power Company | 4080 | Petenwell | Electric Utility | WI | 1 | 5 | 5.1 | Conventional Hydroelectric | WAT | HY | 8 | 1949 |  |  | (OP) Operating | [6 empty] | Juneau | 44.0572 | -90.0217
20863 | Wisconsin River Power Company | 4080 | Petenwell | Electric Utility | WI | 2 | 5 | 5.1 | Conventional Hydroelectric | WAT | HY | 10 | 1949 |  |  | (OP) Operating | [6 empty] | Juneau | 44.0572 | -90.0217
20863 | Wisconsin River Power Company | 4080 | Petenwell | Electric Utility | WI | 3 | 5 | 5.1 | Conventional Hydroelectric | WAT | HY | 11 | 1949 |  |  | (OP) Operating | [6 empty] | Juneau | 44.0572 | -90.0217
20863 | Wisconsin River Power Company | 4080 | Petenwell | Electric Utility | WI | 4 | 5 | 5.1 | Conventional Hydroelectric | WAT | HY | 1 | 1950 |  |  | (OP) Operating | [6 empty] | Juneau | 44.0572 | -90.0217
765 | City of Arcadia - (WI) | 4100 | Arcadia Electric | Electric Utility | WI | 1 | 1.3 | 1.3 | Petroleum Liquids | DFO | IC | 1 | 1956 |  |  | (SB) Standby/Backup: available for service but not normally used | [6 empty] | Trempealeau | 44.2524 | -91.5034
765 | City of Arcadia - (WI) | 4100 | Arcadia Electric | Electric Utility | WI | 10 | 2 | 2 | Petroleum Liquids | DFO | IC | 5 | 2007 |  |  | (SB) Standby/Backup: available for service but not normally used | [6 empty] | Trempealeau | 44.2524 | -91.5034
765 | City of Arcadia - (WI) | 4100 | Arcadia Electric | Electric Utility | WI | 2 | 1 | 1 | Petroleum Liquids | DFO | IC | 1 | 1947 |  |  | (SB) Standby/Backup: available for service but not normally used | [6 empty] | Trempealeau | 44.2524 | -91.5034
765 | City of Arcadia - (WI) | 4100 | Arcadia Electric | Electric Utility | WI | 3 | 0.4 | 0.4 | Petroleum Liquids | DFO | IC | 1 | 1940 |  |  | (SB) Standby/Backup: available for service but not normally used | [6 empty] | Trempealeau | 44.2524 | -91.5034
765 | City of Arcadia - (WI) | 4100 | Arcadia Electric | Electric Utility | WI | 4 | 0.2 | 0.2 | Petroleum Liquids | DFO | IC | 1 | 1930 |  |  | (SB) Standby/Backup: available for service but not normally used | [6 empty] | Trempealeau | 44.2524 | -91.5034
765 | City of Arcadia - (WI) | 4100 | Arcadia Electric | Electric Utility | WI | 5 | 3 | 3 | Natural Gas Internal Combustion Engine | NG | IC | 9 | 1972 |  |  | (SB) Standby/Backup: available for service but not normally used | [6 empty] | Trempealeau | 44.2524 | -91.5034
765 | City of Arcadia - (WI) | 4100 | Arcadia Electric | Electric Utility | WI | 6 | 3 | 3 | Natural Gas Internal Combustion Engine | NG | IC | 9 | 1987 |  |  | (SB) Standby/Backup: available for service but not normally used | [6 empty] | Trempealeau | 44.2524 | -91.5034
765 | City of Arcadia - (WI) | 4100 | Arcadia Electric | Electric Utility | WI | 7 | 2 | 2 | Petroleum Liquids | DFO | IC | 5 | 2002 |  |  | (SB) Standby/Backup: available for service but not normally used | [6 empty] | Trempealeau | 44.2524 | -91.5034
765 | City of Arcadia - (WI) | 4100 | Arcadia Electric | Electric Utility | WI | 8 | 2 | 2 | Petroleum Liquids | DFO | IC | 5 | 2002 |  |  | (SB) Standby/Backup: available for service but not normally used | [6 empty] | Trempealeau | 44.2524 | -91.5034
765 | City of Arcadia - (WI) | 4100 | Arcadia Electric | Electric Utility | WI | 9 | 2 | 2 | Petroleum Liquids | DFO | IC | 11 | 2002 |  |  | (SB) Standby/Backup: available for service but not normally used | [6 empty] | Trempealeau | 44.2524 | -91.5034
1278 | City of Barron - (WI) | 4102 | Barron | Electric Utility | WI | 1A | 1.1 | 1.1 | Petroleum Liquids | DFO | IC | 6 | 1998 |  |  | (SB) Standby/Backup: available for service but not normally used | [6 empty] | Barron | 45.4019 | -91.8404
1278 | City of Barron - (WI) | 4102 | Barron | Electric Utility | WI | 2A | 1.1 | 1.1 | Petroleum Liquids | DFO | IC | 6 | 1998 |  |  | (SB) Standby/Backup: available for service but not normally used | [6 empty] | Barron | 45.4019 | -91.8404
1278 | City of Barron - (WI) | 4102 | Barron | Electric Utility | WI | 3A | 1.1 | 1.1 | Petroleum Liquids | DFO | IC | 6 | 1998 |  |  | (SB) Standby/Backup: available for service but not normally used | [6 empty] | Barron | 45.4019 | -91.8404
1278 | City of Barron - (WI) | 4102 | Barron | Electric Utility | WI | 4 | 1.1 | 1.1 | Petroleum Liquids | DFO | IC | 6 | 1998 |  |  | (SB) Standby/Backup: available for service but not normally used | [6 empty] | Barron | 45.4019 | -91.8404
1278 | City of Barron - (WI) | 4102 | Barron | Electric Utility | WI | 7 | 0.8 | 0.6 | Petroleum Liquids | DFO | IC | 3 | 1944 |  |  | (OS) Out of service and NOT expected to return to service in next calendar year | [6 empty] | Barron | 45.4019 | -91.8404
1278 | City of Barron - (WI) | 4102 | Barron | Electric Utility | WI | 8 | 1.3 | 1.3 | Petroleum Liquids | DFO | IC | 3 | 1954 |  |  | (SB) Standby/Backup: available for service but not normally used | [6 empty] | Barron | 45.4019 | -91.8404
1278 | City of Barron - (WI) | 4102 | Barron | Electric Utility | WI | 9 | 2 | 2 | Petroleum Liquids | DFO | IC | 3 | 1960 |  |  | (SB) Standby/Backup: available for service but not normally used | [6 empty] | Barron | 45.4019 | -91.8404
1278 | City of Barron - (WI) | 4102 | Barron | Electric Utility | WI | H2 | 0.1 | 0.1 | Conventional Hydroelectric | WAT | HY | 8 | 1923 |  |  | (OP) Operating | [6 empty] | Barron | 45.4019 | -91.8404
3156 | Village of Cashton - (WI) | 4107 | Cashton | Electric Utility | WI | 3 | 0.4 | 0.4 | Petroleum Liquids | DFO | IC | 8 | 1932 |  |  | (OP) Operating |  | 0 | 0 | 0 | 0 | 0 | Monroe | 43.7561 | -90.7806
3156 | Village of Cashton - (WI) | 4107 | Cashton | Electric Utility | WI | 5 | 1.1 | 1.1 | Natural Gas Internal Combustion Engine | NG | IC | 1 | 1970 |  |  | (OP) Operating | 0 | 0 | 0 | 0 | 0 | 0 | Monroe | 43.7561 | -90.7806
3156 | Village of Cashton - (WI) | 4107 | Cashton | Electric Utility | WI | 6 | 2 | 2 | Petroleum Liquids | DFO | IC | 1 | 2002 |  |  | (OP) Operating | [6 empty] | Monroe | 43.7561 | -90.7806
4627 | City of Cumberland - (WI) | 4112 | Cumberland (WI) | Electric Utility | WI | 1 | 0.7 | 0.6 | Petroleum Liquids | DFO | IC | 2 | 1945 |  |  | (OP) Operating | [6 empty] | Barron | 45.5336 | -92.0224
4627 | City of Cumberland - (WI) | 4112 | Cumberland (WI) | Electric Utility | WI | 2 | 0.3 | 0.2 | Petroleum Liquids | DFO | IC | 8 | 1939 |  |  | (OP) Operating | [6 empty] | Barron | 45.5336 | -92.0224
4627 | City of Cumberland - (WI) | 4112 | Cumberland (WI) | Electric Utility | WI | 3 | 0.3 | 0.2 | Petroleum Liquids | DFO | IC | 8 | 1939 |  |  | (OP) Operating | [6 empty] | Barron | 45.5336 | -92.0224
4627 | City of Cumberland - (WI) | 4112 | Cumberland (WI) | Electric Utility | WI | 4 | 1.3 | 1.2 | Petroleum Liquids | DFO | IC | 5 | 1954 |  |  | (OP) Operating | [6 empty] | Barron | 45.5336 | -92.0224
4627 | City of Cumberland - (WI) | 4112 | Cumberland (WI) | Electric Utility | WI | 5 | 2 | 2.1 | Natural Gas Internal Combustion Engine | NG | IC | 7 | 1966 |  |  | (OP) Operating | [6 empty] | Barron | 45.5336 | -92.0224
4627 | City of Cumberland - (WI) | 4112 | Cumberland (WI) | Electric Utility | WI | 6 | 7.2 | 6.7 | Petroleum Liquids | DFO | IC | 4 | 1979 |  |  | (OP) Operating | [6 empty] | Barron | 45.5336 | -92.0224
4627 | City of Cumberland - (WI) | 4112 | Cumberland (WI) | Electric Utility | WI | 7 | 6.6 | 6.2 | Natural Gas Internal Combustion Engine | NG | IC | 11 | 2001 |  |  | (OP) Operating | [6 empty] | Barron | 45.5336 | -92.0224
4627 | City of Cumberland - (WI) | 4112 | Cumberland (WI) | Electric Utility | WI | 8 | 3.5 | 3.5 | Natural Gas Internal Combustion Engine | NG | IC | 12 | 2001 |  |  | (OP) Operating | [6 empty] | Barron | 45.5336 | -92.0224
5834 | City of Elroy - (WI) | 4113 | Elroy | Electric Utility | WI | 1A | 2.3 | 2.2 | Petroleum Liquids | DFO | IC | 2 | 2005 |  |  | (OP) Operating | [6 empty] | Juneau | 43.7395 | -90.2675
5834 | City of Elroy - (WI) | 4113 | Elroy | Electric Utility | WI | 2A | 2.3 | 2.2 | Petroleum Liquids | DFO | IC | 2 | 2005 |  |  | (OP) Operating | [6 empty] | Juneau | 43.7395 | -90.2675
5834 | City of Elroy - (WI) | 4113 | Elroy | Electric Utility | WI | 5 | 2 | 2.2 | Petroleum Liquids | DFO | IC | 5 | 1973 |  |  | (OP) Operating | [6 empty] | Juneau | 43.7395 | -90.2675
6274 | City of Fennimore - (WI) | 4114 | Fennimore | Electric Utility | WI | 4 | 1.1 | 1.1 | Petroleum Liquids | DFO | IC | 2 | 1964 |  |  | (SB) Standby/Backup: available for service but not normally used | [6 empty] | Grant | 42.9828 | -90.6558
6274 | City of Fennimore - (WI) | 4114 | Fennimore | Electric Utility | WI | 5 | 0.9 | 0.9 | Petroleum Liquids | DFO | IC | 2 | 1952 |  |  | (SB) Standby/Backup: available for service but not normally used | [6 empty] | Grant | 42.9828 | -90.6558
6274 | City of Fennimore - (WI) | 4114 | Fennimore | Electric Utility | WI | 6 | 1.8 | 2 | Petroleum Liquids | DFO | IC | 12 | 1999 |  |  | (SB) Standby/Backup: available for service but not normally used | [6 empty] | Grant | 42.9828 | -90.6558
6274 | City of Fennimore - (WI) | 4114 | Fennimore | Electric Utility | WI | 7 | 1.8 | 2 | Petroleum Liquids | DFO | IC | 12 | 1999 |  |  | (SB) Standby/Backup: available for service but not normally used | [6 empty] | Grant | 42.9828 | -90.6558
6274 | City of Fennimore - (WI) | 4114 | Fennimore | Electric Utility | WI | 8 | 1.8 | 2 | Petroleum Liquids | DFO | IC | 12 | 1999 |  |  | (SB) Standby/Backup: available for service but not normally used | [6 empty] | Grant | 42.9828 | -90.6558
10056 | City of Kaukauna | 4118 | Kaukauna Gas Turbine | Electric Utility | WI | GT1 | 18 | 15.8 | Natural Gas Fired Combustion Turbine | NG | GT | 5 | 1969 |  |  | (OP) Operating |  |  | 0 |  |  | 0 | Outagamie | 44.2762 | -88.2654
10056 | City of Kaukauna | 4119 | Little Chute | Electric Utility | WI | 1 | 1.1 | 1.1 | Conventional Hydroelectric | WAT | HY | 6 | 1948 |  |  | (OP) Operating | [6 empty] | Outagamie | 44.2799 | -88.2556
10056 | City of Kaukauna | 4119 | Little Chute | Electric Utility | WI | 2 | 1.1 | 1.1 | Conventional Hydroelectric | WAT | HY | 6 | 1948 |  |  | (OP) Operating | [6 empty] | Outagamie | 44.2799 | -88.2556
10056 | City of Kaukauna | 4119 | Little Chute | Electric Utility | WI | 3 | 1.1 | 1.1 | Conventional Hydroelectric | WAT | HY | 6 | 1948 |  |  | (OP) Operating | [6 empty] | Outagamie | 44.2799 | -88.2556
10056 | City of Kaukauna | 4120 | New Badger | Electric Utility | WI | 3 | 4.1 | 4 | Conventional Hydroelectric | WAT | HY | 1 | 2014 |  |  | (OP) Operating | [6 empty] | Outagamie | 44.2772 | -88.2678
10056 | City of Kaukauna | 4120 | New Badger | Electric Utility | WI | 4 | 4.1 | 4 | Conventional Hydroelectric | WAT | HY | 1 | 2014 |  |  | (OP) Operating | [6 empty] | Outagamie | 44.2772 | -88.2678
10056 | City of Kaukauna | 4122 | Rapide Croche | Electric Utility | WI | 1 | 0.6 | 0.6 | Conventional Hydroelectric | WAT | HY | 1 | 1926 |  |  | (OP) Operating | [6 empty] | Outagamie | 44.3164 | -88.3147
10056 | City of Kaukauna | 4122 | Rapide Croche | Electric Utility | WI | 2 | 0.6 | 0.6 | Conventional Hydroelectric | WAT | HY | 1 | 1926 |  |  | (OP) Operating | [6 empty] | Outagamie | 44.3164 | -88.3147
10056 | City of Kaukauna | 4122 | Rapide Croche | Electric Utility | WI | 3 | 0.6 | 0.6 | Conventional Hydroelectric | WAT | HY | 1 | 1926 |  |  | (OP) Operating | [6 empty] | Outagamie | 44.3164 | -88.3147
10056 | City of Kaukauna | 4122 | Rapide Croche | Electric Utility | WI | 4 | 0.6 | 0.6 | Conventional Hydroelectric | WAT | HY | 1 | 1926 |  |  | (OP) Operating | [6 empty] | Outagamie | 44.3164 | -88.3147
10525 | La Farge Municipal Electric Co | 4124 | La Farge | Electric Utility | WI | 2A | 1.5 | 1.5 | Petroleum Liquids | DFO | IC | 10 | 1990 |  |  | (OP) Operating | [6 empty] | Vernon | 43.5722 | -90.6391
11571 | Manitowoc Public Utilities | 4125 | Manitowoc | Electric Utility | WI | 5 | 22 | 22 | Wood/Wood Waste Biomass | WDS | ST | 6 | 1955 |  |  | (OP) Operating | [6 empty] | Manitowoc | 44.082 | -87.6558
11571 | Manitowoc Public Utilities | 4125 | Manitowoc | Electric Utility | WI | 6 | 32 | 22 | Wood/Wood Waste Biomass | WDS | ST | 6 | 1962 |  |  | (OP) Operating | [6 empty] | Manitowoc | 44.082 | -87.6558
11571 | Manitowoc Public Utilities | 4125 | Manitowoc | Electric Utility | WI | 9 | 63.4 | 58.4 | Petroleum Coke | PC | ST | 4 | 2007 |  |  | (OP) Operating | [6 empty] | Manitowoc | 44.082 | -87.6558
11571 | Manitowoc Public Utilities | 4125 | Manitowoc | Electric Utility | WI | IC2 | 5.5 | 5 | Natural Gas Internal Combustion Engine | NG | IC | 9 | 1985 |  |  | (SB) Standby/Backup: available for service but not normally used | [6 empty] | Manitowoc | 44.082 | -87.6558
13466 | City of New Lisbon | 4130 | New Lisbon | Electric Utility | WI | 2 | 1.3 | 1.2 | Petroleum Liquids | DFO | IC | 1 | 1966 |  |  | (OP) Operating | [6 empty] | Juneau | 43.8797 | -90.1645
13466 | City of New Lisbon | 4130 | New Lisbon | Electric Utility | WI | 5 | 2.4 | 2.4 | Petroleum Liquids | DFO | IC | 1 | 1977 |  |  | (OP) Operating | [6 empty] | Juneau | 43.8797 | -90.1645
13466 | City of New Lisbon | 4130 | New Lisbon | Electric Utility | WI | 6 | 2.3 | 2 | Petroleum Liquids | DFO | IC | 7 | 2005 |  |  | (OP) Operating | [6 empty] | Juneau | 43.8797 | -90.1645
13466 | City of New Lisbon | 4130 | New Lisbon | Electric Utility | WI | 7 | 2.3 | 2 | Petroleum Liquids | DFO | IC | 7 | 2005 |  |  | (OP) Operating | [6 empty] | Juneau | 43.8797 | -90.1645
19867 | Village of Viola - (WI) | 4139 | Viola | Electric Utility | WI | 3 | 1.8 | 1.8 | Petroleum Liquids | DFO | IC | 1 | 2002 |  |  | (OP) Operating | [6 empty] | Richland | 43.507 | -90.669
4716 | Dairyland Power Coop | 4142 | Flambeau Hydroelectric Station | Electric Utility | WI | 1 | 7.9 | 7.9 | Conventional Hydroelectric | WAT | HY | 3 | 1951 |  |  | (OP) Operating | [6 empty] | RUSK | 45.4918 | -91.0472
4716 | Dairyland Power Coop | 4142 | Flambeau Hydroelectric Station | Electric Utility | WI | 2 | 6.2 | 6.4 | Conventional Hydroelectric | WAT | HY | 1 | 1951 |  |  | (OP) Operating | [6 empty] | RUSK | 45.4918 | -91.0472
4716 | Dairyland Power Coop | 4142 | Flambeau Hydroelectric Station | Electric Utility | WI | 3 | 7.9 | 7.9 | Conventional Hydroelectric | WAT | HY | 1 | 1951 |  |  | (OP) Operating | [6 empty] | RUSK | 45.4918 | -91.0472
4716 | Dairyland Power Coop | 4143 | Genoa | Electric Utility | WI | ST3 | 345.6 | 298.6 | Conventional Steam Coal | SUB | ST | 6 | 1969 |  |  | (OP) Operating | [6 empty] | Vernon | 43.5589 | -91.2325
13964 | Oconto Electric Cooperative | 4147 | Stiles | Electric Utility | WI | 1 | 0.5 | 0.3 | Conventional Hydroelectric | WAT | HY | 3 | 1949 |  |  | (OP) Operating | [6 empty] | Oconto | 44.8747 | -88.1586
13964 | Oconto Electric Cooperative | 4147 | Stiles | Electric Utility | WI | 2 | 0.5 | 0.3 | Conventional Hydroelectric | WAT | HY | 3 | 1949 |  |  | (OP) Operating | [6 empty] | Oconto | 44.8747 | -88.1586
20153 | Washington Island El Coop, Inc | 4148 | Washington Island | Electric Utility | WI | 2 | 0.1 | 0.1 | Petroleum Liquids | DFO | IC | 8 | 1952 |  |  | (OP) Operating | [6 empty] | Door | 45.3709 | -86.9308
20153 | Washington Island El Coop, Inc | 4148 | Washington Island | Electric Utility | WI | 3 | 0.1 | 0.1 | Petroleum Liquids | DFO | IC | 12 | 1945 |  |  | (OP) Operating | [6 empty] | Door | 45.3709 | -86.9308
20153 | Washington Island El Coop, Inc | 4148 | Washington Island | Electric Utility | WI | 4 | 0.2 | 0.2 | Petroleum Liquids | DFO | IC | 4 | 1951 |  |  | (OP) Operating | [6 empty] | Door | 45.3709 | -86.9308
20153 | Washington Island El Coop, Inc | 4148 | Washington Island | Electric Utility | WI | 5 | 0.5 | 0.5 | Petroleum Liquids | DFO | IC | 6 | 1968 |  |  | (OP) Operating | [6 empty] | Door | 45.3709 | -86.9308
20153 | Washington Island El Coop, Inc | 4148 | Washington Island | Electric Utility | WI | 6 | 0.9 | 0.9 | Petroleum Liquids | DFO | IC | 7 | 1972 |  |  | (OP) Operating | [6 empty] | Door | 45.3709 | -86.9308
20153 | Washington Island El Coop, Inc | 4148 | Washington Island | Electric Utility | WI | 7 | 1.6 | 1.6 | Petroleum Liquids | DFO | IC | 1 | 1997 |  |  | (OP) Operating | [6 empty] | Door | 45.3709 | -86.9308
20153 | Washington Island El Coop, Inc | 4148 | Washington Island | Electric Utility | WI | 8 | 1.6 | 1.6 | Petroleum Liquids | DFO | IC | 1 | 1997 |  |  | (OP) Operating | [6 empty] | Door | 45.3709 | -86.9308
14354 | PacifiCorp | 4158 | Dave Johnston | Electric Utility | WY | 1 | 133.6 | 105 | Conventional Steam Coal | SUB | ST | 2 | 1959 |  |  | (OP) Operating | [6 empty] | Converse | 42.8378 | -105.7769
14354 | PacifiCorp | 4158 | Dave Johnston | Electric Utility | WY | 2 | 133.6 | 105 | Conventional Steam Coal | SUB | ST | 1 | 1961 |  |  | (OP) Operating | [6 empty] | Converse | 42.8378 | -105.7769
14354 | PacifiCorp | 4158 | Dave Johnston | Electric Utility | WY | 3 | 255 | 220 | Conventional Steam Coal | SUB | ST | 12 | 1964 |  |  | (OP) Operating | [6 empty] | Converse | 42.8378 | -105.7769
14354 | PacifiCorp | 4158 | Dave Johnston | Electric Utility | WY | 4 | 400 | 330 | Conventional Steam Coal | SUB | ST | 7 | 1972 |  |  | (OP) Operating | [6 empty] | Converse | 42.8378 | -105.7769
14354 | PacifiCorp | 4162 | Naughton | Electric Utility | WY | 1 | 192 | 156 | Conventional Steam Coal | SUB | ST | 5 | 1963 |  |  | (OP) Operating | [6 empty] | Lincoln | 41.7581 | -110.5983
14354 | PacifiCorp | 4162 | Naughton | Electric Utility | WY | 2 | 256 | 201 | Conventional Steam Coal | SUB | ST | 10 | 1968 |  |  | (OP) Operating | [6 empty] | Lincoln | 41.7581 | -110.5983
14354 | PacifiCorp | 4162 | Naughton | Electric Utility | WY | 3 | 384 | 330 | Conventional Steam Coal | SUB | ST | 10 | 1971 |  |  | (OP) Operating | [6 empty] | Lincoln | 41.7581 | -110.5983
2518 | U S Bureau of Reclamation | 4176 | Fremont Canyon | Electric Utility | WY | 1 | 33.4 | 33.4 | Conventional Hydroelectric | WAT | HY | 1 | 1961 |  |  | (OP) Operating | [6 empty] | Natrona | 42.4766 | -106.7959
2518 | U S Bureau of Reclamation | 4176 | Fremont Canyon | Electric Utility | WY | 2 | 33.4 | 33.4 | Conventional Hydroelectric | WAT | HY | 12 | 1960 |  |  | (OP) Operating | [6 empty] | Natrona | 42.4766 | -106.7959
2518 | U S Bureau of Reclamation | 4177 | Glendo | Electric Utility | WY | 1 | 19 | 19 | Conventional Hydroelectric | WAT | HY | 12 | 1958 |  |  | (OP) Operating | [6 empty] | Platte | 42.4673 | -104.9555
2518 | U S Bureau of Reclamation | 4177 | Glendo | Electric Utility | WY | 2 | 19 | 19 | Conventional Hydroelectric | WAT | HY | 4 | 1959 |  |  | (OP) Operating | [6 empty] | Platte | 42.4673 | -104.9555
2518 | U S Bureau of Reclamation | 4178 | Guernsey | Electric Utility | WY | 1 | 3.2 | 3.2 | Conventional Hydroelectric | WAT | HY | 7 | 1927 |  |  | (OP) Operating | [6 empty] | Platte | 42.2899 | -104.7606
2518 | U S Bureau of Reclamation | 4178 | Guernsey | Electric Utility | WY | 2 | 3.2 | 3.2 | Conventional Hydroelectric | WAT | HY | 1 | 1928 |  |  | (OP) Operating | [6 empty] | Platte | 42.2899 | -104.7606
2518 | U S Bureau of Reclamation | 4180 | Kortes | Electric Utility | WY | 1 | 12 | 12.2 | Conventional Hydroelectric | WAT | HY | 1 | 1951 |  |  | (OP) Operating | [6 empty] | Carbon | 42.1743 | -106.8805
2518 | U S Bureau of Reclamation | 4180 | Kortes | Electric Utility | WY | 2 | 12 | 12.2 | Conventional Hydroelectric | WAT | HY | 8 | 1950 |  |  | (OP) Operating | [6 empty] | Carbon | 42.1743 | -106.8805
2518 | U S Bureau of Reclamation | 4180 | Kortes | Electric Utility | WY | 3 | 12 | 12.2 | Conventional Hydroelectric | WAT | HY | 6 | 1950 |  |  | (OP) Operating | [6 empty] | Carbon | 42.1743 | -106.8805
2518 | U S Bureau of Reclamation | 4182 | Seminoe | Electric Utility | WY | 1 | 17.2 | 17.2 | Conventional Hydroelectric | WAT | HY | 8 | 1939 |  |  | (OP) Operating | [6 empty] | Carbon | 42.1561 | -106.9085
2518 | U S Bureau of Reclamation | 4182 | Seminoe | Electric Utility | WY | 2 | 17.2 | 17.2 | Conventional Hydroelectric | WAT | HY | 8 | 1939 |  |  | (OP) Operating | [6 empty] | Carbon | 42.1561 | -106.9085
2518 | U S Bureau of Reclamation | 4182 | Seminoe | Electric Utility | WY | 3 | 17.2 | 17.2 | Conventional Hydroelectric | WAT | HY | 8 | 1939 |  |  | (OP) Operating | [6 empty] | Carbon | 42.1561 | -106.9085
2518 | U S Bureau of Reclamation | 4183 | Shoshone (WY) | Electric Utility | WY | 1 | 3 | 3 | Conventional Hydroelectric | WAT | HY | 4 | 1922 |  |  | (OP) Operating | [6 empty] | Park | 44.5029 | -109.1812
2518 | U S Bureau of Reclamation | 4185 | Fontenelle | Electric Utility | WY | 1 | 10 | 11.2 | Conventional Hydroelectric | WAT | HY | 5 | 1968 |  |  | (OP) Operating | [6 empty] | Lincoln | 42.027 | -110.064
7634 | City of Greenville - (TX) | 4195 | Powerlane Plant | Electric Utility | TX | EP | 8.4 | 8 | Natural Gas Internal Combustion Engine | NG | IC | 7 | 2010 |  |  | (OP) Operating | [6 empty] | HUNT | 33.1707 | -96.1264
7634 | City of Greenville - (TX) | 4195 | Powerlane Plant | Electric Utility | TX | EP2 | 8.4 | 8 | Natural Gas Internal Combustion Engine | NG | IC | 7 | 2010 |  |  | (OP) Operating | [6 empty] | HUNT | 33.1707 | -96.1264
7634 | City of Greenville - (TX) | 4195 | Powerlane Plant | Electric Utility | TX | EP3 | 8.4 | 8 | Natural Gas Internal Combustion Engine | NG | IC | 7 | 2010 |  |  | (OP) Operating | [6 empty] | HUNT | 33.1707 | -96.1264
7634 | City of Greenville - (TX) | 4195 | Powerlane Plant | Electric Utility | TX | ST1 | 16.5 | 20 | Natural Gas Steam Turbine | NG | ST | 8 | 1966 |  |  | (OP) Operating | [6 empty] | HUNT | 33.1707 | -96.1264
7634 | City of Greenville - (TX) | 4195 | Powerlane Plant | Electric Utility | TX | ST2 | 25 | 26 | Natural Gas Steam Turbine | NG | ST | 8 | 1969 |  |  | (OP) Operating | [6 empty] | HUNT | 33.1707 | -96.1264
7634 | City of Greenville - (TX) | 4195 | Powerlane Plant | Electric Utility | TX | ST3 | 43.2 | 41 | Natural Gas Steam Turbine | NG | ST | 8 | 1977 |  |  | (OP) Operating | [6 empty] | HUNT | 33.1707 | -96.1264
10056 | City of Kaukauna | 4201 | Combined Locks | Electric Utility | WI | HC1 | 3.1 | 3.1 | Conventional Hydroelectric | WAT | HY | 2 | 1988 |  |  | (OP) Operating | [6 empty] | Outagamie | 44.2735 | -88.3005
10056 | City of Kaukauna | 4201 | Combined Locks | Electric Utility | WI | HC2 | 3.1 | 3.1 | Conventional Hydroelectric | WAT | HY | 2 | 1988 |  |  | (OP) Operating | [6 empty] | Outagamie | 44.2735 | -88.3005
6169 | Fall River Rural Elec Coop Inc | 4204 | Island Park | Electric Utility | ID | HY1 | 2.4 | 2.4 | Conventional Hydroelectric | WAT | HY | 4 | 1994 |  |  | (OP) Operating | [6 empty] | Fremont | 44.4183 | -111.396
6169 | Fall River Rural Elec Coop Inc | 4204 | Island Park | Electric Utility | ID | HY2 | 2.4 | 2.4 | Conventional Hydroelectric | WAT | HY | 4 | 1994 |  |  | (OP) Operating | [6 empty] | Fremont | 44.4183 | -111.396
15248 | Portland General Electric Co | 4213 | PHP 1 | Electric Utility | OR | 1 | 23.7 | 24 | Conventional Hydroelectric | WAT | HY | 2 | 1982 |  |  | (OP) Operating | [6 empty] | Multnomah | 45.4817 | -122.0832
15248 | Portland General Electric Co | 4214 | PHP 2 | Electric Utility | OR | 2 | 11.8 | 13.5 | Conventional Hydroelectric | WAT | HY | 2 | 1982 |  |  | (OP) Operating | [6 empty] | Clackamas | 45.449 | -122.1513
11135 | City of Logan - (UT) | 4251 | Logan City | Electric Utility | UT | 1 | 5.3 | 4.5 | Natural Gas Fired Combustion Turbine | NG | GT | 7 | 2002 |  |  | (OP) Operating | [6 empty] | Cache | 41.7258 | -111.8433
11135 | City of Logan - (UT) | 4251 | Logan City | Electric Utility | UT | 2 | 5.3 | 4.5 | Natural Gas Fired Combustion Turbine | NG | GT | 7 | 2002 |  |  | (OP) Operating | [6 empty] | Cache | 41.7258 | -111.8433
11135 | City of Logan - (UT) | 4251 | Logan City | Electric Utility | UT | 3 | 5.3 | 4.5 | Natural Gas Fired Combustion Turbine | NG | GT | 7 | 2002 |  |  | (OP) Operating | [6 empty] | Cache | 41.7258 | -111.8433
19281 | Turlock Irrigation District | 4256 | Walnut | Electric Utility | CA | 1 | 24.9 | 23.5 | Natural Gas Fired Combustion Turbine | NG | GT | 4 | 1986 |  |  | (OP) Operating | [6 empty] | Stanislaus | 37.4903 | -120.9044
19281 | Turlock Irrigation District | 4256 | Walnut | Electric Utility | CA | 2 | 24.9 | 23.5 | Natural Gas Fired Combustion Turbine | NG | GT | 4 | 1986 |  |  | (OP) Operating | [6 empty] | Stanislaus | 37.4903 | -120.9044
5625 | Easton Utilities Comm | 4257 | Easton 2 | Electric Utility | MD | 201 | 1.5 | 1.5 | Petroleum Liquids | DFO | IC | 5 | 1995 |  |  | (OP) Operating | [6 empty] | Talbot | 38.795 | -76.07
5625 | Easton Utilities Comm | 4257 | Easton 2 | Electric Utility | MD | 202 | 1.5 | 1.5 | Petroleum Liquids | DFO | IC | 5 | 1995 |  |  | (OP) Operating | [6 empty] | Talbot | 38.795 | -76.07
5625 | Easton Utilities Comm | 4257 | Easton 2 | Electric Utility | MD | 203 | 5.4 | 4.5 | Petroleum Liquids | DFO | GT | 11 | 2004 |  |  | (OP) Operating | [6 empty] | Talbot | 38.795 | -76.07
5625 | Easton Utilities Comm | 4257 | Easton 2 | Electric Utility | MD | 204 | 5.4 | 4.5 | Petroleum Liquids | DFO | GT | 11 | 2004 |  |  | (OP) Operating | [6 empty] | Talbot | 38.795 | -76.07
5625 | Easton Utilities Comm | 4257 | Easton 2 | Electric Utility | MD | 21 | 6.2 | 6.2 | Petroleum Liquids | DFO | IC | 3 | 1978 |  |  | (OP) Operating | [6 empty] | Talbot | 38.795 | -76.07
5625 | Easton Utilities Comm | 4257 | Easton 2 | Electric Utility | MD | 22 | 6.2 | 6.2 | Petroleum Liquids | DFO | IC | 3 | 1978 |  |  | (OP) Operating | [6 empty] | Talbot | 38.795 | -76.07
5625 | Easton Utilities Comm | 4257 | Easton 2 | Electric Utility | MD | 23 | 6.3 | 6.3 | Petroleum Liquids | RFO | IC | 6 | 1989 |  |  | (OP) Operating | [6 empty] | Talbot | 38.795 | -76.07
5625 | Easton Utilities Comm | 4257 | Easton 2 | Electric Utility | MD | 24 | 6.3 | 6.3 | Petroleum Liquids | RFO | IC | 6 | 1989 |  |  | (OP) Operating | [6 empty] | Talbot | 38.795 | -76.07
7977 | City of Hamilton - (OH) | 4258 | Greenup Hydro | Electric Utility | OH | 1 | 23.4 | 23.4 | Conventional Hydroelectric | WAT | HY | 12 | 1982 |  |  | (OP) Operating | [6 empty] | Scioto | 38.6472 | -82.8594
7977 | City of Hamilton - (OH) | 4258 | Greenup Hydro | Electric Utility | OH | 2 | 23.4 | 23.4 | Conventional Hydroelectric | WAT | HY | 12 | 1982 |  |  | (OP) Operating | [6 empty] | Scioto | 38.6472 | -82.8594
7977 | City of Hamilton - (OH) | 4258 | Greenup Hydro | Electric Utility | OH | 3 | 23.4 | 23.4 | Conventional Hydroelectric | WAT | HY | 12 | 1982 |  |  | (OP) Operating | [6 empty] | Scioto | 38.6472 | -82.8594
2010 | City of Bountiful | 4263 | Echo Dam | Electric Utility | UT | 3 | 1 | 1 | Conventional Hydroelectric | WAT | HY | 3 | 1987 |  |  | (OP) Operating | [6 empty] | Summit | 40.9648 | -111.4339
2010 | City of Bountiful | 4263 | Echo Dam | Electric Utility | UT | NA1 | 1.7 | 1.7 | Conventional Hydroelectric | WAT | HY | 3 | 1987 |  |  | (OP) Operating | [6 empty] | Summit | 40.9648 | -111.4339
2010 | City of Bountiful | 4263 | Echo Dam | Electric Utility | UT | NA2 | 1.7 | 1.7 | Conventional Hydroelectric | WAT | HY | 3 | 1987 |  |  | (OP) Operating | [6 empty] | Summit | 40.9648 | -111.4339
6958 | City of Garland - (TX) | 4266 | Spencer | Electric Utility | TX | 4 | 61.1 | 61 | Natural Gas Steam Turbine | NG | ST | 6 | 1966 |  |  | (OP) Operating | [6 empty] | Denton | 33.1975 | -97.1061
6958 | City of Garland - (TX) | 4266 | Spencer | Electric Utility | TX | 5 | 65.4 | 61 | Natural Gas Steam Turbine | NG | ST | 5 | 1973 |  |  | (OP) Operating | [6 empty] | Denton | 33.1975 | -97.1061
11241 | Entergy Louisiana LLC | 4270 | Waterford 3 | Electric Utility | LA | 3 | 1199.8 | 1160.2 | Nuclear | NUC | ST | 9 | 1985 |  |  | (OP) Operating | [6 empty] | St Charles | 29.9953 | -90.4716
4716 | Dairyland Power Coop | 4271 | John P Madgett | Electric Utility | WI | 1 | 387 | 387.7 | Conventional Steam Coal | SUB | ST | 11 | 1979 |  |  | (OP) Operating | [6 empty] | Buffalo | 44.3036 | -91.9126
11269 | Lower Colorado River Authority | 4937 | Thomas C Ferguson | Electric Utility | TX | CT-1 | 185.3 | 168 | Natural Gas Fired Combined Cycle | NG | CT | 8 | 2014 |  |  | (OP) Operating | [6 empty] | Llano | 30.558 | -98.3705
11269 | Lower Colorado River Authority | 4937 | Thomas C Ferguson | Electric Utility | TX | CT-2 | 185.3 | 168 | Natural Gas Fired Combined Cycle | NG | CT | 8 | 2014 |  |  | (OP) Operating | [6 empty] | Llano | 30.558 | -98.3705
11269 | Lower Colorado River Authority | 4937 | Thomas C Ferguson | Electric Utility | TX | STG | 195 | 180 | Natural Gas Fired Combined Cycle | NG | CA | 8 | 2014 |  |  | (OP) Operating | [6 empty] | Llano | 30.558 | -98.3705
49979 | Topaz Power Group LLC | 4939 | Barney M Davis | IPP Non-CHP | TX | 1 | 352 | 330 | Natural Gas Steam Turbine | NG | ST | 5 | 1974 |  |  | (OP) Operating | [6 empty] | Nueces | 27.6064 | -97.3117
49979 | Topaz Power Group LLC | 4939 | Barney M Davis | IPP Non-CHP | TX | 2 | 351 | 319 | Natural Gas Fired Combined Cycle | NG | CA | 7 | 1976 |  |  | (OP) Operating | [6 empty] | Nueces | 27.6064 | -97.3117
49979 | Topaz Power Group LLC | 4939 | Barney M Davis | IPP Non-CHP | TX | 3 | 189.6 | 157 | Natural Gas Fired Combined Cycle | NG | CT | 3 | 2010 |  |  | (OP) Operating | [6 empty] | Nueces | 27.6064 | -97.3117
49979 | Topaz Power Group LLC | 4939 | Barney M Davis | IPP Non-CHP | TX | 4 | 189.6 | 157 | Natural Gas Fired Combined Cycle | NG | CT | 3 | 2010 |  |  | (OP) Operating | [6 empty] | Nueces | 27.6064 | -97.3117
15474 | Public Service Co of Oklahoma | 4940 | Riverside (OK) | Electric Utility | OK | 1 | 473 | 454 | Natural Gas Steam Turbine | NG | ST | 4 | 1974 |  |  | (OP) Operating | [6 empty] | Tulsa | 35.9978 | -95.9567
15474 | Public Service Co of Oklahoma | 4940 | Riverside (OK) | Electric Utility | OK | 2 | 473 | 455 | Natural Gas Steam Turbine | NG | ST | 5 | 1976 |  |  | (OP) Operating | [6 empty] | Tulsa | 35.9978 | -95.9567
15474 | Public Service Co of Oklahoma | 4940 | Riverside (OK) | Electric Utility | OK | 3 | 86.5 | 79 | Natural Gas Fired Combustion Turbine | NG | GT | 3 | 2008 |  |  | (OP) Operating | [6 empty] | Tulsa | 35.9978 | -95.9567
15474 | Public Service Co of Oklahoma | 4940 | Riverside (OK) | Electric Utility | OK | 4 | 86.5 | 79 | Natural Gas Fired Combustion Turbine | NG | GT | 3 | 2008 |  |  | (OP) Operating | [6 empty] | Tulsa | 35.9978 | -95.9567
15474 | Public Service Co of Oklahoma | 4940 | Riverside (OK) | Electric Utility | OK | IC1 | 2.7 | 2.8 | Petroleum Liquids | DFO | IC | 10 | 1976 |  |  | (OP) Operating | [6 empty] | Tulsa | 35.9978 | -95.9567
16572 | Salt River Project | 4941 | Navajo | Electric Utility | AZ | NAV1 | 803.1 | 750 | Conventional Steam Coal | BIT | ST | 5 | 1974 |  |  | (OP) Operating | [6 empty] | Coconino | 36.9047 | -111.3886
16572 | Salt River Project | 4941 | Navajo | Electric Utility | AZ | NAV2 | 803.1 | 750 | Conventional Steam Coal | BIT | ST | 4 | 1975 |  |  | (OP) Operating | [6 empty] | Coconino | 36.9047 | -111.3886
16572 | Salt River Project | 4941 | Navajo | Electric Utility | AZ | NAV3 | 803.1 | 750 | Conventional Steam Coal | BIT | ST | 4 | 1976 |  |  | (OP) Operating | [6 empty] | Coconino | 36.9047 | -111.3886
56606 | Calpine New Jersey Generation LLC | 5083 | Cumberland (NJ) | IPP Non-CHP | NJ | CUMB | 99.4 | 86.6 | Natural Gas Fired Combustion Turbine | NG | GT | 5 | 1990 |  |  | (OP) Operating | [6 empty] | Cumberland | 39.3757 | -74.9654
56606 | Calpine New Jersey Generation LLC | 5083 | Cumberland (NJ) | IPP Non-CHP | NJ | CUMB2 | 131.8 | 96.5 | Natural Gas Fired Combustion Turbine | NG | GT | 6 | 2009 |  |  | (OP) Operating | [6 empty] | Cumberland | 39.3757 | -74.9654
9324 | Indiana Michigan Power Co | 6000 | Donald C Cook | Electric Utility | MI | 1 | 1152 | 1009 | Nuclear | NUC | ST | 8 | 1975 |  |  | (OP) Operating | [6 empty] | Berrien | 41.9756 | -86.5652
9324 | Indiana Michigan Power Co | 6000 | Donald C Cook | Electric Utility | MI | 2 | 1133.3 | 1060 | Nuclear | NUC | ST | 7 | 1978 |  |  | (OP) Operating | [6 empty] | Berrien | 41.9756 | -86.5652
195 | Alabama Power Co | 6001 | Joseph M Farley | Electric Utility | AL | 1 | 888.2 | 874 | Nuclear | NUC | ST | 12 | 1977 |  |  | (OP) Operating | [6 empty] | Houston | 31.2231 | -85.1116
195 | Alabama Power Co | 6001 | Joseph M Farley | Electric Utility | AL | 2 | 888.2 | 883 | Nuclear | NUC | ST | 7 | 1981 |  |  | (OP) Operating | [6 empty] | Houston | 31.2231 | -85.1116
195 | Alabama Power Co | 6002 | James H Miller Jr | Electric Utility | AL | 1 | 705.5 | 685.2 | Conventional Steam Coal | SUB | ST | 10 | 1978 |  |  | (OP) Operating | [6 empty] | Jefferson | 33.6319 | -87.0597
195 | Alabama Power Co | 6002 | James H Miller Jr | Electric Utility | AL | 2 | 705.5 | 684.7 | Conventional Steam Coal | SUB | ST | 5 | 1985 |  |  | (OP) Operating | [6 empty] | Jefferson | 33.6319 | -87.0597
195 | Alabama Power Co | 6002 | James H Miller Jr | Electric Utility | AL | 3 | 705.5 | 678 | Conventional Steam Coal | SUB | ST | 5 | 1989 |  |  | (OP) Operating | [6 empty] | Jefferson | 33.6319 | -87.0597
195 | Alabama Power Co | 6002 | James H Miller Jr | Electric Utility | AL | 4 | 705.5 | 678 | Conventional Steam Coal | SUB | ST | 3 | 1991 |  |  | (OP) Operating | [6 empty] | Jefferson | 33.6319 | -87.0597
23279 | Allegheny Energy Supply Co LLC | 6004 | FirstEnergy Pleasants Power Station | IPP Non-CHP | WV | 1 | 684 | 644 | Conventional Steam Coal | BIT | ST | 4 | 1979 |  |  | (OP) Operating | [6 empty] | Pleasants | 39.3667 | -81.2944
23279 | Allegheny Energy Supply Co LLC | 6004 | FirstEnergy Pleasants Power Station | IPP Non-CHP | WV | 2 | 684 | 644 | Conventional Steam Coal | BIT | ST | 12 | 1980 |  |  | (OP) Operating | [6 empty] | Pleasants | 39.3667 | -81.2944
58620 | AEP Generation Resources Inc | 6006 | Racine | IPP Non-CHP | OH | 1 | 23.7 | 10 | Conventional Hydroelectric | WAT | HY | 1 | 1983 |  |  | (OP) Operating | [6 empty] | Meigs | 38.9153 | -81.9081
58620 | AEP Generation Resources Inc | 6006 | Racine | IPP Non-CHP | OH | 2 | 23.7 | 10 | Conventional Hydroelectric | WAT | HY | 9 | 1982 |  |  | (OP) Operating | [6 empty] | Meigs | 38.9153 | -81.9081
803 | Arizona Public Service Co | 6008 | Palo Verde | Electric Utility | AZ | 1 | 1403.2 | 1311 | Nuclear | NUC | ST | 1 | 1986 |  |  | (OP) Operating | [6 empty] | Maricopa | 33.3881 | -112.8617
803 | Arizona Public Service Co | 6008 | Palo Verde | Electric Utility | AZ | 2 | 1403.2 | 1314 | Nuclear | NUC | ST | 9 | 1986 |  |  | (OP) Operating | [6 empty] | Maricopa | 33.3881 | -112.8617
803 | Arizona Public Service Co | 6008 | Palo Verde | Electric Utility | AZ | 3 | 1403.2 | 1312 | Nuclear | NUC | ST | 1 | 1988 |  |  | (OP) Operating | [6 empty] | Maricopa | 33.3881 | -112.8617
814 | Entergy Arkansas Inc | 6009 | White Bluff | Electric Utility | AR | 1 | 900 | 816.7 | Conventional Steam Coal | SUB | ST | 8 | 1980 |  |  | (OP) Operating | [6 empty] | Jefferson | 34.4228 | -92.1406
814 | Entergy Arkansas Inc | 6009 | White Bluff | Electric Utility | AR | 2 | 900 | 818.2 | Conventional Steam Coal | SUB | ST | 8 | 1981 |  |  | (OP) Operating | [6 empty] | Jefferson | 34.4228 | -92.1406
55951 | Exelon Nuclear | 6011 | Calvert Cliffs Nuclear Power Plant | IPP Non-CHP | MD | 1 | 918 | 866 | Nuclear | NUC | ST | 5 | 1975 |  |  | (OP) Operating | [6 empty] | Calvert | 38.4344 | -76.4417
55951 | Exelon Nuclear | 6011 | Calvert Cliffs Nuclear Power Plant | IPP Non-CHP | MD | 2 | 910.7 | 841.8 | Nuclear | NUC | ST | 4 | 1977 |  |  | (OP) Operating | [6 empty] | Calvert | 38.4344 | -76.4417
50048 | TransCanada Hydro Northeast Inc., | 6012 | Sherman | IPP Non-CHP | MA | GEN1 | 7.2 | 6.1 | Conventional Hydroelectric | WAT | HY | 12 | 1926 |  |  | (OP) Operating | [6 empty] | Franklin | 42.7297 | -72.9303
2507 | City of Burbank Water and Power | 6013 | Olive | Electric Utility | CA | O1 | 50 | 44 | Natural Gas Steam Turbine | NG | ST | 10 | 1959 |  |  | (OA) Out of service but expected to return to service in next calendar year | [6 empty] | Los Angeles | 34.1764 | -118.3147
2507 | City of Burbank Water and Power | 6013 | Olive | Electric Utility | CA | O2 | 59.7 | 55 | Natural Gas Steam Turbine | NG | ST | 9 | 1964 |  |  | (OA) Out of service but expected to return to service in next calendar year | [6 empty] | Los Angeles | 34.1764 | -118.3147
3046 | Duke Energy Progress - (NC) | 6014 | Brunswick Nuclear | Electric Utility | NC | 1 | 1001.6 | 938 | Nuclear | NUC | ST | 3 | 1977 |  |  | (OP) Operating | [6 empty] | Brunswick | 33.9597 | -78.0114
3046 | Duke Energy Progress - (NC) | 6014 | Brunswick Nuclear | Electric Utility | NC | 2 | 1001.6 | 932 | Nuclear | NUC | ST | 11 | 1975 |  |  | (OP) Operating | [6 empty] | Brunswick | 33.9597 | -78.0114
3046 | Duke Energy Progress - (NC) | 6015 | Harris | Electric Utility | NC | 1 | 950.9 | 928 | Nuclear | NUC | ST | 5 | 1987 |  |  | (OP) Operating | [6 empty] | Wake | 35.6334 | -78.9556
49756 | Illinois Power Resources Generating LLC | 6016 | Duck Creek | Electric Utility | IL | 1 | 441 | 410 | Conventional Steam Coal | SUB | ST | 6 | 1976 |  |  | (OP) Operating | [6 empty] | Fulton | 40.4663 | -89.9841
520 | Illinois Power Generating Co | 6017 | Newton | IPP Non-CHP | IL | 1 | 617.4 | 595 | Conventional Steam Coal | SUB | ST | 11 | 1977 |  |  | (OP) Operating | [6 empty] | Jasper | 38.9361 | -88.2781
520 | Illinois Power Generating Co | 6017 | Newton | IPP Non-CHP | IL | 2 | 617.4 | 600 | Conventional Steam Coal | SUB | ST | 12 | 1982 |  |  | (OP) Operating | [6 empty] | Jasper | 38.9361 | -88.2781
55729 | Duke Energy Kentucky Inc | 6018 | East Bend | Electric Utility | KY | 2 | 772 | 600 | Conventional Steam Coal | BIT | ST | 3 | 1981 |  |  | (OP) Operating | [6 empty] | Boone | 38.9036 | -84.8514
59920 | Dynegy W H Zimmer | 6019 | W H Zimmer | IPP Non-CHP | OH | ST1 | 1425.6 | 1344 | Conventional Steam Coal | BIT | ST | 3 | 1991 |  |  | (OP) Operating | [6 empty] | Clermont | 38.8675 | -84.2289
50161 | FirstEnergy Nuclear Operating Company | 6020 | Perry | IPP Non-CHP | OH | 1 | 1311.6 | 1240 | Nuclear | NUC | ST | 11 | 1987 |  |  | (OP) Operating | [6 empty] | Lake | 41.8006 | -81.1439
30151 | Tri-State G & T Assn, Inc | 6021 | Craig (CO) | Electric Utility | CO | 1 | 446.4 | 428 | Conventional Steam Coal | SUB | ST | 7 | 1980 |  |  | (OP) Operating | [6 empty] | Moffat | 40.4627 | -107.5912
30151 | Tri-State G & T Assn, Inc | 6021 | Craig (CO) | Electric Utility | CO | 2 | 446.4 | 428 | Conventional Steam Coal | SUB | ST | 11 | 1979 |  |  | (OP) Operating | [6 empty] | Moffat | 40.4627 | -107.5912
30151 | Tri-State G & T Assn, Inc | 6021 | Craig (CO) | Electric Utility | CO | 3 | 534.8 | 448 | Conventional Steam Coal | SUB | ST | 10 | 1984 |  |  | (OP) Operating | [6 empty] | Moffat | 40.4627 | -107.5912
55951 | Exelon Nuclear | 6022 | Braidwood Generation Station | IPP Non-CHP | IL | 1 | 1224.9 | 1183 | Nuclear | NUC | ST | 7 | 1988 |  |  | (OP) Operating | [6 empty] | Will | 41.2435 | -88.2286
55951 | Exelon Nuclear | 6022 | Braidwood Generation Station | IPP Non-CHP | IL | 2 | 1224.9 | 1154 | Nuclear | NUC | ST | 10 | 1988 |  |  | (OP) Operating | [6 empty] | Will | 41.2435 | -88.2286
55951 | Exelon Nuclear | 6023 | Byron Generating Station | IPP Non-CHP | IL | 1 | 1224.9 | 1164 | Nuclear | NUC | ST | 9 | 1985 |  |  | (OP) Operating | [6 empty] | Ogle | 42.0742 | -89.2819
55951 | Exelon Nuclear | 6023 | Byron Generating Station | IPP Non-CHP | IL | 2 | 1224.9 | 1136 | Nuclear | NUC | ST | 8 | 1987 |  |  | (OP) Operating | [6 empty] | Ogle | 42.0742 | -89.2819
55951 | Exelon Nuclear | 6026 | LaSalle Generating Station | IPP Non-CHP | IL | 1 | 1170 | 1135.4 | Nuclear | NUC | ST | 1 | 1984 |  |  | (OP) Operating | [6 empty] | LaSalle | 41.2455 | -88.6691
55951 | Exelon Nuclear | 6026 | LaSalle Generating Station | IPP Non-CHP | IL | 2 | 1170 | 1136.2 | Nuclear | NUC | ST | 10 | 1984 |  |  | (OP) Operating | [6 empty] | LaSalle | 41.2455 | -88.6691
7570 | Great River Energy | 6030 | Coal Creek | Electric Utility | ND | 1 | 604.8 | 568.4 | Conventional Steam Coal | LIG | ST | 6 | 1979 |  |  | (OP) Operating | [6 empty] | McLean | 47.3777 | -101.1571
7570 | Great River Energy | 6030 | Coal Creek | Electric Utility | ND | 2 | 604.8 | 572.8 | Conventional Steam Coal | LIG | ST | 9 | 1980 |  |  | (OP) Operating | [6 empty] | McLean | 47.3777 | -101.1571
7570 | Great River Energy | 6030 | Coal Creek | Electric Utility | ND | 3 | 2 | 2.1 | Petroleum Liquids | DFO | IC | 6 | 1979 |  |  | (SB) Standby/Backup: available for service but not normally used | [6 empty] | McLean | 47.3777 | -101.1571
4922 | Dayton Power & Light Co | 6031 | Killen Station | Electric Utility | OH | 2 | 660.6 | 600 | Conventional Steam Coal | BIT | ST | 6 | 1982 |  |  | (OP) Operating | [6 empty] | Adams | 38.6903 | -83.4803
4922 | Dayton Power & Light Co | 6031 | Killen Station | Electric Utility | OH | GT1 | 28.7 | 18 | Petroleum Liquids | DFO | GT | 4 | 1982 |  |  | (OP) Operating | [6 empty] | Adams | 38.6903 | -83.4803
5109 | DTE Electric Company | 6034 | Belle River | Electric Utility | MI | 12-1 | 85.3 | 75 | Natural Gas Fired Combustion Turbine | NG | GT | 9 | 1999 |  |  | (OP) Operating | [6 empty] | St Clair | 42.7756 | -82.495
5109 | DTE Electric Company | 6034 | Belle River | Electric Utility | MI | 12-2 | 85.3 | 75 | Natural Gas Fired Combustion Turbine | NG | GT | 9 | 1999 |  |  | (OP) Operating | [6 empty] | St Clair | 42.7756 | -82.495
5109 | DTE Electric Company | 6034 | Belle River | Electric Utility | MI | 13-1 | 85.3 | 74 | Natural Gas Fired Combustion Turbine | NG | GT | 9 | 1999 |  |  | (OP) Operating | [6 empty] | St Clair | 42.7756 | -82.495
5109 | DTE Electric Company | 6034 | Belle River | Electric Utility | MI | 3 | 2.7 | 2 | Petroleum Liquids | DFO | IC | 11 | 1981 |  |  | (OP) Operating | [6 empty] | St Clair | 42.7756 | -82.495
5109 | DTE Electric Company | 6034 | Belle River | Electric Utility | MI | 4 | 2.7 | 3 | Petroleum Liquids | DFO | IC | 11 | 1981 |  |  | (OP) Operating | [6 empty] | St Clair | 42.7756 | -82.495
5109 | DTE Electric Company | 6034 | Belle River | Electric Utility | MI | 5 | 2.7 | 3 | Petroleum Liquids | DFO | IC | 11 | 1981 |  |  | (OP) Operating | [6 empty] | St Clair | 42.7756 | -82.495
5109 | DTE Electric Company | 6034 | Belle River | Electric Utility | MI | IC1 | 2.7 | 2 | Petroleum Liquids | DFO | IC | 11 | 1981 |  |  | (OP) Operating | [6 empty] | St Clair | 42.7756 | -82.495
5109 | DTE Electric Company | 6034 | Belle River | Electric Utility | MI | IC2 | 2.7 | 2 | Petroleum Liquids | DFO | IC | 11 | 1981 |  |  | (OP) Operating | [6 empty] | St Clair | 42.7756 | -82.495
5109 | DTE Electric Company | 6034 | Belle River | Electric Utility | MI | ST1 | 697.5 | 635 | Conventional Steam Coal | SUB | ST | 8 | 1984 |  |  | (OP) Operating | [6 empty] | St Clair | 42.7756 | -82.495
5109 | DTE Electric Company | 6034 | Belle River | Electric Utility | MI | ST2 | 697.5 | 635 | Conventional Steam Coal | SUB | ST | 7 | 1985 |  |  | (OP) Operating | [6 empty] | St Clair | 42.7756 | -82.495
5109 | DTE Electric Company | 6035 | Greenwood (MI) | Electric Utility | MI | 1 | 815.4 | 785 | Natural Gas Steam Turbine | NG | ST | 7 | 1979 |  |  | (OP) Operating | [6 empty] | St Clair | 43.1056 | -82.6964
5109 | DTE Electric Company | 6035 | Greenwood (MI) | Electric Utility | MI | 11-1 | 85.3 | 75 | Natural Gas Fired Combustion Turbine | NG | GT | 9 | 1999 |  |  | (OP) Operating | [6 empty] | St Clair | 43.1056 | -82.6964
5109 | DTE Electric Company | 6035 | Greenwood (MI) | Electric Utility | MI | 11-2 | 85.3 | 75 | Natural Gas Fired Combustion Turbine | NG | GT | 9 | 1999 |  |  | (OP) Operating | [6 empty] | St Clair | 43.1056 | -82.6964
5109 | DTE Electric Company | 6035 | Greenwood (MI) | Electric Utility | MI | 11-3 | 85.3 | 74 | Natural Gas Fired Combustion Turbine | NG | GT | 9 | 1999 |  |  | (OP) Operating | [6 empty] | St Clair | 43.1056 | -82.6964
5416 | Duke Energy Carolinas, LLC | 6036 | Catawba | Electric Utility | SC | 1 | 1205.1 | 1140.1 | Nuclear | NUC | ST | 6 | 1985 |  |  | (OP) Operating | [6 empty] | York | 35.0514 | -81.0694
5416 | Duke Energy Carolinas, LLC | 6036 | Catawba | Electric Utility | SC | 2 | 1205.1 | 1150.1 | Nuclear | NUC | ST | 8 | 1986 |  |  | (OP) Operating | [6 empty] | York | 35.0514 | -81.0694
5416 | Duke Energy Carolinas, LLC | 6038 | McGuire | Electric Utility | NC | 1 | 1220.3 | 1158 | Nuclear | NUC | ST | 9 | 1981 |  |  | (OP) Operating | [6 empty] | Mecklenburg | 35.4331 | -80.9486
5416 | Duke Energy Carolinas, LLC | 6038 | McGuire | Electric Utility | NC | 2 | 1220.3 | 1157.6 | Nuclear | NUC | ST | 3 | 1984 |  |  | (OP) Operating | [6 empty] | Mecklenburg | 35.4331 | -80.9486
50161 | FirstEnergy Nuclear Operating Company | 6040 | Beaver Valley | IPP Non-CHP | PA | 1 | 923.4 | 907 | Nuclear | NUC | ST | 9 | 1976 |  |  | (OP) Operating | [6 empty] | Beaver | 40.6219 | -80.4336
50161 | FirstEnergy Nuclear Operating Company | 6040 | Beaver Valley | IPP Non-CHP | PA | 2 | 923.4 | 901 | Nuclear | NUC | ST | 11 | 1987 |  |  | (OP) Operating | [6 empty] | Beaver | 40.6219 | -80.4336
5580 | East Kentucky Power Coop, Inc | 6041 | H L Spurlock | Electric Utility | KY | 1 | 357.6 | 300 | Conventional Steam Coal | BIT | ST | 9 | 1977 |  |  | (OP) Operating | [6 empty] | Mason | 38.7 | -83.8181
5580 | East Kentucky Power Coop, Inc | 6041 | H L Spurlock | Electric Utility | KY | 2 | 592.1 | 510 | Conventional Steam Coal | BIT | ST | 3 | 1981 |  |  | (OP) Operating | [6 empty] | Mason | 38.7 | -83.8181
5580 | East Kentucky Power Coop, Inc | 6041 | H L Spurlock | Electric Utility | KY | 3 | 329.4 | 268 | Conventional Steam Coal | BIT | ST | 3 | 2005 |  |  | (OP) Operating | [6 empty] | Mason | 38.7 | -83.8181
5580 | East Kentucky Power Coop, Inc | 6041 | H L Spurlock | Electric Utility | KY | 4 | 329.4 | 268 | Conventional Steam Coal | BIT | ST | 4 | 2009 |  |  | (OP) Operating | [6 empty] | Mason | 38.7 | -83.8181
6452 | Florida Power & Light Co | 6042 | Manatee | Electric Utility | FL | 1 | 863.3 | 812 | Petroleum Liquids | RFO | ST | 10 | 1976 |  |  | (OP) Operating | [6 empty] | Manatee | 27.6058 | -82.3456
6452 | Florida Power & Light Co | 6042 | Manatee | Electric Utility | FL | 2 | 863.3 | 812 | Petroleum Liquids | RFO | ST | 12 | 1977 |  |  | (OP) Operating | [6 empty] | Manatee | 27.6058 | -82.3456
6452 | Florida Power & Light Co | 6042 | Manatee | Electric Utility | FL | 3 | 471.8 | 1111 | Natural Gas Fired Combined Cycle | NG | CA | 6 | 2005 |  |  | (OP) Operating | [6 empty] | Manatee | 27.6058 | -82.3456
6452 | Florida Power & Light Co | 6042 | Manatee | Electric Utility | FL | A | 188.2 |  | Natural Gas Fired Combined Cycle | NG | CT | 6 | 2005 |  |  | (OP) Operating | [6 empty] | Manatee | 27.6058 | -82.3456
6452 | Florida Power & Light Co | 6042 | Manatee | Electric Utility | FL | B | 188.2 |  | Natural Gas Fired Combined Cycle | NG | CT | 6 | 2005 |  |  | (OP) Operating | [6 empty] | Manatee | 27.6058 | -82.3456
6452 | Florida Power & Light Co | 6042 | Manatee | Electric Utility | FL | C | 188.2 |  | Natural Gas Fired Combined Cycle | NG | CT | 6 | 2005 |  |  | (OP) Operating | [6 empty] | Manatee | 27.6058 | -82.3456
6452 | Florida Power & Light Co | 6042 | Manatee | Electric Utility | FL | D | 188.2 |  | Natural Gas Fired Combined Cycle | NG | CT | 6 | 2005 |  |  | (OP) Operating | [6 empty] | Manatee | 27.6058 | -82.3456
6452 | Florida Power & Light Co | 6043 | Martin | Electric Utility | FL | 1 | 934.5 | 826 | Petroleum Liquids | RFO | ST | 12 | 1980 |  |  | (OP) Operating | [6 empty] | Martin | 27.0536 | -80.5628
6452 | Florida Power & Light Co | 6043 | Martin | Electric Utility | FL | 2 | 934.5 | 826 | Petroleum Liquids | RFO | ST | 6 | 1981 |  |  | (OP) Operating | [6 empty] | Martin | 27.0536 | -80.5628
6452 | Florida Power & Light Co | 6043 | Martin | Electric Utility | FL | 3GT1 | 204 |  | Natural Gas Fired Combined Cycle | NG | CT | 2 | 1994 |  |  | (OP) Operating | [6 empty] | Martin | 27.0536 | -80.5628
6452 | Florida Power & Light Co | 6043 | Martin | Electric Utility | FL | 3GT2 | 204 |  | Natural Gas Fired Combined Cycle | NG | CT | 2 | 1994 |  |  | (OP) Operating | [6 empty] | Martin | 27.0536 | -80.5628
6452 | Florida Power & Light Co | 6043 | Martin | Electric Utility | FL | 3ST | 204 | 469 | Natural Gas Fired Combined Cycle | NG | CA | 2 | 1994 |  |  | (OP) Operating | [6 empty] | Martin | 27.0536 | -80.5628
6452 | Florida Power & Light Co | 6043 | Martin | Electric Utility | FL | 4GT1 | 204 |  | Natural Gas Fired Combined Cycle | NG | CT | 4 | 1994 |  |  | (OP) Operating | [6 empty] | Martin | 27.0536 | -80.5628
6452 | Florida Power & Light Co | 6043 | Martin | Electric Utility | FL | 4GT2 | 204 |  | Natural Gas Fired Combined Cycle | NG | CT | 4 | 1994 |  |  | (OP) Operating | [6 empty] | Martin | 27.0536 | -80.5628
6452 | Florida Power & Light Co | 6043 | Martin | Electric Utility | FL | 4ST | 204 | 469 | Natural Gas Fired Combined Cycle | NG | CA | 4 | 1994 |  |  | (OP) Operating | [6 empty] | Martin | 27.0536 | -80.5628
6452 | Florida Power & Light Co | 6043 | Martin | Electric Utility | FL | 8 | 471.7 | 1105 | Natural Gas Fired Combined Cycle | NG | CA | 6 | 2005 |  |  | (OP) Operating | [6 empty] | Martin | 27.0536 | -80.5628
6452 | Florida Power & Light Co | 6043 | Martin | Electric Utility | FL | 8A | 188.2 |  | Natural Gas Fired Combined Cycle | NG | CT | 6 | 2001 |  |  | (OP) Operating | [6 empty] | Martin | 27.0536 | -80.5628
6452 | Florida Power & Light Co | 6043 | Martin | Electric Utility | FL | 8B | 188.2 |  | Natural Gas Fired Combined Cycle | NG | CT | 6 | 2001 |  |  | (OP) Operating | [6 empty] | Martin | 27.0536 | -80.5628
6452 | Florida Power & Light Co | 6043 | Martin | Electric Utility | FL | 8C | 188.2 |  | Natural Gas Fired Combined Cycle | NG | CT | 6 | 2005 |  |  | (OP) Operating | [6 empty] | Martin | 27.0536 | -80.5628
6452 | Florida Power & Light Co | 6043 | Martin | Electric Utility | FL | 8D | 188.2 |  | Natural Gas Fired Combined Cycle | NG | CT | 6 | 2005 |  |  | (OP) Operating | [6 empty] | Martin | 27.0536 | -80.5628
6452 | Florida Power & Light Co | 6045 | St Lucie | Electric Utility | FL | 1 | 1080 | 981 | Nuclear | NUC | ST | 5 | 1976 |  |  | (OP) Operating | [6 empty] | St Lucie | 27.3486 | -80.2464
6452 | Florida Power & Light Co | 6045 | St Lucie | Electric Utility | FL | 2 | 1080 | 987 | Nuclear | NUC | ST | 6 | 1983 |  |  | (OP) Operating | [6 empty] | St Lucie | 27.3486 | -80.2464
6455 | Duke Energy Florida, Inc | 6046 | DeBary | Electric Utility | FL | 10 | 105.3 | 80 | Petroleum Liquids | DFO | GT | 10 | 1992 |  |  | (OP) Operating | [6 empty] | Volusia | 28.9039 | -81.3323
6455 | Duke Energy Florida, Inc | 6046 | DeBary | Electric Utility | FL | 2 | 66.8 | 51 | Petroleum Liquids | DFO | GT | 3 | 1976 |  |  | (OP) Operating | [6 empty] | Volusia | 28.9039 | -81.3323
6455 | Duke Energy Florida, Inc | 6046 | DeBary | Electric Utility | FL | 3 | 66.8 | 52 | Petroleum Liquids | DFO | GT | 12 | 1975 |  |  | (OP) Operating | [6 empty] | Volusia | 28.9039 | -81.3323
6455 | Duke Energy Florida, Inc | 6046 | DeBary | Electric Utility | FL | 4 | 66.8 | 51 | Petroleum Liquids | DFO | GT | 4 | 1976 |  |  | (OP) Operating | [6 empty] | Volusia | 28.9039 | -81.3323
6455 | Duke Energy Florida, Inc | 6046 | DeBary | Electric Utility | FL | 5 | 66.8 | 50 | Petroleum Liquids | DFO | GT | 12 | 1975 |  |  | (OP) Operating | [6 empty] | Volusia | 28.9039 | -81.3323
6455 | Duke Energy Florida, Inc | 6046 | DeBary | Electric Utility | FL | 6 | 66.8 | 52 | Petroleum Liquids | DFO | GT | 4 | 1976 |  |  | (OP) Operating | [6 empty] | Volusia | 28.9039 | -81.3323
6455 | Duke Energy Florida, Inc | 6046 | DeBary | Electric Utility | FL | 7 | 105.3 | 83 | Natural Gas Fired Combustion Turbine | NG | GT | 10 | 1992 |  |  | (OP) Operating | [6 empty] | Volusia | 28.9039 | -81.3323
6455 | Duke Energy Florida, Inc | 6046 | DeBary | Electric Utility | FL | 8 | 105.3 | 83 | Natural Gas Fired Combustion Turbine | NG | GT | 10 | 1992 |  |  | (OP) Operating | [6 empty] | Volusia | 28.9039 | -81.3323
6455 | Duke Energy Florida, Inc | 6046 | DeBary | Electric Utility | FL | 9 | 105.3 | 81 | Natural Gas Fired Combustion Turbine | NG | GT | 10 | 1992 |  |  | (OP) Operating | [6 empty] | Volusia | 28.9039 | -81.3323
6455 | Duke Energy Florida, Inc | 6046 | DeBary | Electric Utility | FL | P1 | 66.8 | 54 | Petroleum Liquids | DFO | GT | 2 | 1976 |  |  | (OP) Operating | [6 empty] | Volusia | 28.9039 | -81.3323
50048 | TransCanada Hydro Northeast Inc., | 6047 | Deerfield 2 | IPP Non-CHP | MA | GEN1 | 1.6 | 2.2 | Conventional Hydroelectric | WAT | HY | 8 | 1913 |  |  | (OP) Operating | [6 empty] | Franklin | 42.5731 | -72.7073
50048 | TransCanada Hydro Northeast Inc., | 6047 | Deerfield 2 | IPP Non-CHP | MA | GEN2 | 1.6 | 2.2 | Conventional Hydroelectric | WAT | HY | 8 | 1913 |  |  | (OP) Operating | [6 empty] | Franklin | 42.5731 | -72.7073
50048 | TransCanada Hydro Northeast Inc., | 6047 | Deerfield 2 | IPP Non-CHP | MA | GEN3 | 1.6 | 2.2 | Conventional Hydroelectric | WAT | HY | 8 | 1913 |  |  | (OP) Operating | [6 empty] | Franklin | 42.5731 | -72.7073
21461 | NRG Canal LLC | 6049 | West Tisbury Generating Facility | IPP Non-CHP | MA | UN1 | 2.7 | 2.8 | Petroleum Liquids | DFO | IC | 1 | 1975 |  |  | (OP) Operating | [6 empty] | Dukes | 41.3925 | -70.6201
21461 | NRG Canal LLC | 6049 | West Tisbury Generating Facility | IPP Non-CHP | MA | UN2 | 2.7 | 2.8 | Petroleum Liquids | DFO | IC | 1 | 1975 |  |  | (OP) Operating | [6 empty] | Dukes | 41.3925 | -70.6201
7140 | Georgia Power Co | 6051 | Edwin I Hatch | Electric Utility | GA | 1 | 857.1 | 876 | Nuclear | NUC | ST | 12 | 1975 |  |  | (OP) Operating | [6 empty] | Appling | 31.9342 | -82.3447
7140 | Georgia Power Co | 6051 | Edwin I Hatch | Electric Utility | GA | 2 | 864.7 | 883 | Nuclear | NUC | ST | 9 | 1979 |  |  | (OP) Operating | [6 empty] | Appling | 31.9342 | -82.3447
7140 | Georgia Power Co | 6052 | Wansley | Electric Utility | GA | 1 | 952 | 872 | Conventional Steam Coal | BIT | ST | 12 | 1976 |  |  | (OP) Operating | [6 empty] | Heard | 33.4134 | -85.0323
7140 | Georgia Power Co | 6052 | Wansley | Electric Utility | GA | 2 | 952 | 872 | Conventional Steam Coal | BIT | ST | 4 | 1978 |  |  | (OP) Operating | [6 empty] | Heard | 33.4134 | -85.0323
7140 | Georgia Power Co | 6052 | Wansley | Electric Utility | GA | 5A | 52.8 | 49 | Petroleum Liquids | DFO | GT | 11 | 1980 |  |  | (OP) Operating | [6 empty] | Heard | 33.4134 | -85.0323
11252 | Louisiana Generating LLC | 6055 | Big Cajun 2 | IPP Non-CHP | LA | 1 | 657.9 | 580 | Conventional Steam Coal | SUB | ST | 7 | 1981 |  |  | (OP) Operating | [6 empty] | Pointe Coupee | 30.7261 | -91.3692
11252 | Louisiana Generating LLC | 6055 | Big Cajun 2 | IPP Non-CHP | LA | 2 | 626 | 575 | Natural Gas Steam Turbine | NG | ST | 7 | 1982 |  |  | (OP) Operating | [6 empty] | Pointe Coupee | 30.7261 | -91.3692
11252 | Louisiana Generating LLC | 6055 | Big Cajun 2 | IPP Non-CHP | LA | 3 | 619 | 588 | Conventional Steam Coal | SUB | ST | 4 | 1983 |  |  | (OP) Operating | [6 empty] | Pointe Coupee | 30.7261 | -91.3692
11843 | Maui Electric Co Ltd | 6056 | Kahului | Electric Utility | HI | 1 | 5 | 4.7 | Petroleum Liquids | RFO | ST | 5 | 1948 |  |  | (SB) Standby/Backup: available for service but not normally used | [6 empty] | Maui | 20.8969 | -156.4627
11843 | Maui Electric Co Ltd | 6056 | Kahului | Electric Utility | HI | 2 | 5 | 4.8 | Petroleum Liquids | RFO | ST | 12 | 1949 |  |  | (SB) Standby/Backup: available for service but not normally used | [6 empty] | Maui | 20.8969 | -156.4627
11843 | Maui Electric Co Ltd | 6056 | Kahului | Electric Utility | HI | 3 | 11.5 | 11 | Petroleum Liquids | RFO | ST | 4 | 1954 |  |  | (OA) Out of service but expected to return to service in next calendar year | [6 empty] | Maui | 20.8969 | -156.4627
11843 | Maui Electric Co Ltd | 6056 | Kahului | Electric Utility | HI | 4 | 12.5 | 11.9 | Petroleum Liquids | RFO | ST | 10 | 1966 |  |  | (OP) Operating | [6 empty] | Maui | 20.8969 | -156.4627
16181 | Rochester Public Utilities | 6058 | Cascade Creek | Electric Utility | MN | 1 | 35 | 27.9 | Natural Gas Fired Combustion Turbine | NG | GT | 6 | 1975 |  |  | (OP) Operating | [6 empty] | Olmsted | 44.0322 | -92.4908
16181 | Rochester Public Utilities | 6058 | Cascade Creek | Electric Utility | MN | 2 | 49.9 | 49.5 | Natural Gas Fired Combustion Turbine | NG | GT | 4 | 2002 |  |  | (OP) Operating | [6 empty] | Olmsted | 44.0322 | -92.4908
9216 | Imperial Irrigation District | 6060 | Coachella | Electric Utility | CA | 1 | 23.1 | 20.1 | Natural Gas Fired Combustion Turbine | NG | GT | 6 | 1973 |  |  | (OP) Operating | [6 empty] | Riverside | 33.6758 | -116.1714
9216 | Imperial Irrigation District | 6060 | Coachella | Electric Utility | CA | 2 | 23.1 | 20 | Natural Gas Fired Combustion Turbine | NG | GT | 6 | 1973 |  |  | (OP) Operating | [6 empty] | Riverside | 33.6758 | -116.1714
9216 | Imperial Irrigation District | 6060 | Coachella | Electric Utility | CA | 3 | 23.1 | 20.7 | Natural Gas Fired Combustion Turbine | NG | GT | 4 | 1974 |  |  | (OP) Operating | [6 empty] | Riverside | 33.6758 | -116.1714
9216 | Imperial Irrigation District | 6060 | Coachella | Electric Utility | CA | 4 | 23.1 | 20.8 | Natural Gas Fired Combustion Turbine | NG | GT | 5 | 1976 |  |  | (OP) Operating | [6 empty] | Riverside | 33.6758 | -116.1714
17568 | South Mississippi El Pwr Assn | 6061 | R D Morrow | Electric Utility | MS | 1 | 200 | 180 | Conventional Steam Coal | BIT | ST | 4 | 1978 |  |  | (OP) Operating | [6 empty] | Lamar | 31.2186 | -89.394
17568 | South Mississippi El Pwr Assn | 6061 | R D Morrow | Electric Utility | MS | 2 | 200 | 180 | Conventional Steam Coal | BIT | ST | 12 | 1978 |  |  | (OP) Operating | [6 empty] | Lamar | 31.2186 | -89.394
12341 | MidAmerican Energy Co | 6063 | Electrifarm | Electric Utility | IA | 1 | 71.2 | 59.2 | Natural Gas Fired Combustion Turbine | NG | GT | 5 | 1975 |  |  | (OP) Operating | [6 empty] | Black Hawk | 42.4407 | -92.4205
12341 | MidAmerican Energy Co | 6063 | Electrifarm | Electric Utility | IA | 2 | 89 | 66.5 | Natural Gas Fired Combustion Turbine | NG | GT | 1 | 1978 |  |  | (OP) Operating | [6 empty] | Black Hawk | 42.4407 | -92.4205
12341 | MidAmerican Energy Co | 6063 | Electrifarm | Electric Utility | IA | 3 | 103.9 | 69.4 | Natural Gas Fired Combustion Turbine | NG | GT | 1 | 1978 |  |  | (OP) Operating | [6 empty] | Black Hawk | 42.4407 | -92.4205
9996 | City of Kansas City - (KS) | 6064 | Nearman Creek | Electric Utility | KS | 1 | 261 | 229 | Conventional Steam Coal | SUB | ST | 6 | 1981 |  |  | (OP) Operating |  |  |  | 2016 | 12 | 11 | Wyandotte | 39.1681 | -94.6975
9996 | City of Kansas City - (KS) | 6064 | Nearman Creek | Electric Utility | KS | CT4 | 94 | 76 | Natural Gas Fired Combustion Turbine | NG | GT | 2 | 2006 |  |  | (OP) Operating | [6 empty] | Wyandotte | 39.1681 | -94.6975
10000 | Kansas City Power & Light Co | 6065 | Iatan | Electric Utility | MO | 1 | 726 | 712.9 | Conventional Steam Coal | SUB | ST | 5 | 1980 |  |  | (OP) Operating | [6 empty] | Platte | 39.4472 | -94.98
10000 | Kansas City Power & Light Co | 6065 | Iatan | Electric Utility | MO | 2 | 914 | 881.5 | Conventional Steam Coal | SUB | ST | 8 | 2010 |  |  | (OP) Operating | [6 empty] | Platte | 39.4472 | -94.98
22500 | Westar Energy Inc | 6068 | Jeffrey Energy Center | Electric Utility | KS | 1 | 720 | 718 | Conventional Steam Coal | SUB | ST | 7 | 1978 |  |  | (OP) Operating | [6 empty] | Pottawatomie | 39.2865 | -96.1172
22500 | Westar Energy Inc | 6068 | Jeffrey Energy Center | Electric Utility | KS | 2 | 720 | 715 | Conventional Steam Coal | SUB | ST | 5 | 1980 |  |  | (OP) Operating | [6 empty] | Pottawatomie | 39.2865 | -96.1172
22500 | Westar Energy Inc | 6068 | Jeffrey Energy Center | Electric Utility | KS | 3 | 720 | 722 | Conventional Steam Coal | SUB | ST | 5 | 1983 |  |  | (OP) Operating | [6 empty] | Pottawatomie | 39.2865 | -96.1172
11249 | Louisville Gas & Electric Co | 6071 | Trimble County | Electric Utility | KY | 1 | 566.1 | 511 | Conventional Steam Coal | BIT | ST | 12 | 1990 |  |  | (OP) Operating | [6 empty] | Trimble | 38.5847 | -85.4117
11249 | Louisville Gas & Electric Co | 6071 | Trimble County | Electric Utility | KY | 10 | 199 | 159 | Natural Gas Fired Combustion Turbine | NG | GT | 7 | 2004 |  |  | (OP) Operating | [6 empty] | Trimble | 38.5847 | -85.4117
11249 | Louisville Gas & Electric Co | 6071 | Trimble County | Electric Utility | KY | 2 | 834 | 732 | Conventional Steam Coal | BIT | ST | 2 | 2011 |  |  | (OP) Operating | [6 empty] | Trimble | 38.5847 | -85.4117
11249 | Louisville Gas & Electric Co | 6071 | Trimble County | Electric Utility | KY | 5 | 199 | 159 | Natural Gas Fired Combustion Turbine | NG | GT | 5 | 2002 |  |  | (OP) Operating | [6 empty] | Trimble | 38.5847 | -85.4117
11249 | Louisville Gas & Electric Co | 6071 | Trimble County | Electric Utility | KY | 6 | 199 | 159 | Natural Gas Fired Combustion Turbine | NG | GT | 5 | 2002 |  |  | (OP) Operating | [6 empty] | Trimble | 38.5847 | -85.4117
11249 | Louisville Gas & Electric Co | 6071 | Trimble County | Electric Utility | KY | 7 | 199 | 159 | Natural Gas Fired Combustion Turbine | NG | GT | 6 | 2004 |  |  | (OP) Operating | [6 empty] | Trimble | 38.5847 | -85.4117
11249 | Louisville Gas & Electric Co | 6071 | Trimble County | Electric Utility | KY | 8 | 199 | 159 | Natural Gas Fired Combustion Turbine | NG | GT | 6 | 2004 |  |  | (OP) Operating | [6 empty] | Trimble | 38.5847 | -85.4117
11249 | Louisville Gas & Electric Co | 6071 | Trimble County | Electric Utility | KY | 9 | 199 | 159 | Natural Gas Fired Combustion Turbine | NG | GT | 7 | 2004 |  |  | (OP) Operating | [6 empty] | Trimble | 38.5847 | -85.4117
12465 | System Energy Resources, Inc | 6072 | Grand Gulf | Electric Utility | MS | 1 | 1440 | 1401 | Nuclear | NUC | ST | 7 | 1985 |  |  | (OP) Operating | [6 empty] | Claiborne | 32.0081 | -91.0478
12686 | Mississippi Power Co | 6073 | Victor J Daniel Jr | Electric Utility | MS | 1 | 548.3 | 510 | Conventional Steam Coal | BIT | ST | 9 | 1977 |  |  | (OP) Operating | [6 empty] | Jackson | 30.5322 | -88.5553
12686 | Mississippi Power Co | 6073 | Victor J Daniel Jr | Electric Utility | MS | 2 | 548.3 | 510 | Conventional Steam Coal | BIT | ST | 6 | 1981 |  |  | (OP) Operating | [6 empty] | Jackson | 30.5322 | -88.5553
12686 | Mississippi Power Co | 6073 | Victor J Daniel Jr | Electric Utility | MS | 3 | 185.5 | 153.2 | Natural Gas Fired Combined Cycle | NG | CT | 5 | 2001 |  |  | (OP) Operating | [6 empty] | Jackson | 30.5322 | -88.5553
12686 | Mississippi Power Co | 6073 | Victor J Daniel Jr | Electric Utility | MS | 3CT | 185.5 | 153.2 | Natural Gas Fired Combined Cycle | NG | CT | 5 | 2001 |  |  | (OP) Operating | [6 empty] | Jackson | 30.5322 | -88.5553
12686 | Mississippi Power Co | 6073 | Victor J Daniel Jr | Electric Utility | MS | 3ST | 195.2 | 173.6 | Natural Gas Fired Combined Cycle | NG | CA | 5 | 2001 |  |  | (OP) Operating | [6 empty] | Jackson | 30.5322 | -88.5553
12686 | Mississippi Power Co | 6073 | Victor J Daniel Jr | Electric Utility | MS | 4 | 185.5 | 156.8 | Natural Gas Fired Combined Cycle | NG | CT | 4 | 2001 |  |  | (OP) Operating | [6 empty] | Jackson | 30.5322 | -88.5553
12686 | Mississippi Power Co | 6073 | Victor J Daniel Jr | Electric Utility | MS | 4CT | 185.5 | 156.8 | Natural Gas Fired Combined Cycle | NG | CT | 4 | 2001 |  |  | (OP) Operating | [6 empty] | Jackson | 30.5322 | -88.5553
12686 | Mississippi Power Co | 6073 | Victor J Daniel Jr | Electric Utility | MS | 4ST | 195.2 | 175.4 | Natural Gas Fired Combined Cycle | NG | CA | 4 | 2001 |  |  | (OP) Operating | [6 empty] | Jackson | 30.5322 | -88.5553
56211 | KCP&L Greater Missouri Operations Co | 6074 | Greenwood (MO) | Electric Utility | MO | 1 | 61 | 60.7 | Natural Gas Fired Combustion Turbine | NG | GT | 5 | 1975 |  |  | (OP) Operating | [6 empty] | Jackson | 38.8615 | -94.2982
56211 | KCP&L Greater Missouri Operations Co | 6074 | Greenwood (MO) | Electric Utility | MO | 2 | 61 | 61.7 | Natural Gas Fired Combustion Turbine | NG | GT | 5 | 1975 |  |  | (OP) Operating | [6 empty] | Jackson | 38.8615 | -94.2982
56211 | KCP&L Greater Missouri Operations Co | 6074 | Greenwood (MO) | Electric Utility | MO | 3 | 61 | 62.9 | Natural Gas Fired Combustion Turbine | NG | GT | 6 | 1977 |  |  | (OP) Operating | [6 empty] | Jackson | 38.8615 | -94.2982
56211 | KCP&L Greater Missouri Operations Co | 6074 | Greenwood (MO) | Electric Utility | MO | 4 | 61 | 60.7 | Natural Gas Fired Combustion Turbine | NG | GT | 6 | 1979 |  |  | (OP) Operating | [6 empty] | Jackson | 38.8615 | -94.2982
15298 | Talen Montana LLC | 6076 | Colstrip | IPP Non-CHP | MT | 1 | 358 | 307 | Conventional Steam Coal | SUB | ST | 11 | 1975 |  |  | (OP) Operating | [6 empty] | Rosebud | 45.8831 | -106.614
15298 | Talen Montana LLC | 6076 | Colstrip | IPP Non-CHP | MT | 2 | 358 | 307 | Conventional Steam Coal | SUB | ST | 8 | 1976 |  |  | (OP) Operating | [6 empty] | Rosebud | 45.8831 | -106.614
15298 | Talen Montana LLC | 6076 | Colstrip | IPP Non-CHP | MT | 3 | 778 | 740 | Conventional Steam Coal | SUB | ST | 1 | 1984 |  |  | (OP) Operating | [6 empty] | Rosebud | 45.8831 | -106.614
15298 | Talen Montana LLC | 6076 | Colstrip | IPP Non-CHP | MT | 4 | 778 | 740 | Conventional Steam Coal | SUB | ST | 4 | 1986 |  |  | (OP) Operating | [6 empty] | Rosebud | 45.8831 | -106.614
13337 | Nebraska Public Power District | 6077 | Gerald Gentleman | Electric Utility | NE | 1 | 681.3 | 665 | Conventional Steam Coal | SUB | ST | 4 | 1979 |  |  | (OP) Operating | [6 empty] | Lincoln | 41.0808 | -101.1408
13337 | Nebraska Public Power District | 6077 | Gerald Gentleman | Electric Utility | NE | 2 | 681.3 | 700 | Conventional Steam Coal | SUB | ST | 1 | 1982 |  |  | (OP) Operating | [6 empty] | Lincoln | 41.0808 | -101.1408
11806 | Massachusetts Mun Wholes Electric Co | 6081 | Stony Brook | Electric Utility | MA | 1 | 85 | 65 | Petroleum Liquids | DFO | GT | 11 | 1982 |  |  | (OP) Operating | [6 empty] | Hampden | 42.1978 | -72.5106
11806 | Massachusetts Mun Wholes Electric Co | 6081 | Stony Brook | Electric Utility | MA | 2 | 85 | 65 | Petroleum Liquids | DFO | GT | 11 | 1982 |  |  | (OP) Operating | [6 empty] | Hampden | 42.1978 | -72.5106
11806 | Massachusetts Mun Wholes Electric Co | 6081 | Stony Brook | Electric Utility | MA | BS#1 | 2 | 2 | Petroleum Liquids | DFO | IC | 9 | 2007 |  |  | (SB) Standby/Backup: available for service but not normally used | [6 empty] | Hampden | 42.1978 | -72.5106
11806 | Massachusetts Mun Wholes Electric Co | 6081 | Stony Brook | Electric Utility | MA | BS#2 | 2 | 2 | Petroleum Liquids | DFO | IC | 9 | 2007 |  |  | (SB) Standby/Backup: available for service but not normally used | [6 empty] | Hampden | 42.1978 | -72.5106
11806 | Massachusetts Mun Wholes Electric Co | 6081 | Stony Brook | Electric Utility | MA | CA1 | 105 | 96 | Petroleum Liquids | DFO | CA | 11 | 1981 |  |  | (OP) Operating | [6 empty] | Hampden | 42.1978 | -72.5106
11806 | Massachusetts Mun Wholes Electric Co | 6081 | Stony Brook | Electric Utility | MA | CT1 | 85 | 69.7 | Petroleum Liquids | DFO | CT | 11 | 1981 |  |  | (OP) Operating | [6 empty] | Hampden | 42.1978 | -72.5106
11806 | Massachusetts Mun Wholes Electric Co | 6081 | Stony Brook | Electric Utility | MA | CT2 | 85 | 69.7 | Petroleum Liquids | DFO | CT | 11 | 1981 |  |  | (OP) Operating | [6 empty] | Hampden | 42.1978 | -72.5106
11806 | Massachusetts Mun Wholes Electric Co | 6081 | Stony Brook | Electric Utility | MA | CT3 | 85 | 69.7 | Petroleum Liquids | DFO | CT | 11 | 1981 |  |  | (OP) Operating | [6 empty] | Hampden | 42.1978 | -72.5106
11806 | Massachusetts Mun Wholes Electric Co | 6081 | Stony Brook | Electric Utility | MA | EDSI | 0.6 | 0.6 | Petroleum Liquids | DFO | IC | 11 | 1981 |  |  | (OP) Operating | [6 empty] | Hampden | 42.1978 | -72.5106
22129 | Somerset Operating Co LLC | 6082 | Somerset Operating Co LLC | IPP Non-CHP | NY | 1 | 655.1 | 685.3 | Conventional Steam Coal | BIT | ST | 8 | 1984 |  |  | (OP) Operating | [6 empty] | Niagara | 43.3589 | -78.6047
50048 | TransCanada Hydro Northeast Inc., | 6083 | Deerfield 3 | IPP Non-CHP | MA | GEN1 | 1.6 | 2 | Conventional Hydroelectric | WAT | HY | 8 | 1912 |  |  | (OP) Operating | [6 empty] | Franklin | 42.5995 | -72.7335
50048 | TransCanada Hydro Northeast Inc., | 6083 | Deerfield 3 | IPP Non-CHP | MA | GEN2 | 1.6 | 2 | Conventional Hydroelectric | WAT | HY | 8 | 1912 |  |  | (OP) Operating | [6 empty] | Franklin | 42.5995 | -72.7335
50048 | TransCanada Hydro Northeast Inc., | 6083 | Deerfield 3 | IPP Non-CHP | MA | GEN3 | 1.6 | 2 | Conventional Hydroelectric | WAT | HY | 8 | 1912 |  |  | (OP) Operating | [6 empty] | Franklin | 42.5995 | -72.7335
13756 | Northern Indiana Pub Serv Co | 6085 | R M Schahfer | Electric Utility | IN | 14 | 540 | 431 | Conventional Steam Coal | SUB | ST | 12 | 1976 |  |  | (OP) Operating | [6 empty] | Jasper | 41.2164 | -87.0261
13756 | Northern Indiana Pub Serv Co | 6085 | R M Schahfer | Electric Utility | IN | 15 | 556.4 | 472 | Conventional Steam Coal | SUB | ST | 10 | 1979 |  |  | (OP) Operating | [6 empty] | Jasper | 41.2164 | -87.0261
13756 | Northern Indiana Pub Serv Co | 6085 | R M Schahfer | Electric Utility | IN | 16A | 129 | 78 | Natural Gas Fired Combustion Turbine | NG | GT | 12 | 1979 |  |  | (OP) Operating | [6 empty] | Jasper | 41.2164 | -87.0261
13756 | Northern Indiana Pub Serv Co | 6085 | R M Schahfer | Electric Utility | IN | 16B | 129 | 77 | Natural Gas Fired Combustion Turbine | NG | GT | 12 | 1979 |  |  | (OP) Operating | [6 empty] | Jasper | 41.2164 | -87.0261
13756 | Northern Indiana Pub Serv Co | 6085 | R M Schahfer | Electric Utility | IN | 17 | 423.5 | 361 | Natural Gas Steam Turbine | NG | ST | 4 | 1983 |  |  | (OP) Operating | [6 empty] | Jasper | 41.2164 | -87.0261
13756 | Northern Indiana Pub Serv Co | 6085 | R M Schahfer | Electric Utility | IN | 18 | 423.5 | 361 | Conventional Steam Coal | BIT | ST | 2 | 1986 |  |  | (OP) Operating | [6 empty] | Jasper | 41.2164 | -87.0261
13781 | Northern States Power Co - Minnesota | 6086 | Cornell | Electric Utility | WI | 1 | 11.5 | 6.2 | Conventional Hydroelectric | WAT | HY | 7 | 1976 | 11 | 2022 | (OP) Operating | [6 empty] | Chippewa | 45.164 | -91.1574
13781 | Northern States Power Co - Minnesota | 6086 | Cornell | Electric Utility | WI | 2 | 11.5 | 6.4 | Conventional Hydroelectric | WAT | HY | 8 | 1976 | 11 | 2022 | (OP) Operating | [6 empty] | Chippewa | 45.164 | -91.1574
13781 | Northern States Power Co - Minnesota | 6086 | Cornell | Electric Utility | WI | 3 | 11.5 | 6.9 | Conventional Hydroelectric | WAT | HY | 7 | 1976 | 11 | 2022 | (OP) Operating | [6 empty] | Chippewa | 45.164 | -91.1574
13781 | Northern States Power Co - Minnesota | 6086 | Cornell | Electric Utility | WI | 4 | 0.8 | 0.4 | Conventional Hydroelectric | WAT | HY | 4 | 1977 | 11 | 2022 | (OP) Operating | [6 empty] | Chippewa | 45.164 | -91.1574
7140 | Georgia Power Co | 6087 | Wallace Dam | Electric Utility | GA | 1 | 52.2 | 53.3 | Hydroelectric Pumped Storage | WAT | PS | 7 | 1980 |  |  | (OP) Operating | [6 empty] | Hancock | 33.3498 | -83.1574
7140 | Georgia Power Co | 6087 | Wallace Dam | Electric Utility | GA | 2 | 52.2 | 53.3 | Hydroelectric Pumped Storage | WAT | PS | 12 | 1980 |  |  | (OP) Operating | [6 empty] | Hancock | 33.3498 | -83.1574
7140 | Georgia Power Co | 6087 | Wallace Dam | Electric Utility | GA | 3 | 56.2 | 57.4 | Conventional Hydroelectric | WAT | HY | 2 | 1980 |  |  | (OP) Operating | [6 empty] | Hancock | 33.3498 | -83.1574
7140 | Georgia Power Co | 6087 | Wallace Dam | Electric Utility | GA | 4 | 56.2 | 57.4 | Conventional Hydroelectric | WAT | HY | 4 | 1980 |  |  | (OP) Operating | [6 empty] | Hancock | 33.3498 | -83.1574
7140 | Georgia Power Co | 6087 | Wallace Dam | Electric Utility | GA | 5 | 52.2 | 53.3 | Hydroelectric Pumped Storage | WAT | PS | 1 | 1980 |  |  | (OP) Operating | [6 empty] | Hancock | 33.3498 | -83.1574
7140 | Georgia Power Co | 6087 | Wallace Dam | Electric Utility | GA | 6 | 52.2 | 53.3 | Hydroelectric Pumped Storage | WAT | PS | 12 | 1979 |  |  | (OP) Operating | [6 empty] | Hancock | 33.3498 | -83.1574
24211 | Tucson Electric Power Co | 6088 | North Loop | Electric Utility | AZ | 1 | 27 | 25 | Natural Gas Fired Combustion Turbine | NG | GT | 12 | 1972 |  |  | (OP) Operating | [6 empty] | PIMA | 32.401 | -111.1262
24211 | Tucson Electric Power Co | 6088 | North Loop | Electric Utility | AZ | 2 | 27 | 25 | Natural Gas Fired Combustion Turbine | NG | GT | 12 | 1972 |  |  | (OP) Operating | [6 empty] | PIMA | 32.401 | -111.1262
24211 | Tucson Electric Power Co | 6088 | North Loop | Electric Utility | AZ | 3 | 27 | 25 | Natural Gas Fired Combustion Turbine | NG | GT | 12 | 1972 |  |  | (OP) Operating | [6 empty] | PIMA | 32.401 | -111.1262
24211 | Tucson Electric Power Co | 6088 | North Loop | Electric Utility | AZ | 4 | 26.8 | 20 | Natural Gas Fired Combustion Turbine | NG | GT | 7 | 2001 |  |  | (OP) Operating | [6 empty] | PIMA | 32.401 | -111.1262
12199 | Montana-Dakota Utilities Co | 6089 | Lewis & Clark | Electric Utility | MT | 1 | 50 | 53.1 | Conventional Steam Coal | LIG | ST | 10 | 1958 |  |  | (OP) Operating | [6 empty] | Richland | 47.6785 | -104.1566
12199 | Montana-Dakota Utilities Co | 6089 | Lewis & Clark | Electric Utility | MT | 2 | 9.3 | 9.1 | Natural Gas Internal Combustion Engine | NG | IC | 4 | 2016 |  |  | (OP) Operating | [6 empty] | Richland | 47.6785 | -104.1566
12199 | Montana-Dakota Utilities Co | 6089 | Lewis & Clark | Electric Utility | MT | 3 | 9.3 | 9.1 | Natural Gas Internal Combustion Engine | NG | IC | 4 | 2016 |  |  | (OP) Operating | [6 empty] | Richland | 47.6785 | -104.1566
13781 | Northern States Power Co - Minnesota | 6090 | Sherburne County | Electric Utility | MN | 1 | 765.3 | 680 | Conventional Steam Coal | SUB | ST | 4 | 1976 | 12 | 2025 | (OP) Operating | [6 empty] | Sherburne | 45.3808 | -93.8931
13781 | Northern States Power Co - Minnesota | 6090 | Sherburne County | Electric Utility | MN | 2 | 765.3 | 682 | Conventional Steam Coal | SUB | ST | 3 | 1977 | 12 | 2022 | (OP) Operating | [6 empty] | Sherburne | 45.3808 | -93.8931
13781 | Northern States Power Co - Minnesota | 6090 | Sherburne County | Electric Utility | MN | 3 | 938.7 | 876 | Conventional Steam Coal | SUB | ST | 10 | 1987 |  |  | (OP) Operating | [6 empty] | Sherburne | 45.3808 | -93.8931
1307 | Basin Electric Power Coop | 6092 | Spirit Mound | Electric Utility | SD | 1 | 67.5 | 54.6 | Petroleum Liquids | DFO | GT | 6 | 1978 |  |  | (OP) Operating | [6 empty] | Clay | 42.8977 | -96.9905
1307 | Basin Electric Power Coop | 6092 | Spirit Mound | Electric Utility | SD | 2 | 67.5 | 45.5 | Petroleum Liquids | DFO | GT | 6 | 1978 |  |  | (OP) Operating | [6 empty] | Clay | 42.8977 | -96.9905
6526 | FirstEnergy Generation Corp | 6094 | FirstEnergy Bruce Mansfield | IPP Non-CHP | PA | 1 | 913.7 | 830 | Conventional Steam Coal | BIT | ST | 4 | 1976 |  |  | (OP) Operating | [6 empty] | Beaver | 40.6348 | -80.4159
6526 | FirstEnergy Generation Corp | 6094 | FirstEnergy Bruce Mansfield | IPP Non-CHP | PA | 2 | 913.7 | 830 | Conventional Steam Coal | BIT | ST | 10 | 1977 |  |  | (OP) Operating | [6 empty] | Beaver | 40.6348 | -80.4159
6526 | FirstEnergy Generation Corp | 6094 | FirstEnergy Bruce Mansfield | IPP Non-CHP | PA | 3 | 913.7 | 850 | Conventional Steam Coal | BIT | ST | 9 | 1980 |  |  | (OP) Operating | [6 empty] | Beaver | 40.6348 | -80.4159
14063 | Oklahoma Gas & Electric Co | 6095 | Sooner | Electric Utility | OK | 1 | 569 | 520.5 | Conventional Steam Coal | SUB | ST | 11 | 1979 |  |  | (OP) Operating | 2019 | 1 | 7.6 |  |  |  | Noble | 36.4531 | -97.0528
14063 | Oklahoma Gas & Electric Co | 6095 | Sooner | Electric Utility | OK | 2 | 569 | 520.5 | Conventional Steam Coal | SUB | ST | 12 | 1980 |  |  | (OP) Operating | 2019 | 1 | 7.6 |  |  |  | Noble | 36.4531 | -97.0528
14127 | Omaha Public Power District | 6096 | Nebraska City | Electric Utility | NE | 1 | 651.6 | 655.9 | Conventional Steam Coal | SUB | ST | 4 | 1979 |  |  | (OP) Operating | [6 empty] | Otoe | 40.6214 | -95.7764
14127 | Omaha Public Power District | 6096 | Nebraska City | Electric Utility | NE | 2 | 738 | 664.2 | Conventional Steam Coal | SUB | ST | 5 | 2009 |  |  | (OP) Operating | [6 empty] | Otoe | 40.6214 | -95.7764
14232 | Otter Tail Power Co | 6098 | Big Stone | Electric Utility | SD | 1 | 456 | 475 | Conventional Steam Coal | SUB | ST | 5 | 1975 |  |  | (OP) Operating | [6 empty] | Grant | 45.3037 | -96.5101
14232 | Otter Tail Power Co | 6098 | Big Stone | Electric Utility | SD | D1 | 1 | 0.6 | Petroleum Liquids | DFO | IC | 5 | 1975 |  |  | (SB) Standby/Backup: available for service but not normally used | [6 empty] | Grant | 45.3037 | -96.5101
14328 | Pacific Gas & Electric Co | 6099 | Diablo Canyon | Electric Utility | CA | 1 | 1159 | 1122 | Nuclear | NUC | ST | 5 | 1985 |  |  | (OP) Operating | [6 empty] | San Luis Obispo | 35.2115 | -120.8555
14328 | Pacific Gas & Electric Co | 6099 | Diablo Canyon | Electric Utility | CA | 2 | 1164 | 1118 | Nuclear | NUC | ST | 3 | 1986 |  |  | (OP) Operating | [6 empty] | San Luis Obispo | 35.2115 | -120.8555
14328 | Pacific Gas & Electric Co | 6100 | Helms Pumped Storage | Electric Utility | CA | 1 | 351 | 404 | Hydroelectric Pumped Storage | WAT | PS | 6 | 1984 |  |  | (OS) Out of service and NOT expected to return to service in next calendar year | [6 empty] | Fresno | 37.0293 | -118.9683
14328 | Pacific Gas & Electric Co | 6100 | Helms Pumped Storage | Electric Utility | CA | 2 | 351 | 404 | Hydroelectric Pumped Storage | WAT | PS | 6 | 1984 |  |  | (OP) Operating | [6 empty] | Fresno | 37.0293 | -118.9683
14328 | Pacific Gas & Electric Co | 6100 | Helms Pumped Storage | Electric Utility | CA | 3 | 351 | 404 | Hydroelectric Pumped Storage | WAT | PS | 6 | 1984 |  |  | (OP) Operating | [6 empty] | Fresno | 37.0293 | -118.9683
14354 | PacifiCorp | 6101 | Wyodak | Electric Utility | WY | 1 | 402.3 | 332 | Conventional Steam Coal | SUB | ST | 9 | 1978 |  |  | (OP) Operating | [6 empty] | Campbell | 44.2901 | -105.3815
14266 | TalenEnergy Susquehanna LLC | 6103 | TalenEnergy Susquehanna | IPP Non-CHP | PA | 1 | 1298 | 1260 | Nuclear | NUC | ST | 6 | 1983 |  |  | (OP) Operating | [6 empty] | Luzerne | 41.0919 | -76.1462
14266 | TalenEnergy Susquehanna LLC | 6103 | TalenEnergy Susquehanna | IPP Non-CHP | PA | 2 | 1298 | 1260 | Nuclear | NUC | ST | 2 | 1985 |  |  | (OP) Operating | [6 empty] | Luzerne | 41.0919 | -76.1462
55951 | Exelon Nuclear | 6105 | Limerick | IPP Non-CHP | PA | 1 | 1138.5 | 1119.7 | Nuclear | NUC | ST | 2 | 1986 |  |  | (OP) Operating | [6 empty] | Montgomery | 40.2243 | -75.5874
55951 | Exelon Nuclear | 6105 | Limerick | IPP Non-CHP | PA | 2 | 1138.5 | 1122.1 | Nuclear | NUC | ST | 1 | 1990 |  |  | (OP) Operating | [6 empty] | Montgomery | 40.2243 | -75.5874
15248 | Portland General Electric Co | 6106 | Boardman | Electric Utility | OR | 1 | 642.2 | 585 | Conventional Steam Coal | SUB | ST | 8 | 1980 | 1 | 2021 | (OP) Operating | [6 empty] | Morrow | 45.6932 | -119.8088
5943 | Entergy Nuc Fitzpatrick LLC | 6110 | James A Fitzpatrick | IPP Non-CHP | NY | 1 | 882 | 836.8 | Nuclear | NUC | ST | 8 | 1976 | 1 | 2017 | (OP) Operating | [6 empty] | Oswego | 43.5214 | -76.4084
15466 | Public Service Co of Colorado | 6112 | Fort St Vrain | Electric Utility | CO | 1 | 342.6 | 301 | Natural Gas Fired Combined Cycle | NG | CA | 7 | 1998 |  |  | (OP) Operating | [6 empty] | Weld | 40.2461 | -104.8742
15466 | Public Service Co of Colorado | 6112 | Fort St Vrain | Electric Utility | CO | 2 | 175.1 | 123 | Natural Gas Fired Combined Cycle | NG | CT | 5 | 1996 |  |  | (OP) Operating | [6 empty] | Weld | 40.2461 | -104.8742
15466 | Public Service Co of Colorado | 6112 | Fort St Vrain | Electric Utility | CO | 3 | 175.1 | 128 | Natural Gas Fired Combined Cycle | NG | CT | 1 | 1999 |  |  | (OP) Operating | [6 empty] | Weld | 40.2461 | -104.8742
15466 | Public Service Co of Colorado | 6112 | Fort St Vrain | Electric Utility | CO | 4 | 175.1 | 128 | Natural Gas Fired Combined Cycle | NG | CT | 6 | 2001 |  |  | (OP) Operating | [6 empty] | Weld | 40.2461 | -104.8742
15466 | Public Service Co of Colorado | 6112 | Fort St Vrain | Electric Utility | CO | 5 | 140.3 | 145 | Natural Gas Fired Combustion Turbine | NG | GT | 5 | 2009 |  |  | (OP) Operating | [6 empty] | Weld | 40.2461 | -104.8742
15466 | Public Service Co of Colorado | 6112 | Fort St Vrain | Electric Utility | CO | 6 | 140.3 | 144 | Natural Gas Fired Combustion Turbine | NG | GT | 5 | 2009 |  |  | (OP) Operating | [6 empty] | Weld | 40.2461 | -104.8742
15470 | Duke Energy Indiana, LLC | 6113 | Gibson | Electric Utility | IN | 1 | 667.9 | 630 | Conventional Steam Coal | BIT | ST | 5 | 1976 |  |  | (OP) Operating | [6 empty] | Gibson | 38.3722 | -87.7658
15470 | Duke Energy Indiana, LLC | 6113 | Gibson | Electric Utility | IN | 2 | 667.9 | 630 | Conventional Steam Coal | BIT | ST | 4 | 1975 |  |  | (OP) Operating | [6 empty] | Gibson | 38.3722 | -87.7658
15470 | Duke Energy Indiana, LLC | 6113 | Gibson | Electric Utility | IN | 3 | 667.9 | 630 | Conventional Steam Coal | BIT | ST | 3 | 1978 |  |  | (OP) Operating | [6 empty] | Gibson | 38.3722 | -87.7658
15470 | Duke Energy Indiana, LLC | 6113 | Gibson | Electric Utility | IN | 4 | 667.9 | 622 | Conventional Steam Coal | BIT | ST | 3 | 1979 |  |  | (OP) Operating | [6 empty] | Gibson | 38.3722 | -87.7658
15470 | Duke Energy Indiana, LLC | 6113 | Gibson | Electric Utility | IN | 5 | 667.9 | 620 | Conventional Steam Coal | BIT | ST | 10 | 1982 |  |  | (OP) Operating | [6 empty] | Gibson | 38.3722 | -87.7658
6854 | NextEra Energy Seabrook LLC | 6115 | Seabrook | IPP Non-CHP | NH | 1 | 1242 | 1247.9 | Nuclear | NUC | ST | 8 | 1990 |  |  | (OP) Operating | [6 empty] | Rockingham | 42.8992 | -70.8489
15478 | PSEG Nuclear LLC | 6118 | PSEG Hope Creek Generating Station | IPP Non-CHP | NJ | 1 | 1290.7 | 1172 | Nuclear | NUC | ST | 12 | 1986 |  |  | (OP) Operating |  |  |  | 2018 | 5 | 18 | Salem | 39.4666 | -75.5377
50048 | TransCanada Hydro Northeast Inc., | 6119 | Deerfield 4 | IPP Non-CHP | MA | GEN1 | 1.6 | 2 | Conventional Hydroelectric | WAT | HY | 8 | 1912 |  |  | (OP) Operating | [6 empty] | Franklin | 42.6198 | -72.7376
50048 | TransCanada Hydro Northeast Inc., | 6119 | Deerfield 4 | IPP Non-CHP | MA | GEN2 | 1.6 | 2 | Conventional Hydroelectric | WAT | HY | 8 | 1912 |  |  | (OP) Operating | [6 empty] | Franklin | 42.6198 | -72.7376
50048 | TransCanada Hydro Northeast Inc., | 6119 | Deerfield 4 | IPP Non-CHP | MA | GEN3 | 1.6 | 2 | Conventional Hydroelectric | WAT | HY | 8 | 1912 |  |  | (OP) Operating | [6 empty] | Franklin | 42.6198 | -72.7376
15500 | Puget Sound Energy Inc | 6120 | Whitehorn | Electric Utility | WA | 2 | 84.6 | 67 | Natural Gas Fired Combustion Turbine | NG | GT | 10 | 1981 |  |  | (OP) Operating | [6 empty] | Whatcom | 48.8288 | -122.6861
15500 | Puget Sound Energy Inc | 6120 | Whitehorn | Electric Utility | WA | 3 | 84.6 | 67 | Natural Gas Fired Combustion Turbine | NG | GT | 10 | 1981 |  |  | (OP) Operating | [6 empty] | Whatcom | 48.8288 | -122.6861
55951 | Exelon Nuclear | 6122 | R E Ginna Nuclear Power Plant | IPP Non-CHP | NY | 1 | 614 | 582 | Nuclear | NUC | ST | 7 | 1970 |  |  | (OP) Operating | [6 empty] | Wayne | 43.2777 | -77.3099
7140 | Georgia Power Co | 6124 | McIntosh | Electric Utility | GA | 1 | 177.6 | 138.5 | Conventional Steam Coal | SUB | ST | 2 | 1979 |  |  | (OP) Operating | [6 empty] | Effingham | 32.3563 | -81.1683
7140 | Georgia Power Co | 6124 | McIntosh | Electric Utility | GA | CT1 | 101.3 | 82.2 | Natural Gas Fired Combustion Turbine | NG | GT | 5 | 1995 |  |  | (OP) Operating | [6 empty] | Effingham | 32.3563 | -81.1683
7140 | Georgia Power Co | 6124 | McIntosh | Electric Utility | GA | CT2 | 101.3 | 82.2 | Natural Gas Fired Combustion Turbine | NG | GT | 4 | 1995 |  |  | (OP) Operating | [6 empty] | Effingham | 32.3563 | -81.1683
7140 | Georgia Power Co | 6124 | McIntosh | Electric Utility | GA | CT3 | 101.3 | 82.2 | Natural Gas Fired Combustion Turbine | NG | GT | 6 | 1994 |  |  | (OP) Operating | [6 empty] | Effingham | 32.3563 | -81.1683
7140 | Georgia Power Co | 6124 | McIntosh | Electric Utility | GA | CT4 | 101.3 | 82.2 | Natural Gas Fired Combustion Turbine | NG | GT | 5 | 1994 |  |  | (OP) Operating | [6 empty] | Effingham | 32.3563 | -81.1683
7140 | Georgia Power Co | 6124 | McIntosh | Electric Utility | GA | CT5 | 101.3 | 82.2 | Natural Gas Fired Combustion Turbine | NG | GT | 4 | 1994 |  |  | (OP) Operating | [6 empty] | Effingham | 32.3563 | -81.1683
7140 | Georgia Power Co | 6124 | McIntosh | Electric Utility | GA | CT6 | 101.3 | 82.2 | Natural Gas Fired Combustion Turbine | NG | GT | 5 | 1994 |  |  | (OP) Operating | [6 empty] | Effingham | 32.3563 | -81.1683
7140 | Georgia Power Co | 6124 | McIntosh | Electric Utility | GA | CT7 | 101.3 | 82.2 | Natural Gas Fired Combustion Turbine | NG | GT | 4 | 1994 |  |  | (OP) Operating | [6 empty] | Effingham | 32.3563 | -81.1683
7140 | Georgia Power Co | 6124 | McIntosh | Electric Utility | GA | CT8 | 101.3 | 82.2 | Natural Gas Fired Combustion Turbine | NG | GT | 2 | 1994 |  |  | (OP) Operating | [6 empty] | Effingham | 32.3563 | -81.1683
17127 | Town of Shrewsbury - (MA) | 6125 | Shrewsbury | Electric Utility | MA | 1 | 2.8 | 2.8 | Petroleum Liquids | DFO | IC | 11 | 1969 |  |  | (OP) Operating | [6 empty] | Worcester | 42.2747 | -71.7172
17127 | Town of Shrewsbury - (MA) | 6125 | Shrewsbury | Electric Utility | MA | 2 | 2.8 | 2.8 | Petroleum Liquids | DFO | IC | 11 | 1969 |  |  | (OP) Operating | [6 empty] | Worcester | 42.2747 | -71.7172
17127 | Town of Shrewsbury - (MA) | 6125 | Shrewsbury | Electric Utility | MA | 3 | 2.8 | 2.8 | Petroleum Liquids | DFO | IC | 12 | 1975 |  |  | (OP) Operating | [6 empty] | Worcester | 42.2747 | -71.7172
17127 | Town of Shrewsbury - (MA) | 6125 | Shrewsbury | Electric Utility | MA | 4 | 2.8 | 2.8 | Petroleum Liquids | DFO | IC | 12 | 1975 |  |  | (OP) Operating | [6 empty] | Worcester | 42.2747 | -71.7172
17127 | Town of Shrewsbury - (MA) | 6125 | Shrewsbury | Electric Utility | MA | 5 | 2.8 | 2.8 | Petroleum Liquids | DFO | IC | 5 | 1978 |  |  | (OP) Operating | [6 empty] | Worcester | 42.2747 | -71.7172
17539 | South Carolina Electric&Gas Company | 6126 | Fairfield Pumped Storage | Electric Utility | SC | 1 | 63.9 | 72 | Hydroelectric Pumped Storage | WAT | PS | 6 | 1978 |  |  | (OP) Operating | [6 empty] | Fairfield | 34.3061 | -81.3308
17539 | South Carolina Electric&Gas Company | 6126 | Fairfield Pumped Storage | Electric Utility | SC | 2 | 63.9 | 72 | Hydroelectric Pumped Storage | WAT | PS | 6 | 1978 |  |  | (OP) Operating | [6 empty] | Fairfield | 34.3061 | -81.3308
17539 | South Carolina Electric&Gas Company | 6126 | Fairfield Pumped Storage | Electric Utility | SC | 3 | 63.9 | 72 | Hydroelectric Pumped Storage | WAT | PS | 6 | 1978 |  |  | (OP) Operating | [6 empty] | Fairfield | 34.3061 | -81.3308
17539 | South Carolina Electric&Gas Company | 6126 | Fairfield Pumped Storage | Electric Utility | SC | 4 | 63.9 | 72 | Hydroelectric Pumped Storage | WAT | PS | 6 | 1978 |  |  | (OP) Operating | [6 empty] | Fairfield | 34.3061 | -81.3308
17539 | South Carolina Electric&Gas Company | 6126 | Fairfield Pumped Storage | Electric Utility | SC | 5 | 63.9 | 72 | Hydroelectric Pumped Storage | WAT | PS | 12 | 1978 |  |  | (OP) Operating | [6 empty] | Fairfield | 34.3061 | -81.3308
17539 | South Carolina Electric&Gas Company | 6126 | Fairfield Pumped Storage | Electric Utility | SC | 6 | 63.9 | 72 | Hydroelectric Pumped Storage | WAT | PS | 12 | 1978 |  |  | (OP) Operating | [6 empty] | Fairfield | 34.3061 | -81.3308
17539 | South Carolina Electric&Gas Company | 6126 | Fairfield Pumped Storage | Electric Utility | SC | 7 | 63.9 | 72 | Hydroelectric Pumped Storage | WAT | PS | 12 | 1978 |  |  | (OP) Operating | [6 empty] | Fairfield | 34.3061 | -81.3308
17539 | South Carolina Electric&Gas Company | 6126 | Fairfield Pumped Storage | Electric Utility | SC | 8 | 63.9 | 72 | Hydroelectric Pumped Storage | WAT | PS | 12 | 1978 |  |  | (OP) Operating | [6 empty] | Fairfield | 34.3061 | -81.3308
17539 | South Carolina Electric&Gas Company | 6127 | V C Summer | Electric Utility | SC | 1 | 1029.6 | 971 | Nuclear | NUC | ST | 1 | 1984 |  |  | (OP) Operating | [6 empty] | Fairfield | 34.2983 | -81.3153
9339 | International Bound & Wtr Comm | 6128 | Amistad Dam & Power | Electric Utility | TX | 1 | 33 | 29 | Conventional Hydroelectric | WAT | HY | 6 | 1983 |  |  | (OP) Operating | [6 empty] | Val Verde | 29.4498 | -101.0601
9339 | International Bound & Wtr Comm | 6128 | Amistad Dam & Power | Electric Utility | TX | 2 | 33 | 29 | Conventional Hydroelectric | WAT | HY | 10 | 1983 |  |  | (OP) Operating | [6 empty] | Val Verde | 29.4498 | -101.0601
27813 | USCE-Mobile District | 6130 | Carters | Electric Utility | GA | 1 | 125 | 143 | Conventional Hydroelectric | WAT | HY | 11 | 1975 |  |  | (OP) Operating | [6 empty] | Murray | 34.6121 | -84.6733
27813 | USCE-Mobile District | 6130 | Carters | Electric Utility | GA | 2 | 125 | 143 | Conventional Hydroelectric | WAT | HY | 7 | 1975 |  |  | (OP) Operating | [6 empty] | Murray | 34.6121 | -84.6733
27813 | USCE-Mobile District | 6130 | Carters | Electric Utility | GA | 3 | 125 | 143 | Hydroelectric Pumped Storage | WAT | PS | 9 | 1977 |  |  | (OP) Operating | [6 empty] | Murray | 34.6121 | -84.6733
27813 | USCE-Mobile District | 6130 | Carters | Electric Utility | GA | 4 | 125 | 143 | Hydroelectric Pumped Storage | WAT | PS | 6 | 1977 |  |  | (OP) Operating | [6 empty] | Murray | 34.6121 | -84.6733
27813 | USCE-Mobile District | 6131 | Jones Bluff | Electric Utility | AL | 1 | 20.5 | 20.5 | Conventional Hydroelectric | WAT | HY | 6 | 1975 |  |  | (OP) Operating | [6 empty] | Autauga | 32.3242 | -86.7843
27813 | USCE-Mobile District | 6131 | Jones Bluff | Electric Utility | AL | 2 | 20.5 | 20.5 | Conventional Hydroelectric | WAT | HY | 7 | 1975 |  |  | (OP) Operating | [6 empty] | Autauga | 32.3242 | -86.7843
27813 | USCE-Mobile District | 6131 | Jones Bluff | Electric Utility | AL | 3 | 20.5 | 20.5 | Conventional Hydroelectric | WAT | HY | 9 | 1975 |  |  | (OP) Operating | [6 empty] | Autauga | 32.3242 | -86.7843
27813 | USCE-Mobile District | 6131 | Jones Bluff | Electric Utility | AL | 4 | 20.5 | 20.5 | Conventional Hydroelectric | WAT | HY | 10 | 1975 |  |  | (OP) Operating | [6 empty] | Autauga | 32.3242 | -86.7843
19375 | USCE-Savannah District | 6132 | Richard B Russell | Electric Utility | GA | 1 | 75 | 84 | Conventional Hydroelectric | WAT | HY | 1 | 1985 |  |  | (OP) Operating | [6 empty] | Elbert | 34.0256 | -82.5953
19375 | USCE-Savannah District | 6132 | Richard B Russell | Electric Utility | GA | 2 | 75 | 84 | Conventional Hydroelectric | WAT | HY | 2 | 1985 |  |  | (OP) Operating | [6 empty] | Elbert | 34.0256 | -82.5953
19375 | USCE-Savannah District | 6132 | Richard B Russell | Electric Utility | GA | 3 | 75 | 84 | Conventional Hydroelectric | WAT | HY | 7 | 1985 |  |  | (OP) Operating | [6 empty] | Elbert | 34.0256 | -82.5953
19375 | USCE-Savannah District | 6132 | Richard B Russell | Electric Utility | GA | 4 | 75 | 84 | Conventional Hydroelectric | WAT | HY | 1 | 1986 |  |  | (OP) Operating | [6 empty] | Elbert | 34.0256 | -82.5953
19375 | USCE-Savannah District | 6132 | Richard B Russell | Electric Utility | GA | 5 | 82 | 82 | Hydroelectric Pumped Storage | WAT | PS | 9 | 2002 |  |  | (OP) Operating | [6 empty] | Elbert | 34.0256 | -82.5953
19375 | USCE-Savannah District | 6132 | Richard B Russell | Electric Utility | GA | 6 | 82 | 82 | Hydroelectric Pumped Storage | WAT | PS | 9 | 2002 |  |  | (OP) Operating | [6 empty] | Elbert | 34.0256 | -82.5953
19375 | USCE-Savannah District | 6132 | Richard B Russell | Electric Utility | GA | 7 | 82 | 82 | Hydroelectric Pumped Storage | WAT | PS | 9 | 2002 |  |  | (OP) Operating | [6 empty] | Elbert | 34.0256 | -82.5953
19375 | USCE-Savannah District | 6132 | Richard B Russell | Electric Utility | GA | 8 | 82 | 82 | Hydroelectric Pumped Storage | WAT | PS | 9 | 2002 |  |  | (OP) Operating | [6 empty] | Elbert | 34.0256 | -82.5953
27813 | USCE-Mobile District | 6133 | West Point (GA) | Electric Utility | GA | 1 | 3.3 | 3 | Conventional Hydroelectric | WAT | HY | 4 | 1975 |  |  | (OP) Operating | [6 empty] | Troup | 32.9187 | -85.1887
27813 | USCE-Mobile District | 6133 | West Point (GA) | Electric Utility | GA | 2 | 35 | 42 | Conventional Hydroelectric | WAT | HY | 4 | 1975 |  |  | (OS) Out of service and NOT expected to return to service in next calendar year |  |  |  | 2016 | 12 | 10 | Troup | 32.9187 | -85.1887
27813 | USCE-Mobile District | 6133 | West Point (GA) | Electric Utility | GA | 3 | 35 | 42 | Conventional Hydroelectric | WAT | HY | 4 | 1975 |  |  | (OP) Operating |  |  |  | 2016 | 12 | 10 | Troup | 32.9187 | -85.1887
18715 | Texas Municipal Power Agency | 6136 | Gibbons Creek | Electric Utility | TX | 1 | 453.5 | 470 | Conventional Steam Coal | SUB | ST | 10 | 1983 |  |  | (OP) Operating | [6 empty] | Grimes | 30.6199 | -96.0818
17633 | Southern Indiana Gas & Elec Co | 6137 | A B Brown | Electric Utility | IN | 1 | 265.2 | 245 | Conventional Steam Coal | BIT | ST | 3 | 1979 |  |  | (OP) Operating | [6 empty] | Posey | 37.9053 | -87.715
17633 | Southern Indiana Gas & Elec Co | 6137 | A B Brown | Electric Utility | IN | 2 | 265.2 | 245 | Conventional Steam Coal | BIT | ST | 2 | 1986 |  |  | (OP) Operating | [6 empty] | Posey | 37.9053 | -87.715
17633 | Southern Indiana Gas & Elec Co | 6137 | A B Brown | Electric Utility | IN | 4 | 88.2 | 80 | Natural Gas Fired Combustion Turbine | NG | GT | 6 | 1991 |  |  | (OP) Operating | [6 empty] | Posey | 37.9053 | -87.715
17633 | Southern Indiana Gas & Elec Co | 6137 | A B Brown | Electric Utility | IN | 5 | 88.2 | 80 | Natural Gas Fired Combustion Turbine | NG | GT | 5 | 2002 |  |  | (OP) Operating | [6 empty] | Posey | 37.9053 | -87.715
17698 | Southwestern Electric Power Co | 6138 | Flint Creek | Electric Utility | AR | 1 | 558 | 528 | Conventional Steam Coal | SUB | ST | 5 | 1978 |  |  | (OP) Operating | [6 empty] | Benton | 36.2561 | -94.5241
17698 | Southwestern Electric Power Co | 6139 | Welsh | Electric Utility | TX | 1 | 558 | 528 | Conventional Steam Coal | SUB | ST | 3 | 1977 |  |  | (OP) Operating | [6 empty] | Titus | 33.0552 | -94.84
17698 | Southwestern Electric Power Co | 6139 | Welsh | Electric Utility | TX | 3 | 558 | 528 | Conventional Steam Coal | SUB | ST | 3 | 1982 |  |  | (OP) Operating | [6 empty] | Titus | 33.0552 | -94.84
26618 | USCE-St Louis District | 6140 | Clarence Cannon | Electric Utility | MO | 1 | 27 | 27 | Conventional Hydroelectric | WAT | HY | 11 | 1984 |  |  | (OP) Operating | [6 empty] | Ralls | 39.5248 | -91.644
26618 | USCE-St Louis District | 6140 | Clarence Cannon | Electric Utility | MO | 2 | 31 | 31 | Hydroelectric Pumped Storage | WAT | PS | 11 | 1984 |  |  | (OP) Operating | [6 empty] | Ralls | 39.5248 | -91.644
25477 | USCE-Kansas City District | 6141 | Harry Truman | Electric Utility | MO | 1 | 26.9 | 31 | Hydroelectric Pumped Storage | WAT | PS | 5 | 1982 |  |  | (OP) Operating | [6 empty] | Benton | 38.2623 | -93.4062
25477 | USCE-Kansas City District | 6141 | Harry Truman | Electric Utility | MO | 2 | 26.9 | 31 | Hydroelectric Pumped Storage | WAT | PS | 8 | 1982 |  |  | (OP) Operating | [6 empty] | Benton | 38.2623 | -93.4062
25477 | USCE-Kansas City District | 6141 | Harry Truman | Electric Utility | MO | 3 | 26.9 | 31 | Hydroelectric Pumped Storage | WAT | PS | 7 | 1982 |  |  | (OP) Operating | [6 empty] | Benton | 38.2623 | -93.4062
25477 | USCE-Kansas City District | 6141 | Harry Truman | Electric Utility | MO | 4 | 26.9 | 31 | Hydroelectric Pumped Storage | WAT | PS | 2 | 1982 |  |  | (OP) Operating | [6 empty] | Benton | 38.2623 | -93.4062
25477 | USCE-Kansas City District | 6141 | Harry Truman | Electric Utility | MO | 5 | 26.9 | 31 | Hydroelectric Pumped Storage | WAT | PS | 12 | 1981 |  |  | (OP) Operating | [6 empty] | Benton | 38.2623 | -93.4062
25477 | USCE-Kansas City District | 6141 | Harry Truman | Electric Utility | MO | 6 | 26.9 | 31 | Hydroelectric Pumped Storage | WAT | PS | 12 | 1979 |  |  | (OA) Out of service but expected to return to service in next calendar year | [6 empty] | Benton | 38.2623 | -93.4062
19647 | USCE-Little Rock District | 6142 | Ozark | Electric Utility | AR | 1 | 20 | 23 | Conventional Hydroelectric | WAT | HY | 11 | 1972 |  |  | (OP) Operating | [6 empty] | Franklin | 35.4693 | -93.8175
19647 | USCE-Little Rock District | 6142 | Ozark | Electric Utility | AR | 2 | 20 | 23 | Conventional Hydroelectric | WAT | HY | 8 | 1973 |  |  | (OP) Operating | [6 empty] | Franklin | 35.4693 | -93.8175
19647 | USCE-Little Rock District | 6142 | Ozark | Electric Utility | AR | 3 | 20 | 23 | Conventional Hydroelectric | WAT | HY | 10 | 1973 |  |  | (OP) Operating | [6 empty] | Franklin | 35.4693 | -93.8175
19647 | USCE-Little Rock District | 6142 | Ozark | Electric Utility | AR | 4 | 20 | 23 | Conventional Hydroelectric | WAT | HY | 12 | 1973 |  |  | (OP) Operating | [6 empty] | Franklin | 35.4693 | -93.8175
19647 | USCE-Little Rock District | 6142 | Ozark | Electric Utility | AR | 5 | 20 | 23 | Conventional Hydroelectric | WAT | HY | 5 | 1974 |  |  | (OP) Operating | [6 empty] | Franklin | 35.4693 | -93.8175
56211 | KCP&L Greater Missouri Operations Co | 6144 | Kansas City International | Electric Utility | MO | 1 | 18 | 16.7 | Natural Gas Fired Combustion Turbine | NG | GT | 4 | 1977 |  |  | (OS) Out of service and NOT expected to return to service in next calendar year | [6 empty] | Platte | 39.2973 | -94.6932
56211 | KCP&L Greater Missouri Operations Co | 6144 | Kansas City International | Electric Utility | MO | 2 | 18 | 16.9 | Natural Gas Fired Combustion Turbine | NG | GT | 4 | 1977 |  |  | (OS) Out of service and NOT expected to return to service in next calendar year | [6 empty] | Platte | 39.2973 | -94.6932
55983 | Luminant Generation Company LLC | 6145 | Comanche Peak | IPP Non-CHP | TX | 1 | 1215 | 1205 | Nuclear | NUC | ST | 8 | 1990 |  |  | (OP) Operating | [6 empty] | Somervell | 32.2984 | -97.7855
55983 | Luminant Generation Company LLC | 6145 | Comanche Peak | IPP Non-CHP | TX | 2 | 1215 | 1195 | Nuclear | NUC | ST | 4 | 1993 |  |  | (OP) Operating | [6 empty] | Somervell | 32.2984 | -97.7855
55983 | Luminant Generation Company LLC | 6146 | Martin Lake | IPP Non-CHP | TX | 1 | 793.2 | 800 | Conventional Steam Coal | LIG | ST | 5 | 1977 |  |  | (OP) Operating | [6 empty] | Rusk | 32.2606 | -94.5706
55983 | Luminant Generation Company LLC | 6146 | Martin Lake | IPP Non-CHP | TX | 2 | 793.2 | 805 | Conventional Steam Coal | LIG | ST | 5 | 1978 |  |  | (OP) Operating | [6 empty] | Rusk | 32.2606 | -94.5706
55983 | Luminant Generation Company LLC | 6146 | Martin Lake | IPP Non-CHP | TX | 3 | 793.2 | 805 | Conventional Steam Coal | LIG | ST | 4 | 1979 |  |  | (OP) Operating | [6 empty] | Rusk | 32.2606 | -94.5706
55983 | Luminant Generation Company LLC | 6147 | Monticello | IPP Non-CHP | TX | 1 | 593.4 | 535 | Conventional Steam Coal | SUB | ST | 12 | 1974 |  |  | (OP) Operating | [6 empty] | Titus | 33.0917 | -95.0417
55983 | Luminant Generation Company LLC | 6147 | Monticello | IPP Non-CHP | TX | 2 | 593.4 | 535 | Conventional Steam Coal | SUB | ST | 12 | 1975 |  |  | (OP) Operating | [6 empty] | Titus | 33.0917 | -95.0417
55983 | Luminant Generation Company LLC | 6147 | Monticello | IPP Non-CHP | TX | 3 | 793.2 | 795 | Conventional Steam Coal | SUB | ST | 6 | 1995 |  |  | (OP) Operating | [6 empty] | Titus | 33.0917 | -95.0417
50161 | FirstEnergy Nuclear Operating Company | 6149 | Davis Besse | IPP Non-CHP | OH | 1 | 925.2 | 894 | Nuclear | NUC | ST | 11 | 1977 |  |  | (OP) Operating | [6 empty] | Ottawa | 41.5967 | -83.0861
18642 | Tennessee Valley Authority | 6150 | Bellefonte | Electric Utility | AL | DG-1 | 7 | 7 | Petroleum Liquids | DFO | IC | 12 | 1998 |  |  | (OS) Out of service and NOT expected to return to service in next calendar year | [6 empty] | Jackson | 34.7092 | -85.9278
18642 | Tennessee Valley Authority | 6150 | Bellefonte | Electric Utility | AL | DG-2 | 7 | 7 | Petroleum Liquids | DFO | IC | 12 | 1998 |  |  | (OS) Out of service and NOT expected to return to service in next calendar year | [6 empty] | Jackson | 34.7092 | -85.9278
18642 | Tennessee Valley Authority | 6151 | Raccoon Mountain | Electric Utility | TN | 1 | 428.4 | 404.7 | Hydroelectric Pumped Storage | WAT | PS | 1 | 1979 |  |  | (OP) Operating | [6 empty] | Hamilton | 35.0558 | -85.3879
18642 | Tennessee Valley Authority | 6151 | Raccoon Mountain | Electric Utility | TN | 2 | 428.4 | 404.1 | Hydroelectric Pumped Storage | WAT | PS | 12 | 1978 |  |  | (OP) Operating | [6 empty] | Hamilton | 35.0558 | -85.3879
18642 | Tennessee Valley Authority | 6151 | Raccoon Mountain | Electric Utility | TN | 3 | 428.4 | 403.5 | Hydroelectric Pumped Storage | WAT | PS | 2 | 1979 |  |  | (OP) Operating | [6 empty] | Hamilton | 35.0558 | -85.3879
18642 | Tennessee Valley Authority | 6151 | Raccoon Mountain | Electric Utility | TN | 4 | 428.4 | 404 | Hydroelectric Pumped Storage | WAT | PS | 8 | 1979 |  |  | (OP) Operating | [6 empty] | Hamilton | 35.0558 | -85.3879
18642 | Tennessee Valley Authority | 6152 | Sequoyah | Electric Utility | TN | 1 | 1220.5 | 1152 | Nuclear | NUC | ST | 7 | 1981 |  |  | (OP) Operating | [6 empty] | Hamilton | 35.2267 | -85.0917
18642 | Tennessee Valley Authority | 6152 | Sequoyah | Electric Utility | TN | 2 | 1220.5 | 1125.7 | Nuclear | NUC | ST | 6 | 1982 |  |  | (OP) Operating | [6 empty] | Hamilton | 35.2267 | -85.0917
19436 | Union Electric Co - (MO) | 6153 | Callaway | Electric Utility | MO | 1 | 1235.8 | 1190 | Nuclear | NUC | ST | 12 | 1984 |  |  | (OP) Operating | [6 empty] | Callaway | 38.7589 | -91.7788
19436 | Union Electric Co - (MO) | 6155 | Rush Island | Electric Utility | MO | 1 | 621 | 590 | Conventional Steam Coal | SUB | ST | 3 | 1976 |  |  | (OP) Operating | [6 empty] | Jefferson | 38.1312 | -90.2632
19436 | Union Electric Co - (MO) | 6155 | Rush Island | Electric Utility | MO | 2 | 621 | 590 | Conventional Steam Coal | SUB | ST | 3 | 1977 |  |  | (OP) Operating | [6 empty] | Jefferson | 38.1312 | -90.2632
15452 | PSEG Power Connecticut LLC | 6156 | New Haven Harbor | IPP Non-CHP | CT | 1 | 460 | 442.5 | Petroleum Liquids | RFO | ST | 7 | 1975 |  |  | (OP) Operating | [6 empty] | New Haven | 41.284 | -72.9043
15452 | PSEG Power Connecticut LLC | 6156 | New Haven Harbor | IPP Non-CHP | CT | 2 | 60.5 | 43.2 | Petroleum Liquids | KER | GT | 6 | 2012 |  |  | (OP) Operating | [6 empty] | New Haven | 41.284 | -72.9043
15452 | PSEG Power Connecticut LLC | 6156 | New Haven Harbor | IPP Non-CHP | CT | 3 | 60.5 | 43.2 | Petroleum Liquids | KER | GT | 6 | 2012 |  |  | (OP) Operating | [6 empty] | New Haven | 41.284 | -72.9043
15452 | PSEG Power Connecticut LLC | 6156 | New Haven Harbor | IPP Non-CHP | CT | 4 | 60.5 | 43.2 | Petroleum Liquids | KER | GT | 6 | 2012 |  |  | (OP) Operating | [6 empty] | New Haven | 41.284 | -72.9043
2518 | U S Bureau of Reclamation | 6158 | New Melones | Electric Utility | CA | 1 | 150 | 191 | Conventional Hydroelectric | WAT | HY | 6 | 1979 |  |  | (OP) Operating | [6 empty] | Tuolumne | 37.9469 | -120.5282
2518 | U S Bureau of Reclamation | 6158 | New Melones | Electric Utility | CA | 2 | 150 | 191 | Conventional Hydroelectric | WAT | HY | 6 | 1979 |  |  | (OP) Operating | [6 empty] | Tuolumne | 37.9469 | -120.5282
2518 | U S Bureau of Reclamation | 6159 | Crystal | Electric Utility | CO | 1 | 28 | 35 | Conventional Hydroelectric | WAT | HY | 6 | 1978 |  |  | (OP) Operating | [6 empty] | Montrose | 38.5106 | -107.6253
2518 | U S Bureau of Reclamation | 6163 | Grand Coulee | Electric Utility | WA | 1 | 125 | 125 | Conventional Hydroelectric | WAT | HY | 4 | 1942 |  |  | (OP) Operating | [6 empty] | Grant | 47.9575 | -118.9773
2518 | U S Bureau of Reclamation | 6163 | Grand Coulee | Electric Utility | WA | 10 | 125 | 125 | Conventional Hydroelectric | WAT | HY | 9 | 1951 |  |  | (OP) Operating | [6 empty] | Grant | 47.9575 | -118.9773
2518 | U S Bureau of Reclamation | 6163 | Grand Coulee | Electric Utility | WA | 11 | 125 | 125 | Conventional Hydroelectric | WAT | HY | 6 | 1951 |  |  | (OP) Operating | [6 empty] | Grant | 47.9575 | -118.9773
2518 | U S Bureau of Reclamation | 6163 | Grand Coulee | Electric Utility | WA | 12 | 125 | 125 | Conventional Hydroelectric | WAT | HY | 4 | 1951 |  |  | (OP) Operating | [6 empty] | Grant | 47.9575 | -118.9773
2518 | U S Bureau of Reclamation | 6163 | Grand Coulee | Electric Utility | WA | 13 | 125 | 125 | Conventional Hydroelectric | WAT | HY | 10 | 1950 |  |  | (OP) Operating | [6 empty] | Grant | 47.9575 | -118.9773
2518 | U S Bureau of Reclamation | 6163 | Grand Coulee | Electric Utility | WA | 14 | 125 | 125 | Conventional Hydroelectric | WAT | HY | 7 | 1950 |  |  | (OP) Operating | [6 empty] | Grant | 47.9575 | -118.9773
2518 | U S Bureau of Reclamation | 6163 | Grand Coulee | Electric Utility | WA | 15 | 125 | 125 | Conventional Hydroelectric | WAT | HY | 4 | 1950 |  |  | (OP) Operating | [6 empty] | Grant | 47.9575 | -118.9773
2518 | U S Bureau of Reclamation | 6163 | Grand Coulee | Electric Utility | WA | 16 | 125 | 125 | Conventional Hydroelectric | WAT | HY | 9 | 1949 |  |  | (OP) Operating | [6 empty] | Grant | 47.9575 | -118.9773
2518 | U S Bureau of Reclamation | 6163 | Grand Coulee | Electric Utility | WA | 17 | 125 | 125 | Conventional Hydroelectric | WAT | HY | 7 | 1949 |  |  | (OP) Operating | [6 empty] | Grant | 47.9575 | -118.9773
2518 | U S Bureau of Reclamation | 6163 | Grand Coulee | Electric Utility | WA | 18 | 125 | 125 | Conventional Hydroelectric | WAT | HY | 5 | 1949 |  |  | (OP) Operating | [6 empty] | Grant | 47.9575 | -118.9773
2518 | U S Bureau of Reclamation | 6163 | Grand Coulee | Electric Utility | WA | 19 | 600 | 690 | Conventional Hydroelectric | WAT | HY | 9 | 1975 |  |  | (OP) Operating | [6 empty] | Grant | 47.9575 | -118.9773
2518 | U S Bureau of Reclamation | 6163 | Grand Coulee | Electric Utility | WA | 2 | 125 | 125 | Conventional Hydroelectric | WAT | HY | 1 | 1942 |  |  | (OP) Operating | [6 empty] | Grant | 47.9575 | -118.9773
2518 | U S Bureau of Reclamation | 6163 | Grand Coulee | Electric Utility | WA | 20 | 600 | 690 | Conventional Hydroelectric | WAT | HY | 4 | 1976 |  |  | (OP) Operating | [6 empty] | Grant | 47.9575 | -118.9773
2518 | U S Bureau of Reclamation | 6163 | Grand Coulee | Electric Utility | WA | 21 | 600 | 690 | Conventional Hydroelectric | WAT | HY | 12 | 1976 |  |  | (OP) Operating | [6 empty] | Grant | 47.9575 | -118.9773
2518 | U S Bureau of Reclamation | 6163 | Grand Coulee | Electric Utility | WA | 22 | 805 | 805 | Conventional Hydroelectric | WAT | HY | 5 | 1978 |  |  | (OP) Operating | [6 empty] | Grant | 47.9575 | -118.9773
2518 | U S Bureau of Reclamation | 6163 | Grand Coulee | Electric Utility | WA | 23 | 805 | 805 | Conventional Hydroelectric | WAT | HY | 11 | 1979 |  |  | (OP) Operating | [6 empty] | Grant | 47.9575 | -118.9773
2518 | U S Bureau of Reclamation | 6163 | Grand Coulee | Electric Utility | WA | 24 | 805 | 805 | Conventional Hydroelectric | WAT | HY | 5 | 1980 |  |  | (OP) Operating | [6 empty] | Grant | 47.9575 | -118.9773
2518 | U S Bureau of Reclamation | 6163 | Grand Coulee | Electric Utility | WA | 3 | 125 | 125 | Conventional Hydroelectric | WAT | HY | 9 | 1941 |  |  | (OP) Operating | [6 empty] | Grant | 47.9575 | -118.9773
2518 | U S Bureau of Reclamation | 6163 | Grand Coulee | Electric Utility | WA | 4 | 125 | 125 | Conventional Hydroelectric | WAT | HY | 2 | 1944 |  |  | (OP) Operating | [6 empty] | Grant | 47.9575 | -118.9773
2518 | U S Bureau of Reclamation | 6163 | Grand Coulee | Electric Utility | WA | 5 | 125 | 125 | Conventional Hydroelectric | WAT | HY | 11 | 1943 |  |  | (OP) Operating | [6 empty] | Grant | 47.9575 | -118.9773
2518 | U S Bureau of Reclamation | 6163 | Grand Coulee | Electric Utility | WA | 6 | 125 | 125 | Conventional Hydroelectric | WAT | HY | 8 | 1943 |  |  | (OP) Operating | [6 empty] | Grant | 47.9575 | -118.9773
2518 | U S Bureau of Reclamation | 6163 | Grand Coulee | Electric Utility | WA | 7 | 125 | 125 | Conventional Hydroelectric | WAT | HY | 10 | 1947 |  |  | (OP) Operating | [6 empty] | Grant | 47.9575 | -118.9773
2518 | U S Bureau of Reclamation | 6163 | Grand Coulee | Electric Utility | WA | 8 | 125 | 125 | Conventional Hydroelectric | WAT | HY | 2 | 1943 |  |  | (OP) Operating | [6 empty] | Grant | 47.9575 | -118.9773
2518 | U S Bureau of Reclamation | 6163 | Grand Coulee | Electric Utility | WA | 9 | 125 | 125 | Conventional Hydroelectric | WAT | HY | 4 | 1948 |  |  | (OP) Operating | [6 empty] | Grant | 47.9575 | -118.9773
2518 | U S Bureau of Reclamation | 6163 | Grand Coulee | Electric Utility | WA | LS1 | 10 | 10 | Conventional Hydroelectric | WAT | HY | 3 | 1941 |  |  | (OP) Operating | [6 empty] | Grant | 47.9575 | -118.9773
2518 | U S Bureau of Reclamation | 6163 | Grand Coulee | Electric Utility | WA | LS2 | 10 | 10 | Conventional Hydroelectric | WAT | HY | 3 | 1941 |  |  | (OP) Operating | [6 empty] | Grant | 47.9575 | -118.9773
2518 | U S Bureau of Reclamation | 6163 | Grand Coulee | Electric Utility | WA | LS3 | 10 | 10 | Conventional Hydroelectric | WAT | HY | 1 | 1951 |  |  | (OP) Operating | [6 empty] | Grant | 47.9575 | -118.9773
2518 | U S Bureau of Reclamation | 6163 | Grand Coulee | Electric Utility | WA | PG10 | 53.5 | 53.5 | Hydroelectric Pumped Storage | WAT | PS | 6 | 1983 |  |  | (OP) Operating | [6 empty] | Grant | 47.9575 | -118.9773
2518 | U S Bureau of Reclamation | 6163 | Grand Coulee | Electric Utility | WA | PG11 | 53.5 | 53.5 | Hydroelectric Pumped Storage | WAT | PS | 11 | 1983 |  |  | (OP) Operating | [6 empty] | Grant | 47.9575 | -118.9773
2518 | U S Bureau of Reclamation | 6163 | Grand Coulee | Electric Utility | WA | PG12 | 53.5 | 53.5 | Hydroelectric Pumped Storage | WAT | PS | 4 | 1984 |  |  | (OP) Operating | [6 empty] | Grant | 47.9575 | -118.9773
2518 | U S Bureau of Reclamation | 6163 | Grand Coulee | Electric Utility | WA | PG7 | 50 | 50 | Hydroelectric Pumped Storage | WAT | PS | 10 | 1973 |  |  | (OP) Operating | [6 empty] | Grant | 47.9575 | -118.9773
2518 | U S Bureau of Reclamation | 6163 | Grand Coulee | Electric Utility | WA | PG8 | 50 | 50 | Hydroelectric Pumped Storage | WAT | PS | 11 | 1973 |  |  | (OP) Operating | [6 empty] | Grant | 47.9575 | -118.9773
2518 | U S Bureau of Reclamation | 6163 | Grand Coulee | Electric Utility | WA | PG9 | 53.5 | 53.5 | Hydroelectric Pumped Storage | WAT | PS | 4 | 1983 |  |  | (OP) Operating | [6 empty] | Grant | 47.9575 | -118.9773
14354 | PacifiCorp | 6165 | Hunter | Electric Utility | UT | 1 | 525 | 471 | Conventional Steam Coal | BIT | ST | 6 | 1978 |  |  | (OP) Operating | [6 empty] | Emery | 39.1747 | -111.0289
14354 | PacifiCorp | 6165 | Hunter | Electric Utility | UT | 2 | 525 | 430 | Conventional Steam Coal | BIT | ST | 6 | 1980 |  |  | (OP) Operating | [6 empty] | Emery | 39.1747 | -111.0289
14354 | PacifiCorp | 6165 | Hunter | Electric Utility | UT | 3 | 527.2 | 460 | Conventional Steam Coal | BIT | ST | 6 | 1983 |  |  | (OP) Operating | [6 empty] | Emery | 39.1747 | -111.0289
9324 | Indiana Michigan Power Co | 6166 | Rockport | Electric Utility | IN | 1 | 1300 | 1300 | Conventional Steam Coal | SUB | ST | 12 | 1984 |  |  | (OP) Operating | [6 empty] | Spencer | 37.9256 | -87.0372
9324 | Indiana Michigan Power Co | 6166 | Rockport | Electric Utility | IN | 2 | 1300 | 1300 | Conventional Steam Coal | SUB | ST | 12 | 1989 |  |  | (OP) Operating | [6 empty] | Spencer | 37.9256 | -87.0372
19876 | Virginia Electric & Power Co | 6167 | Bath County | Electric Utility | VA | 1 | 477 | 500 | Hydroelectric Pumped Storage | WAT | PS | 12 | 1985 |  |  | (OP) Operating | [6 empty] | Bath | 38.2089 | -79.8
19876 | Virginia Electric & Power Co | 6167 | Bath County | Electric Utility | VA | 2 | 477 | 500 | Hydroelectric Pumped Storage | WAT | PS | 12 | 1985 |  |  | (OP) Operating | [6 empty] | Bath | 38.2089 | -79.8
19876 | Virginia Electric & Power Co | 6167 | Bath County | Electric Utility | VA | 3 | 477 | 502 | Hydroelectric Pumped Storage | WAT | PS | 12 | 1985 |  |  | (OP) Operating | [6 empty] | Bath | 38.2089 | -79.8
19876 | Virginia Electric & Power Co | 6167 | Bath County | Electric Utility | VA | 4 | 477 | 500 | Hydroelectric Pumped Storage | WAT | PS | 12 | 1985 |  |  | (OP) Operating | [6 empty] | Bath | 38.2089 | -79.8
19876 | Virginia Electric & Power Co | 6167 | Bath County | Electric Utility | VA | 5 | 477 | 501 | Hydroelectric Pumped Storage | WAT | PS | 12 | 1985 |  |  | (OP) Operating | [6 empty] | Bath | 38.2089 | -79.8
19876 | Virginia Electric & Power Co | 6167 | Bath County | Electric Utility | VA | 6 | 477 | 500 | Hydroelectric Pumped Storage | WAT | PS | 12 | 1985 |  |  | (OP) Operating | [6 empty] | Bath | 38.2089 | -79.8
19876 | Virginia Electric & Power Co | 6168 | North Anna | Electric Utility | VA | 1 | 979.7 | 948 | Nuclear | NUC | ST | 6 | 1978 |  |  | (OP) Operating | [6 empty] | Louisa | 38.06 | -77.7897
19876 | Virginia Electric & Power Co | 6168 | North Anna | Electric Utility | VA | 2 | 979.7 | 944 | Nuclear | NUC | ST | 12 | 1980 |  |  | (OP) Operating | [6 empty] | Louisa | 38.06 | -77.7897
19876 | Virginia Electric & Power Co | 6168 | North Anna | Electric Utility | VA | HC1 | 1 | 1 | Conventional Hydroelectric | WAT | HY | 12 | 1987 |  |  | (OP) Operating | [6 empty] | Louisa | 38.06 | -77.7897
20847 | Wisconsin Electric Power Co | 6170 | Pleasant Prairie | Electric Utility | WI | 1 | 616.6 | 594 | Conventional Steam Coal | SUB | ST | 6 | 1980 |  |  | (OP) Operating | [6 empty] | Kenosha | 42.5381 | -87.9033
20847 | Wisconsin Electric Power Co | 6170 | Pleasant Prairie | Electric Utility | WI | 2 | 616.6 | 594 | Conventional Steam Coal | SUB | ST | 7 | 1985 |  |  | (OP) Operating | [6 empty] | Kenosha | 42.5381 | -87.9033
20847 | Wisconsin Electric Power Co | 6170 | Pleasant Prairie | Electric Utility | WI | 3 | 2 | 2 | Petroleum Liquids | DFO | IC | 7 | 1985 |  |  | (SB) Standby/Backup: available for service but not normally used | [6 empty] | Kenosha | 42.5381 | -87.9033
19462 | USCE-Nashville District | 6171 | Laurel Dam | Electric Utility | KY | 1 | 70 | 61 | Conventional Hydroelectric | WAT | HY | 11 | 1977 |  |  | (OP) Operating | [6 empty] | Laurel | 36.9614 | -84.27
19400 | USACE Northwestern Division | 6172 | Libby | Electric Utility | MT | 1 | 105 | 105 | Conventional Hydroelectric | WAT | HY | 8 | 1975 |  |  | (OP) Operating | [6 empty] | Lincoln | 48.4098 | -115.3143
19400 | USACE Northwestern Division | 6172 | Libby | Electric Utility | MT | 2 | 105 | 105 | Conventional Hydroelectric | WAT | HY | 10 | 1975 |  |  | (OP) Operating | [6 empty] | Lincoln | 48.4098 | -115.3143
19400 | USACE Northwestern Division | 6172 | Libby | Electric Utility | MT | 3 | 105 | 105 | Conventional Hydroelectric | WAT | HY | 1 | 1976 |  |  | (OP) Operating | [6 empty] | Lincoln | 48.4098 | -115.3143
19400 | USACE Northwestern Division | 6172 | Libby | Electric Utility | MT | 4 | 105 | 105 | Conventional Hydroelectric | WAT | HY | 4 | 1976 |  |  | (OP) Operating | [6 empty] | Lincoln | 48.4098 | -115.3143
19400 | USACE Northwestern Division | 6172 | Libby | Electric Utility | MT | 5 | 105 | 105 | Conventional Hydroelectric | WAT | HY | 9 | 1984 |  |  | (OP) Operating | [6 empty] | Lincoln | 48.4098 | -115.3143
19400 | USACE Northwestern Division | 6174 | Lost Creek | Electric Utility | OR | 1 | 24.5 | 24.5 | Conventional Hydroelectric | WAT | HY | 9 | 1977 |  |  | (OP) Operating | [6 empty] | Jackson | 42.6717 | -122.6772
19400 | USACE Northwestern Division | 6174 | Lost Creek | Electric Utility | OR | 2 | 24.5 | 24.5 | Conventional Hydroelectric | WAT | HY | 12 | 1977 |  |  | (OP) Operating | [6 empty] | Jackson | 42.6717 | -122.6772
19400 | USACE Northwestern Division | 6175 | Lower Granite | Electric Utility | WA | 1 | 135 | 135 | Conventional Hydroelectric | WAT | HY | 4 | 1975 |  |  | (OP) Operating | [6 empty] | Whitman | 46.6595 | -117.4294
19400 | USACE Northwestern Division | 6175 | Lower Granite | Electric Utility | WA | 2 | 135 | 135 | Conventional Hydroelectric | WAT | HY | 5 | 1975 |  |  | (OA) Out of service but expected to return to service in next calendar year | [6 empty] | Whitman | 46.6595 | -117.4294
19400 | USACE Northwestern Division | 6175 | Lower Granite | Electric Utility | WA | 3 | 135 | 135 | Conventional Hydroelectric | WAT | HY | 6 | 1975 |  |  | (OP) Operating | [6 empty] | Whitman | 46.6595 | -117.4294
19400 | USACE Northwestern Division | 6175 | Lower Granite | Electric Utility | WA | 4 | 135 | 135 | Conventional Hydroelectric | WAT | HY | 2 | 1978 |  |  | (OP) Operating | [6 empty] | Whitman | 46.6595 | -117.4294
19400 | USACE Northwestern Division | 6175 | Lower Granite | Electric Utility | WA | 5 | 135 | 135 | Conventional Hydroelectric | WAT | HY | 4 | 1978 |  |  | (OP) Operating | [6 empty] | Whitman | 46.6595 | -117.4294
19400 | USACE Northwestern Division | 6175 | Lower Granite | Electric Utility | WA | 6 | 135 | 135 | Conventional Hydroelectric | WAT | HY | 4 | 1978 |  |  | (OP) Operating | [6 empty] | Whitman | 46.6595 | -117.4294
16572 | Salt River Project | 6177 | Coronado | Electric Utility | AZ | CO1 | 410.9 | 380 | Conventional Steam Coal | SUB | ST | 12 | 1979 |  |  | (OP) Operating | 2017 | 12 | 3 |  |  |  | Apache | 34.5789 | -109.2708
16572 | Salt River Project | 6177 | Coronado | Electric Utility | AZ | CO2 | 410.9 | 382 | Conventional Steam Coal | SUB | ST | 10 | 1980 |  |  | (OP) Operating | [6 empty] | Apache | 34.5789 | -109.2708
56570 | Coleto Creek Power LP | 6178 | Coleto Creek | IPP Non-CHP | TX | 1 | 622.4 | 635 | Conventional Steam Coal | SUB | ST | 6 | 1980 |  |  | (OP) Operating | [6 empty] | Goliad | 28.7128 | -97.2142
11269 | Lower Colorado River Authority | 6179 | Fayette Power Project | Electric Utility | TX | 1 | 615 | 590 | Conventional Steam Coal | SUB | ST | 6 | 1979 |  |  | (OP) Operating | [6 empty] | Fayette | 29.9172 | -96.7506
11269 | Lower Colorado River Authority | 6179 | Fayette Power Project | Electric Utility | TX | 2 | 615 | 590 | Conventional Steam Coal | SUB | ST | 5 | 1980 |  |  | (OP) Operating | [6 empty] | Fayette | 29.9172 | -96.7506
11269 | Lower Colorado River Authority | 6179 | Fayette Power Project | Electric Utility | TX | 3 | 460 | 435 | Conventional Steam Coal | SUB | ST | 4 | 1988 |  |  | (OP) Operating | [6 empty] | Fayette | 29.9172 | -96.7506
57097 | Oak Grove Management Co LLC | 6180 | Oak Grove (TX) | IPP Non-CHP | TX | OG1 | 916.8 | 840 | Conventional Steam Coal | LIG | ST | 4 | 2010 |  |  | (OP) Operating | [6 empty] | Robertson | 31.1803 | -96.4866
57097 | Oak Grove Management Co LLC | 6180 | Oak Grove (TX) | IPP Non-CHP | TX | OG2 | 878.6 | 825 | Conventional Steam Coal | LIG | ST | 4 | 2011 |  |  | (OP) Operating | [6 empty] | Robertson | 31.1803 | -96.4866
16604 | City of San Antonio - (TX) | 6181 | J T Deely | Electric Utility | TX | 1 | 486 | 420 | Conventional Steam Coal | SUB | ST | 8 | 1977 | 12 | 2018 | (OP) Operating | [6 empty] | Bexar | 29.3081 | -98.3228
16604 | City of San Antonio - (TX) | 6181 | J T Deely | Electric Utility | TX | 2 | 446 | 420 | Conventional Steam Coal | SUB | ST | 8 | 1978 | 12 | 2018 | (OP) Operating | [6 empty] | Bexar | 29.3081 | -98.3228
16624 | San Miguel Electric Coop, Inc | 6183 | San Miguel | Electric Utility | TX | 1 | 410 | 391 | Conventional Steam Coal | LIG | ST | 1 | 1982 |  |  | (OP) Operating | [6 empty] | Atascosa | 28.7044 | -98.4775
195 | Alabama Power Co | 6188 | Harris Dam | Electric Utility | AL | 1 | 67.5 | 66 | Conventional Hydroelectric | WAT | HY | 4 | 1983 |  |  | (OP) Operating | [6 empty] | Randolph | 33.2583 | -85.616
195 | Alabama Power Co | 6188 | Harris Dam | Electric Utility | AL | 2 | 67.5 | 66 | Conventional Hydroelectric | WAT | HY | 4 | 1983 |  |  | (OP) Operating | [6 empty] | Randolph | 33.2583 | -85.616
13994 | Oglethorpe Power Corporation | 6189 | Rocky Mountain Hydroelectric Plant | Electric Utility | GA | 1 | 282.6 | 345 | Hydroelectric Pumped Storage | WAT | PS | 7 | 1995 |  |  | (OP) Operating | [6 empty] | Floyd | 34.3555 | -85.3039
13994 | Oglethorpe Power Corporation | 6189 | Rocky Mountain Hydroelectric Plant | Electric Utility | GA | 2 | 282.6 | 345 | Hydroelectric Pumped Storage | WAT | PS | 6 | 1995 |  |  | (OP) Operating | [6 empty] | Floyd | 34.3555 | -85.3039
13994 | Oglethorpe Power Corporation | 6189 | Rocky Mountain Hydroelectric Plant | Electric Utility | GA | 3 | 282.6 | 345 | Hydroelectric Pumped Storage | WAT | PS | 6 | 1995 |  |  | (OP) Operating | [6 empty] | Floyd | 34.3555 | -85.3039
3265 | Cleco Power LLC | 6190 | Brame Energy Center | Electric Utility | LA | 1 | 445.5 | 419.2 | Natural Gas Steam Turbine | NG | ST | 6 | 1975 |  |  | (OP) Operating | [6 empty] | Rapides | 31.395 | -92.7167
3265 | Cleco Power LLC | 6190 | Brame Energy Center | Electric Utility | LA | 2 | 558 | 496.1 | Conventional Steam Coal | SUB | ST | 8 | 1982 |  |  | (OP) Operating | [6 empty] | Rapides | 31.395 | -92.7167
3265 | Cleco Power LLC | 6190 | Brame Energy Center | Electric Utility | LA | 3 | 703.8 | 631.3 | Petroleum Coke | PC | ST | 2 | 2010 |  |  | (OP) Operating | [6 empty] | Rapides | 31.395 | -92.7167
17718 | Southwestern Public Service Co | 6193 | Harrington | Electric Utility | TX | 1 | 360 | 339 | Conventional Steam Coal | SUB | ST | 1 | 1976 |  |  | (OP) Operating | [6 empty] | Potter | 35.2982 | -101.7472
17718 | Southwestern Public Service Co | 6193 | Harrington | Electric Utility | TX | 2 | 360 | 339 | Conventional Steam Coal | SUB | ST | 1 | 1978 |  |  | (OP) Operating | [6 empty] | Potter | 35.2982 | -101.7472
17718 | Southwestern Public Service Co | 6193 | Harrington | Electric Utility | TX | 3 | 360 | 340 | Conventional Steam Coal | SUB | ST | 1 | 1980 |  |  | (OP) Operating | [6 empty] | Potter | 35.2982 | -101.7472
17718 | Southwestern Public Service Co | 6194 | Tolk | Electric Utility | TX | 1 | 567.9 | 532 | Conventional Steam Coal | SUB | ST | 1 | 1982 |  |  | (OP) Operating | [6 empty] | Lamb | 34.1865 | -102.57
17718 | Southwestern Public Service Co | 6194 | Tolk | Electric Utility | TX | 2 | 567.9 | 535 | Conventional Steam Coal | SUB | ST | 1 | 1985 |  |  | (OP) Operating | [6 empty] | Lamb | 34.1865 | -102.57
17833 | City Utilities of Springfield - (MO) | 6195 | John Twitty Energy Center | Electric Utility | MO | GT1 | 57 | 52 | Natural Gas Fired Combustion Turbine | NG | GT | 6 | 1983 |  |  | (OP) Operating | [6 empty] | Greene | 37.1517 | -93.388
17833 | City Utilities of Springfield - (MO) | 6195 | John Twitty Energy Center | Electric Utility | MO | GT2 | 52 | 52 | Natural Gas Fired Combustion Turbine | NG | GT | 6 | 1983 |  |  | (OP) Operating | [6 empty] | Greene | 37.1517 | -93.388
17833 | City Utilities of Springfield - (MO) | 6195 | John Twitty Energy Center | Electric Utility | MO | ST1 | 194 | 184 | Conventional Steam Coal | SUB | ST | 6 | 1976 |  |  | (OP) Operating | [6 empty] | Greene | 37.1517 | -93.388
17833 | City Utilities of Springfield - (MO) | 6195 | John Twitty Energy Center | Electric Utility | MO | ST2 | 300 | 275 | Conventional Steam Coal | SUB | ST | 1 | 2011 |  |  | (OP) Operating | [6 empty] | Greene | 37.1517 | -93.388
3255 | California Dept. of Water Resources | 6196 | W E Warne | Electric Utility | CA | 1 | 37.1 | 38 | Conventional Hydroelectric | WAT | HY | 11 | 1982 |  |  | (OP) Operating | [6 empty] | Los Angeles | 34.6853 | -118.7881
3255 | California Dept. of Water Resources | 6196 | W E Warne | Electric Utility | CA | 2 | 37.1 | 38 | Conventional Hydroelectric | WAT | HY | 2 | 1983 |  |  | (OP) Operating | [6 empty] | Los Angeles | 34.6853 | -118.7881
3413 | PUD No 1 of Chelan County | 6200 | Rock Island | Electric Utility | WA | A | 1.2 | 1.2 | Conventional Hydroelectric | WAT | HY | 10 | 1931 |  |  | (OP) Operating | [6 empty] | Chelan | 47.3461 | -120.0917
3413 | PUD No 1 of Chelan County | 6200 | Rock Island | Electric Utility | WA | B-1 | 20.7 | 15 | Conventional Hydroelectric | WAT | HY | 11 | 1931 |  |  | (OP) Operating | [6 empty] | Chelan | 47.3461 | -120.0917
3413 | PUD No 1 of Chelan County | 6200 | Rock Island | Electric Utility | WA | B-10 | 22.5 | 19 | Conventional Hydroelectric | WAT | HY | 4 | 1953 |  |  | (OP) Operating | [6 empty] | Chelan | 47.3461 | -120.0917
3413 | PUD No 1 of Chelan County | 6200 | Rock Island | Electric Utility | WA | B-2 | 20.7 | 15 | Conventional Hydroelectric | WAT | HY | 10 | 1931 |  |  | (OP) Operating | [6 empty] | Chelan | 47.3461 | -120.0917
3413 | PUD No 1 of Chelan County | 6200 | Rock Island | Electric Utility | WA | B-3 | 20.7 | 15 | Conventional Hydroelectric | WAT | HY | 12 | 1932 |  |  | (OP) Operating | [6 empty] | Chelan | 47.3461 | -120.0917
3413 | PUD No 1 of Chelan County | 6200 | Rock Island | Electric Utility | WA | B-4 | 20.7 | 15 | Conventional Hydroelectric | WAT | HY | 10 | 1932 |  |  | (OP) Operating | [6 empty] | Chelan | 47.3461 | -120.0917
3413 | PUD No 1 of Chelan County | 6200 | Rock Island | Electric Utility | WA | B-5 | 22.5 | 17 | Conventional Hydroelectric | WAT | HY | 9 | 1952 |  |  | (OP) Operating | [6 empty] | Chelan | 47.3461 | -120.0917
3413 | PUD No 1 of Chelan County | 6200 | Rock Island | Electric Utility | WA | B-6 | 22.5 | 17 | Conventional Hydroelectric | WAT | HY | 10 | 1952 |  |  | (OP) Operating | [6 empty] | Chelan | 47.3461 | -120.0917
3413 | PUD No 1 of Chelan County | 6200 | Rock Island | Electric Utility | WA | B-7 | 22.5 | 17 | Conventional Hydroelectric | WAT | HY | 11 | 1952 |  |  | (OP) Operating | [6 empty] | Chelan | 47.3461 | -120.0917
3413 | PUD No 1 of Chelan County | 6200 | Rock Island | Electric Utility | WA | B-8 | 22.5 | 17 | Conventional Hydroelectric | WAT | HY | 1 | 1953 |  |  | (OP) Operating | [6 empty] | Chelan | 47.3461 | -120.0917
3413 | PUD No 1 of Chelan County | 6200 | Rock Island | Electric Utility | WA | B-9 | 22.5 | 19 | Conventional Hydroelectric | WAT | HY | 3 | 1953 |  |  | (OP) Operating | [6 empty] | Chelan | 47.3461 | -120.0917
3413 | PUD No 1 of Chelan County | 6200 | Rock Island | Electric Utility | WA | U-1 | 51.3 | 42 | Conventional Hydroelectric | WAT | HY | 8 | 1979 |  |  | (OP) Operating | [6 empty] | Chelan | 47.3461 | -120.0917
3413 | PUD No 1 of Chelan County | 6200 | Rock Island | Electric Utility | WA | U-2 | 51.3 | 42 | Conventional Hydroelectric | WAT | HY | 6 | 1979 |  |  | (OP) Operating | [6 empty] | Chelan | 47.3461 | -120.0917
3413 | PUD No 1 of Chelan County | 6200 | Rock Island | Electric Utility | WA | U-3 | 51.3 | 42 | Conventional Hydroelectric | WAT | HY | 4 | 1979 |  |  | (OP) Operating | [6 empty] | Chelan | 47.3461 | -120.0917
3413 | PUD No 1 of Chelan County | 6200 | Rock Island | Electric Utility | WA | U-4 | 51.3 | 42 | Conventional Hydroelectric | WAT | HY | 2 | 1979 |  |  | (OP) Operating | [6 empty] | Chelan | 47.3461 | -120.0917
3413 | PUD No 1 of Chelan County | 6200 | Rock Island | Electric Utility | WA | U-5 | 51.3 | 42 | Conventional Hydroelectric | WAT | HY | 12 | 1978 |  |  | (OP) Operating | [6 empty] | Chelan | 47.3461 | -120.0917
3413 | PUD No 1 of Chelan County | 6200 | Rock Island | Electric Utility | WA | U-6 | 51.3 | 42 | Conventional Hydroelectric | WAT | HY | 10 | 1978 |  |  | (OP) Operating | [6 empty] | Chelan | 47.3461 | -120.0917
3413 | PUD No 1 of Chelan County | 6200 | Rock Island | Electric Utility | WA | U-7 | 51.3 | 42 | Conventional Hydroelectric | WAT | HY | 8 | 1978 |  |  | (OP) Operating | [6 empty] | Chelan | 47.3461 | -120.0917
3413 | PUD No 1 of Chelan County | 6200 | Rock Island | Electric Utility | WA | U-8 | 51.3 | 42 | Conventional Hydroelectric | WAT | HY | 7 | 1978 |  |  | (OP) Operating | [6 empty] | Chelan | 47.3461 | -120.0917
16868 | City of Seattle - (WA) | 6202 | Ross | Electric Utility | WA | 41 | 112.5 | 94.5 | Conventional Hydroelectric | WAT | HY | 11 | 1956 |  |  | (OP) Operating |  |  |  | 2017 | 12 | 22.5 | Whatcom | 48.7326 | -121.0679
16868 | City of Seattle - (WA) | 6202 | Ross | Electric Utility | WA | 42 | 112.5 | 94.5 | Conventional Hydroelectric | WAT | HY | 1 | 1954 |  |  | (OP) Operating |  |  |  | 2017 | 12 | 22.5 | Whatcom | 48.7326 | -121.0679
16868 | City of Seattle - (WA) | 6202 | Ross | Electric Utility | WA | 43 | 112.5 | 94.5 | Conventional Hydroelectric | WAT | HY | 4 | 1953 |  |  | (OP) Operating |  |  |  | 2016 | 12 | 22.5 | Whatcom | 48.7326 | -121.0679
16868 | City of Seattle - (WA) | 6202 | Ross | Electric Utility | WA | 44 | 112.5 | 94.5 | Conventional Hydroelectric | WAT | HY | 12 | 1952 |  |  | (OP) Operating |  |  |  | 2016 | 12 | 22.5 | Whatcom | 48.7326 | -121.0679
1307 | Basin Electric Power Coop | 6204 | Laramie River Station | Electric Utility | WY | 1 | 570 | 570 | Conventional Steam Coal | SUB | ST | 9 | 1981 |  |  | (OP) Operating | [6 empty] | Platte | 42.1089 | -104.8825
1307 | Basin Electric Power Coop | 6204 | Laramie River Station | Electric Utility | WY | 2 | 570 | 570 | Conventional Steam Coal | SUB | ST | 7 | 1981 |  |  | (OP) Operating | [6 empty] | Platte | 42.1089 | -104.8825
1307 | Basin Electric Power Coop | 6204 | Laramie River Station | Electric Utility | WY | 3 | 570 | 570 | Conventional Steam Coal | SUB | ST | 11 | 1982 |  |  | (OP) Operating | [6 empty] | Platte | 42.1089 | -104.8825
15466 | Public Service Co of Colorado | 6206 | Tacoma | Electric Utility | CO | 1 | 2.3 | 2.3 | Conventional Hydroelectric | WAT | HY | 6 | 1906 |  |  | (OP) Operating | [6 empty] | La Plata | 37.5237 | -107.7828
15466 | Public Service Co of Colorado | 6206 | Tacoma | Electric Utility | CO | 2 | 2.3 | 2.3 | Conventional Hydroelectric | WAT | HY | 6 | 1905 |  |  | (OP) Operating | [6 empty] | La Plata | 37.5237 | -107.7828
15466 | Public Service Co of Colorado | 6207 | Ames Hydro | Electric Utility | CO | 1 | 3.6 | 3.8 | Conventional Hydroelectric | WAT | HY | 6 | 1906 |  |  | (OP) Operating | [6 empty] | San Miguel | 37.866 | -107.8831
2518 | U S Bureau of Reclamation | 6208 | Mount Elbert | Electric Utility | CO | 1 | 100 | 115 | Hydroelectric Pumped Storage | WAT | PS | 6 | 1981 |  |  | (OP) Operating | [6 empty] | Lake | 39.0942 | -106.3523
2518 | U S Bureau of Reclamation | 6208 | Mount Elbert | Electric Utility | CO | 2 | 100 | 115 | Hydroelectric Pumped Storage | WAT | PS | 2 | 1984 |  |  | (OP) Operating | [6 empty] | Lake | 39.0942 | -106.3523
20169 | Avista Corp | 6210 | Northeast (WA) | Electric Utility | WA | 1 | 61.8 | 45 | Natural Gas Fired Combustion Turbine | NG | GT | 12 | 1978 |  |  | (OP) Operating | [6 empty] | Spokane | 47.7351 | -117.3705
54803 | Dynegy Oakland, LLC | 6211 | Dynegy Oakland Power Plant | IPP Non-CHP | CA | GEN1 | 74.5 | 55 | Petroleum Liquids | JF | GT | 11 | 1978 |  |  | (OP) Operating | [6 empty] | Alameda | 37.7968 | -122.2819
54803 | Dynegy Oakland, LLC | 6211 | Dynegy Oakland Power Plant | IPP Non-CHP | CA | GEN2 | 74.5 | 55 | Petroleum Liquids | JF | GT | 12 | 1978 |  |  | (OP) Operating | [6 empty] | Alameda | 37.7968 | -122.2819
54803 | Dynegy Oakland, LLC | 6211 | Dynegy Oakland Power Plant | IPP Non-CHP | CA | GEN3 | 74.5 | 55 | Petroleum Liquids | JF | GT | 11 | 1978 |  |  | (OP) Operating | [6 empty] | Alameda | 37.7968 | -122.2819
9267 | Hoosier Energy R E C, Inc | 6213 | Merom | Electric Utility | IN | 1 | 540 | 493 | Conventional Steam Coal | BIT | ST | 9 | 1983 |  |  | (OP) Operating | [6 empty] | Sullivan | 39.0694 | -87.5108
9267 | Hoosier Energy R E C, Inc | 6213 | Merom | Electric Utility | IN | 2 | 540 | 490 | Conventional Steam Coal | BIT | ST | 2 | 1982 |  |  | (OP) Operating | [6 empty] | Sullivan | 39.0694 | -87.5108
5529 | City of Durant - (IA) | 6220 | Durant | Electric Utility | IA | 6A | 2 | 2.1 | Petroleum Liquids | DFO | IC | 7 | 1970 |  |  | (SB) Standby/Backup: available for service but not normally used | [6 empty] | Cedar | 41.5998 | -90.912
5529 | City of Durant - (IA) | 6220 | Durant | Electric Utility | IA | 7 | 1.8 | 1.8 | Petroleum Liquids | DFO | IC | 1 | 1998 |  |  | (SB) Standby/Backup: available for service but not normally used | [6 empty] | Cedar | 41.5998 | -90.912
5529 | City of Durant - (IA) | 6220 | Durant | Electric Utility | IA | 8 | 2.6 | 2.6 | Petroleum Liquids | DFO | IC | 5 | 2011 |  |  | (SB) Standby/Backup: available for service but not normally used | [6 empty] | Cedar | 41.5998 | -90.912
5860 | Empire District Electric Co | 6223 | Empire Energy Center | Electric Utility | MO | 1 | 129 | 82 | Natural Gas Fired Combustion Turbine | NG | GT | 3 | 1978 |  |  | (OP) Operating | [6 empty] | Jasper | 37.1385 | -94.1041
5860 | Empire District Electric Co | 6223 | Empire Energy Center | Electric Utility | MO | 2 | 129 | 82 | Natural Gas Fired Combustion Turbine | NG | GT | 6 | 1981 |  |  | (OP) Operating | [6 empty] | Jasper | 37.1385 | -94.1041
5860 | Empire District Electric Co | 6223 | Empire Energy Center | Electric Utility | MO | 3 | 60.5 | 49 | Natural Gas Fired Combustion Turbine | NG | GT | 4 | 2003 |  |  | (OP) Operating | [6 empty] | Jasper | 37.1385 | -94.1041
5860 | Empire District Electric Co | 6223 | Empire Energy Center | Electric Utility | MO | 4 | 60.5 | 49 | Natural Gas Fired Combustion Turbine | NG | GT | 4 | 2003 |  |  | (OP) Operating | [6 empty] | Jasper | 37.1385 | -94.1041
9667 | City of Jasper - (IN) | 6225 | Jasper 2 | Electric Utility | IN | 1 | 14.5 | 13.6 | Conventional Steam Coal | BIT | ST | 9 | 1968 |  |  | (SB) Standby/Backup: available for service but not normally used | [6 empty] | Dubois | 38.4004 | -86.9146
13337 | Nebraska Public Power District | 6229 | Mobile | Electric Utility | NE | 1 | 1 | 1 | Petroleum Liquids | DFO | IC | 1 | 1980 |  |  | (OP) Operating | [6 empty] | York | 40.8667 | -97.5925
13337 | Nebraska Public Power District | 6229 | Mobile | Electric Utility | NE | 2 | 1.6 | 1.6 | Petroleum Liquids | DFO | IC | 3 | 1996 |  |  | (OP) Operating | [6 empty] | York | 40.8667 | -97.5925
13337 | Nebraska Public Power District | 6229 | Mobile | Electric Utility | NE | 500 | 0.5 | 0.5 | Petroleum Liquids | DFO | IC | 10 | 1994 |  |  | (OP) Operating | [6 empty] | York | 40.8667 | -97.5925
13781 | Northern States Power Co - Minnesota | 6231 | Apple River | Electric Utility | WI | 1 | 0.8 | 0.4 | Conventional Hydroelectric | WAT | HY | 1 | 1901 | 12 | 2024 | (OP) Operating | [6 empty] | St Croix | 45.1576 | -92.7162
13781 | Northern States Power Co - Minnesota | 6231 | Apple River | Electric Utility | WI | 3 | 0.8 | 0.5 | Conventional Hydroelectric | WAT | HY | 1 | 1901 | 12 | 2024 | (OP) Operating | [6 empty] | St Croix | 45.1576 | -92.7162
13781 | Northern States Power Co - Minnesota | 6231 | Apple River | Electric Utility | WI | 4 | 0.8 | 0.5 | Conventional Hydroelectric | WAT | HY | 1 | 1901 | 12 | 2024 | (OP) Operating | [6 empty] | St Croix | 45.1576 | -92.7162
40307 | Prairie Power, Inc | 6238 | Pearl Station | Electric Utility | IL | GT1 | 24 | 20.1 | Petroleum Liquids | DFO | GT | 6 | 1973 |  |  | (OP) Operating | [6 empty] | Pike | 39.4492 | -90.6141
2442 | City of Bryan - (TX) | 6243 | Dansby | Electric Utility | TX | 1 | 105 | 110 | Natural Gas Steam Turbine | NG | ST | 9 | 1978 |  |  | (OP) Operating | [6 empty] | Brazos | 30.7217 | -96.4608
2442 | City of Bryan - (TX) | 6243 | Dansby | Electric Utility | TX | 2 | 49.1 | 47.1 | Natural Gas Fired Combustion Turbine | NG | GT | 2 | 2004 |  |  | (OP) Operating | [6 empty] | Brazos | 30.7217 | -96.4608
2442 | City of Bryan - (TX) | 6243 | Dansby | Electric Utility | TX | 3 | 49.1 | 47.1 | Natural Gas Fired Combustion Turbine | NG | GT | 3 | 2010 |  |  | (OP) Operating | [6 empty] | Brazos | 30.7217 | -96.4608
15466 | Public Service Co of Colorado | 6248 | Pawnee | Electric Utility | CO | 1 | 552.3 | 505 | Conventional Steam Coal | SUB | ST | 11 | 1981 |  |  | (OP) Operating | [6 empty] | Morgan | 40.2217 | -103.6803
17543 | South Carolina Public Service Authority | 6249 | Winyah | Electric Utility | SC | 1 | 315 | 275 | Conventional Steam Coal | BIT | ST | 3 | 1975 |  |  | (OP) Operating | [6 empty] | Georgetown | 33.3318 | -79.3572
17543 | South Carolina Public Service Authority | 6249 | Winyah | Electric Utility | SC | 2 | 315 | 285 | Conventional Steam Coal | BIT | ST | 7 | 1977 |  |  | (OP) Operating | [6 empty] | Georgetown | 33.3318 | -79.3572
17543 | South Carolina Public Service Authority | 6249 | Winyah | Electric Utility | SC | 3 | 315 | 285 | Conventional Steam Coal | BIT | ST | 5 | 1980 |  |  | (OP) Operating | [6 empty] | Georgetown | 33.3318 | -79.3572
17543 | South Carolina Public Service Authority | 6249 | Winyah | Electric Utility | SC | 4 | 315 | 285 | Conventional Steam Coal | BIT | ST | 11 | 1981 |  |  | (OP) Operating | [6 empty] | Georgetown | 33.3318 | -79.3572
3046 | Duke Energy Progress - (NC) | 6250 | Mayo | Electric Utility | NC | 1 | 763.2 | 727 | Conventional Steam Coal | BIT | ST | 3 | 1983 |  |  | (OP) Operating | [6 empty] | Person | 36.5278 | -78.8917
21535 | STP Nuclear Operating Co | 6251 | South Texas Project | IPP Non-CHP | TX | 1 | 1354.3 | 1280 | Nuclear | NUC | ST | 8 | 1988 |  |  | (OP) Operating | [6 empty] | Matagorda | 28.795 | -96.0481
21535 | STP Nuclear Operating Co | 6251 | South Texas Project | IPP Non-CHP | TX | 2 | 1354.3 | 1280 | Nuclear | NUC | ST | 6 | 1989 |  |  | (OP) Operating | [6 empty] | Matagorda | 28.795 | -96.0481
20847 | Wisconsin Electric Power Co | 6253 | Germantown | Electric Utility | WI | 1 | 61.2 | 45 | Petroleum Liquids | DFO | GT | 7 | 1978 |  |  | (OP) Operating | [6 empty] | Washington | 43.1952 | -88.1496
20847 | Wisconsin Electric Power Co | 6253 | Germantown | Electric Utility | WI | 2 | 61.2 | 45 | Petroleum Liquids | DFO | GT | 7 | 1978 |  |  | (OP) Operating | [6 empty] | Washington | 43.1952 | -88.1496
20847 | Wisconsin Electric Power Co | 6253 | Germantown | Electric Utility | WI | 3 | 61.2 | 45 | Petroleum Liquids | DFO | GT | 7 | 1978 |  |  | (OP) Operating | [6 empty] | Washington | 43.1952 | -88.1496
20847 | Wisconsin Electric Power Co | 6253 | Germantown | Electric Utility | WI | 4 | 61.2 | 45 | Petroleum Liquids | DFO | GT | 7 | 1978 |  |  | (OP) Operating | [6 empty] | Washington | 43.1952 | -88.1496
20847 | Wisconsin Electric Power Co | 6253 | Germantown | Electric Utility | WI | 5 | 90.9 | 78 | Natural Gas Fired Combustion Turbine | NG | GT | 5 | 2000 |  |  | (OP) Operating | [6 empty] | Washington | 43.1952 | -88.1496
9417 | Interstate Power and Light Co | 6254 | Ottumwa | Electric Utility | IA | 1 | 725.9 | 730 | Conventional Steam Coal | SUB | ST | 5 | 1981 |  |  | (OP) Operating | [6 empty] | Wapello | 41.0961 | -92.5558
7140 | Georgia Power Co | 6257 | Scherer | Electric Utility | GA | 1 | 891 | 817 | Conventional Steam Coal | SUB | ST | 3 | 1982 |  |  | (OP) Operating | [6 empty] | Monroe | 33.0606 | -83.8075
7140 | Georgia Power Co | 6257 | Scherer | Electric Utility | GA | 2 | 891 | 857 | Conventional Steam Coal | SUB | ST | 2 | 1984 |  |  | (OP) Operating | [6 empty] | Monroe | 33.0606 | -83.8075
7140 | Georgia Power Co | 6257 | Scherer | Electric Utility | GA | 3 | 891 | 857 | Conventional Steam Coal | SUB | ST | 1 | 1987 |  |  | (OP) Operating | [6 empty] | Monroe | 33.0606 | -83.8075
7140 | Georgia Power Co | 6257 | Scherer | Electric Utility | GA | 4 | 891 | 858 | Conventional Steam Coal | SUB | ST | 2 | 1989 |  |  | (OP) Operating | [6 empty] | Monroe | 33.0606 | -83.8075
7140 | Georgia Power Co | 6258 | Wilson | Electric Utility | GA | 5A | 53.1 | 41 | Petroleum Liquids | DFO | GT | 12 | 1972 |  |  | (OP) Operating | [6 empty] | Burke | 33.1377 | -81.7483
7140 | Georgia Power Co | 6258 | Wilson | Electric Utility | GA | 5B | 53.1 | 56 | Petroleum Liquids | DFO | GT | 12 | 1972 |  |  | (OP) Operating | [6 empty] | Burke | 33.1377 | -81.7483
7140 | Georgia Power Co | 6258 | Wilson | Electric Utility | GA | 5C | 53.1 | 49 | Petroleum Liquids | DFO | GT | 12 | 1972 |  |  | (OP) Operating | [6 empty] | Burke | 33.1377 | -81.7483
7140 | Georgia Power Co | 6258 | Wilson | Electric Utility | GA | 5D | 53.1 | 41 | Petroleum Liquids | DFO | GT | 2 | 1973 |  |  | (OP) Operating | [6 empty] | Burke | 33.1377 | -81.7483
7140 | Georgia Power Co | 6258 | Wilson | Electric Utility | GA | 5E | 53.1 | 54 | Petroleum Liquids | DFO | GT | 4 | 1973 |  |  | (OP) Operating | [6 empty] | Burke | 33.1377 | -81.7483
7140 | Georgia Power Co | 6258 | Wilson | Electric Utility | GA | 5F | 53.1 | 54 | Petroleum Liquids | DFO | GT | 4 | 1973 |  |  | (OP) Operating | [6 empty] | Burke | 33.1377 | -81.7483
7140 | Georgia Power Co | 6258 | Wilson | Electric Utility | GA | IC1 | 2.6 | 2.5 | Petroleum Liquids | DFO | IC | 12 | 1972 |  |  | (OP) Operating | [6 empty] | Burke | 33.1377 | -81.7483
733 | Appalachian Power Co | 6264 | Mountaineer | Electric Utility | WV | 1 | 1300 | 1299 | Conventional Steam Coal | BIT | ST | 9 | 1980 |  |  | (OP) Operating | [6 empty] | Mason | 38.9794 | -81.9344
14354 | PacifiCorp | 6265 | Swift 2 | Electric Utility | WA | 21 | 36 | 34 | Conventional Hydroelectric | WAT | HY | 1 | 1959 |  |  | (OS) Out of service and NOT expected to return to service in next calendar year | [6 empty] | Cowlitz | 46.0594 | -122.2594
14354 | PacifiCorp | 6265 | Swift 2 | Electric Utility | WA | 22 | 36 | 31 | Conventional Hydroelectric | WAT | HY | 12 | 1958 |  |  | (OS) Out of service and NOT expected to return to service in next calendar year | [6 empty] | Cowlitz | 46.0594 | -122.2594
5860 | Empire District Electric Co | 6280 | Ozark Beach | Electric Utility | MO | 5 | 4 | 4 | Conventional Hydroelectric | WAT | HY | 6 | 1931 |  |  | (OP) Operating | [6 empty] | Taney | 36.659 | -93.1235
5860 | Empire District Electric Co | 6280 | Ozark Beach | Electric Utility | MO | 6 | 4 | 4 | Conventional Hydroelectric | WAT | HY | 6 | 1931 |  |  | (OP) Operating | [6 empty] | Taney | 36.659 | -93.1235
5860 | Empire District Electric Co | 6280 | Ozark Beach | Electric Utility | MO | 7 | 4 | 4 | Conventional Hydroelectric | WAT | HY | 6 | 1931 |  |  | (OP) Operating | [6 empty] | Taney | 36.659 | -93.1235
5860 | Empire District Electric Co | 6280 | Ozark Beach | Electric Utility | MO | 8 | 4 | 4 | Conventional Hydroelectric | WAT | HY | 6 | 1931 |  |  | (OP) Operating | [6 empty] | Taney | 36.659 | -93.1235
10433 | Kodiak Electric Assn Inc | 6281 | Kodiak | Electric Utility | AK | 1 | 2.5 | 2.5 | Petroleum Liquids | DFO | IC | 88 | 1976 |  |  | (OP) Operating | [6 empty] | Kodiak Island | 57.79 | -152.397
10433 | Kodiak Electric Assn Inc | 6281 | Kodiak | Electric Utility | AK | 2c | 4.4 | 4.4 | Petroleum Liquids | DFO | IC | 6 | 2005 |  |  | (OP) Operating | [6 empty] | Kodiak Island | 57.79 | -152.397
10433 | Kodiak Electric Assn Inc | 6281 | Kodiak | Electric Utility | AK | 3c | 4.4 | 4.4 | Petroleum Liquids | DFO | IC | 6 | 2005 |  |  | (OP) Operating | [6 empty] | Kodiak Island | 57.79 | -152.397
10433 | Kodiak Electric Assn Inc | 6281 | Kodiak | Electric Utility | AK | 4 | 7 | 7 | Petroleum Liquids | DFO | IC | 7 | 1981 |  |  | (OP) Operating | [6 empty] | Kodiak Island | 57.79 | -152.397
10433 | Kodiak Electric Assn Inc | 6282 | Port Lions | Electric Utility | AK | 1 | 0.3 | 0.3 | Petroleum Liquids | DFO | IC | 8 | 1968 |  |  | (SB) Standby/Backup: available for service but not normally used | [6 empty] | Kodiak Island | 57.8648 | -152.8554
10433 | Kodiak Electric Assn Inc | 6282 | Port Lions | Electric Utility | AK | 2 | 0.3 | 0.2 | Petroleum Liquids | DFO | IC | 8 | 1968 |  |  | (SB) Standby/Backup: available for service but not normally used | [6 empty] | Kodiak Island | 57.8648 | -152.8554
10433 | Kodiak Electric Assn Inc | 6282 | Port Lions | Electric Utility | AK | 3 | 0.2 | 0.2 | Petroleum Liquids | DFO | IC | 6 | 1971 |  |  | (SB) Standby/Backup: available for service but not normally used | [6 empty] | Kodiak Island | 57.8648 | -152.8554
10433 | Kodiak Electric Assn Inc | 6282 | Port Lions | Electric Utility | AK | 4 | 0.2 | 0.2 | Petroleum Liquids | DFO | IC | 8 | 1975 |  |  | (SB) Standby/Backup: available for service but not normally used | [6 empty] | Kodiak Island | 57.8648 | -152.8554
19558 | Homer Electric Assn Inc | 6283 | Seldovia | Electric Utility | AK | 5 | 1.2 | 1.2 | Petroleum Liquids | DFO | IC | 12 | 2004 |  |  | (SB) Standby/Backup: available for service but not normally used | [6 empty] | Kenai Peninsula | 59.4395 | -151.7134
19558 | Homer Electric Assn Inc | 6283 | Seldovia | Electric Utility | AK | 6 | 1.2 | 1.2 | Petroleum Liquids | DFO | IC | 12 | 2004 |  |  | (SB) Standby/Backup: available for service but not normally used | [6 empty] | Kenai Peninsula | 59.4395 | -151.7134
7353 | Golden Valley Elec Assn Inc | 6285 | North Pole | Electric Utility | AK | 1 | 60.5 | 44 | Petroleum Liquids | DFO | GT | 12 | 1976 |  |  | (OP) Operating | [6 empty] | Fairbanks North Star | 64.7356 | -147.3481
7353 | Golden Valley Elec Assn Inc | 6285 | North Pole | Electric Utility | AK | 2 | 60.5 | 50 | Petroleum Liquids | DFO | GT | 2 | 1977 |  |  | (OP) Operating | [6 empty] | Fairbanks North Star | 64.7356 | -147.3481
7353 | Golden Valley Elec Assn Inc | 6285 | North Pole | Electric Utility | AK | GT3 | 47 | 41 | Petroleum Liquids | WO | CT | 3 | 2007 |  |  | (OP) Operating | [6 empty] | Fairbanks North Star | 64.7356 | -147.3481
7353 | Golden Valley Elec Assn Inc | 6285 | North Pole | Electric Utility | AK | STG1 | 13 | 10 | Petroleum Liquids | WO | CA | 3 | 2007 |  |  | (OP) Operating | [6 empty] | Fairbanks North Star | 64.7356 | -147.3481
7353 | Golden Valley Elec Assn Inc | 6286 | Fairbanks | Electric Utility | AK | 5 | 2.7 | 2.8 | Petroleum Liquids | DFO | IC | 5 | 1970 |  |  | (SB) Standby/Backup: available for service but not normally used | [6 empty] | Fairbanks North Star | 64.8542 | -147.7194
7353 | Golden Valley Elec Assn Inc | 6286 | Fairbanks | Electric Utility | AK | 6 | 2.7 | 2.8 | Petroleum Liquids | DFO | IC | 9 | 1970 |  |  | (SB) Standby/Backup: available for service but not normally used | [6 empty] | Fairbanks North Star | 64.8542 | -147.7194
7353 | Golden Valley Elec Assn Inc | 6286 | Fairbanks | Electric Utility | AK | GT1 | 18.4 | 15.5 | Petroleum Liquids | DFO | GT | 5 | 1971 |  |  | (OP) Operating | [6 empty] | Fairbanks North Star | 64.8542 | -147.7194
7353 | Golden Valley Elec Assn Inc | 6286 | Fairbanks | Electric Utility | AK | GT2 | 18.4 | 15 | Petroleum Liquids | DFO | GT | 11 | 1972 |  |  | (OP) Operating | [6 empty] | Fairbanks North Star | 64.8542 | -147.7194
7353 | Golden Valley Elec Assn Inc | 6288 | Healy | Electric Utility | AK | 1 | 28 | 25 | Conventional Steam Coal | LIG | ST | 11 | 1967 |  |  | (OP) Operating | [6 empty] | Denali | 63.8542 | -148.95
7353 | Golden Valley Elec Assn Inc | 6288 | Healy | Electric Utility | AK | 2 | 62 | 50 | Conventional Steam Coal | LIG | ST | 3 | 2016 |  |  | (OP) Operating | [6 empty] | Denali | 63.8542 | -148.95
7353 | Golden Valley Elec Assn Inc | 6288 | Healy | Electric Utility | AK | IC1 | 2.8 | 2.8 | Petroleum Liquids | DFO | IC | 9 | 1967 |  |  | (OP) Operating | [6 empty] | Denali | 63.8542 | -148.95
3522 | Chugach Electric Assn Inc | 6291 | Cooper Lake | Electric Utility | AK | 1 | 9.7 | 9.7 | Conventional Hydroelectric | WAT | HY | 5 | 1961 |  |  | (OP) Operating | [6 empty] | KENAI PENINSULA | 60.3923 | -149.6656
3522 | Chugach Electric Assn Inc | 6291 | Cooper Lake | Electric Utility | AK | 2 | 9.7 | 9.7 | Conventional Hydroelectric | WAT | HY | 5 | 1961 |  |  | (OP) Operating | [6 empty] | KENAI PENINSULA | 60.3923 | -149.6656
19558 | Homer Electric Assn Inc | 6292 | Bernice Lake | Electric Utility | AK | 2 | 20.7 | 17 | Natural Gas Fired Combustion Turbine | NG | GT | 11 | 1971 |  |  | (OP) Operating | [6 empty] | Kenai Peninsula | 60.6935 | -151.3874
19558 | Homer Electric Assn Inc | 6292 | Bernice Lake | Electric Utility | AK | 3 | 28.8 | 22.9 | Natural Gas Fired Combustion Turbine | NG | GT | 12 | 1978 |  |  | (OP) Operating | [6 empty] | Kenai Peninsula | 60.6935 | -151.3874
19558 | Homer Electric Assn Inc | 6292 | Bernice Lake | Electric Utility | AK | 4 | 27.2 | 22.5 | Natural Gas Fired Combustion Turbine | NG | GT | 11 | 1981 |  |  | (OP) Operating | [6 empty] | Kenai Peninsula | 60.6935 | -151.3874
3522 | Chugach Electric Assn Inc | 6293 | International | Electric Utility | AK | 1 | 15 | 12.6 | Natural Gas Fired Combustion Turbine | NG | GT | 12 | 1964 |  |  | (SB) Standby/Backup: available for service but not normally used | [6 empty] | Anchorage | 61.169 | -149.911
3522 | Chugach Electric Assn Inc | 6293 | International | Electric Utility | AK | 2 | 15 | 12.6 | Natural Gas Fired Combustion Turbine | NG | GT | 11 | 1965 |  |  | (SB) Standby/Backup: available for service but not normally used | [6 empty] | Anchorage | 61.169 | -149.911
40548 | Unalakleet Valley Elec Coop | 6299 | Unalakleet | Electric Utility | AK | 5 | 0.5 | 0.4 | Petroleum Liquids | DFO | IC | 5 | 2010 |  |  | (OP) Operating | [6 empty] | Nome | 63.8768 | -160.7904
40548 | Unalakleet Valley Elec Coop | 6299 | Unalakleet | Electric Utility | AK | 6 | 0.5 | 0.4 | Petroleum Liquids | DFO | IC | 5 | 2010 |  |  | (OP) Operating | [6 empty] | Nome | 63.8768 | -160.7904
40548 | Unalakleet Valley Elec Coop | 6299 | Unalakleet | Electric Utility | AK | 7 | 0.5 | 0.4 | Petroleum Liquids | DFO | IC | 12 | 2010 |  |  | (OP) Operating | [6 empty] | Nome | 63.8768 | -160.7904
40548 | Unalakleet Valley Elec Coop | 6299 | Unalakleet | Electric Utility | AK | 8 | 0.5 | 0.4 | Petroleum Liquids | DFO | IC | 12 | 2010 |  |  | (OP) Operating | [6 empty] | Nome | 63.8768 | -160.7904
13201 | Naknek Electric Assn, Inc | 6301 | Naknek | Electric Utility | AK | 4A | 1.3 | 1.3 | Petroleum Liquids | DFO | IC | 7 | 1999 |  |  | (OP) Operating | [6 empty] | Bristol Bay | 58.7304 | -157.0072
13201 | Naknek Electric Assn, Inc | 6301 | Naknek | Electric Utility | AK | 5A | 1 | 1 | Petroleum Liquids | DFO | IC | 5 | 2005 |  |  | (OP) Operating | [6 empty] | Bristol Bay | 58.7304 | -157.0072
13201 | Naknek Electric Assn, Inc | 6301 | Naknek | Electric Utility | AK | 6A | 1 | 1 | Petroleum Liquids | DFO | IC | 4 | 2006 |  |  | (OP) Operating | [6 empty] | Bristol Bay | 58.7304 | -157.0072
13201 | Naknek Electric Assn, Inc | 6301 | Naknek | Electric Utility | AK | 7A | 1 | 1 | Petroleum Liquids | DFO | IC | 4 | 2006 |  |  | (OP) Operating | [6 empty] | Bristol Bay | 58.7304 | -157.0072
13201 | Naknek Electric Assn, Inc | 6301 | Naknek | Electric Utility | AK | 8 | 1 | 1 | Petroleum Liquids | DFO | IC | 12 | 1977 |  |  | (OP) Operating | [6 empty] | Bristol Bay | 58.7304 | -157.0072
13201 | Naknek Electric Assn, Inc | 6301 | Naknek | Electric Utility | AK | NA1 | 1.1 | 1.1 | Petroleum Liquids | DFO | IC | 5 | 1988 |  |  | (OP) Operating | [6 empty] | Bristol Bay | 58.7304 | -157.0072
13201 | Naknek Electric Assn, Inc | 6301 | Naknek | Electric Utility | AK | NA2 | 1.1 | 1.1 | Petroleum Liquids | DFO | IC | 5 | 1988 |  |  | (OP) Operating | [6 empty] | Bristol Bay | 58.7304 | -157.0072
13201 | Naknek Electric Assn, Inc | 6301 | Naknek | Electric Utility | AK | NA3 | 0.8 | 0.8 | Petroleum Liquids | DFO | IC | 5 | 1991 |  |  | (OP) Operating | [6 empty] | Bristol Bay | 58.7304 | -157.0072
13201 | Naknek Electric Assn, Inc | 6301 | Naknek | Electric Utility | AK | NA4 | 0.8 | 0.8 | Petroleum Liquids | DFO | IC | 6 | 1992 |  |  | (OP) Operating | [6 empty] | Bristol Bay | 58.7304 | -157.0072
13201 | Naknek Electric Assn, Inc | 6301 | Naknek | Electric Utility | AK | NA5 | 0.8 | 0.8 | Petroleum Liquids | DFO | IC | 9 | 1993 |  |  | (OP) Operating | [6 empty] | Bristol Bay | 58.7304 | -157.0072
12385 | Metlakatla Power & Light | 6302 | Purple Lake | Electric Utility | AK | 1 | 1.3 | 1.3 | Conventional Hydroelectric | WAT | HY | 1 | 1956 |  |  | (OP) Operating | [6 empty] | Prince of Wales Ketchikan | 55.0913 | -131.545
12385 | Metlakatla Power & Light | 6302 | Purple Lake | Electric Utility | AK | 2 | 1.3 | 1.3 | Conventional Hydroelectric | WAT | HY | 1 | 1956 |  |  | (OP) Operating | [6 empty] | Prince of Wales Ketchikan | 55.0913 | -131.545
12385 | Metlakatla Power & Light | 6302 | Purple Lake | Electric Utility | AK | 3 | 1.3 | 1.3 | Conventional Hydroelectric | WAT | HY | 12 | 1962 |  |  | (OP) Operating | [6 empty] | Prince of Wales Ketchikan | 55.0913 | -131.545
10451 | Kotzebue Electric Assn Inc | 6304 | Kotzebue | Electric Utility | AK | 10 | 3 | 3 | Petroleum Liquids | DFO | IC | 12 | 1992 |  |  | (OP) Operating | [6 empty] | NORTHWEST ARCTIC | 66.8378 | -162.5569
10451 | Kotzebue Electric Assn Inc | 6304 | Kotzebue | Electric Utility | AK | 10wt | 0.1 | 0.1 | Onshore Wind Turbine | WND | WT | 7 | 1999 |  |  | (OP) Operating | [6 empty] | NORTHWEST ARCTIC | 66.8378 | -162.5569
10451 | Kotzebue Electric Assn Inc | 6304 | Kotzebue | Electric Utility | AK | 11wt | 0.1 | 0.1 | Onshore Wind Turbine | WND | WT | 5 | 2005 |  |  | (OP) Operating | [6 empty] | NORTHWEST ARCTIC | 66.8378 | -162.5569
10451 | Kotzebue Electric Assn Inc | 6304 | Kotzebue | Electric Utility | AK | 12wt | 0.1 | 0.1 | Onshore Wind Turbine | WND | WT | 5 | 2005 |  |  | (OP) Operating | [6 empty] | NORTHWEST ARCTIC | 66.8378 | -162.5569
10451 | Kotzebue Electric Assn Inc | 6304 | Kotzebue | Electric Utility | AK | 13WT | 0.1 | 0.1 | Onshore Wind Turbine | WND | WT | 5 | 2006 |  |  | (OP) Operating | [6 empty] | NORTHWEST ARCTIC | 66.8378 | -162.5569
10451 | Kotzebue Electric Assn Inc | 6304 | Kotzebue | Electric Utility | AK | 14 | 2.8 | 2.5 | Petroleum Liquids | DFO | IC | 7 | 1994 |  |  | (OP) Operating | [6 empty] | NORTHWEST ARCTIC | 66.8378 | -162.5569
10451 | Kotzebue Electric Assn Inc | 6304 | Kotzebue | Electric Utility | AK | 14wt | 0.1 | 0.1 | Onshore Wind Turbine | WND | WT | 5 | 2002 |  |  | (OP) Operating | [6 empty] | NORTHWEST ARCTIC | 66.8378 | -162.5569
10451 | Kotzebue Electric Assn Inc | 6304 | Kotzebue | Electric Utility | AK | 15 | 2.8 | 2.5 | Petroleum Liquids | DFO | IC | 2 | 2006 |  |  | (OP) Operating | [6 empty] | NORTHWEST ARCTIC | 66.8378 | -162.5569
10451 | Kotzebue Electric Assn Inc | 6304 | Kotzebue | Electric Utility | AK | 15WT | 0.1 | 0.1 | Onshore Wind Turbine | WND | WT | 5 | 2006 |  |  | (OP) Operating | [6 empty] | NORTHWEST ARCTIC | 66.8378 | -162.5569
10451 | Kotzebue Electric Assn Inc | 6304 | Kotzebue | Electric Utility | AK | 16 | 1.4 | 1.4 | Petroleum Liquids | DFO | IC | 8 | 2013 |  |  | (OP) Operating | [6 empty] | NORTHWEST ARCTIC | 66.8378 | -162.5569
10451 | Kotzebue Electric Assn Inc | 6304 | Kotzebue | Electric Utility | AK | 16WT | 0.1 | 0.1 | Onshore Wind Turbine | WND | WT | 5 | 2006 |  |  | (OP) Operating | [6 empty] | NORTHWEST ARCTIC | 66.8378 | -162.5569
10451 | Kotzebue Electric Assn Inc | 6304 | Kotzebue | Electric Utility | AK | 17WT | 0.1 | 0.1 | Onshore Wind Turbine | WND | WT | 5 | 2006 |  |  | (OP) Operating | [6 empty] | NORTHWEST ARCTIC | 66.8378 | -162.5569
10451 | Kotzebue Electric Assn Inc | 6304 | Kotzebue | Electric Utility | AK | 18WT | 0.9 | 0.9 | Onshore Wind Turbine | WND | WT | 5 | 2012 |  |  | (OP) Operating | [6 empty] | NORTHWEST ARCTIC | 66.8378 | -162.5569
10451 | Kotzebue Electric Assn Inc | 6304 | Kotzebue | Electric Utility | AK | 19WT | 0.9 | 0.9 | Onshore Wind Turbine | WND | WT | 5 | 2012 |  |  | (OP) Operating | [6 empty] | NORTHWEST ARCTIC | 66.8378 | -162.5569
10451 | Kotzebue Electric Assn Inc | 6304 | Kotzebue | Electric Utility | AK | 1WT | 0.6 | 0.6 | Onshore Wind Turbine | WND | WT | 5 | 1999 |  |  | (OP) Operating | [6 empty] | NORTHWEST ARCTIC | 66.8378 | -162.5569
10451 | Kotzebue Electric Assn Inc | 6304 | Kotzebue | Electric Utility | AK | 2WT | 0.1 | 0.1 | Onshore Wind Turbine | WND | WT | 5 | 1999 |  |  | (OP) Operating | [6 empty] | NORTHWEST ARCTIC | 66.8378 | -162.5569
10451 | Kotzebue Electric Assn Inc | 6304 | Kotzebue | Electric Utility | AK | 3WT | 0.2 | 0.2 | Onshore Wind Turbine | WND | WT | 1 | 1997 |  |  | (OP) Operating | [6 empty] | NORTHWEST ARCTIC | 66.8378 | -162.5569
10451 | Kotzebue Electric Assn Inc | 6304 | Kotzebue | Electric Utility | AK | 4WT | 0.5 | 0.5 | Onshore Wind Turbine | WND | WT | 1 | 1999 |  |  | (OP) Operating | [6 empty] | NORTHWEST ARCTIC | 66.8378 | -162.5569
10451 | Kotzebue Electric Assn Inc | 6304 | Kotzebue | Electric Utility | AK | 5WT | 0.1 | 0.1 | Onshore Wind Turbine | WND | WT | 1 | 2002 |  |  | (OP) Operating | [6 empty] | NORTHWEST ARCTIC | 66.8378 | -162.5569
10451 | Kotzebue Electric Assn Inc | 6304 | Kotzebue | Electric Utility | AK | 6WT | 0.1 | 0.1 | Onshore Wind Turbine | WND | WT | 1 | 2005 |  |  | (OP) Operating | [6 empty] | NORTHWEST ARCTIC | 66.8378 | -162.5569
10451 | Kotzebue Electric Assn Inc | 6304 | Kotzebue | Electric Utility | AK | 7A | 1.1 | 1.1 | Petroleum Liquids | DFO | IC | 8 | 1987 |  |  | (OP) Operating | [6 empty] | NORTHWEST ARCTIC | 66.8378 | -162.5569
10451 | Kotzebue Electric Assn Inc | 6304 | Kotzebue | Electric Utility | AK | 7WT | 0.1 | 0.1 | Onshore Wind Turbine | WND | WT | 2 | 2006 |  |  | (OP) Operating | [6 empty] | NORTHWEST ARCTIC | 66.8378 | -162.5569
10451 | Kotzebue Electric Assn Inc | 6304 | Kotzebue | Electric Utility | AK | 8WT | 0.1 | 0.1 | Onshore Wind Turbine | WND | WT | 7 | 1999 |  |  | (OP) Operating | [6 empty] | NORTHWEST ARCTIC | 66.8378 | -162.5569
10451 | Kotzebue Electric Assn Inc | 6304 | Kotzebue | Electric Utility | AK | 9wt | 0.1 | 0.1 | Onshore Wind Turbine | WND | WT | 7 | 1999 |  |  | (OP) Operating | [6 empty] | NORTHWEST ARCTIC | 66.8378 | -162.5569
4329 | Copper Valley Elec Assn, Inc | 6305 | Glennallen | Electric Utility | AK | 3 | 0.5 | 0.5 | Petroleum Liquids | DFO | IC | 4 | 1963 |  |  | (SB) Standby/Backup: available for service but not normally used |  |  | 0 |  |  | 0 | Valdez Cordova | 62.1104 | -145.5325
4329 | Copper Valley Elec Assn, Inc | 6305 | Glennallen | Electric Utility | AK | 4 | 0.5 | 0.5 | Petroleum Liquids | DFO | IC | 4 | 1966 |  |  | (SB) Standby/Backup: available for service but not normally used |  |  | 0 |  |  | 0 | Valdez Cordova | 62.1104 | -145.5325
4329 | Copper Valley Elec Assn, Inc | 6305 | Glennallen | Electric Utility | AK | 5 | 0.5 | 0.5 | Petroleum Liquids | DFO | IC | 4 | 1966 |  |  | (SB) Standby/Backup: available for service but not normally used |  |  | 0 |  |  | 0 | Valdez Cordova | 62.1104 | -145.5325
4329 | Copper Valley Elec Assn, Inc | 6305 | Glennallen | Electric Utility | AK | 6 | 2.6 | 2.5 | Petroleum Liquids | DFO | IC | 5 | 1976 |  |  | (OP) Operating |  |  | 0 |  |  | 0 | Valdez Cordova | 62.1104 | -145.5325
4329 | Copper Valley Elec Assn, Inc | 6305 | Glennallen | Electric Utility | AK | 7 | 2.6 | 2.5 | Petroleum Liquids | DFO | IC | 5 | 1976 |  |  | (OP) Operating |  |  | 0 |  |  | 0 | Valdez Cordova | 62.1104 | -145.5325
4329 | Copper Valley Elec Assn, Inc | 6305 | Glennallen | Electric Utility | AK | 8 | 1.2 | 1.2 | Petroleum Liquids | DFO | IC | 2 | 1999 |  |  | (OP) Operating |  |  | 0 |  |  | 0 | Valdez Cordova | 62.1104 | -145.5325
4329 | Copper Valley Elec Assn, Inc | 6305 | Glennallen | Electric Utility | AK | 9 | 2.8 | 2.8 | Petroleum Liquids | DFO | IC | 5 | 2010 |  |  | (OP) Operating |  |  | 0 |  |  | 0 | Valdez Cordova | 62.1104 | -145.5325
4329 | Copper Valley Elec Assn, Inc | 6306 | Valdez | Electric Utility | AK | 1 | 0.5 | 0.5 | Petroleum Liquids | DFO | IC | 1 | 1967 | 6 | 2016 | (OS) Out of service and NOT expected to return to service in next calendar year |  |  | 0 |  |  | 0 | Valdez Cordova | 61.1303 | -146.3647
4329 | Copper Valley Elec Assn, Inc | 6306 | Valdez | Electric Utility | AK | 2 | 0.5 | 0.5 | Petroleum Liquids | DFO | IC | 1 | 1967 | 6 | 2016 | (OS) Out of service and NOT expected to return to service in next calendar year |  |  | 0 |  |  | 0 | Valdez Cordova | 61.1303 | -146.3647
4329 | Copper Valley Elec Assn, Inc | 6306 | Valdez | Electric Utility | AK | 3 | 0.5 | 0.5 | Petroleum Liquids | DFO | IC | 1 | 1967 | 6 | 2016 | (OS) Out of service and NOT expected to return to service in next calendar year |  |  | 0 |  |  | 0 | Valdez Cordova | 61.1303 | -146.3647
4329 | Copper Valley Elec Assn, Inc | 6306 | Valdez | Electric Utility | AK | 4 | 1.9 | 1.5 | Petroleum Liquids | DFO | IC | 10 | 1972 |  |  | (OP) Operating |  |  | 0 |  |  | 0 | Valdez Cordova | 61.1303 | -146.3647
4329 | Copper Valley Elec Assn, Inc | 6306 | Valdez | Electric Utility | AK | 5 | 2.6 | 2 | Petroleum Liquids | DFO | IC | 6 | 1975 |  |  | (OP) Operating |  |  | 0 |  |  | 0 | Valdez Cordova | 61.1303 | -146.3647
4329 | Copper Valley Elec Assn, Inc | 6306 | Valdez | Electric Utility | AK | 6 | 0.9 | 0.8 | Petroleum Liquids | DFO | IC | 8 | 1974 |  |  | (OP) Operating |  |  | 0 |  |  | 0 | Valdez Cordova | 61.1303 | -146.3647
4329 | Copper Valley Elec Assn, Inc | 6306 | Valdez | Electric Utility | AK | 7 | 2.8 | 2.8 | Petroleum Liquids | DFO | GT | 8 | 1976 |  |  | (SB) Standby/Backup: available for service but not normally used |  |  | 0 |  |  | 0 | Valdez Cordova | 61.1303 | -146.3647
221 | Alaska Village Elec Coop, Inc | 6311 | Chevak | Electric Utility | AK | 1A | 0.5 | 0.5 | Petroleum Liquids | DFO | IC | 10 | 2009 |  |  | (OP) Operating | [6 empty] | Bethel | 61.4794 | -165.4994
221 | Alaska Village Elec Coop, Inc | 6311 | Chevak | Electric Utility | AK | 2A | 0.5 | 0.5 | Petroleum Liquids | DFO | IC | 10 | 2009 |  |  | (OP) Operating | [6 empty] | Bethel | 61.4794 | -165.4994
221 | Alaska Village Elec Coop, Inc | 6311 | Chevak | Electric Utility | AK | 3A | 0.8 | 0.8 | Petroleum Liquids | DFO | IC | 10 | 2009 |  |  | (OP) Operating | [6 empty] | Bethel | 61.4794 | -165.4994
221 | Alaska Village Elec Coop, Inc | 6314 | Emmonak | Electric Utility | AK | 2A | 0.5 | 0.5 | Petroleum Liquids | DFO | IC | 10 | 2012 |  |  | (OP) Operating | [6 empty] | Bethel | 60.7889 | -161.7897
221 | Alaska Village Elec Coop, Inc | 6314 | Emmonak | Electric Utility | AK | 4a | 0.5 | 0.5 | Petroleum Liquids | DFO | IC | 4 | 2005 |  |  | (OP) Operating | [6 empty] | Bethel | 60.7889 | -161.7897
221 | Alaska Village Elec Coop, Inc | 6314 | Emmonak | Electric Utility | AK | 5a | 0.5 | 0.5 | Petroleum Liquids | DFO | IC | 4 | 2005 |  |  | (OP) Operating | [6 empty] | Bethel | 60.7889 | -161.7897
221 | Alaska Village Elec Coop, Inc | 6314 | Emmonak | Electric Utility | AK | 6 | 0.9 | 0.9 | Petroleum Liquids | DFO | IC | 4 | 1995 |  |  | (OP) Operating | [6 empty] | Bethel | 60.7889 | -161.7897
221 | Alaska Village Elec Coop, Inc | 6319 | Hooper Bay | Electric Utility | AK | 3A | 0.3 | 0.3 | Petroleum Liquids | DFO | IC | 8 | 1988 |  |  | (OP) Operating | [6 empty] | Bethel | 61.5208 | -166.1003
221 | Alaska Village Elec Coop, Inc | 6319 | Hooper Bay | Electric Utility | AK | 4B | 0.5 | 0.5 | Petroleum Liquids | DFO | IC | 7 | 2013 |  |  | (OP) Operating | [6 empty] | Bethel | 61.5208 | -166.1003
221 | Alaska Village Elec Coop, Inc | 6319 | Hooper Bay | Electric Utility | AK | 5 | 0.5 | 0.5 | Petroleum Liquids | DFO | IC | 9 | 1991 | 6 | 2016 | (OP) Operating | [6 empty] | Bethel | 61.5208 | -166.1003
221 | Alaska Village Elec Coop, Inc | 6319 | Hooper Bay | Electric Utility | AK | 6 | 0.5 | 0.5 | Petroleum Liquids | DFO | IC | 10 | 1997 |  |  | (OP) Operating | [6 empty] | Bethel | 61.5208 | -166.1003
221 | Alaska Village Elec Coop, Inc | 6323 | Kiana | Electric Utility | AK | 1B | 0.3 | 0.3 | Petroleum Liquids | DFO | IC | 9 | 2001 |  |  | (OP) Operating | [6 empty] | Northwest Arctic | 67.5683 | -160.5053
221 | Alaska Village Elec Coop, Inc | 6323 | Kiana | Electric Utility | AK | 3A | 0.3 | 0.4 | Petroleum Liquids | DFO | IC | 7 | 2000 |  |  | (OP) Operating | [6 empty] | Northwest Arctic | 67.5683 | -160.5053
221 | Alaska Village Elec Coop, Inc | 6323 | Kiana | Electric Utility | AK | 4 | 0.5 | 0.5 | Petroleum Liquids | DFO | IC | 7 | 1984 |  |  | (OP) Operating | [6 empty] | Northwest Arctic | 67.5683 | -160.5053
221 | Alaska Village Elec Coop, Inc | 6329 | Mountain Village | Electric Utility | AK | 1 | 0.3 | 0.3 | Petroleum Liquids | DFO | IC | 4 | 1984 |  |  | (OP) Operating | [6 empty] | Bethel | 62.1656 | -163.0783
221 | Alaska Village Elec Coop, Inc | 6329 | Mountain Village | Electric Utility | AK | 3B | 0.5 | 0.5 | Petroleum Liquids | DFO | IC | 3 | 2005 |  |  | (OP) Operating | [6 empty] | Bethel | 62.1656 | -163.0783
221 | Alaska Village Elec Coop, Inc | 6329 | Mountain Village | Electric Utility | AK | 4A | 0.8 | 0.8 | Petroleum Liquids | DFO | IC | 12 | 2015 |  |  | (OP) Operating | [6 empty] | Bethel | 62.1656 | -163.0783
221 | Alaska Village Elec Coop, Inc | 6329 | Mountain Village | Electric Utility | AK | 5A | 0.7 | 0.7 | Petroleum Liquids | DFO | IC | 12 | 2010 |  |  | (OP) Operating | [6 empty] | Bethel | 62.1656 | -163.0783
221 | Alaska Village Elec Coop, Inc | 6330 | Noorvik | Electric Utility | AK | 1A | 0.3 | 0.3 | Petroleum Liquids | DFO | IC | 9 | 1997 |  |  | (OP) Operating | [6 empty] | Northwest Arctic | 66.8553 | -160.4958
221 | Alaska Village Elec Coop, Inc | 6330 | Noorvik | Electric Utility | AK | 2A | 0.4 | 0.4 | Petroleum Liquids | DFO | IC | 10 | 1999 |  |  | (OP) Operating | [6 empty] | Northwest Arctic | 66.8553 | -160.4958
221 | Alaska Village Elec Coop, Inc | 6330 | Noorvik | Electric Utility | AK | 3A | 0.7 | 0.7 | Petroleum Liquids | DFO | IC | 12 | 2003 |  |  | (OP) Operating | [6 empty] | Northwest Arctic | 66.8553 | -160.4958
221 | Alaska Village Elec Coop, Inc | 6333 | Nunapitchuk | Electric Utility | AK | 1A | 0.5 | 0.5 | Petroleum Liquids | DFO | IC | 7 | 2006 |  |  | (SB) Standby/Backup: available for service but not normally used | [6 empty] | Bethel | 60.8753 | -162.4533
221 | Alaska Village Elec Coop, Inc | 6338 | St Marys IC | Electric Utility | AK | 1B | 5 | 0.5 | Petroleum Liquids | DFO | IC | 12 | 2006 |  |  | (OP) Operating | [6 empty] | Bethel | 62.0636 | -163.2658
221 | Alaska Village Elec Coop, Inc | 6338 | St Marys IC | Electric Utility | AK | 2 | 0.6 | 0.6 | Petroleum Liquids | DFO | IC | 11 | 1980 |  |  | (OP) Operating | [6 empty] | Bethel | 62.0636 | -163.2658
221 | Alaska Village Elec Coop, Inc | 6338 | St Marys IC | Electric Utility | AK | 3 | 0.9 | 0.9 | Petroleum Liquids | DFO | IC | 11 | 1974 |  |  | (OP) Operating | [6 empty] | Bethel | 62.0636 | -163.2658
221 | Alaska Village Elec Coop, Inc | 6341 | Selawik | Electric Utility | AK | 1A | 0.3 | 0.3 | Petroleum Liquids | DFO | IC | 6 | 2003 |  |  | (OP) Operating | [6 empty] | Northwest Arctic | 66.5569 | -160.1431
221 | Alaska Village Elec Coop, Inc | 6341 | Selawik | Electric Utility | AK | 2B | 0.5 | 0.5 | Petroleum Liquids | DFO | IC | 8 | 2013 |  |  | (OP) Operating | [6 empty] | Northwest Arctic | 66.5569 | -160.1431
221 | Alaska Village Elec Coop, Inc | 6341 | Selawik | Electric Utility | AK | 3B | 0.9 | 0.5 | Petroleum Liquids | DFO | IC | 4 | 2014 |  |  | (OP) Operating | [6 empty] | Northwest Arctic | 66.5569 | -160.1431
221 | Alaska Village Elec Coop, Inc | 6345 | Shishmaref | Electric Utility | AK | 1 | 0.3 | 0.3 | Petroleum Liquids | DFO | IC | 6 | 2004 |  |  | (OP) Operating | [6 empty] | Nome | 65.0853 | -165.1108
221 | Alaska Village Elec Coop, Inc | 6345 | Shishmaref | Electric Utility | AK | 2 | 0.3 | 0.3 | Petroleum Liquids | DFO | IC | 12 | 1976 |  |  | (OP) Operating | [6 empty] | Nome | 65.0853 | -165.1108
221 | Alaska Village Elec Coop, Inc | 6345 | Shishmaref | Electric Utility | AK | 3A | 0.4 | 0.4 | Petroleum Liquids | DFO | IC | 4 | 2002 |  |  | (OP) Operating | [6 empty] | Nome | 65.0853 | -165.1108
221 | Alaska Village Elec Coop, Inc | 6345 | Shishmaref | Electric Utility | AK | 4A | 0.5 | 0.5 | Petroleum Liquids | DFO | IC | 7 | 2006 |  |  | (OP) Operating | [6 empty] | Nome | 65.0853 | -165.1108
221 | Alaska Village Elec Coop, Inc | 6348 | Togiak | Electric Utility | AK | 2a | 0.5 | 0.5 | Petroleum Liquids | DFO | IC | 10 | 2004 |  |  | (OP) Operating | [6 empty] | Dillingham | 59.2281 | -160.385
221 | Alaska Village Elec Coop, Inc | 6348 | Togiak | Electric Utility | AK | 4 | 0.3 | 0.3 | Petroleum Liquids | DFO | IC | 11 | 1986 |  |  | (OP) Operating | [6 empty] | Dillingham | 59.2281 | -160.385
221 | Alaska Village Elec Coop, Inc | 6348 | Togiak | Electric Utility | AK | 4B | 0.8 | 0.8 | Petroleum Liquids | DFO | IC | 10 | 2002 |  |  | (OP) Operating | [6 empty] | Dillingham | 59.2281 | -160.385
221 | Alaska Village Elec Coop, Inc | 6348 | Togiak | Electric Utility | AK | 5A | 0.8 | 0.8 | Petroleum Liquids | DFO | IC | 5 | 2014 |  |  | (OP) Operating | [6 empty] | Dillingham | 59.2281 | -160.385
8723 | City of Holland | 6356 | Sixth Street Gas Turbine | Electric Utility | MI | 1 | 24 | 16 | Petroleum Liquids | DFO | GT | 5 | 1974 |  |  | (OP) Operating | [6 empty] | Ottawa | 42.7926 | -86.1036
9130 | Hutchinson Utilities Comm | 6358 | Hutchinson Plant #2 | Electric Utility | MN | 2 | 54 | 41 | Natural Gas Fired Combined Cycle | NG | CT | 11 | 1994 |  |  | (OP) Operating | [6 empty] | McLeod | 44.8889 | -94.3493
9130 | Hutchinson Utilities Comm | 6358 | Hutchinson Plant #2 | Electric Utility | MN | 3 | 11.5 | 10 | Natural Gas Fired Combined Cycle | NG | CA | 11 | 1994 |  |  | (OP) Operating | [6 empty] | McLeod | 44.8889 | -94.3493
9130 | Hutchinson Utilities Comm | 6358 | Hutchinson Plant #2 | Electric Utility | MN | 9 | 25 | 22 | Natural Gas Fired Combustion Turbine | NG | GT | 5 | 2001 |  |  | (OP) Operating | [6 empty] | McLeod | 44.8889 | -94.3493
6169 | Fall River Rural Elec Coop Inc | 6359 | Felt | Electric Utility | ID | 1 | 2.8 | 2.8 | Conventional Hydroelectric | WAT | HY | 1 | 1986 |  |  | (OP) Operating | [6 empty] | Teton | 43.9135 | -111.2833
6169 | Fall River Rural Elec Coop Inc | 6359 | Felt | Electric Utility | ID | 2 | 2.8 | 2.8 | Conventional Hydroelectric | WAT | HY | 1 | 1986 |  |  | (OP) Operating | [6 empty] | Teton | 43.9135 | -111.2833
6169 | Fall River Rural Elec Coop Inc | 6359 | Felt | Electric Utility | ID | 4 | 0.6 | 0.6 | Conventional Hydroelectric | WAT | HY | 9 | 1946 |  |  | (OP) Operating | [6 empty] | Teton | 43.9135 | -111.2833
6169 | Fall River Rural Elec Coop Inc | 6359 | Felt | Electric Utility | ID | 5 | 0.7 | 0.7 | Conventional Hydroelectric | WAT | HY | 9 | 1947 |  |  | (OP) Operating | [6 empty] | Teton | 43.9135 | -111.2833
3828 | Cloverland Electric Co-op | 6369 | Detour | Electric Utility | MI | 6 | 3 | 2.5 | Petroleum Liquids | DFO | IC | 10 | 1973 |  |  | (OP) Operating | [6 empty] | Chippewa | 45.9836 | -83.9079
3828 | Cloverland Electric Co-op | 6369 | Detour | Electric Utility | MI | 7 | 3 | 2.5 | Petroleum Liquids | DFO | IC | 8 | 1976 |  |  | (OP) Operating | [6 empty] | Chippewa | 45.9836 | -83.9079
11018 | Lincoln Electric System | 6373 | Rokeby | Electric Utility | NE | 1 | 72.4 | 72 | Natural Gas Fired Combustion Turbine | NG | GT | 7 | 1975 |  |  | (OP) Operating | [6 empty] | Lancaster | 40.7316 | -96.7364
11018 | Lincoln Electric System | 6373 | Rokeby | Electric Utility | NE | 2 | 95.4 | 89 | Natural Gas Fired Combustion Turbine | NG | GT | 5 | 1997 |  |  | (OP) Operating | [6 empty] | Lancaster | 40.7316 | -96.7364
11018 | Lincoln Electric System | 6373 | Rokeby | Electric Utility | NE | 3 | 95.4 | 94 | Natural Gas Fired Combustion Turbine | NG | GT | 5 | 2001 |  |  | (OP) Operating | [6 empty] | Lancaster | 40.7316 | -96.7364
11018 | Lincoln Electric System | 6373 | Rokeby | Electric Utility | NE | BSU | 2.9 | 3 | Petroleum Liquids | DFO | IC | 4 | 1997 |  |  | (OP) Operating | [6 empty] | Lancaster | 40.7316 | -96.7364
13683 | North Carolina El Member Corp | 6377 | Ocracoke | Electric Utility | NC | 1 | 3 | 3 | Petroleum Liquids | DFO | IC | 4 | 1991 |  |  | (OP) Operating | [6 empty] | Hyde | 35.1094 | -75.9797
56401 | NAEA Energy Massachusetts LLC | 6378 | Dwight | IPP Non-CHP | MA | DW2 | 0.4 | 0.4 | Conventional Hydroelectric | WAT | HY | 1 | 1920 |  |  | (OA) Out of service but expected to return to service in next calendar year | [6 empty] | Hampden | 42.1495 | -72.6109
56401 | NAEA Energy Massachusetts LLC | 6378 | Dwight | IPP Non-CHP | MA | DW3 | 0.4 | 0.4 | Conventional Hydroelectric | WAT | HY | 1 | 1920 |  |  | (OA) Out of service but expected to return to service in next calendar year | [6 empty] | Hampden | 42.1495 | -72.6109
56401 | NAEA Energy Massachusetts LLC | 6378 | Dwight | IPP Non-CHP | MA | DW4 | 0.4 | 0.5 | Conventional Hydroelectric | WAT | HY | 1 | 1920 |  |  | (OA) Out of service but expected to return to service in next calendar year | [6 empty] | Hampden | 42.1495 | -72.6109
56401 | NAEA Energy Massachusetts LLC | 6379 | Indian Orchard | IPP Non-CHP | MA | IO3 | 1.5 | 1.5 | Conventional Hydroelectric | WAT | HY | 1 | 1928 |  |  | (OP) Operating | [6 empty] | Hampden | 42.161 | -72.5076
56401 | NAEA Energy Massachusetts LLC | 6379 | Indian Orchard | IPP Non-CHP | MA | IO4 | 2.2 | 2.2 | Conventional Hydroelectric | WAT | HY | 1 | 1928 |  |  | (OP) Operating | [6 empty] | Hampden | 42.161 | -72.5076
58185 | FirstLight Power Resources, Inc. - MA | 6388 | Turners Falls | IPP Non-CHP | MA | 1 | 1.4 | 1.9 | Conventional Hydroelectric | WAT | HY | 1 | 1913 |  |  | (OP) Operating | [6 empty] | Franklin | 42.608 | -72.5615
58185 | FirstLight Power Resources, Inc. - MA | 6388 | Turners Falls | IPP Non-CHP | MA | 2 | 0.4 | 0.4 | Conventional Hydroelectric | WAT | HY | 1 | 1913 |  |  | (OP) Operating | [6 empty] | Franklin | 42.608 | -72.5615
58185 | FirstLight Power Resources, Inc. - MA | 6388 | Turners Falls | IPP Non-CHP | MA | 3 | 1.3 | 1.3 | Conventional Hydroelectric | WAT | HY | 1 | 1910 |  |  | (OP) Operating | [6 empty] | Franklin | 42.608 | -72.5615
58185 | FirstLight Power Resources, Inc. - MA | 6388 | Turners Falls | IPP Non-CHP | MA | 5 | 1.3 | 1.4 | Conventional Hydroelectric | WAT | HY | 1 | 1905 |  |  | (OP) Operating | [6 empty] | Franklin | 42.608 | -72.5615
58185 | FirstLight Power Resources, Inc. - MA | 6388 | Turners Falls | IPP Non-CHP | MA | 7 | 1.3 | 1.4 | Conventional Hydroelectric | WAT | HY | 1 | 1910 |  |  | (OP) Operating | [6 empty] | Franklin | 42.608 | -72.5615
84 | A & N Electric Coop | 6390 | Tangier | Electric Utility | VA | 3 | 0.7 | 0.6 | Petroleum Liquids | DFO | IC | 5 | 1974 |  |  | (OS) Out of service and NOT expected to return to service in next calendar year | [6 empty] | Accomack | 37.8277 | -75.9915
84 | A & N Electric Coop | 6390 | Tangier | Electric Utility | VA | 4 | 1 | 0.8 | Petroleum Liquids | DFO | IC | 9 | 1974 |  |  | (OS) Out of service and NOT expected to return to service in next calendar year | [6 empty] | Accomack | 37.8277 | -75.9915
84 | A & N Electric Coop | 6390 | Tangier | Electric Utility | VA | 5 | 1.2 | 1.2 | Petroleum Liquids | DFO | IC | 12 | 1993 |  |  | (OP) Operating | [6 empty] | Accomack | 37.8277 | -75.9915
84 | A & N Electric Coop | 6390 | Tangier | Electric Utility | VA | 6 | 1.2 | 1.2 | Petroleum Liquids | DFO | IC | 12 | 1993 |  |  | (OP) Operating | [6 empty] | Accomack | 37.8277 | -75.9915
84 | A & N Electric Coop | 6391 | Smith Island | Electric Utility | MD | 2 | 0.5 | 0.4 | Petroleum Liquids | DFO | IC | 12 | 1969 |  |  | (OP) Operating | [6 empty] | Somerset | 37.9933 | -76.0353
84 | A & N Electric Coop | 6391 | Smith Island | Electric Utility | MD | 3 | 1.2 | 1.2 | Petroleum Liquids | DFO | IC | 3 | 1994 |  |  | (OP) Operating | [6 empty] | Somerset | 37.9933 | -76.0353
11273 | Lower Valley Energy Inc | 6393 | Strawberry Creek | Electric Utility | WY | 1 | 0.5 | 0.5 | Conventional Hydroelectric | WAT | HY | 1 | 1951 |  |  | (OP) Operating | [6 empty] | LINCOLN | 42.9051 | -110.8934
11273 | Lower Valley Energy Inc | 6393 | Strawberry Creek | Electric Utility | WY | 2 | 0.5 | 0.5 | Conventional Hydroelectric | WAT | HY | 1 | 1951 |  |  | (OP) Operating | [6 empty] | LINCOLN | 42.9051 | -110.8934
11273 | Lower Valley Energy Inc | 6393 | Strawberry Creek | Electric Utility | WY | 3 | 0.5 | 0.5 | Conventional Hydroelectric | WAT | HY | 1 | 1951 |  |  | (OP) Operating | [6 empty] | LINCOLN | 42.9051 | -110.8934
11273 | Lower Valley Energy Inc | 6394 | Swift Creek | Electric Utility | WY | 3 | 0.8 | 0.8 | Conventional Hydroelectric | WAT | HY | 4 | 2009 |  |  | (OP) Operating | [6 empty] | LINCOLN | 42.7284 | -110.9166
11273 | Lower Valley Energy Inc | 6394 | Swift Creek | Electric Utility | WY | 4 | 0.6 | 0.6 | Conventional Hydroelectric | WAT | HY | 2 | 2010 |  |  | (OP) Operating | [6 empty] | LINCOLN | 42.7284 | -110.9166
11273 | Lower Valley Energy Inc | 6394 | Swift Creek | Electric Utility | WY | 5 | 0.3 | 0.3 | Conventional Hydroelectric | WAT | HY | 12 | 2010 |  |  | (OP) Operating | [6 empty] | LINCOLN | 42.7284 | -110.9166
2518 | U S Bureau of Reclamation | 6395 | Anderson Ranch | Electric Utility | ID | 1 | 20 | 20 | Conventional Hydroelectric | WAT | HY | 12 | 1950 |  |  | (OP) Operating | [6 empty] | Elmore | 43.3571 | -115.4515
2518 | U S Bureau of Reclamation | 6395 | Anderson Ranch | Electric Utility | ID | 2 | 20 | 20 | Conventional Hydroelectric | WAT | HY | 7 | 1951 |  |  | (OP) Operating | [6 empty] | Elmore | 43.3571 | -115.4515
2518 | U S Bureau of Reclamation | 6396 | Black Canyon | Electric Utility | ID | 1 | 5.1 | 5.1 | Conventional Hydroelectric | WAT | HY | 12 | 1925 |  |  | (OP) Operating | [6 empty] | Gem | 43.9305 | -116.4372
2518 | U S Bureau of Reclamation | 6396 | Black Canyon | Electric Utility | ID | 2 | 5.1 | 5.1 | Conventional Hydroelectric | WAT | HY | 12 | 1925 |  |  | (OP) Operating | [6 empty] | Gem | 43.9305 | -116.4372
2518 | U S Bureau of Reclamation | 6397 | Boise R Diversion | Electric Utility | ID | 1A | 1.1 | 1.1 | Conventional Hydroelectric | WAT | HY | 6 | 2004 |  |  | (OP) Operating | [6 empty] | Ada | 43.5377 | -116.0938
2518 | U S Bureau of Reclamation | 6397 | Boise R Diversion | Electric Utility | ID | 2A | 1.1 | 1.1 | Conventional Hydroelectric | WAT | HY | 6 | 2004 |  |  | (OP) Operating | [6 empty] | Ada | 43.5377 | -116.0938
2518 | U S Bureau of Reclamation | 6397 | Boise R Diversion | Electric Utility | ID | 3A | 1.1 | 1.1 | Conventional Hydroelectric | WAT | HY | 6 | 2004 |  |  | (OP) Operating | [6 empty] | Ada | 43.5377 | -116.0938
2518 | U S Bureau of Reclamation | 6398 | Minidoka | Electric Utility | ID | 6 | 2.7 | 2.7 | Conventional Hydroelectric | WAT | HY | 6 | 1927 |  |  | (OP) Operating | [6 empty] | Minidoka | 42.6699 | -113.4832
2518 | U S Bureau of Reclamation | 6398 | Minidoka | Electric Utility | ID | 7 | 5 | 5 | Conventional Hydroelectric | WAT | HY | 5 | 1942 |  |  | (OP) Operating | [6 empty] | Minidoka | 42.6699 | -113.4832
2518 | U S Bureau of Reclamation | 6398 | Minidoka | Electric Utility | ID | 8 | 10 | 10 | Conventional Hydroelectric | WAT | HY | 6 | 1997 |  |  | (OP) Operating | [6 empty] | Minidoka | 42.6699 | -113.4832
2518 | U S Bureau of Reclamation | 6398 | Minidoka | Electric Utility | ID | 9 | 10 | 10 | Conventional Hydroelectric | WAT | HY | 6 | 1997 |  |  | (OP) Operating | [6 empty] | Minidoka | 42.6699 | -113.4832
2518 | U S Bureau of Reclamation | 6400 | Canyon Ferry | Electric Utility | MT | 1 | 16.6 | 19.2 | Conventional Hydroelectric | WAT | HY | 12 | 1953 |  |  | (OP) Operating | [6 empty] | Lewis and Clark | 46.649 | -111.7279
2518 | U S Bureau of Reclamation | 6400 | Canyon Ferry | Electric Utility | MT | 2 | 16.6 | 19.2 | Conventional Hydroelectric | WAT | HY | 4 | 1954 |  |  | (OP) Operating | [6 empty] | Lewis and Clark | 46.649 | -111.7279
2518 | U S Bureau of Reclamation | 6400 | Canyon Ferry | Electric Utility | MT | 3 | 16.6 | 19.2 | Conventional Hydroelectric | WAT | HY | 3 | 1954 |  |  | (OP) Operating | [6 empty] | Lewis and Clark | 46.649 | -111.7279
2518 | U S Bureau of Reclamation | 6402 | Elephant Butte | Electric Utility | NM | 1 | 9.3 | 9.3 | Conventional Hydroelectric | WAT | HY | 11 | 1940 |  |  | (OP) Operating | [6 empty] | Sierra | 33.1534 | -107.192
2518 | U S Bureau of Reclamation | 6402 | Elephant Butte | Electric Utility | NM | 2 | 9.3 | 9.3 | Conventional Hydroelectric | WAT | HY | 11 | 1940 |  |  | (OP) Operating | [6 empty] | Sierra | 33.1534 | -107.192
2518 | U S Bureau of Reclamation | 6402 | Elephant Butte | Electric Utility | NM | 3 | 9.3 | 9.3 | Conventional Hydroelectric | WAT | HY | 11 | 1940 |  |  | (OP) Operating | [6 empty] | Sierra | 33.1534 | -107.192
2518 | U S Bureau of Reclamation | 6403 | Green Springs | Electric Utility | OR | 1 | 17.2 | 17.2 | Conventional Hydroelectric | WAT | HY | 5 | 1960 |  |  | (OP) Operating | [6 empty] | Jackson | 42.1212 | -122.5479
2518 | U S Bureau of Reclamation | 6404 | Deer Creek (UT) | Electric Utility | UT | 1 | 2.4 | 2.7 | Conventional Hydroelectric | WAT | HY | 2 | 1958 |  |  | (OP) Operating | [6 empty] | Wasatch | 40.4044 | -111.5284
2518 | U S Bureau of Reclamation | 6404 | Deer Creek (UT) | Electric Utility | UT | 2 | 2.4 | 2.7 | Conventional Hydroelectric | WAT | HY | 2 | 1958 |  |  | (OP) Operating | [6 empty] | Wasatch | 40.4044 | -111.5284
2518 | U S Bureau of Reclamation | 6405 | Flaming Gorge | Electric Utility | UT | 1 | 50.6 | 50.6 | Conventional Hydroelectric | WAT | HY | 11 | 1963 |  |  | (OP) Operating | [6 empty] | Daggett | 40.9146 | -109.4217
2518 | U S Bureau of Reclamation | 6405 | Flaming Gorge | Electric Utility | UT | 2 | 50.6 | 50.6 | Conventional Hydroelectric | WAT | HY | 12 | 1963 |  |  | (OP) Operating | [6 empty] | Daggett | 40.9146 | -109.4217
2518 | U S Bureau of Reclamation | 6405 | Flaming Gorge | Electric Utility | UT | 3 | 50.6 | 50.6 | Conventional Hydroelectric | WAT | HY | 2 | 1964 |  |  | (OP) Operating | [6 empty] | Daggett | 40.9146 | -109.4217
2518 | U S Bureau of Reclamation | 6406 | Chandler | Electric Utility | WA | 1 | 6 | 6 | Conventional Hydroelectric | WAT | HY | 2 | 1956 |  |  | (OP) Operating | [6 empty] | Benton | 46.2668 | -119.5898
2518 | U S Bureau of Reclamation | 6406 | Chandler | Electric Utility | WA | 2 | 6 | 6 | Conventional Hydroelectric | WAT | HY | 2 | 1956 |  |  | (OP) Operating | [6 empty] | Benton | 46.2668 | -119.5898
2518 | U S Bureau of Reclamation | 6407 | Roza | Electric Utility | WA | 1 | 12.9 | 12.9 | Conventional Hydroelectric | WAT | HY | 8 | 1958 |  |  | (OP) Operating | [6 empty] | Yakima | 46.6184 | -120.4778
2518 | U S Bureau of Reclamation | 6408 | Heart Mountain | Electric Utility | WY | 1 | 5 | 5 | Conventional Hydroelectric | WAT | HY | 12 | 1948 |  |  | (OP) Operating | [6 empty] | Park | 44.5138 | -109.1296
2518 | U S Bureau of Reclamation | 6409 | Alcova | Electric Utility | WY | 1 | 20.7 | 20.7 | Conventional Hydroelectric | WAT | HY | 7 | 1955 |  |  | (OP) Operating | [6 empty] | Natrona | 42.5484 | -106.7175
2518 | U S Bureau of Reclamation | 6409 | Alcova | Electric Utility | WY | 2 | 20.7 | 20.7 | Conventional Hydroelectric | WAT | HY | 7 | 1955 |  |  | (OP) Operating | [6 empty] | Natrona | 42.5484 | -106.7175
9339 | International Bound & Wtr Comm | 6410 | Falcon Dam & Power | Electric Utility | TX | 1 | 10.5 | 10.5 | Conventional Hydroelectric | WAT | HY | 10 | 1954 |  |  | (OP) Operating | [6 empty] | Starr | 26.5575 | -99.1642
9339 | International Bound & Wtr Comm | 6410 | Falcon Dam & Power | Electric Utility | TX | 2 | 10.5 | 10 | Conventional Hydroelectric | WAT | HY | 10 | 1954 |  |  | (OP) Operating | [6 empty] | Starr | 26.5575 | -99.1642
9339 | International Bound & Wtr Comm | 6410 | Falcon Dam & Power | Electric Utility | TX | 3 | 10.5 | 10 | Conventional Hydroelectric | WAT | HY | 10 | 1954 |  |  | (OP) Operating | [6 empty] | Starr | 26.5575 | -99.1642
19449 | USACE-Fort Worth District | 6413 | Sam Rayburn Dam | Electric Utility | TX | 1 | 26 | 26 | Conventional Hydroelectric | WAT | HY | 9 | 1965 |  |  | (OP) Operating | [6 empty] | Jasper | 31.0609 | -94.1062
19449 | USACE-Fort Worth District | 6413 | Sam Rayburn Dam | Electric Utility | TX | 2 | 26 | 26 | Conventional Hydroelectric | WAT | HY | 9 | 1965 |  |  | (OA) Out of service but expected to return to service in next calendar year | [6 empty] | Jasper | 31.0609 | -94.1062
19449 | USACE-Fort Worth District | 6414 | Whitney | Electric Utility | TX | 1 | 20.9 | 21 | Conventional Hydroelectric | WAT | HY | 6 | 1953 |  |  | (OP) Operating | [6 empty] | Bosque | 31.8694 | -97.3667
19449 | USACE-Fort Worth District | 6414 | Whitney | Electric Utility | TX | 2 | 20.9 | 21 | Conventional Hydroelectric | WAT | HY | 6 | 1953 |  |  | (OA) Out of service but expected to return to service in next calendar year | [6 empty] | Bosque | 31.8694 | -97.3667
27470 | USCE-Tulsa District | 6415 | Broken Bow Dam | Electric Utility | OK | 1 | 50 | 57.5 | Conventional Hydroelectric | WAT | HY | 1 | 1970 |  |  | (OP) Operating | [6 empty] | McCurtain | 34.1388 | -94.6845
27470 | USCE-Tulsa District | 6415 | Broken Bow Dam | Electric Utility | OK | 2 | 50 | 57.5 | Conventional Hydroelectric | WAT | HY | 6 | 1970 |  |  | (OP) Operating | [6 empty] | McCurtain | 34.1388 | -94.6845
27470 | USCE-Tulsa District | 6416 | Denison | Electric Utility | TX | 1 | 50.8 | 40 | Conventional Hydroelectric | WAT | HY | 3 | 1945 |  |  | (OP) Operating |  |  |  | 2018 | 12 | 10 | Grayson | 33.8181 | -96.5692
27470 | USCE-Tulsa District | 6416 | Denison | Electric Utility | TX | 2 | 50.8 | 40 | Conventional Hydroelectric | WAT | HY | 9 | 1949 |  |  | (OP) Operating |  |  |  | 2019 | 12 | 10 | Grayson | 33.8181 | -96.5692
19462 | USCE-Nashville District | 6417 | Center Hill | Electric Utility | TN | 1 | 45 | 52 | Conventional Hydroelectric | WAT | HY | 11 | 1950 |  |  | (OP) Operating | [6 empty] | DeKalb | 36.0972 | -85.8274
19462 | USCE-Nashville District | 6417 | Center Hill | Electric Utility | TN | 2 | 45 | 52 | Conventional Hydroelectric | WAT | HY | 1 | 1951 |  |  | (OP) Operating | [6 empty] | DeKalb | 36.0972 | -85.8274
19462 | USCE-Nashville District | 6417 | Center Hill | Electric Utility | TN | 3 | 45 | 52 | Conventional Hydroelectric | WAT | HY | 4 | 1951 |  |  | (OP) Operating | [6 empty] | DeKalb | 36.0972 | -85.8274
19462 | USCE-Nashville District | 6418 | Cheatham | Electric Utility | TN | 1 | 12 | 13.8 | Conventional Hydroelectric | WAT | HY | 5 | 1958 |  |  | (OP) Operating | [6 empty] | Dickson | 36.3208 | -87.2219
19462 | USCE-Nashville District | 6418 | Cheatham | Electric Utility | TN | 2 | 12 | 13.8 | Conventional Hydroelectric | WAT | HY | 9 | 1958 |  |  | (OP) Operating | [6 empty] | Dickson | 36.3208 | -87.2219
19462 | USCE-Nashville District | 6418 | Cheatham | Electric Utility | TN | 3 | 12 | 13.8 | Conventional Hydroelectric | WAT | HY | 11 | 1958 |  |  | (OP) Operating | [6 empty] | Dickson | 36.3208 | -87.2219
27470 | USCE-Tulsa District | 6419 | Eufaula Dam | Electric Utility | OK | 1 | 30 | 34.5 | Conventional Hydroelectric | WAT | HY | 7 | 1964 |  |  | (OP) Operating | [6 empty] | Haskell | 35.3069 | -95.3572
27470 | USCE-Tulsa District | 6419 | Eufaula Dam | Electric Utility | OK | 2 | 30 | 34.5 | Conventional Hydroelectric | WAT | HY | 9 | 1964 |  |  | (OP) Operating | [6 empty] | Haskell | 35.3069 | -95.3572
27470 | USCE-Tulsa District | 6419 | Eufaula Dam | Electric Utility | OK | 3 | 30 | 34.5 | Conventional Hydroelectric | WAT | HY | 8 | 1964 |  |  | (OP) Operating | [6 empty] | Haskell | 35.3069 | -95.3572
14354 | PacifiCorp | 6421 | Lemolo 2 | Electric Utility | OR | 1 | 38.5 | 38.5 | Conventional Hydroelectric | WAT | HY | 11 | 1956 |  |  | (OP) Operating | [6 empty] | Douglas | 43.2806 | -122.4025
13902 | NorthWestern Energy | 6422 | Madison Dam | Electric Utility | MT | MAD1 | 2.2 | 2 | Conventional Hydroelectric | WAT | HY | 9 | 1906 |  |  | (OP) Operating | [6 empty] | Madison | 45.4879 | -111.6338
13902 | NorthWestern Energy | 6422 | Madison Dam | Electric Utility | MT | MAD2 | 2.2 | 2 | Conventional Hydroelectric | WAT | HY | 9 | 1906 |  |  | (OP) Operating | [6 empty] | Madison | 45.4879 | -111.6338
13902 | NorthWestern Energy | 6422 | Madison Dam | Electric Utility | MT | MAD3 | 2.2 | 2 | Conventional Hydroelectric | WAT | HY | 9 | 1906 |  |  | (OP) Operating | [6 empty] | Madison | 45.4879 | -111.6338
13902 | NorthWestern Energy | 6422 | Madison Dam | Electric Utility | MT | MAD4 | 2.2 | 2 | Conventional Hydroelectric | WAT | HY | 7 | 1908 |  |  | (OP) Operating | [6 empty] | Madison | 45.4879 | -111.6338
3413 | PUD No 1 of Chelan County | 6424 | Chelan | Electric Utility | WA | A-1 | 29.6 | 31.4 | Conventional Hydroelectric | WAT | HY | 9 | 1927 |  |  | (OP) Operating | [6 empty] | Chelan | 47.8347 | -120.0133
3413 | PUD No 1 of Chelan County | 6424 | Chelan | Electric Utility | WA | A-2 | 29.6 | 30.7 | Conventional Hydroelectric | WAT | HY | 8 | 1928 |  |  | (OP) Operating | [6 empty] | Chelan | 47.8347 | -120.0133
16868 | City of Seattle - (WA) | 6430 | Cedar Falls (WA) | Electric Utility | WA | 5 | 15 | 15 | Conventional Hydroelectric | WAT | HY | 11 | 1921 |  |  | (OP) Operating | [6 empty] | King | 47.4193 | -121.7819
16868 | City of Seattle - (WA) | 6430 | Cedar Falls (WA) | Electric Utility | WA | 6 | 15 | 15 | Conventional Hydroelectric | WAT | HY | 11 | 1929 |  |  | (OP) Operating | [6 empty] | King | 47.4193 | -121.7819
16868 | City of Seattle - (WA) | 6431 | Gorge | Electric Utility | WA | 21 | 36.8 | 32 | Conventional Hydroelectric | WAT | HY | 9 | 1924 |  |  | (OP) Operating |  |  |  | 2023 | 12 | 4 | Whatcom | 48.6981 | -121.2086
16868 | City of Seattle - (WA) | 6431 | Gorge | Electric Utility | WA | 22 | 36.8 | 32 | Conventional Hydroelectric | WAT | HY | 9 | 1924 |  |  | (OP) Operating |  |  |  | 2024 | 12 | 4 | Whatcom | 48.6981 | -121.2086
16868 | City of Seattle - (WA) | 6431 | Gorge | Electric Utility | WA | 23 | 36.8 | 32 | Conventional Hydroelectric | WAT | HY | 5 | 1929 |  |  | (OP) Operating |  |  |  | 2022 | 12 | 4 | Whatcom | 48.6981 | -121.2086
16868 | City of Seattle - (WA) | 6431 | Gorge | Electric Utility | WA | 24 | 96.9 | 80 | Conventional Hydroelectric | WAT | HY | 6 | 1951 |  |  | (OP) Operating |  |  |  | 2016 | 6 | 10 | Whatcom | 48.6981 | -121.2086
16868 | City of Seattle - (WA) | 6432 | Diablo | Electric Utility | WA | 31 | 90 | 83 | Conventional Hydroelectric | WAT | HY | 4 | 1937 |  |  | (OP) Operating |  |  |  | 2018 | 12 | 11 | Whatcom | 48.7139 | -121.1317
16868 | City of Seattle - (WA) | 6432 | Diablo | Electric Utility | WA | 32 | 90 | 83 | Conventional Hydroelectric | WAT | HY | 10 | 1936 |  |  | (OP) Operating |  |  |  | 2017 | 12 | 11 | Whatcom | 48.7139 | -121.1317
16868 | City of Seattle - (WA) | 6432 | Diablo | Electric Utility | WA | 35 | 1.2 | 1.2 | Conventional Hydroelectric | WAT | HY | 10 | 1936 |  |  | (OP) Operating | [6 empty] | Whatcom | 48.7139 | -121.1317
16868 | City of Seattle - (WA) | 6432 | Diablo | Electric Utility | WA | 36 | 1.2 | 1.2 | Conventional Hydroelectric | WAT | HY | 10 | 1936 |  |  | (OP) Operating | [6 empty] | Whatcom | 48.7139 | -121.1317
16868 | City of Seattle - (WA) | 6433 | Boundary | Electric Utility | WA | 51 | 158.4 | 158.4 | Conventional Hydroelectric | WAT | HY | 10 | 1967 |  |  | (OP) Operating | [6 empty] | Pend Oreille | 48.9871 | -117.3478
16868 | City of Seattle - (WA) | 6433 | Boundary | Electric Utility | WA | 52 | 161.5 | 161.5 | Conventional Hydroelectric | WAT | HY | 8 | 1967 |  |  | (OP) Operating | [6 empty] | Pend Oreille | 48.9871 | -117.3478
16868 | City of Seattle - (WA) | 6433 | Boundary | Electric Utility | WA | 53 | 158.4 | 158.4 | Conventional Hydroelectric | WAT | HY | 9 | 1967 |  |  | (OP) Operating | [6 empty] | Pend Oreille | 48.9871 | -117.3478
16868 | City of Seattle - (WA) | 6433 | Boundary | Electric Utility | WA | 54 | 161.5 | 161.5 | Conventional Hydroelectric | WAT | HY | 8 | 1967 |  |  | (OP) Operating | [6 empty] | Pend Oreille | 48.9871 | -117.3478
16868 | City of Seattle - (WA) | 6433 | Boundary | Electric Utility | WA | 55 | 239.4 | 232 | Conventional Hydroelectric | WAT | HY | 11 | 1985 |  |  | (OP) Operating | [6 empty] | Pend Oreille | 48.9871 | -117.3478
16868 | City of Seattle - (WA) | 6433 | Boundary | Electric Utility | WA | 56 | 239.4 | 232 | Conventional Hydroelectric | WAT | HY | 5 | 1986 |  |  | (OP) Operating | [6 empty] | Pend Oreille | 48.9871 | -117.3478
5416 | Duke Energy Carolinas, LLC | 6438 | Queens Creek | Electric Utility | NC | 1 | 1.4 | 1.4 | Conventional Hydroelectric | WAT | HY | 1 | 1949 |  |  | (OP) Operating | [6 empty] | Macon | 35.2713 | -83.676
18642 | Tennessee Valley Authority | 6440 | Wilson Dam | Electric Utility | AL | 1 | 23 | 22 | Conventional Hydroelectric | WAT | HY | 9 | 1925 |  |  | (OP) Operating | [6 empty] | Lauderdale | 34.7978 | -87.6254
18642 | Tennessee Valley Authority | 6440 | Wilson Dam | Electric Utility | AL | 10 | 29.2 | 29.5 | Conventional Hydroelectric | WAT | HY | 5 | 1942 |  |  | (OP) Operating | [6 empty] | Lauderdale | 34.7978 | -87.6254
18642 | Tennessee Valley Authority | 6440 | Wilson Dam | Electric Utility | AL | 11 | 29.2 | 29.2 | Conventional Hydroelectric | WAT | HY | 7 | 1942 |  |  | (OP) Operating | [6 empty] | Lauderdale | 34.7978 | -87.6254
18642 | Tennessee Valley Authority | 6440 | Wilson Dam | Electric Utility | AL | 12 | 29.2 | 29.2 | Conventional Hydroelectric | WAT | HY | 8 | 1942 |  |  | (OP) Operating | [6 empty] | Lauderdale | 34.7978 | -87.6254
18642 | Tennessee Valley Authority | 6440 | Wilson Dam | Electric Utility | AL | 13 | 29.2 | 29.4 | Conventional Hydroelectric | WAT | HY | 4 | 1943 |  |  | (OP) Operating | [6 empty] | Lauderdale | 34.7978 | -87.6254
18642 | Tennessee Valley Authority | 6440 | Wilson Dam | Electric Utility | AL | 14 | 25.2 | 29.4 | Conventional Hydroelectric | WAT | HY | 11 | 1943 |  |  | (OP) Operating | [6 empty] | Lauderdale | 34.7978 | -87.6254
18642 | Tennessee Valley Authority | 6440 | Wilson Dam | Electric Utility | AL | 15 | 29.2 | 29.2 | Conventional Hydroelectric | WAT | HY | 12 | 1949 |  |  | (OP) Operating | [6 empty] | Lauderdale | 34.7978 | -87.6254
18642 | Tennessee Valley Authority | 6440 | Wilson Dam | Electric Utility | AL | 16 | 29.2 | 29.2 | Conventional Hydroelectric | WAT | HY | 1 | 1950 |  |  | (OP) Operating | [6 empty] | Lauderdale | 34.7978 | -87.6254
18642 | Tennessee Valley Authority | 6440 | Wilson Dam | Electric Utility | AL | 17 | 29.2 | 29 | Conventional Hydroelectric | WAT | HY | 2 | 1950 |  |  | (OP) Operating | [6 empty] | Lauderdale | 34.7978 | -87.6254
18642 | Tennessee Valley Authority | 6440 | Wilson Dam | Electric Utility | AL | 18 | 25.2 | 29 | Conventional Hydroelectric | WAT | HY | 3 | 1950 |  |  | (OP) Operating | [6 empty] | Lauderdale | 34.7978 | -87.6254
18642 | Tennessee Valley Authority | 6440 | Wilson Dam | Electric Utility | AL | 19 | 54 | 55 | Conventional Hydroelectric | WAT | HY | 12 | 1961 |  |  | (OP) Operating | [6 empty] | Lauderdale | 34.7978 | -87.6254
18642 | Tennessee Valley Authority | 6440 | Wilson Dam | Electric Utility | AL | 2 | 23 | 22.3 | Conventional Hydroelectric | WAT | HY | 9 | 1925 |  |  | (OP) Operating | [6 empty] | Lauderdale | 34.7978 | -87.6254
18642 | Tennessee Valley Authority | 6440 | Wilson Dam | Electric Utility | AL | 20 | 54 | 55 | Conventional Hydroelectric | WAT | HY | 1 | 1962 |  |  | (OP) Operating | [6 empty] | Lauderdale | 34.7978 | -87.6254
18642 | Tennessee Valley Authority | 6440 | Wilson Dam | Electric Utility | AL | 21 | 54 | 55 | Conventional Hydroelectric | WAT | HY | 4 | 1962 |  |  | (OP) Operating | [6 empty] | Lauderdale | 34.7978 | -87.6254
18642 | Tennessee Valley Authority | 6440 | Wilson Dam | Electric Utility | AL | 3 | 23 | 23 | Conventional Hydroelectric | WAT | HY | 9 | 1925 |  |  | (OP) Operating | [6 empty] | Lauderdale | 34.7978 | -87.6254
18642 | Tennessee Valley Authority | 6440 | Wilson Dam | Electric Utility | AL | 4 | 23 | 22 | Conventional Hydroelectric | WAT | HY | 9 | 1925 |  |  | (OP) Operating | [6 empty] | Lauderdale | 34.7978 | -87.6254
18642 | Tennessee Valley Authority | 6440 | Wilson Dam | Electric Utility | AL | 5 | 36 | 30.3 | Conventional Hydroelectric | WAT | HY | 9 | 1925 |  |  | (OP) Operating | [6 empty] | Lauderdale | 34.7978 | -87.6254
18642 | Tennessee Valley Authority | 6440 | Wilson Dam | Electric Utility | AL | 6 | 30.9 | 30.4 | Conventional Hydroelectric | WAT | HY | 9 | 1925 |  |  | (OP) Operating | [6 empty] | Lauderdale | 34.7978 | -87.6254
18642 | Tennessee Valley Authority | 6440 | Wilson Dam | Electric Utility | AL | 7 | 30.9 | 29.1 | Conventional Hydroelectric | WAT | HY | 9 | 1925 |  |  | (OP) Operating | [6 empty] | Lauderdale | 34.7978 | -87.6254
18642 | Tennessee Valley Authority | 6440 | Wilson Dam | Electric Utility | AL | 8 | 30.9 | 30.7 | Conventional Hydroelectric | WAT | HY | 9 | 1925 |  |  | (OP) Operating | [6 empty] | Lauderdale | 34.7978 | -87.6254
18642 | Tennessee Valley Authority | 6440 | Wilson Dam | Electric Utility | AL | 9 | 29.2 | 29.6 | Conventional Hydroelectric | WAT | HY | 3 | 1942 |  |  | (OP) Operating | [6 empty] | Lauderdale | 34.7978 | -87.6254
14534 | City of Pasadena - (CA) | 6449 | Azusa | Electric Utility | CA | 1 | 3 | 2 | Conventional Hydroelectric | WAT | HY | 2 | 1949 |  |  | (OP) Operating | [6 empty] | Los Angeles | 34.1548 | -117.9093
7601 | Green Mountain Power Corp | 6450 | Proctor | Electric Utility | VT | 1 | 1.6 | 1.6 | Conventional Hydroelectric | WAT | HY | 8 | 1927 |  |  | (OP) Operating | [6 empty] | Rutland | 43.6628 | -73.034
7601 | Green Mountain Power Corp | 6450 | Proctor | Electric Utility | VT | 2 | 0.8 | 0.7 | Conventional Hydroelectric | WAT | HY | 8 | 1905 |  |  | (OP) Operating | [6 empty] | Rutland | 43.6628 | -73.034
7601 | Green Mountain Power Corp | 6450 | Proctor | Electric Utility | VT | 3 | 0.8 | 0.7 | Conventional Hydroelectric | WAT | HY | 8 | 1905 |  |  | (OP) Operating | [6 empty] | Rutland | 43.6628 | -73.034
7601 | Green Mountain Power Corp | 6450 | Proctor | Electric Utility | VT | 4 | 0.8 | 0.7 | Conventional Hydroelectric | WAT | HY | 8 | 1905 |  |  | (OP) Operating | [6 empty] | Rutland | 43.6628 | -73.034
7601 | Green Mountain Power Corp | 6450 | Proctor | Electric Utility | VT | 5 | 2.9 | 2.8 | Conventional Hydroelectric | WAT | HY | 10 | 1984 |  |  | (OP) Operating | [6 empty] | Rutland | 43.6628 | -73.034
7601 | Green Mountain Power Corp | 6451 | Beldens | Electric Utility | VT | 1 | 0.8 | 0.6 | Conventional Hydroelectric | WAT | HY | 8 | 1913 |  |  | (OP) Operating | [6 empty] | Addison | 44.0525 | -73.1762
7601 | Green Mountain Power Corp | 6451 | Beldens | Electric Utility | VT | 2 | 0.8 | 0.6 | Conventional Hydroelectric | WAT | HY | 8 | 1913 |  |  | (OP) Operating | [6 empty] | Addison | 44.0525 | -73.1762
7601 | Green Mountain Power Corp | 6451 | Beldens | Electric Utility | VT | HC3 | 4.1 | 3.2 | Conventional Hydroelectric | WAT | HY | 12 | 1988 |  |  | (OP) Operating | [6 empty] | Addison | 44.0525 | -73.1762
7601 | Green Mountain Power Corp | 6456 | Carver Falls | Electric Utility | NY | 1 | 1.3 | 1.3 | Conventional Hydroelectric | WAT | HY | 2 | 1922 |  |  | (OP) Operating | [6 empty] | Washington | 43.6262 | -73.3073
7601 | Green Mountain Power Corp | 6456 | Carver Falls | Electric Utility | NY | 2 | 0.6 | 0.6 | Conventional Hydroelectric | WAT | HY | 2 | 1922 |  |  | (OP) Operating | [6 empty] | Washington | 43.6262 | -73.3073
14354 | PacifiCorp | 6459 | Big Fork | Electric Utility | MT | 1 | 1.7 | 1.9 | Conventional Hydroelectric | WAT | HY | 7 | 1927 |  |  | (OP) Operating | [6 empty] | Flathead | 48.0592 | -114.0708
14354 | PacifiCorp | 6459 | Big Fork | Electric Utility | MT | 2 | 1.7 | 1.9 | Conventional Hydroelectric | WAT | HY | 7 | 1928 |  |  | (OP) Operating | [6 empty] | Flathead | 48.0592 | -114.0708
14354 | PacifiCorp | 6459 | Big Fork | Electric Utility | MT | 3 | 0.7 | 0.8 | Conventional Hydroelectric | WAT | HY | 7 | 1910 |  |  | (OP) Operating | [6 empty] | Flathead | 48.0592 | -114.0708
11241 | Entergy Louisiana LLC | 6462 | River Bend | Electric Utility | LA | 1 | 1035.9 | 967.5 | Nuclear | NUC | ST | 6 | 1986 |  |  | (OP) Operating | [6 empty] | West Feliciana | 30.757 | -91.3327
554 | City of Ames - (IA) | 6463 | Ames GT | Electric Utility | IA | GT1 | 21.3 | 14.5 | Petroleum Liquids | DFO | GT | 5 | 1972 |  |  | (OA) Out of service but expected to return to service in next calendar year | [6 empty] | Story | 42.0272 | -93.5828
554 | City of Ames - (IA) | 6463 | Ames GT | Electric Utility | IA | GT2 | 57.4 | 22.7 | Petroleum Liquids | DFO | GT | 9 | 2005 |  |  | (OP) Operating |  |  |  | 2017 | 11 | 0 | Story | 42.0272 | -93.5828
1307 | Basin Electric Power Coop | 6469 | Antelope Valley | Electric Utility | ND | 1 | 434.9 | 450 | Conventional Steam Coal | LIG | ST | 7 | 1984 |  |  | (OP) Operating | [6 empty] | Mercer | 47.3705 | -101.8357
1307 | Basin Electric Power Coop | 6469 | Antelope Valley | Electric Utility | ND | 2 | 434.9 | 450 | Conventional Steam Coal | LIG | ST | 7 | 1986 |  |  | (OP) Operating | [6 empty] | Mercer | 47.3705 | -101.8357
10071 | Kauai Island Utility Cooperative | 6474 | Port Allen (HI) | Electric Utility | HI | 3 | 2.7 | 2.5 | Petroleum Liquids | DFO | IC | 6 | 1968 |  |  | (OP) Operating | [6 empty] | Kauai | 21.8996 | -159.585
10071 | Kauai Island Utility Cooperative | 6474 | Port Allen (HI) | Electric Utility | HI | 4 | 2.7 | 2.5 | Petroleum Liquids | DFO | IC | 6 | 1968 |  |  | (OP) Operating | [6 empty] | Kauai | 21.8996 | -159.585
10071 | Kauai Island Utility Cooperative | 6474 | Port Allen (HI) | Electric Utility | HI | 5 | 2.7 | 2.5 | Petroleum Liquids | DFO | IC | 6 | 1968 |  |  | (OP) Operating | [6 empty] | Kauai | 21.8996 | -159.585
10071 | Kauai Island Utility Cooperative | 6474 | Port Allen (HI) | Electric Utility | HI | 8 | 8.6 | 7.6 | Petroleum Liquids | DFO | IC | 12 | 1991 |  |  | (OP) Operating | [6 empty] | Kauai | 21.8996 | -159.585
10071 | Kauai Island Utility Cooperative | 6474 | Port Allen (HI) | Electric Utility | HI | 9 | 8.6 | 7.6 | Petroleum Liquids | DFO | IC | 12 | 1991 |  |  | (OP) Operating | [6 empty] | Kauai | 21.8996 | -159.585
10071 | Kauai Island Utility Cooperative | 6474 | Port Allen (HI) | Electric Utility | HI | D6 | 8.6 | 7.6 | Petroleum Liquids | DFO | IC | 11 | 1990 |  |  | (OP) Operating | [6 empty] | Kauai | 21.8996 | -159.585
10071 | Kauai Island Utility Cooperative | 6474 | Port Allen (HI) | Electric Utility | HI | D7 | 8.6 | 7.6 | Petroleum Liquids | DFO | IC | 11 | 1990 |  |  | (OP) Operating | [6 empty] | Kauai | 21.8996 | -159.585
10071 | Kauai Island Utility Cooperative | 6474 | Port Allen (HI) | Electric Utility | HI | GT1 | 19.2 | 17.5 | Petroleum Liquids | DFO | GT | 8 | 1973 |  |  | (OP) Operating | [6 empty] | Kauai | 21.8996 | -159.585
10071 | Kauai Island Utility Cooperative | 6474 | Port Allen (HI) | Electric Utility | HI | GT2 | 23.8 | 22.6 | Petroleum Liquids | DFO | GT | 12 | 1977 |  |  | (OP) Operating | [6 empty] | Kauai | 21.8996 | -159.585
10071 | Kauai Island Utility Cooperative | 6474 | Port Allen (HI) | Electric Utility | HI | IC1 | 2 | 1.7 | Petroleum Liquids | DFO | IC | 1 | 1964 |  |  | (OP) Operating | [6 empty] | Kauai | 21.8996 | -159.585
10071 | Kauai Island Utility Cooperative | 6474 | Port Allen (HI) | Electric Utility | HI | IC2 | 2 | 1.7 | Petroleum Liquids | DFO | IC | 1 | 1964 |  |  | (OP) Operating | [6 empty] | Kauai | 21.8996 | -159.585
10071 | Kauai Island Utility Cooperative | 6474 | Port Allen (HI) | Electric Utility | HI | ST1 | 10 | 9 | Petroleum Liquids | DFO | ST | 1 | 1969 |  |  | (OP) Operating | [6 empty] | Kauai | 21.8996 | -159.585
7601 | Green Mountain Power Corp | 6475 | Gorge 18 | Electric Utility | VT | 1 | 3 | 3 | Conventional Hydroelectric | WAT | HY | 1 | 1928 |  |  | (OA) Out of service but expected to return to service in next calendar year | [6 empty] | Chittenden | 44.49 | -73.1693
11208 | Los Angeles Department of Water & Power | 6479 | San Francisquito 1 | Electric Utility | CA | 1A | 25 | 27 | Conventional Hydroelectric | WAT | HY | 12 | 1983 |  |  | (OP) Operating | [6 empty] | Los Angeles | 34.5902 | -118.4547
11208 | Los Angeles Department of Water & Power | 6479 | San Francisquito 1 | Electric Utility | CA | 3 | 9.3 | 10 | Conventional Hydroelectric | WAT | HY | 4 | 1917 |  |  | (OP) Operating | [6 empty] | Los Angeles | 34.5902 | -118.4547
11208 | Los Angeles Department of Water & Power | 6479 | San Francisquito 1 | Electric Utility | CA | 4 | 10 | 12 | Conventional Hydroelectric | WAT | HY | 5 | 1923 |  |  | (OP) Operating | [6 empty] | Los Angeles | 34.5902 | -118.4547
11208 | Los Angeles Department of Water & Power | 6479 | San Francisquito 1 | Electric Utility | CA | 6 | 25 | 27 | Conventional Hydroelectric | WAT | HY | 4 | 1987 |  |  | (OP) Operating | [6 empty] | Los Angeles | 34.5902 | -118.4547
11208 | Los Angeles Department of Water & Power | 6480 | San Francisquito 2 | Electric Utility | CA | 1 | 14 | 14.5 | Conventional Hydroelectric | WAT | HY | 7 | 1920 |  |  | (OS) Out of service and NOT expected to return to service in next calendar year | [6 empty] | Los Angeles | 34.5343 | -118.5251
11208 | Los Angeles Department of Water & Power | 6480 | San Francisquito 2 | Electric Utility | CA | 2 | 14 | 14 | Conventional Hydroelectric | WAT | HY | 8 | 1920 |  |  | (OP) Operating | [6 empty] | Los Angeles | 34.5343 | -118.5251
11208 | Los Angeles Department of Water & Power | 6480 | San Francisquito 2 | Electric Utility | CA | 3 | 14 | 18 | Conventional Hydroelectric | WAT | HY | 9 | 1932 |  |  | (OP) Operating | [6 empty] | Los Angeles | 34.5343 | -118.5251
11208 | Los Angeles Department of Water & Power | 6481 | Intermountain Power Project | Electric Utility | UT | 1 | 820 | 900 | Conventional Steam Coal | BIT | ST | 6 | 1986 |  |  | (OP) Operating | [6 empty] | Millard | 39.5097 | -112.5802
11208 | Los Angeles Department of Water & Power | 6481 | Intermountain Power Project | Electric Utility | UT | 2 | 820 | 900 | Conventional Steam Coal | BIT | ST | 5 | 1987 |  |  | (OP) Operating | [6 empty] | Millard | 39.5097 | -112.5802
50048 | TransCanada Hydro Northeast Inc., | 6483 | Mcindoes | IPP Non-CHP | VT | GEN1 | 2.6 | 2.3 | Conventional Hydroelectric | WAT | HY | 1 | 1931 |  |  | (OP) Operating | [6 empty] | Caledonia | 44.2603 | -72.0592
50048 | TransCanada Hydro Northeast Inc., | 6483 | Mcindoes | IPP Non-CHP | VT | GEN2 | 2.6 | 2.3 | Conventional Hydroelectric | WAT | HY | 1 | 1931 |  |  | (OP) Operating | [6 empty] | Caledonia | 44.2603 | -72.0592
50048 | TransCanada Hydro Northeast Inc., | 6483 | Mcindoes | IPP Non-CHP | VT | GEN3 | 2.6 | 2.8 | Conventional Hydroelectric | WAT | HY | 1 | 1931 |  |  | (OP) Operating | [6 empty] | Caledonia | 44.2603 | -72.0592
50048 | TransCanada Hydro Northeast Inc., | 6483 | Mcindoes | IPP Non-CHP | VT | GEN4 | 2.6 | 2.8 | Conventional Hydroelectric | WAT | HY | 1 | 1931 |  |  | (OP) Operating | [6 empty] | Caledonia | 44.2603 | -72.0592
14354 | PacifiCorp | 6484 | Bend | Electric Utility | OR | 1 | 0.2 | 0.2 | Conventional Hydroelectric | WAT | HY | 7 | 1913 |  |  | (OP) Operating | [6 empty] | Deschutes | 44.0623 | -121.3133
14354 | PacifiCorp | 6484 | Bend | Electric Utility | OR | 2 | 0.3 | 0.3 | Conventional Hydroelectric | WAT | HY | 7 | 1916 |  |  | (OP) Operating | [6 empty] | Deschutes | 44.0623 | -121.3133
14354 | PacifiCorp | 6484 | Bend | Electric Utility | OR | 3 | 0.6 | 0.5 | Conventional Hydroelectric | WAT | HY | 7 | 1917 |  |  | (OP) Operating | [6 empty] | Deschutes | 44.0623 | -121.3133
13511 | New York State Elec & Gas Corp | 6486 | Mill C | Electric Utility | NY | 1 | 1 | 1 | Conventional Hydroelectric | WAT | HY | 8 | 1944 |  |  | (OP) Operating | [6 empty] | CLINTON | 44.6967 | -73.6122
13511 | New York State Elec & Gas Corp | 6486 | Mill C | Electric Utility | NY | 2 | 1.2 | 1.2 | Conventional Hydroelectric | WAT | HY | 8 | 1943 |  |  | (OP) Operating | [6 empty] | CLINTON | 44.6967 | -73.6122
13511 | New York State Elec & Gas Corp | 6486 | Mill C | Electric Utility | NY | 3 | 3.8 | 3.8 | Conventional Hydroelectric | WAT | HY | 11 | 1984 |  |  | (OP) Operating | [6 empty] | CLINTON | 44.6967 | -73.6122
11843 | Maui Electric Co Ltd | 6504 | Maalaea | Electric Utility | HI | 1 | 2.6 | 2.5 | Petroleum Liquids | DFO | IC | 12 | 1971 |  |  | (OP) Operating | [6 empty] | Maui | 20.8012 | -156.493
11843 | Maui Electric Co Ltd | 6504 | Maalaea | Electric Utility | HI | 10 | 12.5 | 12.3 | Petroleum Liquids | DFO | IC | 12 | 1979 |  |  | (OP) Operating | [6 empty] | Maui | 20.8012 | -156.493
11843 | Maui Electric Co Ltd | 6504 | Maalaea | Electric Utility | HI | 11 | 12.5 | 12.3 | Petroleum Liquids | DFO | IC | 7 | 1980 |  |  | (OP) Operating | [6 empty] | Maui | 20.8012 | -156.493
11843 | Maui Electric Co Ltd | 6504 | Maalaea | Electric Utility | HI | 12 | 12.5 | 12.3 | Petroleum Liquids | DFO | IC | 4 | 1988 |  |  | (OP) Operating | [6 empty] | Maui | 20.8012 | -156.493
11843 | Maui Electric Co Ltd | 6504 | Maalaea | Electric Utility | HI | 13 | 12.5 | 12.3 | Petroleum Liquids | DFO | IC | 5 | 1989 |  |  | (OP) Operating | [6 empty] | Maui | 20.8012 | -156.493
11843 | Maui Electric Co Ltd | 6504 | Maalaea | Electric Utility | HI | 14 | 23.6 | 21.1 | Petroleum Liquids | DFO | CT | 5 | 1992 |  |  | (OP) Operating | [6 empty] | Maui | 20.8012 | -156.493
11843 | Maui Electric Co Ltd | 6504 | Maalaea | Electric Utility | HI | 15 | 18 | 12 | Petroleum Liquids | DFO | CA | 10 | 1993 |  |  | (OP) Operating | [6 empty] | Maui | 20.8012 | -156.493
11843 | Maui Electric Co Ltd | 6504 | Maalaea | Electric Utility | HI | 16 | 23.6 | 21.1 | Petroleum Liquids | DFO | CT | 5 | 1993 |  |  | (OP) Operating | [6 empty] | Maui | 20.8012 | -156.493
11843 | Maui Electric Co Ltd | 6504 | Maalaea | Electric Utility | HI | 17 | 25 | 17.6 | Petroleum Liquids | DFO | CT | 12 | 1998 |  |  | (OP) Operating | [6 empty] | Maui | 20.8012 | -156.493
11843 | Maui Electric Co Ltd | 6504 | Maalaea | Electric Utility | HI | 18 | 18 | 13.8 | Petroleum Liquids | DFO | CA | 10 | 2006 |  |  | (OP) Operating | [6 empty] | Maui | 20.8012 | -156.493
11843 | Maui Electric Co Ltd | 6504 | Maalaea | Electric Utility | HI | 19 | 25 | 17.6 | Petroleum Liquids | DFO | CT | 9 | 2000 |  |  | (OP) Operating | [6 empty] | Maui | 20.8012 | -156.493
11843 | Maui Electric Co Ltd | 6504 | Maalaea | Electric Utility | HI | 2 | 2.6 | 2.5 | Petroleum Liquids | DFO | IC | 7 | 1972 |  |  | (OP) Operating | [6 empty] | Maui | 20.8012 | -156.493
11843 | Maui Electric Co Ltd | 6504 | Maalaea | Electric Utility | HI | 3 | 2.6 | 2.5 | Petroleum Liquids | DFO | IC | 9 | 1972 |  |  | (OP) Operating | [6 empty] | Maui | 20.8012 | -156.493
11843 | Maui Electric Co Ltd | 6504 | Maalaea | Electric Utility | HI | 4 | 5.6 | 5.5 | Petroleum Liquids | DFO | IC | 11 | 1973 |  |  | (OA) Out of service but expected to return to service in next calendar year | [6 empty] | Maui | 20.8012 | -156.493
11843 | Maui Electric Co Ltd | 6504 | Maalaea | Electric Utility | HI | 5 | 5.6 | 5.5 | Petroleum Liquids | DFO | IC | 12 | 1973 |  |  | (OP) Operating | [6 empty] | Maui | 20.8012 | -156.493
11843 | Maui Electric Co Ltd | 6504 | Maalaea | Electric Utility | HI | 6 | 5.6 | 5.5 | Petroleum Liquids | DFO | IC | 3 | 1975 |  |  | (OP) Operating | [6 empty] | Maui | 20.8012 | -156.493
11843 | Maui Electric Co Ltd | 6504 | Maalaea | Electric Utility | HI | 7 | 5.6 | 5.5 | Petroleum Liquids | DFO | IC | 8 | 1975 |  |  | (OP) Operating | [6 empty] | Maui | 20.8012 | -156.493
11843 | Maui Electric Co Ltd | 6504 | Maalaea | Electric Utility | HI | 8 | 5.6 | 5.5 | Petroleum Liquids | DFO | IC | 11 | 1977 |  |  | (OP) Operating | [6 empty] | Maui | 20.8012 | -156.493
11843 | Maui Electric Co Ltd | 6504 | Maalaea | Electric Utility | HI | 9 | 5.6 | 5.5 | Petroleum Liquids | DFO | IC | 7 | 1978 |  |  | (OP) Operating | [6 empty] | Maui | 20.8012 | -156.493
11843 | Maui Electric Co Ltd | 6504 | Maalaea | Electric Utility | HI | X1 | 2.6 | 2.5 | Petroleum Liquids | DFO | IC | 3 | 1987 |  |  | (OP) Operating | [6 empty] | Maui | 20.8012 | -156.493
11843 | Maui Electric Co Ltd | 6504 | Maalaea | Electric Utility | HI | X2 | 2.6 | 2.5 | Petroleum Liquids | DFO | IC | 3 | 1987 |  |  | (OP) Operating | [6 empty] | Maui | 20.8012 | -156.493
15248 | Portland General Electric Co | 6505 | Oak Grove | Electric Utility | OR | 1 | 25.5 | 22 | Conventional Hydroelectric | WAT | HY | 8 | 1924 |  |  | (OP) Operating | [6 empty] | Clackamas | 45.122 | -122.0699
15248 | Portland General Electric Co | 6505 | Oak Grove | Electric Utility | OR | 2 | 25.5 | 22 | Conventional Hydroelectric | WAT | HY | 3 | 1931 |  |  | (OP) Operating | [6 empty] | Clackamas | 45.122 | -122.0699
1956 | City of Bonners Ferry | 6506 | Moyie Springs | Electric Utility | ID | 1 | 1 | 1.1 | Conventional Hydroelectric | WAT | HY | 12 | 1941 |  |  | (OP) Operating | [6 empty] | Boundary | 48.7339 | -116.1752
1956 | City of Bonners Ferry | 6506 | Moyie Springs | Electric Utility | ID | 2 | 0.4 | 0.4 | Conventional Hydroelectric | WAT | HY | 88 | 1921 |  |  | (OP) Operating | [6 empty] | Boundary | 48.7339 | -116.1752
1956 | City of Bonners Ferry | 6506 | Moyie Springs | Electric Utility | ID | 3 | 1 | 1.1 | Conventional Hydroelectric | WAT | HY | 88 | 1950 |  |  | (OP) Operating | [6 empty] | Boundary | 48.7339 | -116.1752
1956 | City of Bonners Ferry | 6506 | Moyie Springs | Electric Utility | ID | 4 | 1.5 | 1.7 | Conventional Hydroelectric | WAT | HY | 2 | 1982 |  |  | (OP) Operating | [6 empty] | Boundary | 48.7339 | -116.1752
56621 | Yakama Power | 6507 | Drop 2 (WA) | Electric Utility | WA | 1 | 2.5 | 2.1 | Conventional Hydroelectric | WAT | HY | 8 | 1942 |  |  | (OP) Operating | [5 empty] | 0 | Yakima | 46.4492 | -120.5342
56621 | Yakama Power | 6508 | Drop 3 (WA) | Electric Utility | WA | 1 | 0.8 | 0.5 | Conventional Hydroelectric | WAT | HY | 5 | 1932 |  |  | (OS) Out of service and NOT expected to return to service in next calendar year | [6 empty] | Yakima | 46.4231 | -120.56
56621 | Yakama Power | 6508 | Drop 3 (WA) | Electric Utility | WA | 2 | 0.8 | 0.5 | Conventional Hydroelectric | WAT | HY | 5 | 1932 |  |  | (OS) Out of service and NOT expected to return to service in next calendar year | [6 empty] | Yakima | 46.4231 | -120.56
17166 | Sierra Pacific Power Co | 6510 | Brunswick | Electric Utility | NV | 1 | 2 | 2 | Petroleum Liquids | DFO | IC | 9 | 1960 | 9 | 2019 | (OS) Out of service and NOT expected to return to service in next calendar year | [6 empty] | Carson City | 39.1522 | -119.7478
17166 | Sierra Pacific Power Co | 6510 | Brunswick | Electric Utility | NV | 2 | 2 | 2 | Petroleum Liquids | DFO | IC | 9 | 1960 | 9 | 2019 | (OS) Out of service and NOT expected to return to service in next calendar year | [6 empty] | Carson City | 39.1522 | -119.7478
17166 | Sierra Pacific Power Co | 6510 | Brunswick | Electric Utility | NV | 3 | 2 | 2 | Petroleum Liquids | DFO | IC | 9 | 1960 | 9 | 2019 | (OS) Out of service and NOT expected to return to service in next calendar year | [6 empty] | Carson City | 39.1522 | -119.7478
56369 | Truckee Meadows Water Authority | 6513 | Fleish | IPP Non-CHP | NV | 1 | 2 | 2.5 | Conventional Hydroelectric | WAT | HY | 1 | 1914 |  |  | (OP) Operating | [6 empty] | Washoe | 39.2851 | -119.5933
19728 | UNS Electric, Inc | 6515 | Valencia | Electric Utility | AZ | GT1 | 18 | 13.5 | Natural Gas Fired Combustion Turbine | NG | GT | 8 | 1989 |  |  | (SB) Standby/Backup: available for service but not normally used | [6 empty] | Santa Cruz | 31.3635 | -110.9313
19728 | UNS Electric, Inc | 6515 | Valencia | Electric Utility | AZ | GT2 | 18 | 13.5 | Natural Gas Fired Combustion Turbine | NG | GT | 8 | 1989 |  |  | (SB) Standby/Backup: available for service but not normally used | [6 empty] | Santa Cruz | 31.3635 | -110.9313
19728 | UNS Electric, Inc | 6515 | Valencia | Electric Utility | AZ | GT3 | 18 | 13.5 | Natural Gas Fired Combustion Turbine | NG | GT | 8 | 1989 |  |  | (SB) Standby/Backup: available for service but not normally used | [6 empty] | Santa Cruz | 31.3635 | -110.9313
19728 | UNS Electric, Inc | 6515 | Valencia | Electric Utility | AZ | GT4 | 54 | 19.8 | Natural Gas Fired Combustion Turbine | NG | GT | 6 | 2006 |  |  | (OP) Operating | [6 empty] | Santa Cruz | 31.3635 | -110.9313
56146 | Black Hills/Colorado Elec.Util | 6516 | Rocky Ford | Electric Utility | CO | IC1 | 2 | 2 | Petroleum Liquids | DFO | IC | 6 | 1964 |  |  | (OP) Operating | [6 empty] | Otero | 38.0492 | -103.7136
56146 | Black Hills/Colorado Elec.Util | 6516 | Rocky Ford | Electric Utility | CO | IC2 | 2 | 2 | Petroleum Liquids | DFO | IC | 6 | 1964 |  |  | (OP) Operating | [6 empty] | Otero | 38.0492 | -103.7136
56146 | Black Hills/Colorado Elec.Util | 6516 | Rocky Ford | Electric Utility | CO | IC3 | 2 | 2 | Petroleum Liquids | DFO | IC | 6 | 1964 |  |  | (OP) Operating | [6 empty] | Otero | 38.0492 | -103.7136
56146 | Black Hills/Colorado Elec.Util | 6516 | Rocky Ford | Electric Utility | CO | IC4 | 2 | 2 | Petroleum Liquids | DFO | IC | 6 | 1964 |  |  | (OP) Operating | [6 empty] | Otero | 38.0492 | -103.7136
56146 | Black Hills/Colorado Elec.Util | 6516 | Rocky Ford | Electric Utility | CO | IC5 | 2 | 2 | Petroleum Liquids | DFO | IC | 6 | 1964 |  |  | (OP) Operating | [6 empty] | Otero | 38.0492 | -103.7136
5416 | Duke Energy Carolinas, LLC | 6517 | Keowee | Electric Utility | SC | 1 | 78.8 | 76 | Conventional Hydroelectric | WAT | HY | 4 | 1971 |  |  | (OP) Operating | [6 empty] | Pickens | 34.7981 | -82.8872
5416 | Duke Energy Carolinas, LLC | 6517 | Keowee | Electric Utility | SC | 2 | 78.8 | 76 | Conventional Hydroelectric | WAT | HY | 4 | 1971 |  |  | (OP) Operating | [6 empty] | Pickens | 34.7981 | -82.8872
57222 | Liberty Utilities (CalPeco Electric) LLC | 6518 | Kings Beach | Electric Utility | CA | KB1 | 2.5 | 2 | Petroleum Liquids | DFO | IC | 10 | 2008 |  |  | (OP) Operating | [6 empty] | Placer | 39.2458 | -120.0272
57222 | Liberty Utilities (CalPeco Electric) LLC | 6518 | Kings Beach | Electric Utility | CA | KB2 | 2.5 | 2 | Petroleum Liquids | DFO | IC | 10 | 2008 |  |  | (OP) Operating | [6 empty] | Placer | 39.2458 | -120.0272
57222 | Liberty Utilities (CalPeco Electric) LLC | 6518 | Kings Beach | Electric Utility | CA | KB3 | 2.5 | 2 | Petroleum Liquids | DFO | IC | 10 | 2008 |  |  | (OP) Operating | [6 empty] | Placer | 39.2458 | -120.0272
57222 | Liberty Utilities (CalPeco Electric) LLC | 6518 | Kings Beach | Electric Utility | CA | KB4 | 2.5 | 2 | Petroleum Liquids | DFO | IC | 10 | 2008 |  |  | (OP) Operating | [6 empty] | Placer | 39.2458 | -120.0272
57222 | Liberty Utilities (CalPeco Electric) LLC | 6518 | Kings Beach | Electric Utility | CA | KB5 | 2.5 | 2 | Petroleum Liquids | DFO | IC | 10 | 2008 |  |  | (OP) Operating | [6 empty] | Placer | 39.2458 | -120.0272
57222 | Liberty Utilities (CalPeco Electric) LLC | 6518 | Kings Beach | Electric Utility | CA | KB6 | 2.5 | 2 | Petroleum Liquids | DFO | IC | 10 | 2008 |  |  | (OP) Operating | [6 empty] | Placer | 39.2458 | -120.0272
7601 | Green Mountain Power Corp | 6519 | Vergennes 9 | Electric Utility | VT | 1 | 0.7 | 0.7 | Conventional Hydroelectric | WAT | HY | 1 | 1912 |  |  | (OP) Operating | [6 empty] | Addison | 44.1664 | -73.2575
7601 | Green Mountain Power Corp | 6519 | Vergennes 9 | Electric Utility | VT | 2 | 0.7 | 0.7 | Conventional Hydroelectric | WAT | HY | 1 | 1912 |  |  | (OP) Operating | [6 empty] | Addison | 44.1664 | -73.2575
7601 | Green Mountain Power Corp | 6519 | Vergennes 9 | Electric Utility | VT | 4 | 1 | 1 | Conventional Hydroelectric | WAT | HY | 1 | 1943 |  |  | (OP) Operating | [6 empty] | Addison | 44.1664 | -73.2575
7601 | Green Mountain Power Corp | 6519 | Vergennes 9 | Electric Utility | VT | 5 | 2 | 2 | Petroleum Liquids | DFO | IC | 11 | 1963 |  |  | (OP) Operating | [6 empty] | Addison | 44.1664 | -73.2575
7601 | Green Mountain Power Corp | 6519 | Vergennes 9 | Electric Utility | VT | 6 | 2 | 2 | Petroleum Liquids | DFO | IC | 11 | 1964 |  |  | (OP) Operating | [6 empty] | Addison | 44.1664 | -73.2575
7601 | Green Mountain Power Corp | 6520 | Waterbury 22 | Electric Utility | VT | 1 | 5.5 | 5 | Conventional Hydroelectric | WAT | HY | 6 | 1953 |  |  | (OP) Operating | [6 empty] | Washington | 44.3813 | -72.7677
40444 | Truckee-Carson Irrigation District | 6521 | Lahontan | Electric Utility | NV | 1 | 0.6 | 0.6 | Conventional Hydroelectric | WAT | HY | 1 | 1911 |  |  | (OP) Operating | [6 empty] | CHURCHILL | 39.4625 | -119.0667
40444 | Truckee-Carson Irrigation District | 6521 | Lahontan | Electric Utility | NV | 2 | 0.6 | 0.6 | Conventional Hydroelectric | WAT | HY | 1 | 1911 |  |  | (OP) Operating | [6 empty] | CHURCHILL | 39.4625 | -119.0667
40444 | Truckee-Carson Irrigation District | 6521 | Lahontan | Electric Utility | NV | 3 | 0.6 | 0.6 | Conventional Hydroelectric | WAT | HY | 1 | 1911 |  |  | (OP) Operating | [6 empty] | CHURCHILL | 39.4625 | -119.0667
9726 | Jersey Central Power & Lt Co | 6522 | Yards Creek | Electric Utility | NJ | 1 | 151 | 140 | Hydroelectric Pumped Storage | WAT | PS | 11 | 1965 |  |  | (OP) Operating | [6 empty] | Warren | 41.0006 | -75.0314
9726 | Jersey Central Power & Lt Co | 6522 | Yards Creek | Electric Utility | NJ | 2 | 151 | 140 | Hydroelectric Pumped Storage | WAT | PS | 12 | 1965 |  |  | (OP) Operating | [6 empty] | Warren | 41.0006 | -75.0314
9726 | Jersey Central Power & Lt Co | 6522 | Yards Creek | Electric Utility | NJ | 3 | 151 | 140 | Hydroelectric Pumped Storage | WAT | PS | 9 | 1965 |  |  | (OP) Operating | [6 empty] | Warren | 41.0006 | -75.0314
13511 | New York State Elec & Gas Corp | 6526 | Rainbow Falls Auscble | Electric Utility | NY | 1 | 1.3 | 1.3 | Conventional Hydroelectric | WAT | HY | 8 | 1926 |  |  | (OA) Out of service but expected to return to service in next calendar year | [6 empty] | Clinton | 44.5236 | -73.4617
13511 | New York State Elec & Gas Corp | 6526 | Rainbow Falls Auscble | Electric Utility | NY | 2 | 1.3 | 1.3 | Conventional Hydroelectric | WAT | HY | 8 | 1927 |  |  | (OA) Out of service but expected to return to service in next calendar year | [6 empty] | Clinton | 44.5236 | -73.4617
5914 | Erie Boulevard Hydropower LP | 6527 | E J West | IPP Non-CHP | NY | 1 | 11 | 10.2 | Conventional Hydroelectric | WAT | HY | 1 | 1930 |  |  | (OP) Operating | [6 empty] | Saratoga | 43.3189 | -73.9208
5914 | Erie Boulevard Hydropower LP | 6527 | E J West | IPP Non-CHP | NY | 2 | 11 | 10.4 | Conventional Hydroelectric | WAT | HY | 1 | 1930 |  |  | (OP) Operating | [6 empty] | Saratoga | 43.3189 | -73.9208
50048 | TransCanada Hydro Northeast Inc., | 6529 | Searsburg | IPP Non-CHP | VT | GEN1 | 4.1 | 4.5 | Conventional Hydroelectric | WAT | HY | 3 | 1922 |  |  | (OP) Operating | [6 empty] | Bennington | 42.8708 | -72.9273
56369 | Truckee Meadows Water Authority | 6531 | Verdi | IPP Non-CHP | NV | 1 | 2.4 | 2.1 | Conventional Hydroelectric | WAT | HY | 1 | 1911 |  |  | (OP) Operating | [6 empty] | WASHOE | 39.3125 | -119.585
56369 | Truckee Meadows Water Authority | 6532 | Washoe | IPP Non-CHP | NV | 1 | 1.3 | 0.9 | Conventional Hydroelectric | WAT | HY | 1 | 1904 |  |  | (OP) Operating | [6 empty] | Washoe | 39.3022 | -119.5604
56369 | Truckee Meadows Water Authority | 6532 | Washoe | IPP Non-CHP | NV | 2 | 1.3 | 0.9 | Conventional Hydroelectric | WAT | HY | 1 | 1904 |  |  | (OP) Operating | [6 empty] | Washoe | 39.3022 | -119.5604
13137 | City of Murray - (UT) | 6537 | Little Cottonwood | Electric Utility | UT | 1 | 2.4 | 2.4 | Conventional Hydroelectric | WAT | HY | 4 | 1983 |  |  | (OP) Operating | [6 empty] | Salt Lake | 40.585 | -111.8006
13137 | City of Murray - (UT) | 6537 | Little Cottonwood | Electric Utility | UT | 2 | 2.4 | 2.4 | Conventional Hydroelectric | WAT | HY | 4 | 1983 |  |  | (OP) Operating | [6 empty] | Salt Lake | 40.585 | -111.8006
59927 | PE Hydro Generation, LLC | 6543 | Dam No. 4 Hydro Station | IPP Non-CHP | WV | 1 | 0.5 | 0.5 | Conventional Hydroelectric | WAT | HY | 1 | 1909 |  |  | (OP) Operating | [6 empty] | Jefferson | 39.4931 | -77.8269
59927 | PE Hydro Generation, LLC | 6543 | Dam No. 4 Hydro Station | IPP Non-CHP | WV | 2 | 0.5 | 0.5 | Conventional Hydroelectric | WAT | HY | 1 | 1909 |  |  | (OP) Operating | [6 empty] | Jefferson | 39.4931 | -77.8269
59927 | PE Hydro Generation, LLC | 6543 | Dam No. 4 Hydro Station | IPP Non-CHP | WV | 3 | 0.9 | 0.9 | Conventional Hydroelectric | WAT | HY | 9 | 1991 |  |  | (OP) Operating | [6 empty] | Jefferson | 39.4931 | -77.8269
59927 | PE Hydro Generation, LLC | 6544 | Dam No. 5 Hydro Station | IPP Non-CHP | WV | 1 | 0.5 | 0.5 | Conventional Hydroelectric | WAT | HY | 1 | 1919 |  |  | (OP) Operating | [6 empty] | Berkeley | 39.605 | -77.9231
59927 | PE Hydro Generation, LLC | 6544 | Dam No. 5 Hydro Station | IPP Non-CHP | WV | 2 | 0.5 | 0.5 | Conventional Hydroelectric | WAT | HY | 1 | 1919 |  |  | (OP) Operating | [6 empty] | Berkeley | 39.605 | -77.9231
59927 | PE Hydro Generation, LLC | 6546 | Millville Hydro Station | IPP Non-CHP | WV | 1 | 0.8 | 0.6 | Conventional Hydroelectric | WAT | HY | 1 | 1913 |  |  | (OP) Operating | [6 empty] | Jefferson | 39.2731 | -77.7844
59927 | PE Hydro Generation, LLC | 6546 | Millville Hydro Station | IPP Non-CHP | WV | 2 | 1 | 0.8 | Conventional Hydroelectric | WAT | HY | 12 | 1939 |  |  | (OP) Operating | [6 empty] | Jefferson | 39.2731 | -77.7844
59927 | PE Hydro Generation, LLC | 6546 | Millville Hydro Station | IPP Non-CHP | WV | 3 | 1 | 1 | Conventional Hydroelectric | WAT | HY | 12 | 1938 |  |  | (OP) Operating | [6 empty] | Jefferson | 39.2731 | -77.7844
19400 | USACE Northwestern Division | 6552 | Foster | Electric Utility | OR | 1 | 10 | 10 | Conventional Hydroelectric | WAT | HY | 9 | 1968 |  |  | (OP) Operating | [6 empty] | Linn | 44.4146 | -122.6712
19400 | USACE Northwestern Division | 6552 | Foster | Electric Utility | OR | 2 | 10 | 10 | Conventional Hydroelectric | WAT | HY | 10 | 1968 |  |  | (OP) Operating | [6 empty] | Linn | 44.4146 | -122.6712
20214 | Waverly Municipal Elec Utility | 6554 | Waverly Municipal Electric North Plant | Electric Utility | IA | 10 | 7 | 7 | Petroleum Liquids | DFO | IC | 4 | 1993 |  |  | (OP) Operating | [6 empty] | Bremer | 42.7317 | -92.4711
20214 | Waverly Municipal Elec Utility | 6554 | Waverly Municipal Electric North Plant | Electric Utility | IA | 17 | 1.8 | 1.8 | Petroleum Liquids | DFO | IC | 6 | 2015 |  |  | (OP) Operating | [6 empty] | Bremer | 42.7317 | -92.4711
20214 | Waverly Municipal Elec Utility | 6554 | Waverly Municipal Electric North Plant | Electric Utility | IA | 18 | 1.8 | 1.8 | Petroleum Liquids | DFO | IC | 6 | 2015 |  |  | (OP) Operating | [6 empty] | Bremer | 42.7317 | -92.4711
20214 | Waverly Municipal Elec Utility | 6554 | Waverly Municipal Electric North Plant | Electric Utility | IA | 19 | 1.8 | 1.8 | Petroleum Liquids | DFO | IC | 6 | 2015 |  |  | (OP) Operating | [6 empty] | Bremer | 42.7317 | -92.4711
20214 | Waverly Municipal Elec Utility | 6554 | Waverly Municipal Electric North Plant | Electric Utility | IA | 20 | 1.8 | 1.8 | Petroleum Liquids | DFO | IC | 6 | 2015 |  |  | (OP) Operating | [6 empty] | Bremer | 42.7317 | -92.4711
20214 | Waverly Municipal Elec Utility | 6554 | Waverly Municipal Electric North Plant | Electric Utility | IA | 7 | 3.5 | 3.5 | Natural Gas Internal Combustion Engine | NG | IC | 8 | 1958 |  |  | (OP) Operating | [6 empty] | Bremer | 42.7317 | -92.4711
20214 | Waverly Municipal Elec Utility | 6554 | Waverly Municipal Electric North Plant | Electric Utility | IA | 8 | 3.7 | 3.7 | Natural Gas Internal Combustion Engine | NG | IC | 8 | 1967 |  |  | (OP) Operating | [6 empty] | Bremer | 42.7317 | -92.4711
20214 | Waverly Municipal Elec Utility | 6554 | Waverly Municipal Electric North Plant | Electric Utility | IA | 9 | 3.7 | 3.7 | Natural Gas Internal Combustion Engine | NG | IC | 8 | 1967 |  |  | (OP) Operating | [6 empty] | Bremer | 42.7317 | -92.4711
12119 | McGrath Light & Power Co | 6555 | McGrath | Electric Utility | AK | 3A | 0.5 | 0.5 | Petroleum Liquids | DFO | IC | 5 | 2011 |  |  | (OP) Operating | [6 empty] | Yukon Koyukuk | 62.957 | -155.595
12119 | McGrath Light & Power Co | 6555 | McGrath | Electric Utility | AK | 4A | 0.5 | 0.5 | Petroleum Liquids | DFO | IC | 2 | 2011 |  |  | (OP) Operating | [6 empty] | Yukon Koyukuk | 62.957 | -155.595
12119 | McGrath Light & Power Co | 6555 | McGrath | Electric Utility | AK | 6 | 0.6 | 0.6 | Petroleum Liquids | DFO | IC | 12 | 1988 |  |  | (OP) Operating | [6 empty] | Yukon Koyukuk | 62.957 | -155.595
12119 | McGrath Light & Power Co | 6555 | McGrath | Electric Utility | AK | 7 | 0.6 | 0.6 | Petroleum Liquids | DFO | IC | 4 | 1993 |  |  | (OP) Operating | [6 empty] | Yukon Koyukuk | 62.957 | -155.595
298 | City of Alexandria - (LA) | 6558 | D G Hunter | Electric Utility | LA | 10 | 9.3 | 8.6 | Natural Gas Internal Combustion Engine | NG | IC | 3 | 2016 |  |  | (OP) Operating | [6 empty] | Rapides | 31.3207 | -92.4613
298 | City of Alexandria - (LA) | 6558 | D G Hunter | Electric Utility | LA | 11 | 9.3 | 8.6 | Natural Gas Internal Combustion Engine | NG | IC | 3 | 2016 |  |  | (OP) Operating | [6 empty] | Rapides | 31.3207 | -92.4613
298 | City of Alexandria - (LA) | 6558 | D G Hunter | Electric Utility | LA | 3 | 55 | 50 | Natural Gas Steam Turbine | NG | ST | 5 | 1965 |  |  | (SB) Standby/Backup: available for service but not normally used | [6 empty] | Rapides | 31.3207 | -92.4613
298 | City of Alexandria - (LA) | 6558 | D G Hunter | Electric Utility | LA | 4 | 85 | 80 | Natural Gas Steam Turbine | NG | ST | 7 | 1974 |  |  | (OP) Operating | [6 empty] | Rapides | 31.3207 | -92.4613
298 | City of Alexandria - (LA) | 6558 | D G Hunter | Electric Utility | LA | 5 | 9.3 | 8.6 | Natural Gas Internal Combustion Engine | NG | IC | 3 | 2016 |  |  | (OP) Operating | [6 empty] | Rapides | 31.3207 | -92.4613
298 | City of Alexandria - (LA) | 6558 | D G Hunter | Electric Utility | LA | 6 | 9.3 | 8.6 | Natural Gas Internal Combustion Engine | NG | IC | 3 | 2016 |  |  | (OP) Operating | [6 empty] | Rapides | 31.3207 | -92.4613
298 | City of Alexandria - (LA) | 6558 | D G Hunter | Electric Utility | LA | 7 | 9.3 | 8.6 | Natural Gas Internal Combustion Engine | NG | IC | 3 | 2016 |  |  | (OP) Operating | [6 empty] | Rapides | 31.3207 | -92.4613
298 | City of Alexandria - (LA) | 6558 | D G Hunter | Electric Utility | LA | 8 | 9.3 | 8.6 | Natural Gas Internal Combustion Engine | NG | IC | 3 | 2016 |  |  | (OP) Operating | [6 empty] | Rapides | 31.3207 | -92.4613
298 | City of Alexandria - (LA) | 6558 | D G Hunter | Electric Utility | LA | 9 | 9.3 | 8.6 | Natural Gas Internal Combustion Engine | NG | IC | 3 | 2016 |  |  | (OP) Operating | [6 empty] | Rapides | 31.3207 | -92.4613
599 | Anchorage Municipal Light and Power | 6559 | George M Sullivan Generation Plant 2 | Electric Utility | AK | 5 | 38.1 | 33.8 | Natural Gas Fired Combined Cycle | NG | CT | 1 | 1975 |  |  | (OP) Operating | [6 empty] | Anchorage | 61.2297 | -149.7167
599 | Anchorage Municipal Light and Power | 6559 | George M Sullivan Generation Plant 2 | Electric Utility | AK | 6 | 33 | 34 | Natural Gas Fired Combined Cycle | NG | CA | 3 | 1979 |  |  | (OP) Operating | [6 empty] | Anchorage | 61.2297 | -149.7167
599 | Anchorage Municipal Light and Power | 6559 | George M Sullivan Generation Plant 2 | Electric Utility | AK | 7 | 102.6 | 102.6 | Natural Gas Fired Combined Cycle | NG | CT | 6 | 1979 |  |  | (OP) Operating | [6 empty] | Anchorage | 61.2297 | -149.7167
599 | Anchorage Municipal Light and Power | 6559 | George M Sullivan Generation Plant 2 | Electric Utility | AK | GT8 | 92.6 | 77.7 | Natural Gas Fired Combustion Turbine | NG | GT | 12 | 1984 |  |  | (OP) Operating | [6 empty] | Anchorage | 61.2297 | -149.7167
733 | Appalachian Power Co | 6560 | London | Electric Utility | WV | 1 | 4.8 | 6.9 | Conventional Hydroelectric | WAT | HY | 12 | 1935 |  |  | (OP) Operating | [6 empty] | Kanawha | 38.1944 | -81.3706
733 | Appalachian Power Co | 6560 | London | Electric Utility | WV | 2 | 4.8 | 6.9 | Conventional Hydroelectric | WAT | HY | 12 | 1935 |  |  | (OP) Operating | [6 empty] | Kanawha | 38.1944 | -81.3706
733 | Appalachian Power Co | 6560 | London | Electric Utility | WV | 3 | 4.8 | 6.9 | Conventional Hydroelectric | WAT | HY | 12 | 1935 |  |  | (OP) Operating | [6 empty] | Kanawha | 38.1944 | -81.3706
733 | Appalachian Power Co | 6561 | Marmet | Electric Utility | WV | 1 | 4.8 | 5.6 | Conventional Hydroelectric | WAT | HY | 12 | 1935 |  |  | (OP) Operating | [6 empty] | Kanawha | 38.2526 | -81.5695
733 | Appalachian Power Co | 6561 | Marmet | Electric Utility | WV | 2 | 4.8 | 5.6 | Conventional Hydroelectric | WAT | HY | 12 | 1935 |  |  | (OP) Operating | [6 empty] | Kanawha | 38.2526 | -81.5695
733 | Appalachian Power Co | 6561 | Marmet | Electric Utility | WV | 3 | 4.8 | 5.6 | Conventional Hydroelectric | WAT | HY | 12 | 1935 |  |  | (OP) Operating | [6 empty] | Kanawha | 38.2526 | -81.5695
733 | Appalachian Power Co | 6562 | Winfield | Electric Utility | WV | 1 | 14.7 | 8.9 | Conventional Hydroelectric | WAT | HY | 1 | 1938 |  |  | (OP) Operating | [6 empty] | Putnam | 38.5274 | -81.9139
733 | Appalachian Power Co | 6562 | Winfield | Electric Utility | WV | 2 | 4.9 | 4.9 | Conventional Hydroelectric | WAT | HY | 1 | 1938 |  |  | (OP) Operating | [6 empty] | Putnam | 38.5274 | -81.9139
733 | Appalachian Power Co | 6562 | Winfield | Electric Utility | WV | 3 | 4.9 | 4.9 | Conventional Hydroelectric | WAT | HY | 1 | 1938 |  |  | (OP) Operating | [6 empty] | Putnam | 38.5274 | -81.9139
924 | Associated Electric Coop, Inc | 6563 | Unionville | Electric Utility | MO | 1 | 26.6 | 22 | Petroleum Liquids | DFO | GT | 6 | 1976 |  |  | (OS) Out of service and NOT expected to return to service in next calendar year | [6 empty] | Putnam | 40.4593 | -93.0218
924 | Associated Electric Coop, Inc | 6563 | Unionville | Electric Utility | MO | 2 | 26.6 | 22 | Petroleum Liquids | DFO | GT | 6 | 1976 |  |  | (OS) Out of service and NOT expected to return to service in next calendar year | [6 empty] | Putnam | 40.4593 | -93.0218
1615 | Town of Berlin - (MD) | 6565 | Berlin | Electric Utility | MD | 1A | 1.1 | 1.1 | Petroleum Liquids | DFO | IC | 6 | 1961 |  |  | (OP) Operating | [6 empty] | Worcester | 38.3278 | -75.2172
1615 | Town of Berlin - (MD) | 6565 | Berlin | Electric Utility | MD | 2A | 1.8 | 1.8 | Petroleum Liquids | DFO | IC | 7 | 1999 |  |  | (OP) Operating | [6 empty] | Worcester | 38.3278 | -75.2172
1615 | Town of Berlin - (MD) | 6565 | Berlin | Electric Utility | MD | 3A | 1.8 | 1.8 | Petroleum Liquids | DFO | IC | 12 | 1999 |  |  | (OS) Out of service and NOT expected to return to service in next calendar year | [6 empty] | Worcester | 38.3278 | -75.2172
1615 | Town of Berlin - (MD) | 6565 | Berlin | Electric Utility | MD | 4A | 1.8 | 1.8 | Petroleum Liquids | DFO | IC | 7 | 2000 |  |  | (OP) Operating | [6 empty] | Worcester | 38.3278 | -75.2172
1615 | Town of Berlin - (MD) | 6565 | Berlin | Electric Utility | MD | 5A | 2.5 | 2.5 | Petroleum Liquids | DFO | IC | 12 | 1989 |  |  | (OP) Operating | [6 empty] | Worcester | 38.3278 | -75.2172
221 | Alaska Village Elec Coop, Inc | 6566 | Bethel | Electric Utility | AK | 1 | 2.1 | 2.1 | Petroleum Liquids | DFO | IC | 11 | 1976 |  |  | (OP) Operating | [6 empty] | Bethel | 60.7897 | -161.7878
221 | Alaska Village Elec Coop, Inc | 6566 | Bethel | Electric Utility | AK | 2 | 2.1 | 2.1 | Petroleum Liquids | DFO | IC | 11 | 1976 |  |  | (OP) Operating | [6 empty] | Bethel | 60.7897 | -161.7878
221 | Alaska Village Elec Coop, Inc | 6566 | Bethel | Electric Utility | AK | 3 | 2.1 | 2.1 | Petroleum Liquids | DFO | IC | 11 | 1976 |  |  | (OP) Operating | [6 empty] | Bethel | 60.7897 | -161.7878
221 | Alaska Village Elec Coop, Inc | 6566 | Bethel | Electric Utility | AK | 4 | 2.1 | 2.1 | Petroleum Liquids | DFO | IC | 11 | 1976 |  |  | (OP) Operating | [6 empty] | Bethel | 60.7897 | -161.7878
221 | Alaska Village Elec Coop, Inc | 6566 | Bethel | Electric Utility | AK | 6 | 2.1 | 2.1 | Petroleum Liquids | DFO | IC | 4 | 1989 |  |  | (OP) Operating | [6 empty] | Bethel | 60.7897 | -161.7878
221 | Alaska Village Elec Coop, Inc | 6566 | Bethel | Electric Utility | AK | 7 | 2.1 | 2.1 | Petroleum Liquids | DFO | IC | 12 | 1992 |  |  | (OP) Operating | [6 empty] | Bethel | 60.7897 | -161.7878
1857 | Block Island Power Co | 6567 | Block Island | Electric Utility | RI | 22 | 1.3 | 1.2 | Petroleum Liquids | DFO | IC | 6 | 1999 |  |  | (OP) Operating | [6 empty] | Washington | 41.1756 | -71.5711
1857 | Block Island Power Co | 6567 | Block Island | Electric Utility | RI | 23 | 1.2 | 1.2 | Petroleum Liquids | DFO | IC | 7 | 2001 |  |  | (OP) Operating | [6 empty] | Washington | 41.1756 | -71.5711
1857 | Block Island Power Co | 6567 | Block Island | Electric Utility | RI | 24 | 1.6 | 1.6 | Petroleum Liquids | DFO | IC | 4 | 2002 |  |  | (OP) Operating | [6 empty] | Washington | 41.1756 | -71.5711
1857 | Block Island Power Co | 6567 | Block Island | Electric Utility | RI | 25 | 1.8 | 1.8 | Petroleum Liquids | DFO | IC | 3 | 2006 |  |  | (OP) Operating | [6 empty] | Washington | 41.1756 | -71.5711
1857 | Block Island Power Co | 6567 | Block Island | Electric Utility | RI | 26 | 1.8 | 1.8 | Petroleum Liquids | DFO | IC | 6 | 2012 |  |  | (OP) Operating | [6 empty] | Washington | 41.1756 | -71.5711
9776 | City of Johnson - (KS) | 6579 | Johnson | Electric Utility | KS | 1 | 0.6 | 0.6 | Petroleum Liquids | DFO | IC | 6 | 1959 |  |  | (OP) Operating | [6 empty] | Stanton | 37.5757 | -101.625
9776 | City of Johnson - (KS) | 6579 | Johnson | Electric Utility | KS | 2 | 0.9 | 0.7 | Petroleum Liquids | DFO | IC | 6 | 1963 |  |  | (OP) Operating | [6 empty] | Stanton | 37.5757 | -101.625
9776 | City of Johnson - (KS) | 6579 | Johnson | Electric Utility | KS | 4 | 0.5 | 0.5 | Petroleum Liquids | DFO | IC | 5 | 1954 |  |  | (OP) Operating | [6 empty] | Stanton | 37.5757 | -101.625
9776 | City of Johnson - (KS) | 6579 | Johnson | Electric Utility | KS | 5 | 0.3 | 0.3 | Petroleum Liquids | DFO | IC | 3 | 1950 |  |  | (OP) Operating | [6 empty] | Stanton | 37.5757 | -101.625
9776 | City of Johnson - (KS) | 6579 | Johnson | Electric Utility | KS | 7 | 1.5 | 1.2 | Petroleum Liquids | DFO | IC | 6 | 1983 |  |  | (OP) Operating | [6 empty] | Stanton | 37.5757 | -101.625
9776 | City of Johnson - (KS) | 6579 | Johnson | Electric Utility | KS | 8 | 1.2 | 1.1 | Natural Gas Internal Combustion Engine | NG | IC | 4 | 1993 |  |  | (OP) Operating | [6 empty] | Stanton | 37.5757 | -101.625
9776 | City of Johnson - (KS) | 6579 | Johnson | Electric Utility | KS | IC6 | 1.5 | 1.2 | Petroleum Liquids | DFO | IC | 11 | 1986 |  |  | (OP) Operating | [6 empty] | Stanton | 37.5757 | -101.625
10210 | Ketchikan Public Utilities | 6580 | Beaver Falls | Electric Utility | AK | 1 | 1 | 1 | Conventional Hydroelectric | WAT | HY | 1 | 1947 |  |  | (OP) Operating | [6 empty] | Ketchikan Gateway | 55.3798 | -131.4703
10210 | Ketchikan Public Utilities | 6580 | Beaver Falls | Electric Utility | AK | 3 | 2.2 | 2.2 | Conventional Hydroelectric | WAT | HY | 1 | 1954 |  |  | (OP) Operating | [6 empty] | Ketchikan Gateway | 55.3798 | -131.4703
10210 | Ketchikan Public Utilities | 6580 | Beaver Falls | Electric Utility | AK | 4 | 2.2 | 2.2 | Conventional Hydroelectric | WAT | HY | 1 | 1954 |  |  | (OP) Operating | [6 empty] | Ketchikan Gateway | 55.3798 | -131.4703
10210 | Ketchikan Public Utilities | 6581 | Silvis | Electric Utility | AK | 1 | 2.1 | 2.1 | Conventional Hydroelectric | WAT | HY | 1 | 1968 |  |  | (OP) Operating | [6 empty] | Ketchikan Gateway | 55.3814 | -131.5178
50079 | Utility Board of Key West City | 6584 | Stock Island | Electric Utility | FL | EP2 | 2.5 | 2.5 | Petroleum Liquids | DFO | IC | 6 | 2012 |  |  | (OP) Operating | [6 empty] | Monroe | 24.5633 | -81.7342
50079 | Utility Board of Key West City | 6584 | Stock Island | Electric Utility | FL | GT1 | 23.4 | 19 | Petroleum Liquids | DFO | GT | 11 | 1978 |  |  | (OP) Operating | [6 empty] | Monroe | 24.5633 | -81.7342
50079 | Utility Board of Key West City | 6584 | Stock Island | Electric Utility | FL | GT2 | 19.7 | 17 | Petroleum Liquids | DFO | GT | 9 | 1999 |  |  | (OP) Operating | [6 empty] | Monroe | 24.5633 | -81.7342
50079 | Utility Board of Key West City | 6584 | Stock Island | Electric Utility | FL | GT3 | 19.7 | 17 | Petroleum Liquids | DFO | GT | 9 | 1999 |  |  | (OP) Operating | [6 empty] | Monroe | 24.5633 | -81.7342
50079 | Utility Board of Key West City | 6584 | Stock Island | Electric Utility | FL | GT4 | 42 | 44 | Petroleum Liquids | DFO | GT | 6 | 2006 |  |  | (OP) Operating | [6 empty] | Monroe | 24.5633 | -81.7342
50079 | Utility Board of Key West City | 6584 | Stock Island | Electric Utility | FL | MSD1 | 9.6 | 7.5 | Petroleum Liquids | DFO | IC | 6 | 1991 |  |  | (OP) Operating | [6 empty] | Monroe | 24.5633 | -81.7342
50079 | Utility Board of Key West City | 6584 | Stock Island | Electric Utility | FL | MSD2 | 9.6 | 7.5 | Petroleum Liquids | DFO | IC | 6 | 1991 |  |  | (OP) Operating | [6 empty] | Monroe | 24.5633 | -81.7342
11624 | City of Marblehead - (MA) | 6586 | Wilkins Station | Electric Utility | MA | 1 | 2.7 | 2.5 | Petroleum Liquids | DFO | IC | 11 | 1975 |  |  | (OP) Operating | [5 empty] | 0 | Essex | 42.5131 | -70.8583
11624 | City of Marblehead - (MA) | 6586 | Wilkins Station | Electric Utility | MA | 2 | 2.7 | 2.5 | Petroleum Liquids | DFO | IC | 11 | 1975 |  |  | (OP) Operating | [5 empty] | 0 | Essex | 42.5131 | -70.8583
55937 | Entergy Texas Inc. | 6595 | Toledo Bend | Electric Utility | TX | 1 | 40.5 | 40 | Conventional Hydroelectric | WAT | HY | 2 | 1969 |  |  | (OP) Operating | [6 empty] | Newton | 31.1735 | -93.5659
55937 | Entergy Texas Inc. | 6595 | Toledo Bend | Electric Utility | TX | 2 | 40.5 | 40 | Conventional Hydroelectric | WAT | HY | 2 | 1969 |  |  | (OP) Operating | [6 empty] | Newton | 31.1735 | -93.5659
16534 | Sacramento Municipal Util Dist | 6612 | Union Valley | Electric Utility | CA | 1 | 38.6 | 38.6 | Conventional Hydroelectric | WAT | HY | 10 | 1963 |  |  | (OP) Operating | [6 empty] | El Dorado | 38.8643 | -120.4443
18371 | Village of Swanton - (VT) | 6618 | Highgate Falls | Electric Utility | VT | 1 | 1.1 | 1 | Conventional Hydroelectric | WAT | HY | 8 | 1930 |  |  | (OP) Operating | [6 empty] | Franklin | 44.9336 | -73.0511
18371 | Village of Swanton - (VT) | 6618 | Highgate Falls | Electric Utility | VT | 2 | 1 | 1 | Conventional Hydroelectric | WAT | HY | 8 | 1923 |  |  | (OP) Operating | [6 empty] | Franklin | 44.9336 | -73.0511
18371 | Village of Swanton - (VT) | 6618 | Highgate Falls | Electric Utility | VT | 3 | 3.2 | 2.9 | Conventional Hydroelectric | WAT | HY | 8 | 1954 |  |  | (OP) Operating | [6 empty] | Franklin | 44.9336 | -73.0511
18371 | Village of Swanton - (VT) | 6618 | Highgate Falls | Electric Utility | VT | 4 | 5.8 | 4.8 | Conventional Hydroelectric | WAT | HY | 5 | 1990 |  |  | (OP) Operating | [6 empty] | Franklin | 44.9336 | -73.0511
30151 | Tri-State G & T Assn, Inc | 6619 | Burlington (CO) | Electric Utility | CO | 1 | 64.7 | 50 | Petroleum Liquids | DFO | GT | 6 | 1977 |  |  | (SB) Standby/Backup: available for service but not normally used | [6 empty] | Kit Carson | 39.3561 | -102.2431
30151 | Tri-State G & T Assn, Inc | 6619 | Burlington (CO) | Electric Utility | CO | 2 | 64.7 | 50 | Petroleum Liquids | DFO | GT | 7 | 1977 |  |  | (SB) Standby/Backup: available for service but not normally used | [6 empty] | Kit Carson | 39.3561 | -102.2431
19635 | USCE-Missouri River District | 6623 | Fort Peck | Electric Utility | MT | 1 | 43.5 | 45 | Conventional Hydroelectric | WAT | HY | 7 | 1943 |  |  | (OP) Operating | [6 empty] | McCone | 48.0122 | -106.4123
19635 | USCE-Missouri River District | 6623 | Fort Peck | Electric Utility | MT | 2 | 18.3 | 18 | Conventional Hydroelectric | WAT | HY | 2 | 1948 |  |  | (OP) Operating | [6 empty] | McCone | 48.0122 | -106.4123
19635 | USCE-Missouri River District | 6623 | Fort Peck | Electric Utility | MT | 3 | 43.5 | 45 | Conventional Hydroelectric | WAT | HY | 12 | 1951 |  |  | (OP) Operating | [6 empty] | McCone | 48.0122 | -106.4123
19635 | USCE-Missouri River District | 6623 | Fort Peck | Electric Utility | MT | 4 | 40 | 46 | Conventional Hydroelectric | WAT | HY | 6 | 1961 |  |  | (OP) Operating | [6 empty] | McCone | 48.0122 | -106.4123
19635 | USCE-Missouri River District | 6623 | Fort Peck | Electric Utility | MT | 5 | 40 | 46 | Conventional Hydroelectric | WAT | HY | 6 | 1961 |  |  | (OP) Operating | [6 empty] | McCone | 48.0122 | -106.4123
19635 | USCE-Missouri River District | 6624 | Gavins Point | Electric Utility | NE | 1 | 44.1 | 34 | Conventional Hydroelectric | WAT | HY | 9 | 1956 |  |  | (OP) Operating | [6 empty] | Cedar | 42.8488 | -97.4815
19635 | USCE-Missouri River District | 6624 | Gavins Point | Electric Utility | NE | 2 | 44.1 | 34 | Conventional Hydroelectric | WAT | HY | 10 | 1956 |  |  | (OP) Operating | [6 empty] | Cedar | 42.8488 | -97.4815
19635 | USCE-Missouri River District | 6624 | Gavins Point | Electric Utility | NE | 3 | 44.1 | 34 | Conventional Hydroelectric | WAT | HY | 1 | 1957 |  |  | (OP) Operating | [6 empty] | Cedar | 42.8488 | -97.4815
4180 | Connecticut Mun Elec Engy Coop | 6635 | A L Pierce | Electric Utility | CT | 4 | 84 | 77 | Natural Gas Fired Combustion Turbine | NG | GT | 10 | 2007 |  |  | (OP) Operating | [6 empty] | New Haven | 41.4482 | -72.8349
59926 | Lake Lynn Generation, LLC | 6636 | Lake Lynn Hydro Station | IPP Non-CHP | PA | 1 | 12.8 | 13 | Conventional Hydroelectric | WAT | HY | 9 | 1926 |  |  | (OP) Operating | [6 empty] | FAYETTE | 39.7203 | -79.8561
59926 | Lake Lynn Generation, LLC | 6636 | Lake Lynn Hydro Station | IPP Non-CHP | PA | 2 | 12.8 | 13 | Conventional Hydroelectric | WAT | HY | 7 | 1929 |  |  | (OP) Operating | [6 empty] | FAYETTE | 39.7203 | -79.8561
59926 | Lake Lynn Generation, LLC | 6636 | Lake Lynn Hydro Station | IPP Non-CHP | PA | 3 | 12.8 | 13 | Conventional Hydroelectric | WAT | HY | 6 | 1926 |  |  | (OP) Operating | [6 empty] | FAYETTE | 39.7203 | -79.8561
59926 | Lake Lynn Generation, LLC | 6636 | Lake Lynn Hydro Station | IPP Non-CHP | PA | 4 | 12.8 | 13 | Conventional Hydroelectric | WAT | HY | 5 | 1926 |  |  | (OP) Operating | [6 empty] | FAYETTE | 39.7203 | -79.8561
30150 | CBY DBA Yakutat Power | 6637 | Yakutat | Electric Utility | AK | 2B | 0.8 | 0.8 | Petroleum Liquids | DFO | IC | 6 | 1999 |  |  | (OP) Operating | [6 empty] | YAKUTAT | 59.5446 | -139.7243
30150 | CBY DBA Yakutat Power | 6637 | Yakutat | Electric Utility | AK | 3A | 0.6 | 0.6 | Petroleum Liquids | DFO | IC | 6 | 1999 |  |  | (OP) Operating | [6 empty] | YAKUTAT | 59.5446 | -139.7243
30150 | CBY DBA Yakutat Power | 6637 | Yakutat | Electric Utility | AK | 6 | 1.2 | 1.2 | Petroleum Liquids | DFO | IC | 9 | 2007 |  |  | (OP) Operating | [6 empty] | YAKUTAT | 59.5446 | -139.7243
30150 | CBY DBA Yakutat Power | 6637 | Yakutat | Electric Utility | AK | 7 | 1.2 | 1.2 | Petroleum Liquids | DFO | IC | 7 | 2012 |  |  | (OP) Operating | [6 empty] | YAKUTAT | 59.5446 | -139.7243
1692 | Big Rivers Electric Corp | 6639 | R D Green | Electric Utility | KY | 1 | 293 | 231 | Conventional Steam Coal | BIT | ST | 12 | 1979 |  |  | (OP) Operating | [6 empty] | Webster | 37.6461 | -87.5
1692 | Big Rivers Electric Corp | 6639 | R D Green | Electric Utility | KY | 2 | 293 | 223 | Conventional Steam Coal | BIT | ST | 1 | 1981 |  |  | (OP) Operating | [6 empty] | Webster | 37.6461 | -87.5
814 | Entergy Arkansas Inc | 6641 | Independence Steam Electric Station | Electric Utility | AR | 1 | 900 | 838.5 | Conventional Steam Coal | SUB | ST | 1 | 1983 |  |  | (OP) Operating | [6 empty] | Independence | 35.6784 | -91.4088
814 | Entergy Arkansas Inc | 6641 | Independence Steam Electric Station | Electric Utility | AR | 2 | 900 | 842 | Conventional Steam Coal | SUB | ST | 12 | 1984 |  |  | (OP) Operating | [6 empty] | Independence | 35.6784 | -91.4088
12397 | Metropolitan Water District of S CA | 6643 | Greg Avenue | Electric Utility | CA | 1 | 1 | 1 | Conventional Hydroelectric | WAT | HY | 12 | 1979 |  |  | (SB) Standby/Backup: available for service but not normally used | [6 empty] | Los Angeles | 34.2079 | -118.3516
12397 | Metropolitan Water District of S CA | 6644 | Lake Mathews | Electric Utility | CA | 1 | 4.9 | 4.9 | Conventional Hydroelectric | WAT | HY | 8 | 1980 |  |  | (OP) Operating | [6 empty] | Riverside | 33.8553 | -117.4537
12397 | Metropolitan Water District of S CA | 6645 | Foothill Feeder | Electric Utility | CA | 1 | 4.5 | 7.1 | Conventional Hydroelectric | WAT | HY | 4 | 1981 |  |  | (OP) Operating | [6 empty] | Los Angeles | 34.5148 | -118.6092
12397 | Metropolitan Water District of S CA | 6645 | Foothill Feeder | Electric Utility | CA | 2 | 4.5 |  | Conventional Hydroelectric | WAT | HY | 4 | 1981 |  |  | (OP) Operating | [6 empty] | Los Angeles | 34.5148 | -118.6092
12397 | Metropolitan Water District of S CA | 6646 | San Dimas | Electric Utility | CA | 1 | 9.9 | 9.9 | Conventional Hydroelectric | WAT | HY | 6 | 1981 |  |  | (OP) Operating | [6 empty] | Los Angeles | 34.1275 | -117.7958
12397 | Metropolitan Water District of S CA | 6647 | Yorba Linda | Electric Utility | CA | 1 | 5.1 | 5.1 | Conventional Hydroelectric | WAT | HY | 11 | 1981 |  |  | (OP) Operating | [6 empty] | Orange | 33.9117 | -117.8192
55983 | Luminant Generation Company LLC | 6648 | Sandow No 4 | IPP Non-CHP | TX | 4 | 590.6 | 600 | Conventional Steam Coal | LIG | ST | 5 | 1981 |  |  | (OP) Operating | [6 empty] | Milam | 30.5659 | -97.064
19436 | Union Electric Co - (MO) | 6650 | Mexico | Electric Utility | MO | 1 | 60.7 | 54 | Petroleum Liquids | DFO | GT | 9 | 1978 |  |  | (OP) Operating | [6 empty] | Audrain | 39.1481 | -91.8306
19436 | Union Electric Co - (MO) | 6651 | Moberly | Electric Utility | MO | 1 | 60.6 | 54 | Petroleum Liquids | DFO | GT | 8 | 1978 |  |  | (OP) Operating | [6 empty] | Randolph | 39.4244 | -92.4837
19436 | Union Electric Co - (MO) | 6652 | Moreau | Electric Utility | MO | 1 | 60.8 | 54 | Petroleum Liquids | DFO | GT | 8 | 1978 |  |  | (OP) Operating | [6 empty] | Cole | 38.5557 | -92.1023
12341 | MidAmerican Energy Co | 6664 | Louisa | Electric Utility | IA | 1 | 811.9 | 746.2 | Conventional Steam Coal | SUB | ST | 10 | 1983 |  |  | (OP) Operating | [6 empty] | Louisa | 41.3181 | -91.0931
29297 | Pelican Utility | 6702 | Pelican | Electric Utility | AK | HC1 | 0.6 | 0.5 | Conventional Hydroelectric | WAT | HY | 7 | 1984 |  |  | (OP) Operating | [6 empty] | Skagway Hoonah Angoon | 57.9572 | -136.2201
29297 | Pelican Utility | 6702 | Pelican | Electric Utility | AK | HC2 | 0.1 | 0.1 | Conventional Hydroelectric | WAT | HY | 5 | 1984 |  |  | (OP) Operating | [6 empty] | Skagway Hoonah Angoon | 57.9572 | -136.2201
29297 | Pelican Utility | 6702 | Pelican | Electric Utility | AK | IC6 | 0.4 | 0.4 | Petroleum Liquids | DFO | IC | 9 | 2008 |  |  | (OP) Operating | [6 empty] | Skagway Hoonah Angoon | 57.9572 | -136.2201
29297 | Pelican Utility | 6702 | Pelican | Electric Utility | AK | IC7 | 0.4 | 0.4 | Petroleum Liquids | DFO | IC | 9 | 2008 |  |  | (OP) Operating | [6 empty] | Skagway Hoonah Angoon | 57.9572 | -136.2201
29297 | Pelican Utility | 6702 | Pelican | Electric Utility | AK | IC8 | 0.2 | 0.2 | Petroleum Liquids | DFO | IC | 9 | 2008 |  |  | (OP) Operating | [6 empty] | Skagway Hoonah Angoon | 57.9572 | -136.2201
17609 | Southern California Edison Co | 6704 | Pebbly Beach | Electric Utility | CA | 10 | 1.1 | 1.1 | Petroleum Liquids | DFO | IC | 7 | 1966 |  |  | (OP) Operating | [6 empty] | Los Angeles | 33.3331 | -118.3103
17609 | Southern California Edison Co | 6704 | Pebbly Beach | Electric Utility | CA | 12 | 1.5 | 1.6 | Petroleum Liquids | DFO | IC | 6 | 1976 |  |  | (OP) Operating | [6 empty] | Los Angeles | 33.3331 | -118.3103
17609 | Southern California Edison Co | 6704 | Pebbly Beach | Electric Utility | CA | 14 | 1.4 | 1.4 | Petroleum Liquids | DFO | IC | 10 | 1986 |  |  | (OP) Operating | [6 empty] | Los Angeles | 33.3331 | -118.3103
17609 | Southern California Edison Co | 6704 | Pebbly Beach | Electric Utility | CA | 15 | 2.8 | 2.8 | Petroleum Liquids | DFO | IC | 12 | 1995 |  |  | (OP) Operating | [6 empty] | Los Angeles | 33.3331 | -118.3103
17609 | Southern California Edison Co | 6704 | Pebbly Beach | Electric Utility | CA | 7 | 1 | 1 | Petroleum Liquids | DFO | IC | 7 | 1958 |  |  | (OP) Operating | [6 empty] | Los Angeles | 33.3331 | -118.3103
17609 | Southern California Edison Co | 6704 | Pebbly Beach | Electric Utility | CA | 8 | 1.5 | 1.5 | Petroleum Liquids | DFO | IC | 6 | 1963 |  |  | (OP) Operating | [6 empty] | Los Angeles | 33.3331 | -118.3103
17609 | Southern California Edison Co | 6704 | Pebbly Beach | Electric Utility | CA | MT01 | 0.1 | 0.1 | Petroleum Liquids | PG | GT | 12 | 2011 |  |  | (OP) Operating | [6 empty] | Los Angeles | 33.3331 | -118.3103
17609 | Southern California Edison Co | 6704 | Pebbly Beach | Electric Utility | CA | MT02 | 0.1 | 0.1 | Petroleum Liquids | PG | GT | 12 | 2011 |  |  | (OP) Operating | [6 empty] | Los Angeles | 33.3331 | -118.3103
17609 | Southern California Edison Co | 6704 | Pebbly Beach | Electric Utility | CA | MT03 | 0.1 | 0.1 | Petroleum Liquids | PG | GT | 12 | 2011 |  |  | (OP) Operating | [6 empty] | Los Angeles | 33.3331 | -118.3103
17609 | Southern California Edison Co | 6704 | Pebbly Beach | Electric Utility | CA | MT04 | 0.1 | 0.1 | Petroleum Liquids | PG | GT | 12 | 2011 |  |  | (OP) Operating | [6 empty] | Los Angeles | 33.3331 | -118.3103
17609 | Southern California Edison Co | 6704 | Pebbly Beach | Electric Utility | CA | MT05 | 0.1 | 0.1 | Petroleum Liquids | PG | GT | 12 | 2011 |  |  | (OP) Operating | [6 empty] | Los Angeles | 33.3331 | -118.3103
17609 | Southern California Edison Co | 6704 | Pebbly Beach | Electric Utility | CA | MT06 | 0.1 | 0.1 | Petroleum Liquids | PG | GT | 12 | 2011 |  |  | (OP) Operating | [6 empty] | Los Angeles | 33.3331 | -118.3103
17609 | Southern California Edison Co | 6704 | Pebbly Beach | Electric Utility | CA | MT07 | 0.1 | 0.1 | Petroleum Liquids | PG | GT | 12 | 2011 |  |  | (OP) Operating | [6 empty] | Los Angeles | 33.3331 | -118.3103
17609 | Southern California Edison Co | 6704 | Pebbly Beach | Electric Utility | CA | MT08 | 0.1 | 0.1 | Petroleum Liquids | PG | GT | 12 | 2011 |  |  | (OP) Operating | [6 empty] | Los Angeles | 33.3331 | -118.3103
17609 | Southern California Edison Co | 6704 | Pebbly Beach | Electric Utility | CA | MT09 | 0.1 | 0.1 | Petroleum Liquids | PG | GT | 12 | 2011 |  |  | (OP) Operating | [6 empty] | Los Angeles | 33.3331 | -118.3103
17609 | Southern California Edison Co | 6704 | Pebbly Beach | Electric Utility | CA | MT10 | 0.1 | 0.1 | Petroleum Liquids | PG | GT | 12 | 2011 |  |  | (OP) Operating | [6 empty] | Los Angeles | 33.3331 | -118.3103
17609 | Southern California Edison Co | 6704 | Pebbly Beach | Electric Utility | CA | MT11 | 0.1 | 0.1 | Petroleum Liquids | PG | GT | 12 | 2011 |  |  | (OP) Operating | [6 empty] | Los Angeles | 33.3331 | -118.3103
17609 | Southern California Edison Co | 6704 | Pebbly Beach | Electric Utility | CA | MT14 | 0.1 | 0.1 | Petroleum Liquids | PG | GT | 12 | 2011 |  |  | (OP) Operating | [6 empty] | Los Angeles | 33.3331 | -118.3103
17609 | Southern California Edison Co | 6704 | Pebbly Beach | Electric Utility | CA | MT15 | 0.1 | 0.1 | Petroleum Liquids | PG | GT | 12 | 2011 |  |  | (OP) Operating | [6 empty] | Los Angeles | 33.3331 | -118.3103
17609 | Southern California Edison Co | 6704 | Pebbly Beach | Electric Utility | CA | MT16 | 0.1 | 0.1 | Petroleum Liquids | PG | GT | 12 | 2011 |  |  | (OP) Operating | [6 empty] | Los Angeles | 33.3331 | -118.3103
17609 | Southern California Edison Co | 6704 | Pebbly Beach | Electric Utility | CA | MT17 | 0.1 | 0.1 | Petroleum Liquids | PG | GT | 12 | 2011 |  |  | (OP) Operating | [6 empty] | Los Angeles | 33.3331 | -118.3103
17609 | Southern California Edison Co | 6704 | Pebbly Beach | Electric Utility | CA | MT18 | 0.1 | 0.1 | Petroleum Liquids | PG | GT | 12 | 2011 |  |  | (OP) Operating | [6 empty] | Los Angeles | 33.3331 | -118.3103
17609 | Southern California Edison Co | 6704 | Pebbly Beach | Electric Utility | CA | MT19 | 0.1 | 0.1 | Petroleum Liquids | PG | GT | 12 | 2011 |  |  | (OP) Operating | [6 empty] | Los Angeles | 33.3331 | -118.3103
17609 | Southern California Edison Co | 6704 | Pebbly Beach | Electric Utility | CA | MT20 | 0.1 | 0.1 | Petroleum Liquids | PG | GT | 12 | 2011 |  |  | (OP) Operating | [6 empty] | Los Angeles | 33.3331 | -118.3103
17609 | Southern California Edison Co | 6704 | Pebbly Beach | Electric Utility | CA | MT21 | 0.1 | 0.1 | Petroleum Liquids | PG | GT | 12 | 2011 |  |  | (OP) Operating | [6 empty] | Los Angeles | 33.3331 | -118.3103
17609 | Southern California Edison Co | 6704 | Pebbly Beach | Electric Utility | CA | MT22 | 0.1 | 0.1 | Petroleum Liquids | PG | GT | 12 | 2011 |  |  | (OP) Operating | [6 empty] | Los Angeles | 33.3331 | -118.3103
17609 | Southern California Edison Co | 6704 | Pebbly Beach | Electric Utility | CA | MT23 | 0.1 | 0.1 | Petroleum Liquids | PG | GT | 12 | 2011 |  |  | (OP) Operating | [6 empty] | Los Angeles | 33.3331 | -118.3103
17609 | Southern California Edison Co | 6704 | Pebbly Beach | Electric Utility | CA | MT24 | 0.1 | 0.1 | Petroleum Liquids | PG | GT | 12 | 2011 |  |  | (OP) Operating | [6 empty] | Los Angeles | 33.3331 | -118.3103
17609 | Southern California Edison Co | 6704 | Pebbly Beach | Electric Utility | CA | MT25 | 0.1 | 0.1 | Petroleum Liquids | PG | GT | 12 | 2011 |  |  | (OP) Operating | [6 empty] | Los Angeles | 33.3331 | -118.3103
261 | AGC Division of APG Inc | 6705 | Warrick | IPP CHP | IN | 1 | 166.6 | 149 | Conventional Steam Coal | BIT | ST | 4 | 1960 |  |  | (OP) Operating | [6 empty] | Warrick | 37.915 | -87.3328
261 | AGC Division of APG Inc | 6705 | Warrick | IPP CHP | IN | 2 | 166.6 | 152 | Conventional Steam Coal | BIT | ST | 1 | 1964 |  |  | (OP) Operating | [6 empty] | Warrick | 37.915 | -87.3328
261 | AGC Division of APG Inc | 6705 | Warrick | IPP CHP | IN | 3 | 166.6 | 154 | Conventional Steam Coal | BIT | ST | 10 | 1965 |  |  | (OP) Operating | [6 empty] | Warrick | 37.915 | -87.3328
261 | AGC Division of APG Inc | 6705 | Warrick | IPP CHP | IN | 4 | 323 | 299 | Conventional Steam Coal | BIT | ST | 10 | 1970 |  |  | (OP) Operating | [6 empty] | Warrick | 37.915 | -87.3328
7570 | Great River Energy | 6741 | Rock Lake CT | Electric Utility | MN | 1 | 25 | 22.9 | Petroleum Liquids | DFO | GT | 4 | 1978 |  |  | (OP) Operating | [6 empty] | Pine | 45.8054 | -92.9718
15143 | Platte River Power Authority | 6761 | Rawhide | Electric Utility | CO | 1 | 293.6 | 280 | Conventional Steam Coal | SUB | ST | 4 | 1984 |  |  | (OP) Operating | [6 empty] | Larimer | 40.8609 | -105.0212
15143 | Platte River Power Authority | 6761 | Rawhide | Electric Utility | CO | A | 89.3 | 65 | Natural Gas Fired Combustion Turbine | NG | GT | 6 | 2002 |  |  | (OP) Operating | [6 empty] | Larimer | 40.8609 | -105.0212
15143 | Platte River Power Authority | 6761 | Rawhide | Electric Utility | CO | B | 89.3 | 65 | Natural Gas Fired Combustion Turbine | NG | GT | 8 | 2002 |  |  | (OP) Operating | [6 empty] | Larimer | 40.8609 | -105.0212
15143 | Platte River Power Authority | 6761 | Rawhide | Electric Utility | CO | C | 89.3 | 65 | Natural Gas Fired Combustion Turbine | NG | GT | 9 | 2002 |  |  | (OP) Operating | [6 empty] | Larimer | 40.8609 | -105.0212
15143 | Platte River Power Authority | 6761 | Rawhide | Electric Utility | CO | D | 89.3 | 65 | Natural Gas Fired Combustion Turbine | NG | GT | 6 | 2004 |  |  | (OP) Operating | [6 empty] | Larimer | 40.8609 | -105.0212
15143 | Platte River Power Authority | 6761 | Rawhide | Electric Utility | CO | F | 149.6 | 128 | Natural Gas Fired Combustion Turbine | NG | GT | 6 | 2008 |  |  | (OP) Operating | [6 empty] | Larimer | 40.8609 | -105.0212
17177 | City of Sikeston - (MO) | 6768 | Sikeston Power Station | Electric Utility | MO | 1 | 261 | 240 | Conventional Steam Coal | SUB | ST | 9 | 1981 |  |  | (OP) Operating | [6 empty] | Scott | 36.8791 | -89.6209
20447 | Western Farmers Elec Coop, Inc | 6772 | Hugo | Electric Utility | OK | 1 | 446 | 440 | Conventional Steam Coal | SUB | ST | 4 | 1982 |  |  | (OP) Operating | [6 empty] | Choctaw | 34.0158 | -95.3206
19856 | City of Vineland - (NJ) | 6776 | West Station (NJ) | Electric Utility | NJ | 1 | 27 | 24.4 | Petroleum Liquids | DFO | GT | 6 | 1972 |  |  | (OP) Operating | [6 empty] | Cumberland | 39.4912 | -75.0486
50118 | US Army Corps of Engineers | 6789 | St Stephen | Electric Utility | SC | 1 | 28 | 28 | Conventional Hydroelectric | WAT | HY | 3 | 1985 |  |  | (OP) Operating | [6 empty] | Berkeley | 33.4261 | -79.93
50118 | US Army Corps of Engineers | 6789 | St Stephen | Electric Utility | SC | 2 | 28 | 28 | Conventional Hydroelectric | WAT | HY | 3 | 1985 |  |  | (OP) Operating | [6 empty] | Berkeley | 33.4261 | -79.93
50118 | US Army Corps of Engineers | 6789 | St Stephen | Electric Utility | SC | 3 | 28 | 28 | Conventional Hydroelectric | WAT | HY | 3 | 1985 |  |  | (OP) Operating | [6 empty] | Berkeley | 33.4261 | -79.93
998 | City of Augusta - (KS) | 6791 | Augusta Electric Plant No 2 | Electric Utility | KS | 1 | 4 | 4 | Natural Gas Internal Combustion Engine | NG | IC | 10 | 1968 |  |  | (OP) Operating | [6 empty] | BUTLER | 37.6861 | -96.965
998 | City of Augusta - (KS) | 6791 | Augusta Electric Plant No 2 | Electric Utility | KS | 2 | 4 | 4 | Natural Gas Internal Combustion Engine | NG | IC | 7 | 1968 |  |  | (OP) Operating | [6 empty] | BUTLER | 37.6861 | -96.965
998 | City of Augusta - (KS) | 6791 | Augusta Electric Plant No 2 | Electric Utility | KS | 3 | 6 | 6 | Natural Gas Internal Combustion Engine | NG | IC | 7 | 1981 |  |  | (OP) Operating | [6 empty] | BUTLER | 37.6861 | -96.965
998 | City of Augusta - (KS) | 6791 | Augusta Electric Plant No 2 | Electric Utility | KS | 4 | 6.7 | 6.6 | Natural Gas Internal Combustion Engine | NG | IC | 3 | 2005 |  |  | (OP) Operating | [6 empty] | BUTLER | 37.6861 | -96.965
17271 | City & Borough of Sitka - (AK) | 6801 | Jarvis Street | Electric Utility | AK | 1 | 2 | 2 | Petroleum Liquids | DFO | IC | 8 | 1979 |  |  | (OP) Operating | [6 empty] | SITKA | 57.0497 | -135.3128
17271 | City & Borough of Sitka - (AK) | 6801 | Jarvis Street | Electric Utility | AK | 2 | 2.8 | 2.8 | Petroleum Liquids | DFO | IC | 8 | 1979 |  |  | (OP) Operating | [6 empty] | SITKA | 57.0497 | -135.3128
17271 | City & Borough of Sitka - (AK) | 6801 | Jarvis Street | Electric Utility | AK | 3 | 2.8 | 2.8 | Petroleum Liquids | DFO | IC | 8 | 1979 |  |  | (OP) Operating | [6 empty] | SITKA | 57.0497 | -135.3128
17271 | City & Borough of Sitka - (AK) | 6801 | Jarvis Street | Electric Utility | AK | 4 | 4.5 | 4 | Petroleum Liquids | DFO | IC | 7 | 2002 |  |  | (OP) Operating | [6 empty] | SITKA | 57.0497 | -135.3128
17271 | City & Borough of Sitka - (AK) | 6801 | Jarvis Street | Electric Utility | AK | 5 | 13.5 | 13.5 | Petroleum Liquids | DFO | IC | 8 | 2014 |  |  | (OP) Operating | [6 empty] | SITKA | 57.0497 | -135.3128
1692 | Big Rivers Electric Corp | 6823 | D B Wilson | Electric Utility | KY | 1 | 509.4 | 417 | Conventional Steam Coal | BIT | ST | 9 | 1984 |  |  | (OP) Operating | [6 empty] | Ohio | 37.4497 | -87.0806
7570 | Great River Energy | 6824 | St Bonifacius | Electric Utility | MN | 1 | 61.2 | 58.9 | Petroleum Liquids | DFO | GT | 6 | 1978 |  |  | (OP) Operating | [6 empty] | Carver | 44.905 | -93.8208
9011 | City of Hugoton - (KS) | 7011 | Hugoton 2 | Electric Utility | KS | 10 | 4.3 | 4 | Petroleum Liquids | DFO | IC | 9 | 1983 |  |  | (OP) Operating | [6 empty] | Stevens | 37.175 | -101.3458
9011 | City of Hugoton - (KS) | 7011 | Hugoton 2 | Electric Utility | KS | 11 | 2.5 | 2.2 | Petroleum Liquids | DFO | IC | 6 | 1997 |  |  | (OP) Operating | [6 empty] | Stevens | 37.175 | -101.3458
9011 | City of Hugoton - (KS) | 7011 | Hugoton 2 | Electric Utility | KS | 12 | 3 | 2.8 | Petroleum Liquids | DFO | IC | 4 | 1997 |  |  | (OP) Operating | [6 empty] | Stevens | 37.175 | -101.3458
9011 | City of Hugoton - (KS) | 7011 | Hugoton 2 | Electric Utility | KS | 13 | 0.8 | 0.5 | Natural Gas Internal Combustion Engine | NG | IC | 3 | 1998 |  |  | (OP) Operating | [6 empty] | Stevens | 37.175 | -101.3458
9011 | City of Hugoton - (KS) | 7011 | Hugoton 2 | Electric Utility | KS | 7 | 2.3 | 2 | Petroleum Liquids | DFO | IC | 1 | 1964 |  |  | (OP) Operating | [6 empty] | Stevens | 37.175 | -101.3458
9011 | City of Hugoton - (KS) | 7011 | Hugoton 2 | Electric Utility | KS | 8 | 2 | 1.8 | Petroleum Liquids | DFO | IC | 1 | 1971 |  |  | (OP) Operating | [6 empty] | Stevens | 37.175 | -101.3458
9011 | City of Hugoton - (KS) | 7011 | Hugoton 2 | Electric Utility | KS | 9A | 4.3 | 4 | Petroleum Liquids | DFO | IC | 8 | 1994 |  |  | (OP) Operating | [6 empty] | Stevens | 37.175 | -101.3458
9187 | City of Idaho Falls - (ID) | 7012 | Lower No 1 | Electric Utility | ID | 2 | 8 | 8 | Conventional Hydroelectric | WAT | HY | 4 | 1982 |  |  | (OP) Operating | [6 empty] | BONNEVILLE | 43.4687 | -112.0625
20813 | City of Winfield - (KS) | 7013 | East 12th Street | Electric Utility | KS | 4 | 26.5 | 25.8 | Natural Gas Steam Turbine | NG | ST | 6 | 1970 |  |  | (OP) Operating | [6 empty] | Cowley | 37.2367 | -96.9625
20813 | City of Winfield - (KS) | 7013 | East 12th Street | Electric Utility | KS | 5 | 1.6 | 1.6 | Petroleum Liquids | DFO | IC | 6 | 2002 |  |  | (SB) Standby/Backup: available for service but not normally used | [6 empty] | Cowley | 37.2367 | -96.9625
20813 | City of Winfield - (KS) | 7013 | East 12th Street | Electric Utility | KS | 6 | 1.6 | 1.6 | Petroleum Liquids | DFO | IC | 3 | 1999 |  |  | (SB) Standby/Backup: available for service but not normally used | [6 empty] | Cowley | 37.2367 | -96.9625
13037 | City of Mt Pleasant - (UT) | 7015 | Unit 4 | Electric Utility | UT | 1 | 1.5 | 1.1 | Conventional Hydroelectric | WAT | HY | 6 | 1993 |  |  | (OA) Out of service but expected to return to service in next calendar year | [6 empty] | Sanpete | 39.5441 | -111.4187
3355 | City of Chanute | 7018 | Chanute 3 | Electric Utility | KS | 10 | 7.6 | 6.9 | Natural Gas Internal Combustion Engine | NG | IC | 8 | 1986 |  |  | (OP) Operating | [6 empty] | Neosho | 37.6376 | -95.4704
3355 | City of Chanute | 7018 | Chanute 3 | Electric Utility | KS | 11 | 7.6 | 6.9 | Natural Gas Internal Combustion Engine | NG | IC | 8 | 1986 |  |  | (OP) Operating | [6 empty] | Neosho | 37.6376 | -95.4704
3355 | City of Chanute | 7018 | Chanute 3 | Electric Utility | KS | 12 | 6 | 5.5 | Petroleum Liquids | DFO | IC | 11 | 1991 |  |  | (OP) Operating | [6 empty] | Neosho | 37.6376 | -95.4704
3355 | City of Chanute | 7018 | Chanute 3 | Electric Utility | KS | 13 | 6 | 5.9 | Petroleum Liquids | DFO | IC | 11 | 1991 |  |  | (OP) Operating | [6 empty] | Neosho | 37.6376 | -95.4704
3355 | City of Chanute | 7018 | Chanute 3 | Electric Utility | KS | 9 | 7.6 | 6.9 | Natural Gas Internal Combustion Engine | NG | IC | 10 | 1985 |  |  | (OP) Operating | [6 empty] | Neosho | 37.6376 | -95.4704
17845 | City of Springville - (UT) | 7028 | Whitehead | Electric Utility | UT | K1 | 7 | 5.9 | Natural Gas Internal Combustion Engine | NG | IC | 10 | 1986 |  |  | (OP) Operating | [6 empty] | UTAH | 40.1817 | -111.6203
17845 | City of Springville - (UT) | 7028 | Whitehead | Electric Utility | UT | K2 | 7 | 6 | Natural Gas Internal Combustion Engine | NG | IC | 8 | 1986 |  |  | (OP) Operating | [6 empty] | UTAH | 40.1817 | -111.6203
17845 | City of Springville - (UT) | 7028 | Whitehead | Electric Utility | UT | K3 | 7 | 5.9 | Natural Gas Internal Combustion Engine | NG | IC | 2 | 2000 |  |  | (OP) Operating | [6 empty] | UTAH | 40.1817 | -111.6203
17845 | City of Springville - (UT) | 7028 | Whitehead | Electric Utility | UT | K4 | 5 | 4 | Natural Gas Internal Combustion Engine | NG | IC | 12 | 2002 |  |  | (OP) Operating | [6 empty] | UTAH | 40.1817 | -111.6203
56598 | Major Oak Power, LLC | 7030 | Major Oak Power | IPP Non-CHP | TX | 1 | 174.6 | 152 | Conventional Steam Coal | LIG | ST | 9 | 1990 |  |  | (OP) Operating | [6 empty] | Robertson | 31.0919 | -96.695
56598 | Major Oak Power, LLC | 7030 | Major Oak Power | IPP Non-CHP | TX | 2 | 174.6 | 153 | Conventional Steam Coal | LIG | ST | 10 | 1991 |  |  | (OP) Operating | [6 empty] | Robertson | 31.0919 | -96.695
19876 | Virginia Electric & Power Co | 7032 | Gravel Neck | Electric Utility | VA | 1 | 16.3 | 12 | Petroleum Liquids | DFO | GT | 8 | 1970 |  |  | (OP) Operating | [6 empty] | Surry | 37.1575 | -76.6911
19876 | Virginia Electric & Power Co | 7032 | Gravel Neck | Electric Utility | VA | 2 | 23.8 | 16 | Petroleum Liquids | DFO | GT | 12 | 1970 |  |  | (OP) Operating | [6 empty] | Surry | 37.1575 | -76.6911
19876 | Virginia Electric & Power Co | 7032 | Gravel Neck | Electric Utility | VA | 3 | 91.9 | 85 | Natural Gas Fired Combustion Turbine | NG | GT | 10 | 1989 |  |  | (OP) Operating | [6 empty] | Surry | 37.1575 | -76.6911
19876 | Virginia Electric & Power Co | 7032 | Gravel Neck | Electric Utility | VA | 4 | 91.9 | 85 | Natural Gas Fired Combustion Turbine | NG | GT | 7 | 1989 |  |  | (OP) Operating | [6 empty] | Surry | 37.1575 | -76.6911
19876 | Virginia Electric & Power Co | 7032 | Gravel Neck | Electric Utility | VA | 5 | 91.9 | 85 | Natural Gas Fired Combustion Turbine | NG | GT | 7 | 1989 |  |  | (OP) Operating | [6 empty] | Surry | 37.1575 | -76.6911
19876 | Virginia Electric & Power Co | 7032 | Gravel Neck | Electric Utility | VA | 6 | 91.9 | 85 | Natural Gas Fired Combustion Turbine | NG | GT | 11 | 1989 |  |  | (OP) Operating | [6 empty] | Surry | 37.1575 | -76.6911
11135 | City of Logan - (UT) | 7034 | Hydro II | Electric Utility | UT | 1 | 3.3 | 3.1 | Conventional Hydroelectric | WAT | HY | 3 | 1986 |  |  | (OP) Operating | [6 empty] | Cache | 41.7437 | -111.7832
11135 | City of Logan - (UT) | 7034 | Hydro II | Electric Utility | UT | 2 | 3.3 | 3.1 | Conventional Hydroelectric | WAT | HY | 5 | 1986 |  |  | (OP) Operating | [6 empty] | Cache | 41.7437 | -111.7832
13902 | NorthWestern Energy | 7039 | Lake (WY) | Electric Utility | WY | 1 | 2.7 | 2.7 | Petroleum Liquids | DFO | IC | 9 | 1967 |  |  | (SB) Standby/Backup: available for service but not normally used | [6 empty] | Teton | 44.415 | -110.5739
807 | Arkansas Electric Coop Corp | 7040 | Ellis Hydro | Electric Utility | AR | 1 | 10.8 | 5 | Conventional Hydroelectric | WAT | HY | 12 | 1988 |  |  | (OP) Operating | [6 empty] | Crawford | 35.3514 | -94.2943
807 | Arkansas Electric Coop Corp | 7040 | Ellis Hydro | Electric Utility | AR | 2 | 10.8 | 6 | Conventional Hydroelectric | WAT | HY | 12 | 1988 |  |  | (OP) Operating | [6 empty] | Crawford | 35.3514 | -94.2943
807 | Arkansas Electric Coop Corp | 7040 | Ellis Hydro | Electric Utility | AR | 3 | 10.8 | 6 | Conventional Hydroelectric | WAT | HY | 12 | 1988 |  |  | (OP) Operating | [6 empty] | Crawford | 35.3514 | -94.2943
40215 | Cordova Electric Coop, Inc | 7042 | Humpback Creek | Electric Utility | AK | 1 | 0.5 | 0.4 | Conventional Hydroelectric | WAT | HY | 6 | 1991 |  |  | (OA) Out of service but expected to return to service in next calendar year | [6 empty] | Valdez Cordova | 60.6128 | -145.6794
40215 | Cordova Electric Coop, Inc | 7042 | Humpback Creek | Electric Utility | AK | 2 | 0.5 | 0.4 | Conventional Hydroelectric | WAT | HY | 6 | 1991 |  |  | (OP) Operating | [6 empty] | Valdez Cordova | 60.6128 | -145.6794
40215 | Cordova Electric Coop, Inc | 7042 | Humpback Creek | Electric Utility | AK | 3 | 0.2 | 0.2 | Conventional Hydroelectric | WAT | HY | 6 | 1991 |  |  | (OP) Operating | [6 empty] | Valdez Cordova | 60.6128 | -145.6794
20151 | Washington Electric Coop - (VT) | 7051 | Wrightsville Hydro Plant | Electric Utility | VT | 1 | 0.1 | 0.1 | Conventional Hydroelectric | WAT | HY | 9 | 1985 |  |  | (OP) Operating | [6 empty] | Washington | 44.3097 | -72.5753
20151 | Washington Electric Coop - (VT) | 7051 | Wrightsville Hydro Plant | Electric Utility | VT | 2 | 0.3 | 0.2 | Conventional Hydroelectric | WAT | HY | 9 | 1985 |  |  | (OP) Operating | [6 empty] | Washington | 44.3097 | -72.5753
20151 | Washington Electric Coop - (VT) | 7051 | Wrightsville Hydro Plant | Electric Utility | VT | 3 | 0.6 | 0.4 | Conventional Hydroelectric | WAT | HY | 9 | 1985 |  |  | (OP) Operating | [6 empty] | Washington | 44.3097 | -72.5753
7601 | Green Mountain Power Corp | 7056 | Bolton Falls | Electric Utility | VT | 1 | 4.4 | 3.9 | Conventional Hydroelectric | WAT | HY | 11 | 1986 |  |  | (OP) Operating | [6 empty] | Washington | 44.3594 | -72.8167
7601 | Green Mountain Power Corp | 7056 | Bolton Falls | Electric Utility | VT | 2 | 4.4 | 3.9 | Conventional Hydroelectric | WAT | HY | 11 | 1986 |  |  | (OP) Operating | [6 empty] | Washington | 44.3594 | -72.8167
4715 | Dahlberg Light & Power Co | 7058 | Solon Diesel | Electric Utility | WI | 1 | 1 | 0.8 | Petroleum Liquids | DFO | IC | 1 | 1988 |  |  | (SB) Standby/Backup: available for service but not normally used | [6 empty] | Douglas | 46.359 | -91.8236
4715 | Dahlberg Light & Power Co | 7058 | Solon Diesel | Electric Utility | WI | 2 | 1 | 0.8 | Petroleum Liquids | DFO | IC | 2 | 1988 |  |  | (SB) Standby/Backup: available for service but not normally used | [6 empty] | Douglas | 46.359 | -91.8236
4715 | Dahlberg Light & Power Co | 7058 | Solon Diesel | Electric Utility | WI | 3 | 1 | 0.8 | Petroleum Liquids | DFO | IC | 4 | 1989 |  |  | (SB) Standby/Backup: available for service but not normally used | [6 empty] | Douglas | 46.359 | -91.8236
4715 | Dahlberg Light & Power Co | 7058 | Solon Diesel | Electric Utility | WI | 4 | 1 | 0.8 | Petroleum Liquids | DFO | IC | 4 | 1989 |  |  | (SB) Standby/Backup: available for service but not normally used | [6 empty] | Douglas | 46.359 | -91.8236
4715 | Dahlberg Light & Power Co | 7058 | Solon Diesel | Electric Utility | WI | 5 | 1 | 0.8 | Petroleum Liquids | DFO | IC | 4 | 1989 |  |  | (SB) Standby/Backup: available for service but not normally used | [6 empty] | Douglas | 46.359 | -91.8236
4715 | Dahlberg Light & Power Co | 7058 | Solon Diesel | Electric Utility | WI | 6 | 1 | 0.8 | Petroleum Liquids | DFO | IC | 12 | 1995 |  |  | (SB) Standby/Backup: available for service but not normally used | [6 empty] | Douglas | 46.359 | -91.8236
4715 | Dahlberg Light & Power Co | 7058 | Solon Diesel | Electric Utility | WI | 7 | 1 | 0.8 | Petroleum Liquids | DFO | IC | 12 | 1995 |  |  | (SB) Standby/Backup: available for service but not normally used | [6 empty] | Douglas | 46.359 | -91.8236
4715 | Dahlberg Light & Power Co | 7058 | Solon Diesel | Electric Utility | WI | 8 | 1 | 0.8 | Petroleum Liquids | DFO | IC | 12 | 1995 |  |  | (SB) Standby/Backup: available for service but not normally used | [6 empty] | Douglas | 46.359 | -91.8236
17141 | City of Sibley - (IA) | 7060 | Sibley No Two | Electric Utility | IA | 4 | 1.1 | 1 | Petroleum Liquids | DFO | IC | 12 | 1987 |  |  | (OP) Operating | [6 empty] | Osceola | 43.3969 | -95.7497
189 | PowerSouth Energy Cooperative | 7063 | McIntosh (AL) | Electric Utility | AL | 1 | 110 | 110 | Natural Gas with Compressed Air Storage | NG | CE | 6 | 1991 |  |  | (OP) Operating | [6 empty] | Washington | 31.2546 | -88.0299
189 | PowerSouth Energy Cooperative | 7063 | McIntosh (AL) | Electric Utility | AL | 2 | 113 | 114 | Natural Gas Fired Combustion Turbine | NG | GT | 6 | 1998 |  |  | (OP) Operating | [6 empty] | Washington | 31.2546 | -88.0299
189 | PowerSouth Energy Cooperative | 7063 | McIntosh (AL) | Electric Utility | AL | 3 | 113 | 114 | Natural Gas Fired Combustion Turbine | NG | GT | 6 | 1998 |  |  | (OP) Operating | [6 empty] | Washington | 31.2546 | -88.0299
189 | PowerSouth Energy Cooperative | 7063 | McIntosh (AL) | Electric Utility | AL | 4 | 170 | 175 | Natural Gas Fired Combustion Turbine | NG | GT | 12 | 2010 |  |  | (OP) Operating | [6 empty] | Washington | 31.2546 | -88.0299
189 | PowerSouth Energy Cooperative | 7063 | McIntosh (AL) | Electric Utility | AL | 5 | 170 | 175 | Natural Gas Fired Combustion Turbine | NG | GT | 12 | 2010 |  |  | (OP) Operating | [6 empty] | Washington | 31.2546 | -88.0299
2518 | U S Bureau of Reclamation | 7066 | Stampede | Electric Utility | CA | 1 | 3 | 3 | Conventional Hydroelectric | WAT | HY | 1 | 1988 |  |  | (OP) Operating | [6 empty] | Sierra | 39.4704 | -120.1046
2518 | U S Bureau of Reclamation | 7066 | Stampede | Electric Utility | CA | 2 | 0.6 | 0.6 | Conventional Hydroelectric | WAT | HY | 1 | 1988 |  |  | (OP) Operating | [6 empty] | Sierra | 39.4704 | -120.1046
3255 | California Dept. of Water Resources | 7072 | Mojave Siphon | Electric Utility | CA | 1 | 10.9 | 10.8 | Conventional Hydroelectric | WAT | HY | 8 | 1996 |  |  | (OP) Operating | [6 empty] | San Bernardino | 34.3074 | -117.3235
3255 | California Dept. of Water Resources | 7072 | Mojave Siphon | Electric Utility | CA | 2 | 10.9 | 10.8 | Conventional Hydroelectric | WAT | HY | 8 | 1996 |  |  | (OP) Operating | [6 empty] | San Bernardino | 34.3074 | -117.3235
3255 | California Dept. of Water Resources | 7072 | Mojave Siphon | Electric Utility | CA | 3 | 10.9 | 10.8 | Conventional Hydroelectric | WAT | HY | 8 | 1996 |  |  | (OP) Operating | [6 empty] | San Bernardino | 34.3074 | -117.3235
9191 | Idaho Power Co | 7079 | Upper Salmon B | Electric Utility | ID | 1 | 8.2 | 8.8 | Conventional Hydroelectric | WAT | HY | 9 | 1947 |  |  | (OP) Operating | [6 empty] | Twin Falls | 42.7664 | -114.9082
9191 | Idaho Power Co | 7079 | Upper Salmon B | Electric Utility | ID | 2 | 8.3 | 8.4 | Conventional Hydroelectric | WAT | HY | 9 | 1947 |  |  | (OP) Operating | [6 empty] | Twin Falls | 42.7664 | -114.9082
17874 | City of St George | 7080 | St George Red Rock | Electric Utility | UT | 1 | 7 | 7 | Petroleum Liquids | DFO | IC | 5 | 1987 |  |  | (SB) Standby/Backup: available for service but not normally used | [6 empty] | Washington | 37.1067 | -113.5953
17874 | City of St George | 7080 | St George Red Rock | Electric Utility | UT | 2 | 7 | 7 | Petroleum Liquids | DFO | IC | 5 | 1987 |  |  | (SB) Standby/Backup: available for service but not normally used | [6 empty] | Washington | 37.1067 | -113.5953
13407 | Nevada Power Co | 7082 | Harry Allen | Electric Utility | NV | 5 | 167.5 | 151.6 | Natural Gas Fired Combined Cycle | NG | CT | 5 | 2011 |  |  | (OP) Operating | [6 empty] | Clark | 36.4306 | -114.9024
13407 | Nevada Power Co | 7082 | Harry Allen | Electric Utility | NV | 6 | 167.5 | 151.6 | Natural Gas Fired Combined Cycle | NG | CT | 5 | 2011 |  |  | (OP) Operating | [6 empty] | Clark | 36.4306 | -114.9024
13407 | Nevada Power Co | 7082 | Harry Allen | Electric Utility | NV | 7 | 223.5 | 206.8 | Natural Gas Fired Combined Cycle | NG | CA | 5 | 2011 |  |  | (OP) Operating | [6 empty] | Clark | 36.4306 | -114.9024
13407 | Nevada Power Co | 7082 | Harry Allen | Electric Utility | NV | GT1 | 101.5 | 72 | Natural Gas Fired Combustion Turbine | NG | GT | 5 | 1995 |  |  | (OP) Operating | [6 empty] | Clark | 36.4306 | -114.9024
13407 | Nevada Power Co | 7082 | Harry Allen | Electric Utility | NV | GT4 | 85 | 72 | Natural Gas Fired Combustion Turbine | NG | GT | 4 | 2006 |  |  | (OP) Operating | [6 empty] | Clark | 36.4306 | -114.9024
16604 | City of San Antonio - (TX) | 7097 | J K Spruce | Electric Utility | TX | 1 | 566 | 563 | Conventional Steam Coal | SUB | ST | 12 | 1992 |  |  | (OP) Operating | [6 empty] | Bexar | 29.3097 | -98.3203
16604 | City of San Antonio - (TX) | 7097 | J K Spruce | Electric Utility | TX | 2 | 878 | 785 | Conventional Steam Coal | SUB | ST | 5 | 2010 |  |  | (OP) Operating | [6 empty] | Bexar | 29.3097 | -98.3203
8366 | Heber Light & Power Company | 7111 | Heber City | Electric Utility | UT | 1 | 1.4 | 1.4 | Natural Gas Internal Combustion Engine | NG | IC | 3 | 2004 |  |  | (OP) Operating | [6 empty] | Wasatch | 40.5037 | -111.4252
8366 | Heber Light & Power Company | 7111 | Heber City | Electric Utility | UT | 11 | 1.9 | 1.9 | Natural Gas Internal Combustion Engine | NG | IC | 3 | 2015 |  |  | (OP) Operating | [6 empty] | Wasatch | 40.5037 | -111.4252
8366 | Heber Light & Power Company | 7111 | Heber City | Electric Utility | UT | 12 | 2.3 | 2.3 | Natural Gas Internal Combustion Engine | NG | IC | 3 | 2015 |  |  | (OP) Operating | [6 empty] | Wasatch | 40.5037 | -111.4252
8366 | Heber Light & Power Company | 7111 | Heber City | Electric Utility | UT | 2 | 1.4 | 1.4 | Natural Gas Internal Combustion Engine | NG | IC | 3 | 2004 |  |  | (OP) Operating | [6 empty] | Wasatch | 40.5037 | -111.4252
8366 | Heber Light & Power Company | 7111 | Heber City | Electric Utility | UT | 4 | 1.9 | 1.9 | Natural Gas Internal Combustion Engine | NG | IC | 7 | 2003 |  |  | (OP) Operating | [6 empty] | Wasatch | 40.5037 | -111.4252
8366 | Heber Light & Power Company | 7111 | Heber City | Electric Utility | UT | NA10 | 1.9 | 1.9 | Natural Gas Internal Combustion Engine | NG | IC | 7 | 2002 |  |  | (OP) Operating | [6 empty] | Wasatch | 40.5037 | -111.4252
8366 | Heber Light & Power Company | 7111 | Heber City | Electric Utility | UT | NA5 | 0.7 | 0.7 | Natural Gas Internal Combustion Engine | NG | IC | 12 | 1990 |  |  | (OP) Operating | [6 empty] | Wasatch | 40.5037 | -111.4252
8366 | Heber Light & Power Company | 7111 | Heber City | Electric Utility | UT | NA6 | 0.7 | 0.7 | Natural Gas Internal Combustion Engine | NG | IC | 7 | 2001 |  |  | (OP) Operating | [6 empty] | Wasatch | 40.5037 | -111.4252
8366 | Heber Light & Power Company | 7111 | Heber City | Electric Utility | UT | NA9 | 1.9 | 1.9 | Natural Gas Internal Combustion Engine | NG | IC | 5 | 2003 |  |  | (OP) Operating | [6 empty] | Wasatch | 40.5037 | -111.4252
12385 | Metlakatla Power & Light | 7112 | Centennial | Electric Utility | AK | IC6 | 3.3 | 3.3 | Petroleum Liquids | DFO | IC | 4 | 1987 |  |  | (OP) Operating | [6 empty] | Prince of Wales Ketchikan | 55.1214 | -131.5603
14624 | PUD No 2 of Grant County | 7113 | PEC Headworks | Electric Utility | WA | 1 | 6.6 | 6.6 | Conventional Hydroelectric | WAT | HY | 9 | 1990 |  |  | (OP) Operating | [6 empty] | Grant | 47.1596 | -119.8963
19578 | Upper Peninsula Power Company | 7115 | Hoist | Electric Utility | MI | 2 | 1.4 | 0.8 | Conventional Hydroelectric | WAT | HY | 2 | 1988 |  |  | (OP) Operating | [6 empty] | Marquette | 46.5628 | -87.5686
19578 | Upper Peninsula Power Company | 7115 | Hoist | Electric Utility | MI | 3 | 2 | 1.2 | Conventional Hydroelectric | WAT | HY | 2 | 1988 |  |  | (OP) Operating | [6 empty] | Marquette | 46.5628 | -87.5686
19578 | Upper Peninsula Power Company | 7116 | McClure Dam | Electric Utility | MI | 1 | 4 | 2.9 | Conventional Hydroelectric | WAT | HY | 2 | 1988 |  |  | (OP) Operating | [6 empty] | Marquette | 46.5717 | -87.4764
19578 | Upper Peninsula Power Company | 7116 | McClure Dam | Electric Utility | MI | 2 | 4 | 2.9 | Conventional Hydroelectric | WAT | HY | 2 | 1988 |  |  | (OP) Operating | [6 empty] | Marquette | 46.5717 | -87.4764
58149 | Renewable World Energies LLC | 7118 | Cataract (MI) | IPP Non-CHP | MI | 1 | 2 | 0.6 | Conventional Hydroelectric | WAT | HY | 2 | 1988 |  |  | (OP) Operating | [6 empty] | Marquette | 46.3156 | -87.5128
19578 | Upper Peninsula Power Company | 7119 | Gladstone | Electric Utility | MI | 1 | 22.6 | 17 | Petroleum Liquids | DFO | GT | 11 | 1975 |  |  | (OP) Operating | [6 empty] | Delta | 45.8475 | -87.0036
5416 | Duke Energy Carolinas, LLC | 7125 | Bad Creek | Electric Utility | SC | 1 | 324 | 340 | Hydroelectric Pumped Storage | WAT | PS | 5 | 1991 |  |  | (OP) Operating | [6 empty] | Oconee | 35.0075 | -82.9975
5416 | Duke Energy Carolinas, LLC | 7125 | Bad Creek | Electric Utility | SC | 2 | 324 | 340 | Hydroelectric Pumped Storage | WAT | PS | 5 | 1991 |  |  | (OP) Operating | [6 empty] | Oconee | 35.0075 | -82.9975
5416 | Duke Energy Carolinas, LLC | 7125 | Bad Creek | Electric Utility | SC | 3 | 324 | 340 | Hydroelectric Pumped Storage | WAT | PS | 9 | 1991 |  |  | (OP) Operating | [6 empty] | Oconee | 35.0075 | -82.9975
5416 | Duke Energy Carolinas, LLC | 7125 | Bad Creek | Electric Utility | SC | 4 | 324 | 340 | Hydroelectric Pumped Storage | WAT | PS | 9 | 1991 |  |  | (OP) Operating | [6 empty] | Oconee | 35.0075 | -82.9975
18429 | City of Tacoma - (WA) | 7127 | Wynoochee | Electric Utility | WA | 1 | 12.8 | 15.5 | Conventional Hydroelectric | WAT | HY | 1 | 1994 |  |  | (OP) Operating | [6 empty] | Grays Harbor | 47.3851 | -123.6052
332 | Allegheny Electric Coop Inc | 7128 | William F Matson Generating Station | Electric Utility | PA | 1 | 7 | 2.4 | Conventional Hydroelectric | WAT | HY | 6 | 1988 |  |  | (OP) Operating | [6 empty] | HUNTINGDON | 40.4329 | -78.0029
332 | Allegheny Electric Coop Inc | 7128 | William F Matson Generating Station | Electric Utility | PA | 2 | 14.7 | 6 | Conventional Hydroelectric | WAT | HY | 6 | 1988 |  |  | (OP) Operating | [6 empty] | HUNTINGDON | 40.4329 | -78.0029
3255 | California Dept. of Water Resources | 7129 | Thermalito Diverson Dam | Electric Utility | CA | TD1 | 3.4 | 3 | Conventional Hydroelectric | WAT | HY | 7 | 1987 |  |  | (OP) Operating | [6 empty] | Butte | 39.5287 | -121.5464
8287 | Hawaii Electric Light Co Inc | 7130 | Puna | Electric Utility | HI | 1 | 15.5 | 14 | Petroleum Liquids | RFO | ST | 8 | 1988 |  |  | (OP) Operating | [6 empty] | Hawaii | 19.6316 | -155.0313
8287 | Hawaii Electric Light Co Inc | 7130 | Puna | Electric Utility | HI | 3 | 23.6 | 20 | Petroleum Liquids | DFO | GT | 8 | 1992 |  |  | (OP) Operating | [6 empty] | Hawaii | 19.6316 | -155.0313
11292 | City of Lubbock - (TX) | 7131 | Brandon Station | Electric Utility | TX | 1 | 21 | 20 | Natural Gas Fired Combustion Turbine | NG | GT | 7 | 1990 |  |  | (OP) Operating | [6 empty] | Lubbock | 33.5853 | -101.8861
2010 | City of Bountiful | 7132 | Pine View Dam | Electric Utility | UT | NA1 | 1.8 | 1.8 | Conventional Hydroelectric | WAT | HY | 6 | 1991 |  |  | (OP) Operating | [6 empty] | Weber | 41.2543 | -111.8485
807 | Arkansas Electric Coop Corp | 7135 | Whillock | Electric Utility | AR | 1 | 10.8 | 6 | Conventional Hydroelectric | WAT | HY | 10 | 1993 |  |  | (OP) Operating | [6 empty] | Conway | 35.1276 | -92.7903
807 | Arkansas Electric Coop Corp | 7135 | Whillock | Electric Utility | AR | 2 | 10.8 | 6 | Conventional Hydroelectric | WAT | HY | 10 | 1993 |  |  | (OP) Operating | [6 empty] | Conway | 35.1276 | -92.7903
807 | Arkansas Electric Coop Corp | 7135 | Whillock | Electric Utility | AR | 3 | 10.8 | 5 | Conventional Hydroelectric | WAT | HY | 10 | 1993 |  |  | (OP) Operating | [6 empty] | Conway | 35.1276 | -92.7903
9417 | Interstate Power and Light Co | 7137 | Grinnell | Electric Utility | IA | 1 | 23.8 | 23.7 | Natural Gas Fired Combustion Turbine | NG | GT | 8 | 1990 | 12 | 2017 | (OP) Operating | [6 empty] | Poweshiek | 41.7529 | -92.7489
9417 | Interstate Power and Light Co | 7137 | Grinnell | Electric Utility | IA | 2 | 23.8 | 20.6 | Natural Gas Fired Combustion Turbine | NG | GT | 6 | 1991 | 12 | 2017 | (OP) Operating | [6 empty] | Poweshiek | 41.7529 | -92.7489
50168 | Maxim Power (USA) Inc | 7138 | Forked River | IPP Non-CHP | NJ | 1 | 38.4 | 34 | Natural Gas Fired Combustion Turbine | NG | GT | 6 | 1989 |  |  | (OP) Operating | [6 empty] | Ocean | 39.8154 | -74.2098
50168 | Maxim Power (USA) Inc | 7138 | Forked River | IPP Non-CHP | NJ | 2 | 38.4 | 31 | Natural Gas Fired Combustion Turbine | NG | GT | 7 | 1989 |  |  | (OP) Operating | [6 empty] | Ocean | 39.8154 | -74.2098
12341 | MidAmerican Energy Co | 7145 | Pleasant Hill | Electric Utility | IA | 1 | 41.4 | 38 | Natural Gas Fired Combustion Turbine | NG | GT | 6 | 1990 |  |  | (OP) Operating | [6 empty] | Polk | 41.5572 | -93.5242
12341 | MidAmerican Energy Co | 7145 | Pleasant Hill | Electric Utility | IA | 2 | 41.4 | 37.8 | Natural Gas Fired Combustion Turbine | NG | GT | 6 | 1990 |  |  | (OP) Operating | [6 empty] | Polk | 41.5572 | -93.5242
12341 | MidAmerican Energy Co | 7145 | Pleasant Hill | Electric Utility | IA | 3 | 97 | 84.2 | Natural Gas Fired Combustion Turbine | NG | GT | 6 | 1994 |  |  | (OP) Operating | [6 empty] | Polk | 41.5572 | -93.5242
56505 | National Grid Generation LLC | 7146 | Wading River | Electric Utility | NY | 02 | 79.5 | 76.9 | Petroleum Liquids | DFO | GT | 8 | 1989 |  |  | (OP) Operating | [6 empty] | Suffolk | 40.9569 | -72.8774
56505 | National Grid Generation LLC | 7146 | Wading River | Electric Utility | NY | 03 | 79.5 | 81.7 | Petroleum Liquids | DFO | GT | 8 | 1989 |  |  | (OP) Operating | [6 empty] | Suffolk | 40.9569 | -72.8774
56505 | National Grid Generation LLC | 7146 | Wading River | Electric Utility | NY | 1 | 79.5 | 82 | Petroleum Liquids | DFO | GT | 8 | 1989 |  |  | (OP) Operating | [6 empty] | Suffolk | 40.9569 | -72.8774
17609 | Southern California Edison Co | 7147 | Mill Creek 3 | Electric Utility | CA | 3 | 1 | 1 | Conventional Hydroelectric | WAT | HY | 3 | 1903 |  |  | (OP) Operating | [6 empty] | San Bernardino | 34.088 | -117.0395
17609 | Southern California Edison Co | 7147 | Mill Creek 3 | Electric Utility | CA | 4 | 1 | 1 | Conventional Hydroelectric | WAT | HY | 10 | 1904 |  |  | (OP) Operating | [6 empty] | San Bernardino | 34.088 | -117.0395
17609 | Southern California Edison Co | 7147 | Mill Creek 3 | Electric Utility | CA | 5 | 1 | 1 | Conventional Hydroelectric | WAT | HY | 3 | 1904 |  |  | (OP) Operating | [6 empty] | San Bernardino | 34.088 | -117.0395
16655 | City of Santa Clara - (CA) | 7151 | Stony Gorge | Electric Utility | CA | 1 | 2.5 | 2.5 | Conventional Hydroelectric | WAT | HY | 4 | 1986 |  |  | (OP) Operating | [6 empty] | Glenn | 39.5869 | -122.5332
16655 | City of Santa Clara - (CA) | 7151 | Stony Gorge | Electric Utility | CA | 2 | 2.5 | 2.5 | Conventional Hydroelectric | WAT | HY | 4 | 1986 |  |  | (OP) Operating | [6 empty] | Glenn | 39.5869 | -122.5332
56609 | Calpine Mid-Atlantic Generation LLC | 7153 | Hay Road | IPP Non-CHP | DE | HR1 | 122 | 126 | Natural Gas Fired Combined Cycle | NG | CT | 7 | 1989 |  |  | (OP) Operating | [6 empty] | New Castle | 39.7436 | -75.5072
56609 | Calpine Mid-Atlantic Generation LLC | 7153 | Hay Road | IPP Non-CHP | DE | HR2 | 122 | 126 | Natural Gas Fired Combined Cycle | NG | CT | 5 | 1989 |  |  | (OP) Operating | [6 empty] | New Castle | 39.7436 | -75.5072
56609 | Calpine Mid-Atlantic Generation LLC | 7153 | Hay Road | IPP Non-CHP | DE | HR3 | 122 | 126 | Natural Gas Fired Combined Cycle | NG | CT | 5 | 1991 |  |  | (OP) Operating | [6 empty] | New Castle | 39.7436 | -75.5072
56609 | Calpine Mid-Atlantic Generation LLC | 7153 | Hay Road | IPP Non-CHP | DE | HR4 | 200 | 187 | Natural Gas Fired Combined Cycle | NG | CA | 5 | 1993 |  |  | (OP) Operating | [6 empty] | New Castle | 39.7436 | -75.5072
56609 | Calpine Mid-Atlantic Generation LLC | 7153 | Hay Road | IPP Non-CHP | DE | HR5 | 144 | 128 | Natural Gas Fired Combined Cycle | NG | CT | 6 | 2001 |  |  | (OP) Operating | [6 empty] | New Castle | 39.7436 | -75.5072
56609 | Calpine Mid-Atlantic Generation LLC | 7153 | Hay Road | IPP Non-CHP | DE | HR6 | 144 | 128 | Natural Gas Fired Combined Cycle | NG | CT | 7 | 2001 |  |  | (OP) Operating | [6 empty] | New Castle | 39.7436 | -75.5072
56609 | Calpine Mid-Atlantic Generation LLC | 7153 | Hay Road | IPP Non-CHP | DE | HR7 | 144 | 128 | Natural Gas Fired Combined Cycle | NG | CT | 7 | 2001 |  |  | (OP) Operating | [6 empty] | New Castle | 39.7436 | -75.5072
56609 | Calpine Mid-Atlantic Generation LLC | 7153 | Hay Road | IPP Non-CHP | DE | HR8 | 195 | 187 | Natural Gas Fired Combined Cycle | NG | CA | 7 | 2002 |  |  | (OP) Operating | [6 empty] | New Castle | 39.7436 | -75.5072
9417 | Interstate Power and Light Co | 7155 | Lime Creek | Electric Utility | IA | 1 | 45.1 | 35.4 | Petroleum Liquids | DFO | GT | 5 | 1991 |  |  | (OP) Operating | [6 empty] | Cerro Gordo | 43.2481 | -93.205
9417 | Interstate Power and Light Co | 7155 | Lime Creek | Electric Utility | IA | 2 | 45.1 | 36.3 | Petroleum Liquids | DFO | GT | 5 | 1991 |  |  | (OP) Operating | [6 empty] | Cerro Gordo | 43.2481 | -93.205
55729 | Duke Energy Kentucky Inc | 7158 | Woodsdale | Electric Utility | OH | GT1 | 95.3 | 77 | Natural Gas Fired Combustion Turbine | NG | GT | 5 | 1993 |  |  | (OP) Operating | [6 empty] | Butler | 39.4492 | -84.4611
55729 | Duke Energy Kentucky Inc | 7158 | Woodsdale | Electric Utility | OH | GT2 | 95.3 | 77 | Natural Gas Fired Combustion Turbine | NG | GT | 7 | 1992 |  |  | (OP) Operating | [6 empty] | Butler | 39.4492 | -84.4611
55729 | Duke Energy Kentucky Inc | 7158 | Woodsdale | Electric Utility | OH | GT3 | 95.3 | 77 | Natural Gas Fired Combustion Turbine | NG | GT | 5 | 1992 |  |  | (OP) Operating | [6 empty] | Butler | 39.4492 | -84.4611
55729 | Duke Energy Kentucky Inc | 7158 | Woodsdale | Electric Utility | OH | GT4 | 95.3 | 77 | Natural Gas Fired Combustion Turbine | NG | GT | 7 | 1992 |  |  | (OP) Operating | [6 empty] | Butler | 39.4492 | -84.4611
55729 | Duke Energy Kentucky Inc | 7158 | Woodsdale | Electric Utility | OH | GT5 | 95.3 | 77 | Natural Gas Fired Combustion Turbine | NG | GT | 5 | 1992 |  |  | (OP) Operating | [6 empty] | Butler | 39.4492 | -84.4611
55729 | Duke Energy Kentucky Inc | 7158 | Woodsdale | Electric Utility | OH | GT6 | 95.3 | 77 | Natural Gas Fired Combustion Turbine | NG | GT | 5 | 1992 |  |  | (OP) Operating | [6 empty] | Butler | 39.4492 | -84.4611
20847 | Wisconsin Electric Power Co | 7159 | Concord | Electric Utility | WI | 1 | 95.4 | 88 | Natural Gas Fired Combustion Turbine | NG | GT | 7 | 1993 |  |  | (OP) Operating | [6 empty] | Jefferson | 43.1669 | -88.69
20847 | Wisconsin Electric Power Co | 7159 | Concord | Electric Utility | WI | 2 | 95.4 | 88 | Natural Gas Fired Combustion Turbine | NG | GT | 7 | 1993 |  |  | (OP) Operating | [6 empty] | Jefferson | 43.1669 | -88.69
20847 | Wisconsin Electric Power Co | 7159 | Concord | Electric Utility | WI | 3 | 95.4 | 88 | Natural Gas Fired Combustion Turbine | NG | GT | 5 | 1994 |  |  | (OP) Operating | [6 empty] | Jefferson | 43.1669 | -88.69
20847 | Wisconsin Electric Power Co | 7159 | Concord | Electric Utility | WI | 4 | 95.4 | 88 | Natural Gas Fired Combustion Turbine | NG | GT | 5 | 1994 |  |  | (OP) Operating | [6 empty] | Jefferson | 43.1669 | -88.69
2850 | Central Arizona Water Conservation Dist | 7164 | Waddell | Electric Utility | AZ | PG3 | 10 | 10 | Hydroelectric Pumped Storage | WAT | PS | 4 | 1993 |  |  | (OP) Operating | [6 empty] | Maricopa | 33.8447 | -112.2714
2850 | Central Arizona Water Conservation Dist | 7164 | Waddell | Electric Utility | AZ | PG6 | 10 | 10 | Hydroelectric Pumped Storage | WAT | PS | 8 | 1993 |  |  | (OP) Operating | [6 empty] | Maricopa | 33.8447 | -112.2714
2850 | Central Arizona Water Conservation Dist | 7164 | Waddell | Electric Utility | AZ | PG7 | 10 | 10 | Hydroelectric Pumped Storage | WAT | PS | 6 | 1993 |  |  | (OP) Operating | [6 empty] | Maricopa | 33.8447 | -112.2714
2850 | Central Arizona Water Conservation Dist | 7164 | Waddell | Electric Utility | AZ | PS1 | 10 | 10 | Hydroelectric Pumped Storage | WAT | PS | 10 | 1993 |  |  | (OP) Operating | [6 empty] | Maricopa | 33.8447 | -112.2714
13718 | City of North Little Rock - (AR) | 7166 | Murray | Electric Utility | AR | 1 | 22.7 | 21.2 | Conventional Hydroelectric | WAT | HY | 10 | 1988 |  |  | (OP) Operating | [6 empty] | Pulaski | 34.7956 | -92.3569
13718 | City of North Little Rock - (AR) | 7166 | Murray | Electric Utility | AR | 2 | 22.7 | 21.2 | Conventional Hydroelectric | WAT | HY | 10 | 1988 |  |  | (OP) Operating | [6 empty] | Pulaski | 34.7956 | -92.3569
12385 | Metlakatla Power & Light | 7168 | Chester Lake | Electric Utility | AK | 1 | 1 | 1 | Conventional Hydroelectric | WAT | HY | 1 | 1988 |  |  | (OP) Operating | [6 empty] | Prince of Wales Ketchikan | 55.1169 | -131.5459
219 | Alaska Power and Telephone Co | 7169 | Northway | Electric Utility | AK | 1A | 0.5 | 0.3 | Petroleum Liquids | DFO | IC | 12 | 1997 |  |  | (OP) Operating | [6 empty] | Southeast Fairbanks | 62.9617 | -141.9372
219 | Alaska Power and Telephone Co | 7169 | Northway | Electric Utility | AK | 2A | 0.2 | 0.2 | Petroleum Liquids | DFO | IC | 12 | 1997 |  |  | (OP) Operating | [6 empty] | Southeast Fairbanks | 62.9617 | -141.9372
219 | Alaska Power and Telephone Co | 7169 | Northway | Electric Utility | AK | 5 | 0.4 | 0.4 | Petroleum Liquids | DFO | IC | 9 | 2007 |  |  | (OP) Operating | [6 empty] | Southeast Fairbanks | 62.9617 | -141.9372
1276 | Barrow Utils & Elec Coop, Inc | 7173 | Barrow | Electric Utility | AK | 10 | 1.5 | 1.5 | Natural Gas Internal Combustion Engine | NG | IC | 11 | 1994 |  |  | (OP) Operating | [6 empty] | North Slope | 71.292 | -156.7786
1276 | Barrow Utils & Elec Coop, Inc | 7173 | Barrow | Electric Utility | AK | 11 | 4.8 | 4.8 | Natural Gas Fired Combustion Turbine | NG | GT | 11 | 1996 |  |  | (OP) Operating | [6 empty] | North Slope | 71.292 | -156.7786
1276 | Barrow Utils & Elec Coop, Inc | 7173 | Barrow | Electric Utility | AK | 12 | 5 | 5 | Natural Gas Fired Combustion Turbine | NG | GT | 6 | 2001 |  |  | (OP) Operating | [6 empty] | North Slope | 71.292 | -156.7786
1276 | Barrow Utils & Elec Coop, Inc | 7173 | Barrow | Electric Utility | AK | 6 | 2.5 | 2.5 | Natural Gas Fired Combustion Turbine | NG | GT | 2 | 1977 |  |  | (OP) Operating | [6 empty] | North Slope | 71.292 | -156.7786
1276 | Barrow Utils & Elec Coop, Inc | 7173 | Barrow | Electric Utility | AK | 7 | 2.5 | 2.5 | Natural Gas Fired Combustion Turbine | NG | GT | 12 | 1980 |  |  | (OP) Operating | [6 empty] | North Slope | 71.292 | -156.7786
1276 | Barrow Utils & Elec Coop, Inc | 7173 | Barrow | Electric Utility | AK | 8 | 2.5 | 2.5 | Natural Gas Fired Combustion Turbine | NG | GT | 10 | 1982 |  |  | (OP) Operating | [6 empty] | North Slope | 71.292 | -156.7786
1276 | Barrow Utils & Elec Coop, Inc | 7173 | Barrow | Electric Utility | AK | 9 | 1.5 | 1.5 | Natural Gas Internal Combustion Engine | NG | IC | 11 | 1994 |  |  | (OP) Operating | [6 empty] | North Slope | 71.292 | -156.7786
7833 | Gwitchyaa Zhee Utility Co | 7174 | Gwitchyaa Zhee | Electric Utility | AK | 1 | 0.6 | 0.3 | Petroleum Liquids | DFO | IC | 5 | 1987 |  |  | (OP) Operating | [6 empty] | Yukon Koyukuk | 66.5208 | -145.3064
7833 | Gwitchyaa Zhee Utility Co | 7174 | Gwitchyaa Zhee | Electric Utility | AK | 2A | 0.5 | 0.3 | Petroleum Liquids | DFO | IC | 8 | 2012 |  |  | (OP) Operating | [6 empty] | Yukon Koyukuk | 66.5208 | -145.3064
7833 | Gwitchyaa Zhee Utility Co | 7174 | Gwitchyaa Zhee | Electric Utility | AK | 4A | 0.5 | 0.3 | Petroleum Liquids | DFO | IC | 1 | 2011 |  |  | (OP) Operating | [6 empty] | Yukon Koyukuk | 66.5208 | -145.3064
7833 | Gwitchyaa Zhee Utility Co | 7174 | Gwitchyaa Zhee | Electric Utility | AK | 7 | 1 | 0.4 | Petroleum Liquids | DFO | IC | 10 | 2015 |  |  | (SB) Standby/Backup: available for service but not normally used | [6 empty] | Yukon Koyukuk | 66.5208 | -145.3064
3990 | Colorado River Indian Irr Proj | 7179 | Headgate Rock | Electric Utility | AZ | 1 | 6.5 | 6.5 | Conventional Hydroelectric | WAT | HY | 3 | 1993 |  |  | (OP) Operating | [6 empty] | La Paz | 34.1683 | -114.2774
3990 | Colorado River Indian Irr Proj | 7179 | Headgate Rock | Electric Utility | AZ | 2 | 6.5 | 6.5 | Conventional Hydroelectric | WAT | HY | 8 | 1993 |  |  | (OP) Operating | [6 empty] | La Paz | 34.1683 | -114.2774
3990 | Colorado River Indian Irr Proj | 7179 | Headgate Rock | Electric Utility | AZ | 3 | 6.5 | 6.5 | Conventional Hydroelectric | WAT | HY | 7 | 1993 |  |  | (OP) Operating | [6 empty] | La Paz | 34.1683 | -114.2774
4959 | Aniak Light & Power Co Inc | 7182 | Aniak | Electric Utility | AK | 1 | 0.5 | 0.2 | Petroleum Liquids | DFO | IC | 7 | 1988 |  |  | (OP) Operating | [6 empty] | Bethel | 61.5807 | -159.5356
4959 | Aniak Light & Power Co Inc | 7182 | Aniak | Electric Utility | AK | 9 | 0.6 | 0.6 | Petroleum Liquids | DFO | IC | 12 | 1996 |  |  | (OP) Operating | [6 empty] | Bethel | 61.5807 | -159.5356
9188 | I-N-N Electric Coop, Inc | 7183 | Newhalen | Electric Utility | AK | 5 | 0.3 | 0.3 | Petroleum Liquids | DFO | IC | 9 | 2012 |  |  | (OP) Operating | [6 empty] | Lake and Peninsula | 59.8991 | -154.6987
9188 | I-N-N Electric Coop, Inc | 7183 | Newhalen | Electric Utility | AK | 6 | 0.3 | 0.3 | Petroleum Liquids | DFO | IC | 9 | 2012 |  |  | (OP) Operating | [6 empty] | Lake and Peninsula | 59.8991 | -154.6987
9188 | I-N-N Electric Coop, Inc | 7183 | Newhalen | Electric Utility | AK | 7 | 0.3 | 0.3 | Petroleum Liquids | DFO | IC | 9 | 2012 |  |  | (OP) Operating | [6 empty] | Lake and Peninsula | 59.8991 | -154.6987
9188 | I-N-N Electric Coop, Inc | 7183 | Newhalen | Electric Utility | AK | H-1 | 0.4 | 0.4 | Conventional Hydroelectric | WAT | HY | 9 | 1998 |  |  | (OP) Operating | [6 empty] | Lake and Peninsula | 59.8991 | -154.6987
9188 | I-N-N Electric Coop, Inc | 7183 | Newhalen | Electric Utility | AK | H-2 | 0.4 | 0.4 | Conventional Hydroelectric | WAT | HY | 9 | 1998 |  |  | (OP) Operating | [6 empty] | Lake and Peninsula | 59.8991 | -154.6987
15783 | City of Redding - (CA) | 7189 | Whiskeytown | Electric Utility | CA | 1 | 3.5 | 2 | Conventional Hydroelectric | WAT | HY | 9 | 1986 |  |  | (OP) Operating | [6 empty] | SHASTA | 40.5976 | -122.5387
9191 | Idaho Power Co | 7190 | Milner Hydro | Electric Utility | ID | 1 | 46.6 | 47.8 | Conventional Hydroelectric | WAT | HY | 12 | 1992 |  |  | (OP) Operating | [6 empty] | Cassia | 42.5268 | -114.0369
9191 | Idaho Power Co | 7190 | Milner Hydro | Electric Utility | ID | 2 | 12.1 | 12.5 | Conventional Hydroelectric | WAT | HY | 9 | 1992 |  |  | (OP) Operating | [6 empty] | Cassia | 42.5268 | -114.0369
9191 | Idaho Power Co | 7190 | Milner Hydro | Electric Utility | ID | 3 | 0.8 | 0.8 | Conventional Hydroelectric | WAT | HY | 9 | 1992 |  |  | (OS) Out of service and NOT expected to return to service in next calendar year | [6 empty] | Cassia | 42.5268 | -114.0369
56477 | Tallassee Shoals LLC | 7191 | Tallassee Hydro Project | IPP Non-CHP | GA | 1 | 2.2 | 2 | Conventional Hydroelectric | WAT | HY | 8 | 1986 |  |  | (OP) Operating | [6 empty] | CLARKE | 33.9892 | -83.4984
56477 | Tallassee Shoals LLC | 7191 | Tallassee Hydro Project | IPP Non-CHP | GA | 2 | 0.1 | 0.1 | Conventional Hydroelectric | WAT | HY | 8 | 1986 |  |  | (OP) Operating | [6 empty] | CLARKE | 33.9892 | -83.4984
19449 | USACE-Fort Worth District | 7200 | Robert D Willis | Electric Utility | TX | 1 | 4 | 4 | Conventional Hydroelectric | WAT | HY | 12 | 1989 |  |  | (OP) Operating | [6 empty] | Jasper | 30.7975 | -94.1756
19449 | USACE-Fort Worth District | 7200 | Robert D Willis | Electric Utility | TX | 2 | 4 | 4 | Conventional Hydroelectric | WAT | HY | 12 | 1989 |  |  | (OP) Operating | [6 empty] | Jasper | 30.7975 | -94.1756
20856 | Wisconsin Power & Light Co | 7203 | South Fond Du Lac | Electric Utility | WI | CT1 | 95.4 | 79.4 | Natural Gas Fired Combustion Turbine | NG | GT | 5 | 1993 |  |  | (OP) Operating | [6 empty] | Fond Du Lac | 43.7353 | -88.4967
20856 | Wisconsin Power & Light Co | 7203 | South Fond Du Lac | Electric Utility | WI | CT2 | 95.4 | 79.6 | Natural Gas Fired Combustion Turbine | NG | GT | 8 | 1994 |  |  | (OP) Operating | [6 empty] | Fond Du Lac | 43.7353 | -88.4967
20856 | Wisconsin Power & Light Co | 7203 | South Fond Du Lac | Electric Utility | WI | CT3 | 95.4 | 81.3 | Natural Gas Fired Combustion Turbine | NG | GT | 8 | 1994 |  |  | (OP) Operating | [6 empty] | Fond Du Lac | 43.7353 | -88.4967
20856 | Wisconsin Power & Light Co | 7203 | South Fond Du Lac | Electric Utility | WI | CT4 | 95.4 | 76.5 | Natural Gas Fired Combustion Turbine | NG | GT | 6 | 1996 |  |  | (OP) Operating | [6 empty] | Fond Du Lac | 43.7353 | -88.4967
17539 | South Carolina Electric&Gas Company | 7210 | Cope | Electric Utility | SC | ST1 | 417.3 | 415 | Conventional Steam Coal | BIT | ST | 1 | 1996 |  |  | (OP) Operating | [6 empty] | Orangeburg | 33.3644 | -81.03
19876 | Virginia Electric & Power Co | 7212 | Darbytown | Electric Utility | VA | 1 | 92.1 | 84 | Natural Gas Fired Combustion Turbine | NG | GT | 5 | 1990 |  |  | (OP) Operating | [6 empty] | Henrico | 37.4982 | -77.3685
19876 | Virginia Electric & Power Co | 7212 | Darbytown | Electric Utility | VA | 2 | 92.1 | 84 | Natural Gas Fired Combustion Turbine | NG | GT | 5 | 1990 |  |  | (OP) Operating | [6 empty] | Henrico | 37.4982 | -77.3685
19876 | Virginia Electric & Power Co | 7212 | Darbytown | Electric Utility | VA | 3 | 92.1 | 84 | Natural Gas Fired Combustion Turbine | NG | GT | 4 | 1990 |  |  | (OP) Operating | [6 empty] | Henrico | 37.4982 | -77.3685
19876 | Virginia Electric & Power Co | 7212 | Darbytown | Electric Utility | VA | 4 | 92.1 | 84 | Natural Gas Fired Combustion Turbine | NG | GT | 4 | 1990 |  |  | (OP) Operating | [6 empty] | Henrico | 37.4982 | -77.3685
19876 | Virginia Electric & Power Co | 7213 | Clover | Electric Utility | VA | 1 | 424 | 440 | Conventional Steam Coal | BIT | ST | 10 | 1995 |  |  | (OP) Operating | [6 empty] | Halifax | 36.869 | -78.704
19876 | Virginia Electric & Power Co | 7213 | Clover | Electric Utility | VA | 2 | 424 | 437 | Conventional Steam Coal | BIT | ST | 3 | 1996 |  |  | (OP) Operating | [6 empty] | Halifax | 36.869 | -78.704
16655 | City of Santa Clara - (CA) | 7229 | Black Butte | Electric Utility | CA | 1 | 6.1 | 6.1 | Conventional Hydroelectric | WAT | HY | 9 | 1988 |  |  | (OP) Operating | [6 empty] | Tehama | 39.8149 | -122.3323
16655 | City of Santa Clara - (CA) | 7231 | Gianera | Electric Utility | CA | 1 | 32.3 | 30 | Natural Gas Fired Combustion Turbine | NG | GT | 6 | 1987 |  |  | (OP) Operating | [6 empty] | Santa Clara | 37.401 | -121.9687
16655 | City of Santa Clara - (CA) | 7231 | Gianera | Electric Utility | CA | 2 | 32.3 | 30 | Natural Gas Fired Combustion Turbine | NG | GT | 6 | 1986 |  |  | (OP) Operating | [6 empty] | Santa Clara | 37.401 | -121.9687
16655 | City of Santa Clara - (CA) | 7232 | Santa Clara Cogen | Electric Utility | CA | 1 | 3.9 | 3.9 | Natural Gas Fired Combustion Turbine | NG | GT | 6 | 1982 |  |  | (OP) Operating | [6 empty] | Santa Clara | 37.3643 | -121.9442
16655 | City of Santa Clara - (CA) | 7232 | Santa Clara Cogen | Electric Utility | CA | 2 | 3.9 | 3.9 | Natural Gas Fired Combustion Turbine | NG | GT | 6 | 1982 |  |  | (OP) Operating | [6 empty] | Santa Clara | 37.3643 | -121.9442
3989 | City of Colorado Springs - (CO) | 7233 | Tesla | Electric Utility | CO | 1 | 27.6 | 28 | Conventional Hydroelectric | WAT | HY | 4 | 1997 |  |  | (OP) Operating | [6 empty] | El Paso | 38.9737 | -104.9011
13781 | Northern States Power Co - Minnesota | 7237 | Angus Anson | Electric Utility | SD | 1 | 119.7 | 90 | Natural Gas Fired Combustion Turbine | NG | GT | 8 | 1994 | 12 | 2025 | (OP) Operating | [6 empty] | Minnehaha | 43.6035 | -96.6356
13781 | Northern States Power Co - Minnesota | 7237 | Angus Anson | Electric Utility | SD | 2 | 119.7 | 90 | Natural Gas Fired Combustion Turbine | NG | GT | 8 | 1994 | 12 | 2025 | (OP) Operating | [6 empty] | Minnehaha | 43.6035 | -96.6356
13781 | Northern States Power Co - Minnesota | 7237 | Angus Anson | Electric Utility | SD | 4 | 166.3 | 147 | Natural Gas Fired Combustion Turbine | NG | GT | 6 | 2005 |  |  | (OP) Operating | [6 empty] | Minnehaha | 43.6035 | -96.6356
10376 | Kissimmee Utility Authority | 7238 | Cane Island | Electric Utility | FL | 1 | 42 | 32 | Natural Gas Fired Combustion Turbine | NG | GT | 11 | 1994 |  |  | (OP) Operating | [6 empty] | Osceola | 28.2764 | -81.533
10376 | Kissimmee Utility Authority | 7238 | Cane Island | Electric Utility | FL | 2 | 80 | 69 | Natural Gas Fired Combined Cycle | NG | CT | 6 | 1995 |  |  | (OP) Operating | [6 empty] | Osceola | 28.2764 | -81.533
10376 | Kissimmee Utility Authority | 7238 | Cane Island | Electric Utility | FL | 2A | 40 | 39 | Natural Gas Fired Combined Cycle | NG | CA | 6 | 1995 |  |  | (OP) Operating | [6 empty] | Osceola | 28.2764 | -81.533
10376 | Kissimmee Utility Authority | 7238 | Cane Island | Electric Utility | FL | 3 | 167.5 | 150 | Natural Gas Fired Combined Cycle | NG | CT | 1 | 2002 |  |  | (OP) Operating | [6 empty] | Osceola | 28.2764 | -81.533
10376 | Kissimmee Utility Authority | 7238 | Cane Island | Electric Utility | FL | 3A | 82.5 | 90 | Natural Gas Fired Combined Cycle | NG | CA | 1 | 2002 |  |  | (OP) Operating | [6 empty] | Osceola | 28.2764 | -81.533
10376 | Kissimmee Utility Authority | 7238 | Cane Island | Electric Utility | FL | 4 | 180 | 160 | Natural Gas Fired Combined Cycle | NG | CT | 7 | 2011 |  |  | (OP) Operating | [6 empty] | Osceola | 28.2764 | -81.533
10376 | Kissimmee Utility Authority | 7238 | Cane Island | Electric Utility | FL | 4A | 143.5 | 130 | Natural Gas Fired Combined Cycle | NG | CA | 7 | 2011 |  |  | (OP) Operating | [6 empty] | Osceola | 28.2764 | -81.533
18454 | Tampa Electric Co | 7242 | Polk | Electric Utility | FL | 1CA | 133.4 | 59 | Coal Integrated Gasification Combined Cycle | BIT | CA | 9 | 1996 |  |  | (OP) Operating | [6 empty] | Polk | 27.7286 | -81.9897
18454 | Tampa Electric Co | 7242 | Polk | Electric Utility | FL | 1CT | 192.9 | 161 | Coal Integrated Gasification Combined Cycle | SGC | CT | 9 | 1996 |  |  | (OP) Operating | [6 empty] | Polk | 27.7286 | -81.9897
18454 | Tampa Electric Co | 7242 | Polk | Electric Utility | FL | 2 | 175.8 | 151 | Natural Gas Fired Combined Cycle | NG | CT | 7 | 2000 |  |  | (OP) Operating | [6 empty] | Polk | 27.7286 | -81.9897
18454 | Tampa Electric Co | 7242 | Polk | Electric Utility | FL | 3 | 175.8 | 151 | Natural Gas Fired Combined Cycle | NG | CT | 4 | 2002 |  |  | (OP) Operating | [6 empty] | Polk | 27.7286 | -81.9897
18454 | Tampa Electric Co | 7242 | Polk | Electric Utility | FL | 4 | 175.8 | 151 | Natural Gas Fired Combined Cycle | NG | CT | 3 | 2007 |  |  | (OP) Operating | [6 empty] | Polk | 27.7286 | -81.9897
18454 | Tampa Electric Co | 7242 | Polk | Electric Utility | FL | 5 | 175.8 | 151 | Natural Gas Fired Combined Cycle | NG | CT | 4 | 2007 |  |  | (OP) Operating | [6 empty] | Polk | 27.7286 | -81.9897
807 | Arkansas Electric Coop Corp | 7246 | Dam 2 | Electric Utility | AR | 1 | 34.2 | 11 | Conventional Hydroelectric | WAT | HY | 6 | 1999 |  |  | (OP) Operating | [6 empty] | Desha | 33.9865 | -91.3158
807 | Arkansas Electric Coop Corp | 7246 | Dam 2 | Electric Utility | AR | 2 | 34.2 | 12 | Conventional Hydroelectric | WAT | HY | 10 | 1999 |  |  | (OP) Operating | [6 empty] | Desha | 33.9865 | -91.3158
807 | Arkansas Electric Coop Corp | 7246 | Dam 2 | Electric Utility | AR | 3 | 34.2 | 12 | Conventional Hydroelectric | WAT | HY | 8 | 1999 |  |  | (OP) Operating | [6 empty] | Desha | 33.9865 | -91.3158
12710 | Missouri Basin Muni Power Agny | 7247 | Watertown Power Plant | Electric Utility | SD | 1 | 67.5 | 45.8 | Petroleum Liquids | DFO | GT | 1 | 1978 |  |  | (OP) Operating | [6 empty] | Codington | 44.9017 | -97.1083
213 | Alaska Electric Light&Power Co | 7250 | Auke Bay | Electric Utility | AK | 13 | 2.8 | 2.8 | Petroleum Liquids | DFO | GT | 8 | 1993 |  |  | (SB) Standby/Backup: available for service but not normally used | [6 empty] | Juneau | 58.3875 | -134.6446
213 | Alaska Electric Light&Power Co | 7250 | Auke Bay | Electric Utility | AK | 14 | 30.9 | 23 | Petroleum Liquids | DFO | GT | 12 | 1994 |  |  | (SB) Standby/Backup: available for service but not normally used | [6 empty] | Juneau | 58.3875 | -134.6446
213 | Alaska Electric Light&Power Co | 7250 | Auke Bay | Electric Utility | AK | 4 | 2.5 | 2.5 | Petroleum Liquids | DFO | IC | 9 | 1980 |  |  | (SB) Standby/Backup: available for service but not normally used | [6 empty] | Juneau | 58.3875 | -134.6446
19099 | TransAlta Centralia Gen LLC | 7259 | Skookumchuck | IPP Non-CHP | WA | 1 | 1 | 1 | Conventional Hydroelectric | WAT | HY | 9 | 1990 |  |  | (OP) Operating | [6 empty] | Thurston | 46.7844 | -122.7197
11843 | Maui Electric Co Ltd | 7264 | Miki Basin | Electric Utility | HI | LL1 | 1 | 1 | Petroleum Liquids | DFO | IC | 4 | 1990 |  |  | (OP) Operating | [6 empty] | Maui | 20.79 | -156.9342
11843 | Maui Electric Co Ltd | 7264 | Miki Basin | Electric Utility | HI | LL2 | 1 | 1 | Petroleum Liquids | DFO | IC | 4 | 1990 |  |  | (OP) Operating | [6 empty] | Maui | 20.79 | -156.9342
11843 | Maui Electric Co Ltd | 7264 | Miki Basin | Electric Utility | HI | LL3 | 1 | 1 | Petroleum Liquids | DFO | IC | 4 | 1990 |  |  | (OP) Operating | [6 empty] | Maui | 20.79 | -156.9342
11843 | Maui Electric Co Ltd | 7264 | Miki Basin | Electric Utility | HI | LL4 | 1 | 1 | Petroleum Liquids | DFO | IC | 4 | 1990 |  |  | (OP) Operating | [6 empty] | Maui | 20.79 | -156.9342
11843 | Maui Electric Co Ltd | 7264 | Miki Basin | Electric Utility | HI | LL5 | 1 | 1 | Petroleum Liquids | DFO | IC | 4 | 1990 |  |  | (OP) Operating | [6 empty] | Maui | 20.79 | -156.9342
11843 | Maui Electric Co Ltd | 7264 | Miki Basin | Electric Utility | HI | LL6 | 1 | 1 | Petroleum Liquids | DFO | IC | 4 | 1990 |  |  | (OP) Operating | [6 empty] | Maui | 20.79 | -156.9342
11843 | Maui Electric Co Ltd | 7264 | Miki Basin | Electric Utility | HI | LL7 | 2.2 | 2.1 | Petroleum Liquids | DFO | IC | 10 | 1996 |  |  | (OP) Operating | [6 empty] | Maui | 20.79 | -156.9342
11843 | Maui Electric Co Ltd | 7264 | Miki Basin | Electric Utility | HI | LL8 | 2.2 | 2.1 | Petroleum Liquids | DFO | IC | 10 | 1996 |  |  | (OP) Operating | [6 empty] | Maui | 20.79 | -156.9342
12745 | Modesto Irrigation District | 7266 | Woodland | Electric Utility | CA | 2 | 37.7 | 37 | Natural Gas Fired Combined Cycle | NG | CA | 6 | 2003 |  |  | (OP) Operating | [6 empty] | Stanislaus | 37.6526 | -121.0204
12745 | Modesto Irrigation District | 7266 | Woodland | Electric Utility | CA | 3 | 60.5 | 48 | Natural Gas Fired Combined Cycle | NG | CT | 6 | 2003 |  |  | (OP) Operating | [6 empty] | Stanislaus | 37.6526 | -121.0204
12745 | Modesto Irrigation District | 7266 | Woodland | Electric Utility | CA | 3A | 8.4 | 8.2 | Natural Gas Internal Combustion Engine | NG | IC | 7 | 2011 |  |  | (OP) Operating | [6 empty] | Stanislaus | 37.6526 | -121.0204
12745 | Modesto Irrigation District | 7266 | Woodland | Electric Utility | CA | 3B | 8.4 | 8.2 | Natural Gas Internal Combustion Engine | NG | IC | 7 | 2011 |  |  | (OP) Operating | [6 empty] | Stanislaus | 37.6526 | -121.0204
12745 | Modesto Irrigation District | 7266 | Woodland | Electric Utility | CA | 3C | 8.4 | 8.2 | Natural Gas Internal Combustion Engine | NG | IC | 7 | 2011 |  |  | (OP) Operating | [6 empty] | Stanislaus | 37.6526 | -121.0204
12745 | Modesto Irrigation District | 7266 | Woodland | Electric Utility | CA | 3D | 8.4 | 8.2 | Natural Gas Internal Combustion Engine | NG | IC | 7 | 2011 |  |  | (OP) Operating | [6 empty] | Stanislaus | 37.6526 | -121.0204
12745 | Modesto Irrigation District | 7266 | Woodland | Electric Utility | CA | 3E | 8.4 | 8.2 | Natural Gas Internal Combustion Engine | NG | IC | 7 | 2011 |  |  | (OP) Operating | [6 empty] | Stanislaus | 37.6526 | -121.0204
12745 | Modesto Irrigation District | 7266 | Woodland | Electric Utility | CA | 3F | 8.4 | 8.2 | Natural Gas Internal Combustion Engine | NG | IC | 7 | 2011 |  |  | (OP) Operating | [6 empty] | Stanislaus | 37.6526 | -121.0204
12745 | Modesto Irrigation District | 7266 | Woodland | Electric Utility | CA | NA1 | 50.4 | 48 | Natural Gas Fired Combustion Turbine | NG | GT | 11 | 1993 |  |  | (OP) Operating | [6 empty] | Stanislaus | 37.6526 | -121.0204
8723 | City of Holland | 7268 | 491 E 48th Street | Electric Utility | MI | 7 | 39.1 | 32 | Natural Gas Fired Combustion Turbine | NG | GT | 5 | 1992 |  |  | (OP) Operating | [6 empty] | Allegan | 42.7553 | -86.0853
8723 | City of Holland | 7268 | 491 E 48th Street | Electric Utility | MI | 8 | 39.1 | 32 | Natural Gas Fired Combustion Turbine | NG | GT | 5 | 1992 |  |  | (OP) Operating | [6 empty] | Allegan | 42.7553 | -86.0853
8723 | City of Holland | 7268 | 491 E 48th Street | Electric Utility | MI | 9 | 83.5 | 72 | Natural Gas Fired Combustion Turbine | NG | GT | 4 | 2000 |  |  | (OP) Operating | [6 empty] | Allegan | 42.7553 | -86.0853
20847 | Wisconsin Electric Power Co | 7270 | Paris (WI) | Electric Utility | WI | 1 | 95.4 | 88 | Natural Gas Fired Combustion Turbine | NG | GT | 3 | 1995 |  |  | (OP) Operating | [6 empty] | Kenosha | 42.6658 | -88.0131
20847 | Wisconsin Electric Power Co | 7270 | Paris (WI) | Electric Utility | WI | 2 | 95.4 | 88 | Natural Gas Fired Combustion Turbine | NG | GT | 3 | 1995 |  |  | (OP) Operating | [6 empty] | Kenosha | 42.6658 | -88.0131
20847 | Wisconsin Electric Power Co | 7270 | Paris (WI) | Electric Utility | WI | 3 | 95.4 | 88 | Natural Gas Fired Combustion Turbine | NG | GT | 6 | 1995 |  |  | (OP) Operating | [6 empty] | Kenosha | 42.6658 | -88.0131
20847 | Wisconsin Electric Power Co | 7270 | Paris (WI) | Electric Utility | WI | 4 | 95.4 | 88 | Natural Gas Fired Combustion Turbine | NG | GT | 6 | 1995 |  |  | (OP) Operating | [6 empty] | Kenosha | 42.6658 | -88.0131
5416 | Duke Energy Carolinas, LLC | 7277 | Lincoln Combustion | Electric Utility | NC | 1 | 109.6 | 79.2 | Natural Gas Fired Combustion Turbine | NG | GT | 5 | 1995 |  |  | (OP) Operating | [6 empty] | Lincoln | 35.4317 | -81.0347
5416 | Duke Energy Carolinas, LLC | 7277 | Lincoln Combustion | Electric Utility | NC | 10 | 109.6 | 79.2 | Natural Gas Fired Combustion Turbine | NG | GT | 11 | 1995 |  |  | (OP) Operating | [6 empty] | Lincoln | 35.4317 | -81.0347
5416 | Duke Energy Carolinas, LLC | 7277 | Lincoln Combustion | Electric Utility | NC | 11 | 109.6 | 79.2 | Natural Gas Fired Combustion Turbine | NG | GT | 12 | 1995 |  |  | (OP) Operating | [6 empty] | Lincoln | 35.4317 | -81.0347
5416 | Duke Energy Carolinas, LLC | 7277 | Lincoln Combustion | Electric Utility | NC | 12 | 109.6 | 79.2 | Natural Gas Fired Combustion Turbine | NG | GT | 12 | 1995 |  |  | (OP) Operating | [6 empty] | Lincoln | 35.4317 | -81.0347
5416 | Duke Energy Carolinas, LLC | 7277 | Lincoln Combustion | Electric Utility | NC | 13 | 109.6 | 79.2 | Natural Gas Fired Combustion Turbine | NG | GT | 2 | 1996 |  |  | (OP) Operating | [6 empty] | Lincoln | 35.4317 | -81.0347
5416 | Duke Energy Carolinas, LLC | 7277 | Lincoln Combustion | Electric Utility | NC | 14 | 109.6 | 79.2 | Natural Gas Fired Combustion Turbine | NG | GT | 2 | 1996 |  |  | (OP) Operating | [6 empty] | Lincoln | 35.4317 | -81.0347
5416 | Duke Energy Carolinas, LLC | 7277 | Lincoln Combustion | Electric Utility | NC | 15 | 109.6 | 79.2 | Natural Gas Fired Combustion Turbine | NG | GT | 3 | 1996 |  |  | (OP) Operating | [6 empty] | Lincoln | 35.4317 | -81.0347
5416 | Duke Energy Carolinas, LLC | 7277 | Lincoln Combustion | Electric Utility | NC | 16 | 109.6 | 79.2 | Natural Gas Fired Combustion Turbine | NG | GT | 3 | 1996 |  |  | (OP) Operating | [6 empty] | Lincoln | 35.4317 | -81.0347
5416 | Duke Energy Carolinas, LLC | 7277 | Lincoln Combustion | Electric Utility | NC | 2 | 109.6 | 79.2 | Natural Gas Fired Combustion Turbine | NG | GT | 5 | 1995 |  |  | (OP) Operating | [6 empty] | Lincoln | 35.4317 | -81.0347
5416 | Duke Energy Carolinas, LLC | 7277 | Lincoln Combustion | Electric Utility | NC | 3 | 109.6 | 79.2 | Natural Gas Fired Combustion Turbine | NG | GT | 6 | 1995 |  |  | (OP) Operating | [6 empty] | Lincoln | 35.4317 | -81.0347
5416 | Duke Energy Carolinas, LLC | 7277 | Lincoln Combustion | Electric Utility | NC | 4 | 109.6 | 79.2 | Natural Gas Fired Combustion Turbine | NG | GT | 6 | 1995 |  |  | (OP) Operating | [6 empty] | Lincoln | 35.4317 | -81.0347
5416 | Duke Energy Carolinas, LLC | 7277 | Lincoln Combustion | Electric Utility | NC | 5 | 109.6 | 79.2 | Natural Gas Fired Combustion Turbine | NG | GT | 7 | 1995 |  |  | (OP) Operating | [6 empty] | Lincoln | 35.4317 | -81.0347
5416 | Duke Energy Carolinas, LLC | 7277 | Lincoln Combustion | Electric Utility | NC | 6 | 109.6 | 79.2 | Natural Gas Fired Combustion Turbine | NG | GT | 7 | 1995 |  |  | (OP) Operating | [6 empty] | Lincoln | 35.4317 | -81.0347
5416 | Duke Energy Carolinas, LLC | 7277 | Lincoln Combustion | Electric Utility | NC | 7 | 109.6 | 79.2 | Natural Gas Fired Combustion Turbine | NG | GT | 9 | 1995 |  |  | (OP) Operating | [6 empty] | Lincoln | 35.4317 | -81.0347
5416 | Duke Energy Carolinas, LLC | 7277 | Lincoln Combustion | Electric Utility | NC | 8 | 109.6 | 79.2 | Natural Gas Fired Combustion Turbine | NG | GT | 9 | 1995 |  |  | (OP) Operating | [6 empty] | Lincoln | 35.4317 | -81.0347
5416 | Duke Energy Carolinas, LLC | 7277 | Lincoln Combustion | Electric Utility | NC | 9 | 109.6 | 79.2 | Natural Gas Fired Combustion Turbine | NG | GT | 11 | 1995 |  |  | (OP) Operating | [6 empty] | Lincoln | 35.4317 | -81.0347
4065 | City of Columbus - (OH) | 7279 | O'Shaughnessy Hydro | Electric Utility | OH | 1 | 1.3 | 1.3 | Conventional Hydroelectric | WAT | HY | 9 | 1988 |  |  | (OP) Operating | [6 empty] | Delaware | 40.1533 | -83.1267
4065 | City of Columbus - (OH) | 7279 | O'Shaughnessy Hydro | Electric Utility | OH | 2 | 3.9 | 3.9 | Conventional Hydroelectric | WAT | HY | 9 | 1988 |  |  | (OP) Operating | [6 empty] | Delaware | 40.1533 | -83.1267
6949 | City of Gardner - (KS) | 7281 | Gardner Energy Center | Electric Utility | KS | CT1 | 19.6 | 13.5 | Natural Gas Fired Combustion Turbine | NG | GT | 6 | 1990 |  |  | (OP) Operating | [6 empty] | Johnson | 38.8308 | -94.8903
6949 | City of Gardner - (KS) | 7281 | Gardner Energy Center | Electric Utility | KS | CT2 | 19.6 | 13.5 | Natural Gas Fired Combustion Turbine | NG | GT | 5 | 1990 |  |  | (OP) Operating | [6 empty] | Johnson | 38.8308 | -94.8903
14446 | Paragould Light & Water Comm | 7283 | Paragould Turbine | Electric Utility | AR | 1 | 3.4 | 3.4 | Natural Gas Fired Combustion Turbine | NG | GT | 8 | 1990 |  |  | (OP) Operating | [6 empty] | Greene | 36.0243 | -90.5092
14446 | Paragould Light & Water Comm | 7283 | Paragould Turbine | Electric Utility | AR | 2 | 3.4 | 3.4 | Natural Gas Fired Combustion Turbine | NG | GT | 8 | 1990 |  |  | (OP) Operating | [6 empty] | Greene | 36.0243 | -90.5092
14446 | Paragould Light & Water Comm | 7283 | Paragould Turbine | Electric Utility | AR | 3 | 3.4 | 3.4 | Natural Gas Fired Combustion Turbine | NG | GT | 8 | 1990 |  |  | (OP) Operating | [6 empty] | Greene | 36.0243 | -90.5092
14446 | Paragould Light & Water Comm | 7283 | Paragould Turbine | Electric Utility | AR | 4 | 3.4 | 3.4 | Natural Gas Fired Combustion Turbine | NG | GT | 8 | 1990 |  |  | (OP) Operating | [6 empty] | Greene | 36.0243 | -90.5092
14446 | Paragould Light & Water Comm | 7283 | Paragould Turbine | Electric Utility | AR | 5 | 0.3 | 0.2 | Petroleum Liquids | DFO | IC | 2 | 1991 |  |  | (SB) Standby/Backup: available for service but not normally used | [6 empty] | Greene | 36.0243 | -90.5092
56606 | Calpine New Jersey Generation LLC | 7288 | Sherman Avenue | IPP Non-CHP | NJ | SEHR | 112.8 | 82.4 | Natural Gas Fired Combustion Turbine | NG | GT | 5 | 1991 |  |  | (OP) Operating | [6 empty] | Cumberland | 39.451 | -75.0578
15776 | Reedy Creek Improvement Dist | 7294 | Central Energy Plant | Electric Utility | FL | GTG | 61.5 | 48 | Natural Gas Fired Combined Cycle | NG | CT | 5 | 1989 |  |  | (OP) Operating | [6 empty] | Orange | 28.4263 | -81.5809
15776 | Reedy Creek Improvement Dist | 7294 | Central Energy Plant | Electric Utility | FL | STG | 8.5 | 8 | Natural Gas Fired Combined Cycle | NG | CA | 1 | 1989 |  |  | (OP) Operating | [6 empty] | Orange | 28.4263 | -81.5809
5860 | Empire District Electric Co | 7296 | State Line Combined Cycle | Electric Utility | MO | 1 | 123 | 94 | Natural Gas Fired Combustion Turbine | NG | GT | 5 | 1995 |  |  | (OP) Operating | [6 empty] | Jasper | 37.0659 | -94.614
5860 | Empire District Electric Co | 7296 | State Line Combined Cycle | Electric Utility | MO | 2-1 | 181 | 159 | Natural Gas Fired Combined Cycle | NG | CT | 6 | 2001 |  |  | (OP) Operating | [6 empty] | Jasper | 37.0659 | -94.614
5860 | Empire District Electric Co | 7296 | State Line Combined Cycle | Electric Utility | MO | 2-2 | 180 | 158 | Natural Gas Fired Combined Cycle | NG | CT | 6 | 1997 |  |  | (OP) Operating | [6 empty] | Jasper | 37.0659 | -94.614
5860 | Empire District Electric Co | 7296 | State Line Combined Cycle | Electric Utility | MO | 2-3 | 206.5 | 178 | Natural Gas Fired Combined Cycle | NG | CA | 6 | 2001 |  |  | (OP) Operating | [6 empty] | Jasper | 37.0659 | -94.614
6455 | Duke Energy Florida, Inc | 7302 | Hines Energy Complex | Electric Utility | FL | 1GT | 173.4 | 151 | Natural Gas Fired Combined Cycle | NG | CT | 4 | 1999 |  |  | (OP) Operating |  |  |  | 2016 | 10 | 22.5 | Polk | 27.7882 | -81.87
6455 | Duke Energy Florida, Inc | 7302 | Hines Energy Complex | Electric Utility | FL | 1GT2 | 173.4 | 151 | Natural Gas Fired Combined Cycle | NG | CT | 4 | 1999 |  |  | (OP) Operating |  |  |  | 2016 | 10 | 22.5 | Polk | 27.7882 | -81.87
6455 | Duke Energy Florida, Inc | 7302 | Hines Energy Complex | Electric Utility | FL | 1ST | 199.7 | 160 | Natural Gas Fired Combined Cycle | NG | CA | 4 | 1999 |  |  | (OP) Operating | [6 empty] | Polk | 27.7882 | -81.87
6455 | Duke Energy Florida, Inc | 7302 | Hines Energy Complex | Electric Utility | FL | 2GT | 167.7 | 154 | Natural Gas Fired Combined Cycle | NG | CT | 12 | 2003 |  |  | (OP) Operating |  |  |  | 2016 | 10 | 22.5 | Polk | 27.7882 | -81.87
6455 | Duke Energy Florida, Inc | 7302 | Hines Energy Complex | Electric Utility | FL | 2GT2 | 167.7 | 154 | Natural Gas Fired Combined Cycle | NG | CT | 12 | 2003 |  |  | (OP) Operating |  |  |  | 2016 | 10 | 22.5 | Polk | 27.7882 | -81.87
6455 | Duke Energy Florida, Inc | 7302 | Hines Energy Complex | Electric Utility | FL | 2ST | 180.6 | 182 | Natural Gas Fired Combined Cycle | NG | CA | 12 | 2003 |  |  | (OP) Operating | [6 empty] | Polk | 27.7882 | -81.87
6455 | Duke Energy Florida, Inc | 7302 | Hines Energy Complex | Electric Utility | FL | 3GT | 193 | 155 | Natural Gas Fired Combined Cycle | NG | CT | 11 | 2005 |  |  | (OP) Operating |  |  |  | 2016 | 10 | 22.5 | Polk | 27.7882 | -81.87
6455 | Duke Energy Florida, Inc | 7302 | Hines Energy Complex | Electric Utility | FL | 3GT2 | 193 | 155 | Natural Gas Fired Combined Cycle | NG | CT | 11 | 2005 |  |  | (OP) Operating |  |  |  | 2016 | 10 | 22.5 | Polk | 27.7882 | -81.87
6455 | Duke Energy Florida, Inc | 7302 | Hines Energy Complex | Electric Utility | FL | 3ST | 204 | 178 | Natural Gas Fired Combined Cycle | NG | CA | 11 | 2005 |  |  | (OP) Operating | [6 empty] | Polk | 27.7882 | -81.87
6455 | Duke Energy Florida, Inc | 7302 | Hines Energy Complex | Electric Utility | FL | 4GT | 199 | 151 | Natural Gas Fired Combined Cycle | NG | CT | 12 | 2007 |  |  | (OP) Operating |  |  |  | 2017 | 1 | 22.5 | Polk | 27.7882 | -81.87
6455 | Duke Energy Florida, Inc | 7302 | Hines Energy Complex | Electric Utility | FL | 4GT2 | 199 | 151 | Natural Gas Fired Combined Cycle | NG | CT | 12 | 2007 |  |  | (OP) Operating |  |  |  | 2017 | 1 | 22.5 | Polk | 27.7882 | -81.87
6455 | Duke Energy Florida, Inc | 7302 | Hines Energy Complex | Electric Utility | FL | 4ST | 212.5 | 170 | Natural Gas Fired Combined Cycle | NG | CA | 12 | 2007 |  |  | (OP) Operating | [6 empty] | Polk | 27.7882 | -81.87
14400 | City of Palmyra - (MO) | 7304 | Palmyra Municipal 2 | Electric Utility | MO | IC10 | 3.5 | 3.5 | Natural Gas Internal Combustion Engine | NG | IC | 12 | 1991 |  |  | (OP) Operating | [6 empty] | MARION | 39.801 | -91.5245
14400 | City of Palmyra - (MO) | 7304 | Palmyra Municipal 2 | Electric Utility | MO | IC9 | 3.5 | 3.5 | Natural Gas Internal Combustion Engine | NG | IC | 12 | 1991 |  |  | (OP) Operating | [6 empty] | MARION | 39.801 | -91.5245
15783 | City of Redding - (CA) | 7307 | Redding Power | Electric Utility | CA | 1 | 18 | 16 | Natural Gas Fired Combustion Turbine | NG | GT | 10 | 1996 |  |  | (OP) Operating | [6 empty] | Shasta | 40.5073 | -122.4233
15783 | City of Redding - (CA) | 7307 | Redding Power | Electric Utility | CA | 2 | 27.9 | 23 | Natural Gas Fired Combustion Turbine | NG | GT | 4 | 1996 |  |  | (OP) Operating | [6 empty] | Shasta | 40.5073 | -122.4233
15783 | City of Redding - (CA) | 7307 | Redding Power | Electric Utility | CA | 3 | 27.9 | 23 | Natural Gas Fired Combustion Turbine | NG | GT | 4 | 1996 |  |  | (OP) Operating | [6 empty] | Shasta | 40.5073 | -122.4233
15783 | City of Redding - (CA) | 7307 | Redding Power | Electric Utility | CA | 4 | 26.8 | 27 | Natural Gas Fired Combined Cycle | NG | CA | 1 | 1989 |  |  | (OP) Operating | [6 empty] | Shasta | 40.5073 | -122.4233
15783 | City of Redding - (CA) | 7307 | Redding Power | Electric Utility | CA | 5 | 40 | 41 | Natural Gas Fired Combined Cycle | NG | CT | 7 | 2002 |  |  | (OP) Operating | [6 empty] | Shasta | 40.5073 | -122.4233
15783 | City of Redding - (CA) | 7307 | Redding Power | Electric Utility | CA | 6 | 42.5 | 41 | Natural Gas Fired Combined Cycle | NG | CT | 8 | 2011 |  |  | (OP) Operating | [6 empty] | Shasta | 40.5073 | -122.4233
15296 | New York Power Authority | 7314 | Richard M Flynn | Electric Utility | NY | NA1 | 108 | 89.6 | Natural Gas Fired Combined Cycle | NG | CT | 5 | 1994 |  |  | (OP) Operating | [6 empty] | Suffolk | 40.8158 | -73.064
15296 | New York Power Authority | 7314 | Richard M Flynn | Electric Utility | NY | NA2 | 56 | 44.8 | Natural Gas Fired Combined Cycle | NG | CA | 5 | 1994 |  |  | (OP) Operating | [6 empty] | Suffolk | 40.8158 | -73.064
19281 | Turlock Irrigation District | 7315 | Almond Power Plant | Electric Utility | CA | 1 | 49.5 | 49.5 | Natural Gas Fired Combustion Turbine | NG | GT | 4 | 1996 |  |  | (OP) Operating | [6 empty] | STANISLAUS | 37.5744 | -120.985
19281 | Turlock Irrigation District | 7315 | Almond Power Plant | Electric Utility | CA | 2 | 58 | 50 | Natural Gas Fired Combustion Turbine | NG | GT | 7 | 2012 |  |  | (OP) Operating | [6 empty] | STANISLAUS | 37.5744 | -120.985
19281 | Turlock Irrigation District | 7315 | Almond Power Plant | Electric Utility | CA | 3 | 58 | 50 | Natural Gas Fired Combustion Turbine | NG | GT | 7 | 2012 |  |  | (OP) Operating | [6 empty] | STANISLAUS | 37.5744 | -120.985
19281 | Turlock Irrigation District | 7315 | Almond Power Plant | Electric Utility | CA | 4 | 58 | 50 | Natural Gas Fired Combustion Turbine | NG | GT | 7 | 2012 |  |  | (OP) Operating | [6 empty] | STANISLAUS | 37.5744 | -120.985
2518 | U S Bureau of Reclamation | 7317 | Buffalo Bill | Electric Utility | WY | 1 | 6 | 6 | Conventional Hydroelectric | WAT | HY | 9 | 1992 |  |  | (OP) Operating | [6 empty] | Park | 44.5082 | -109.1707
2518 | U S Bureau of Reclamation | 7317 | Buffalo Bill | Electric Utility | WY | 2 | 6 | 6 | Conventional Hydroelectric | WAT | HY | 9 | 1992 |  |  | (OP) Operating | [6 empty] | Park | 44.5082 | -109.1707
2518 | U S Bureau of Reclamation | 7317 | Buffalo Bill | Electric Utility | WY | 3 | 6 | 6 | Conventional Hydroelectric | WAT | HY | 9 | 1992 |  |  | (OP) Operating | [6 empty] | Park | 44.5082 | -109.1707
54899 | NAES Corporation - (DE) | 7318 | Van Sant Station | IPP Non-CHP | DE | 1 | 45.1 | 42 | Natural Gas Fired Combustion Turbine | NG | GT | 5 | 1991 |  |  | (OP) Operating |  |  |  | 2015 | 9 | 6 | Kent | 39.145 | -75.5482
54888 | NRG Texas Power LLC | 7325 | San Jacinto Steam Electric Station | IPP Non-CHP | TX | 1 | 88.2 | 81 | Natural Gas Fired Combustion Turbine | NG | GT | 4 | 1995 |  |  | (OP) Operating | [6 empty] | Harris | 29.6948 | -95.0406
54888 | NRG Texas Power LLC | 7325 | San Jacinto Steam Electric Station | IPP Non-CHP | TX | 2 | 88.2 | 81 | Natural Gas Fired Combustion Turbine | NG | GT | 4 | 1995 |  |  | (OP) Operating | [6 empty] | Harris | 29.6948 | -95.0406
9234 | Indiana Municipal Power Agency | 7335 | Richmond | Electric Utility | IN | RCT1 | 41.4 | 34 | Natural Gas Fired Combustion Turbine | NG | GT | 5 | 1992 |  |  | (OP) Operating | [6 empty] | Wayne | 39.8396 | -84.9657
9234 | Indiana Municipal Power Agency | 7335 | Richmond | Electric Utility | IN | RCT2 | 41.4 | 34 | Natural Gas Fired Combustion Turbine | NG | GT | 5 | 1992 |  |  | (OP) Operating | [6 empty] | Wayne | 39.8396 | -84.9657
9234 | Indiana Municipal Power Agency | 7336 | Anderson | Electric Utility | IN | ACT1 | 41.4 | 34 | Natural Gas Fired Combustion Turbine | NG | GT | 6 | 1992 |  |  | (OP) Operating | [6 empty] | Madison | 40.0529 | -85.7389
9234 | Indiana Municipal Power Agency | 7336 | Anderson | Electric Utility | IN | ACT2 | 41.4 | 34 | Natural Gas Fired Combustion Turbine | NG | GT | 6 | 1992 |  |  | (OP) Operating | [6 empty] | Madison | 40.0529 | -85.7389
9234 | Indiana Municipal Power Agency | 7336 | Anderson | Electric Utility | IN | ACT3 | 85.9 | 72 | Natural Gas Fired Combustion Turbine | NG | GT | 6 | 2004 |  |  | (OP) Operating | [6 empty] | Madison | 40.0529 | -85.7389
19794 | Omya Inc | 7337 | Florence | Electric Utility | VT | 1 | 4.6 | 3 | Petroleum Liquids | DFO | GT | 9 | 1992 |  |  | (OP) Operating | [6 empty] | Rutland | 43.7089 | -73.0631
19794 | Omya Inc | 7337 | Florence | Electric Utility | VT | 2 | 4.6 | 2.9 | Petroleum Liquids | DFO | GT | 9 | 1992 |  |  | (OP) Operating | [6 empty] | Rutland | 43.7089 | -73.0631
16655 | City of Santa Clara - (CA) | 7338 | Grizzly | Electric Utility | CA | NA1 | 22 | 23.4 | Conventional Hydroelectric | WAT | HY | 11 | 1993 |  |  | (OP) Operating | [6 empty] | Plumas | 39.8893 | -121.2792
20315 | City of Wellington - (KS) | 7339 | Wellington 2 | Electric Utility | KS | 6 | 20 | 21 | Natural Gas Fired Combustion Turbine | NG | GT | 1 | 1989 |  |  | (OP) Operating | [6 empty] | SUMNER | 37.2678 | -97.3497
12341 | MidAmerican Energy Co | 7343 | George Neal South | Electric Utility | IA | 4 | 695.9 | 644 | Conventional Steam Coal | SUB | ST | 7 | 1979 |  |  | (OP) Operating | [6 empty] | Woodbury | 42.3006 | -96.3617
6455 | Duke Energy Florida, Inc | 7345 | University of Florida | Electric Utility | FL | P1 | 43 | 46 | Natural Gas Fired Combustion Turbine | NG | GT | 1 | 1994 |  |  | (OP) Operating | [6 empty] | Alachua | 29.6403 | -82.3486
7140 | Georgia Power Co | 7348 | Robins | Electric Utility | GA | 1 | 91.9 | 80 | Natural Gas Fired Combustion Turbine | NG | GT | 5 | 1995 |  |  | (OP) Operating | [6 empty] | Houston | 32.5792 | -83.5822
7140 | Georgia Power Co | 7348 | Robins | Electric Utility | GA | 2 | 91.9 | 80 | Natural Gas Fired Combustion Turbine | NG | GT | 5 | 1995 |  |  | (OP) Operating | [6 empty] | Houston | 32.5792 | -83.5822
15248 | Portland General Electric Co | 7350 | Coyote Springs | Electric Utility | OR | 1 | 185.7 | 165 | Natural Gas Fired Combined Cycle | NG | CT | 11 | 1995 |  |  | (OP) Operating | [6 empty] | Morrow | 45.848 | -119.6739
15248 | Portland General Electric Co | 7350 | Coyote Springs | Electric Utility | OR | 2 | 80.6 | 70 | Natural Gas Fired Combined Cycle | NG | CA | 11 | 1995 |  |  | (OP) Operating | [6 empty] | Morrow | 45.848 | -119.6739
20860 | Wisconsin Public Service Corp | 7366 | Lincoln Turbines | Electric Utility | WI | 1 | 9.2 | 0.8 | Onshore Wind Turbine | WND | WT | 6 | 1999 |  |  | (OP) Operating | [6 empty] | Kewaunee | 44.6108 | -87.5586
19558 | Homer Electric Assn Inc | 7367 | Bradley Lake | Electric Utility | AK | 1 | 63 | 63 | Conventional Hydroelectric | WAT | HY | 6 | 1991 |  |  | (OP) Operating | [6 empty] | Kenai Peninsula | 59.7786 | -150.9401
19558 | Homer Electric Assn Inc | 7367 | Bradley Lake | Electric Utility | AK | 2 | 63 | 63 | Conventional Hydroelectric | WAT | HY | 6 | 1991 |  |  | (OP) Operating | [6 empty] | Kenai Peninsula | 59.7786 | -150.9401
40613 | Northern California Power Agny | 7368 | Geothermal 1 | Electric Utility | CA | 1 | 55 | 26 | Geothermal | GEO | ST | 1 | 1983 |  |  | (OP) Operating | [6 empty] | Sonoma | 38.752 | -122.7195
40613 | Northern California Power Agny | 7368 | Geothermal 1 | Electric Utility | CA | 2 | 55 | 26 | Geothermal | GEO | ST | 1 | 1983 |  |  | (OP) Operating | [6 empty] | Sonoma | 38.752 | -122.7195
40613 | Northern California Power Agny | 7369 | Geothermal 2 | Electric Utility | CA | 3 | 55 | 30.1 | Geothermal | GEO | ST | 12 | 1985 |  |  | (SB) Standby/Backup: available for service but not normally used |  | 6 | 0 |  |  |  | Sonoma | 38.7492 | -122.7117
40613 | Northern California Power Agny | 7369 | Geothermal 2 | Electric Utility | CA | 4 | 55 | 48 | Geothermal | GEO | ST | 5 | 1986 |  |  | (OP) Operating | [6 empty] | Sonoma | 38.7492 | -122.7117
2518 | U S Bureau of Reclamation | 7372 | McPhee | Electric Utility | CO | 1 | 1.2 | 1.2 | Conventional Hydroelectric | WAT | HY | 12 | 1992 |  |  | (OP) Operating | [6 empty] | Montezuma | 37.5752 | -108.574
2518 | U S Bureau of Reclamation | 7373 | Towaoc | Electric Utility | CO | 1 | 11.4 | 11.4 | Conventional Hydroelectric | WAT | HY | 5 | 1993 |  |  | (OP) Operating | [6 empty] | Montezuma | 37.4295 | -108.5749
13781 | Northern States Power Co - Minnesota | 7378 | United Hospital | Commercial Non-CHP | MN | 1 | 1.6 | 1.6 | Petroleum Liquids | DFO | IC | 10 | 1992 | 7 | 2017 | (SB) Standby/Backup: available for service but not normally used | [6 empty] | Ramsey | 44.9425 | -93.1072
13781 | Northern States Power Co - Minnesota | 7378 | United Hospital | Commercial Non-CHP | MN | 2 | 1.6 | 1.6 | Petroleum Liquids | DFO | IC | 10 | 1992 | 7 | 2017 | (SB) Standby/Backup: available for service but not normally used | [6 empty] | Ramsey | 44.9425 | -93.1072
13781 | Northern States Power Co - Minnesota | 7378 | United Hospital | Commercial Non-CHP | MN | 3 | 1.6 | 1.6 | Petroleum Liquids | DFO | IC | 10 | 1992 | 7 | 2017 | (SB) Standby/Backup: available for service but not normally used | [6 empty] | Ramsey | 44.9425 | -93.1072
21554 | Seminole Electric Cooperative Inc | 7380 | Midulla Generating Station | Electric Utility | FL | CT1 | 199 | 151 | Natural Gas Fired Combined Cycle | NG | CT | 1 | 2002 |  |  | (OP) Operating | [6 empty] | Hardee | 27.6417 | -81.9625
21554 | Seminole Electric Cooperative Inc | 7380 | Midulla Generating Station | Electric Utility | FL | CT2 | 199 | 151 | Natural Gas Fired Combined Cycle | NG | CT | 1 | 2002 |  |  | (OP) Operating | [6 empty] | Hardee | 27.6417 | -81.9625
21554 | Seminole Electric Cooperative Inc | 7380 | Midulla Generating Station | Electric Utility | FL | GT4 | 62 | 54 | Natural Gas Fired Combustion Turbine | NG | GT | 12 | 2006 |  |  | (OP) Operating | [6 empty] | Hardee | 27.6417 | -81.9625
21554 | Seminole Electric Cooperative Inc | 7380 | Midulla Generating Station | Electric Utility | FL | GT5 | 62 | 54 | Natural Gas Fired Combustion Turbine | NG | GT | 12 | 2006 |  |  | (OP) Operating | [6 empty] | Hardee | 27.6417 | -81.9625
21554 | Seminole Electric Cooperative Inc | 7380 | Midulla Generating Station | Electric Utility | FL | GT6 | 62 | 54 | Natural Gas Fired Combustion Turbine | NG | GT | 12 | 2006 |  |  | (OP) Operating | [6 empty] | Hardee | 27.6417 | -81.9625
21554 | Seminole Electric Cooperative Inc | 7380 | Midulla Generating Station | Electric Utility | FL | GT7 | 62 | 54 | Natural Gas Fired Combustion Turbine | NG | GT | 12 | 2006 |  |  | (OP) Operating | [6 empty] | Hardee | 27.6417 | -81.9625
21554 | Seminole Electric Cooperative Inc | 7380 | Midulla Generating Station | Electric Utility | FL | GT8 | 62 | 54 | Natural Gas Fired Combustion Turbine | NG | GT | 12 | 2006 |  |  | (OP) Operating | [6 empty] | Hardee | 27.6417 | -81.9625
21554 | Seminole Electric Cooperative Inc | 7380 | Midulla Generating Station | Electric Utility | FL | ST3 | 189 | 179 | Natural Gas Fired Combined Cycle | NG | CA | 1 | 2002 |  |  | (OP) Operating | [6 empty] | Hardee | 27.6417 | -81.9625
7601 | Green Mountain Power Corp | 7381 | Searsburg Wind Turbine | Electric Utility | VT | 1 | 6 | 5.2 | Onshore Wind Turbine | WND | WT | 6 | 1997 |  |  | (OP) Operating | [6 empty] | Bennington | 42.8625 | -72.9628
15229 | City of Poplar Bluff - (MO) | 7392 | Poplar Bluff Generating Station | Electric Utility | MO | 1 | 7 | 7 | Natural Gas Internal Combustion Engine | NG | IC | 5 | 1976 |  |  | (OP) Operating | [6 empty] | Butler | 36.7597 | -90.3903
15229 | City of Poplar Bluff - (MO) | 7392 | Poplar Bluff Generating Station | Electric Utility | MO | 2 | 7 | 7 | Natural Gas Internal Combustion Engine | NG | IC | 5 | 1976 |  |  | (OP) Operating | [6 empty] | Butler | 36.7597 | -90.3903
15229 | City of Poplar Bluff - (MO) | 7392 | Poplar Bluff Generating Station | Electric Utility | MO | 3 | 6.7 | 6.6 | Natural Gas Internal Combustion Engine | NG | IC | 6 | 2002 |  |  | (OP) Operating | [6 empty] | Butler | 36.7597 | -90.3903
15229 | City of Poplar Bluff - (MO) | 7392 | Poplar Bluff Generating Station | Electric Utility | MO | 4 | 6.7 | 6.6 | Natural Gas Internal Combustion Engine | NG | IC | 7 | 2002 |  |  | (OP) Operating | [6 empty] | Butler | 36.7597 | -90.3903
15229 | City of Poplar Bluff - (MO) | 7392 | Poplar Bluff Generating Station | Electric Utility | MO | 5 | 6.7 | 6.6 | Natural Gas Internal Combustion Engine | NG | IC | 6 | 2002 |  |  | (OP) Operating | [6 empty] | Butler | 36.7597 | -90.3903
10628 | City of Lakin - (KS) | 7393 | Lakin Municipal | Electric Utility | KS | LK1 | 4.4 | 4.1 | Natural Gas Internal Combustion Engine | NG | IC | 1 | 1990 |  |  | (OP) Operating | [6 empty] | Kearny | 37.9414 | -101.2639
7370 | City of Gonzales - (TX) | 7394 | Gonzales Hydro Plant | Electric Utility | TX | 1 | 0.5 | 0.3 | Conventional Hydroelectric | WAT | HY | 1 | 1984 |  |  | (OS) Out of service and NOT expected to return to service in next calendar year | [6 empty] | Gonzales | 29.4972 | -97.4552
7370 | City of Gonzales - (TX) | 7394 | Gonzales Hydro Plant | Electric Utility | TX | 2 | 0.5 | 0.3 | Conventional Hydroelectric | WAT | HY | 1 | 1984 |  |  | (OS) Out of service and NOT expected to return to service in next calendar year | [6 empty] | Gonzales | 29.4972 | -97.4552
7370 | City of Gonzales - (TX) | 7394 | Gonzales Hydro Plant | Electric Utility | TX | 3 | 0.5 | 0.3 | Conventional Hydroelectric | WAT | HY | 1 | 1984 |  |  | (OS) Out of service and NOT expected to return to service in next calendar year | [6 empty] | Gonzales | 29.4972 | -97.4552
3477 | City of Chicopee - (MA) | 7396 | Front Street | Electric Utility | MA | 1 | 2.7 | 2.8 | Petroleum Liquids | DFO | IC | 1 | 1978 |  |  | (OP) Operating | [6 empty] | HAMPDEN | 42.1483 | -72.5911
3477 | City of Chicopee - (MA) | 7396 | Front Street | Electric Utility | MA | 2 | 2.7 | 2.8 | Petroleum Liquids | DFO | IC | 1 | 1978 |  |  | (OP) Operating | [6 empty] | HAMPDEN | 42.1483 | -72.5911
3477 | City of Chicopee - (MA) | 7396 | Front Street | Electric Utility | MA | 3 | 2.7 | 2.8 | Petroleum Liquids | DFO | IC | 1 | 1978 |  |  | (OP) Operating | [6 empty] | HAMPDEN | 42.1483 | -72.5911
3329 | Borough of Chambersburg | 7397 | Falling Spring | Electric Utility | PA | 5 | 2 | 2.1 | Natural Gas Internal Combustion Engine | NG | IC | 12 | 1967 |  |  | (OP) Operating | [6 empty] | FRANKLIN | 39.9389 | -77.6583
3329 | Borough of Chambersburg | 7397 | Falling Spring | Electric Utility | PA | 6 | 2 | 2.1 | Natural Gas Internal Combustion Engine | NG | IC | 12 | 1967 |  |  | (OP) Operating | [6 empty] | FRANKLIN | 39.9389 | -77.6583
3329 | Borough of Chambersburg | 7397 | Falling Spring | Electric Utility | PA | 7 | 3.2 | 2.9 | Natural Gas Internal Combustion Engine | NG | IC | 6 | 2001 |  |  | (OP) Operating | [6 empty] | FRANKLIN | 39.9389 | -77.6583
1366 | City of Bay City - (MI) | 7398 | Water Street Station | Electric Utility | MI | GEN1 | 5.7 | 5.5 | Natural Gas Internal Combustion Engine | NG | IC | 8 | 1980 |  |  | (OP) Operating | [6 empty] | Bay | 43.5828 | -83.8967
1366 | City of Bay City - (MI) | 7398 | Water Street Station | Electric Utility | MI | GEN2 | 6.9 | 6.5 | Natural Gas Internal Combustion Engine | NG | IC | 10 | 1984 |  |  | (OP) Operating | [6 empty] | Bay | 43.5828 | -83.8967
1366 | City of Bay City - (MI) | 7399 | Henry Station | Electric Utility | MI | GEN3 | 7.7 | 7.5 | Natural Gas Internal Combustion Engine | NG | IC | 5 | 1993 |  |  | (OP) Operating | [6 empty] | Bay | 43.5951 | -83.8999
1366 | City of Bay City - (MI) | 7399 | Henry Station | Electric Utility | MI | GEN4 | 7.7 | 7.5 | Natural Gas Internal Combustion Engine | NG | IC | 5 | 1993 |  |  | (OP) Operating | [6 empty] | Bay | 43.5951 | -83.8999
16560 | City of Salisbury - (MO) | 7400 | Salisbury City of | Electric Utility | MO | 1 | 1 | 0.8 | Petroleum Liquids | DFO | IC | 6 | 1983 |  |  | (OP) Operating | [6 empty] | Chariton | 39.4236 | -92.8028
16560 | City of Salisbury - (MO) | 7400 | Salisbury City of | Electric Utility | MO | 2 | 1 | 0.8 | Petroleum Liquids | DFO | IC | 6 | 1983 |  |  | (OP) Operating | [6 empty] | Chariton | 39.4236 | -92.8028
16560 | City of Salisbury - (MO) | 7400 | Salisbury City of | Electric Utility | MO | 3 | 2.2 | 1.8 | Petroleum Liquids | DFO | IC | 6 | 1986 |  |  | (OP) Operating | [6 empty] | Chariton | 39.4236 | -92.8028
16560 | City of Salisbury - (MO) | 7400 | Salisbury City of | Electric Utility | MO | 4 | 2.2 | 1.8 | Petroleum Liquids | DFO | IC | 6 | 1986 |  |  | (OP) Operating | [6 empty] | Chariton | 39.4236 | -92.8028
17035 | City of Shelbina - (MO) | 7405 | Shelbina Power #1 | Electric Utility | MO | G1 | 3 | 3 | Petroleum Liquids | DFO | IC | 1 | 1981 |  |  | (OP) Operating | [6 empty] | Shelby | 39.6948 | -92.047
17035 | City of Shelbina - (MO) | 7405 | Shelbina Power #1 | Electric Utility | MO | G2 | 1.6 | 1.6 | Petroleum Liquids | DFO | IC | 5 | 1989 |  |  | (OP) Operating | [6 empty] | Shelby | 39.6948 | -92.047
17035 | City of Shelbina - (MO) | 7406 | Shelbina Power #2 | Electric Utility | MO | G3 | 1.6 | 1.6 | Petroleum Liquids | DFO | IC | 4 | 1992 |  |  | (OP) Operating | [6 empty] | Shelby | 39.6948 | -92.0467
17035 | City of Shelbina - (MO) | 7406 | Shelbina Power #2 | Electric Utility | MO | G4 | 1.6 | 1.6 | Petroleum Liquids | DFO | IC | 4 | 1992 |  |  | (OP) Operating | [6 empty] | Shelby | 39.6948 | -92.0467
17035 | City of Shelbina - (MO) | 7406 | Shelbina Power #2 | Electric Utility | MO | G5 | 1.6 | 1.6 | Petroleum Liquids | DFO | IC | 4 | 1992 |  |  | (OP) Operating | [6 empty] | Shelby | 39.6948 | -92.0467
17035 | City of Shelbina - (MO) | 7406 | Shelbina Power #2 | Electric Utility | MO | G6 | 1.8 | 1.8 | Petroleum Liquids | DFO | IC | 7 | 1999 |  |  | (OP) Operating | [6 empty] | Shelby | 39.6948 | -92.0467
14600 | Payson City Corporation | 7408 | Payson | Electric Utility | UT | 86-1 | 2.6 | 2.6 | Natural Gas Internal Combustion Engine | NG | IC | 6 | 1988 |  |  | (OP) Operating | [5 empty] | 0 | UTAH | 40.0608 | -111.7302
14600 | Payson City Corporation | 7408 | Payson | Electric Utility | UT | 86-2 | 2.6 | 2.6 | Natural Gas Internal Combustion Engine | NG | IC | 6 | 1988 |  |  | (OP) Operating | [5 empty] | 0 | UTAH | 40.0608 | -111.7302
14600 | Payson City Corporation | 7408 | Payson | Electric Utility | UT | 86-3 | 2.5 | 2 | Natural Gas Internal Combustion Engine | NG | IC | 8 | 1995 |  |  | (OP) Operating | [5 empty] | 0 | UTAH | 40.0608 | -111.7302
14600 | Payson City Corporation | 7408 | Payson | Electric Utility | UT | 86-4 | 2 | 2 | Natural Gas Internal Combustion Engine | NG | IC | 4 | 1995 |  |  | (OP) Operating | [5 empty] | 0 | UTAH | 40.0608 | -111.7302
40437 | Emerald People's Utility Dist | 7413 | Short Mountain | Electric Utility | OR | 1 | 0.8 | 0.8 | Landfill Gas | LFG | IC | 2 | 1992 |  |  | (OP) Operating | [6 empty] | LANE | 43.9621 | -122.9974
40437 | Emerald People's Utility Dist | 7413 | Short Mountain | Electric Utility | OR | 2 | 0.8 | 0.8 | Landfill Gas | LFG | IC | 2 | 1992 |  |  | (OP) Operating | [6 empty] | LANE | 43.9621 | -122.9974
40437 | Emerald People's Utility Dist | 7413 | Short Mountain | Electric Utility | OR | 3 | 0.8 | 0.8 | Landfill Gas | LFG | IC | 11 | 1993 |  |  | (OP) Operating | [6 empty] | LANE | 43.9621 | -122.9974
40437 | Emerald People's Utility Dist | 7413 | Short Mountain | Electric Utility | OR | 4 | 0.8 | 0.8 | Landfill Gas | LFG | IC | 11 | 1993 |  |  | (OP) Operating | [6 empty] | LANE | 43.9621 | -122.9974
219 | Alaska Power and Telephone Co | 7414 | Thorne Bay Plant | Electric Utility | AK | 2 | 0.6 | 0.6 | Petroleum Liquids | DFO | IC | 8 | 1993 |  |  | (OP) Operating | [6 empty] | Prince of Wales Ketchikan | 55.6859 | -132.5289
219 | Alaska Power and Telephone Co | 7414 | Thorne Bay Plant | Electric Utility | AK | 4 | 0.4 | 0.4 | Petroleum Liquids | DFO | IC | 1 | 1996 |  |  | (OP) Operating | [6 empty] | Prince of Wales Ketchikan | 55.6859 | -132.5289
10622 | City of Lakefield - (MN) | 7415 | Lakefield Utilities | Electric Utility | MN | 5 | 1.2 | 1 | Petroleum Liquids | DFO | IC | 2 | 1985 |  |  | (OP) Operating | [6 empty] | Jackson | 43.6742 | -95.1706
10622 | City of Lakefield - (MN) | 7415 | Lakefield Utilities | Electric Utility | MN | 6 | 2.2 | 2 | Petroleum Liquids | DFO | IC | 6 | 2003 |  |  | (OP) Operating | [6 empty] | Jackson | 43.6742 | -95.1706
17828 | City of Springfield - (IL) | 7425 | Interstate | Electric Utility | IL | 1 | 138.6 | 112 | Natural Gas Fired Combustion Turbine | NG | GT | 9 | 1997 |  |  | (OP) Operating | [6 empty] | Sangamon | 39.8233 | -89.5891
10944 | PUD No 1 of Lewis County | 7427 | Cowlitz Falls | Electric Utility | WA | U#1 | 35 | 35 | Conventional Hydroelectric | WAT | HY | 6 | 1994 |  |  | (OP) Operating | [6 empty] | Lewis | 46.4661 | -122.1097
10944 | PUD No 1 of Lewis County | 7427 | Cowlitz Falls | Electric Utility | WA | U#2 | 35 | 35 | Conventional Hydroelectric | WAT | HY | 6 | 1994 |  |  | (OP) Operating | [6 empty] | Lewis | 46.4661 | -122.1097
6710 | Town of Edenton - (NC) | 7429 | Edenton Generators | Electric Utility | NC | 1 | 1.2 | 1.2 | Petroleum Liquids | DFO | IC | 12 | 1988 |  |  | (OP) Operating | [6 empty] | Chowan | 36.0286 | -76.5719
6710 | Town of Edenton - (NC) | 7429 | Edenton Generators | Electric Utility | NC | 2 | 1.2 | 1.2 | Petroleum Liquids | DFO | IC | 12 | 1988 |  |  | (OP) Operating | [6 empty] | Chowan | 36.0286 | -76.5719
13788 | Northern Wasco County PUD | 7431 | Dalles Dam North Fishway Project | Electric Utility | OR | 1 | 6.5 | 5 | Conventional Hydroelectric | WAT | HY | 5 | 1991 |  |  | (OP) Operating | [6 empty] | Wasco | 45.6144 | -121.1369
14276 | City of Oxford - (KS) | 7432 | Oxford (KS) | Electric Utility | KS | 1A | 1.7 | 1.6 | Petroleum Liquids | DFO | IC | 7 | 1999 |  |  | (OP) Operating | [6 empty] | Sumner | 37.2758 | -97.1636
14276 | City of Oxford - (KS) | 7432 | Oxford (KS) | Electric Utility | KS | 2A | 1.7 | 1.6 | Petroleum Liquids | DFO | IC | 7 | 1999 |  |  | (OP) Operating | [6 empty] | Sumner | 37.2758 | -97.1636
14276 | City of Oxford - (KS) | 7432 | Oxford (KS) | Electric Utility | KS | 3A | 1.7 | 1.6 | Petroleum Liquids | DFO | IC | 3 | 2007 |  |  | (OP) Operating | [6 empty] | Sumner | 37.2758 | -97.1636
19798 | City of Vernon | 7436 | Vernon | Electric Utility | CA | JH1 | 6 | 3.6 | Petroleum Liquids | DFO | IC | 9 | 1933 |  |  | (OS) Out of service and NOT expected to return to service in next calendar year | [6 empty] | Los Angeles | 33.9986 | -118.2219
19798 | City of Vernon | 7436 | Vernon | Electric Utility | CA | JH2 | 6 | 3.6 | Petroleum Liquids | DFO | IC | 9 | 1933 |  |  | (OS) Out of service and NOT expected to return to service in next calendar year | [6 empty] | Los Angeles | 33.9986 | -118.2219
19798 | City of Vernon | 7436 | Vernon | Electric Utility | CA | JH3 | 6 | 3.6 | Petroleum Liquids | DFO | IC | 9 | 1933 |  |  | (OS) Out of service and NOT expected to return to service in next calendar year | [6 empty] | Los Angeles | 33.9986 | -118.2219
19798 | City of Vernon | 7436 | Vernon | Electric Utility | CA | JH4 | 6 | 3.6 | Petroleum Liquids | DFO | IC | 9 | 1933 |  |  | (OS) Out of service and NOT expected to return to service in next calendar year | [6 empty] | Los Angeles | 33.9986 | -118.2219
19798 | City of Vernon | 7436 | Vernon | Electric Utility | CA | JH5 | 6 | 3.6 | Petroleum Liquids | DFO | IC | 9 | 1933 |  |  | (OS) Out of service and NOT expected to return to service in next calendar year | [6 empty] | Los Angeles | 33.9986 | -118.2219
6915 | Galena Electric Utility | 7437 | Galena Electric Utility | Electric Utility | AK | 1A | 0.8 | 0.8 | Petroleum Liquids | DFO | IC | 6 | 1999 |  |  | (OP) Operating | [6 empty] | Yukon Koyukuk | 64.7442 | -156.8736
6915 | Galena Electric Utility | 7437 | Galena Electric Utility | Electric Utility | AK | 2A | 0.5 | 0.5 | Petroleum Liquids | DFO | IC | 8 | 2015 |  |  | (OP) Operating | [6 empty] | Yukon Koyukuk | 64.7442 | -156.8736
6915 | Galena Electric Utility | 7437 | Galena Electric Utility | Electric Utility | AK | 3A | 0.8 | 0.8 | Petroleum Liquids | DFO | IC | 6 | 2009 |  |  | (OP) Operating | [6 empty] | Yukon Koyukuk | 64.7442 | -156.8736
6915 | Galena Electric Utility | 7437 | Galena Electric Utility | Electric Utility | AK | 4A | 1 | 1 | Petroleum Liquids | DFO | IC | 5 | 2004 |  |  | (OP) Operating | [6 empty] | Yukon Koyukuk | 64.7442 | -156.8736
6915 | Galena Electric Utility | 7437 | Galena Electric Utility | Electric Utility | AK | 5A | 0.8 | 0.8 | Petroleum Liquids | DFO | IC | 6 | 2009 |  |  | (OP) Operating | [6 empty] | Yukon Koyukuk | 64.7442 | -156.8736
6915 | Galena Electric Utility | 7437 | Galena Electric Utility | Electric Utility | AK | 6 | 0.5 | 0.5 | Petroleum Liquids | DFO | IC | 1 | 2013 |  |  | (OP) Operating | [6 empty] | Yukon Koyukuk | 64.7442 | -156.8736
11560 | City of Manassas - (VA) | 7438 | Church Street Plant | Electric Utility | VA | C1 | 1 | 1 | Petroleum Liquids | DFO | IC | 10 | 1979 |  |  | (OP) Operating | [6 empty] | Prince William | 38.7523 | -77.4629
11560 | City of Manassas - (VA) | 7438 | Church Street Plant | Electric Utility | VA | C2 | 1 | 1 | Petroleum Liquids | DFO | IC | 10 | 1979 |  |  | (OP) Operating | [6 empty] | Prince William | 38.7523 | -77.4629
11560 | City of Manassas - (VA) | 7438 | Church Street Plant | Electric Utility | VA | C3A | 1.1 | 1 | Petroleum Liquids | DFO | IC | 6 | 1996 |  |  | (OP) Operating | [6 empty] | Prince William | 38.7523 | -77.4629
11560 | City of Manassas - (VA) | 7438 | Church Street Plant | Electric Utility | VA | C4 | 1 | 1 | Petroleum Liquids | DFO | IC | 10 | 1979 |  |  | (OP) Operating | [6 empty] | Prince William | 38.7523 | -77.4629
11560 | City of Manassas - (VA) | 7438 | Church Street Plant | Electric Utility | VA | C5 | 1.6 | 1.5 | Petroleum Liquids | DFO | IC | 2 | 1987 |  |  | (OP) Operating | [6 empty] | Prince William | 38.7523 | -77.4629
11560 | City of Manassas - (VA) | 7438 | Church Street Plant | Electric Utility | VA | C6 | 1.6 | 1.5 | Petroleum Liquids | DFO | IC | 2 | 1987 |  |  | (OP) Operating | [6 empty] | Prince William | 38.7523 | -77.4629
11560 | City of Manassas - (VA) | 7439 | Godwin Drive Plant | Electric Utility | VA | C10 | 1.5 | 1.5 | Petroleum Liquids | DFO | IC | 11 | 1992 |  |  | (OP) Operating | [6 empty] | Prince William | 38.7405 | -77.5081
11560 | City of Manassas - (VA) | 7439 | Godwin Drive Plant | Electric Utility | VA | C7 | 1.6 | 1.5 | Petroleum Liquids | DFO | IC | 5 | 1990 |  |  | (OP) Operating | [6 empty] | Prince William | 38.7405 | -77.5081
11560 | City of Manassas - (VA) | 7439 | Godwin Drive Plant | Electric Utility | VA | C8 | 1.6 | 1.5 | Petroleum Liquids | DFO | IC | 5 | 1990 |  |  | (OP) Operating | [6 empty] | Prince William | 38.7405 | -77.5081
11560 | City of Manassas - (VA) | 7439 | Godwin Drive Plant | Electric Utility | VA | C9 | 1.6 | 1.5 | Petroleum Liquids | DFO | IC | 11 | 1992 |  |  | (OP) Operating | [6 empty] | Prince William | 38.7405 | -77.5081
11560 | City of Manassas - (VA) | 7440 | VMEA 1 Credit Gen | Electric Utility | VA | V10 | 1.6 | 1.5 | Petroleum Liquids | DFO | IC | 5 | 1990 |  |  | (OP) Operating | [6 empty] | Prince William | 38.7405 | -77.5081
11560 | City of Manassas - (VA) | 7440 | VMEA 1 Credit Gen | Electric Utility | VA | V3 | 1.6 | 1.5 | Petroleum Liquids | DFO | IC | 5 | 1990 |  |  | (OP) Operating | [6 empty] | Prince William | 38.7405 | -77.5081
11560 | City of Manassas - (VA) | 7440 | VMEA 1 Credit Gen | Electric Utility | VA | V4 | 1.6 | 1.5 | Petroleum Liquids | DFO | IC | 5 | 1990 |  |  | (OP) Operating | [6 empty] | Prince William | 38.7405 | -77.5081
11560 | City of Manassas - (VA) | 7440 | VMEA 1 Credit Gen | Electric Utility | VA | V5 | 1.6 | 1.5 | Petroleum Liquids | DFO | IC | 5 | 1990 |  |  | (OP) Operating | [6 empty] | Prince William | 38.7405 | -77.5081
11560 | City of Manassas - (VA) | 7440 | VMEA 1 Credit Gen | Electric Utility | VA | V6 | 1.6 | 1.5 | Petroleum Liquids | DFO | IC | 5 | 1990 |  |  | (OP) Operating | [6 empty] | Prince William | 38.7405 | -77.5081
11560 | City of Manassas - (VA) | 7440 | VMEA 1 Credit Gen | Electric Utility | VA | V7 | 1.6 | 1.5 | Petroleum Liquids | DFO | IC | 5 | 1990 |  |  | (OP) Operating | [6 empty] | Prince William | 38.7405 | -77.5081
11560 | City of Manassas - (VA) | 7440 | VMEA 1 Credit Gen | Electric Utility | VA | V8 | 1.6 | 1.5 | Petroleum Liquids | DFO | IC | 5 | 1990 |  |  | (OP) Operating | [6 empty] | Prince William | 38.7405 | -77.5081
11560 | City of Manassas - (VA) | 7440 | VMEA 1 Credit Gen | Electric Utility | VA | V9-1 | 2 | 1.8 | Petroleum Liquids | DFO | IC | 4 | 2009 |  |  | (OP) Operating | [6 empty] | Prince William | 38.7405 | -77.5081
11560 | City of Manassas - (VA) | 7441 | VMEA Peaking Gen | Electric Utility | VA | V1 | 1.6 | 1.5 | Petroleum Liquids | DFO | IC | 11 | 1992 |  |  | (OP) Operating | [6 empty] | Prince William | 38.7405 | -77.5081
11560 | City of Manassas - (VA) | 7441 | VMEA Peaking Gen | Electric Utility | VA | V11 | 1.6 | 1.5 | Petroleum Liquids | DFO | IC | 7 | 1993 |  |  | (OP) Operating | [6 empty] | Prince William | 38.7405 | -77.5081
11560 | City of Manassas - (VA) | 7441 | VMEA Peaking Gen | Electric Utility | VA | V12 | 1.6 | 1.5 | Petroleum Liquids | DFO | IC | 7 | 1993 |  |  | (OP) Operating | [6 empty] | Prince William | 38.7405 | -77.5081
11560 | City of Manassas - (VA) | 7441 | VMEA Peaking Gen | Electric Utility | VA | V2 | 1.6 | 1.5 | Petroleum Liquids | DFO | IC | 11 | 1992 |  |  | (OP) Operating | [6 empty] | Prince William | 38.7405 | -77.5081
15321 | City of Pratt- (KS) | 7447 | Pratt 2 | Electric Utility | KS | IC2 | 8 | 7.6 | Natural Gas Internal Combustion Engine | NG | IC | 6 | 1994 |  |  | (OP) Operating | [6 empty] | Pratt | 37.6356 | -98.745
15321 | City of Pratt- (KS) | 7447 | Pratt 2 | Electric Utility | KS | IC3 | 8 | 7.6 | Natural Gas Internal Combustion Engine | NG | IC | 4 | 2004 |  |  | (OP) Operating | [6 empty] | Pratt | 37.6356 | -98.745
40613 | Northern California Power Agny | 7449 | Combustion Turbine Project No 2 | Electric Utility | CA | NA1 | 50 | 49.3 | Natural Gas Fired Combustion Turbine | NG | GT | 4 | 1996 |  |  | (OP) Operating | [6 empty] | San Joaquin | 38.0881 | -121.3869
40613 | Northern California Power Agny | 7450 | Alameda | Electric Utility | CA | 1 | 27.4 | 21.8 | Natural Gas Fired Combustion Turbine | NG | GT | 5 | 1986 |  |  | (SB) Standby/Backup: available for service but not normally used | [6 empty] | Alameda | 37.7886 | -122.2889
40613 | Northern California Power Agny | 7450 | Alameda | Electric Utility | CA | 2 | 27.4 | 21.8 | Natural Gas Fired Combustion Turbine | NG | GT | 5 | 1986 |  |  | (SB) Standby/Backup: available for service but not normally used | [6 empty] | Alameda | 37.7886 | -122.2889
40613 | Northern California Power Agny | 7451 | Lodi | Electric Utility | CA | 1 | 27.4 | 23.3 | Natural Gas Fired Combustion Turbine | NG | GT | 2 | 1986 |  |  | (SB) Standby/Backup: available for service but not normally used | [6 empty] | San Joaquin | 38.1466 | -121.3005
16295 | City of Roseville - (CA) | 7452 | Roseville | Electric Utility | CA | 1 | 27.4 | 21.2 | Natural Gas Fired Combustion Turbine | NG | GT | 4 | 1986 |  |  | (SB) Standby/Backup: available for service but not normally used | [6 empty] | Placer | 38.8107 | -121.3238
16295 | City of Roseville - (CA) | 7452 | Roseville | Electric Utility | CA | 2 | 27.4 | 21.2 | Natural Gas Fired Combustion Turbine | NG | GT | 5 | 1986 |  |  | (SB) Standby/Backup: available for service but not normally used | [6 empty] | Placer | 38.8107 | -121.3238
20169 | Avista Corp | 7456 | Rathdrum | Electric Utility | ID | 1 | 83.2 | 66 | Natural Gas Fired Combustion Turbine | NG | GT | 11 | 1994 |  |  | (OP) Operating | [6 empty] | Kootenai | 47.8043 | -116.8673
20169 | Avista Corp | 7456 | Rathdrum | Electric Utility | ID | 2 | 83.2 | 66 | Natural Gas Fired Combustion Turbine | NG | GT | 11 | 1994 |  |  | (OP) Operating | [6 empty] | Kootenai | 47.8043 | -116.8673
918 | City of Aspen- (CO) | 7458 | Basalt | Electric Utility | CO | 1 | 5 | 4.5 | Conventional Hydroelectric | WAT | HY | 9 | 1985 |  |  | (OP) Operating | [6 empty] | Eagle | 39.3631 | -106.8219
18963 | Inside Passage Elec Coop, Inc | 7462 | Angoon | Electric Utility | AK | 1A | 0.5 | 0.5 | Petroleum Liquids | DFO | IC | 8 | 2009 |  |  | (OP) Operating | [6 empty] | Skagway Hoonah Angoon | 57.4992 | -134.5861
18963 | Inside Passage Elec Coop, Inc | 7462 | Angoon | Electric Utility | AK | 2A | 0.5 | 0.5 | Petroleum Liquids | DFO | IC | 10 | 1998 |  |  | (OP) Operating | [6 empty] | Skagway Hoonah Angoon | 57.4992 | -134.5861
18963 | Inside Passage Elec Coop, Inc | 7462 | Angoon | Electric Utility | AK | 3 | 0.5 | 0.5 | Petroleum Liquids | DFO | IC | 5 | 1990 |  |  | (OP) Operating | [6 empty] | Skagway Hoonah Angoon | 57.4992 | -134.5861
18963 | Inside Passage Elec Coop, Inc | 7463 | Hoonah | Electric Utility | AK | 2A | 1 | 1 | Petroleum Liquids | DFO | IC | 7 | 1997 |  |  | (OP) Operating | [6 empty] | Skagway Hoonah Angoon | 58.1064 | -135.4307
18963 | Inside Passage Elec Coop, Inc | 7463 | Hoonah | Electric Utility | AK | 3A | 0.5 | 0.5 | Petroleum Liquids | DFO | IC | 8 | 2012 |  |  | (OP) Operating | [6 empty] | Skagway Hoonah Angoon | 58.1064 | -135.4307
18963 | Inside Passage Elec Coop, Inc | 7463 | Hoonah | Electric Utility | AK | 4 | 0.5 | 0.5 | Petroleum Liquids | DFO | IC | 8 | 2012 |  |  | (OP) Operating | [6 empty] | Skagway Hoonah Angoon | 58.1064 | -135.4307
18963 | Inside Passage Elec Coop, Inc | 7464 | Kake | Electric Utility | AK | 1A | 0.5 | 0.5 | Petroleum Liquids | DFO | IC | 3 | 2012 |  |  | (OP) Operating | [6 empty] | Wrangell Petersburg | 56.963 | -133.9226
18963 | Inside Passage Elec Coop, Inc | 7464 | Kake | Electric Utility | AK | 2 | 1.1 | 1.1 | Petroleum Liquids | DFO | IC | 5 | 1993 |  |  | (OP) Operating | [6 empty] | Wrangell Petersburg | 56.963 | -133.9226
18963 | Inside Passage Elec Coop, Inc | 7464 | Kake | Electric Utility | AK | 3A | 0.8 | 0.8 | Petroleum Liquids | DFO | IC | 12 | 1993 |  |  | (OP) Operating | [6 empty] | Wrangell Petersburg | 56.963 | -133.9226
11481 | City of Madison - (NE) | 7469 | Madison Utilities | Electric Utility | NE | FM1 | 2 | 1.7 | Petroleum Liquids | DFO | IC | 12 | 1959 |  |  | (OP) Operating | [6 empty] | Madison | 41.8336 | -97.4611
11481 | City of Madison - (NE) | 7469 | Madison Utilities | Electric Utility | NE | FM2 | 1.3 | 1 | Petroleum Liquids | DFO | IC | 9 | 1959 |  |  | (OP) Operating | [6 empty] | Madison | 41.8336 | -97.4611
11481 | City of Madison - (NE) | 7469 | Madison Utilities | Electric Utility | NE | FM3 | 1.1 | 0.9 | Petroleum Liquids | DFO | IC | 4 | 1953 |  |  | (OP) Operating | [6 empty] | Madison | 41.8336 | -97.4611
11481 | City of Madison - (NE) | 7469 | Madison Utilities | Electric Utility | NE | FM5 | 1.4 | 1 | Petroleum Liquids | DFO | IC | 3 | 2006 |  |  | (OP) Operating | [6 empty] | Madison | 41.8336 | -97.4611
11626 | City of Marceline - (MO) | 7470 | Marceline | Electric Utility | MO | 1 | 1 | 1 | Petroleum Liquids | DFO | IC | 8 | 1989 |  |  | (SB) Standby/Backup: available for service but not normally used | [6 empty] | Linn | 39.7169 | -92.9458
11626 | City of Marceline - (MO) | 7470 | Marceline | Electric Utility | MO | 2 | 3 | 3 | Petroleum Liquids | DFO | IC | 3 | 2002 |  |  | (SB) Standby/Backup: available for service but not normally used | [6 empty] | Linn | 39.7169 | -92.9458
11626 | City of Marceline - (MO) | 7470 | Marceline | Electric Utility | MO | 5 | 2 | 2 | Petroleum Liquids | DFO | IC | 2 | 2004 |  |  | (SB) Standby/Backup: available for service but not normally used | [6 empty] | Linn | 39.7169 | -92.9458
11626 | City of Marceline - (MO) | 7470 | Marceline | Electric Utility | MO | 6 | 2 | 2 | Petroleum Liquids | DFO | IC | 2 | 2004 |  |  | (SB) Standby/Backup: available for service but not normally used | [6 empty] | Linn | 39.7169 | -92.9458
16198 | City of Rock Falls - (IL) | 7474 | Upper Sterling | Electric Utility | IL | 1 | 1.1 | 1 | Conventional Hydroelectric | WAT | HY | 6 | 1988 |  |  | (OP) Operating | [6 empty] | Whiteside | 41.7871 | -89.6775
16198 | City of Rock Falls - (IL) | 7474 | Upper Sterling | Electric Utility | IL | 2 | 1.1 | 1 | Conventional Hydroelectric | WAT | HY | 6 | 1988 |  |  | (OP) Operating | [6 empty] | Whiteside | 41.7871 | -89.6775
14164 | City of Orangeburg - (SC) | 7479 | North Road Peak | Electric Utility | SC | EAST | 7 | 6.5 | Petroleum Liquids | DFO | IC | 4 | 1987 |  |  | (OP) Operating | [6 empty] | Orangeburg | 33.5452 | -80.9109
14164 | City of Orangeburg - (SC) | 7479 | North Road Peak | Electric Utility | SC | WEST | 7 | 6.5 | Petroleum Liquids | DFO | IC | 4 | 1987 |  |  | (OP) Operating | [6 empty] | Orangeburg | 33.5452 | -80.9109
14164 | City of Orangeburg - (SC) | 7480 | Rowesville Rd Plant | Electric Utility | SC | GEN3 | 4.8 | 4.2 | Natural Gas Fired Combustion Turbine | NG | GT | 6 | 1994 |  |  | (OP) Operating | [6 empty] | Orangeburg | 33.4366 | -80.8474
14164 | City of Orangeburg - (SC) | 7480 | Rowesville Rd Plant | Electric Utility | SC | GEN4 | 4.8 | 4.2 | Natural Gas Fired Combustion Turbine | NG | GT | 6 | 1994 |  |  | (OP) Operating | [6 empty] | Orangeburg | 33.4366 | -80.8474
20848 | City of Blue Hill - (NE) | 7481 | City Light & Water | Electric Utility | NE | 1 | 0.9 | 0.9 | Petroleum Liquids | DFO | IC | 1 | 1987 |  |  | (OP) Operating | [6 empty] | Webster | 40.328 | -98.4503
20848 | City of Blue Hill - (NE) | 7481 | City Light & Water | Electric Utility | NE | 2 | 0.4 | 0.4 | Petroleum Liquids | DFO | IC | 1 | 1987 |  |  | (OP) Operating | [6 empty] | Webster | 40.328 | -98.4503
26616 | North Slope Borough Power & Light | 7482 | NSB Atqasuk Utility | Electric Utility | AK | NA1 | 0.9 | 0.9 | Petroleum Liquids | DFO | IC | 2 | 2003 |  |  | (OP) Operating | [6 empty] | North Slope | 70.4826 | -157.4252
26616 | North Slope Borough Power & Light | 7482 | NSB Atqasuk Utility | Electric Utility | AK | NA2 | 0.9 | 0.9 | Petroleum Liquids | DFO | IC | 2 | 2003 |  |  | (OP) Operating | [6 empty] | North Slope | 70.4826 | -157.4252
26616 | North Slope Borough Power & Light | 7482 | NSB Atqasuk Utility | Electric Utility | AK | NA3 | 0.4 | 0.4 | Petroleum Liquids | DFO | IC | 2 | 2003 |  |  | (OP) Operating | [6 empty] | North Slope | 70.4826 | -157.4252
26616 | North Slope Borough Power & Light | 7482 | NSB Atqasuk Utility | Electric Utility | AK | PG2 | 0.4 | 0.4 | Petroleum Liquids | DFO | IC | 8 | 1986 |  |  | (OP) Operating | [6 empty] | North Slope | 70.4826 | -157.4252
26616 | North Slope Borough Power & Light | 7482 | NSB Atqasuk Utility | Electric Utility | AK | PG3 | 0.6 | 0.6 | Petroleum Liquids | DFO | IC | 8 | 1986 |  |  | (OP) Operating | [6 empty] | North Slope | 70.4826 | -157.4252
26616 | North Slope Borough Power & Light | 7483 | NSB Kaktovik Utility | Electric Utility | AK | PG1A | 0.9 | 0.9 | Petroleum Liquids | DFO | IC | 9 | 2000 |  |  | (OP) Operating | [6 empty] | North Slope | 69.2925 | -143.7303
26616 | North Slope Borough Power & Light | 7483 | NSB Kaktovik Utility | Electric Utility | AK | PG2A | 0.9 | 0.9 | Petroleum Liquids | DFO | IC | 9 | 2000 |  |  | (OP) Operating | [6 empty] | North Slope | 69.2925 | -143.7303
26616 | North Slope Borough Power & Light | 7483 | NSB Kaktovik Utility | Electric Utility | AK | PG3A | 0.4 | 0.4 | Petroleum Liquids | DFO | IC | 9 | 2000 |  |  | (OP) Operating | [6 empty] | North Slope | 69.2925 | -143.7303
26616 | North Slope Borough Power & Light | 7483 | NSB Kaktovik Utility | Electric Utility | AK | PG4A | 0.4 | 0.4 | Petroleum Liquids | DFO | IC | 9 | 2000 |  |  | (OP) Operating | [6 empty] | North Slope | 69.2925 | -143.7303
26616 | North Slope Borough Power & Light | 7484 | NSB Nuiqsut Utility | Electric Utility | AK | PG1A | 0.9 | 0.9 | Petroleum Liquids | DFO | IC | 9 | 1999 |  |  | (OP) Operating | [6 empty] | North Slope | 69.9636 | -152.7539
26616 | North Slope Borough Power & Light | 7484 | NSB Nuiqsut Utility | Electric Utility | AK | PG2A | 0.9 | 0.9 | Petroleum Liquids | DFO | IC | 9 | 1999 |  |  | (OP) Operating | [6 empty] | North Slope | 69.9636 | -152.7539
26616 | North Slope Borough Power & Light | 7484 | NSB Nuiqsut Utility | Electric Utility | AK | PG3A | 0.4 | 0.4 | Petroleum Liquids | DFO | IC | 9 | 1999 |  |  | (OP) Operating | [6 empty] | North Slope | 69.9636 | -152.7539
26616 | North Slope Borough Power & Light | 7484 | NSB Nuiqsut Utility | Electric Utility | AK | PG3B | 0.6 | 0.6 | Natural Gas Internal Combustion Engine | NG | IC | 4 | 2013 |  |  | (OP) Operating | [6 empty] | North Slope | 69.9636 | -152.7539
26616 | North Slope Borough Power & Light | 7484 | NSB Nuiqsut Utility | Electric Utility | AK | PG5A | 0.8 | 0.8 | Natural Gas Internal Combustion Engine | NG | IC | 10 | 2008 |  |  | (OP) Operating | [6 empty] | North Slope | 69.9636 | -152.7539
26616 | North Slope Borough Power & Light | 7484 | NSB Nuiqsut Utility | Electric Utility | AK | PG6A | 0.8 | 0.8 | Natural Gas Internal Combustion Engine | NG | IC | 10 | 2008 |  |  | (OP) Operating | [6 empty] | North Slope | 69.9636 | -152.7539
26616 | North Slope Borough Power & Light | 7485 | NSB Point Hope Utility | Electric Utility | AK | PG1A | 1 | 1 | Petroleum Liquids | DFO | IC | 9 | 2014 |  |  | (OP) Operating | [6 empty] | North Slope | 69.0408 | -160.1919
26616 | North Slope Borough Power & Light | 7485 | NSB Point Hope Utility | Electric Utility | AK | PG6 | 0.6 | 0.6 | Petroleum Liquids | DFO | IC | 9 | 1995 |  |  | (OP) Operating | [6 empty] | North Slope | 69.0408 | -160.1919
26616 | North Slope Borough Power & Light | 7485 | NSB Point Hope Utility | Electric Utility | AK | PG7 | 0.6 | 0.6 | Petroleum Liquids | DFO | IC | 9 | 1995 |  |  | (OP) Operating | [6 empty] | North Slope | 69.0408 | -160.1919
26616 | North Slope Borough Power & Light | 7485 | NSB Point Hope Utility | Electric Utility | AK | PG8 | 0.9 | 0.9 | Petroleum Liquids | DFO | IC | 8 | 2008 |  |  | (OP) Operating | [6 empty] | North Slope | 69.0408 | -160.1919
26616 | North Slope Borough Power & Light | 7486 | NSB Point Lay Utility | Electric Utility | AK | PG10 | 0.6 | 0.6 | Petroleum Liquids | DFO | IC | 7 | 2013 |  |  | (OP) Operating | [6 empty] | North Slope | 69.7408 | -163.0058
26616 | North Slope Borough Power & Light | 7486 | NSB Point Lay Utility | Electric Utility | AK | PG7 | 0.6 | 0.6 | Petroleum Liquids | DFO | IC | 7 | 2013 |  |  | (OP) Operating | [6 empty] | North Slope | 69.7408 | -163.0058
26616 | North Slope Borough Power & Light | 7486 | NSB Point Lay Utility | Electric Utility | AK | PG8 | 0.6 | 0.6 | Petroleum Liquids | DFO | IC | 7 | 2013 |  |  | (OP) Operating | [6 empty] | North Slope | 69.7408 | -163.0058
26616 | North Slope Borough Power & Light | 7486 | NSB Point Lay Utility | Electric Utility | AK | PG9 | 0.6 | 0.6 | Petroleum Liquids | DFO | IC | 7 | 2013 |  |  | (OP) Operating | [6 empty] | North Slope | 69.7408 | -163.0058
26616 | North Slope Borough Power & Light | 7487 | NSB Anaktuvuk Pass | Electric Utility | AK | 1 | 0.3 | 0.3 | Petroleum Liquids | DFO | IC | 9 | 1994 |  |  | (OP) Operating | [6 empty] | North Slope | 68.7494 | -152.1319
26616 | North Slope Borough Power & Light | 7487 | NSB Anaktuvuk Pass | Electric Utility | AK | 2 | 0.3 | 0.3 | Petroleum Liquids | DFO | IC | 9 | 1994 |  |  | (OP) Operating | [6 empty] | North Slope | 68.7494 | -152.1319
26616 | North Slope Borough Power & Light | 7487 | NSB Anaktuvuk Pass | Electric Utility | AK | 3 | 0.3 | 0.3 | Petroleum Liquids | DFO | IC | 9 | 1994 |  |  | (OP) Operating | [6 empty] | North Slope | 68.7494 | -152.1319
26616 | North Slope Borough Power & Light | 7487 | NSB Anaktuvuk Pass | Electric Utility | AK | 6 | 0.9 | 0.9 | Petroleum Liquids | DFO | IC | 12 | 2003 |  |  | (OP) Operating | [6 empty] | North Slope | 68.7494 | -152.1319
26616 | North Slope Borough Power & Light | 7487 | NSB Anaktuvuk Pass | Electric Utility | AK | 7 | 0.9 | 0.9 | Petroleum Liquids | DFO | IC | 12 | 2003 |  |  | (OP) Operating | [6 empty] | North Slope | 68.7494 | -152.1319
26616 | North Slope Borough Power & Light | 7488 | NSB Wainwright Utility | Electric Utility | AK | PG1 | 0.4 | 0.4 | Petroleum Liquids | DFO | IC | 8 | 1988 |  |  | (OP) Operating | [6 empty] | North Slope | 70.5986 | -160.0614
26616 | North Slope Borough Power & Light | 7488 | NSB Wainwright Utility | Electric Utility | AK | PG2 | 0.4 | 0.4 | Petroleum Liquids | DFO | IC | 8 | 1988 |  |  | (OP) Operating | [6 empty] | North Slope | 70.5986 | -160.0614
26616 | North Slope Borough Power & Light | 7488 | NSB Wainwright Utility | Electric Utility | AK | PG3 | 0.4 | 0.4 | Petroleum Liquids | DFO | IC | 8 | 1989 |  |  | (OP) Operating | [6 empty] | North Slope | 70.5986 | -160.0614
26616 | North Slope Borough Power & Light | 7488 | NSB Wainwright Utility | Electric Utility | AK | PG4A | 0.9 | 0.9 | Petroleum Liquids | DFO | IC | 10 | 2001 |  |  | (OP) Operating | [6 empty] | North Slope | 70.5986 | -160.0614
26616 | North Slope Borough Power & Light | 7488 | NSB Wainwright Utility | Electric Utility | AK | PG5 | 0.9 | 0.9 | Petroleum Liquids | DFO | IC | 10 | 2001 |  |  | (OP) Operating | [6 empty] | North Slope | 70.5986 | -160.0614
19397 | City of Ukiah - (CA) | 7489 | Lake Mendocino | Electric Utility | CA | G1 | 1 | 1 | Conventional Hydroelectric | WAT | HY | 5 | 1987 |  |  | (OP) Operating | [6 empty] | MENDOCINO | 39.1972 | -123.1856
19397 | City of Ukiah - (CA) | 7489 | Lake Mendocino | Electric Utility | CA | G2 | 2.5 | 2.5 | Conventional Hydroelectric | WAT | HY | 5 | 1987 |  |  | (OP) Operating | [6 empty] | MENDOCINO | 39.1972 | -123.1856
9897 | City of King Cove | 7493 | King Cove | Electric Utility | AK | 1 | 0.3 | 0.3 | Petroleum Liquids | DFO | IC | 2 | 1980 |  |  | (OP) Operating | [6 empty] | Aleutians East | 55.0617 | -162.3103
9897 | City of King Cove | 7493 | King Cove | Electric Utility | AK | 2 | 0.5 | 0.4 | Petroleum Liquids | DFO | IC | 1 | 1986 |  |  | (OP) Operating | [6 empty] | Aleutians East | 55.0617 | -162.3103
9897 | City of King Cove | 7493 | King Cove | Electric Utility | AK | 3 | 0.7 | 0.6 | Petroleum Liquids | DFO | IC | 6 | 1992 |  |  | (OP) Operating | [6 empty] | Aleutians East | 55.0617 | -162.3103
9897 | City of King Cove | 7493 | King Cove | Electric Utility | AK | 4 | 0.8 | 0.7 | Conventional Hydroelectric | WAT | HY | 2 | 1995 |  |  | (OP) Operating | [6 empty] | Aleutians East | 55.0617 | -162.3103
9897 | City of King Cove | 7493 | King Cove | Electric Utility | AK | 5 | 0.3 | 0.3 | Petroleum Liquids | DFO | IC | 2 | 1980 |  |  | (OP) Operating | [6 empty] | Aleutians East | 55.0617 | -162.3103
4562 | City of Croswell - (MI) | 7497 | Croswell | Electric Utility | MI | 1 | 0.6 | 0.6 | Petroleum Liquids | DFO | IC | 11 | 1982 |  |  | (SB) Standby/Backup: available for service but not normally used | [6 empty] | SANILAC | 43.2719 | -82.6139
4562 | City of Croswell - (MI) | 7497 | Croswell | Electric Utility | MI | 2 | 0.7 | 0.7 | Petroleum Liquids | DFO | IC | 11 | 1984 |  |  | (SB) Standby/Backup: available for service but not normally used | [6 empty] | SANILAC | 43.2719 | -82.6139
4562 | City of Croswell - (MI) | 7497 | Croswell | Electric Utility | MI | 3 | 1.2 | 1.2 | Petroleum Liquids | DFO | IC | 11 | 1988 |  |  | (SB) Standby/Backup: available for service but not normally used | [6 empty] | SANILAC | 43.2719 | -82.6139
4562 | City of Croswell - (MI) | 7497 | Croswell | Electric Utility | MI | 4 | 1.3 | 1.3 | Petroleum Liquids | DFO | IC | 11 | 1990 |  |  | (SB) Standby/Backup: available for service but not normally used | [6 empty] | SANILAC | 43.2719 | -82.6139
4562 | City of Croswell - (MI) | 7497 | Croswell | Electric Utility | MI | 5 | 1.3 | 1.3 | Petroleum Liquids | DFO | IC | 10 | 1996 |  |  | (SB) Standby/Backup: available for service but not normally used | [6 empty] | SANILAC | 43.2719 | -82.6139
15371 | Town of Princeton - (MA) | 7501 | Princeton Wind Farm | Electric Utility | MA | 2 | 3 | 3 | Onshore Wind Turbine | WND | WT | 1 | 2010 |  |  | (OP) Operating | [6 empty] | Worcester | 42.4789 | -71.9
19454 | City of Unalaska - (AK) | 7502 | Dutch Harbor | Electric Utility | AK | 10 | 5.2 | 4.4 | Petroleum Liquids | DFO | IC | 11 | 2010 |  |  | (OP) Operating | [6 empty] | Aleutians West | 53.9761 | -166.5361
19454 | City of Unalaska - (AK) | 7502 | Dutch Harbor | Electric Utility | AK | 11 | 5.2 | 4.4 | Petroleum Liquids | DFO | IC | 11 | 2010 |  |  | (OP) Operating | [6 empty] | Aleutians West | 53.9761 | -166.5361
19454 | City of Unalaska - (AK) | 7502 | Dutch Harbor | Electric Utility | AK | 12 | 4.4 | 3.7 | Petroleum Liquids | DFO | IC | 4 | 2015 |  |  | (OP) Operating | [6 empty] | Aleutians West | 53.9761 | -166.5361
19454 | City of Unalaska - (AK) | 7502 | Dutch Harbor | Electric Utility | AK | 13 | 4.4 | 3.7 | Petroleum Liquids | DFO | IC | 12 | 2011 |  |  | (OP) Operating | [6 empty] | Aleutians West | 53.9761 | -166.5361
19454 | City of Unalaska - (AK) | 7502 | Dutch Harbor | Electric Utility | AK | 15 | 0.3 | 0.2 | Petroleum Liquids | DFO | IC | 11 | 2010 |  |  | (SB) Standby/Backup: available for service but not normally used | [6 empty] | Aleutians West | 53.9761 | -166.5361
19454 | City of Unalaska - (AK) | 7502 | Dutch Harbor | Electric Utility | AK | 8 | 1.2 | 1 | Petroleum Liquids | DFO | IC | 11 | 1989 |  |  | (OP) Operating | [6 empty] | Aleutians West | 53.9761 | -166.5361
19454 | City of Unalaska - (AK) | 7502 | Dutch Harbor | Electric Utility | AK | 9 | 1.2 | 1 | Petroleum Liquids | DFO | IC | 5 | 1994 |  |  | (OP) Operating | [6 empty] | Aleutians West | 53.9761 | -166.5361
19454 | City of Unalaska - (AK) | 7503 | Unalaska Power Module | Electric Utility | AK | 7 | 1.1 | 0.8 | Petroleum Liquids | DFO | IC | 11 | 1993 |  |  | (OP) Operating | [6 empty] | Aleutians West | 53.8641 | -166.5124
19545 | Black Hills Power, Inc. d/b/a Black Hills Energy | 7504 | Neil Simpson II | Electric Utility | WY | 2 | 90 | 80 | Conventional Steam Coal | SUB | ST | 9 | 1995 |  |  | (OP) Operating | [6 empty] | Campbell | 44.2856 | -105.3833
19545 | Black Hills Power, Inc. d/b/a Black Hills Energy | 7504 | Neil Simpson II | Electric Utility | WY | GT1 | 40 | 34 | Natural Gas Fired Combustion Turbine | NG | GT | 6 | 2000 |  |  | (OP) Operating | [6 empty] | Campbell | 44.2856 | -105.3833
14232 | Otter Tail Power Co | 7505 | Fergus Control Ctr | Electric Utility | MN | 1 | 2 | 2 | Petroleum Liquids | DFO | IC | 10 | 1995 |  |  | (SB) Standby/Backup: available for service but not normally used | [6 empty] | Otter Tail | 46.2807 | -96.0704
21140 | Yuba County Water Agency | 7507 | Deadwood Creek | Electric Utility | CA | 1 | 2 | 1.9 | Conventional Hydroelectric | WAT | HY | 12 | 1993 |  |  | (OP) Operating | [6 empty] | Yuba | 39.53 | -121.0958
6013 | Eugene Water & Electric Board | 7508 | Stone Creek | Electric Utility | OR | 1 | 12 | 7 | Conventional Hydroelectric | WAT | HY | 1 | 1994 |  |  | (OP) Operating | [6 empty] | Clackamas | 45.0811 | -121.8866
13788 | Northern Wasco County PUD | 7511 | McNary Dam Fish Attraction Project | Electric Utility | WA | 1 | 10 | 8.9 | Conventional Hydroelectric | WAT | HY | 11 | 1997 |  |  | (OP) Operating | [6 empty] | Benton | 45.94 | -119.2991
16604 | City of San Antonio - (TX) | 7512 | Arthur Von Rosenberg | Electric Utility | TX | 1 | 175 | 157 | Natural Gas Fired Combined Cycle | NG | CT | 6 | 2000 |  |  | (OP) Operating | [6 empty] | Bexar | 29.257 | -98.384
16604 | City of San Antonio - (TX) | 7512 | Arthur Von Rosenberg | Electric Utility | TX | 2 | 175 | 170 | Natural Gas Fired Combined Cycle | NG | CT | 6 | 2000 |  |  | (OP) Operating |  |  |  | 2017 | 2 | 12 | Bexar | 29.257 | -98.384
16604 | City of San Antonio - (TX) | 7512 | Arthur Von Rosenberg | Electric Utility | TX | 3 | 200 | 190 | Natural Gas Fired Combined Cycle | NG | CA | 6 | 2000 |  |  | (OP) Operating | [6 empty] | Bexar | 29.257 | -98.384
1984 | ReEnergy Fort Fairfield LLC | 7513 | ReEnergy Fort Fairfield | IPP Non-CHP | ME | GEN1 | 37.5 | 32 | Wood/Wood Waste Biomass | WDS | ST | 11 | 1987 |  |  | (OP) Operating | [6 empty] | Aroostook | 46.7728 | -67.8485
12208 | City of McPherson - (KS) | 7515 | McPherson 3 | Electric Utility | KS | NA1 | 115.6 | 79.3 | Natural Gas Fired Combustion Turbine | NG | GT | 10 | 1998 |  |  | (OP) Operating | [6 empty] | McPherson | 38.3893 | -97.6111
16534 | Sacramento Municipal Util Dist | 7526 | Solano Wind | Electric Utility | CA | 1 | 13.2 | 13.1 | Onshore Wind Turbine | WND | WT | 6 | 1994 |  |  | (OP) Operating | [6 empty] | Solano | 38.1164 | -121.769
16534 | Sacramento Municipal Util Dist | 7526 | Solano Wind | Electric Utility | CA | 2 | 24 | 24 | Onshore Wind Turbine | WND | WT | 6 | 2006 |  |  | (OP) Operating | [6 empty] | Solano | 38.1164 | -121.769
16534 | Sacramento Municipal Util Dist | 7526 | Solano Wind | Electric Utility | CA | 2B | 63 | 63 | Onshore Wind Turbine | WND | WT | 12 | 2007 |  |  | (OP) Operating | [6 empty] | Solano | 38.1164 | -121.769
16534 | Sacramento Municipal Util Dist | 7526 | Solano Wind | Electric Utility | CA | 3 | 128 | 128 | Onshore Wind Turbine | WND | WT | 4 | 2012 |  |  | (OP) Operating | [6 empty] | Solano | 38.1164 | -121.769
16534 | Sacramento Municipal Util Dist | 7527 | Carson Ice-Gen Project | Electric Utility | CA | 1 | 54 | 41.2 | Natural Gas Fired Combined Cycle | NG | CT | 10 | 1995 |  |  | (OP) Operating | [6 empty] | Sacramento | 38.4457 | -121.4624
16534 | Sacramento Municipal Util Dist | 7527 | Carson Ice-Gen Project | Electric Utility | CA | 2 | 17.5 | 16.6 | Natural Gas Fired Combined Cycle | NG | CA | 10 | 1995 |  |  | (OP) Operating | [6 empty] | Sacramento | 38.4457 | -121.4624
16534 | Sacramento Municipal Util Dist | 7527 | Carson Ice-Gen Project | Electric Utility | CA | CCCT | 54 | 51.2 | Natural Gas Fired Combustion Turbine | NG | GT | 10 | 1995 |  |  | (OP) Operating | [6 empty] | Sacramento | 38.4457 | -121.4624
3046 | Duke Energy Progress - (NC) | 7538 | Wayne County | Electric Utility | NC | 1 | 195.2 | 177 | Natural Gas Fired Combustion Turbine | NG | GT | 5 | 2000 |  |  | (OP) Operating | [6 empty] | Wayne | 35.3758 | -78.0981
3046 | Duke Energy Progress - (NC) | 7538 | Wayne County | Electric Utility | NC | 2 | 195.2 | 174 | Natural Gas Fired Combustion Turbine | NG | GT | 5 | 2000 |  |  | (OP) Operating | [6 empty] | Wayne | 35.3758 | -78.0981
3046 | Duke Energy Progress - (NC) | 7538 | Wayne County | Electric Utility | NC | 3 | 195.2 | 173 | Natural Gas Fired Combustion Turbine | NG | GT | 6 | 2000 |  |  | (OP) Operating | [6 empty] | Wayne | 35.3758 | -78.0981
3046 | Duke Energy Progress - (NC) | 7538 | Wayne County | Electric Utility | NC | 4 | 195.2 | 170 | Natural Gas Fired Combustion Turbine | NG | GT | 6 | 2000 |  |  | (OP) Operating | [6 empty] | Wayne | 35.3758 | -78.0981
3046 | Duke Energy Progress - (NC) | 7538 | Wayne County | Electric Utility | NC | 5 | 198.9 | 169 | Natural Gas Fired Combustion Turbine | NG | GT | 6 | 2009 |  |  | (OP) Operating | [6 empty] | Wayne | 35.3758 | -78.0981
2518 | U S Bureau of Reclamation | 7541 | Spirit Mountain | Electric Utility | WY | 1 | 4.5 | 4.5 | Conventional Hydroelectric | WAT | HY | 10 | 1994 |  |  | (OP) Operating | [6 empty] | Park | 44.5127 | -109.1299
14077 | Oklahoma Municipal Power Authority | 7545 | Kaw Hydro | Electric Utility | OK | 1 | 37 | 29.6 | Conventional Hydroelectric | WAT | HY | 8 | 1989 |  |  | (OP) Operating | [6 empty] | Kay | 36.6994 | -96.9278
14077 | Oklahoma Municipal Power Authority | 7546 | Ponca City | Electric Utility | OK | 1 | 19.8 | 18.8 | Natural Gas Fired Combined Cycle | NG | CA | 10 | 1966 |  |  | (OP) Operating | [6 empty] | Kay | 36.7198 | -97.0858
14077 | Oklahoma Municipal Power Authority | 7546 | Ponca City | Electric Utility | OK | 3 | 54 | 44.1 | Natural Gas Fired Combined Cycle | NG | CT | 6 | 1995 |  |  | (OP) Operating | [6 empty] | Kay | 36.7198 | -97.0858
14077 | Oklahoma Municipal Power Authority | 7546 | Ponca City | Electric Utility | OK | 4 | 60.5 | 43.9 | Natural Gas Fired Combustion Turbine | NG | GT | 6 | 2003 |  |  | (OP) Operating | [6 empty] | Kay | 36.7198 | -97.0858
20255 | Weber Basin Water Conserv Dist | 7548 | Causey | Electric Utility | UT | 1 | 1.5 | 1.5 | Conventional Hydroelectric | WAT | HY | 1 | 1998 |  |  | (OP) Operating | [6 empty] | Weber | 41.2972 | -111.5888
20255 | Weber Basin Water Conserv Dist | 7548 | Causey | Electric Utility | UT | 2 | 0.6 | 0.6 | Conventional Hydroelectric | WAT | HY | 1 | 1998 |  |  | (OP) Operating | [6 empty] | Weber | 41.2972 | -111.5888
16534 | Sacramento Municipal Util Dist | 7551 | SCA Cogen 2 | Electric Utility | CA | CCST | 49.8 | 37.6 | Natural Gas Fired Combined Cycle | NG | CA | 3 | 1997 |  |  | (OP) Operating | [6 empty] | Sacramento | 38.5309 | -121.4001
16534 | Sacramento Municipal Util Dist | 7551 | SCA Cogen 2 | Electric Utility | CA | CT1A | 49.8 | 47.6 | Natural Gas Fired Combined Cycle | NG | CT | 5 | 1997 |  |  | (OP) Operating | [6 empty] | Sacramento | 38.5309 | -121.4001
16534 | Sacramento Municipal Util Dist | 7551 | SCA Cogen 2 | Electric Utility | CA | CT1B | 49.8 | 47.6 | Natural Gas Fired Combined Cycle | NG | CT | 3 | 1997 |  |  | (OP) Operating | [6 empty] | Sacramento | 38.5309 | -121.4001
16534 | Sacramento Municipal Util Dist | 7551 | SCA Cogen 2 | Electric Utility | CA | CT1C | 44 | 43.8 | Natural Gas Fired Combustion Turbine | NG | GT | 4 | 2001 |  |  | (OP) Operating | [6 empty] | Sacramento | 38.5309 | -121.4001
16534 | Sacramento Municipal Util Dist | 7552 | SPA Cogen 3 | Electric Utility | CA | CCCT | 118.7 | 111 | Natural Gas Fired Combined Cycle | NG | CT | 12 | 1997 |  |  | (OP) Operating | [6 empty] | Sacramento | 38.511 | -121.4735
16534 | Sacramento Municipal Util Dist | 7552 | SPA Cogen 3 | Electric Utility | CA | CCST | 55.2 | 53 | Natural Gas Fired Combined Cycle | NG | CA | 12 | 1997 |  |  | (OP) Operating | [6 empty] | Sacramento | 38.511 | -121.4735
13334 | City of Nebraska City | 7555 | Nebraska City # 2 | Electric Utility | NE | 11 | 4.5 | 3.8 | Natural Gas Internal Combustion Engine | NG | IC | 8 | 1998 |  |  | (OP) Operating | [6 empty] | Otoe | 40.6661 | -95.8683
13334 | City of Nebraska City | 7555 | Nebraska City # 2 | Electric Utility | NE | 12 | 4.5 | 3.8 | Natural Gas Internal Combustion Engine | NG | IC | 8 | 1998 |  |  | (OP) Operating | [6 empty] | Otoe | 40.6661 | -95.8683
13334 | City of Nebraska City | 7555 | Nebraska City # 2 | Electric Utility | NE | 13 | 4.5 | 4.2 | Petroleum Liquids | DFO | IC | 11 | 1998 |  |  | (OP) Operating | [6 empty] | Otoe | 40.6661 | -95.8683
56076 | State Farm Insurance | 7556 | State Farm | Commercial Non-CHP | IL | 1 | 1.7 | 1.7 | Petroleum Liquids | DFO | IC | 10 | 1996 |  |  | (SB) Standby/Backup: available for service but not normally used | [6 empty] | McLean | 40.4535 | -88.9605
56076 | State Farm Insurance | 7556 | State Farm | Commercial Non-CHP | IL | 2 | 1.7 | 1.7 | Petroleum Liquids | DFO | IC | 10 | 1996 |  |  | (SB) Standby/Backup: available for service but not normally used | [6 empty] | McLean | 40.4535 | -88.9605
56076 | State Farm Insurance | 7556 | State Farm | Commercial Non-CHP | IL | 3 | 1.7 | 1.7 | Petroleum Liquids | DFO | IC | 10 | 1996 |  |  | (SB) Standby/Backup: available for service but not normally used | [6 empty] | McLean | 40.4535 | -88.9605
40577 | American Mun Power-Ohio, Inc | 7575 | Bowling Green | Electric Utility | OH | 1 | 1.6 | 1.6 | Petroleum Liquids | DFO | IC | 10 | 1993 |  |  | (OP) Operating | [6 empty] | Wood | 41.3822 | -83.6113
40577 | American Mun Power-Ohio, Inc | 7575 | Bowling Green | Electric Utility | OH | 2 | 7.2 | 7.2 | Petroleum Liquids | DFO | IC | 8 | 1995 |  |  | (OP) Operating | [6 empty] | Wood | 41.3822 | -83.6113
40577 | American Mun Power-Ohio, Inc | 7576 | Engle | Electric Utility | OH | 16 | 9 | 9 | Petroleum Liquids | DFO | IC | 8 | 1989 |  |  | (OP) Operating | [6 empty] | Summit | 41.1428 | -81.4706
40577 | American Mun Power-Ohio, Inc | 7577 | Jackson (OH) | Electric Utility | OH | 12 | 3.6 | 3.6 | Petroleum Liquids | DFO | IC | 12 | 1990 |  |  | (OP) Operating | [6 empty] | Jackson | 39.0441 | -82.6101
40577 | American Mun Power-Ohio, Inc | 7578 | Napoleon | Electric Utility | OH | 1 | 1.8 | 1.8 | Petroleum Liquids | DFO | IC | 12 | 1990 |  |  | (OP) Operating | [6 empty] | Henry | 41.4106 | -84.0967
40577 | American Mun Power-Ohio, Inc | 7578 | Napoleon | Electric Utility | OH | 2 | 1.8 | 1.8 | Petroleum Liquids | DFO | IC | 12 | 1990 |  |  | (OP) Operating | [6 empty] | Henry | 41.4106 | -84.0967
40577 | American Mun Power-Ohio, Inc | 7578 | Napoleon | Electric Utility | OH | 3 | 1.8 | 1.8 | Petroleum Liquids | DFO | IC | 12 | 1990 |  |  | (OP) Operating | [6 empty] | Henry | 41.4106 | -84.0967
40577 | American Mun Power-Ohio, Inc | 7579 | Niles | Electric Utility | OH | 13 | 5.4 | 5.4 | Petroleum Liquids | DFO | IC | 12 | 1990 |  |  | (OP) Operating | [6 empty] | Trumbull | 41.168 | -80.7529
40577 | American Mun Power-Ohio, Inc | 7580 | Wadsworth | Electric Utility | OH | 13 | 5.4 | 5.4 | Petroleum Liquids | DFO | IC | 12 | 1990 |  |  | (OP) Operating | [6 empty] | Medina | 41.0039 | -81.7622
5914 | Erie Boulevard Hydropower LP | 7583 | Talcville | IPP Non-CHP | NY | 1 | 1 | 0.7 | Conventional Hydroelectric | WAT | HY | 1 | 1986 |  |  | (OP) Operating | [6 empty] | St Lawrence | 44.3083 | -75.3083
5914 | Erie Boulevard Hydropower LP | 7583 | Talcville | IPP Non-CHP | NY | 2 | 0.1 | 0.1 | Conventional Hydroelectric | WAT | HY | 1 | 1986 |  |  | (OP) Operating | [6 empty] | St Lawrence | 44.3083 | -75.3083
14433 | City of Panora - (IA) | 7584 | Panora | Electric Utility | IA | 1 | 1.5 | 1.5 | Petroleum Liquids | DFO | IC | 1 | 1988 |  |  | (SB) Standby/Backup: available for service but not normally used | [6 empty] | GUTHRIE | 41.6947 | -94.3676
14433 | City of Panora - (IA) | 7584 | Panora | Electric Utility | IA | 2 | 1 | 1 | Petroleum Liquids | DFO | IC | 1 | 1988 |  |  | (SB) Standby/Backup: available for service but not normally used | [6 empty] | GUTHRIE | 41.6947 | -94.3676
14433 | City of Panora - (IA) | 7584 | Panora | Electric Utility | IA | 3 | 2 | 2 | Petroleum Liquids | DFO | IC | 1 | 1993 |  |  | (SB) Standby/Backup: available for service but not normally used | [6 empty] | GUTHRIE | 41.6947 | -94.3676
17470 | PUD 1 of Snohomish County | 7588 | H M Jackson | Electric Utility | WA | 1 | 47.5 | 41 | Conventional Hydroelectric | WAT | HY | 6 | 1984 |  |  | (OP) Operating | [6 empty] | Snohomish | 47.9084 | -121.8144
17470 | PUD 1 of Snohomish County | 7588 | H M Jackson | Electric Utility | WA | 2 | 47.5 | 41 | Conventional Hydroelectric | WAT | HY | 6 | 1984 |  |  | (OP) Operating | [6 empty] | Snohomish | 47.9084 | -121.8144
17470 | PUD 1 of Snohomish County | 7588 | H M Jackson | Electric Utility | WA | 3 | 8.4 | 7 | Conventional Hydroelectric | WAT | HY | 6 | 1984 |  |  | (OP) Operating | [6 empty] | Snohomish | 47.9084 | -121.8144
17470 | PUD 1 of Snohomish County | 7588 | H M Jackson | Electric Utility | WA | 4 | 8.4 | 7 | Conventional Hydroelectric | WAT | HY | 6 | 1984 |  |  | (OP) Operating | [6 empty] | Snohomish | 47.9084 | -121.8144
11204 | Los Alamos County | 7593 | El Vado Dam | Electric Utility | NM | 1 | 8 | 8 | Conventional Hydroelectric | WAT | HY | 5 | 1988 |  |  | (OP) Operating | [6 empty] | Rio Arriba | 36.5928 | -106.7321
40577 | American Mun Power-Ohio, Inc | 7594 | Belleville Dam | Electric Utility | WV | 1 | 21 | 21 | Conventional Hydroelectric | WAT | HY | 6 | 1999 |  |  | (OP) Operating | [6 empty] | Wood | 39.1192 | -81.7375
40577 | American Mun Power-Ohio, Inc | 7594 | Belleville Dam | Electric Utility | WV | 2 | 21 | 21 | Conventional Hydroelectric | WAT | HY | 6 | 1999 |  |  | (OP) Operating | [6 empty] | Wood | 39.1192 | -81.7375
9417 | Interstate Power and Light Co | 7595 | Red Cedar | Electric Utility | IA | 1 | 22.5 | 16.1 | Natural Gas Fired Combustion Turbine | NG | GT | 12 | 1996 |  |  | (OP) Operating | [6 empty] | Linn | 41.9691 | -91.6689
40577 | American Mun Power-Ohio, Inc | 7603 | Prospect Municipal | Electric Utility | OH | 1 | 1.8 | 1.8 | Petroleum Liquids | DFO | IC | 2 | 1998 |  |  | (OP) Operating | [6 empty] | Marion | 40.4411 | -83.1883
924 | Associated Electric Coop, Inc | 7604 | St Francis Energy Facility | Electric Utility | MO | 1 | 253.3 | 230 | Natural Gas Fired Combined Cycle | NG | CS | 7 | 1999 |  |  | (OP) Operating | [6 empty] | Dunklin | 36.5852 | -90.1779
924 | Associated Electric Coop, Inc | 7604 | St Francis Energy Facility | Electric Utility | MO | 2 | 253.3 | 234 | Natural Gas Fired Combined Cycle | NG | CS | 4 | 2001 |  |  | (OP) Operating | [6 empty] | Dunklin | 36.5852 | -90.1779
3660 | PUD No 1 of Clark County - (WA) | 7605 | River Road Gen Plant | Electric Utility | WA | 1 | 248 | 220 | Natural Gas Fired Combined Cycle | NG | CS | 12 | 1997 |  |  | (OP) Operating | [6 empty] | Clark | 45.6497 | -122.7256
22776 | Solano Irrigation District | 7646 | Monticello Dam | Electric Utility | CA | 1 | 5 | 5 | Conventional Hydroelectric | WAT | HY | 6 | 1983 |  |  | (OP) Operating | [6 empty] | Solano | 38.5131 | -122.1044
22776 | Solano Irrigation District | 7646 | Monticello Dam | Electric Utility | CA | 2 | 5 | 5 | Conventional Hydroelectric | WAT | HY | 6 | 1983 |  |  | (OP) Operating | [6 empty] | Solano | 38.5131 | -122.1044
22776 | Solano Irrigation District | 7646 | Monticello Dam | Electric Utility | CA | 3 | 1.5 | 1.5 | Conventional Hydroelectric | WAT | HY | 6 | 1983 |  |  | (OP) Operating | [6 empty] | Solano | 38.5131 | -122.1044
2439 | City of Bryan - (OH) | 7657 | Auglaize Hydro | Electric Utility | OH | 1 | 0.7 | 0.8 | Conventional Hydroelectric | WAT | HY | 12 | 1986 |  |  | (OP) Operating | [6 empty] | Defiance | 41.2372 | -84.3998
2439 | City of Bryan - (OH) | 7657 | Auglaize Hydro | Electric Utility | OH | 2A | 0.9 | 1 | Conventional Hydroelectric | WAT | HY | 7 | 2004 |  |  | (OP) Operating | [6 empty] | Defiance | 41.2372 | -84.3998
2439 | City of Bryan - (OH) | 7657 | Auglaize Hydro | Electric Utility | OH | 3A | 0.9 | 1 | Conventional Hydroelectric | WAT | HY | 6 | 2004 |  |  | (OP) Operating | [6 empty] | Defiance | 41.2372 | -84.3998
2439 | City of Bryan - (OH) | 7657 | Auglaize Hydro | Electric Utility | OH | 4 | 0.5 | 0.8 | Conventional Hydroelectric | WAT | HY | 1 | 1987 |  |  | (OP) Operating | [6 empty] | Defiance | 41.2372 | -84.3998
2439 | City of Bryan - (OH) | 7657 | Auglaize Hydro | Electric Utility | OH | 5 | 0.5 | 0.8 | Conventional Hydroelectric | WAT | HY | 6 | 1988 |  |  | (OP) Operating | [6 empty] | Defiance | 41.2372 | -84.3998
2439 | City of Bryan - (OH) | 7657 | Auglaize Hydro | Electric Utility | OH | 6 | 0.1 | 0.1 | Conventional Hydroelectric | WAT | HY | 6 | 2004 |  |  | (OP) Operating | [6 empty] | Defiance | 41.2372 | -84.3998
6035 | Exelon Power | 7690 | Pennsbury | IPP Non-CHP | PA | 1 | 3 | 2.7 | Landfill Gas | LFG | GT | 9 | 1996 |  |  | (OP) Operating | [6 empty] | Bucks | 40.1531 | -74.7691
6035 | Exelon Power | 7690 | Pennsbury | IPP Non-CHP | PA | 2 | 3 | 2.7 | Landfill Gas | LFG | GT | 9 | 1996 |  |  | (OP) Operating | [6 empty] | Bucks | 40.1531 | -74.7691
590 | City of Anaheim - (CA) | 7693 | Anaheim GT | Electric Utility | CA | 1 | 49.2 | 44.5 | Natural Gas Fired Combustion Turbine | NG | GT | 5 | 1991 |  |  | (OP) Operating | [6 empty] | Orange | 33.8535 | -117.8563
195 | Alabama Power Co | 7697 | Washington County Cogeneration Facility | Electric Utility | AL | 1 | 82.6 | 75 | Natural Gas Fired Combined Cycle | NG | CT | 2 | 1999 |  |  | (OP) Operating | [6 empty] | Washington | 31.2504 | -88.0156
195 | Alabama Power Co | 7697 | Washington County Cogeneration Facility | Electric Utility | AL | 2 | 39.9 | 25 | Natural Gas Fired Combined Cycle | NG | CA | 2 | 1999 |  |  | (OP) Operating | [6 empty] | Washington | 31.2504 | -88.0156
195 | Alabama Power Co | 7698 | General Electric Plastic | Electric Utility | AL | 1 | 82.2 | 85 | Natural Gas Fired Combined Cycle | NG | CT | 7 | 1999 |  |  | (OP) Operating | [6 empty] | Lowndes | 32.3102 | -86.5254
195 | Alabama Power Co | 7698 | General Electric Plastic | Electric Utility | AL | 2 | 14.8 | 12 | Natural Gas Fired Combined Cycle | NG | CA | 7 | 1999 |  |  | (OP) Operating | [6 empty] | Lowndes | 32.3102 | -86.5254
6455 | Duke Energy Florida, Inc | 7699 | Tiger Bay | Electric Utility | FL | CT1 | 195.2 | 134 | Natural Gas Fired Combined Cycle | NG | CT | 8 | 1997 |  |  | (OP) Operating | [6 empty] | Polk | 27.7464 | -81.8494
6455 | Duke Energy Florida, Inc | 7699 | Tiger Bay | Electric Utility | FL | CW1 | 82.9 | 71 | Natural Gas Fired Combined Cycle | NG | CA | 8 | 1997 |  |  | (OP) Operating | [6 empty] | Polk | 27.7464 | -81.8494
6035 | Exelon Power | 7701 | Fairless Hills | IPP Non-CHP | PA | A | 30 | 30 | Landfill Gas | LFG | ST | 12 | 1996 |  |  | (OP) Operating | [6 empty] | Bucks | 40.1405 | -74.7506
6035 | Exelon Power | 7701 | Fairless Hills | IPP Non-CHP | PA | B | 30 | 30 | Landfill Gas | LFG | ST | 12 | 1996 |  |  | (OP) Operating | [6 empty] | Bucks | 40.1405 | -74.7506
17650 | Southern Power Co | 7709 | Dahlberg | IPP Non-CHP | GA | 1 | 91.9 | 74.8 | Natural Gas Fired Combustion Turbine | NG | GT | 6 | 2000 |  |  | (OP) Operating | [6 empty] | Jackson | 34.0423 | -83.3977
17650 | Southern Power Co | 7709 | Dahlberg | IPP Non-CHP | GA | 10 | 91.9 | 75.2 | Natural Gas Fired Combustion Turbine | NG | GT | 5 | 2001 |  |  | (OP) Operating | [6 empty] | Jackson | 34.0423 | -83.3977
17650 | Southern Power Co | 7709 | Dahlberg | IPP Non-CHP | GA | 2 | 91.9 | 74 | Natural Gas Fired Combustion Turbine | NG | GT | 6 | 2000 |  |  | (OP) Operating | [6 empty] | Jackson | 34.0423 | -83.3977
17650 | Southern Power Co | 7709 | Dahlberg | IPP Non-CHP | GA | 3 | 91.9 | 74.7 | Natural Gas Fired Combustion Turbine | NG | GT | 6 | 2000 |  |  | (OP) Operating | [6 empty] | Jackson | 34.0423 | -83.3977
17650 | Southern Power Co | 7709 | Dahlberg | IPP Non-CHP | GA | 4 | 91.9 | 73 | Natural Gas Fired Combustion Turbine | NG | GT | 6 | 2000 |  |  | (OP) Operating | [6 empty] | Jackson | 34.0423 | -83.3977
17650 | Southern Power Co | 7709 | Dahlberg | IPP Non-CHP | GA | 5 | 91.9 | 74.7 | Natural Gas Fired Combustion Turbine | NG | GT | 6 | 2000 |  |  | (OP) Operating | [6 empty] | Jackson | 34.0423 | -83.3977
17650 | Southern Power Co | 7709 | Dahlberg | IPP Non-CHP | GA | 6 | 91.9 | 74.9 | Natural Gas Fired Combustion Turbine | NG | GT | 7 | 2000 |  |  | (OP) Operating | [6 empty] | Jackson | 34.0423 | -83.3977
17650 | Southern Power Co | 7709 | Dahlberg | IPP Non-CHP | GA | 7 | 91.9 | 75 | Natural Gas Fired Combustion Turbine | NG | GT | 6 | 2000 |  |  | (OP) Operating | [6 empty] | Jackson | 34.0423 | -83.3977
17650 | Southern Power Co | 7709 | Dahlberg | IPP Non-CHP | GA | 8 | 91.9 | 74 | Natural Gas Fired Combustion Turbine | NG | GT | 6 | 2000 |  |  | (OP) Operating | [6 empty] | Jackson | 34.0423 | -83.3977
17650 | Southern Power Co | 7709 | Dahlberg | IPP Non-CHP | GA | 9 | 91.9 | 75 | Natural Gas Fired Combustion Turbine | NG | GT | 5 | 2001 |  |  | (OP) Operating | [6 empty] | Jackson | 34.0423 | -83.3977
17650 | Southern Power Co | 7710 | H Allen Franklin Combined Cycle | IPP Non-CHP | AL | CT1A | 203.1 | 557.1 | Natural Gas Fired Combined Cycle | NG | CT | 6 | 2002 |  |  | (OP) Operating | [6 empty] | Lee | 32.6078 | -85.0975
17650 | Southern Power Co | 7710 | H Allen Franklin Combined Cycle | IPP Non-CHP | AL | CT1B | 203.1 |  | Natural Gas Fired Combined Cycle | NG | CT | 6 | 2002 |  |  | (OP) Operating | [6 empty] | Lee | 32.6078 | -85.0975
17650 | Southern Power Co | 7710 | H Allen Franklin Combined Cycle | IPP Non-CHP | AL | CT2A | 203.1 | 632.3 | Natural Gas Fired Combined Cycle | NG | CT | 6 | 2002 |  |  | (OP) Operating | [6 empty] | Lee | 32.6078 | -85.0975
17650 | Southern Power Co | 7710 | H Allen Franklin Combined Cycle | IPP Non-CHP | AL | CT2B | 203.1 |  | Natural Gas Fired Combined Cycle | NG | CT | 6 | 2002 |  |  | (OP) Operating | [6 empty] | Lee | 32.6078 | -85.0975
17650 | Southern Power Co | 7710 | H Allen Franklin Combined Cycle | IPP Non-CHP | AL | CT3A | 203.1 | 626.6 | Natural Gas Fired Combined Cycle | NG | CT | 5 | 2008 |  |  | (OP) Operating | [6 empty] | Lee | 32.6078 | -85.0975
17650 | Southern Power Co | 7710 | H Allen Franklin Combined Cycle | IPP Non-CHP | AL | CT3B | 203.1 |  | Natural Gas Fired Combined Cycle | NG | CT | 5 | 2008 |  |  | (OP) Operating | [6 empty] | Lee | 32.6078 | -85.0975
17650 | Southern Power Co | 7710 | H Allen Franklin Combined Cycle | IPP Non-CHP | AL | ST1 | 213.3 |  | Natural Gas Fired Combined Cycle | NG | CA | 6 | 2002 |  |  | (OP) Operating | [6 empty] | Lee | 32.6078 | -85.0975
17650 | Southern Power Co | 7710 | H Allen Franklin Combined Cycle | IPP Non-CHP | AL | ST2 | 281.9 |  | Natural Gas Fired Combined Cycle | NG | CA | 6 | 2002 |  |  | (OP) Operating | [6 empty] | Lee | 32.6078 | -85.0975
17650 | Southern Power Co | 7710 | H Allen Franklin Combined Cycle | IPP Non-CHP | AL | ST3 | 281.9 |  | Natural Gas Fired Combined Cycle | NG | CA | 5 | 2008 |  |  | (OP) Operating | [6 empty] | Lee | 32.6078 | -85.0975
7801 | Gulf Power Co | 7715 | Pea Ridge | Electric Utility | FL | 1 | 4.7 | 4 | Natural Gas Fired Combustion Turbine | NG | GT | 4 | 1998 |  |  | (OP) Operating | [6 empty] | Santa Rosa | 30.5921 | -87.1354
7801 | Gulf Power Co | 7715 | Pea Ridge | Electric Utility | FL | 2 | 4.7 | 4 | Natural Gas Fired Combustion Turbine | NG | GT | 4 | 1998 |  |  | (OP) Operating | [6 empty] | Santa Rosa | 30.5921 | -87.1354
7801 | Gulf Power Co | 7715 | Pea Ridge | Electric Utility | FL | 3 | 4.7 | 4 | Natural Gas Fired Combustion Turbine | NG | GT | 4 | 1998 |  |  | (OP) Operating | [6 empty] | Santa Rosa | 30.5921 | -87.1354
18642 | Tennessee Valley Authority | 7719 | Meridian | Electric Utility | MS | 1 | 1.8 | 1.8 | Petroleum Liquids | DFO | IC | 6 | 1998 |  |  | (OP) Operating | [6 empty] | Lauderdale | 32.3748 | -88.7042
18642 | Tennessee Valley Authority | 7719 | Meridian | Electric Utility | MS | 2 | 1.8 | 1.8 | Petroleum Liquids | DFO | IC | 6 | 1998 |  |  | (OP) Operating | [6 empty] | Lauderdale | 32.3748 | -88.7042
18642 | Tennessee Valley Authority | 7719 | Meridian | Electric Utility | MS | 3 | 1.8 | 1.8 | Petroleum Liquids | DFO | IC | 6 | 1998 |  |  | (OP) Operating | [6 empty] | Lauderdale | 32.3748 | -88.7042
18642 | Tennessee Valley Authority | 7719 | Meridian | Electric Utility | MS | 4 | 1.8 | 1.8 | Petroleum Liquids | DFO | IC | 6 | 1998 |  |  | (OP) Operating | [6 empty] | Lauderdale | 32.3748 | -88.7042
18642 | Tennessee Valley Authority | 7719 | Meridian | Electric Utility | MS | 5 | 1.8 | 1.8 | Petroleum Liquids | DFO | IC | 6 | 1998 |  |  | (OP) Operating | [6 empty] | Lauderdale | 32.3748 | -88.7042
195 | Alabama Power Co | 7721 | Theodore Cogen Facility | Electric Utility | AL | 1 | 229 | 160 | Natural Gas Fired Combined Cycle | NG | CT | 12 | 2000 |  |  | (OP) Operating | [6 empty] | Mobile | 30.5254 | -88.1285
195 | Alabama Power Co | 7721 | Theodore Cogen Facility | Electric Utility | AL | 2 | 88.4 | 64.7 | Natural Gas Fired Combined Cycle | NG | CA | 12 | 2000 |  |  | (OP) Operating | [6 empty] | Mobile | 30.5254 | -88.1285
18642 | Tennessee Valley Authority | 7722 | Watts Bar Nuclear Plant | Electric Utility | TN | 1 | 1269.9 | 1123 | Nuclear | NUC | ST | 5 | 1996 |  |  | (OP) Operating | [6 empty] | Rhea | 35.6021 | -84.7895
10433 | Kodiak Electric Assn Inc | 7723 | Nymans Plant | Electric Utility | AK | 1 | 2.5 | 2.5 | Petroleum Liquids | DFO | IC | 1 | 1994 |  |  | (OP) Operating | [6 empty] | Kodiak Island | 57.7316 | -152.507
10433 | Kodiak Electric Assn Inc | 7723 | Nymans Plant | Electric Utility | AK | 2 | 7.5 | 7.3 | Petroleum Liquids | DFO | IC | 1 | 2000 |  |  | (OP) Operating | [6 empty] | Kodiak Island | 57.7316 | -152.507
14323 | Pacific Northwest Generating Coop | 7725 | Coffin Butte | Electric Utility | OR | 1 | 0.8 | 0.8 | Landfill Gas | LFG | IC | 10 | 1995 |  |  | (OP) Operating | [6 empty] | BENTON | 44.6969 | -123.2234
14323 | Pacific Northwest Generating Coop | 7725 | Coffin Butte | Electric Utility | OR | 2 | 0.8 | 0.8 | Landfill Gas | LFG | IC | 10 | 1995 |  |  | (OP) Operating | [6 empty] | BENTON | 44.6969 | -123.2234
14323 | Pacific Northwest Generating Coop | 7725 | Coffin Butte | Electric Utility | OR | 3 | 0.8 | 0.8 | Landfill Gas | LFG | IC | 10 | 1995 |  |  | (OP) Operating | [6 empty] | BENTON | 44.6969 | -123.2234
14323 | Pacific Northwest Generating Coop | 7725 | Coffin Butte | Electric Utility | OR | 4 | 1.6 | 1.5 | Landfill Gas | LFG | IC | 10 | 2007 |  |  | (OP) Operating | [6 empty] | BENTON | 44.6969 | -123.2234
14323 | Pacific Northwest Generating Coop | 7725 | Coffin Butte | Electric Utility | OR | 5 | 1.6 | 1.5 | Landfill Gas | LFG | IC | 10 | 2007 |  |  | (OP) Operating | [6 empty] | BENTON | 44.6969 | -123.2234
17539 | South Carolina Electric&Gas Company | 7737 | Kapstone | Electric Utility | SC | 1 | 99.2 | 85 | Conventional Steam Coal | BIT | ST | 4 | 1999 |  |  | (OP) Operating | [6 empty] | Charleston | 32.9 | -79.9667
924 | Associated Electric Coop, Inc | 7749 | Essex | Electric Utility | MO | 1 | 121.2 | 89 | Natural Gas Fired Combustion Turbine | NG | GT | 6 | 1999 |  |  | (OP) Operating | [6 empty] | Stoddard | 36.8682 | -89.8402
219 | Alaska Power and Telephone Co | 7751 | Goat Lake Hydro | Electric Utility | AK | 1 | 4 | 4 | Conventional Hydroelectric | WAT | HY | 12 | 1997 |  |  | (OP) Operating | [6 empty] | Skagway Hoonah Angoon | 59.5357 | -135.2123
219 | Alaska Power and Telephone Co | 7752 | Black Bear Lake | Electric Utility | AK | 1 | 4.5 | 4.5 | Conventional Hydroelectric | WAT | HY | 3 | 1995 |  |  | (OP) Operating | [6 empty] | Prince of Wales Ketchikan | 55.4765 | -133.1477
924 | Associated Electric Coop, Inc | 7754 | Nodaway | Electric Utility | MO | 1 | 157.8 | 93 | Natural Gas Fired Combustion Turbine | NG | GT | 6 | 1999 |  |  | (OP) Operating | [6 empty] | Nodaway | 40.2877 | -94.7913
924 | Associated Electric Coop, Inc | 7754 | Nodaway | Electric Utility | MO | 2 | 157.8 | 93 | Natural Gas Fired Combustion Turbine | NG | GT | 6 | 1999 |  |  | (OP) Operating | [6 empty] | Nodaway | 40.2877 | -94.7913
924 | Associated Electric Coop, Inc | 7757 | Chouteau | Electric Utility | OK | 1 | 176 | 132 | Natural Gas Fired Combined Cycle | NG | CT | 1 | 2000 |  |  | (OP) Operating | [6 empty] | Mayes | 36.2221 | -95.2771
924 | Associated Electric Coop, Inc | 7757 | Chouteau | Electric Utility | OK | 2 | 176 | 131 | Natural Gas Fired Combined Cycle | NG | CT | 1 | 2000 |  |  | (OP) Operating | [6 empty] | Mayes | 36.2221 | -95.2771
924 | Associated Electric Coop, Inc | 7757 | Chouteau | Electric Utility | OK | 3 | 182.8 | 126 | Natural Gas Fired Combined Cycle | NG | CA | 1 | 2000 |  |  | (OP) Operating | [6 empty] | Mayes | 36.2221 | -95.2771
924 | Associated Electric Coop, Inc | 7757 | Chouteau | Electric Utility | OK | 4 | 176 | 137 | Natural Gas Fired Combined Cycle | NG | CT | 6 | 2011 |  |  | (OP) Operating | [6 empty] | Mayes | 36.2221 | -95.2771
924 | Associated Electric Coop, Inc | 7757 | Chouteau | Electric Utility | OK | 5 | 176 | 137 | Natural Gas Fired Combined Cycle | NG | CT | 6 | 2011 |  |  | (OP) Operating | [6 empty] | Mayes | 36.2221 | -95.2771
924 | Associated Electric Coop, Inc | 7757 | Chouteau | Electric Utility | OK | 6 | 182.8 | 136 | Natural Gas Fired Combined Cycle | NG | CA | 6 | 2011 |  |  | (OP) Operating | [6 empty] | Mayes | 36.2221 | -95.2771
20214 | Waverly Municipal Elec Utility | 7758 | South Plant | Electric Utility | IA | 1 | 2 | 1.9 | Petroleum Liquids | DFO | IC | 5 | 2000 |  |  | (OP) Operating | [6 empty] | Bremer | 42.7317 | -92.4711
20214 | Waverly Municipal Elec Utility | 7758 | South Plant | Electric Utility | IA | 2 | 2 | 1.9 | Petroleum Liquids | DFO | IC | 5 | 2000 |  |  | (OP) Operating | [6 empty] | Bremer | 42.7317 | -92.4711
20214 | Waverly Municipal Elec Utility | 7758 | South Plant | Electric Utility | IA | 3 | 2 | 1.9 | Petroleum Liquids | DFO | IC | 5 | 2000 |  |  | (OP) Operating | [6 empty] | Bremer | 42.7317 | -92.4711
20214 | Waverly Municipal Elec Utility | 7758 | South Plant | Electric Utility | IA | 4 | 2 | 1.9 | Petroleum Liquids | DFO | IC | 5 | 2000 |  |  | (OP) Operating | [6 empty] | Bremer | 42.7317 | -92.4711
20214 | Waverly Municipal Elec Utility | 7758 | South Plant | Electric Utility | IA | 5 | 2 | 1.9 | Petroleum Liquids | DFO | IC | 5 | 2000 |  |  | (OP) Operating | [6 empty] | Bremer | 42.7317 | -92.4711
20214 | Waverly Municipal Elec Utility | 7758 | South Plant | Electric Utility | IA | 6 | 2 | 1.9 | Petroleum Liquids | DFO | IC | 5 | 2000 |  |  | (OP) Operating | [6 empty] | Bremer | 42.7317 | -92.4711
9273 | Indianapolis Power & Light Co | 7759 | Georgetown | Electric Utility | IN | GT1 | 85 | 69 | Natural Gas Fired Combustion Turbine | NG | GT | 6 | 2000 |  |  | (OP) Operating | [6 empty] | Marion | 39.9026 | -86.2441
9273 | Indianapolis Power & Light Co | 7759 | Georgetown | Electric Utility | IN | GT2 | 85 | 69 | Natural Gas Fired Combustion Turbine | NG | GT | 6 | 2000 |  |  | (OP) Operating | [6 empty] | Marion | 39.9026 | -86.2441
9273 | Indianapolis Power & Light Co | 7759 | Georgetown | Electric Utility | IN | GT3 | 85 | 69 | Natural Gas Fired Combustion Turbine | NG | GT | 6 | 2000 |  |  | (OP) Operating | [6 empty] | Marion | 39.9026 | -86.2441
9273 | Indianapolis Power & Light Co | 7759 | Georgetown | Electric Utility | IN | GT4 | 85 | 69 | Natural Gas Fired Combustion Turbine | NG | GT | 5 | 2001 |  |  | (OP) Operating | [6 empty] | Marion | 39.9026 | -86.2441
56491 | Tilton Energy LLC | 7760 | Tilton | IPP Non-CHP | IL | 1 | 47 | 44 | Natural Gas Fired Combustion Turbine | NG | GT | 6 | 1999 |  |  | (OP) Operating | [6 empty] | Vermilion | 40.1061 | -87.6538
56491 | Tilton Energy LLC | 7760 | Tilton | IPP Non-CHP | IL | 2 | 47 | 44 | Natural Gas Fired Combustion Turbine | NG | GT | 6 | 1999 |  |  | (OP) Operating | [6 empty] | Vermilion | 40.1061 | -87.6538
56491 | Tilton Energy LLC | 7760 | Tilton | IPP Non-CHP | IL | 3 | 47 | 44 | Natural Gas Fired Combustion Turbine | NG | GT | 6 | 1999 |  |  | (OP) Operating | [6 empty] | Vermilion | 40.1061 | -87.6538
56491 | Tilton Energy LLC | 7760 | Tilton | IPP Non-CHP | IL | 4 | 47 | 44 | Natural Gas Fired Combustion Turbine | NG | GT | 6 | 1999 |  |  | (OP) Operating | [6 empty] | Vermilion | 40.1061 | -87.6538
15470 | Duke Energy Indiana, LLC | 7763 | Henry County | Electric Utility | IN | 1 | 60.5 | 43 | Natural Gas Fired Combustion Turbine | NG | GT | 7 | 2001 |  |  | (OP) Operating | [6 empty] | Henry | 39.9528 | -85.5039
15470 | Duke Energy Indiana, LLC | 7763 | Henry County | Electric Utility | IN | 2 | 60.5 | 43 | Natural Gas Fired Combustion Turbine | NG | GT | 7 | 2001 |  |  | (OP) Operating | [6 empty] | Henry | 39.9528 | -85.5039
15470 | Duke Energy Indiana, LLC | 7763 | Henry County | Electric Utility | IN | 3 | 60.5 | 43 | Natural Gas Fired Combustion Turbine | NG | GT | 7 | 2001 |  |  | (OP) Operating | [6 empty] | Henry | 39.9528 | -85.5039
59421 | SEPG Operating Services, LLC MPC | 7764 | MPC Generating | IPP Non-CHP | GA | 1 | 185.4 | 147.5 | Natural Gas Fired Combustion Turbine | NG | GT | 1 | 2000 |  |  | (OP) Operating | [6 empty] | Walton | 33.8119 | -83.6953
59421 | SEPG Operating Services, LLC MPC | 7764 | MPC Generating | IPP Non-CHP | GA | 2 | 200.7 | 155 | Natural Gas Fired Combustion Turbine | NG | GT | 1 | 2001 |  |  | (OP) Operating | [6 empty] | Walton | 33.8119 | -83.6953
5957 | City of Erie - (KS) | 7766 | Erie Energy Center | Electric Utility | KS | 1 | 2.5 | 2.5 | Petroleum Liquids | DFO | IC | 10 | 1999 |  |  | (OP) Operating | [6 empty] | Neosho | 37.5742 | -95.2372
5957 | City of Erie - (KS) | 7766 | Erie Energy Center | Electric Utility | KS | 2 | 2.5 | 2.5 | Petroleum Liquids | DFO | IC | 10 | 1999 |  |  | (OP) Operating | [6 empty] | Neosho | 37.5742 | -95.2372
5957 | City of Erie - (KS) | 7766 | Erie Energy Center | Electric Utility | KS | 3 | 2.5 | 2.5 | Petroleum Liquids | DFO | IC | 10 | 1999 |  |  | (OP) Operating | [6 empty] | Neosho | 37.5742 | -95.2372
5957 | City of Erie - (KS) | 7766 | Erie Energy Center | Electric Utility | KS | 4 | 2.5 | 2.5 | Petroleum Liquids | DFO | IC | 10 | 1999 |  |  | (OP) Operating | [6 empty] | Neosho | 37.5742 | -95.2372
5957 | City of Erie - (KS) | 7766 | Erie Energy Center | Electric Utility | KS | 5 | 2.5 | 2.5 | Petroleum Liquids | DFO | IC | 7 | 1999 |  |  | (OP) Operating | [6 empty] | Neosho | 37.5742 | -95.2372
5957 | City of Erie - (KS) | 7766 | Erie Energy Center | Electric Utility | KS | 6 | 2.5 | 2.5 | Petroleum Liquids | DFO | IC | 7 | 1999 |  |  | (OP) Operating | [6 empty] | Neosho | 37.5742 | -95.2372
5957 | City of Erie - (KS) | 7766 | Erie Energy Center | Electric Utility | KS | 7 | 2.5 | 2.5 | Petroleum Liquids | DFO | IC | 7 | 1999 |  |  | (OP) Operating | [6 empty] | Neosho | 37.5742 | -95.2372
5957 | City of Erie - (KS) | 7766 | Erie Energy Center | Electric Utility | KS | 8 | 2.5 | 2.5 | Petroleum Liquids | DFO | IC | 7 | 1999 |  |  | (OP) Operating | [6 empty] | Neosho | 37.5742 | -95.2372
17874 | City of St George | 7767 | Bloomington Power Plant | Electric Utility | UT | 1 | 1.7 | 1.5 | Petroleum Liquids | DFO | IC | 3 | 1999 |  |  | (OP) Operating | [6 empty] | Washington | 37.042 | -113.6267
17874 | City of St George | 7767 | Bloomington Power Plant | Electric Utility | UT | 2 | 1.7 | 1.5 | Petroleum Liquids | DFO | IC | 3 | 1999 |  |  | (OP) Operating | [6 empty] | Washington | 37.042 | -113.6267
17874 | City of St George | 7767 | Bloomington Power Plant | Electric Utility | UT | 3 | 1.7 | 1.5 | Petroleum Liquids | DFO | IC | 3 | 1999 |  |  | (OP) Operating | [6 empty] | Washington | 37.042 | -113.6267
17874 | City of St George | 7767 | Bloomington Power Plant | Electric Utility | UT | 4 | 1.7 | 1.5 | Petroleum Liquids | DFO | IC | 3 | 1999 |  |  | (OP) Operating | [6 empty] | Washington | 37.042 | -113.6267
17874 | City of St George | 7767 | Bloomington Power Plant | Electric Utility | UT | 5 | 1.7 | 1.5 | Petroleum Liquids | DFO | IC | 3 | 1999 |  |  | (OP) Operating | [6 empty] | Washington | 37.042 | -113.6267
17874 | City of St George | 7767 | Bloomington Power Plant | Electric Utility | UT | 6 | 1.7 | 1.5 | Petroleum Liquids | DFO | IC | 3 | 1999 |  |  | (OP) Operating | [6 empty] | Washington | 37.042 | -113.6267
17690 | SOWEGA Power LLC | 7768 | Sowega Power | IPP Non-CHP | GA | CTG2 | 49.8 | 48.5 | Natural Gas Fired Combustion Turbine | NG | GT | 6 | 1999 |  |  | (OP) Operating | [6 empty] | Mitchell | 31.3869 | -84.08
17690 | SOWEGA Power LLC | 7768 | Sowega Power | IPP Non-CHP | GA | CTG3 | 49.8 | 48.5 | Natural Gas Fired Combustion Turbine | NG | GT | 6 | 1999 |  |  | (OP) Operating | [6 empty] | Mitchell | 31.3869 | -84.08
16179 | Rochelle Municipal Utilities | 7770 | 1515 S Caron Road | Electric Utility | IL | GT1 | 4.2 | 3 | Natural Gas Fired Combustion Turbine | NG | GT | 5 | 2000 |  |  | (OP) Operating | [6 empty] | Ogle | 41.9084 | -89.0466
58190 | Bluestem LLC | 7771 | Springview | IPP Non-CHP | NE | 3 | 1.5 | 1.5 | Onshore Wind Turbine | WND | WT | 6 | 2011 |  |  | (OP) Operating | [6 empty] | Keya Paha | 42.8258 | -99.7775
58190 | Bluestem LLC | 7771 | Springview | IPP Non-CHP | NE | 4 | 1.5 | 1.5 | Onshore Wind Turbine | WND | WT | 6 | 2011 |  |  | (OP) Operating | [6 empty] | Keya Paha | 42.8258 | -99.7775
40577 | American Mun Power-Ohio, Inc | 7774 | Cleveland Peaking | Electric Utility | OH | 1 | 1.8 | 1.8 | Petroleum Liquids | DFO | IC | 7 | 2000 |  |  | (OP) Operating | [6 empty] | Cuyahoga | 41.5311 | -81.6478
40577 | American Mun Power-Ohio, Inc | 7774 | Cleveland Peaking | Electric Utility | OH | 2 | 1.8 | 1.8 | Petroleum Liquids | DFO | IC | 7 | 2000 |  |  | (OP) Operating | [6 empty] | Cuyahoga | 41.5311 | -81.6478
40577 | American Mun Power-Ohio, Inc | 7774 | Cleveland Peaking | Electric Utility | OH | 3 | 1.8 | 1.8 | Petroleum Liquids | DFO | IC | 7 | 2000 |  |  | (OP) Operating | [6 empty] | Cuyahoga | 41.5311 | -81.6478
40577 | American Mun Power-Ohio, Inc | 7774 | Cleveland Peaking | Electric Utility | OH | 4 | 1.8 | 1.8 | Petroleum Liquids | DFO | IC | 7 | 2000 |  |  | (OP) Operating | [6 empty] | Cuyahoga | 41.5311 | -81.6478
40577 | American Mun Power-Ohio, Inc | 7774 | Cleveland Peaking | Electric Utility | OH | 5 | 1.8 | 1.8 | Petroleum Liquids | DFO | IC | 7 | 2000 |  |  | (OP) Operating | [6 empty] | Cuyahoga | 41.5311 | -81.6478
40577 | American Mun Power-Ohio, Inc | 7774 | Cleveland Peaking | Electric Utility | OH | 6 | 1.8 | 1.8 | Petroleum Liquids | DFO | IC | 7 | 2000 |  |  | (OP) Operating | [6 empty] | Cuyahoga | 41.5311 | -81.6478
40577 | American Mun Power-Ohio, Inc | 7775 | Versailles Peaking | Electric Utility | OH | 1 | 1.8 | 1.8 | Petroleum Liquids | DFO | IC | 6 | 1999 |  |  | (OP) Operating | [6 empty] | Darke | 40.2247 | -84.4769
40577 | American Mun Power-Ohio, Inc | 7775 | Versailles Peaking | Electric Utility | OH | 2 | 1.8 | 1.8 | Petroleum Liquids | DFO | IC | 6 | 1999 |  |  | (OP) Operating | [6 empty] | Darke | 40.2247 | -84.4769
40577 | American Mun Power-Ohio, Inc | 7775 | Versailles Peaking | Electric Utility | OH | 3 | 1.8 | 1.8 | Petroleum Liquids | DFO | IC | 6 | 1999 |  |  | (OP) Operating | [6 empty] | Darke | 40.2247 | -84.4769
40577 | American Mun Power-Ohio, Inc | 7776 | Napoleon Peaking | Electric Utility | OH | 4 | 1.8 | 1.8 | Petroleum Liquids | DFO | IC | 7 | 1999 |  |  | (OP) Operating | [6 empty] | Henry | 41.4079 | -84.1095
40577 | American Mun Power-Ohio, Inc | 7776 | Napoleon Peaking | Electric Utility | OH | 5 | 1.8 | 1.8 | Petroleum Liquids | DFO | IC | 7 | 1999 |  |  | (OP) Operating | [6 empty] | Henry | 41.4079 | -84.1095
40577 | American Mun Power-Ohio, Inc | 7776 | Napoleon Peaking | Electric Utility | OH | 6 | 1.8 | 1.8 | Petroleum Liquids | DFO | IC | 7 | 1999 |  |  | (OP) Operating | [6 empty] | Henry | 41.4079 | -84.1095
40577 | American Mun Power-Ohio, Inc | 7777 | Dover Peaking | Electric Utility | OH | 1 | 1.8 | 1.8 | Petroleum Liquids | DFO | IC | 7 | 1999 |  |  | (OP) Operating | [6 empty] | Tuscarawas | 40.5416 | -81.4985
40577 | American Mun Power-Ohio, Inc | 7777 | Dover Peaking | Electric Utility | OH | 2 | 1.8 | 1.8 | Petroleum Liquids | DFO | IC | 7 | 1999 |  |  | (OP) Operating | [6 empty] | Tuscarawas | 40.5416 | -81.4985
40577 | American Mun Power-Ohio, Inc | 7777 | Dover Peaking | Electric Utility | OH | 3 | 1.8 | 1.8 | Petroleum Liquids | DFO | IC | 7 | 1999 |  |  | (OP) Operating | [6 empty] | Tuscarawas | 40.5416 | -81.4985
40577 | American Mun Power-Ohio, Inc | 7777 | Dover Peaking | Electric Utility | OH | 4 | 1.8 | 1.8 | Petroleum Liquids | DFO | IC | 7 | 1999 |  |  | (OP) Operating | [6 empty] | Tuscarawas | 40.5416 | -81.4985
40577 | American Mun Power-Ohio, Inc | 7777 | Dover Peaking | Electric Utility | OH | 5 | 1.8 | 1.8 | Petroleum Liquids | DFO | IC | 7 | 1999 |  |  | (OP) Operating | [6 empty] | Tuscarawas | 40.5416 | -81.4985
40577 | American Mun Power-Ohio, Inc | 7777 | Dover Peaking | Electric Utility | OH | 6 | 1.8 | 1.8 | Petroleum Liquids | DFO | IC | 7 | 1999 |  |  | (OP) Operating | [6 empty] | Tuscarawas | 40.5416 | -81.4985
40577 | American Mun Power-Ohio, Inc | 7778 | Orrville Peaking | Electric Utility | OH | 1 | 1.8 | 1.8 | Petroleum Liquids | DFO | IC | 7 | 1999 |  |  | (OP) Operating | [6 empty] | Wayne | 40.86 | -81.7586
40577 | American Mun Power-Ohio, Inc | 7778 | Orrville Peaking | Electric Utility | OH | 2 | 1.8 | 1.8 | Petroleum Liquids | DFO | IC | 7 | 1999 |  |  | (OP) Operating | [6 empty] | Wayne | 40.86 | -81.7586
40577 | American Mun Power-Ohio, Inc | 7778 | Orrville Peaking | Electric Utility | OH | 3 | 1.8 | 1.8 | Petroleum Liquids | DFO | IC | 7 | 1999 |  |  | (OP) Operating | [6 empty] | Wayne | 40.86 | -81.7586
40577 | American Mun Power-Ohio, Inc | 7779 | Bryan Peaking | Electric Utility | OH | 1 | 1.8 | 1.8 | Petroleum Liquids | DFO | IC | 7 | 1999 |  |  | (OP) Operating | [6 empty] | WILLIAMS | 41.4609 | -84.527
40577 | American Mun Power-Ohio, Inc | 7779 | Bryan Peaking | Electric Utility | OH | 2 | 1.8 | 1.8 | Petroleum Liquids | DFO | IC | 7 | 1999 |  |  | (OP) Operating | [6 empty] | WILLIAMS | 41.4609 | -84.527
40577 | American Mun Power-Ohio, Inc | 7779 | Bryan Peaking | Electric Utility | OH | 3 | 1.8 | 1.8 | Petroleum Liquids | DFO | IC | 7 | 1999 |  |  | (OP) Operating | [6 empty] | WILLIAMS | 41.4609 | -84.527
40577 | American Mun Power-Ohio, Inc | 7779 | Bryan Peaking | Electric Utility | OH | 4 | 1.8 | 1.8 | Petroleum Liquids | DFO | IC | 7 | 1999 |  |  | (OP) Operating | [6 empty] | WILLIAMS | 41.4609 | -84.527
40577 | American Mun Power-Ohio, Inc | 7779 | Bryan Peaking | Electric Utility | OH | 5 | 1.8 | 1.8 | Petroleum Liquids | DFO | IC | 7 | 1999 |  |  | (OP) Operating | [6 empty] | WILLIAMS | 41.4609 | -84.527
40577 | American Mun Power-Ohio, Inc | 7779 | Bryan Peaking | Electric Utility | OH | 6 | 1.8 | 1.8 | Petroleum Liquids | DFO | IC | 7 | 1999 |  |  | (OP) Operating | [6 empty] | WILLIAMS | 41.4609 | -84.527
40577 | American Mun Power-Ohio, Inc | 7780 | Jackson Cntr Peaking | Electric Utility | OH | 1 | 1.8 | 1.8 | Petroleum Liquids | DFO | IC | 6 | 1999 |  |  | (OP) Operating | [6 empty] | Shelby | 40.4597 | -84.0401
40577 | American Mun Power-Ohio, Inc | 7781 | Arcanum Peaking | Electric Utility | OH | 1 | 1.8 | 1.8 | Petroleum Liquids | DFO | IC | 6 | 1999 |  |  | (OP) Operating | [6 empty] | Darke | 39.9867 | -84.5513
40577 | American Mun Power-Ohio, Inc | 7782 | Hamilton Peaking | Electric Utility | OH | 1 | 32 | 29 | Natural Gas Fired Combustion Turbine | NG | GT | 6 | 2000 |  |  | (OP) Operating | [6 empty] | Butler | 39.3528 | -84.5183
40577 | American Mun Power-Ohio, Inc | 7783 | Bowling Green Peaking | Electric Utility | OH | 1 | 32 | 29 | Natural Gas Fired Combustion Turbine | NG | GT | 6 | 2000 |  |  | (OP) Operating | [6 empty] | WOOD | 41.3884 | -83.6402
58651 | Allegany Generating Station, LLC | 7784 | Allegany Cogen | IPP Non-CHP | NY | 1 | 42 | 40 | Natural Gas Fired Combined Cycle | NG | CT | 6 | 1994 |  |  | (OP) Operating | [6 empty] | Allegany | 42.5027 | -78.0686
58651 | Allegany Generating Station, LLC | 7784 | Allegany Cogen | IPP Non-CHP | NY | 2 | 25 | 20 | Natural Gas Fired Combined Cycle | NG | CA | 6 | 1994 |  |  | (OP) Operating | [6 empty] | Allegany | 42.5027 | -78.0686
11204 | Los Alamos County | 7789 | Abiquiu Dam | Electric Utility | NM | 1 | 6.3 | 6.9 | Conventional Hydroelectric | WAT | HY | 4 | 1989 |  |  | (OP) Operating | [6 empty] | Rio Arriba | 36.2399 | -106.423
11204 | Los Alamos County | 7789 | Abiquiu Dam | Electric Utility | NM | 2 | 6.3 | 6.9 | Conventional Hydroelectric | WAT | HY | 4 | 1989 |  |  | (OP) Operating | [6 empty] | Rio Arriba | 36.2399 | -106.423
11204 | Los Alamos County | 7789 | Abiquiu Dam | Electric Utility | NM | 3 | 3 | 3 | Conventional Hydroelectric | WAT | HY | 5 | 2011 |  |  | (OP) Operating | [6 empty] | Rio Arriba | 36.2399 | -106.423
40230 | Deseret Generation & Tran Coop | 7790 | Bonanza | Electric Utility | UT | 1 | 499.5 | 458 | Conventional Steam Coal | BIT | ST | 5 | 1986 |  |  | (OP) Operating | [6 empty] | Uintah | 40.0864 | -109.2844
40577 | American Mun Power-Ohio, Inc | 7791 | Montpelier | Electric Utility | OH | 1 | 1.8 | 1.8 | Petroleum Liquids | DFO | IC | 7 | 2000 |  |  | (OP) Operating | [6 empty] | Williams | 41.5855 | -84.5794
40577 | American Mun Power-Ohio, Inc | 7791 | Montpelier | Electric Utility | OH | 2 | 1.8 | 1.8 | Petroleum Liquids | DFO | IC | 7 | 2000 |  |  | (OP) Operating | [6 empty] | Williams | 41.5855 | -84.5794
40577 | American Mun Power-Ohio, Inc | 7791 | Montpelier | Electric Utility | OH | 3 | 1.8 | 1.8 | Petroleum Liquids | DFO | IC | 7 | 2000 |  |  | (OP) Operating | [6 empty] | Williams | 41.5855 | -84.5794
40577 | American Mun Power-Ohio, Inc | 7791 | Montpelier | Electric Utility | OH | 4 | 1.8 | 1.8 | Petroleum Liquids | DFO | IC | 7 | 2000 |  |  | (OP) Operating | [6 empty] | Williams | 41.5855 | -84.5794
40577 | American Mun Power-Ohio, Inc | 7791 | Montpelier | Electric Utility | OH | 5 | 1.8 | 1.8 | Petroleum Liquids | DFO | IC | 7 | 2000 |  |  | (OP) Operating | [6 empty] | Williams | 41.5855 | -84.5794
40577 | American Mun Power-Ohio, Inc | 7791 | Montpelier | Electric Utility | OH | 6 | 1.8 | 1.8 | Petroleum Liquids | DFO | IC | 7 | 2000 |  |  | (OP) Operating | [6 empty] | Williams | 41.5855 | -84.5794
11571 | Manitowoc Public Utilities | 7795 | Custer Energy Center | Electric Utility | WI | 1 | 24.5 | 22 | Natural Gas Fired Combustion Turbine | NG | GT | 6 | 1999 |  |  | (OP) Operating | [6 empty] | Manitowoc | 44.0854 | -87.7261
11560 | City of Manassas - (VA) | 7797 | Dominion/Lo Mar | Electric Utility | VA | DOM1 | 12 | 11.1 | Petroleum Liquids | DFO | GT | 8 | 1997 |  |  | (OP) Operating | [6 empty] | Prince William | 38.7443 | -77.4974
11560 | City of Manassas - (VA) | 7797 | Dominion/Lo Mar | Electric Utility | VA | DOM2 | 1.8 | 1.7 | Petroleum Liquids | DFO | IC | 8 | 1997 |  |  | (OP) Operating | [6 empty] | Prince William | 38.7443 | -77.4974
11560 | City of Manassas - (VA) | 7797 | Dominion/Lo Mar | Electric Utility | VA | LOM1 | 1.8 | 1.7 | Petroleum Liquids | DFO | IC | 8 | 1997 |  |  | (OP) Operating | [6 empty] | Prince William | 38.7443 | -77.4974
11560 | City of Manassas - (VA) | 7797 | Dominion/Lo Mar | Electric Utility | VA | LOM2 | 1.8 | 1.7 | Petroleum Liquids | DFO | IC | 8 | 1997 |  |  | (OP) Operating | [6 empty] | Prince William | 38.7443 | -77.4974
11560 | City of Manassas - (VA) | 7797 | Dominion/Lo Mar | Electric Utility | VA | LOM3 | 1.8 | 1.7 | Petroleum Liquids | DFO | IC | 8 | 1997 |  |  | (OP) Operating | [6 empty] | Prince William | 38.7443 | -77.4974
11560 | City of Manassas - (VA) | 7798 | Gateway Gen | Electric Utility | VA | 1 | 1.8 | 1.7 | Petroleum Liquids | DFO | IC | 3 | 1996 |  |  | (OP) Operating | [6 empty] | Prince William | 38.7253 | -77.5097
11560 | City of Manassas - (VA) | 7798 | Gateway Gen | Electric Utility | VA | 2 | 1.8 | 1.7 | Petroleum Liquids | DFO | IC | 6 | 2009 |  |  | (OP) Operating | [6 empty] | Prince William | 38.7253 | -77.5097
11479 | Madison Gas & Electric Co | 7799 | West Marinette 34 | Electric Utility | WI | 34 | 83 | 74.4 | Natural Gas Fired Combustion Turbine | NG | GT | 6 | 2000 |  |  | (OP) Operating | [6 empty] | Marinette | 45.0869 | -87.6892
3046 | Duke Energy Progress - (NC) | 7805 | Sherwood H Smith Jr Energy Complex | Electric Utility | NC | 001 | 199.4 | 157 | Natural Gas Fired Combustion Turbine | NG | GT | 5 | 2001 |  |  | (OP) Operating | [6 empty] | Richmond | 34.8392 | -79.7406
3046 | Duke Energy Progress - (NC) | 7805 | Sherwood H Smith Jr Energy Complex | Electric Utility | NC | 002 | 199.4 | 156 | Natural Gas Fired Combustion Turbine | NG | GT | 5 | 2001 |  |  | (OP) Operating | [6 empty] | Richmond | 34.8392 | -79.7406
3046 | Duke Energy Progress - (NC) | 7805 | Sherwood H Smith Jr Energy Complex | Electric Utility | NC | 003 | 199.4 | 155 | Natural Gas Fired Combustion Turbine | NG | GT | 5 | 2001 |  |  | (OP) Operating | [6 empty] | Richmond | 34.8392 | -79.7406
3046 | Duke Energy Progress - (NC) | 7805 | Sherwood H Smith Jr Energy Complex | Electric Utility | NC | 004 | 199.4 | 159 | Natural Gas Fired Combustion Turbine | NG | GT | 5 | 2001 |  |  | (OP) Operating | [6 empty] | Richmond | 34.8392 | -79.7406
3046 | Duke Energy Progress - (NC) | 7805 | Sherwood H Smith Jr Energy Complex | Electric Utility | NC | 10 | 191.2 | 178 | Natural Gas Fired Combined Cycle | NG | CT | 6 | 2011 |  |  | (OP) Operating | [6 empty] | Richmond | 34.8392 | -79.7406
3046 | Duke Energy Progress - (NC) | 7805 | Sherwood H Smith Jr Energy Complex | Electric Utility | NC | 6 | 199.4 | 153 | Natural Gas Fired Combustion Turbine | NG | GT | 6 | 2002 |  |  | (OP) Operating | [6 empty] | Richmond | 34.8392 | -79.7406
3046 | Duke Energy Progress - (NC) | 7805 | Sherwood H Smith Jr Energy Complex | Electric Utility | NC | 7 | 199.4 | 160 | Natural Gas Fired Combined Cycle | NG | CT | 6 | 2002 |  |  | (OP) Operating | [6 empty] | Richmond | 34.8392 | -79.7406
3046 | Duke Energy Progress - (NC) | 7805 | Sherwood H Smith Jr Energy Complex | Electric Utility | NC | 8 | 199.4 | 157 | Natural Gas Fired Combined Cycle | NG | CT | 6 | 2002 |  |  | (OP) Operating | [6 empty] | Richmond | 34.8392 | -79.7406
3046 | Duke Energy Progress - (NC) | 7805 | Sherwood H Smith Jr Energy Complex | Electric Utility | NC | 9 | 191.2 | 178 | Natural Gas Fired Combined Cycle | NG | CT | 6 | 2011 |  |  | (OP) Operating | [6 empty] | Richmond | 34.8392 | -79.7406
3046 | Duke Energy Progress - (NC) | 7805 | Sherwood H Smith Jr Energy Complex | Electric Utility | NC | ST4 | 195.5 | 165 | Natural Gas Fired Combined Cycle | NG | CA | 6 | 2002 |  |  | (OP) Operating | [6 empty] | Richmond | 34.8392 | -79.7406
3046 | Duke Energy Progress - (NC) | 7805 | Sherwood H Smith Jr Energy Complex | Electric Utility | NC | ST5 | 271.1 | 250 | Natural Gas Fired Combined Cycle | NG | CA | 6 | 2011 |  |  | (OP) Operating | [6 empty] | Richmond | 34.8392 | -79.7406
16873 | City of Sebewaing - (MI) | 7806 | Pine Street | Electric Utility | MI | 1 | 1.1 | 1 | Natural Gas Internal Combustion Engine | NG | IC | 6 | 1969 |  |  | (OP) Operating | [6 empty] | Huron | 43.7289 | -83.4367
16873 | City of Sebewaing - (MI) | 7806 | Pine Street | Electric Utility | MI | 2 | 1.1 | 1 | Natural Gas Internal Combustion Engine | NG | IC | 6 | 1969 |  |  | (OP) Operating | [6 empty] | Huron | 43.7289 | -83.4367
16873 | City of Sebewaing - (MI) | 7806 | Pine Street | Electric Utility | MI | 3 | 1.1 | 1 | Petroleum Liquids | DFO | IC | 1 | 1988 |  |  | (OP) Operating | [6 empty] | Huron | 43.7289 | -83.4367
16873 | City of Sebewaing - (MI) | 7806 | Pine Street | Electric Utility | MI | 4 | 1.1 | 1 | Petroleum Liquids | DFO | IC | 1 | 1988 |  |  | (OP) Operating | [6 empty] | Huron | 43.7289 | -83.4367
16873 | City of Sebewaing - (MI) | 7806 | Pine Street | Electric Utility | MI | 5 | 1.3 | 1.2 | Natural Gas Internal Combustion Engine | NG | IC | 5 | 1996 |  |  | (OP) Operating | [6 empty] | Huron | 43.7289 | -83.4367
16873 | City of Sebewaing - (MI) | 7806 | Pine Street | Electric Utility | MI | 6 | 1.3 | 1.2 | Natural Gas Internal Combustion Engine | NG | IC | 5 | 1996 |  |  | (OP) Operating | [6 empty] | Huron | 43.7289 | -83.4367
7977 | City of Hamilton - (OH) | 7807 | Hamilton Hydro | Electric Utility | OH | 3 | 1.1 | 1 | Conventional Hydroelectric | WAT | HY | 5 | 1994 |  |  | (OP) Operating | [6 empty] | Butler | 39.4128 | -84.5558
7977 | City of Hamilton - (OH) | 7807 | Hamilton Hydro | Electric Utility | OH | 4 | 1.1 | 1 | Conventional Hydroelectric | WAT | HY | 5 | 1994 |  |  | (OP) Operating | [6 empty] | Butler | 39.4128 | -84.5558
792 | City of Argyle - (WI) | 7810 | Argyle | Electric Utility | WI | 3 | 0.1 | 0.1 | Conventional Hydroelectric | WAT | HY | 1 | 1929 |  |  | (OP) Operating | [6 empty] | LAFAYETTE | 42.7019 | -89.8697
792 | City of Argyle - (WI) | 7810 | Argyle | Electric Utility | WI | 5 | 2.2 | 2 | Petroleum Liquids | DFO | IC | 7 | 2004 |  |  | (SB) Standby/Backup: available for service but not normally used | [6 empty] | LAFAYETTE | 42.7019 | -89.8697
13994 | Oglethorpe Power Corporation | 7813 | Sewell Creek Energy | Electric Utility | GA | 1 | 121 | 91.3 | Natural Gas Fired Combustion Turbine | NG | GT | 7 | 2000 |  |  | (OP) Operating | [6 empty] | Polk | 33.9486 | -85.2769
13994 | Oglethorpe Power Corporation | 7813 | Sewell Creek Energy | Electric Utility | GA | 2 | 121 | 91.3 | Natural Gas Fired Combustion Turbine | NG | GT | 7 | 2000 |  |  | (OP) Operating | [6 empty] | Polk | 33.9486 | -85.2769
13994 | Oglethorpe Power Corporation | 7813 | Sewell Creek Energy | Electric Utility | GA | 3 | 164 | 128.5 | Natural Gas Fired Combustion Turbine | NG | GT | 9 | 2000 |  |  | (OP) Operating | [6 empty] | Polk | 33.9486 | -85.2769
13994 | Oglethorpe Power Corporation | 7813 | Sewell Creek Energy | Electric Utility | GA | 4 | 164 | 126.8 | Natural Gas Fired Combustion Turbine | NG | GT | 6 | 2000 |  |  | (OP) Operating | [6 empty] | Polk | 33.9486 | -85.2769
59159 | Central Electric Power | 7814 | Webb Forging | Electric Utility | SC | 1 | 2.9 | 2.4 | Petroleum Liquids | DFO | IC | 7 | 2003 |  |  | (OP) Operating | [6 empty] | Union | 34.5567 | -81.4919
59159 | Central Electric Power | 7814 | Webb Forging | Electric Utility | SC | 2 | 2.9 | 2.4 | Petroleum Liquids | DFO | IC | 7 | 2003 |  |  | (OP) Operating | [6 empty] | Union | 34.5567 | -81.4919
40307 | Prairie Power, Inc | 7818 | Alsey | Electric Utility | IL | 1 | 30 | 30 | Natural Gas Fired Combustion Turbine | NG | GT | 6 | 1999 |  |  | (OP) Operating | [6 empty] | Scott | 39.5698 | -90.436
40307 | Prairie Power, Inc | 7818 | Alsey | Electric Utility | IL | 2 | 30 | 30 | Natural Gas Fired Combustion Turbine | NG | GT | 8 | 1999 |  |  | (OP) Operating | [6 empty] | Scott | 39.5698 | -90.436
40307 | Prairie Power, Inc | 7818 | Alsey | Electric Utility | IL | 3 | 20 | 18 | Natural Gas Fired Combustion Turbine | NG | GT | 7 | 1999 |  |  | (OP) Operating | [6 empty] | Scott | 39.5698 | -90.436
40307 | Prairie Power, Inc | 7818 | Alsey | Electric Utility | IL | 4 | 20 | 18 | Natural Gas Fired Combustion Turbine | NG | GT | 8 | 1999 |  |  | (OP) Operating | [6 empty] | Scott | 39.5698 | -90.436
40307 | Prairie Power, Inc | 7818 | Alsey | Electric Utility | IL | 5 | 25 | 25 | Natural Gas Fired Combustion Turbine | NG | GT | 6 | 1999 |  |  | (OP) Operating | [6 empty] | Scott | 39.5698 | -90.436
20847 | Wisconsin Electric Power Co | 7820 | Big Quinnesec 92 | Electric Utility | MI | 1 | 8 | 8 | Conventional Hydroelectric | WAT | HY | 11 | 1949 |  |  | (OP) Operating | [6 empty] | Dickinson | 45.7881 | -88.0408
20847 | Wisconsin Electric Power Co | 7820 | Big Quinnesec 92 | Electric Utility | MI | 2 | 8 | 8 | Conventional Hydroelectric | WAT | HY | 12 | 1949 |  |  | (OP) Operating | [6 empty] | Dickinson | 45.7881 | -88.0408
20847 | Wisconsin Electric Power Co | 7821 | Big Quinnesec 61 | Electric Utility | MI | 4 | 2.2 | 2.2 | Conventional Hydroelectric | WAT | HY | 5 | 1914 |  |  | (OP) Operating | [6 empty] | Dickinson | 45.7881 | -88.0408
20847 | Wisconsin Electric Power Co | 7821 | Big Quinnesec 61 | Electric Utility | MI | 5 | 2.2 | 2.2 | Conventional Hydroelectric | WAT | HY | 5 | 1914 |  |  | (OP) Operating | [6 empty] | Dickinson | 45.7881 | -88.0408
10056 | City of Kaukauna | 7822 | Kaukauna City Hydro | Electric Utility | WI | 1 | 2.4 | 2.4 | Conventional Hydroelectric | WAT | HY | 12 | 1940 |  |  | (OP) Operating | [6 empty] | OUTAGAMIE | 44.2746 | -88.3191
10056 | City of Kaukauna | 7822 | Kaukauna City Hydro | Electric Utility | WI | 2 | 2.4 | 2.4 | Conventional Hydroelectric | WAT | HY | 10 | 1942 |  |  | (OP) Operating | [6 empty] | OUTAGAMIE | 44.2746 | -88.3191
9216 | Imperial Irrigation District | 7824 | Rockwood | Electric Utility | CA | 1 | 24.9 | 24.1 | Natural Gas Fired Combustion Turbine | NG | GT | 6 | 1979 |  |  | (OP) Operating | [6 empty] | Imperial | 32.9553 | -115.5364
9216 | Imperial Irrigation District | 7824 | Rockwood | Electric Utility | CA | 2 | 24.9 | 23 | Petroleum Liquids | DFO | GT | 4 | 1980 |  |  | (OP) Operating | [6 empty] | Imperial | 32.9553 | -115.5364
807 | Arkansas Electric Coop Corp | 7825 | Fulton (AR) | Electric Utility | AR | 1 | 154.8 | 153 | Natural Gas Fired Combustion Turbine | NG | GT | 5 | 2001 |  |  | (OP) Operating | [6 empty] | Hempstead | 33.6094 | -93.7924
17650 | Southern Power Co | 7826 | Rowan | IPP Non-CHP | NC | 001 | 199.4 | 154 | Natural Gas Fired Combustion Turbine | NG | GT | 4 | 2001 |  |  | (OP) Operating | [6 empty] | Rowan | 35.7314 | -80.6019
17650 | Southern Power Co | 7826 | Rowan | IPP Non-CHP | NC | 002 | 199.4 | 154 | Natural Gas Fired Combustion Turbine | NG | GT | 4 | 2001 |  |  | (OP) Operating | [6 empty] | Rowan | 35.7314 | -80.6019
17650 | Southern Power Co | 7826 | Rowan | IPP Non-CHP | NC | 003 | 199.4 | 154 | Natural Gas Fired Combustion Turbine | NG | GT | 5 | 2001 |  |  | (OP) Operating | [6 empty] | Rowan | 35.7314 | -80.6019
17650 | Southern Power Co | 7826 | Rowan | IPP Non-CHP | NC | 4 | 199.4 | 476.8 | Natural Gas Fired Combined Cycle | NG | CT | 6 | 2003 |  |  | (OP) Operating | [6 empty] | Rowan | 35.7314 | -80.6019
17650 | Southern Power Co | 7826 | Rowan | IPP Non-CHP | NC | 5 | 199.4 |  | Natural Gas Fired Combined Cycle | NG | CT | 6 | 2003 |  |  | (OP) Operating | [6 empty] | Rowan | 35.7314 | -80.6019
17650 | Southern Power Co | 7826 | Rowan | IPP Non-CHP | NC | STG | 195 |  | Natural Gas Fired Combined Cycle | NG | CA | 6 | 2003 |  |  | (OP) Operating | [6 empty] | Rowan | 35.7314 | -80.6019
40577 | American Mun Power-Ohio, Inc | 7827 | Shelby North | Electric Utility | OH | 1 | 1.8 | 1.8 | Petroleum Liquids | DFO | IC | 6 | 2000 |  |  | (OP) Operating | [6 empty] | Richland | 40.8969 | -82.6625
17043 | City of Shelby - (OH) | 7828 | Shelby South | Electric Utility | OH | 1 | 1.8 | 1.8 | Petroleum Liquids | DFO | IC | 6 | 2000 |  |  | (OP) Operating | [6 empty] | Richland | 40.9089 | -82.6533
13994 | Oglethorpe Power Corporation | 7829 | Smarr Energy Center | Electric Utility | GA | 1 | 121 | 93.6 | Natural Gas Fired Combustion Turbine | NG | GT | 6 | 1999 |  |  | (OP) Operating | [6 empty] | Monroe | 32.9842 | -83.8464
13994 | Oglethorpe Power Corporation | 7829 | Smarr Energy Center | Electric Utility | GA | 2 | 121 | 93.8 | Natural Gas Fired Combustion Turbine | NG | GT | 6 | 1999 |  |  | (OP) Operating | [6 empty] | Monroe | 32.9842 | -83.8464
38084 | Great Lakes Energy Coop | 7831 | Beaver Island | Electric Utility | MI | 1 | 1.2 | 1 | Petroleum Liquids | DFO | IC | 9 | 2000 |  |  | (SB) Standby/Backup: available for service but not normally used | [6 empty] | Charlevoix | 45.7291 | -85.5244
38084 | Great Lakes Energy Coop | 7831 | Beaver Island | Electric Utility | MI | 2 | 1.2 | 1 | Petroleum Liquids | DFO | IC | 9 | 2000 |  |  | (SB) Standby/Backup: available for service but not normally used | [6 empty] | Charlevoix | 45.7291 | -85.5244
38084 | Great Lakes Energy Coop | 7831 | Beaver Island | Electric Utility | MI | 3 | 0.9 | 0.8 | Petroleum Liquids | DFO | IC | 1 | 2001 |  |  | (SB) Standby/Backup: available for service but not normally used | [6 empty] | Charlevoix | 45.7291 | -85.5244
10393 | PUD No 1 of Klickitat County | 7832 | Roosevelt Biogas 1 | Electric Utility | WA | 1 | 2.1 | 2.1 | Landfill Gas | LFG | IC | 6 | 1999 |  |  | (OP) Operating | [6 empty] | Klickitat | 45.8015 | -120.1672
10393 | PUD No 1 of Klickitat County | 7832 | Roosevelt Biogas 1 | Electric Utility | WA | 2 | 2.1 | 2.1 | Landfill Gas | LFG | IC | 6 | 1999 |  |  | (OP) Operating | [6 empty] | Klickitat | 45.8015 | -120.1672
10393 | PUD No 1 of Klickitat County | 7832 | Roosevelt Biogas 1 | Electric Utility | WA | 3 | 2.1 | 2.1 | Landfill Gas | LFG | IC | 6 | 1999 |  |  | (OP) Operating | [6 empty] | Klickitat | 45.8015 | -120.1672
10393 | PUD No 1 of Klickitat County | 7832 | Roosevelt Biogas 1 | Electric Utility | WA | 4 | 2.1 | 2.1 | Landfill Gas | LFG | IC | 6 | 1999 |  |  | (OP) Operating | [6 empty] | Klickitat | 45.8015 | -120.1672
10393 | PUD No 1 of Klickitat County | 7832 | Roosevelt Biogas 1 | Electric Utility | WA | 5 | 2.1 | 2.1 | Landfill Gas | LFG | IC | 8 | 2000 |  |  | (OP) Operating | [6 empty] | Klickitat | 45.8015 | -120.1672
10393 | PUD No 1 of Klickitat County | 7832 | Roosevelt Biogas 1 | Electric Utility | WA | 7 | 10 | 10 | Landfill Gas | LFG | CT | 10 | 2011 |  |  | (OP) Operating | [6 empty] | Klickitat | 45.8015 | -120.1672
10393 | PUD No 1 of Klickitat County | 7832 | Roosevelt Biogas 1 | Electric Utility | WA | 8 | 10 | 10 | Landfill Gas | LFG | CT | 10 | 2011 |  |  | (OP) Operating | [6 empty] | Klickitat | 45.8015 | -120.1672
10393 | PUD No 1 of Klickitat County | 7832 | Roosevelt Biogas 1 | Electric Utility | WA | 9 | 6 | 6 | Landfill Gas | LFG | CA | 10 | 2011 |  |  | (OP) Operating | [6 empty] | Klickitat | 45.8015 | -120.1672
17543 | South Carolina Public Service Authority | 7834 | John S Rainey | Electric Utility | SC | CT1A | 165 | 150 | Natural Gas Fired Combined Cycle | NG | CT | 9 | 2001 |  |  | (OP) Operating | [6 empty] | Anderson | 34.3477 | -82.7745
17543 | South Carolina Public Service Authority | 7834 | John S Rainey | Electric Utility | SC | CT1B | 165 | 150 | Natural Gas Fired Combined Cycle | NG | CT | 9 | 2001 |  |  | (OP) Operating | [6 empty] | Anderson | 34.3477 | -82.7745
17543 | South Carolina Public Service Authority | 7834 | John S Rainey | Electric Utility | SC | CT2A | 165 | 146 | Natural Gas Fired Combustion Turbine | NG | GT | 3 | 2002 |  |  | (OP) Operating | [6 empty] | Anderson | 34.3477 | -82.7745
17543 | South Carolina Public Service Authority | 7834 | John S Rainey | Electric Utility | SC | CT2B | 165 | 146 | Natural Gas Fired Combustion Turbine | NG | GT | 5 | 2002 |  |  | (OP) Operating | [6 empty] | Anderson | 34.3477 | -82.7745
17543 | South Carolina Public Service Authority | 7834 | John S Rainey | Electric Utility | SC | CT3A | 84 | 75 | Natural Gas Fired Combustion Turbine | NG | GT | 1 | 2004 |  |  | (OP) Operating | [6 empty] | Anderson | 34.3477 | -82.7745
17543 | South Carolina Public Service Authority | 7834 | John S Rainey | Electric Utility | SC | CT3B | 84 | 75 | Natural Gas Fired Combustion Turbine | NG | GT | 1 | 2004 |  |  | (OP) Operating | [6 empty] | Anderson | 34.3477 | -82.7745
17543 | South Carolina Public Service Authority | 7834 | John S Rainey | Electric Utility | SC | CT4A | 84 | 75 | Natural Gas Fired Combustion Turbine | NG | GT | 1 | 2004 |  |  | (OP) Operating | [6 empty] | Anderson | 34.3477 | -82.7745
17543 | South Carolina Public Service Authority | 7834 | John S Rainey | Electric Utility | SC | ST1S | 190 | 160 | Natural Gas Fired Combined Cycle | NG | CA | 9 | 2001 |  |  | (OP) Operating | [6 empty] | Anderson | 34.3477 | -82.7745
56386 | Essential Power Rock Springs LLC | 7835 | Essential Power Rock Springs LLC | IPP Non-CHP | MD | 1 | 198.9 | 162.1 | Natural Gas Fired Combustion Turbine | NG | GT | 6 | 2003 |  |  | (OP) Operating | [6 empty] | Cecil | 39.719 | -76.1598
56386 | Essential Power Rock Springs LLC | 7835 | Essential Power Rock Springs LLC | IPP Non-CHP | MD | 2 | 175.9 | 161.4 | Natural Gas Fired Combustion Turbine | NG | GT | 6 | 2003 |  |  | (OP) Operating | [6 empty] | Cecil | 39.719 | -76.1598
56386 | Essential Power Rock Springs LLC | 7835 | Essential Power Rock Springs LLC | IPP Non-CHP | MD | 3 | 198.9 | 163.6 | Natural Gas Fired Combustion Turbine | NG | GT | 6 | 2003 |  |  | (OP) Operating | [6 empty] | Cecil | 39.719 | -76.1598
56386 | Essential Power Rock Springs LLC | 7835 | Essential Power Rock Springs LLC | IPP Non-CHP | MD | 4 | 198.9 | 166.4 | Natural Gas Fired Combustion Turbine | NG | GT | 6 | 2003 |  |  | (OP) Operating | [6 empty] | Cecil | 39.719 | -76.1598
40229 | Old Dominion Electric Coop | 7836 | Marsh Run Generation Facility | Electric Utility | VA | 1 | 171.1 | 160.8 | Natural Gas Fired Combustion Turbine | NG | GT | 9 | 2004 |  |  | (OP) Operating | [6 empty] | Fauquier | 38.5283 | -77.7681
40229 | Old Dominion Electric Coop | 7836 | Marsh Run Generation Facility | Electric Utility | VA | 2 | 171.1 | 159.3 | Natural Gas Fired Combustion Turbine | NG | GT | 9 | 2004 |  |  | (OP) Operating | [6 empty] | Fauquier | 38.5283 | -77.7681
40229 | Old Dominion Electric Coop | 7836 | Marsh Run Generation Facility | Electric Utility | VA | 3 | 171.1 | 161 | Natural Gas Fired Combustion Turbine | NG | GT | 9 | 2004 |  |  | (OP) Operating | [6 empty] | Fauquier | 38.5283 | -77.7681
40229 | Old Dominion Electric Coop | 7837 | Louisa Generation Facility | Electric Utility | VA | 1 | 84.5 | 76.5 | Natural Gas Fired Combustion Turbine | NG | GT | 8 | 2003 |  |  | (OP) Operating | [6 empty] | Louisa | 38.1181 | -78.2139
40229 | Old Dominion Electric Coop | 7837 | Louisa Generation Facility | Electric Utility | VA | 2 | 84.5 | 77 | Natural Gas Fired Combustion Turbine | NG | GT | 8 | 2003 |  |  | (OP) Operating | [6 empty] | Louisa | 38.1181 | -78.2139
40229 | Old Dominion Electric Coop | 7837 | Louisa Generation Facility | Electric Utility | VA | 3 | 84.5 | 77.3 | Natural Gas Fired Combustion Turbine | NG | GT | 8 | 2003 |  |  | (OP) Operating | [6 empty] | Louisa | 38.1181 | -78.2139
40229 | Old Dominion Electric Coop | 7837 | Louisa Generation Facility | Electric Utility | VA | 4 | 84.5 | 77.2 | Natural Gas Fired Combustion Turbine | NG | GT | 8 | 2003 |  |  | (OP) Operating | [6 empty] | Louisa | 38.1181 | -78.2139
40229 | Old Dominion Electric Coop | 7837 | Louisa Generation Facility | Electric Utility | VA | 5 | 171.1 | 158 | Natural Gas Fired Combustion Turbine | NG | GT | 8 | 2003 |  |  | (OP) Operating | [6 empty] | Louisa | 38.1181 | -78.2139
19876 | Virginia Electric & Power Co | 7838 | Remington | Electric Utility | VA | 1 | 178.5 | 153 | Natural Gas Fired Combustion Turbine | NG | GT | 6 | 2000 |  |  | (OP) Operating | [6 empty] | Fauquier | 38.5442 | -77.7714
19876 | Virginia Electric & Power Co | 7838 | Remington | Electric Utility | VA | 2 | 170 | 151 | Natural Gas Fired Combustion Turbine | NG | GT | 6 | 2000 |  |  | (OP) Operating | [6 empty] | Fauquier | 38.5442 | -77.7714
19876 | Virginia Electric & Power Co | 7838 | Remington | Electric Utility | VA | 3 | 178.5 | 152 | Natural Gas Fired Combustion Turbine | NG | GT | 7 | 2000 |  |  | (OP) Operating | [6 empty] | Fauquier | 38.5442 | -77.7714
19876 | Virginia Electric & Power Co | 7838 | Remington | Electric Utility | VA | 4 | 178.5 | 152 | Natural Gas Fired Combustion Turbine | NG | GT | 7 | 2000 |  |  | (OP) Operating | [6 empty] | Fauquier | 38.5442 | -77.7714
19876 | Virginia Electric & Power Co | 7839 | Ladysmith | Electric Utility | VA | 1 | 178.5 | 151 | Natural Gas Fired Combustion Turbine | NG | GT | 5 | 2001 |  |  | (OP) Operating | [6 empty] | Caroline | 38.0722 | -77.5133
19876 | Virginia Electric & Power Co | 7839 | Ladysmith | Electric Utility | VA | 2 | 178.5 | 151 | Natural Gas Fired Combustion Turbine | NG | GT | 5 | 2001 |  |  | (OP) Operating | [6 empty] | Caroline | 38.0722 | -77.5133
19876 | Virginia Electric & Power Co | 7839 | Ladysmith | Electric Utility | VA | 3 | 178.5 | 161 | Natural Gas Fired Combustion Turbine | NG | GT | 6 | 2008 |  |  | (OP) Operating | [6 empty] | Caroline | 38.0722 | -77.5133
19876 | Virginia Electric & Power Co | 7839 | Ladysmith | Electric Utility | VA | 4 | 178.5 | 160 | Natural Gas Fired Combustion Turbine | NG | GT | 6 | 2008 |  |  | (OP) Operating | [6 empty] | Caroline | 38.0722 | -77.5133
19876 | Virginia Electric & Power Co | 7839 | Ladysmith | Electric Utility | VA | 5 | 178.5 | 160 | Natural Gas Fired Combustion Turbine | NG | GT | 4 | 2009 |  |  | (OP) Operating | [6 empty] | Caroline | 38.0722 | -77.5133
4329 | Copper Valley Elec Assn, Inc | 7841 | Valdez Cogen | Electric Utility | AK | 1 | 5.3 | 5.1 | Petroleum Liquids | WO | GT | 4 | 2000 |  |  | (OP) Operating |  |  | 0 |  |  | 0 | Valdez Cordova | 61.0839 | -146.2529
17697 | Southwestern Electric Coop Inc - (IL) | 7842 | Freedom Power Project | Electric Utility | IL | CT1 | 71 | 45 | Natural Gas Fired Combustion Turbine | NG | GT | 6 | 2000 |  |  | (OP) Operating | [6 empty] | FAYETTE | 39.1033 | -88.859
7570 | Great River Energy | 7843 | Pleasant Valley (MN) | Electric Utility | MN | 11 | 167.5 | 159.5 | Natural Gas Fired Combustion Turbine | NG | GT | 5 | 2001 |  |  | (OP) Operating | [6 empty] | Mower | 43.7994 | -92.6829
7570 | Great River Energy | 7843 | Pleasant Valley (MN) | Electric Utility | MN | 12 | 167.5 | 153.6 | Natural Gas Fired Combustion Turbine | NG | GT | 5 | 2001 |  |  | (OP) Operating | [6 empty] | Mower | 43.7994 | -92.6829
7570 | Great River Energy | 7843 | Pleasant Valley (MN) | Electric Utility | MN | 13 | 132.8 | 128.8 | Natural Gas Fired Combustion Turbine | NG | GT | 5 | 2002 |  |  | (OP) Operating | [6 empty] | Mower | 43.7994 | -92.6829
12667 | Minnesota Municipal Power Agny | 7844 | Minnesota River | Electric Utility | MN | UOO1 | 49 | 39 | Natural Gas Fired Combustion Turbine | NG | GT | 5 | 2001 |  |  | (OP) Operating | [6 empty] | Carver | 44.7952 | -93.581
18642 | Tennessee Valley Authority | 7845 | Lagoon Creek | Electric Utility | TN | CTG1 | 173.4 | 160 | Natural Gas Fired Combined Cycle | NG | CT | 9 | 2010 |  |  | (OP) Operating | [6 empty] | Haywood | 35.6578 | -89.3964
18642 | Tennessee Valley Authority | 7845 | Lagoon Creek | Electric Utility | TN | CTG2 | 173.4 | 160 | Natural Gas Fired Combined Cycle | NG | CT | 9 | 2010 |  |  | (OP) Operating | [6 empty] | Haywood | 35.6578 | -89.3964
18642 | Tennessee Valley Authority | 7845 | Lagoon Creek | Electric Utility | TN | GT1 | 84.5 | 73.9 | Natural Gas Fired Combustion Turbine | NG | GT | 6 | 2001 |  |  | (OP) Operating | [6 empty] | Haywood | 35.6578 | -89.3964
18642 | Tennessee Valley Authority | 7845 | Lagoon Creek | Electric Utility | TN | GT10 | 86.2 | 72.7 | Natural Gas Fired Combustion Turbine | NG | GT | 6 | 2002 |  |  | (OP) Operating | [6 empty] | Haywood | 35.6578 | -89.3964
18642 | Tennessee Valley Authority | 7845 | Lagoon Creek | Electric Utility | TN | GT11 | 86.2 | 72.7 | Natural Gas Fired Combustion Turbine | NG | GT | 6 | 2002 |  |  | (OP) Operating | [6 empty] | Haywood | 35.6578 | -89.3964
18642 | Tennessee Valley Authority | 7845 | Lagoon Creek | Electric Utility | TN | GT12 | 86.2 | 72.7 | Natural Gas Fired Combustion Turbine | NG | GT | 6 | 2002 |  |  | (OP) Operating | [6 empty] | Haywood | 35.6578 | -89.3964
18642 | Tennessee Valley Authority | 7845 | Lagoon Creek | Electric Utility | TN | GT2 | 84.5 | 73.9 | Natural Gas Fired Combustion Turbine | NG | GT | 6 | 2001 |  |  | (OP) Operating | [6 empty] | Haywood | 35.6578 | -89.3964
18642 | Tennessee Valley Authority | 7845 | Lagoon Creek | Electric Utility | TN | GT3 | 84.5 | 73.9 | Natural Gas Fired Combustion Turbine | NG | GT | 6 | 2001 |  |  | (OP) Operating | [6 empty] | Haywood | 35.6578 | -89.3964
18642 | Tennessee Valley Authority | 7845 | Lagoon Creek | Electric Utility | TN | GT4 | 84.5 | 73.9 | Natural Gas Fired Combustion Turbine | NG | GT | 6 | 2001 |  |  | (OP) Operating | [6 empty] | Haywood | 35.6578 | -89.3964
18642 | Tennessee Valley Authority | 7845 | Lagoon Creek | Electric Utility | TN | GT5 | 84.5 | 73.9 | Natural Gas Fired Combustion Turbine | NG | GT | 6 | 2001 |  |  | (OP) Operating | [6 empty] | Haywood | 35.6578 | -89.3964
18642 | Tennessee Valley Authority | 7845 | Lagoon Creek | Electric Utility | TN | GT6 | 84.5 | 73.9 | Natural Gas Fired Combustion Turbine | NG | GT | 6 | 2001 |  |  | (OP) Operating | [6 empty] | Haywood | 35.6578 | -89.3964
18642 | Tennessee Valley Authority | 7845 | Lagoon Creek | Electric Utility | TN | GT7 | 84.5 | 73.9 | Natural Gas Fired Combustion Turbine | NG | GT | 7 | 2001 |  |  | (OP) Operating | [6 empty] | Haywood | 35.6578 | -89.3964
18642 | Tennessee Valley Authority | 7845 | Lagoon Creek | Electric Utility | TN | GT8 | 84.5 | 73.9 | Natural Gas Fired Combustion Turbine | NG | GT | 7 | 2001 |  |  | (OP) Operating | [6 empty] | Haywood | 35.6578 | -89.3964
18642 | Tennessee Valley Authority | 7845 | Lagoon Creek | Electric Utility | TN | GT9 | 86.2 | 72.7 | Natural Gas Fired Combustion Turbine | NG | GT | 6 | 2002 |  |  | (OP) Operating | [6 empty] | Haywood | 35.6578 | -89.3964
18642 | Tennessee Valley Authority | 7845 | Lagoon Creek | Electric Utility | TN | STG1 | 257.6 | 205 | Natural Gas Fired Combined Cycle | NG | CA | 9 | 2010 |  |  | (OP) Operating | [6 empty] | Haywood | 35.6578 | -89.3964
9617 | JEA | 7846 | Brandy Branch | Electric Utility | FL | 001 | 185 | 158.6 | Natural Gas Fired Combustion Turbine | NG | GT | 5 | 2001 |  |  | (OP) Operating | [6 empty] | Duval | 30.3206 | -81.9472
9617 | JEA | 7846 | Brandy Branch | Electric Utility | FL | 002 | 185 | 158.6 | Natural Gas Fired Combined Cycle | NG | CT | 5 | 2001 |  |  | (OP) Operating | [6 empty] | Duval | 30.3206 | -81.9472
9617 | JEA | 7846 | Brandy Branch | Electric Utility | FL | 003 | 185 | 158.6 | Natural Gas Fired Combined Cycle | NG | CT | 10 | 2001 |  |  | (OP) Operating | [6 empty] | Duval | 30.3206 | -81.9472
9617 | JEA | 7846 | Brandy Branch | Electric Utility | FL | 004 | 228.1 | 185 | Natural Gas Fired Combined Cycle | NG | CA | 2 | 2005 |  |  | (OP) Operating | [6 empty] | Duval | 30.3206 | -81.9472
4305 | City of Coon Rapids | 7847 | Coon Rapids II | Electric Utility | IA | 1 | 1.8 | 1.7 | Petroleum Liquids | DFO | IC | 10 | 2001 |  |  | (SB) Standby/Backup: available for service but not normally used | [6 empty] | CARROLL | 41.871 | -94.6808
4305 | City of Coon Rapids | 7847 | Coon Rapids II | Electric Utility | IA | 2 | 1.8 | 1.7 | Petroleum Liquids | DFO | IC | 10 | 2001 |  |  | (SB) Standby/Backup: available for service but not normally used | [6 empty] | CARROLL | 41.871 | -94.6808
4305 | City of Coon Rapids | 7847 | Coon Rapids II | Electric Utility | IA | 3 | 1.8 | 1.7 | Petroleum Liquids | DFO | IC | 10 | 2001 |  |  | (SB) Standby/Backup: available for service but not normally used | [6 empty] | CARROLL | 41.871 | -94.6808
924 | Associated Electric Coop, Inc | 7848 | Holden | Electric Utility | MO | 11 | 107.1 | 70 | Natural Gas Fired Combustion Turbine | NG | GT | 6 | 2002 |  |  | (OP) Operating | [6 empty] | Johnson | 38.7538 | -93.9983
924 | Associated Electric Coop, Inc | 7848 | Holden | Electric Utility | MO | 12 | 107.1 | 70 | Natural Gas Fired Combustion Turbine | NG | GT | 6 | 2002 |  |  | (OP) Operating | [6 empty] | Johnson | 38.7538 | -93.9983
924 | Associated Electric Coop, Inc | 7848 | Holden | Electric Utility | MO | 13 | 107.1 | 70 | Natural Gas Fired Combustion Turbine | NG | GT | 6 | 2002 |  |  | (OP) Operating | [6 empty] | Johnson | 38.7538 | -93.9983
12341 | MidAmerican Energy Co | 7849 | Knoxville Industrial | Electric Utility | IA | 1 | 2 | 2 | Petroleum Liquids | DFO | IC | 4 | 2000 |  |  | (OP) Operating | [6 empty] | Marion | 41.3158 | -93.1011
12341 | MidAmerican Energy Co | 7849 | Knoxville Industrial | Electric Utility | IA | 2 | 2 | 2 | Petroleum Liquids | DFO | IC | 4 | 2000 |  |  | (OP) Operating | [6 empty] | Marion | 41.3158 | -93.1011
12341 | MidAmerican Energy Co | 7849 | Knoxville Industrial | Electric Utility | IA | 3 | 2 | 2 | Petroleum Liquids | DFO | IC | 4 | 2000 |  |  | (OP) Operating | [6 empty] | Marion | 41.3158 | -93.1011
12341 | MidAmerican Energy Co | 7849 | Knoxville Industrial | Electric Utility | IA | 4 | 2 | 2 | Petroleum Liquids | DFO | IC | 4 | 2000 |  |  | (OP) Operating | [6 empty] | Marion | 41.3158 | -93.1011
12341 | MidAmerican Energy Co | 7849 | Knoxville Industrial | Electric Utility | IA | 5 | 2 | 2 | Petroleum Liquids | DFO | IC | 4 | 2000 |  |  | (OP) Operating | [6 empty] | Marion | 41.3158 | -93.1011
12341 | MidAmerican Energy Co | 7849 | Knoxville Industrial | Electric Utility | IA | 6 | 2 | 2 | Petroleum Liquids | DFO | IC | 4 | 2000 |  |  | (OP) Operating | [6 empty] | Marion | 41.3158 | -93.1011
12341 | MidAmerican Energy Co | 7849 | Knoxville Industrial | Electric Utility | IA | 7 | 2 | 2 | Petroleum Liquids | DFO | IC | 4 | 2000 |  |  | (OP) Operating | [6 empty] | Marion | 41.3158 | -93.1011
12341 | MidAmerican Energy Co | 7849 | Knoxville Industrial | Electric Utility | IA | 8 | 2 | 2 | Petroleum Liquids | DFO | IC | 4 | 2000 |  |  | (OP) Operating | [6 empty] | Marion | 41.3158 | -93.1011
12341 | MidAmerican Energy Co | 7850 | Shenandoah | Electric Utility | IA | 1 | 2 | 2 | Petroleum Liquids | DFO | IC | 4 | 2000 |  |  | (OP) Operating | [6 empty] | Page | 40.7707 | -95.3768
12341 | MidAmerican Energy Co | 7850 | Shenandoah | Electric Utility | IA | 10 | 2 | 2 | Petroleum Liquids | DFO | IC | 4 | 2000 |  |  | (OP) Operating | [6 empty] | Page | 40.7707 | -95.3768
12341 | MidAmerican Energy Co | 7850 | Shenandoah | Electric Utility | IA | 2 | 2 | 2 | Petroleum Liquids | DFO | IC | 4 | 2000 |  |  | (OP) Operating | [6 empty] | Page | 40.7707 | -95.3768
12341 | MidAmerican Energy Co | 7850 | Shenandoah | Electric Utility | IA | 3 | 2 | 2 | Petroleum Liquids | DFO | IC | 4 | 2000 |  |  | (OP) Operating | [6 empty] | Page | 40.7707 | -95.3768
12341 | MidAmerican Energy Co | 7850 | Shenandoah | Electric Utility | IA | 4 | 2 | 2 | Petroleum Liquids | DFO | IC | 4 | 2000 |  |  | (OP) Operating | [6 empty] | Page | 40.7707 | -95.3768
12341 | MidAmerican Energy Co | 7850 | Shenandoah | Electric Utility | IA | 5 | 2 | 2 | Petroleum Liquids | DFO | IC | 4 | 2000 |  |  | (OP) Operating | [6 empty] | Page | 40.7707 | -95.3768
12341 | MidAmerican Energy Co | 7850 | Shenandoah | Electric Utility | IA | 6 | 2 | 2 | Petroleum Liquids | DFO | IC | 4 | 2000 |  |  | (OP) Operating | [6 empty] | Page | 40.7707 | -95.3768
12341 | MidAmerican Energy Co | 7850 | Shenandoah | Electric Utility | IA | 7 | 2 | 2 | Petroleum Liquids | DFO | IC | 4 | 2000 |  |  | (OP) Operating | [6 empty] | Page | 40.7707 | -95.3768
12341 | MidAmerican Energy Co | 7850 | Shenandoah | Electric Utility | IA | 8 | 2 | 2 | Petroleum Liquids | DFO | IC | 4 | 2000 |  |  | (OP) Operating | [6 empty] | Page | 40.7707 | -95.3768
12341 | MidAmerican Energy Co | 7850 | Shenandoah | Electric Utility | IA | 9 | 2 | 2 | Petroleum Liquids | DFO | IC | 4 | 2000 |  |  | (OP) Operating | [6 empty] | Page | 40.7707 | -95.3768
12341 | MidAmerican Energy Co | 7851 | Waterloo Lundquist | Electric Utility | IA | 1 | 2 | 2 | Petroleum Liquids | DFO | IC | 4 | 2000 |  |  | (OP) Operating | [6 empty] | Black Hawk | 42.5147 | -92.3294
12341 | MidAmerican Energy Co | 7851 | Waterloo Lundquist | Electric Utility | IA | 2 | 2 | 2 | Petroleum Liquids | DFO | IC | 4 | 2000 |  |  | (OP) Operating | [6 empty] | Black Hawk | 42.5147 | -92.3294
12341 | MidAmerican Energy Co | 7851 | Waterloo Lundquist | Electric Utility | IA | 3 | 2 | 2 | Petroleum Liquids | DFO | IC | 4 | 2000 |  |  | (OP) Operating | [6 empty] | Black Hawk | 42.5147 | -92.3294
12341 | MidAmerican Energy Co | 7851 | Waterloo Lundquist | Electric Utility | IA | 4 | 2 | 2 | Petroleum Liquids | DFO | IC | 4 | 2000 |  |  | (OP) Operating | [6 empty] | Black Hawk | 42.5147 | -92.3294
12341 | MidAmerican Energy Co | 7851 | Waterloo Lundquist | Electric Utility | IA | 5 | 2 | 2 | Petroleum Liquids | DFO | IC | 4 | 2000 |  |  | (OP) Operating | [6 empty] | Black Hawk | 42.5147 | -92.3294
12341 | MidAmerican Energy Co | 7851 | Waterloo Lundquist | Electric Utility | IA | 6 | 2 | 2 | Petroleum Liquids | DFO | IC | 4 | 2000 |  |  | (OP) Operating | [6 empty] | Black Hawk | 42.5147 | -92.3294
12341 | MidAmerican Energy Co | 7851 | Waterloo Lundquist | Electric Utility | IA | 7 | 2 | 2 | Petroleum Liquids | DFO | IC | 4 | 2000 |  |  | (OP) Operating | [6 empty] | Black Hawk | 42.5147 | -92.3294
12341 | MidAmerican Energy Co | 7851 | Waterloo Lundquist | Electric Utility | IA | 8 | 2 | 2 | Petroleum Liquids | DFO | IC | 4 | 2000 |  |  | (OP) Operating | [6 empty] | Black Hawk | 42.5147 | -92.3294
12341 | MidAmerican Energy Co | 7851 | Waterloo Lundquist | Electric Utility | IA | 9 | 2 | 2 | Petroleum Liquids | DFO | IC | 4 | 2000 |  |  | (OP) Operating | [6 empty] | Black Hawk | 42.5147 | -92.3294
5056 | City of Denison - (IA) | 7853 | West Receiving | Electric Utility | IA | 1 | 2 | 1.8 | Petroleum Liquids | DFO | IC | 4 | 1998 |  |  | (OP) Operating | [6 empty] | Crawford | 42.0217 | -95.3633
16198 | City of Rock Falls - (IL) | 7854 | Avenue A Generator Sets | Electric Utility | IL | 1 | 1.8 | 1.8 | Petroleum Liquids | DFO | IC | 9 | 2000 |  |  | (SB) Standby/Backup: available for service but not normally used | [6 empty] | Whiteside | 41.7807 | -89.6894
16198 | City of Rock Falls - (IL) | 7854 | Avenue A Generator Sets | Electric Utility | IL | 2 | 1.8 | 1.8 | Petroleum Liquids | DFO | IC | 9 | 2000 |  |  | (SB) Standby/Backup: available for service but not normally used | [6 empty] | Whiteside | 41.7807 | -89.6894
12894 | City of Moorhead - (MN) | 7855 | Moorhead Wind Turbine | Electric Utility | MN | 8 | 0.7 | 0.7 | Onshore Wind Turbine | WND | WT | 5 | 1999 |  |  | (OP) Operating | [6 empty] | Clay | 46.895 | -96.7347
12894 | City of Moorhead - (MN) | 7855 | Moorhead Wind Turbine | Electric Utility | MN | 9 | 0.7 | 0.7 | Onshore Wind Turbine | WND | WT | 9 | 2001 |  |  | (OP) Operating | [6 empty] | Clay | 46.895 | -96.7347
7626 | City of Greenfield - (IA) | 7856 | North | Electric Utility | IA | 1 | 1.8 | 1.8 | Petroleum Liquids | DFO | IC | 1 | 2002 |  |  | (OP) Operating | [6 empty] | Adair | 41.3164 | -94.455
7626 | City of Greenfield - (IA) | 7856 | North | Electric Utility | IA | 2 | 1.8 | 1.8 | Petroleum Liquids | DFO | IC | 1 | 2002 |  |  | (OP) Operating | [6 empty] | Adair | 41.3164 | -94.455
7626 | City of Greenfield - (IA) | 7856 | North | Electric Utility | IA | 3 | 2.2 | 2.2 | Petroleum Liquids | DFO | IC | 11 | 2011 |  |  | (OP) Operating | [6 empty] | Adair | 41.3164 | -94.455
7626 | City of Greenfield - (IA) | 7856 | North | Electric Utility | IA | 4 | 2.2 | 2.2 | Petroleum Liquids | DFO | IC | 11 | 2011 |  |  | (OP) Operating | [6 empty] | Adair | 41.3164 | -94.455
18231 | City of Stuart - (IA) | 7857 | Gilliam South | Electric Utility | IA | 1 | 1.8 | 1.7 | Petroleum Liquids | DFO | IC | 2 | 2001 |  |  | (OP) Operating | [6 empty] | Adair | 41.4961 | -94.3272
18231 | City of Stuart - (IA) | 7857 | Gilliam South | Electric Utility | IA | 7 | 2.5 | 2.3 | Petroleum Liquids | DFO | IC | 4 | 2012 |  |  | (OP) Operating | [6 empty] | Adair | 41.4961 | -94.3272
12159 | Midwest Electric Power Inc | 7858 | MEPI GT Facility | IPP Non-CHP | IL | 1 | 64.5 | 55 | Natural Gas Fired Combustion Turbine | NG | GT | 10 | 1974 |  |  | (OP) Operating | [6 empty] | Massac | 37.2175 | -88.8661
12159 | Midwest Electric Power Inc | 7858 | MEPI GT Facility | IPP Non-CHP | IL | 2 | 64.5 | 55 | Natural Gas Fired Combustion Turbine | NG | GT | 10 | 1974 |  |  | (OP) Operating | [6 empty] | Massac | 37.2175 | -88.8661
12159 | Midwest Electric Power Inc | 7858 | MEPI GT Facility | IPP Non-CHP | IL | 3 | 64.5 | 55 | Natural Gas Fired Combustion Turbine | NG | GT | 10 | 1974 |  |  | (OP) Operating | [6 empty] | Massac | 37.2175 | -88.8661
12159 | Midwest Electric Power Inc | 7858 | MEPI GT Facility | IPP Non-CHP | IL | 4 | 54 | 37 | Natural Gas Fired Combustion Turbine | NG | GT | 7 | 2000 |  |  | (OP) Operating | [6 empty] | Massac | 37.2175 | -88.8661
12159 | Midwest Electric Power Inc | 7858 | MEPI GT Facility | IPP Non-CHP | IL | 5 | 54 | 37 | Natural Gas Fired Combustion Turbine | NG | GT | 7 | 2000 |  |  | (OP) Operating | [6 empty] | Massac | 37.2175 | -88.8661
17035 | City of Shelbina - (MO) | 7860 | Shelbina Power #3 | Electric Utility | MO | G7 | 1.8 | 1.8 | Petroleum Liquids | DFO | IC | 4 | 2002 |  |  | (OP) Operating | [6 empty] | Shelby | 39.6975 | -92.0535
17035 | City of Shelbina - (MO) | 7860 | Shelbina Power #3 | Electric Utility | MO | G8 | 1.8 | 1.8 | Petroleum Liquids | DFO | IC | 4 | 2002 |  |  | (OP) Operating | [6 empty] | Shelby | 39.6975 | -92.0535
40215 | Cordova Electric Coop, Inc | 7862 | Power Creek | Electric Utility | AK | 4 | 3 | 2.8 | Conventional Hydroelectric | WAT | HY | 11 | 2001 |  |  | (OP) Operating | [6 empty] | Valdez Cordova | 60.5887 | -145.6045
40215 | Cordova Electric Coop, Inc | 7862 | Power Creek | Electric Utility | AK | 5 | 3 | 2.8 | Conventional Hydroelectric | WAT | HY | 11 | 2001 |  |  | (OP) Operating | [6 empty] | Valdez Cordova | 60.5887 | -145.6045
4716 | Dairyland Power Coop | 7863 | Elk Mound | Electric Utility | WI | 1 | 35.5 | 34.5 | Natural Gas Fired Combustion Turbine | NG | GT | 6 | 2001 |  |  | (OP) Operating | [6 empty] | Chippewa | 44.9028 | -91.5681
4716 | Dairyland Power Coop | 7863 | Elk Mound | Electric Utility | WI | 2 | 35.5 | 34.9 | Natural Gas Fired Combustion Turbine | NG | GT | 6 | 2001 |  |  | (OP) Operating | [6 empty] | Chippewa | 44.9028 | -91.5681
5563 | City of Earlville - (IA) | 7865 | Earlville | Electric Utility | IA | 1 | 1.8 | 1.8 | Petroleum Liquids | DFO | IC | 7 | 2001 |  |  | (OP) Operating | [6 empty] | Delaware | 42.4942 | -91.2725
15500 | Puget Sound Energy Inc | 7867 | Snoqualmie 2 | Electric Utility | WA | 6A | 14.4 | 10 | Conventional Hydroelectric | WAT | HY | 2 | 2013 |  |  | (OP) Operating | [6 empty] | King | 47.5445 | -121.8414
15500 | Puget Sound Energy Inc | 7867 | Snoqualmie 2 | Electric Utility | WA | 7 | 24.3 | 21 | Conventional Hydroelectric | WAT | HY | 1 | 1957 |  |  | (OS) Out of service and NOT expected to return to service in next calendar year | [6 empty] | King | 47.5445 | -121.8414
56505 | National Grid Generation LLC | 7869 | Glenwood Landing | Electric Utility | NY | GT1 | 16 | 12.6 | Petroleum Liquids | DFO | GT | 4 | 1967 |  |  | (OP) Operating | [6 empty] | Nassau | 40.8275 | -73.6478
56505 | National Grid Generation LLC | 7869 | Glenwood Landing | Electric Utility | NY | GT4 | 53 | 40 | Natural Gas Fired Combustion Turbine | NG | GT | 6 | 2002 |  |  | (OP) Operating | [6 empty] | Nassau | 40.8275 | -73.6478
56505 | National Grid Generation LLC | 7869 | Glenwood Landing | Electric Utility | NY | GT5 | 53 | 40 | Natural Gas Fired Combustion Turbine | NG | GT | 6 | 2002 |  |  | (OP) Operating | [6 empty] | Nassau | 40.8275 | -73.6478
15500 | Puget Sound Energy Inc | 7870 | Encogen | Electric Utility | WA | CTG1 | 39.4 | 34.5 | Natural Gas Fired Combined Cycle | NG | CT | 3 | 1993 |  |  | (OP) Operating | [6 empty] | Whatcom | 48.746 | -122.486
15500 | Puget Sound Energy Inc | 7870 | Encogen | Electric Utility | WA | CTG2 | 39.4 | 34.5 | Natural Gas Fired Combined Cycle | NG | CT | 3 | 1993 |  |  | (OP) Operating | [6 empty] | Whatcom | 48.746 | -122.486
15500 | Puget Sound Energy Inc | 7870 | Encogen | Electric Utility | WA | CTG3 | 39.4 | 34.5 | Natural Gas Fired Combined Cycle | NG | CT | 3 | 1993 |  |  | (OP) Operating | [6 empty] | Whatcom | 48.746 | -122.486
15500 | Puget Sound Energy Inc | 7870 | Encogen | Electric Utility | WA | STG | 58.2 | 55.9 | Natural Gas Fired Combined Cycle | NG | CA | 4 | 1993 |  |  | (OP) Operating | [6 empty] | Whatcom | 48.746 | -122.486
25422 | National Power Coop Inc | 7872 | Robert P Mone Plant | Electric Utility | OH | 1 | 198 | 145 | Natural Gas Fired Combustion Turbine | NG | GT | 7 | 2002 |  |  | (OP) Operating | [6 empty] | Van Wert | 40.9297 | -84.7392
25422 | National Power Coop Inc | 7872 | Robert P Mone Plant | Electric Utility | OH | 2 | 198 | 145 | Natural Gas Fired Combustion Turbine | NG | GT | 7 | 2002 |  |  | (OP) Operating | [6 empty] | Van Wert | 40.9297 | -84.7392
25422 | National Power Coop Inc | 7872 | Robert P Mone Plant | Electric Utility | OH | 3 | 198 | 145 | Natural Gas Fired Combustion Turbine | NG | GT | 7 | 2002 |  |  | (OP) Operating | [6 empty] | Van Wert | 40.9297 | -84.7392
18454 | Tampa Electric Co | 7873 | H L Culbreath Bayside Power Station | Electric Utility | FL | 1A | 189.9 | 156 | Natural Gas Fired Combined Cycle | NG | CT | 4 | 2003 |  |  | (OP) Operating | [6 empty] | Hillsborough | 27.9072 | -82.4231
18454 | Tampa Electric Co | 7873 | H L Culbreath Bayside Power Station | Electric Utility | FL | 1B | 189.9 | 156 | Natural Gas Fired Combined Cycle | NG | CT | 4 | 2003 |  |  | (OP) Operating | [6 empty] | Hillsborough | 27.9072 | -82.4231
18454 | Tampa Electric Co | 7873 | H L Culbreath Bayside Power Station | Electric Utility | FL | 1C | 189.9 | 156 | Natural Gas Fired Combined Cycle | NG | CT | 4 | 2003 |  |  | (OP) Operating | [6 empty] | Hillsborough | 27.9072 | -82.4231
18454 | Tampa Electric Co | 7873 | H L Culbreath Bayside Power Station | Electric Utility | FL | 1ST | 239.4 | 233 | Natural Gas Fired Combined Cycle | NG | CA | 11 | 1965 |  |  | (OP) Operating | [6 empty] | Hillsborough | 27.9072 | -82.4231
18454 | Tampa Electric Co | 7873 | H L Culbreath Bayside Power Station | Electric Utility | FL | 2A | 189.9 | 156 | Natural Gas Fired Combined Cycle | NG | CT | 1 | 2004 |  |  | (OP) Operating | [6 empty] | Hillsborough | 27.9072 | -82.4231
18454 | Tampa Electric Co | 7873 | H L Culbreath Bayside Power Station | Electric Utility | FL | 2B | 189.9 | 156 | Natural Gas Fired Combined Cycle | NG | CT | 1 | 2004 |  |  | (OP) Operating | [6 empty] | Hillsborough | 27.9072 | -82.4231
18454 | Tampa Electric Co | 7873 | H L Culbreath Bayside Power Station | Electric Utility | FL | 2C | 189.9 | 156 | Natural Gas Fired Combined Cycle | NG | CT | 1 | 2004 |  |  | (OP) Operating | [6 empty] | Hillsborough | 27.9072 | -82.4231
18454 | Tampa Electric Co | 7873 | H L Culbreath Bayside Power Station | Electric Utility | FL | 2D | 189.9 | 156 | Natural Gas Fired Combined Cycle | NG | CT | 1 | 2004 |  |  | (OP) Operating | [6 empty] | Hillsborough | 27.9072 | -82.4231
18454 | Tampa Electric Co | 7873 | H L Culbreath Bayside Power Station | Electric Utility | FL | 2ST | 445.7 | 305 | Natural Gas Fired Combined Cycle | NG | CA | 10 | 1967 |  |  | (OP) Operating | [6 empty] | Hillsborough | 27.9072 | -82.4231
18454 | Tampa Electric Co | 7873 | H L Culbreath Bayside Power Station | Electric Utility | FL | 3 | 69.9 | 56 | Natural Gas Fired Combustion Turbine | NG | GT | 7 | 2009 |  |  | (OP) Operating | [6 empty] | Hillsborough | 27.9072 | -82.4231
18454 | Tampa Electric Co | 7873 | H L Culbreath Bayside Power Station | Electric Utility | FL | 4 | 69.9 | 56 | Natural Gas Fired Combustion Turbine | NG | GT | 7 | 2009 |  |  | (OP) Operating | [6 empty] | Hillsborough | 27.9072 | -82.4231
18454 | Tampa Electric Co | 7873 | H L Culbreath Bayside Power Station | Electric Utility | FL | 5 | 69.9 | 56 | Natural Gas Fired Combustion Turbine | NG | GT | 4 | 2009 |  |  | (OP) Operating | [6 empty] | Hillsborough | 27.9072 | -82.4231
18454 | Tampa Electric Co | 7873 | H L Culbreath Bayside Power Station | Electric Utility | FL | 6 | 69.9 | 56 | Natural Gas Fired Combustion Turbine | NG | GT | 4 | 2009 |  |  | (OP) Operating | [6 empty] | Hillsborough | 27.9072 | -82.4231
40577 | American Mun Power-Ohio, Inc | 7874 | Edgerton | Electric Utility | OH | 1 | 1.8 | 1.8 | Petroleum Liquids | DFO | IC | 8 | 2000 |  |  | (OP) Operating | [6 empty] | Williams | 41.4478 | -84.7536
40577 | American Mun Power-Ohio, Inc | 7874 | Edgerton | Electric Utility | OH | 2 | 1.8 | 1.8 | Petroleum Liquids | DFO | IC | 8 | 2000 |  |  | (OP) Operating | [6 empty] | Williams | 41.4478 | -84.7536
40577 | American Mun Power-Ohio, Inc | 7878 | Wellington | Electric Utility | OH | 1 | 1 | 1 | Petroleum Liquids | DFO | IC | 2 | 1998 |  |  | (OP) Operating | [6 empty] | Lorain | 41.1697 | -82.2206
15293 | Powell Valley Electric Coop | 7883 | Powell Valley | Electric Utility | TN | 1 | 2 | 1.8 | Petroleum Liquids | DFO | IC | 7 | 2000 |  |  | (OP) Operating | [6 empty] | Hancock | 36.5748 | -83.0321
15293 | Powell Valley Electric Coop | 7883 | Powell Valley | Electric Utility | TN | 10 | 2 | 1.8 | Petroleum Liquids | DFO | IC | 7 | 2000 |  |  | (OP) Operating | [6 empty] | Hancock | 36.5748 | -83.0321
15293 | Powell Valley Electric Coop | 7883 | Powell Valley | Electric Utility | TN | 11 | 2 | 1.8 | Petroleum Liquids | DFO | IC | 7 | 2000 |  |  | (OP) Operating | [6 empty] | Hancock | 36.5748 | -83.0321
15293 | Powell Valley Electric Coop | 7883 | Powell Valley | Electric Utility | TN | 2 | 2 | 1.8 | Petroleum Liquids | DFO | IC | 7 | 2000 |  |  | (OP) Operating | [6 empty] | Hancock | 36.5748 | -83.0321
15293 | Powell Valley Electric Coop | 7883 | Powell Valley | Electric Utility | TN | 3 | 2 | 1.8 | Petroleum Liquids | DFO | IC | 7 | 2000 |  |  | (OP) Operating | [6 empty] | Hancock | 36.5748 | -83.0321
15293 | Powell Valley Electric Coop | 7883 | Powell Valley | Electric Utility | TN | 4 | 2 | 1.8 | Petroleum Liquids | DFO | IC | 7 | 2000 |  |  | (OP) Operating | [6 empty] | Hancock | 36.5748 | -83.0321
15293 | Powell Valley Electric Coop | 7883 | Powell Valley | Electric Utility | TN | 5 | 2 | 1.8 | Petroleum Liquids | DFO | IC | 7 | 2000 |  |  | (OP) Operating | [6 empty] | Hancock | 36.5748 | -83.0321
15293 | Powell Valley Electric Coop | 7883 | Powell Valley | Electric Utility | TN | 6 | 2 | 1.8 | Petroleum Liquids | DFO | IC | 7 | 2000 |  |  | (OP) Operating | [6 empty] | Hancock | 36.5748 | -83.0321
15293 | Powell Valley Electric Coop | 7883 | Powell Valley | Electric Utility | TN | 7 | 2 | 1.8 | Petroleum Liquids | DFO | IC | 7 | 2000 |  |  | (OP) Operating | [6 empty] | Hancock | 36.5748 | -83.0321
15293 | Powell Valley Electric Coop | 7883 | Powell Valley | Electric Utility | TN | 8 | 2 | 1.8 | Petroleum Liquids | DFO | IC | 7 | 2000 |  |  | (OP) Operating | [6 empty] | Hancock | 36.5748 | -83.0321
15293 | Powell Valley Electric Coop | 7883 | Powell Valley | Electric Utility | TN | 9 | 2 | 1.8 | Petroleum Liquids | DFO | IC | 7 | 2000 |  |  | (OP) Operating | [6 empty] | Hancock | 36.5748 | -83.0321
4775 | Dakota Magic Casino | 7884 | Dakota Magic | Commercial Non-CHP | ND | 1 | 1.5 | 1.5 | Petroleum Liquids | DFO | IC | 2 | 2000 |  |  | (SB) Standby/Backup: available for service but not normally used | [6 empty] | Richland | 45.9386 | -96.8358
11479 | Madison Gas & Electric Co | 7886 | Wind Turbine | Electric Utility | WI | 1 | 11 | 0.9 | Onshore Wind Turbine | WND | WT | 6 | 1999 |  |  | (OP) Operating | [6 empty] | Kewaunee | 44.6694 | -87.6333
11018 | Lincoln Electric System | 7887 | Terry Bundy Generating Station | Electric Utility | NE | 1 | 28.2 | 28.6 | Natural Gas Fired Combined Cycle | NG | CA | 8 | 2004 |  |  | (OP) Operating | [6 empty] | Lancaster | 40.9097 | -96.6131
11018 | Lincoln Electric System | 7887 | Terry Bundy Generating Station | Electric Utility | NE | 2 | 60.5 | 47 | Natural Gas Fired Combined Cycle | NG | CT | 10 | 2003 |  |  | (OP) Operating | [6 empty] | Lancaster | 40.9097 | -96.6131
11018 | Lincoln Electric System | 7887 | Terry Bundy Generating Station | Electric Utility | NE | 3 | 60.5 | 47 | Natural Gas Fired Combined Cycle | NG | CT | 4 | 2004 |  |  | (OP) Operating | [6 empty] | Lancaster | 40.9097 | -96.6131
11018 | Lincoln Electric System | 7887 | Terry Bundy Generating Station | Electric Utility | NE | 4 | 60.5 | 47 | Natural Gas Fired Combustion Turbine | NG | GT | 8 | 2003 |  |  | (OP) Operating | [6 empty] | Lancaster | 40.9097 | -96.6131
11018 | Lincoln Electric System | 7887 | Terry Bundy Generating Station | Electric Utility | NE | BSU | 1.8 | 1.8 | Petroleum Liquids | DFO | IC | 7 | 2004 |  |  | (OP) Operating | [6 empty] | Lancaster | 40.9097 | -96.6131
11018 | Lincoln Electric System | 7887 | Terry Bundy Generating Station | Electric Utility | NE | LFG1 | 1.6 | 1.6 | Landfill Gas | LFG | IC | 1 | 2014 |  |  | (OP) Operating | [6 empty] | Lancaster | 40.9097 | -96.6131
11018 | Lincoln Electric System | 7887 | Terry Bundy Generating Station | Electric Utility | NE | LFG2 | 1.6 | 1.6 | Landfill Gas | LFG | IC | 1 | 2014 |  |  | (OP) Operating | [6 empty] | Lancaster | 40.9097 | -96.6131
11018 | Lincoln Electric System | 7887 | Terry Bundy Generating Station | Electric Utility | NE | LFG3 | 1.6 | 1.6 | Landfill Gas | LFG | IC | 1 | 2014 |  |  | (OP) Operating | [6 empty] | Lancaster | 40.9097 | -96.6131
17650 | Southern Power Co | 7897 | E B Harris Electric Generating Plant | IPP Non-CHP | AL | CT1A | 185 | 638.2 | Natural Gas Fired Combined Cycle | NG | CT | 6 | 2003 |  |  | (OP) Operating | [6 empty] | Autauga | 32.3814 | -86.5744
17650 | Southern Power Co | 7897 | E B Harris Electric Generating Plant | IPP Non-CHP | AL | CT1B | 185 |  | Natural Gas Fired Combined Cycle | NG | CT | 6 | 2003 |  |  | (OP) Operating | [6 empty] | Autauga | 32.3814 | -86.5744
17650 | Southern Power Co | 7897 | E B Harris Electric Generating Plant | IPP Non-CHP | AL | CT2A | 185 | 635.6 | Natural Gas Fired Combined Cycle | NG | CT | 6 | 2003 |  |  | (OP) Operating | [6 empty] | Autauga | 32.3814 | -86.5744
17650 | Southern Power Co | 7897 | E B Harris Electric Generating Plant | IPP Non-CHP | AL | CT2B | 185 |  | Natural Gas Fired Combined Cycle | NG | CT | 6 | 2003 |  |  | (OP) Operating | [6 empty] | Autauga | 32.3814 | -86.5744
17650 | Southern Power Co | 7897 | E B Harris Electric Generating Plant | IPP Non-CHP | AL | ST1 | 282 |  | Natural Gas Fired Combined Cycle | NG | CA | 6 | 2003 |  |  | (OP) Operating | [6 empty] | Autauga | 32.3814 | -86.5744
17650 | Southern Power Co | 7897 | E B Harris Electric Generating Plant | IPP Non-CHP | AL | ST2 | 282 |  | Natural Gas Fired Combined Cycle | NG | CA | 6 | 2003 |  |  | (OP) Operating | [6 empty] | Autauga | 32.3814 | -86.5744
13464 | Village of New Knoxville - (OH) | 7898 | New Knoxville | Electric Utility | OH | 1 | 1.1 | 1 | Petroleum Liquids | DFO | IC | 9 | 2000 |  |  | (OP) Operating | [6 empty] | Auglaize | 40.4994 | -84.3092
1015 | Austin Energy | 7900 | Sand Hill | Electric Utility | TX | 5A | 198 | 161 | Natural Gas Fired Combined Cycle | NG | CT | 9 | 2004 |  |  | (OP) Operating | [6 empty] | Travis | 30.2098 | -97.6129
1015 | Austin Energy | 7900 | Sand Hill | Electric Utility | TX | 5C | 190 | 151 | Natural Gas Fired Combined Cycle | NG | CA | 9 | 2004 |  |  | (OP) Operating | [6 empty] | Travis | 30.2098 | -97.6129
1015 | Austin Energy | 7900 | Sand Hill | Electric Utility | TX | SH1 | 51.4 | 47.3 | Natural Gas Fired Combustion Turbine | NG | GT | 6 | 2001 |  |  | (OP) Operating | [6 empty] | Travis | 30.2098 | -97.6129
1015 | Austin Energy | 7900 | Sand Hill | Electric Utility | TX | SH2 | 51.4 | 47.3 | Natural Gas Fired Combustion Turbine | NG | GT | 6 | 2001 |  |  | (OP) Operating | [6 empty] | Travis | 30.2098 | -97.6129
1015 | Austin Energy | 7900 | Sand Hill | Electric Utility | TX | SH3 | 51.4 | 47.3 | Natural Gas Fired Combustion Turbine | NG | GT | 6 | 2001 |  |  | (OP) Operating | [6 empty] | Travis | 30.2098 | -97.6129
1015 | Austin Energy | 7900 | Sand Hill | Electric Utility | TX | SH4 | 51.4 | 47.3 | Natural Gas Fired Combustion Turbine | NG | GT | 6 | 2001 |  |  | (OP) Operating | [6 empty] | Travis | 30.2098 | -97.6129
1015 | Austin Energy | 7900 | Sand Hill | Electric Utility | TX | SH6 | 51.4 | 47.3 | Natural Gas Fired Combustion Turbine | NG | GT | 6 | 2010 |  |  | (OP) Operating | [6 empty] | Travis | 30.2098 | -97.6129
1015 | Austin Energy | 7900 | Sand Hill | Electric Utility | TX | SH7 | 51.4 | 47.3 | Natural Gas Fired Combustion Turbine | NG | GT | 6 | 2010 |  |  | (OP) Operating | [6 empty] | Travis | 30.2098 | -97.6129
20847 | Wisconsin Electric Power Co | 7901 | Byron | Electric Utility | WI | 1 | 0.7 | 0.1 | Onshore Wind Turbine | WND | WT | 6 | 1999 |  |  | (OP) Operating | [6 empty] | Fond Du Lac | 43.6575 | -88.4381
20847 | Wisconsin Electric Power Co | 7901 | Byron | Electric Utility | WI | 2 | 0.7 | 0.1 | Onshore Wind Turbine | WND | WT | 6 | 1999 |  |  | (OP) Operating | [6 empty] | Fond Du Lac | 43.6575 | -88.4381
17698 | Southwestern Electric Power Co | 7902 | Pirkey | Electric Utility | TX | 1 | 721 | 721 | Conventional Steam Coal | LIG | ST | 1 | 1985 |  |  | (OP) Operating | [6 empty] | Harrison | 32.4607 | -94.4852
17833 | City Utilities of Springfield - (MO) | 7903 | McCartney | Electric Utility | MO | MGS1 | 58.9 | 50 | Natural Gas Fired Combustion Turbine | NG | GT | 7 | 2002 |  |  | (OP) Operating | [6 empty] | Greene | 37.2484 | -93.1708
17833 | City Utilities of Springfield - (MO) | 7903 | McCartney | Electric Utility | MO | MSG2 | 58.9 | 50 | Natural Gas Fired Combustion Turbine | NG | GT | 7 | 2002 |  |  | (OP) Operating | [6 empty] | Greene | 37.2484 | -93.1708
10325 | Kings River Conservation Dist | 7907 | Pine Flat | Electric Utility | CA | 1 | 55 | 55 | Conventional Hydroelectric | WAT | HY | 1 | 1984 |  |  | (OP) Operating | [6 empty] | Fresno | 36.8326 | -119.327
10325 | Kings River Conservation Dist | 7907 | Pine Flat | Electric Utility | CA | 2 | 55 | 55 | Conventional Hydroelectric | WAT | HY | 1 | 1984 |  |  | (OP) Operating | [6 empty] | Fresno | 36.8326 | -119.327
10325 | Kings River Conservation Dist | 7907 | Pine Flat | Electric Utility | CA | 3 | 55 | 55 | Conventional Hydroelectric | WAT | HY | 4 | 1984 |  |  | (OP) Operating | [6 empty] | Fresno | 36.8326 | -119.327
15296 | New York Power Authority | 7909 | Vernon Boulevard | Electric Utility | NY | VG02 | 47 | 40 | Natural Gas Fired Combustion Turbine | NG | GT | 8 | 2001 |  |  | (OP) Operating | [6 empty] | Queens | 40.7537 | -73.9508
15296 | New York Power Authority | 7909 | Vernon Boulevard | Electric Utility | NY | VG03 | 47 | 39.9 | Natural Gas Fired Combustion Turbine | NG | GT | 8 | 2001 |  |  | (OP) Operating | [6 empty] | Queens | 40.7537 | -73.9508
15296 | New York Power Authority | 7910 | Joseph J Seymour Power Project | Electric Utility | NY | 1 | 47 | 40 | Natural Gas Fired Combustion Turbine | NG | GT | 7 | 2001 |  |  | (OP) Operating | [6 empty] | Kings | 40.6631 | -74
15296 | New York Power Authority | 7910 | Joseph J Seymour Power Project | Electric Utility | NY | 2 | 47 | 39.9 | Natural Gas Fired Combustion Turbine | NG | GT | 7 | 2001 |  |  | (OP) Operating | [6 empty] | Kings | 40.6631 | -74
14328 | Pacific Gas & Electric Co | 7911 | Kern Canyon | Electric Utility | CA | 1 | 9.5 | 11.5 | Conventional Hydroelectric | WAT | HY | 8 | 1921 |  |  | (OP) Operating | [6 empty] | Kern | 35.4407 | -118.7965
15296 | New York Power Authority | 7912 | Brentwood | Electric Utility | NY | 1 | 47 | 47 | Natural Gas Fired Combustion Turbine | NG | GT | 7 | 2001 |  |  | (OP) Operating | [6 empty] | Suffolk | 40.7865 | -73.2927
15296 | New York Power Authority | 7913 | Hell Gate | Electric Utility | NY | HG01 | 47 | 40 | Natural Gas Fired Combustion Turbine | NG | GT | 7 | 2001 |  |  | (OP) Operating | [6 empty] | Bronx | 40.799 | -73.9094
15296 | New York Power Authority | 7913 | Hell Gate | Electric Utility | NY | HG02 | 47 | 39.9 | Natural Gas Fired Combustion Turbine | NG | GT | 7 | 2001 |  |  | (OP) Operating | [6 empty] | Bronx | 40.799 | -73.9094
15296 | New York Power Authority | 7914 | Harlem River Yard | Electric Utility | NY | HR01 | 47 | 39.9 | Natural Gas Fired Combustion Turbine | NG | GT | 7 | 2001 |  |  | (OP) Operating | [6 empty] | Bronx | 40.7991 | -73.9156
15296 | New York Power Authority | 7914 | Harlem River Yard | Electric Utility | NY | HR02 | 47 | 40 | Natural Gas Fired Combustion Turbine | NG | GT | 7 | 2001 |  |  | (OP) Operating | [6 empty] | Bronx | 40.7991 | -73.9156
15296 | New York Power Authority | 7915 | North 1st | Electric Utility | NY | N01 | 47 | 45.1 | Natural Gas Fired Combustion Turbine | NG | GT | 8 | 2001 |  |  | (OP) Operating | [6 empty] | Kings | 40.7171 | -73.9664
13994 | Oglethorpe Power Corporation | 7916 | Talbot County Energy | Electric Utility | GA | 1 | 121 | 97 | Natural Gas Fired Combustion Turbine | NG | GT | 5 | 2002 |  |  | (OP) Operating | [6 empty] | Talbot | 32.5892 | -84.6917
13994 | Oglethorpe Power Corporation | 7916 | Talbot County Energy | Electric Utility | GA | 2 | 121 | 95.8 | Natural Gas Fired Combustion Turbine | NG | GT | 4 | 2002 |  |  | (OP) Operating | [6 empty] | Talbot | 32.5892 | -84.6917
13994 | Oglethorpe Power Corporation | 7916 | Talbot County Energy | Electric Utility | GA | 3 | 121 | 94.7 | Natural Gas Fired Combustion Turbine | NG | GT | 6 | 2002 |  |  | (OP) Operating | [6 empty] | Talbot | 32.5892 | -84.6917
13994 | Oglethorpe Power Corporation | 7916 | Talbot County Energy | Electric Utility | GA | 4 | 121 | 97.3 | Natural Gas Fired Combustion Turbine | NG | GT | 6 | 2002 |  |  | (OP) Operating | [6 empty] | Talbot | 32.5892 | -84.6917
13994 | Oglethorpe Power Corporation | 7916 | Talbot County Energy | Electric Utility | GA | 5 | 121 | 96.5 | Natural Gas Fired Combustion Turbine | NG | GT | 5 | 2003 |  |  | (OP) Operating | [6 empty] | Talbot | 32.5892 | -84.6917
13994 | Oglethorpe Power Corporation | 7916 | Talbot County Energy | Electric Utility | GA | 6 | 121 | 95.3 | Natural Gas Fired Combustion Turbine | NG | GT | 5 | 2003 |  |  | (OP) Operating | [6 empty] | Talbot | 32.5892 | -84.6917
13994 | Oglethorpe Power Corporation | 7917 | Chattahoochee Energy Facility | Electric Utility | GA | 1 | 176 | 143.2 | Natural Gas Fired Combined Cycle | NG | CT | 2 | 2003 |  |  | (OP) Operating | [6 empty] | Heard | 33.4072 | -85.0386
13994 | Oglethorpe Power Corporation | 7917 | Chattahoochee Energy Facility | Electric Utility | GA | 2 | 176 | 143.6 | Natural Gas Fired Combined Cycle | NG | CT | 2 | 2003 |  |  | (OP) Operating | [6 empty] | Heard | 33.4072 | -85.0386
13994 | Oglethorpe Power Corporation | 7917 | Chattahoochee Energy Facility | Electric Utility | GA | 3 | 187.7 | 158.7 | Natural Gas Fired Combined Cycle | NG | CA | 2 | 2003 |  |  | (OP) Operating | [6 empty] | Heard | 33.4072 | -85.0386
40577 | American Mun Power-Ohio, Inc | 7918 | Galion | Electric Utility | OH | 1 | 1.8 | 1.8 | Petroleum Liquids | DFO | IC | 7 | 2001 |  |  | (OP) Operating | [6 empty] | Crawford | 40.7303 | -82.7939
40577 | American Mun Power-Ohio, Inc | 7918 | Galion | Electric Utility | OH | 2 | 1.8 | 1.8 | Petroleum Liquids | DFO | IC | 7 | 2001 |  |  | (OP) Operating | [6 empty] | Crawford | 40.7303 | -82.7939
40577 | American Mun Power-Ohio, Inc | 7918 | Galion | Electric Utility | OH | 3 | 1.8 | 1.8 | Petroleum Liquids | DFO | IC | 7 | 2001 |  |  | (OP) Operating | [6 empty] | Crawford | 40.7303 | -82.7939
40577 | American Mun Power-Ohio, Inc | 7919 | Seville | Electric Utility | OH | 1 | 1.8 | 1.8 | Petroleum Liquids | DFO | IC | 6 | 2001 |  |  | (OP) Operating | [6 empty] | Medina | 41.0317 | -81.8714
40577 | American Mun Power-Ohio, Inc | 7919 | Seville | Electric Utility | OH | 2 | 1.8 | 1.8 | Petroleum Liquids | DFO | IC | 6 | 2001 |  |  | (OP) Operating | [6 empty] | Medina | 41.0317 | -81.8714
40577 | American Mun Power-Ohio, Inc | 7919 | Seville | Electric Utility | OH | 3 | 1.8 | 1.8 | Petroleum Liquids | DFO | IC | 6 | 2001 |  |  | (OP) Operating | [6 empty] | Medina | 41.0317 | -81.8714
19062 | City of Traer - (IA) | 7920 | Traer South | Electric Utility | IA | 5 | 2 | 1.8 | Petroleum Liquids | DFO | IC | 4 | 2001 |  |  | (SB) Standby/Backup: available for service but not normally used | [6 empty] | Tama | 42.1925 | -92.4747
11611 | City of Maquoketa - (IA) | 7921 | Maquoketa 2 | Electric Utility | IA | 11 | 2 | 1.2 | Petroleum Liquids | DFO | IC | 7 | 2001 |  |  | (SB) Standby/Backup: available for service but not normally used | [6 empty] | JACKSON | 42.07 | -90.66
11611 | City of Maquoketa - (IA) | 7921 | Maquoketa 2 | Electric Utility | IA | 12 | 2 | 1.3 | Petroleum Liquids | DFO | IC | 7 | 2001 |  |  | (SB) Standby/Backup: available for service but not normally used | [6 empty] | JACKSON | 42.07 | -90.66
11611 | City of Maquoketa - (IA) | 7921 | Maquoketa 2 | Electric Utility | IA | 13 | 2 | 1.3 | Petroleum Liquids | DFO | IC | 6 | 2002 |  |  | (SB) Standby/Backup: available for service but not normally used | [6 empty] | JACKSON | 42.07 | -90.66
11611 | City of Maquoketa - (IA) | 7921 | Maquoketa 2 | Electric Utility | IA | 14 | 2 | 1.3 | Petroleum Liquids | DFO | IC | 6 | 2002 |  |  | (SB) Standby/Backup: available for service but not normally used | [6 empty] | JACKSON | 42.07 | -90.66
2287 | City of Brooklyn - (IA) | 7922 | Brooklyn City North Plant | Electric Utility | IA | 6 | 2 | 1.8 | Petroleum Liquids | DFO | IC | 5 | 2002 |  |  | (OP) Operating | [6 empty] | POWESHIEK | 41.7394 | -92.4394
241 | Albertville Municipal Utilities Board | 7924 | Albertville | Electric Utility | AL | DG1 | 1 | 0.9 | Petroleum Liquids | DFO | IC | 2 | 2000 |  |  | (OP) Operating | [6 empty] | Marshall | 34.3634 | -86.2239
241 | Albertville Municipal Utilities Board | 7924 | Albertville | Electric Utility | AL | DG2 | 1 | 0.9 | Petroleum Liquids | DFO | IC | 2 | 2000 |  |  | (OP) Operating | [6 empty] | Marshall | 34.3634 | -86.2239
241 | Albertville Municipal Utilities Board | 7924 | Albertville | Electric Utility | AL | DG3 | 1 | 0.9 | Petroleum Liquids | DFO | IC | 2 | 2000 |  |  | (OP) Operating | [6 empty] | Marshall | 34.3634 | -86.2239
241 | Albertville Municipal Utilities Board | 7924 | Albertville | Electric Utility | AL | DG4 | 1 | 0.9 | Petroleum Liquids | DFO | IC | 2 | 2000 |  |  | (OP) Operating | [6 empty] | Marshall | 34.3634 | -86.2239
7570 | Great River Energy | 7925 | Lakefield Junction | Electric Utility | MN | 1 | 89.3 | 86.2 | Natural Gas Fired Combustion Turbine | NG | GT | 6 | 2001 |  |  | (OP) Operating | [6 empty] | Martin | 43.7984 | -94.8415
7570 | Great River Energy | 7925 | Lakefield Junction | Electric Utility | MN | 2 | 89.3 | 85.7 | Natural Gas Fired Combustion Turbine | NG | GT | 6 | 2001 |  |  | (OP) Operating | [6 empty] | Martin | 43.7984 | -94.8415
7570 | Great River Energy | 7925 | Lakefield Junction | Electric Utility | MN | 3 | 89.3 | 84.8 | Natural Gas Fired Combustion Turbine | NG | GT | 6 | 2001 |  |  | (OP) Operating | [6 empty] | Martin | 43.7984 | -94.8415
7570 | Great River Energy | 7925 | Lakefield Junction | Electric Utility | MN | 4 | 89.3 | 84.9 | Natural Gas Fired Combustion Turbine | NG | GT | 6 | 2001 |  |  | (OP) Operating | [6 empty] | Martin | 43.7984 | -94.8415
7570 | Great River Energy | 7925 | Lakefield Junction | Electric Utility | MN | 5 | 89.3 | 86.4 | Natural Gas Fired Combustion Turbine | NG | GT | 6 | 2001 |  |  | (OP) Operating | [6 empty] | Martin | 43.7984 | -94.8415
7570 | Great River Energy | 7925 | Lakefield Junction | Electric Utility | MN | 6 | 89.3 | 85.6 | Natural Gas Fired Combustion Turbine | NG | GT | 6 | 2001 |  |  | (OP) Operating | [6 empty] | Martin | 43.7984 | -94.8415
7570 | Great River Energy | 7925 | Lakefield Junction | Electric Utility | MN | 7 | 2 | 2 | Petroleum Liquids | DFO | IC | 4 | 2002 |  |  | (SB) Standby/Backup: available for service but not normally used | [6 empty] | Martin | 43.7984 | -94.8415
18204 | City of Strawberry Point | 7926 | South Strawberry | Electric Utility | IA | 1A | 1.8 | 1.8 | Petroleum Liquids | DFO | IC | 1 | 2002 |  |  | (OP) Operating | [6 empty] | CLAYTON | 42.7114 | -91.5469
18204 | City of Strawberry Point | 7926 | South Strawberry | Electric Utility | IA | 2A | 1.8 | 1.8 | Petroleum Liquids | DFO | IC | 1 | 2002 |  |  | (OP) Operating | [6 empty] | CLAYTON | 42.7114 | -91.5469
18642 | Tennessee Valley Authority | 7927 | Buffalo Mountain | Electric Utility | TN | 1 | 0.6 | 0.7 | Onshore Wind Turbine | WND | WT | 10 | 2000 |  |  | (OP) Operating | [6 empty] | Anderson | 36.121 | -84.3387
18642 | Tennessee Valley Authority | 7927 | Buffalo Mountain | Electric Utility | TN | 2 | 0.6 | 0.7 | Onshore Wind Turbine | WND | WT | 10 | 2000 |  |  | (OP) Operating | [6 empty] | Anderson | 36.121 | -84.3387
18642 | Tennessee Valley Authority | 7927 | Buffalo Mountain | Electric Utility | TN | 3 | 0.6 | 0.7 | Onshore Wind Turbine | WND | WT | 10 | 2000 |  |  | (OP) Operating | [6 empty] | Anderson | 36.121 | -84.3387
10000 | Kansas City Power & Light Co | 7928 | Osawatomie | Electric Utility | KS | 1 | 90 | 77.3 | Natural Gas Fired Combustion Turbine | NG | GT | 6 | 2003 |  |  | (OP) Operating | [6 empty] | Miami | 38.5322 | -94.9026
10000 | Kansas City Power & Light Co | 7929 | West Gardner | Electric Utility | KS | 1 | 91.3 | 75.3 | Natural Gas Fired Combustion Turbine | NG | GT | 6 | 2003 |  |  | (OP) Operating | [6 empty] | Johnson | 38.7875 | -94.9861
10000 | Kansas City Power & Light Co | 7929 | West Gardner | Electric Utility | KS | 2 | 91.3 | 78.1 | Natural Gas Fired Combustion Turbine | NG | GT | 6 | 2003 |  |  | (OP) Operating | [6 empty] | Johnson | 38.7875 | -94.9861
10000 | Kansas City Power & Light Co | 7929 | West Gardner | Electric Utility | KS | 3 | 91.3 | 78.6 | Natural Gas Fired Combustion Turbine | NG | GT | 6 | 2003 |  |  | (OP) Operating | [6 empty] | Johnson | 38.7875 | -94.9861
10000 | Kansas City Power & Light Co | 7929 | West Gardner | Electric Utility | KS | 4 | 91.3 | 79.1 | Natural Gas Fired Combustion Turbine | NG | GT | 6 | 2003 |  |  | (OP) Operating | [6 empty] | Johnson | 38.7875 | -94.9861
16440 | City of Russell - (KS) | 7930 | Russell Energy Center | Electric Utility | KS | T-1 | 7.5 | 6 | Natural Gas Fired Combustion Turbine | NG | GT | 2 | 2002 |  |  | (OP) Operating | [6 empty] | Russell | 38.8997 | -98.8394
16440 | City of Russell - (KS) | 7930 | Russell Energy Center | Electric Utility | KS | T-2 | 7.5 | 6 | Natural Gas Fired Combustion Turbine | NG | GT | 2 | 2002 |  |  | (OP) Operating | [6 empty] | Russell | 38.8997 | -98.8394
20169 | Avista Corp | 7931 | Coyote Springs II | Electric Utility | OR | 1 | 170 | 149 | Natural Gas Fired Combined Cycle | NG | CT | 7 | 2003 |  |  | (OP) Operating |  |  |  | 2016 | 7 | 10 | Morrow | 45.848 | -119.674
20169 | Avista Corp | 7931 | Coyote Springs II | Electric Utility | OR | 2 | 117 | 93.7 | Natural Gas Fired Combined Cycle | NG | CA | 7 | 2003 |  |  | (OP) Operating | [6 empty] | Morrow | 45.848 | -119.674
20910 | Wolverine Power Supply Coop | 7932 | Gaylord - Wolverine | Electric Utility | MI | 1 | 23.4 | 20.2 | Natural Gas Fired Combustion Turbine | NG | GT | 6 | 2001 |  |  | (OP) Operating | [6 empty] | Otsego | 45.0046 | -84.7218
20910 | Wolverine Power Supply Coop | 7932 | Gaylord - Wolverine | Electric Utility | MI | 2 | 23.4 | 20.2 | Natural Gas Fired Combustion Turbine | NG | GT | 6 | 2001 |  |  | (OP) Operating | [6 empty] | Otsego | 45.0046 | -84.7218
20910 | Wolverine Power Supply Coop | 7932 | Gaylord - Wolverine | Electric Utility | MI | 3 | 23.4 | 20.2 | Natural Gas Fired Combustion Turbine | NG | GT | 6 | 2001 |  |  | (OP) Operating | [6 empty] | Otsego | 45.0046 | -84.7218
16198 | City of Rock Falls - (IL) | 7934 | Industrial Park | Electric Utility | IL | 3 | 1.8 | 1.8 | Petroleum Liquids | DFO | IC | 7 | 2001 |  |  | (OP) Operating | [6 empty] | Whiteside | 41.7682 | -89.6744
16198 | City of Rock Falls - (IL) | 7934 | Industrial Park | Electric Utility | IL | 4 | 1.8 | 1.8 | Petroleum Liquids | DFO | IC | 7 | 2001 |  |  | (OP) Operating | [6 empty] | Whiteside | 41.7682 | -89.6744
16198 | City of Rock Falls - (IL) | 7934 | Industrial Park | Electric Utility | IL | 5 | 1.8 | 1.8 | Petroleum Liquids | DFO | IC | 7 | 2001 |  |  | (OP) Operating | [6 empty] | Whiteside | 41.7682 | -89.6744
16198 | City of Rock Falls - (IL) | 7934 | Industrial Park | Electric Utility | IL | 6 | 1.8 | 1.8 | Petroleum Liquids | DFO | IC | 6 | 2002 |  |  | (OP) Operating | [6 empty] | Whiteside | 41.7682 | -89.6744
16198 | City of Rock Falls - (IL) | 7934 | Industrial Park | Electric Utility | IL | 7 | 1.8 | 1.8 | Petroleum Liquids | DFO | IC | 6 | 2002 |  |  | (OP) Operating | [6 empty] | Whiteside | 41.7682 | -89.6744
16198 | City of Rock Falls - (IL) | 7934 | Industrial Park | Electric Utility | IL | 8 | 2.2 | 2.2 | Petroleum Liquids | DFO | IC | 7 | 2011 |  |  | (OP) Operating | [6 empty] | Whiteside | 41.7682 | -89.6744
16198 | City of Rock Falls - (IL) | 7934 | Industrial Park | Electric Utility | IL | 9 | 2.2 | 2.2 | Petroleum Liquids | DFO | IC | 7 | 2011 |  |  | (OP) Operating | [6 empty] | Whiteside | 41.7682 | -89.6744
19150 | Trenton Municipal Utilities - (MO) | 7935 | Trenton South | Electric Utility | MO | 1 | 2 | 1.8 | Petroleum Liquids | DFO | IC | 7 | 2000 |  |  | (OP) Operating | [6 empty] | GRUNDY | 40.0672 | -93.6044
19150 | Trenton Municipal Utilities - (MO) | 7935 | Trenton South | Electric Utility | MO | 2 | 2 | 1.8 | Petroleum Liquids | DFO | IC | 7 | 2000 |  |  | (OP) Operating | [6 empty] | GRUNDY | 40.0672 | -93.6044
19150 | Trenton Municipal Utilities - (MO) | 7935 | Trenton South | Electric Utility | MO | 3 | 2 | 1.8 | Petroleum Liquids | DFO | IC | 7 | 2000 |  |  | (OP) Operating | [6 empty] | GRUNDY | 40.0672 | -93.6044
19150 | Trenton Municipal Utilities - (MO) | 7935 | Trenton South | Electric Utility | MO | 4 | 2 | 1.8 | Petroleum Liquids | DFO | IC | 7 | 2000 |  |  | (OP) Operating | [6 empty] | GRUNDY | 40.0672 | -93.6044
19150 | Trenton Municipal Utilities - (MO) | 7935 | Trenton South | Electric Utility | MO | 5 | 2 | 2 | Petroleum Liquids | DFO | IC | 4 | 2004 |  |  | (OP) Operating | [6 empty] | GRUNDY | 40.0672 | -93.6044
19150 | Trenton Municipal Utilities - (MO) | 7935 | Trenton South | Electric Utility | MO | 6 | 2 | 2 | Petroleum Liquids | DFO | IC | 4 | 2004 |  |  | (OP) Operating | [6 empty] | GRUNDY | 40.0672 | -93.6044
19150 | Trenton Municipal Utilities - (MO) | 7935 | Trenton South | Electric Utility | MO | 7 | 2 | 2 | Petroleum Liquids | DFO | IC | 4 | 2004 |  |  | (OP) Operating | [6 empty] | GRUNDY | 40.0672 | -93.6044
20160 | Energy Northwest | 7936 | Nine Canyon | Electric Utility | WA | 1 | 95.9 | 95 | Onshore Wind Turbine | WND | WT | 9 | 2002 |  |  | (OP) Operating | [6 empty] | Benton | 46.0958 | -119.0964
40229 | Old Dominion Electric Coop | 7940 | Ponton Diesel Generating Facility | Electric Utility | VA | 1 | 2 | 2 | Petroleum Liquids | DFO | IC | 12 | 2002 |  |  | (SB) Standby/Backup: available for service but not normally used | [6 empty] | Amelia | 37.2953 | -77.9862
40229 | Old Dominion Electric Coop | 7940 | Ponton Diesel Generating Facility | Electric Utility | VA | 2 | 2 | 2 | Petroleum Liquids | DFO | IC | 12 | 2002 |  |  | (SB) Standby/Backup: available for service but not normally used | [6 empty] | Amelia | 37.2953 | -77.9862
40229 | Old Dominion Electric Coop | 7941 | Nottoway Diesel Generating Facility | Electric Utility | VA | 1 | 2 | 2 | Petroleum Liquids | DFO | IC | 11 | 2002 |  |  | (SB) Standby/Backup: available for service but not normally used | [6 empty] | Southampton | 36.6972 | -77.105
40229 | Old Dominion Electric Coop | 7941 | Nottoway Diesel Generating Facility | Electric Utility | VA | 2 | 2 | 2 | Petroleum Liquids | DFO | IC | 11 | 2002 |  |  | (SB) Standby/Backup: available for service but not normally used | [6 empty] | Southampton | 36.6972 | -77.105
12397 | Metropolitan Water District of S CA | 7942 | Diamond Valley Lake | Electric Utility | CA | 10 | 3.3 | 3.3 | Conventional Hydroelectric | WAT | HY | 12 | 2001 |  |  | (OP) Operating | [6 empty] | Riverside | 33.6808 | -117.0698
12397 | Metropolitan Water District of S CA | 7942 | Diamond Valley Lake | Electric Utility | CA | 11 | 3.3 | 3.3 | Conventional Hydroelectric | WAT | HY | 12 | 2001 |  |  | (OP) Operating | [6 empty] | Riverside | 33.6808 | -117.0698
12397 | Metropolitan Water District of S CA | 7942 | Diamond Valley Lake | Electric Utility | CA | 12 | 3.3 | 3.3 | Conventional Hydroelectric | WAT | HY | 12 | 2001 |  |  | (OP) Operating | [6 empty] | Riverside | 33.6808 | -117.0698
12397 | Metropolitan Water District of S CA | 7942 | Diamond Valley Lake | Electric Utility | CA | 2 | 3.3 | 3.3 | Conventional Hydroelectric | WAT | HY | 5 | 2001 |  |  | (OP) Operating | [6 empty] | Riverside | 33.6808 | -117.0698
12397 | Metropolitan Water District of S CA | 7942 | Diamond Valley Lake | Electric Utility | CA | 3 | 3.3 | 3.3 | Conventional Hydroelectric | WAT | HY | 5 | 2001 |  |  | (OP) Operating | [6 empty] | Riverside | 33.6808 | -117.0698
12397 | Metropolitan Water District of S CA | 7942 | Diamond Valley Lake | Electric Utility | CA | 4 | 3.3 | 3.3 | Conventional Hydroelectric | WAT | HY | 5 | 2001 |  |  | (OP) Operating | [6 empty] | Riverside | 33.6808 | -117.0698
12397 | Metropolitan Water District of S CA | 7942 | Diamond Valley Lake | Electric Utility | CA | 6 | 3.3 | 3.3 | Conventional Hydroelectric | WAT | HY | 12 | 2001 |  |  | (OP) Operating | [6 empty] | Riverside | 33.6808 | -117.0698
12397 | Metropolitan Water District of S CA | 7942 | Diamond Valley Lake | Electric Utility | CA | 7 | 3.3 | 3.3 | Conventional Hydroelectric | WAT | HY | 12 | 2001 |  |  | (OP) Operating | [6 empty] | Riverside | 33.6808 | -117.0698
12397 | Metropolitan Water District of S CA | 7942 | Diamond Valley Lake | Electric Utility | CA | 8 | 3.3 | 3.3 | Conventional Hydroelectric | WAT | HY | 12 | 2001 |  |  | (OP) Operating | [6 empty] | Riverside | 33.6808 | -117.0698
13100 | Municipal Electric Authority | 7946 | Wansley Unit 9 | Electric Utility | GA | CT1 | 171 | 146.1 | Natural Gas Fired Combined Cycle | NG | CT | 6 | 2004 |  |  | (OP) Operating | [6 empty] | Heard | 33.4083 | -85.0403
13100 | Municipal Electric Authority | 7946 | Wansley Unit 9 | Electric Utility | GA | CT2 | 171 | 145.2 | Natural Gas Fired Combined Cycle | NG | CT | 6 | 2004 |  |  | (OP) Operating | [6 empty] | Heard | 33.4083 | -85.0403
13100 | Municipal Electric Authority | 7946 | Wansley Unit 9 | Electric Utility | GA | ST1 | 226 | 202.1 | Natural Gas Fired Combined Cycle | NG | CA | 6 | 2004 |  |  | (OP) Operating | [6 empty] | Heard | 33.4083 | -85.0403
14232 | Otter Tail Power Co | 7947 | Solway CT | Electric Utility | MN | 1 | 50 | 41.9 | Natural Gas Fired Combustion Turbine | NG | GT | 5 | 2003 |  |  | (SB) Standby/Backup: available for service but not normally used | [6 empty] | Beltrami | 47.5446 | -95.1297
14232 | Otter Tail Power Co | 7947 | Solway CT | Electric Utility | MN | D1 | 1.3 | 1.3 | Petroleum Liquids | DFO | IC | 8 | 2005 |  |  | (SB) Standby/Backup: available for service but not normally used | [6 empty] | Beltrami | 47.5446 | -95.1297
9267 | Hoosier Energy R E C, Inc | 7948 | Lawrence County Station | Electric Utility | IN | 1 | 67 | 43.5 | Natural Gas Fired Combustion Turbine | NG | GT | 5 | 2005 |  |  | (OP) Operating | [6 empty] | Lawrence | 38.8003 | -86.4511
9267 | Hoosier Energy R E C, Inc | 7948 | Lawrence County Station | Electric Utility | IN | 2 | 67 | 45.5 | Natural Gas Fired Combustion Turbine | NG | GT | 5 | 2005 |  |  | (OP) Operating | [6 empty] | Lawrence | 38.8003 | -86.4511
9267 | Hoosier Energy R E C, Inc | 7948 | Lawrence County Station | Electric Utility | IN | 3 | 67 | 44 | Natural Gas Fired Combustion Turbine | NG | GT | 5 | 2005 |  |  | (OP) Operating | [6 empty] | Lawrence | 38.8003 | -86.4511
9267 | Hoosier Energy R E C, Inc | 7948 | Lawrence County Station | Electric Utility | IN | 4 | 67 | 43.9 | Natural Gas Fired Combustion Turbine | NG | GT | 5 | 2005 |  |  | (OP) Operating | [6 empty] | Lawrence | 38.8003 | -86.4511
9267 | Hoosier Energy R E C, Inc | 7948 | Lawrence County Station | Electric Utility | IN | 5 | 67 | 44.8 | Natural Gas Fired Combustion Turbine | NG | GT | 5 | 2005 |  |  | (OP) Operating | [6 empty] | Lawrence | 38.8003 | -86.4511
9267 | Hoosier Energy R E C, Inc | 7948 | Lawrence County Station | Electric Utility | IN | 6 | 67 | 42.4 | Natural Gas Fired Combustion Turbine | NG | GT | 5 | 2005 |  |  | (OP) Operating | [6 empty] | Lawrence | 38.8003 | -86.4511
9191 | Idaho Power Co | 7953 | Evander Andrews Power Complex | Electric Utility | ID | 1 | 179.1 | 171 | Natural Gas Fired Combustion Turbine | NG | GT | 2 | 2008 |  |  | (OP) Operating | [6 empty] | Elmore | 43.1792 | -115.7343
9191 | Idaho Power Co | 7953 | Evander Andrews Power Complex | Electric Utility | ID | 2 | 45.9 | 45.4 | Natural Gas Fired Combustion Turbine | NG | GT | 9 | 2001 |  |  | (OP) Operating | [6 empty] | Elmore | 43.1792 | -115.7343
9191 | Idaho Power Co | 7953 | Evander Andrews Power Complex | Electric Utility | ID | 3 | 45.9 | 45.1 | Natural Gas Fired Combustion Turbine | NG | GT | 9 | 2001 |  |  | (OP) Operating | [6 empty] | Elmore | 43.1792 | -115.7343
56152 | New Smyrna Beach Utilities Commission | 7954 | Field Street | Electric Utility | FL | 1 | 24 | 22 | Petroleum Liquids | DFO | GT | 5 | 2001 |  |  | (OP) Operating | [6 empty] | Volusia | 29.0213 | -80.9949
56152 | New Smyrna Beach Utilities Commission | 7954 | Field Street | Electric Utility | FL | 2 | 24 | 22 | Petroleum Liquids | DFO | GT | 5 | 2001 |  |  | (OP) Operating | [6 empty] | Volusia | 29.0213 | -80.9949
14127 | Omaha Public Power District | 7955 | Elk City Station | Electric Utility | NE | 1 | 0.8 | 0.8 | Landfill Gas | LFG | IC | 4 | 2002 |  |  | (OP) Operating | [6 empty] | Douglas | 41.3839 | -96.2544
14127 | Omaha Public Power District | 7955 | Elk City Station | Electric Utility | NE | 2 | 0.8 | 0.8 | Landfill Gas | LFG | IC | 4 | 2002 |  |  | (OP) Operating | [6 empty] | Douglas | 41.3839 | -96.2544
14127 | Omaha Public Power District | 7955 | Elk City Station | Electric Utility | NE | 3 | 0.8 | 0.8 | Landfill Gas | LFG | IC | 4 | 2002 |  |  | (OP) Operating | [6 empty] | Douglas | 41.3839 | -96.2544
14127 | Omaha Public Power District | 7955 | Elk City Station | Electric Utility | NE | 4 | 0.8 | 0.8 | Landfill Gas | LFG | IC | 4 | 2002 |  |  | (OP) Operating | [6 empty] | Douglas | 41.3839 | -96.2544
14127 | Omaha Public Power District | 7955 | Elk City Station | Electric Utility | NE | 5 | 0.8 | 0.8 | Landfill Gas | LFG | IC | 6 | 2006 |  |  | (OP) Operating | [6 empty] | Douglas | 41.3839 | -96.2544
14127 | Omaha Public Power District | 7955 | Elk City Station | Electric Utility | NE | 6 | 0.8 | 0.8 | Landfill Gas | LFG | IC | 6 | 2006 |  |  | (OP) Operating | [6 empty] | Douglas | 41.3839 | -96.2544
14127 | Omaha Public Power District | 7955 | Elk City Station | Electric Utility | NE | 7 | 0.8 | 0.8 | Landfill Gas | LFG | IC | 8 | 2006 |  |  | (OP) Operating | [6 empty] | Douglas | 41.3839 | -96.2544
14127 | Omaha Public Power District | 7955 | Elk City Station | Electric Utility | NE | 8 | 0.8 | 0.8 | Landfill Gas | LFG | IC | 8 | 2009 |  |  | (OP) Operating | [6 empty] | Douglas | 41.3839 | -96.2544
59159 | Central Electric Power | 7957 | Sediver | Electric Utility | SC | 1 | 2.9 | 2.4 | Petroleum Liquids | DFO | IC | 7 | 2003 |  |  | (OP) Operating | [6 empty] | York | 34.9653 | -81.1872
17543 | South Carolina Public Service Authority | 7958 | Horry Land Fill Gas Site | Electric Utility | SC | HG1 | 1 | 1.1 | Landfill Gas | LFG | IC | 8 | 2001 |  |  | (OP) Operating | [6 empty] | Horry | 33.8125 | -78.9672
17543 | South Carolina Public Service Authority | 7958 | Horry Land Fill Gas Site | Electric Utility | SC | HG2 | 1 | 1.1 | Landfill Gas | LFG | IC | 8 | 2001 |  |  | (OP) Operating | [6 empty] | Horry | 33.8125 | -78.9672
17543 | South Carolina Public Service Authority | 7958 | Horry Land Fill Gas Site | Electric Utility | SC | HG3 | 1.1 | 1.1 | Landfill Gas | LFG | IC | 3 | 2003 |  |  | (OP) Operating | [6 empty] | Horry | 33.8125 | -78.9672
18642 | Tennessee Valley Authority | 7960 | Kemper County | Electric Utility | MS | GT1 | 93 | 73.3 | Natural Gas Fired Combustion Turbine | NG | GT | 7 | 2002 |  |  | (OP) Operating | [6 empty] | Kemper | 32.7976 | -88.606
18642 | Tennessee Valley Authority | 7960 | Kemper County | Electric Utility | MS | GT2 | 93 | 73.3 | Natural Gas Fired Combustion Turbine | NG | GT | 7 | 2002 |  |  | (OP) Operating | [6 empty] | Kemper | 32.7976 | -88.606
18642 | Tennessee Valley Authority | 7960 | Kemper County | Electric Utility | MS | GT3 | 93 | 73.3 | Natural Gas Fired Combustion Turbine | NG | GT | 7 | 2002 |  |  | (OP) Operating | [6 empty] | Kemper | 32.7976 | -88.606
18642 | Tennessee Valley Authority | 7960 | Kemper County | Electric Utility | MS | GT4 | 93 | 73.3 | Natural Gas Fired Combustion Turbine | NG | GT | 7 | 2002 |  |  | (OP) Operating | [6 empty] | Kemper | 32.7976 | -88.606
5084 | Delaware Municipal Electric Corp | 7962 | Warren F Sam Beasley Generation Station | Electric Utility | DE | 001 | 45 | 48 | Natural Gas Fired Combustion Turbine | NG | GT | 4 | 2002 |  |  | (OP) Operating | [6 empty] | Kent | 39.2792 | -75.6239
5084 | Delaware Municipal Electric Corp | 7962 | Warren F Sam Beasley Generation Station | Electric Utility | DE | 002 | 51 | 50 | Natural Gas Fired Combustion Turbine | NG | GT | 11 | 2012 |  |  | (OP) Operating | [6 empty] | Kent | 39.2792 | -75.6239
19436 | Union Electric Co - (MO) | 7964 | Peno Creek | Electric Utility | MO | GT1 | 60 | 47 | Natural Gas Fired Combustion Turbine | NG | GT | 5 | 2002 |  |  | (OP) Operating | [6 empty] | Pike | 39.3531 | -91.2295
19436 | Union Electric Co - (MO) | 7964 | Peno Creek | Electric Utility | MO | GT2 | 60 | 47 | Natural Gas Fired Combustion Turbine | NG | GT | 5 | 2002 |  |  | (OP) Operating | [6 empty] | Pike | 39.3531 | -91.2295
19436 | Union Electric Co - (MO) | 7964 | Peno Creek | Electric Utility | MO | GT3 | 60 | 47 | Natural Gas Fired Combustion Turbine | NG | GT | 5 | 2002 |  |  | (OP) Operating | [6 empty] | Pike | 39.3531 | -91.2295
19436 | Union Electric Co - (MO) | 7964 | Peno Creek | Electric Utility | MO | GT4 | 60 | 47 | Natural Gas Fired Combustion Turbine | NG | GT | 5 | 2002 |  |  | (OP) Operating | [6 empty] | Pike | 39.3531 | -91.2295
11018 | Lincoln Electric System | 7965 | Salt Valley Wind Plant | Electric Utility | NE | G1 | 0.6 | 0.7 | Onshore Wind Turbine | WND | WT | 12 | 1998 |  |  | (OP) Operating | [6 empty] | LANCASTER | 40.9044 | -96.6231
11018 | Lincoln Electric System | 7965 | Salt Valley Wind Plant | Electric Utility | NE | G2 | 0.6 | 0.7 | Onshore Wind Turbine | WND | WT | 10 | 1999 |  |  | (OP) Operating | [6 empty] | LANCASTER | 40.9044 | -96.6231
309 | City of Algona - (IA) | 7966 | Iowa Distributed Wind Generation Project | Electric Utility | IA | IDWG | 2.3 | 2.3 | Onshore Wind Turbine | WND | WT | 6 | 2000 |  |  | (OP) Operating | [6 empty] | Kossuth | 43.0347 | -94.1406
15473 | Public Service Co of NM | 7967 | Lordsburg Generating | Electric Utility | NM | GT1 | 44 | 37 | Natural Gas Fired Combustion Turbine | NG | GT | 6 | 2002 |  |  | (OP) Operating | [6 empty] | Hidalgo | 32.3505 | -108.698
15473 | Public Service Co of NM | 7967 | Lordsburg Generating | Electric Utility | NM | GT2 | 44 | 37 | Natural Gas Fired Combustion Turbine | NG | GT | 6 | 2002 |  |  | (OP) Operating | [6 empty] | Hidalgo | 32.3505 | -108.698
14645 | City of Pella - (IA) | 7971 | Pella Peaking | Electric Utility | IA | 10 | 2 | 1.8 | Petroleum Liquids | DFO | IC | 6 | 2003 |  |  | (OP) Operating | [6 empty] | Marion | 41.4106 | -92.9378
14645 | City of Pella - (IA) | 7971 | Pella Peaking | Electric Utility | IA | 11 | 2 | 1.8 | Petroleum Liquids | DFO | IC | 6 | 2003 |  |  | (OP) Operating | [6 empty] | Marion | 41.4106 | -92.9378
14645 | City of Pella - (IA) | 7971 | Pella Peaking | Electric Utility | IA | 12 | 2 | 1.8 | Petroleum Liquids | DFO | IC | 6 | 2003 |  |  | (OP) Operating | [6 empty] | Marion | 41.4106 | -92.9378
14645 | City of Pella - (IA) | 7971 | Pella Peaking | Electric Utility | IA | 13 | 2 | 1.8 | Petroleum Liquids | DFO | IC | 6 | 2003 |  |  | (OP) Operating | [6 empty] | Marion | 41.4106 | -92.9378
14645 | City of Pella - (IA) | 7971 | Pella Peaking | Electric Utility | IA | 14 | 2 | 1.8 | Petroleum Liquids | DFO | IC | 6 | 2003 |  |  | (OP) Operating | [6 empty] | Marion | 41.4106 | -92.9378
14645 | City of Pella - (IA) | 7971 | Pella Peaking | Electric Utility | IA | 15 | 2 | 1.8 | Petroleum Liquids | DFO | IC | 6 | 2003 |  |  | (OP) Operating | [6 empty] | Marion | 41.4106 | -92.9378
14645 | City of Pella - (IA) | 7971 | Pella Peaking | Electric Utility | IA | 16 | 2 | 1.8 | Petroleum Liquids | DFO | IC | 6 | 2003 |  |  | (OP) Operating | [6 empty] | Marion | 41.4106 | -92.9378
14645 | City of Pella - (IA) | 7971 | Pella Peaking | Electric Utility | IA | 3 | 2 | 1.8 | Petroleum Liquids | DFO | IC | 6 | 2003 |  |  | (OP) Operating | [6 empty] | Marion | 41.4106 | -92.9378
14645 | City of Pella - (IA) | 7971 | Pella Peaking | Electric Utility | IA | 4 | 2 | 1.8 | Petroleum Liquids | DFO | IC | 6 | 2003 |  |  | (OP) Operating | [6 empty] | Marion | 41.4106 | -92.9378
14645 | City of Pella - (IA) | 7971 | Pella Peaking | Electric Utility | IA | 5 | 2 | 1.8 | Petroleum Liquids | DFO | IC | 6 | 2003 |  |  | (OP) Operating | [6 empty] | Marion | 41.4106 | -92.9378
14645 | City of Pella - (IA) | 7971 | Pella Peaking | Electric Utility | IA | 6 | 2 | 1.8 | Petroleum Liquids | DFO | IC | 6 | 2003 |  |  | (OP) Operating | [6 empty] | Marion | 41.4106 | -92.9378
14645 | City of Pella - (IA) | 7971 | Pella Peaking | Electric Utility | IA | 7 | 2 | 1.8 | Petroleum Liquids | DFO | IC | 6 | 2003 |  |  | (OP) Operating | [6 empty] | Marion | 41.4106 | -92.9378
14645 | City of Pella - (IA) | 7971 | Pella Peaking | Electric Utility | IA | 8 | 2 | 1.8 | Petroleum Liquids | DFO | IC | 6 | 2003 |  |  | (OP) Operating | [6 empty] | Marion | 41.4106 | -92.9378
14645 | City of Pella - (IA) | 7971 | Pella Peaking | Electric Utility | IA | 9 | 2 | 1.8 | Petroleum Liquids | DFO | IC | 6 | 2003 |  |  | (OP) Operating | [6 empty] | Marion | 41.4106 | -92.9378
20910 | Wolverine Power Supply Coop | 7972 | Sumpter | Electric Utility | MI | 1 | 85 | 77 | Natural Gas Fired Combustion Turbine | NG | GT | 7 | 2002 |  |  | (OP) Operating | [6 empty] | Wayne | 42.167 | -83.5318
20910 | Wolverine Power Supply Coop | 7972 | Sumpter | Electric Utility | MI | 2 | 85 | 77.5 | Natural Gas Fired Combustion Turbine | NG | GT | 7 | 2002 |  |  | (OP) Operating | [6 empty] | Wayne | 42.167 | -83.5318
20910 | Wolverine Power Supply Coop | 7972 | Sumpter | Electric Utility | MI | 3 | 85 | 76.6 | Natural Gas Fired Combustion Turbine | NG | GT | 7 | 2002 |  |  | (OP) Operating | [6 empty] | Wayne | 42.167 | -83.5318
20910 | Wolverine Power Supply Coop | 7972 | Sumpter | Electric Utility | MI | 4 | 85 | 77.3 | Natural Gas Fired Combustion Turbine | NG | GT | 7 | 2002 |  |  | (OP) Operating | [6 empty] | Wayne | 42.167 | -83.5318
9961 | Kansas Electric Power Coop Inc | 7973 | Sharpe | Electric Utility | KS | 1 | 2 | 2 | Petroleum Liquids | DFO | IC | 7 | 2002 |  |  | (SB) Standby/Backup: available for service but not normally used | [6 empty] | Coffey | 38.275 | -95.6839
9961 | Kansas Electric Power Coop Inc | 7973 | Sharpe | Electric Utility | KS | 10 | 2 | 2 | Petroleum Liquids | DFO | IC | 7 | 2002 |  |  | (SB) Standby/Backup: available for service but not normally used | [6 empty] | Coffey | 38.275 | -95.6839
9961 | Kansas Electric Power Coop Inc | 7973 | Sharpe | Electric Utility | KS | 2 | 2 | 2 | Petroleum Liquids | DFO | IC | 7 | 2002 |  |  | (SB) Standby/Backup: available for service but not normally used | [6 empty] | Coffey | 38.275 | -95.6839
9961 | Kansas Electric Power Coop Inc | 7973 | Sharpe | Electric Utility | KS | 3 | 2 | 2 | Petroleum Liquids | DFO | IC | 7 | 2002 |  |  | (SB) Standby/Backup: available for service but not normally used | [6 empty] | Coffey | 38.275 | -95.6839
9961 | Kansas Electric Power Coop Inc | 7973 | Sharpe | Electric Utility | KS | 4 | 2 | 2 | Petroleum Liquids | DFO | IC | 7 | 2002 |  |  | (SB) Standby/Backup: available for service but not normally used | [6 empty] | Coffey | 38.275 | -95.6839
9961 | Kansas Electric Power Coop Inc | 7973 | Sharpe | Electric Utility | KS | 5 | 2 | 2 | Petroleum Liquids | DFO | IC | 7 | 2002 |  |  | (SB) Standby/Backup: available for service but not normally used | [6 empty] | Coffey | 38.275 | -95.6839
9961 | Kansas Electric Power Coop Inc | 7973 | Sharpe | Electric Utility | KS | 6 | 2 | 2 | Petroleum Liquids | DFO | IC | 7 | 2002 |  |  | (SB) Standby/Backup: available for service but not normally used | [6 empty] | Coffey | 38.275 | -95.6839
9961 | Kansas Electric Power Coop Inc | 7973 | Sharpe | Electric Utility | KS | 7 | 2 | 2 | Petroleum Liquids | DFO | IC | 7 | 2002 |  |  | (SB) Standby/Backup: available for service but not normally used | [6 empty] | Coffey | 38.275 | -95.6839
9961 | Kansas Electric Power Coop Inc | 7973 | Sharpe | Electric Utility | KS | 8 | 2 | 2 | Petroleum Liquids | DFO | IC | 7 | 2002 |  |  | (SB) Standby/Backup: available for service but not normally used | [6 empty] | Coffey | 38.275 | -95.6839
9961 | Kansas Electric Power Coop Inc | 7973 | Sharpe | Electric Utility | KS | 9 | 2 | 2 | Petroleum Liquids | DFO | IC | 7 | 2002 |  |  | (SB) Standby/Backup: available for service but not normally used | [6 empty] | Coffey | 38.275 | -95.6839
1307 | Basin Electric Power Coop | 7974 | Chamberlain Wind Project | Electric Utility | SD | WTC1 | 1.3 | 1.3 | Onshore Wind Turbine | WND | WT | 11 | 2001 |  |  | (OP) Operating | [6 empty] | Brule | 43.8485 | -99.2476
1307 | Basin Electric Power Coop | 7974 | Chamberlain Wind Project | Electric Utility | SD | WTC2 | 1.3 | 1.3 | Onshore Wind Turbine | WND | WT | 11 | 2001 |  |  | (OP) Operating | [6 empty] | Brule | 43.8485 | -99.2476
30151 | Tri-State G & T Assn, Inc | 7975 | Pyramid | Electric Utility | NM | 1 | 46.5 | 39.5 | Natural Gas Fired Combustion Turbine | NG | GT | 3 | 2003 |  |  | (OP) Operating | [6 empty] | Hidalgo | 32.2363 | -108.5494
30151 | Tri-State G & T Assn, Inc | 7975 | Pyramid | Electric Utility | NM | 2 | 46.5 | 39.5 | Natural Gas Fired Combustion Turbine | NG | GT | 3 | 2003 |  |  | (OP) Operating | [6 empty] | Hidalgo | 32.2363 | -108.5494
30151 | Tri-State G & T Assn, Inc | 7975 | Pyramid | Electric Utility | NM | 3 | 46.5 | 39.5 | Natural Gas Fired Combustion Turbine | NG | GT | 5 | 2003 |  |  | (OP) Operating | [6 empty] | Hidalgo | 32.2363 | -108.5494
30151 | Tri-State G & T Assn, Inc | 7975 | Pyramid | Electric Utility | NM | 4 | 46.5 | 39.5 | Natural Gas Fired Combustion Turbine | NG | GT | 4 | 2003 |  |  | (OP) Operating | [6 empty] | Hidalgo | 32.2363 | -108.5494
13095 | City of Mulvane - (KS) | 7976 | Mulvane 2 | Electric Utility | KS | 10 | 4.1 | 3.8 | Petroleum Liquids | DFO | IC | 9 | 2003 |  |  | (OP) Operating | [6 empty] | Sedgwick | 37.4908 | -97.2216
13095 | City of Mulvane - (KS) | 7976 | Mulvane 2 | Electric Utility | KS | 11 | 4.1 | 3.8 | Petroleum Liquids | DFO | IC | 9 | 2003 |  |  | (OP) Operating | [6 empty] | Sedgwick | 37.4908 | -97.2216
13095 | City of Mulvane - (KS) | 7976 | Mulvane 2 | Electric Utility | KS | 9 | 1 | 1 | Petroleum Liquids | DFO | IC | 9 | 2003 |  |  | (OP) Operating | [6 empty] | Sedgwick | 37.4908 | -97.2216
7494 | City of Granite Falls - (MN) | 7977 | Granite Falls 2 | Electric Utility | MN | 1 | 2 | 2 | Petroleum Liquids | DFO | IC | 5 | 2003 |  |  | (SB) Standby/Backup: available for service but not normally used | [6 empty] | YELLOW MEDICINE | 44.8047 | -95.557
7494 | City of Granite Falls - (MN) | 7977 | Granite Falls 2 | Electric Utility | MN | 2 | 2 | 2 | Petroleum Liquids | DFO | IC | 5 | 2003 |  |  | (SB) Standby/Backup: available for service but not normally used | [6 empty] | YELLOW MEDICINE | 44.8047 | -95.557
7494 | City of Granite Falls - (MN) | 7977 | Granite Falls 2 | Electric Utility | MN | 3 | 2 | 2 | Petroleum Liquids | DFO | IC | 5 | 2003 |  |  | (SB) Standby/Backup: available for service but not normally used | [6 empty] | YELLOW MEDICINE | 44.8047 | -95.557
5416 | Duke Energy Carolinas, LLC | 7981 | Mill Creek (SC) | Electric Utility | SC | 1 | 99.9 | 74.4 | Natural Gas Fired Combustion Turbine | NG | GT | 12 | 2002 |  |  | (OP) Operating | [6 empty] | Cherokee | 35.1597 | -81.4306
5416 | Duke Energy Carolinas, LLC | 7981 | Mill Creek (SC) | Electric Utility | SC | 2 | 99.9 | 74.4 | Natural Gas Fired Combustion Turbine | NG | GT | 12 | 2002 |  |  | (OP) Operating | [6 empty] | Cherokee | 35.1597 | -81.4306
5416 | Duke Energy Carolinas, LLC | 7981 | Mill Creek (SC) | Electric Utility | SC | 3 | 99.9 | 74.4 | Natural Gas Fired Combustion Turbine | NG | GT | 12 | 2002 |  |  | (OP) Operating | [6 empty] | Cherokee | 35.1597 | -81.4306
5416 | Duke Energy Carolinas, LLC | 7981 | Mill Creek (SC) | Electric Utility | SC | 4 | 99.9 | 74.4 | Natural Gas Fired Combustion Turbine | NG | GT | 12 | 2002 |  |  | (OP) Operating | [6 empty] | Cherokee | 35.1597 | -81.4306
5416 | Duke Energy Carolinas, LLC | 7981 | Mill Creek (SC) | Electric Utility | SC | 5 | 99.9 | 74.4 | Natural Gas Fired Combustion Turbine | NG | GT | 5 | 2003 |  |  | (OP) Operating | [6 empty] | Cherokee | 35.1597 | -81.4306
5416 | Duke Energy Carolinas, LLC | 7981 | Mill Creek (SC) | Electric Utility | SC | 6 | 99.9 | 74.4 | Natural Gas Fired Combustion Turbine | NG | GT | 5 | 2003 |  |  | (OP) Operating | [6 empty] | Cherokee | 35.1597 | -81.4306
5416 | Duke Energy Carolinas, LLC | 7981 | Mill Creek (SC) | Electric Utility | SC | 7 | 99.9 | 74.4 | Natural Gas Fired Combustion Turbine | NG | GT | 5 | 2003 |  |  | (OP) Operating | [6 empty] | Cherokee | 35.1597 | -81.4306
5416 | Duke Energy Carolinas, LLC | 7981 | Mill Creek (SC) | Electric Utility | SC | 8 | 99.9 | 74.4 | Natural Gas Fired Combustion Turbine | NG | GT | 5 | 2003 |  |  | (OP) Operating | [6 empty] | Cherokee | 35.1597 | -81.4306
15793 | Redwood Falls Public Util Comm | 7982 | South Generation | Electric Utility | MN | 3 | 2.2 | 2 | Petroleum Liquids | DFO | IC | 3 | 2003 |  |  | (OP) Operating | [6 empty] | Redwood | 44.5331 | -95.1122
15793 | Redwood Falls Public Util Comm | 7982 | South Generation | Electric Utility | MN | 4 | 2.2 | 2 | Petroleum Liquids | DFO | IC | 3 | 2003 |  |  | (OP) Operating | [6 empty] | Redwood | 44.5331 | -95.1122
15793 | Redwood Falls Public Util Comm | 7982 | South Generation | Electric Utility | MN | 5 | 2.2 | 2.2 | Petroleum Liquids | DFO | IC | 3 | 2003 |  |  | (OP) Operating | [6 empty] | Redwood | 44.5331 | -95.1122
40582 | Michigan Public Power Agency | 7984 | Kalkaska CT #1 | Electric Utility | MI | 001 | 60.5 | 45 | Natural Gas Fired Combustion Turbine | NG | GT | 12 | 2002 |  |  | (OP) Operating | [6 empty] | Kalkaska | 44.6889 | -85.2019
12341 | MidAmerican Energy Co | 7985 | Greater Des Moines | Electric Utility | IA | GT1 | 190.4 | 159.1 | Natural Gas Fired Combined Cycle | NG | CT | 5 | 2003 |  |  | (OP) Operating | [6 empty] | Polk | 41.5563 | -93.5283
12341 | MidAmerican Energy Co | 7985 | Greater Des Moines | Electric Utility | IA | GT2 | 190.4 | 156.9 | Natural Gas Fired Combined Cycle | NG | CT | 5 | 2003 |  |  | (OP) Operating | [6 empty] | Polk | 41.5563 | -93.5283
12341 | MidAmerican Energy Co | 7985 | Greater Des Moines | Electric Utility | IA | ST1 | 195.5 | 176.6 | Natural Gas Fired Combined Cycle | NG | CA | 12 | 2004 |  |  | (OP) Operating | [6 empty] | Polk | 41.5563 | -93.5283
2507 | City of Burbank Water and Power | 7987 | Lake One | Electric Utility | CA | L1 | 60.5 | 48 | Natural Gas Fired Combustion Turbine | NG | GT | 6 | 2002 |  |  | (OP) Operating | [6 empty] | Los Angeles | 34.1772 | -118.3147
17568 | South Mississippi El Pwr Assn | 7988 | Silver Creek | Electric Utility | MS | 1 | 83.5 | 75 | Natural Gas Fired Combustion Turbine | NG | GT | 6 | 2003 |  |  | (OP) Operating | [6 empty] | Jefferson Davis | 31.6004 | -89.9468
17568 | South Mississippi El Pwr Assn | 7988 | Silver Creek | Electric Utility | MS | 2 | 83.5 | 75 | Natural Gas Fired Combustion Turbine | NG | GT | 6 | 2004 |  |  | (OP) Operating | [6 empty] | Jefferson Davis | 31.6004 | -89.9468
17568 | South Mississippi El Pwr Assn | 7988 | Silver Creek | Electric Utility | MS | 3 | 83.5 | 75 | Natural Gas Fired Combustion Turbine | NG | GT | 6 | 2005 |  |  | (OP) Operating | [6 empty] | Jefferson Davis | 31.6004 | -89.9468
17568 | South Mississippi El Pwr Assn | 7989 | Sylvarena | Electric Utility | MS | 1 | 47 | 43 | Natural Gas Fired Combustion Turbine | NG | GT | 7 | 2003 |  |  | (OP) Operating | [6 empty] | Smith | 31.9821 | -89.4127
17568 | South Mississippi El Pwr Assn | 7989 | Sylvarena | Electric Utility | MS | 2 | 47 | 43 | Natural Gas Fired Combustion Turbine | NG | GT | 7 | 2003 |  |  | (OP) Operating | [6 empty] | Smith | 31.9821 | -89.4127
17568 | South Mississippi El Pwr Assn | 7989 | Sylvarena | Electric Utility | MS | 3 | 47 | 43 | Natural Gas Fired Combustion Turbine | NG | GT | 7 | 2003 |  |  | (OP) Operating | [6 empty] | Smith | 31.9821 | -89.4127
406 | City of Altamont - (IL) | 7990 | Altamont | Electric Utility | IL | 1 | 1.8 | 1.8 | Petroleum Liquids | DFO | IC | 1 | 2002 |  |  | (SB) Standby/Backup: available for service but not normally used | [6 empty] | Effingham | 39.0687 | -88.7555
406 | City of Altamont - (IL) | 7990 | Altamont | Electric Utility | IL | 2 | 1.8 | 1.8 | Petroleum Liquids | DFO | IC | 1 | 2002 |  |  | (SB) Standby/Backup: available for service but not normally used | [6 empty] | Effingham | 39.0687 | -88.7555
406 | City of Altamont - (IL) | 7990 | Altamont | Electric Utility | IL | 3 | 1.8 | 1.8 | Petroleum Liquids | DFO | IC | 1 | 2002 |  |  | (SB) Standby/Backup: available for service but not normally used | [6 empty] | Effingham | 39.0687 | -88.7555
406 | City of Altamont - (IL) | 7990 | Altamont | Electric Utility | IL | 4 | 1.8 | 1.8 | Petroleum Liquids | DFO | IC | 11 | 2006 |  |  | (SB) Standby/Backup: available for service but not normally used | [6 empty] | Effingham | 39.0687 | -88.7555
11479 | Madison Gas & Electric Co | 7991 | West Campus Cogeneration Facility | Electric Utility | WI | 1 | 54 | 31.5 | Natural Gas Fired Combined Cycle | NG | CT | 4 | 2005 |  |  | (OP) Operating | [6 empty] | Dane | 43.0751 | -89.4251
11479 | Madison Gas & Electric Co | 7991 | West Campus Cogeneration Facility | Electric Utility | WI | CT2 | 54 | 32.9 | Natural Gas Fired Combined Cycle | NG | CT | 4 | 2005 |  |  | (OP) Operating | [6 empty] | Dane | 43.0751 | -89.4251
11479 | Madison Gas & Electric Co | 7991 | West Campus Cogeneration Facility | Electric Utility | WI | STG1 | 61.3 | 55.3 | Natural Gas Fired Combined Cycle | NG | CA | 4 | 2005 |  |  | (OP) Operating | [6 empty] | Dane | 43.0751 | -89.4251
56146 | Black Hills/Colorado Elec.Util | 7995 | Airport Industrial | Electric Utility | CO | IC1 | 2.5 | 2.5 | Petroleum Liquids | DFO | IC | 1 | 2002 |  |  | (OP) Operating | [6 empty] | Pueblo | 38.2844 | -104.5308
56146 | Black Hills/Colorado Elec.Util | 7995 | Airport Industrial | Electric Utility | CO | IC2 | 2.5 | 2.5 | Petroleum Liquids | DFO | IC | 1 | 2002 |  |  | (OP) Operating | [6 empty] | Pueblo | 38.2844 | -104.5308
56146 | Black Hills/Colorado Elec.Util | 7995 | Airport Industrial | Electric Utility | CO | IC3 | 2.5 | 2.5 | Petroleum Liquids | DFO | IC | 1 | 2002 |  |  | (OP) Operating | [6 empty] | Pueblo | 38.2844 | -104.5308
56146 | Black Hills/Colorado Elec.Util | 7995 | Airport Industrial | Electric Utility | CO | IC4 | 2.5 | 2.5 | Petroleum Liquids | DFO | IC | 1 | 2002 |  |  | (OP) Operating | [6 empty] | Pueblo | 38.2844 | -104.5308
10623 | City of Lakeland - (FL) | 7997 | Winston | Electric Utility | FL | WD01 | 2.5 | 2.5 | Petroleum Liquids | DFO | IC | 12 | 2001 |  |  | (OP) Operating | [6 empty] | Polk | 28.0274 | -82.0164
10623 | City of Lakeland - (FL) | 7997 | Winston | Electric Utility | FL | WD02 | 2.5 | 2.5 | Petroleum Liquids | DFO | IC | 12 | 2001 |  |  | (OP) Operating | [6 empty] | Polk | 28.0274 | -82.0164
10623 | City of Lakeland - (FL) | 7997 | Winston | Electric Utility | FL | WD03 | 2.5 | 2.5 | Petroleum Liquids | DFO | IC | 12 | 2001 |  |  | (OP) Operating | [6 empty] | Polk | 28.0274 | -82.0164
10623 | City of Lakeland - (FL) | 7997 | Winston | Electric Utility | FL | WD04 | 2.5 | 2.5 | Petroleum Liquids | DFO | IC | 12 | 2001 |  |  | (OP) Operating | [6 empty] | Polk | 28.0274 | -82.0164
10623 | City of Lakeland - (FL) | 7997 | Winston | Electric Utility | FL | WD05 | 2.5 | 2.5 | Petroleum Liquids | DFO | IC | 12 | 2001 |  |  | (OP) Operating | [6 empty] | Polk | 28.0274 | -82.0164
10623 | City of Lakeland - (FL) | 7997 | Winston | Electric Utility | FL | WD06 | 2.5 | 2.5 | Petroleum Liquids | DFO | IC | 12 | 2001 |  |  | (OP) Operating | [6 empty] | Polk | 28.0274 | -82.0164
10623 | City of Lakeland - (FL) | 7997 | Winston | Electric Utility | FL | WD07 | 2.5 | 2.5 | Petroleum Liquids | DFO | IC | 12 | 2001 |  |  | (OP) Operating | [6 empty] | Polk | 28.0274 | -82.0164
10623 | City of Lakeland - (FL) | 7997 | Winston | Electric Utility | FL | WD08 | 2.5 | 2.5 | Petroleum Liquids | DFO | IC | 12 | 2001 |  |  | (OP) Operating | [6 empty] | Polk | 28.0274 | -82.0164
10623 | City of Lakeland - (FL) | 7997 | Winston | Electric Utility | FL | WD09 | 2.5 | 2.5 | Petroleum Liquids | DFO | IC | 12 | 2001 |  |  | (OP) Operating | [6 empty] | Polk | 28.0274 | -82.0164
10623 | City of Lakeland - (FL) | 7997 | Winston | Electric Utility | FL | WD10 | 2.5 | 2.5 | Petroleum Liquids | DFO | IC | 12 | 2001 |  |  | (OP) Operating | [6 empty] | Polk | 28.0274 | -82.0164
10623 | City of Lakeland - (FL) | 7997 | Winston | Electric Utility | FL | WD11 | 2.5 | 2.5 | Petroleum Liquids | DFO | IC | 12 | 2001 |  |  | (OP) Operating | [6 empty] | Polk | 28.0274 | -82.0164
10623 | City of Lakeland - (FL) | 7997 | Winston | Electric Utility | FL | WD12 | 2.5 | 2.5 | Petroleum Liquids | DFO | IC | 12 | 2001 |  |  | (OP) Operating | [6 empty] | Polk | 28.0274 | -82.0164
10623 | City of Lakeland - (FL) | 7997 | Winston | Electric Utility | FL | WD13 | 2.5 | 2.5 | Petroleum Liquids | DFO | IC | 12 | 2001 |  |  | (OP) Operating | [6 empty] | Polk | 28.0274 | -82.0164
10623 | City of Lakeland - (FL) | 7997 | Winston | Electric Utility | FL | WD14 | 2.5 | 2.5 | Petroleum Liquids | DFO | IC | 12 | 2001 |  |  | (OP) Operating | [6 empty] | Polk | 28.0274 | -82.0164
10623 | City of Lakeland - (FL) | 7997 | Winston | Electric Utility | FL | WD15 | 2.5 | 2.5 | Petroleum Liquids | DFO | IC | 12 | 2001 |  |  | (OP) Operating | [6 empty] | Polk | 28.0274 | -82.0164
10623 | City of Lakeland - (FL) | 7997 | Winston | Electric Utility | FL | WD16 | 2.5 | 2.5 | Petroleum Liquids | DFO | IC | 12 | 2001 |  |  | (OP) Operating | [6 empty] | Polk | 28.0274 | -82.0164
10623 | City of Lakeland - (FL) | 7997 | Winston | Electric Utility | FL | WD17 | 2.5 | 2.5 | Petroleum Liquids | DFO | IC | 12 | 2001 |  |  | (OP) Operating | [6 empty] | Polk | 28.0274 | -82.0164
10623 | City of Lakeland - (FL) | 7997 | Winston | Electric Utility | FL | WD18 | 2.5 | 2.5 | Petroleum Liquids | DFO | IC | 12 | 2001 |  |  | (OP) Operating | [6 empty] | Polk | 28.0274 | -82.0164
10623 | City of Lakeland - (FL) | 7997 | Winston | Electric Utility | FL | WD19 | 2.5 | 2.5 | Petroleum Liquids | DFO | IC | 12 | 2001 |  |  | (OP) Operating | [6 empty] | Polk | 28.0274 | -82.0164
10623 | City of Lakeland - (FL) | 7997 | Winston | Electric Utility | FL | WD20 | 2.5 | 2.5 | Petroleum Liquids | DFO | IC | 12 | 2001 |  |  | (OP) Operating | [6 empty] | Polk | 28.0274 | -82.0164
49893 | Invenergy Services LLC | 7999 | Grays Harbor Energy Facility | IPP Non-CHP | WA | CT1 | 175 | 165 | Natural Gas Fired Combined Cycle | NG | CT | 5 | 2008 |  |  | (OP) Operating | [6 empty] | Grays Harbor | 46.9692 | -123.48
49893 | Invenergy Services LLC | 7999 | Grays Harbor Energy Facility | IPP Non-CHP | WA | CT2 | 175 | 172 | Natural Gas Fired Combined Cycle | NG | CT | 5 | 2008 |  |  | (OP) Operating | [6 empty] | Grays Harbor | 46.9692 | -123.48
49893 | Invenergy Services LLC | 7999 | Grays Harbor Energy Facility | IPP Non-CHP | WA | ST1 | 300 | 300 | Natural Gas Fired Combined Cycle | NG | CA | 5 | 2008 |  |  | (OP) Operating | [6 empty] | Grays Harbor | 46.9692 | -123.48
13337 | Nebraska Public Power District | 8000 | Beatrice | Electric Utility | NE | CT1 | 76.6 | 69 | Natural Gas Fired Combined Cycle | NG | CT | 1 | 2005 |  |  | (OP) Operating | [6 empty] | Gage | 40.3302 | -96.8082
13337 | Nebraska Public Power District | 8000 | Beatrice | Electric Utility | NE | CT2 | 76.6 | 68 | Natural Gas Fired Combined Cycle | NG | CT | 1 | 2005 |  |  | (OP) Operating | [6 empty] | Gage | 40.3302 | -96.8082
13337 | Nebraska Public Power District | 8000 | Beatrice | Electric Utility | NE | ST1 | 93.9 | 83 | Natural Gas Fired Combined Cycle | NG | CA | 1 | 2005 |  |  | (OP) Operating | [6 empty] | Gage | 40.3302 | -96.8082
15472 | Public Service Co of NH | 8002 | Newington | Electric Utility | NH | 1 | 414 | 400.2 | Petroleum Liquids | RFO | ST | 6 | 1974 |  |  | (OP) Operating | [6 empty] | Rockingham | 43.1 | -70.7908
54765 | Bear Swamp Power Company LLC | 8004 | Fife Brook | IPP Non-CHP | MA | GEN1 | 11.2 | 11.2 | Conventional Hydroelectric | WAT | HY | 10 | 1974 |  |  | (OP) Operating | [6 empty] | Berkshire | 42.6857 | -72.9776
54765 | Bear Swamp Power Company LLC | 8005 | Bear Swamp | IPP Non-CHP | MA | GEN1 | 300 | 300 | Hydroelectric Pumped Storage | WAT | PS | 9 | 1974 |  |  | (OP) Operating | [6 empty] | Berkshire | 42.6839 | -72.9599
54765 | Bear Swamp Power Company LLC | 8005 | Bear Swamp | IPP Non-CHP | MA | GEN2 | 300 | 300 | Hydroelectric Pumped Storage | WAT | PS | 10 | 1974 |  |  | (OP) Operating | [6 empty] | Berkshire | 42.6839 | -72.9599
5511 | CCI Roseton LLC | 8006 | Roseton Generating Facility | IPP Non-CHP | NY | 1 | 621 | 600.5 | Natural Gas Steam Turbine | NG | ST | 12 | 1974 |  |  | (OP) Operating | [6 empty] | Orange | 41.5738 | -73.9663
5511 | CCI Roseton LLC | 8006 | Roseton Generating Facility | IPP Non-CHP | NY | 2 | 621 | 596 | Natural Gas Steam Turbine | NG | ST | 9 | 1974 |  |  | (OP) Operating | [6 empty] | Orange | 41.5738 | -73.9663
56505 | National Grid Generation LLC | 8007 | Holtsville | Electric Utility | NY | 1 | 56.7 | 55.5 | Petroleum Liquids | KER | GT | 7 | 1974 |  |  | (OP) Operating | [6 empty] | Suffolk | 40.817 | -73.0663
56505 | National Grid Generation LLC | 8007 | Holtsville | Electric Utility | NY | 10 | 56.7 | 54.1 | Petroleum Liquids | KER | GT | 7 | 1975 |  |  | (OP) Operating | [6 empty] | Suffolk | 40.817 | -73.0663
56505 | National Grid Generation LLC | 8007 | Holtsville | Electric Utility | NY | 2 | 56.7 | 55.6 | Petroleum Liquids | KER | GT | 7 | 1974 |  |  | (OP) Operating | [6 empty] | Suffolk | 40.817 | -73.0663
56505 | National Grid Generation LLC | 8007 | Holtsville | Electric Utility | NY | 3 | 56.7 | 51 | Petroleum Liquids | KER | GT | 7 | 1974 |  |  | (OP) Operating | [6 empty] | Suffolk | 40.817 | -73.0663
56505 | National Grid Generation LLC | 8007 | Holtsville | Electric Utility | NY | 4 | 56.7 | 52.4 | Petroleum Liquids | KER | GT | 7 | 1974 |  |  | (OP) Operating | [6 empty] | Suffolk | 40.817 | -73.0663
56505 | National Grid Generation LLC | 8007 | Holtsville | Electric Utility | NY | 5 | 56.7 | 53.4 | Petroleum Liquids | KER | GT | 7 | 1974 |  |  | (OP) Operating | [6 empty] | Suffolk | 40.817 | -73.0663
56505 | National Grid Generation LLC | 8007 | Holtsville | Electric Utility | NY | 6 | 56.7 | 50.4 | Petroleum Liquids | KER | GT | 7 | 1975 |  |  | (OP) Operating | [6 empty] | Suffolk | 40.817 | -73.0663
56505 | National Grid Generation LLC | 8007 | Holtsville | Electric Utility | NY | 7 | 56.7 | 49.2 | Petroleum Liquids | KER | GT | 7 | 1975 |  |  | (OP) Operating | [6 empty] | Suffolk | 40.817 | -73.0663
56505 | National Grid Generation LLC | 8007 | Holtsville | Electric Utility | NY | 8 | 56.7 | 55.4 | Petroleum Liquids | KER | GT | 7 | 1975 |  |  | (OP) Operating | [6 empty] | Suffolk | 40.817 | -73.0663
56505 | National Grid Generation LLC | 8007 | Holtsville | Electric Utility | NY | 9 | 56.7 | 55.3 | Petroleum Liquids | KER | GT | 7 | 1975 |  |  | (OP) Operating | [6 empty] | Suffolk | 40.817 | -73.0663
56606 | Calpine New Jersey Generation LLC | 8008 | Mickleton Station | IPP Non-CHP | NJ | MICK | 71.2 | 64.9 | Natural Gas Fired Combustion Turbine | NG | GT | 6 | 1974 |  |  | (SB) Standby/Backup: available for service but not normally used | [6 empty] | Gloucester | 39.8119 | -75.249
13511 | New York State Elec & Gas Corp | 8009 | Auburn State Street | Electric Utility | NY | 1 | 7 | 5.3 | Natural Gas Fired Combustion Turbine | NG | GT | 8 | 2000 |  |  | (SB) Standby/Backup: available for service but not normally used | [6 empty] | Cayuga | 42.9278 | -76.5921
13137 | City of Murray - (UT) | 8010 | Murray Turbine | Electric Utility | UT | 1 | 14 | 12 | Natural Gas Fired Combustion Turbine | NG | GT | 6 | 2001 |  |  | (OP) Operating | [6 empty] | Salt Lake | 40.67 | -111.89
13137 | City of Murray - (UT) | 8010 | Murray Turbine | Electric Utility | UT | 2 | 14 | 12 | Natural Gas Fired Combustion Turbine | NG | GT | 10 | 2001 |  |  | (OP) Operating | [6 empty] | Salt Lake | 40.67 | -111.89
13137 | City of Murray - (UT) | 8010 | Murray Turbine | Electric Utility | UT | 3 | 14 | 12 | Natural Gas Fired Combustion Turbine | NG | GT | 1 | 2002 |  |  | (OP) Operating | [6 empty] | Salt Lake | 40.67 | -111.89
55951 | Exelon Nuclear | 8011 | Three Mile Island | IPP Non-CHP | PA | 1 | 980.8 | 802.8 | Nuclear | NUC | ST | 8 | 1974 |  |  | (OP) Operating | [6 empty] | Dauphin | 40.1515 | -76.7232
6035 | Exelon Power | 8012 | Croydon CT Generating Station | IPP Non-CHP | PA | 11 | 68.3 | 49 | Petroleum Liquids | DFO | GT | 6 | 1974 |  |  | (OP) Operating | [6 empty] | Bucks | 40.08 | -74.8917
6035 | Exelon Power | 8012 | Croydon CT Generating Station | IPP Non-CHP | PA | 12 | 68.3 | 49 | Petroleum Liquids | DFO | GT | 6 | 1974 |  |  | (OP) Operating | [6 empty] | Bucks | 40.08 | -74.8917
6035 | Exelon Power | 8012 | Croydon CT Generating Station | IPP Non-CHP | PA | 21 | 68.3 | 49 | Petroleum Liquids | DFO | GT | 6 | 1974 |  |  | (OP) Operating | [6 empty] | Bucks | 40.08 | -74.8917
6035 | Exelon Power | 8012 | Croydon CT Generating Station | IPP Non-CHP | PA | 22 | 68.3 | 49 | Petroleum Liquids | DFO | GT | 6 | 1974 |  |  | (OP) Operating | [6 empty] | Bucks | 40.08 | -74.8917
6035 | Exelon Power | 8012 | Croydon CT Generating Station | IPP Non-CHP | PA | 31 | 68.3 | 49 | Petroleum Liquids | DFO | GT | 8 | 1974 |  |  | (OP) Operating | [6 empty] | Bucks | 40.08 | -74.8917
6035 | Exelon Power | 8012 | Croydon CT Generating Station | IPP Non-CHP | PA | 32 | 68.3 | 49 | Petroleum Liquids | DFO | GT | 8 | 1974 |  |  | (OP) Operating | [6 empty] | Bucks | 40.08 | -74.8917
6035 | Exelon Power | 8012 | Croydon CT Generating Station | IPP Non-CHP | PA | 41 | 68.3 | 49 | Petroleum Liquids | DFO | GT | 7 | 1974 |  |  | (OP) Operating | [6 empty] | Bucks | 40.08 | -74.8917
6035 | Exelon Power | 8012 | Croydon CT Generating Station | IPP Non-CHP | PA | 42 | 68.3 | 49 | Petroleum Liquids | DFO | GT | 7 | 1974 |  |  | (OP) Operating | [6 empty] | Bucks | 40.08 | -74.8917
13697 | North Central Power Co Inc | 8013 | Winter | Electric Utility | WI | IC 1 | 2.8 | 2.8 | Petroleum Liquids | DFO | IC | 8 | 2002 |  |  | (OP) Operating | [6 empty] | Sawyer | 45.8367 | -90.9735
13697 | North Central Power Co Inc | 8013 | Winter | Electric Utility | WI | IC 2 | 2.8 | 2.8 | Petroleum Liquids | DFO | IC | 8 | 2002 |  |  | (OP) Operating | [6 empty] | Sawyer | 45.8367 | -90.9735
14446 | Paragould Light & Water Comm | 8015 | Paragould Reciprocating | Electric Utility | AR | 011 | 6.4 | 6 | Natural Gas Internal Combustion Engine | NG | IC | 7 | 2001 |  |  | (OP) Operating | [6 empty] | Greene | 36.0242 | -90.5094
14446 | Paragould Light & Water Comm | 8015 | Paragould Reciprocating | Electric Utility | AR | 021 | 6.4 | 6 | Natural Gas Internal Combustion Engine | NG | IC | 7 | 2001 |  |  | (OP) Operating | [6 empty] | Greene | 36.0242 | -90.5094
14446 | Paragould Light & Water Comm | 8015 | Paragould Reciprocating | Electric Utility | AR | 031 | 6.4 | 6 | Natural Gas Internal Combustion Engine | NG | IC | 7 | 2001 |  |  | (OP) Operating | [6 empty] | Greene | 36.0242 | -90.5094
17828 | City of Springfield - (IL) | 8016 | Factory | Electric Utility | IL | 1 | 26.6 | 18 | Petroleum Liquids | DFO | GT | 8 | 1973 |  |  | (OP) Operating | [6 empty] | Sangamon | 39.8259 | -89.6373
19578 | Upper Peninsula Power Company | 8019 | Portage | Electric Utility | MI | 1 | 22.6 | 17.4 | Petroleum Liquids | DFO | GT | 11 | 1973 |  |  | (OP) Operating | [6 empty] | Houghton | 47.0808 | -88.6472
1148 | City of Baldwin City- (KS) | 8020 | Baldwin City Plant No 2 | Electric Utility | KS | 7 | 3.2 | 3 | Petroleum Liquids | DFO | IC | 8 | 2004 |  |  | (OP) Operating | [6 empty] | Douglas | 38.7649 | -95.192
1148 | City of Baldwin City- (KS) | 8020 | Baldwin City Plant No 2 | Electric Utility | KS | 8 | 3.2 | 3 | Petroleum Liquids | DFO | IC | 8 | 2004 |  |  | (OP) Operating | [6 empty] | Douglas | 38.7649 | -95.192
20169 | Avista Corp | 8022 | Boulder Park | Electric Utility | WA | 1 | 4.1 | 4.1 | Natural Gas Internal Combustion Engine | NG | IC | 5 | 2002 |  |  | (OP) Operating | [6 empty] | Spokane | 47.6972 | -117.1472
20169 | Avista Corp | 8022 | Boulder Park | Electric Utility | WA | 2 | 4.1 | 4.1 | Natural Gas Internal Combustion Engine | NG | IC | 5 | 2002 |  |  | (OP) Operating | [6 empty] | Spokane | 47.6972 | -117.1472
20169 | Avista Corp | 8022 | Boulder Park | Electric Utility | WA | 3 | 4.1 | 4.1 | Natural Gas Internal Combustion Engine | NG | IC | 5 | 2002 |  |  | (OP) Operating | [6 empty] | Spokane | 47.6972 | -117.1472
20169 | Avista Corp | 8022 | Boulder Park | Electric Utility | WA | 4 | 4.1 | 4.1 | Natural Gas Internal Combustion Engine | NG | IC | 5 | 2002 |  |  | (OP) Operating | [6 empty] | Spokane | 47.6972 | -117.1472
20169 | Avista Corp | 8022 | Boulder Park | Electric Utility | WA | 5 | 4.1 | 4.1 | Natural Gas Internal Combustion Engine | NG | IC | 5 | 2002 |  |  | (OP) Operating | [6 empty] | Spokane | 47.6972 | -117.1472
20169 | Avista Corp | 8022 | Boulder Park | Electric Utility | WA | 6 | 4.1 | 4.1 | Natural Gas Internal Combustion Engine | NG | IC | 5 | 2002 |  |  | (OP) Operating | [6 empty] | Spokane | 47.6972 | -117.1472
20856 | Wisconsin Power & Light Co | 8023 | Columbia (WI) | Electric Utility | WI | 1 | 556 | 569.9 | Conventional Steam Coal | SUB | ST | 5 | 1975 |  |  | (OP) Operating | [6 empty] | Columbia | 43.4864 | -89.4203
20856 | Wisconsin Power & Light Co | 8023 | Columbia (WI) | Electric Utility | WI | 2 | 556 | 545 | Conventional Steam Coal | SUB | ST | 5 | 1978 |  |  | (OP) Operating | [6 empty] | Columbia | 43.4864 | -89.4203
1307 | Basin Electric Power Coop | 8026 | Hartzog | Electric Utility | WY | 1 | 7.5 | 5 | Natural Gas Fired Combustion Turbine | NG | GT | 8 | 2002 |  |  | (OP) Operating | [6 empty] | Campbell | 43.8294 | -105.5322
1307 | Basin Electric Power Coop | 8026 | Hartzog | Electric Utility | WY | 2 | 7.5 | 5 | Natural Gas Fired Combustion Turbine | NG | GT | 8 | 2002 |  |  | (OP) Operating | [6 empty] | Campbell | 43.8294 | -105.5322
1307 | Basin Electric Power Coop | 8026 | Hartzog | Electric Utility | WY | 3 | 7.5 | 5 | Natural Gas Fired Combustion Turbine | NG | GT | 8 | 2002 |  |  | (OP) Operating | [6 empty] | Campbell | 43.8294 | -105.5322
13781 | Northern States Power Co - Minnesota | 8027 | Blue Lake | Electric Utility | MN | 1 | 56.7 | 39 | Petroleum Liquids | DFO | GT | 3 | 1974 | 12 | 2023 | (OP) Operating | [6 empty] | Scott | 44.7855 | -93.4315
13781 | Northern States Power Co - Minnesota | 8027 | Blue Lake | Electric Utility | MN | 2 | 56.7 | 39 | Petroleum Liquids | DFO | GT | 3 | 1974 | 12 | 2023 | (OP) Operating | [6 empty] | Scott | 44.7855 | -93.4315
13781 | Northern States Power Co - Minnesota | 8027 | Blue Lake | Electric Utility | MN | 3 | 56.7 | 36 | Petroleum Liquids | DFO | GT | 3 | 1974 | 12 | 2023 | (OP) Operating | [6 empty] | Scott | 44.7855 | -93.4315
13781 | Northern States Power Co - Minnesota | 8027 | Blue Lake | Electric Utility | MN | 4 | 56.7 | 39 | Petroleum Liquids | DFO | GT | 4 | 1974 | 12 | 2023 | (OP) Operating | [6 empty] | Scott | 44.7855 | -93.4315
13781 | Northern States Power Co - Minnesota | 8027 | Blue Lake | Electric Utility | MN | 7 | 166.3 | 150 | Natural Gas Fired Combustion Turbine | NG | GT | 6 | 2005 |  |  | (OP) Operating | [6 empty] | Scott | 44.7855 | -93.4315
13781 | Northern States Power Co - Minnesota | 8027 | Blue Lake | Electric Utility | MN | 8 | 166.3 | 150 | Natural Gas Fired Combustion Turbine | NG | GT | 6 | 2005 |  |  | (OP) Operating | [6 empty] | Scott | 44.7855 | -93.4315
1307 | Basin Electric Power Coop | 8028 | Arvada | Electric Utility | WY | 1 | 7.5 | 5 | Natural Gas Fired Combustion Turbine | NG | GT | 9 | 2002 |  |  | (OP) Operating | [6 empty] | Sheridan | 44.69 | -106.1092
1307 | Basin Electric Power Coop | 8028 | Arvada | Electric Utility | WY | 2 | 7.5 | 5 | Natural Gas Fired Combustion Turbine | NG | GT | 9 | 2002 |  |  | (OP) Operating | [6 empty] | Sheridan | 44.69 | -106.1092
1307 | Basin Electric Power Coop | 8028 | Arvada | Electric Utility | WY | 3 | 7.5 | 5 | Natural Gas Fired Combustion Turbine | NG | GT | 9 | 2002 |  |  | (OP) Operating | [6 empty] | Sheridan | 44.69 | -106.1092
12341 | MidAmerican Energy Co | 8029 | Sycamore (IA) | Electric Utility | IA | 1 | 78.8 | 75.5 | Natural Gas Fired Combustion Turbine | NG | GT | 8 | 1974 |  |  | (OP) Operating | [6 empty] | Polk | 41.6722 | -93.6769
12341 | MidAmerican Energy Co | 8029 | Sycamore (IA) | Electric Utility | IA | 2 | 78.8 | 73 | Natural Gas Fired Combustion Turbine | NG | GT | 11 | 1974 |  |  | (OP) Operating | [6 empty] | Polk | 41.6722 | -93.6769
1307 | Basin Electric Power Coop | 8030 | Barber Creek | Electric Utility | WY | 1 | 7.5 | 5 | Natural Gas Fired Combustion Turbine | NG | GT | 9 | 2002 |  |  | (OP) Operating | [6 empty] | Campbell | 43.7219 | -105.7689
1307 | Basin Electric Power Coop | 8030 | Barber Creek | Electric Utility | WY | 2 | 7.5 | 5 | Natural Gas Fired Combustion Turbine | NG | GT | 9 | 2002 |  |  | (OP) Operating | [6 empty] | Campbell | 43.7219 | -105.7689
1307 | Basin Electric Power Coop | 8030 | Barber Creek | Electric Utility | WY | 3 | 7.5 | 5 | Natural Gas Fired Combustion Turbine | NG | GT | 9 | 2002 |  |  | (OP) Operating | [6 empty] | Campbell | 43.7219 | -105.7689
9417 | Interstate Power and Light Co | 8031 | Emery Station | Electric Utility | IA | 11 | 173.4 | 137.4 | Natural Gas Fired Combined Cycle | NG | CT | 5 | 2004 |  |  | (OP) Operating | [6 empty] | Cerro Gordo | 43.094 | -93.2922
9417 | Interstate Power and Light Co | 8031 | Emery Station | Electric Utility | IA | 12 | 173.4 | 141.1 | Natural Gas Fired Combined Cycle | NG | CT | 5 | 2004 |  |  | (OP) Operating | [6 empty] | Cerro Gordo | 43.094 | -93.2922
9417 | Interstate Power and Light Co | 8031 | Emery Station | Electric Utility | IA | ST1 | 256 | 231.3 | Natural Gas Fired Combined Cycle | NG | CA | 5 | 2004 |  |  | (OP) Operating | [6 empty] | Cerro Gordo | 43.094 | -93.2922
13809 | NorthWestern Energy - (SD) | 8034 | Yankton | Electric Utility | SD | 1 | 2.2 | 2.2 | Natural Gas Internal Combustion Engine | NG | IC | 8 | 1974 |  |  | (SB) Standby/Backup: available for service but not normally used | [6 empty] | Yankton | 42.8933 | -97.3533
13809 | NorthWestern Energy - (SD) | 8034 | Yankton | Electric Utility | SD | 2 | 2.7 | 2.8 | Petroleum Liquids | DFO | IC | 8 | 1974 |  |  | (SB) Standby/Backup: available for service but not normally used | [6 empty] | Yankton | 42.8933 | -97.3533
13809 | NorthWestern Energy - (SD) | 8034 | Yankton | Electric Utility | SD | 3 | 6.5 | 6.5 | Natural Gas Internal Combustion Engine | NG | IC | 3 | 1975 |  |  | (SB) Standby/Backup: available for service but not normally used | [6 empty] | Yankton | 42.8933 | -97.3533
13809 | NorthWestern Energy - (SD) | 8034 | Yankton | Electric Utility | SD | 4 | 2 | 2 | Petroleum Liquids | DFO | IC | 2 | 1963 |  |  | (SB) Standby/Backup: available for service but not normally used | [6 empty] | Yankton | 42.8933 | -97.3533
13337 | Nebraska Public Power District | 8036 | Cooper Nuclear Station | Electric Utility | NE | 1 | 801 | 764 | Nuclear | NUC | ST | 3 | 1974 |  |  | (OP) Operating | [6 empty] | Nemaha | 40.3628 | -95.6408
18315 | Sunflower Electric Power Corp | 8037 | Clifton | Electric Utility | KS | 1 | 85 | 73.4 | Natural Gas Fired Combustion Turbine | NG | GT | 12 | 1974 |  |  | (OP) Operating | [6 empty] | Washington | 39.6125 | -97.2778
18315 | Sunflower Electric Power Corp | 8037 | Clifton | Electric Utility | KS | 2 | 2.5 | 2.5 | Petroleum Liquids | DFO | IC | 8 | 1974 |  |  | (SB) Standby/Backup: available for service but not normally used | [6 empty] | Washington | 39.6125 | -97.2778
5416 | Duke Energy Carolinas, LLC | 8042 | Belews Creek | Electric Utility | NC | 1 | 1245.6 | 1110 | Conventional Steam Coal | BIT | ST | 8 | 1974 |  |  | (OP) Operating | [6 empty] | Stokes | 36.2811 | -80.0603
5416 | Duke Energy Carolinas, LLC | 8042 | Belews Creek | Electric Utility | NC | 2 | 1245.6 | 1110 | Conventional Steam Coal | BIT | ST | 12 | 1975 |  |  | (OP) Operating | [6 empty] | Stokes | 36.2811 | -80.0603
6455 | Duke Energy Florida, Inc | 8048 | Anclote | Electric Utility | FL | 1 | 556.2 | 521 | Natural Gas Steam Turbine | NG | ST | 10 | 1974 |  |  | (OP) Operating | [6 empty] | Pasco | 28.1844 | -82.7886
6455 | Duke Energy Florida, Inc | 8048 | Anclote | Electric Utility | FL | 2 | 556.2 | 520 | Natural Gas Steam Turbine | NG | ST | 10 | 1978 |  |  | (OP) Operating | [6 empty] | Pasco | 28.1844 | -82.7886
6455 | Duke Energy Florida, Inc | 8049 | Intercession City | Electric Utility | FL | P1 | 56.7 | 48 | Petroleum Liquids | DFO | GT | 5 | 1974 |  |  | (OP) Operating | [6 empty] | Osceola | 28.2628 | -81.5486
6455 | Duke Energy Florida, Inc | 8049 | Intercession City | Electric Utility | FL | P10 | 103.5 | 82 | Natural Gas Fired Combustion Turbine | NG | GT | 10 | 1993 |  |  | (OP) Operating | [6 empty] | Osceola | 28.2628 | -81.5486
6455 | Duke Energy Florida, Inc | 8049 | Intercession City | Electric Utility | FL | P11 | 103.5 | 0 | Petroleum Liquids | DFO | GT | 1 | 1997 |  |  | (OP) Operating | [6 empty] | Osceola | 28.2628 | -81.5486
6455 | Duke Energy Florida, Inc | 8049 | Intercession City | Electric Utility | FL | P12 | 103.5 | 76 | Natural Gas Fired Combustion Turbine | NG | GT | 12 | 2000 |  |  | (OP) Operating | [6 empty] | Osceola | 28.2628 | -81.5486
6455 | Duke Energy Florida, Inc | 8049 | Intercession City | Electric Utility | FL | P13 | 103.5 | 76 | Natural Gas Fired Combustion Turbine | NG | GT | 12 | 2000 |  |  | (OP) Operating | [6 empty] | Osceola | 28.2628 | -81.5486
6455 | Duke Energy Florida, Inc | 8049 | Intercession City | Electric Utility | FL | P14 | 103.5 | 73 | Natural Gas Fired Combustion Turbine | NG | GT | 12 | 2000 |  |  | (OP) Operating | [6 empty] | Osceola | 28.2628 | -81.5486
6455 | Duke Energy Florida, Inc | 8049 | Intercession City | Electric Utility | FL | P2 | 56.7 | 48 | Petroleum Liquids | DFO | GT | 5 | 1974 |  |  | (OP) Operating | [6 empty] | Osceola | 28.2628 | -81.5486
6455 | Duke Energy Florida, Inc | 8049 | Intercession City | Electric Utility | FL | P3 | 56.7 | 47 | Petroleum Liquids | DFO | GT | 5 | 1974 |  |  | (OP) Operating | [6 empty] | Osceola | 28.2628 | -81.5486
6455 | Duke Energy Florida, Inc | 8049 | Intercession City | Electric Utility | FL | P4 | 56.7 | 47 | Petroleum Liquids | DFO | GT | 5 | 1974 |  |  | (OP) Operating | [6 empty] | Osceola | 28.2628 | -81.5486
6455 | Duke Energy Florida, Inc | 8049 | Intercession City | Electric Utility | FL | P5 | 56.7 | 47 | Petroleum Liquids | DFO | GT | 5 | 1974 |  |  | (OP) Operating | [6 empty] | Osceola | 28.2628 | -81.5486
6455 | Duke Energy Florida, Inc | 8049 | Intercession City | Electric Utility | FL | P6 | 56.7 | 49 | Petroleum Liquids | DFO | GT | 5 | 1974 |  |  | (OP) Operating | [6 empty] | Osceola | 28.2628 | -81.5486
6455 | Duke Energy Florida, Inc | 8049 | Intercession City | Electric Utility | FL | P7 | 103.5 | 83 | Natural Gas Fired Combustion Turbine | NG | GT | 10 | 1993 |  |  | (OP) Operating | [6 empty] | Osceola | 28.2628 | -81.5486
6455 | Duke Energy Florida, Inc | 8049 | Intercession City | Electric Utility | FL | P8 | 103.5 | 83 | Natural Gas Fired Combustion Turbine | NG | GT | 10 | 1993 |  |  | (OP) Operating | [6 empty] | Osceola | 28.2628 | -81.5486
6455 | Duke Energy Florida, Inc | 8049 | Intercession City | Electric Utility | FL | P9 | 103.5 | 82 | Natural Gas Fired Combustion Turbine | NG | GT | 10 | 1993 |  |  | (OP) Operating | [6 empty] | Osceola | 28.2628 | -81.5486
20863 | Wisconsin River Power Company | 8050 | Juneau | Electric Utility | WI | 31 | 16 | 12.6 | Petroleum Liquids | DFO | GT | 7 | 2003 |  |  | (OP) Operating | [6 empty] | Juneau | 44.0575 | -90.0242
15296 | New York Power Authority | 8053 | Pouch | Electric Utility | NY | N01 | 47 | 45.5 | Natural Gas Fired Combustion Turbine | NG | GT | 8 | 2001 |  |  | (OP) Operating | [6 empty] | Richmond | 40.6182 | -74.0685
12685 | Entergy Mississippi Inc | 8054 | Gerald Andrus | Electric Utility | MS | 1 | 781.4 | 734.2 | Natural Gas Steam Turbine | NG | ST | 1 | 1975 |  |  | (OP) Operating | [6 empty] | Washington | 33.35 | -91.1167
814 | Entergy Arkansas Inc | 8055 | Arkansas Nuclear One | Electric Utility | AR | 1 | 902.5 | 825.5 | Nuclear | NUC | ST | 12 | 1974 |  |  | (OP) Operating | [6 empty] | Pope | 35.311 | -93.2351
814 | Entergy Arkansas Inc | 8055 | Arkansas Nuclear One | Electric Utility | AR | 2 | 942.5 | 983 | Nuclear | NUC | ST | 3 | 1980 |  |  | (OP) Operating | [6 empty] | Pope | 35.311 | -93.2351
11241 | Entergy Louisiana LLC | 8056 | Waterford 1 & 2 | Electric Utility | LA | 1 | 445.5 | 367.8 | Natural Gas Steam Turbine | NG | ST | 7 | 1975 |  |  | (OP) Operating | [6 empty] | St Charles | 29.9989 | -90.4768
11241 | Entergy Louisiana LLC | 8056 | Waterford 1 & 2 | Electric Utility | LA | 2 | 445.5 | 410.6 | Natural Gas Steam Turbine | NG | ST | 10 | 1975 |  |  | (OP) Operating | [6 empty] | St Charles | 29.9989 | -90.4768
11241 | Entergy Louisiana LLC | 8056 | Waterford 1 & 2 | Electric Utility | LA | 4 | 41 | 33.1 | Petroleum Liquids | DFO | GT | 9 | 2009 |  |  | (SB) Standby/Backup: available for service but not normally used | [6 empty] | St Charles | 29.9989 | -90.4768
15474 | Public Service Co of Oklahoma | 8059 | Comanche (OK) | Electric Utility | OK | 1G1 | 85 | 78 | Natural Gas Fired Combined Cycle | NG | CT | 12 | 1973 |  |  | (OP) Operating | [6 empty] | Comanche | 34.5431 | -98.3244
15474 | Public Service Co of Oklahoma | 8059 | Comanche (OK) | Electric Utility | OK | 1G2 | 85 | 78 | Natural Gas Fired Combined Cycle | NG | CT | 8 | 1973 |  |  | (OP) Operating | [6 empty] | Comanche | 34.5431 | -98.3244
15474 | Public Service Co of Oklahoma | 8059 | Comanche (OK) | Electric Utility | OK | 1S | 120 | 104 | Natural Gas Fired Combined Cycle | NG | CA | 2 | 1974 |  |  | (OP) Operating | [6 empty] | Comanche | 34.5431 | -98.3244
15474 | Public Service Co of Oklahoma | 8059 | Comanche (OK) | Electric Utility | OK | IC1 | 4 | 4 | Petroleum Liquids | DFO | IC | 5 | 1962 |  |  | (OS) Out of service and NOT expected to return to service in next calendar year | [6 empty] | Comanche | 34.5431 | -98.3244
55983 | Luminant Generation Company LLC | 8063 | DeCordova Steam Electric Station | IPP Non-CHP | TX | CT1 | 89.4 | 71 | Natural Gas Fired Combustion Turbine | NG | GT | 3 | 1990 |  |  | (OP) Operating | [6 empty] | Hood | 32.4031 | -97.7006
55983 | Luminant Generation Company LLC | 8063 | DeCordova Steam Electric Station | IPP Non-CHP | TX | CT2 | 89.4 | 70 | Natural Gas Fired Combustion Turbine | NG | GT | 3 | 1990 |  |  | (OP) Operating | [6 empty] | Hood | 32.4031 | -97.7006
55983 | Luminant Generation Company LLC | 8063 | DeCordova Steam Electric Station | IPP Non-CHP | TX | CT3 | 89.4 | 69 | Natural Gas Fired Combustion Turbine | NG | GT | 3 | 1990 |  |  | (OP) Operating | [6 empty] | Hood | 32.4031 | -97.7006
55983 | Luminant Generation Company LLC | 8063 | DeCordova Steam Electric Station | IPP Non-CHP | TX | CT4 | 89.4 | 68 | Natural Gas Fired Combustion Turbine | NG | GT | 3 | 1990 |  |  | (OP) Operating | [6 empty] | Hood | 32.4031 | -97.7006
14354 | PacifiCorp | 8066 | Jim Bridger | Electric Utility | WY | 1 | 608.3 | 531 | Conventional Steam Coal | SUB | ST | 11 | 1974 |  |  | (OP) Operating | [6 empty] | Sweetwater | 41.7378 | -108.7875
14354 | PacifiCorp | 8066 | Jim Bridger | Electric Utility | WY | 2 | 617 | 527 | Conventional Steam Coal | SUB | ST | 12 | 1975 |  |  | (OP) Operating | [6 empty] | Sweetwater | 41.7378 | -108.7875
14354 | PacifiCorp | 8066 | Jim Bridger | Electric Utility | WY | 3 | 608.3 | 523 | Conventional Steam Coal | SUB | ST | 9 | 1976 |  |  | (OP) Operating | [6 empty] | Sweetwater | 41.7378 | -108.7875
14354 | PacifiCorp | 8066 | Jim Bridger | Electric Utility | WY | 4 | 608.3 | 530 | Conventional Steam Coal | SUB | ST | 11 | 1979 |  |  | (OP) Operating | [6 empty] | Sweetwater | 41.7378 | -108.7875
15466 | Public Service Co of Colorado | 8067 | Fort Lupton | Electric Utility | CO | 1 | 50.4 | 45 | Natural Gas Fired Combustion Turbine | NG | GT | 4 | 1972 |  |  | (OP) Operating | [6 empty] | Weld | 40.0922 | -104.796
15466 | Public Service Co of Colorado | 8067 | Fort Lupton | Electric Utility | CO | 2 | 50.4 | 45 | Natural Gas Fired Combustion Turbine | NG | GT | 4 | 1972 |  |  | (OP) Operating | [6 empty] | Weld | 40.0922 | -104.796
16572 | Salt River Project | 8068 | Santan | Electric Utility | AZ | ST1 | 103.5 | 92 | Natural Gas Fired Combined Cycle | NG | CS | 10 | 1974 |  |  | (OP) Operating | [6 empty] | Maricopa | 33.3325 | -111.7503
16572 | Salt River Project | 8068 | Santan | Electric Utility | AZ | ST2 | 103.5 | 92 | Natural Gas Fired Combined Cycle | NG | CS | 12 | 1974 |  |  | (OP) Operating | [6 empty] | Maricopa | 33.3325 | -111.7503
16572 | Salt River Project | 8068 | Santan | Electric Utility | AZ | ST3 | 103.5 | 92 | Natural Gas Fired Combined Cycle | NG | CS | 10 | 1974 |  |  | (OP) Operating | [6 empty] | Maricopa | 33.3325 | -111.7503
16572 | Salt River Project | 8068 | Santan | Electric Utility | AZ | ST4 | 103.5 | 92 | Natural Gas Fired Combined Cycle | NG | CS | 5 | 1975 |  |  | (OP) Operating | [6 empty] | Maricopa | 33.3325 | -111.7503
16572 | Salt River Project | 8068 | Santan | Electric Utility | AZ | ST5A | 153.8 | 151 | Natural Gas Fired Combined Cycle | NG | CT | 4 | 2005 |  |  | (OP) Operating | [6 empty] | Maricopa | 33.3325 | -111.7503
16572 | Salt River Project | 8068 | Santan | Electric Utility | AZ | ST5B | 153.8 | 151 | Natural Gas Fired Combined Cycle | NG | CT | 4 | 2005 |  |  | (OP) Operating | [6 empty] | Maricopa | 33.3325 | -111.7503
16572 | Salt River Project | 8068 | Santan | Electric Utility | AZ | ST5S | 314.5 | 280 | Natural Gas Fired Combined Cycle | NG | CA | 4 | 2005 |  |  | (OP) Operating | [6 empty] | Maricopa | 33.3325 | -111.7503
16572 | Salt River Project | 8068 | Santan | Electric Utility | AZ | ST6A | 153.8 | 151 | Natural Gas Fired Combined Cycle | NG | CT | 3 | 2006 |  |  | (OP) Operating | [6 empty] | Maricopa | 33.3325 | -111.7503
16572 | Salt River Project | 8068 | Santan | Electric Utility | AZ | ST6S | 136.1 | 126 | Natural Gas Fired Combined Cycle | NG | CA | 3 | 2006 |  |  | (OP) Operating | [6 empty] | Maricopa | 33.3325 | -111.7503
14354 | PacifiCorp | 8069 | Huntington | Electric Utility | UT | 1 | 541.3 | 459 | Conventional Steam Coal | BIT | ST | 6 | 1977 |  |  | (OP) Operating | [6 empty] | Emery | 39.3792 | -111.0781
14354 | PacifiCorp | 8069 | Huntington | Electric Utility | UT | 2 | 496 | 450 | Conventional Steam Coal | BIT | ST | 7 | 1974 |  |  | (OP) Operating | [6 empty] | Emery | 39.3792 | -111.0781
15248 | Portland General Electric Co | 8073 | Beaver | Electric Utility | OR | 1 | 68.3 | 54 | Natural Gas Fired Combined Cycle | NG | CT | 8 | 1974 |  |  | (OP) Operating | [6 empty] | Columbia | 46.1724 | -123.1739
15248 | Portland General Electric Co | 8073 | Beaver | Electric Utility | OR | 2 | 68.3 | 54 | Natural Gas Fired Combined Cycle | NG | CT | 8 | 1974 |  |  | (OP) Operating | [6 empty] | Columbia | 46.1724 | -123.1739
15248 | Portland General Electric Co | 8073 | Beaver | Electric Utility | OR | 3 | 68.3 | 54 | Natural Gas Fired Combined Cycle | NG | CT | 8 | 1974 |  |  | (OP) Operating | [6 empty] | Columbia | 46.1724 | -123.1739
15248 | Portland General Electric Co | 8073 | Beaver | Electric Utility | OR | 4 | 68.3 | 54 | Natural Gas Fired Combined Cycle | NG | CT | 8 | 1974 |  |  | (OP) Operating | [6 empty] | Columbia | 46.1724 | -123.1739
15248 | Portland General Electric Co | 8073 | Beaver | Electric Utility | OR | 5 | 68.3 | 54 | Natural Gas Fired Combined Cycle | NG | CT | 8 | 1974 |  |  | (OP) Operating | [6 empty] | Columbia | 46.1724 | -123.1739
15248 | Portland General Electric Co | 8073 | Beaver | Electric Utility | OR | 6 | 68.3 | 54 | Natural Gas Fired Combined Cycle | NG | CT | 8 | 1974 |  |  | (OP) Operating | [6 empty] | Columbia | 46.1724 | -123.1739
15248 | Portland General Electric Co | 8073 | Beaver | Electric Utility | OR | 7 | 176.4 | 139 | Natural Gas Fired Combined Cycle | NG | CA | 11 | 1977 |  |  | (OP) Operating | [6 empty] | Columbia | 46.1724 | -123.1739
15248 | Portland General Electric Co | 8073 | Beaver | Electric Utility | OR | 8 | 24.5 | 24 | Natural Gas Fired Combustion Turbine | NG | GT | 8 | 2001 |  |  | (OP) Operating | [6 empty] | Columbia | 46.1724 | -123.1739
15908 | NRG California South LP | 8076 | Ellwood | IPP Non-CHP | CA | 01 | 58 | 54 | Natural Gas Fired Combustion Turbine | NG | GT | 8 | 1974 |  |  | (OP) Operating | [6 empty] | Santa Barbara | 34.4314 | -119.9001
8287 | Hawaii Electric Light Co Inc | 8083 | Keahole | Electric Utility | HI | 2 | 17.6 | 15.9 | Petroleum Liquids | DFO | GT | 11 | 1989 |  |  | (OP) Operating | [6 empty] | Hawaii | 19.7317 | -156.0283
8287 | Hawaii Electric Light Co Inc | 8083 | Keahole | Electric Utility | HI | 21 | 2.5 | 2.5 | Petroleum Liquids | DFO | IC | 11 | 1984 |  |  | (OP) Operating | [6 empty] | Hawaii | 19.7317 | -156.0283
8287 | Hawaii Electric Light Co Inc | 8083 | Keahole | Electric Utility | HI | 22 | 2.5 | 2.5 | Petroleum Liquids | DFO | IC | 11 | 1984 |  |  | (OP) Operating | [6 empty] | Hawaii | 19.7317 | -156.0283
8287 | Hawaii Electric Light Co Inc | 8083 | Keahole | Electric Utility | HI | 23 | 2.5 | 2.5 | Petroleum Liquids | DFO | IC | 3 | 1988 |  |  | (OP) Operating | [6 empty] | Hawaii | 19.7317 | -156.0283
8287 | Hawaii Electric Light Co Inc | 8083 | Keahole | Electric Utility | HI | 7 | 18 | 16 | Petroleum Liquids | DFO | CA | 6 | 2009 |  |  | (OP) Operating | [6 empty] | Hawaii | 19.7317 | -156.0283
8287 | Hawaii Electric Light Co Inc | 8083 | Keahole | Electric Utility | HI | CT4 | 23 | 19.8 | Petroleum Liquids | DFO | CT | 5 | 2004 |  |  | (OP) Operating | [6 empty] | Hawaii | 19.7317 | -156.0283
8287 | Hawaii Electric Light Co Inc | 8083 | Keahole | Electric Utility | HI | CT5 | 23 | 19.8 | Petroleum Liquids | DFO | CT | 6 | 2004 |  |  | (OP) Operating | [6 empty] | Hawaii | 19.7317 | -156.0283
17834 | City of Springfield - (CO) | 8100 | Springfield (CO) | Electric Utility | CO | 1 | 1.2 | 1.2 | Petroleum Liquids | DFO | IC | 8 | 1965 |  |  | (SB) Standby/Backup: available for service but not normally used | [6 empty] | BACA | 37.4028 | -102.6217
17834 | City of Springfield - (CO) | 8100 | Springfield (CO) | Electric Utility | CO | 2 | 0.2 | 0.2 | Petroleum Liquids | DFO | IC | 8 | 1950 |  |  | (SB) Standby/Backup: available for service but not normally used | [6 empty] | BACA | 37.4028 | -102.6217
17834 | City of Springfield - (CO) | 8100 | Springfield (CO) | Electric Utility | CO | IC4 | 0.5 | 0.5 | Petroleum Liquids | DFO | IC | 9 | 1950 |  |  | (SB) Standby/Backup: available for service but not normally used | [6 empty] | BACA | 37.4028 | -102.6217
17834 | City of Springfield - (CO) | 8100 | Springfield (CO) | Electric Utility | CO | IC5 | 0.8 | 0.8 | Petroleum Liquids | DFO | IC | 9 | 1960 |  |  | (SB) Standby/Backup: available for service but not normally used | [6 empty] | BACA | 37.4028 | -102.6217
58620 | AEP Generation Resources Inc | 8102 | General James M Gavin | IPP Non-CHP | OH | 1 | 1300 | 1299 | Conventional Steam Coal | BIT | ST | 10 | 1974 |  |  | (OP) Operating | [6 empty] | Gallia | 38.9347 | -82.1158
58620 | AEP Generation Resources Inc | 8102 | General James M Gavin | IPP Non-CHP | OH | 2 | 1300 | 1299 | Conventional Steam Coal | BIT | ST | 7 | 1975 |  |  | (OP) Operating | [6 empty] | Gallia | 38.9347 | -82.1158
7969 | City of Halstad - (MN) | 8105 | Halstad | Electric Utility | MN | 4 | 2 | 1.9 | Petroleum Liquids | DFO | IC | 9 | 2007 |  |  | (SB) Standby/Backup: available for service but not normally used | [6 empty] | Norman | 47.3525 | -96.815
7969 | City of Halstad - (MN) | 8105 | Halstad | Electric Utility | MN | 5 | 2 | 1.9 | Petroleum Liquids | DFO | IC | 9 | 2007 |  |  | (SB) Standby/Backup: available for service but not normally used | [6 empty] | Norman | 47.3525 | -96.815
18947 | City of Tipton - (IA) | 8106 | Tipton | Electric Utility | IA | 1A | 2 | 2 | Natural Gas Internal Combustion Engine | NG | IC | 2 | 2001 |  |  | (OP) Operating | [6 empty] | Cedar | 41.7717 | -91.1321
18947 | City of Tipton - (IA) | 8106 | Tipton | Electric Utility | IA | 2 | 1.3 | 1.2 | Natural Gas Internal Combustion Engine | NG | IC | 4 | 1971 |  |  | (OP) Operating | [6 empty] | Cedar | 41.7717 | -91.1321
18947 | City of Tipton - (IA) | 8106 | Tipton | Electric Utility | IA | 3 | 1.3 | 1.2 | Natural Gas Internal Combustion Engine | NG | IC | 4 | 1971 |  |  | (OP) Operating | [6 empty] | Cedar | 41.7717 | -91.1321
18947 | City of Tipton - (IA) | 8106 | Tipton | Electric Utility | IA | 4 | 0.3 | 0.3 | Petroleum Liquids | DFO | IC | 11 | 1955 | 7 | 2016 | (SB) Standby/Backup: available for service but not normally used | [6 empty] | Cedar | 41.7717 | -91.1321
18947 | City of Tipton - (IA) | 8106 | Tipton | Electric Utility | IA | 5 | 2 | 2 | Petroleum Liquids | DFO | IC | 1 | 2011 |  |  | (OP) Operating | [6 empty] | Cedar | 41.7717 | -91.1321
18947 | City of Tipton - (IA) | 8106 | Tipton | Electric Utility | IA | 6 | 2 | 2 | Petroleum Liquids | DFO | IC | 1 | 2011 |  |  | (OP) Operating | [6 empty] | Cedar | 41.7717 | -91.1321
8847 | City of Hopkinton - (IA) | 8108 | Hopkinton | Electric Utility | IA | 1 | 1.6 | 1.6 | Petroleum Liquids | DFO | IC | 9 | 1973 |  |  | (OP) Operating | [6 empty] | Delaware | 42.3435 | -91.2471
8847 | City of Hopkinton - (IA) | 8108 | Hopkinton | Electric Utility | IA | CAT | 2.5 | 2.2 | Petroleum Liquids | DFO | IC | 9 | 2011 |  |  | (OP) Operating | [6 empty] | Delaware | 42.3435 | -91.2471
17946 | City of Stanberry - (MO) | 8110 | Stanberry | Electric Utility | MO | 1 | 1.1 | 1.1 | Natural Gas Internal Combustion Engine | NG | IC | 7 | 1963 |  |  | (SB) Standby/Backup: available for service but not normally used | [6 empty] | Gentry | 40.2127 | -94.5424
17946 | City of Stanberry - (MO) | 8110 | Stanberry | Electric Utility | MO | 2 | 1.1 | 1.1 | Natural Gas Internal Combustion Engine | NG | IC | 10 | 1967 |  |  | (SB) Standby/Backup: available for service but not normally used | [6 empty] | Gentry | 40.2127 | -94.5424
17946 | City of Stanberry - (MO) | 8110 | Stanberry | Electric Utility | MO | IC5 | 0.3 | 0.3 | Petroleum Liquids | DFO | IC | 88 | 1958 |  |  | (SB) Standby/Backup: available for service but not normally used | [6 empty] | Gentry | 40.2127 | -94.5424
17946 | City of Stanberry - (MO) | 8110 | Stanberry | Electric Utility | MO | IC6 | 1.8 | 1.8 | Natural Gas Internal Combustion Engine | NG | IC | 1 | 1979 |  |  | (SB) Standby/Backup: available for service but not normally used | [6 empty] | Gentry | 40.2127 | -94.5424
3989 | City of Colorado Springs - (CO) | 8219 | Ray D Nixon | Electric Utility | CO | 1 | 207 | 208 | Conventional Steam Coal | SUB | ST | 4 | 1980 |  |  | (OP) Operating | [6 empty] | El Paso | 38.6335 | -104.7058
3989 | City of Colorado Springs - (CO) | 8219 | Ray D Nixon | Electric Utility | CO | GT1 | 37.8 | 30 | Natural Gas Fired Combustion Turbine | NG | GT | 7 | 1999 |  |  | (OP) Operating | [6 empty] | El Paso | 38.6335 | -104.7058
3989 | City of Colorado Springs - (CO) | 8219 | Ray D Nixon | Electric Utility | CO | GT2 | 37.8 | 30 | Natural Gas Fired Combustion Turbine | NG | GT | 7 | 1999 |  |  | (OP) Operating | [6 empty] | El Paso | 38.6335 | -104.7058
14232 | Otter Tail Power Co | 8222 | Coyote | Electric Utility | ND | 1 | 450 | 427 | Conventional Steam Coal | LIG | ST | 5 | 1981 |  |  | (OP) Operating | [6 empty] | Mercer | 47.2214 | -101.8157
24211 | Tucson Electric Power Co | 8223 | Springerville | Electric Utility | AZ | 1 | 424.8 | 387 | Conventional Steam Coal | SUB | ST | 6 | 1985 |  |  | (OP) Operating | [6 empty] | Apache | 34.3186 | -109.1639
24211 | Tucson Electric Power Co | 8223 | Springerville | Electric Utility | AZ | 2 | 424.8 | 406 | Conventional Steam Coal | SUB | ST | 6 | 1990 |  |  | (OP) Operating | [6 empty] | Apache | 34.3186 | -109.1639
24211 | Tucson Electric Power Co | 8223 | Springerville | Electric Utility | AZ | 3 | 458.1 | 417 | Conventional Steam Coal | SUB | ST | 7 | 2006 |  |  | (OP) Operating | [6 empty] | Apache | 34.3186 | -109.1639
24211 | Tucson Electric Power Co | 8223 | Springerville | Electric Utility | AZ | 4 | 458.1 | 415 | Conventional Steam Coal | SUB | ST | 12 | 2009 |  |  | (OP) Operating | [6 empty] | Apache | 34.3186 | -109.1639
24211 | Tucson Electric Power Co | 8223 | Springerville | Electric Utility | AZ | SGSS | 3.7 | 3.7 | Solar Photovoltaic | SUN | PV | 5 | 2001 |  |  | (OP) Operating | [6 empty] | Apache | 34.3186 | -109.1639
24211 | Tucson Electric Power Co | 8223 | Springerville | Electric Utility | AZ | SGSS1 | 1.4 | 1.4 | Solar Photovoltaic | SUN | PV | 12 | 2010 |  |  | (OP) Operating | [6 empty] | Apache | 34.3186 | -109.1639
24211 | Tucson Electric Power Co | 8223 | Springerville | Electric Utility | AZ | WMS | 8.3 | 8.3 | Solar Photovoltaic | SUN | PV | 12 | 2014 |  |  | (OP) Operating | [6 empty] | Apache | 34.3186 | -109.1639
17166 | Sierra Pacific Power Co | 8224 | North Valmy | Electric Utility | NV | 1 | 277.2 | 254 | Conventional Steam Coal | SUB | ST | 12 | 1981 | 12 | 2021 | (OP) Operating | [6 empty] | Humboldt | 40.8813 | -117.1516
17166 | Sierra Pacific Power Co | 8224 | North Valmy | Electric Utility | NV | 2 | 289.8 | 268 | Conventional Steam Coal | SUB | ST | 5 | 1985 |  |  | (OP) Operating | [6 empty] | Humboldt | 40.8813 | -117.1516
59524 | Seneca Generation LLC | 8225 | FirstEnergy Seneca | IPP Non-CHP | PA | 1 | 220 | 237 | Hydroelectric Pumped Storage | WAT | PS | 1 | 1970 |  |  | (OP) Operating | [6 empty] | Warren | 41.8389 | -79.0056
59524 | Seneca Generation LLC | 8225 | FirstEnergy Seneca | IPP Non-CHP | PA | 2 | 220 | 245 | Hydroelectric Pumped Storage | WAT | PS | 1 | 1970 |  |  | (OP) Operating | [6 empty] | Warren | 41.8389 | -79.0056
59524 | Seneca Generation LLC | 8225 | FirstEnergy Seneca | IPP Non-CHP | PA | 3 | 29 | 31 | Hydroelectric Pumped Storage | WAT | PS | 1 | 1970 |  |  | (OP) Operating | [6 empty] | Warren | 41.8389 | -79.0056
14165 | NRG Power Midwest LP | 8226 | Cheswick Power Plant | IPP Non-CHP | PA | 1 | 637 | 563 | Conventional Steam Coal | BIT | ST | 6 | 1970 |  |  | (OP) Operating | [6 empty] | Allegheny | 40.5383 | -79.7906
2518 | U S Bureau of Reclamation | 8902 | Hoover Dam (AZ) | Electric Utility | AZ | A0 | 2.4 | 2.7 | Conventional Hydroelectric | WAT | HY | 9 | 1936 |  |  | (OP) Operating | [6 empty] | Mohave | 36.0155 | -114.738
2518 | U S Bureau of Reclamation | 8902 | Hoover Dam (AZ) | Electric Utility | AZ | A1 | 130 | 130 | Conventional Hydroelectric | WAT | HY | 10 | 1941 |  |  | (OP) Operating | [6 empty] | Mohave | 36.0155 | -114.738
2518 | U S Bureau of Reclamation | 8902 | Hoover Dam (AZ) | Electric Utility | AZ | A2 | 130 | 130 | Conventional Hydroelectric | WAT | HY | 7 | 1942 |  |  | (OP) Operating | [6 empty] | Mohave | 36.0155 | -114.738
2518 | U S Bureau of Reclamation | 8902 | Hoover Dam (AZ) | Electric Utility | AZ | A3 | 130 | 130 | Conventional Hydroelectric | WAT | HY | 9 | 1952 |  |  | (OP) Operating | [6 empty] | Mohave | 36.0155 | -114.738
2518 | U S Bureau of Reclamation | 8902 | Hoover Dam (AZ) | Electric Utility | AZ | A4 | 130 | 130 | Conventional Hydroelectric | WAT | HY | 5 | 1952 |  |  | (OP) Operating | [6 empty] | Mohave | 36.0155 | -114.738
2518 | U S Bureau of Reclamation | 8902 | Hoover Dam (AZ) | Electric Utility | AZ | A5 | 127 | 127 | Conventional Hydroelectric | WAT | HY | 1 | 1943 |  |  | (OP) Operating | [6 empty] | Mohave | 36.0155 | -114.738
2518 | U S Bureau of Reclamation | 8902 | Hoover Dam (AZ) | Electric Utility | AZ | A6 | 130 | 130 | Conventional Hydroelectric | WAT | HY | 9 | 1939 |  |  | (OP) Operating | [6 empty] | Mohave | 36.0155 | -114.738
2518 | U S Bureau of Reclamation | 8902 | Hoover Dam (AZ) | Electric Utility | AZ | A7 | 130 | 130 | Conventional Hydroelectric | WAT | HY | 6 | 1939 |  |  | (OP) Operating | [6 empty] | Mohave | 36.0155 | -114.738
2518 | U S Bureau of Reclamation | 8902 | Hoover Dam (AZ) | Electric Utility | AZ | A8 | 61.5 | 61.5 | Conventional Hydroelectric | WAT | HY | 8 | 1937 |  |  | (OP) Operating | [6 empty] | Mohave | 36.0155 | -114.738
2518 | U S Bureau of Reclamation | 8902 | Hoover Dam (AZ) | Electric Utility | AZ | A9 | 68.5 | 68.5 | Conventional Hydroelectric | WAT | HY | 4 | 1952 |  |  | (OP) Operating | [6 empty] | Mohave | 36.0155 | -114.738
54863 | U S Power Generating Company LLC | 8906 | Astoria Generating Station | IPP Non-CHP | NY | 1 | 15 | 14.7 | Natural Gas Fired Combustion Turbine | NG | GT | 7 | 1967 |  |  | (OP) Operating | [6 empty] | Queens | 40.7877 | -73.9126
54863 | U S Power Generating Company LLC | 8906 | Astoria Generating Station | IPP Non-CHP | NY | 2 | 180 | 167.9 | Natural Gas Steam Turbine | NG | ST | 3 | 1954 |  |  | (OP) Operating | [6 empty] | Queens | 40.7877 | -73.9126
54863 | U S Power Generating Company LLC | 8906 | Astoria Generating Station | IPP Non-CHP | NY | 3 | 376 | 376 | Natural Gas Steam Turbine | NG | ST | 9 | 1958 |  |  | (OP) Operating | [6 empty] | Queens | 40.7877 | -73.9126
54863 | U S Power Generating Company LLC | 8906 | Astoria Generating Station | IPP Non-CHP | NY | 4 | 387 | 380 | Natural Gas Steam Turbine | NG | ST | 12 | 1961 |  |  | (OS) Out of service and NOT expected to return to service in next calendar year | [6 empty] | Queens | 40.7877 | -73.9126
54863 | U S Power Generating Company LLC | 8906 | Astoria Generating Station | IPP Non-CHP | NY | ST5 | 387 | 381 | Natural Gas Steam Turbine | NG | ST | 5 | 1962 |  |  | (OP) Operating | [6 empty] | Queens | 40.7877 | -73.9126
6028 | Entergy Nuclear Indian Point 3 | 8907 | Indian Point 3 | IPP Non-CHP | NY | 3 | 1012 | 1034.8 | Nuclear | NUC | ST | 8 | 1976 |  |  | (OP) Operating | [6 empty] | Westchester | 41.2706 | -73.9526
8973 | Town of Hudson - (MA) | 9038 | Cherry Street | Electric Utility | MA | 10 | 2.2 | 1.9 | Petroleum Liquids | DFO | IC | 12 | 1962 |  |  | (OP) Operating | [6 empty] | MIDDLESEX | 42.3886 | -71.56
8973 | Town of Hudson - (MA) | 9038 | Cherry Street | Electric Utility | MA | 11 | 2.2 | 1.9 | Petroleum Liquids | DFO | IC | 12 | 1962 |  |  | (OP) Operating | [6 empty] | MIDDLESEX | 42.3886 | -71.56
8973 | Town of Hudson - (MA) | 9038 | Cherry Street | Electric Utility | MA | 12 | 5.6 | 4.9 | Petroleum Liquids | DFO | IC | 10 | 1972 |  |  | (OP) Operating | [6 empty] | MIDDLESEX | 42.3886 | -71.56
8973 | Town of Hudson - (MA) | 9038 | Cherry Street | Electric Utility | MA | 7 | 3.3 | 2.5 | Petroleum Liquids | DFO | IC | 5 | 1951 |  |  | (OP) Operating | [6 empty] | MIDDLESEX | 42.3886 | -71.56
8973 | Town of Hudson - (MA) | 9038 | Cherry Street | Electric Utility | MA | 8 | 4 | 3.4 | Petroleum Liquids | DFO | IC | 3 | 1956 |  |  | (OP) Operating | [6 empty] | MIDDLESEX | 42.3886 | -71.56
20169 | Avista Corp | 9095 | Monroe Street | Electric Utility | WA | 6 | 14.8 | 15 | Conventional Hydroelectric | WAT | HY | 12 | 1992 |  |  | (OP) Operating | [6 empty] | Spokane | 47.6536 | -117.4206
20169 | Avista Corp | 9096 | Upper Falls | Electric Utility | WA | 1 | 10 | 10.2 | Conventional Hydroelectric | WAT | HY | 4 | 1922 |  |  | (OP) Operating | [6 empty] | Spokane | 47.6544 | -117.4189
11479 | Madison Gas & Electric Co | 9674 | Nine Springs | Electric Utility | WI | GT1 | 16.2 | 13.8 | Natural Gas Fired Combustion Turbine | NG | GT | 12 | 1964 |  |  | (OP) Operating | [6 empty] | Dane | 43.0386 | -89.3586
16868 | City of Seattle - (WA) | 9842 | Newhalem | Electric Utility | WA | 20 | 2.3 | 2.3 | Conventional Hydroelectric | WAT | HY | 2 | 1970 |  |  | (OP) Operating | [6 empty] | Whatcom | 48.6759 | -121.2408
8776 | City of Holyoke Gas and Electric Dept. | 9864 | Cabot Holyoke | Electric Utility | MA | 1 | 0.8 | 0.6 | Conventional Hydroelectric | WAT | HY | 1 | 1893 |  |  | (OP) Operating | [6 empty] | Hampden | 42.2 | -72.61
8776 | City of Holyoke Gas and Electric Dept. | 9864 | Cabot Holyoke | Electric Utility | MA | 2 | 0.8 | 0.6 | Conventional Hydroelectric | WAT | HY | 1 | 1938 |  |  | (OP) Operating | [6 empty] | Hampden | 42.2 | -72.61
8776 | City of Holyoke Gas and Electric Dept. | 9864 | Cabot Holyoke | Electric Utility | MA | 3 | 0.4 | 0.4 | Conventional Hydroelectric | WAT | HY | 1 | 1939 |  |  | (OP) Operating | [6 empty] | Hampden | 42.2 | -72.61
8776 | City of Holyoke Gas and Electric Dept. | 9864 | Cabot Holyoke | Electric Utility | MA | 4 | 0.6 | 0.5 | Conventional Hydroelectric | WAT | HY | 1 | 1907 |  |  | (OP) Operating | [6 empty] | Hampden | 42.2 | -72.61
19173 | Colorado Energy Nations Company LLC | 10003 | Colorado Energy Nations Company | IPP CHP | CO | GEN1 | 7.5 | 10 | Natural Gas Steam Turbine | NG | ST | 9 | 1976 |  |  | (OP) Operating | [6 empty] | Jefferson | 39.7606 | -105.215
19173 | Colorado Energy Nations Company LLC | 10003 | Colorado Energy Nations Company | IPP CHP | CO | GEN2 | 7.5 | 10 | Natural Gas Steam Turbine | NG | ST | 5 | 1977 |  |  | (OP) Operating | [6 empty] | Jefferson | 39.7606 | -105.215
19173 | Colorado Energy Nations Company LLC | 10003 | Colorado Energy Nations Company | IPP CHP | CO | GEN3 | 20 | 20 | Natural Gas Steam Turbine | NG | ST | 6 | 1983 |  |  | (OP) Operating | [6 empty] | Jefferson | 39.7606 | -105.215
9383 | Mosaic Fertilizer LLC | 10004 | Mosaic South Pierce Operations | Industrial CHP | FL | TG1 | 7.5 | 4 | All Other | WH | ST | 1 | 1978 |  |  | (OP) Operating | [6 empty] | Polk | 27.7652 | -81.9388
9383 | Mosaic Fertilizer LLC | 10004 | Mosaic South Pierce Operations | Industrial CHP | FL | TG2 | 38 | 33 | All Other | WH | ST | 1 | 1992 |  |  | (OP) Operating | [6 empty] | Polk | 27.7652 | -81.9388
9397 | International Turbine Res Inc | 10005 | Dinosaur Point | IPP Non-CHP | CA | WTGS | 17.4 | 17 | Onshore Wind Turbine | WND | WT | 5 | 1988 | 6 | 2018 | (OP) Operating | 2018 | 6 |  |  |  |  | MERCED | 37.0478 | -121.1708
1194 | Baptist Memorial Hospital | 10008 | Baptist Medical Center | Commercial CHP | FL | TG-2 | 2.5 | 2.2 | Natural Gas Fired Combustion Turbine | NG | GT | 12 | 1983 |  |  | (OP) Operating | [6 empty] | DUVAL | 30.3156 | -81.6644
1194 | Baptist Memorial Hospital | 10008 | Baptist Medical Center | Commercial CHP | FL | TG-3 | 3 | 2.7 | Natural Gas Fired Combustion Turbine | NG | GT | 3 | 1986 |  |  | (OP) Operating | [6 empty] | DUVAL | 30.3156 | -81.6644
1194 | Baptist Memorial Hospital | 10008 | Baptist Medical Center | Commercial CHP | FL | TG-4 | 3.5 | 3.2 | Natural Gas Fired Combustion Turbine | NG | GT | 3 | 1993 |  |  | (OP) Operating | [6 empty] | DUVAL | 30.3156 | -81.6644
4458 | Covanta Warren Energy Resource Co LP | 10012 | Covanta Warren Energy | IPP Non-CHP | NJ | 1 | 13.5 | 10 | Municipal Solid Waste | MSW | ST | 9 | 1988 |  |  | (OP) Operating | [6 empty] | Warren | 40.8205 | -75.0112
4435 | Covanta Energy Co | 10013 | Covanta Hennepin Energy | IPP Non-CHP | MN | GEN1 | 39.5 | 33.7 | Municipal Solid Waste | MSW | ST | 10 | 1989 |  |  | (OP) Operating | [6 empty] | Hennepin | 44.9833 | -93.2804
1932 | Boise-Kuna Irrigation District | 10014 | Lucky Peak Power Plant Project | IPP Non-CHP | ID | U131 | 45 | 36.2 | Conventional Hydroelectric | WAT | HY | 10 | 1988 |  |  | (OP) Operating | [6 empty] | Ada | 43.528 | -116.0583
1932 | Boise-Kuna Irrigation District | 10014 | Lucky Peak Power Plant Project | IPP Non-CHP | ID | U132 | 45 | 36.2 | Conventional Hydroelectric | WAT | HY | 10 | 1988 |  |  | (OP) Operating | [6 empty] | Ada | 43.528 | -116.0583
1932 | Boise-Kuna Irrigation District | 10014 | Lucky Peak Power Plant Project | IPP Non-CHP | ID | U133 | 11.2 | 10.6 | Conventional Hydroelectric | WAT | HY | 10 | 1988 |  |  | (OP) Operating | [6 empty] | Ada | 43.528 | -116.0583
17465 | WestRock-West Point Mill | 10017 | WestRock-West Point Mill | Industrial CHP | VA | GEN8 | 5 | 5 | Wood/Wood Waste Biomass | BLQ | ST | 1 | 1954 |  |  | (SB) Standby/Backup: available for service but not normally used | [6 empty] | King William | 37.5392 | -76.8053
17465 | WestRock-West Point Mill | 10017 | WestRock-West Point Mill | Industrial CHP | VA | GEN9 | 10 | 10 | Wood/Wood Waste Biomass | BLQ | ST | 10 | 1960 |  |  | (OP) Operating | [6 empty] | King William | 37.5392 | -76.8053
17465 | WestRock-West Point Mill | 10017 | WestRock-West Point Mill | Industrial CHP | VA | GN10 | 25 | 25 | Wood/Wood Waste Biomass | BLQ | ST | 12 | 1968 |  |  | (OP) Operating | [6 empty] | King William | 37.5392 | -76.8053
17465 | WestRock-West Point Mill | 10017 | WestRock-West Point Mill | Industrial CHP | VA | GN11 | 15 | 15 | Wood/Wood Waste Biomass | BLQ | ST | 8 | 1977 |  |  | (OP) Operating | [6 empty] | King William | 37.5392 | -76.8053
17465 | WestRock-West Point Mill | 10017 | WestRock-West Point Mill | Industrial CHP | VA | GN12 | 46 | 46 | Wood/Wood Waste Biomass | BLQ | ST | 10 | 1985 |  |  | (OP) Operating | [6 empty] | King William | 37.5392 | -76.8053
34691 | Ormat Nevada Inc | 10018 | Desert Peak Power Plant | IPP Non-CHP | NV | GEN2 | 15 | 10 | Geothermal | GEO | BT | 6 | 2006 |  |  | (OP) Operating | [6 empty] | Lyon | 39.754 | -118.9535
34691 | Ormat Nevada Inc | 10018 | Desert Peak Power Plant | IPP Non-CHP | NV | OEC2 | 11 | 7.5 | Geothermal | GEO | BT | 6 | 2006 |  |  | (OP) Operating | [6 empty] | Lyon | 39.754 | -118.9535
4558 | Cutrale Citrus Juices USA Inc | 10020 | Cutrale Citrus Juices USA I | Industrial CHP | FL | GEN2 | 4.1 | 4.3 | Natural Gas Fired Combustion Turbine | NG | GT | 12 | 2010 |  |  | (OP) Operating | [6 empty] | LAKE | 28.8118 | -81.8653
5624 | RED-Rochester, LLC | 10025 | RED-Rochester, LLC | Industrial CHP | NY | 17TG | 15 | 15 | Conventional Steam Coal | BIT | ST | 12 | 1968 |  |  | (OP) Operating | [6 empty] | Monroe | 43.1989 | -77.6319
5624 | RED-Rochester, LLC | 10025 | RED-Rochester, LLC | Industrial CHP | NY | 22TG | 12.5 | 12.5 | Conventional Steam Coal | BIT | ST | 8 | 1954 |  |  | (OP) Operating | [6 empty] | Monroe | 43.1989 | -77.6319
5624 | RED-Rochester, LLC | 10025 | RED-Rochester, LLC | Industrial CHP | NY | 41TG | 25.6 | 25.6 | Conventional Steam Coal | BIT | ST | 5 | 1964 |  |  | (OP) Operating | [6 empty] | Monroe | 43.1989 | -77.6319
5624 | RED-Rochester, LLC | 10025 | RED-Rochester, LLC | Industrial CHP | NY | 42TG | 25.6 | 25.6 | Conventional Steam Coal | BIT | ST | 8 | 1967 |  |  | (OP) Operating | [6 empty] | Monroe | 43.1989 | -77.6319
5624 | RED-Rochester, LLC | 10025 | RED-Rochester, LLC | Industrial CHP | NY | 43TG | 25.6 | 25.6 | Conventional Steam Coal | BIT | ST | 4 | 1969 |  |  | (OP) Operating | [6 empty] | Monroe | 43.1989 | -77.6319
5624 | RED-Rochester, LLC | 10025 | RED-Rochester, LLC | Industrial CHP | NY | 44TG | 25.6 | 25.6 | Conventional Steam Coal | BIT | ST | 8 | 1987 |  |  | (OP) Operating | [6 empty] | Monroe | 43.1989 | -77.6319
5624 | RED-Rochester, LLC | 10025 | RED-Rochester, LLC | Industrial CHP | NY | 75TG | 3 | 2.2 | Conventional Steam Coal | BIT | ST | 4 | 2015 |  |  | (OP) Operating | [6 empty] | Monroe | 43.1989 | -77.6319
5624 | RED-Rochester, LLC | 10025 | RED-Rochester, LLC | Industrial CHP | NY | KPR1 | 0.4 | 0.4 | Conventional Hydroelectric | WAT | HY | 6 | 1957 |  |  | (OP) Operating | [6 empty] | Monroe | 43.1989 | -77.6319
5901 | Encina Joint Powers Authority | 10026 | Encina Water Pollution Control | Commercial Non-CHP | CA | EG10 | 0.8 | 0.8 | Other Waste Biomass | OBG | IC | 11 | 2008 |  |  | (OP) Operating | [6 empty] | SAN DIEGO | 33.1165 | -117.3215
5901 | Encina Joint Powers Authority | 10026 | Encina Water Pollution Control | Commercial Non-CHP | CA | EG20 | 0.8 | 0.8 | Other Waste Biomass | OBG | IC | 11 | 2008 |  |  | (OP) Operating | [6 empty] | SAN DIEGO | 33.1165 | -117.3215
5901 | Encina Joint Powers Authority | 10026 | Encina Water Pollution Control | Commercial Non-CHP | CA | EG30 | 0.8 | 0.8 | Other Waste Biomass | OBG | IC | 1 | 2009 |  |  | (OP) Operating | [6 empty] | SAN DIEGO | 33.1165 | -117.3215
5901 | Encina Joint Powers Authority | 10026 | Encina Water Pollution Control | Commercial Non-CHP | CA | EG40 | 0.8 | 0.8 | Other Waste Biomass | OBG | IC | 4 | 2009 |  |  | (OP) Operating | [6 empty] | SAN DIEGO | 33.1165 | -117.3215
6042 | EUI Management PH Inc | 10027 | Windpark Unlimited 1 | IPP Non-CHP | CA | EXIS | 9.4 | 9.4 | Onshore Wind Turbine | WND | WT | 12 | 1985 |  |  | (OP) Operating | [6 empty] | Riverside | 33.9447 | -116.6222
3123 | CDM Hydroelectric Co | 10028 | Felt Hydroelectric Plant | IPP Non-CHP | ID | GEN1 | 2.7 | 2.3 | Conventional Hydroelectric | WAT | HY | 12 | 1985 |  |  | (OP) Operating | [6 empty] | Teton | 43.9097 | -111.2854
3123 | CDM Hydroelectric Co | 10028 | Felt Hydroelectric Plant | IPP Non-CHP | ID | GEN2 | 2.7 | 2.3 | Conventional Hydroelectric | WAT | HY | 12 | 1985 |  |  | (OP) Operating | [6 empty] | Teton | 43.9097 | -111.2854
3123 | CDM Hydroelectric Co | 10028 | Felt Hydroelectric Plant | IPP Non-CHP | ID | GEN3 | 1.1 | 0.8 | Conventional Hydroelectric | WAT | HY | 4 | 1986 |  |  | (SB) Standby/Backup: available for service but not normally used | [6 empty] | Teton | 43.9097 | -111.2854
3123 | CDM Hydroelectric Co | 10028 | Felt Hydroelectric Plant | IPP Non-CHP | ID | GEN4 | 0.9 | 0.5 | Conventional Hydroelectric | WAT | HY | 4 | 1986 |  |  | (SB) Standby/Backup: available for service but not normally used | [6 empty] | Teton | 43.9097 | -111.2854
7049 | General Electric Aircraft Engines | 10029 | General Electric Aircraft Engines | Industrial CHP | MA | GEN5 | 10 | 8.5 | Natural Gas Steam Turbine | NG | ST | 1 | 1948 |  |  | (OP) Operating | [6 empty] | Essex | 42.45 | -70.9739
7049 | General Electric Aircraft Engines | 10029 | General Electric Aircraft Engines | Industrial CHP | MA | GEN6 | 10 | 8.5 | Natural Gas Steam Turbine | NG | ST | 1 | 1956 |  |  | (OP) Operating | [6 empty] | Essex | 42.45 | -70.9739
7049 | General Electric Aircraft Engines | 10029 | General Electric Aircraft Engines | Industrial CHP | MA | GEN7 | 12.5 | 6.8 | Natural Gas Steam Turbine | NG | ST | 1 | 1968 |  |  | (OA) Out of service but expected to return to service in next calendar year | [6 empty] | Essex | 42.45 | -70.9739
7049 | General Electric Aircraft Engines | 10029 | General Electric Aircraft Engines | Industrial CHP | MA | GEN8 | 21.1 | 19.1 | Natural Gas Fired Combustion Turbine | NG | GT | 1 | 1972 |  |  | (OS) Out of service and NOT expected to return to service in next calendar year | [6 empty] | Essex | 42.45 | -70.9739
7860 | NRG Energy Center Dover LLC | 10030 | NRG Energy Center Dover | IPP CHP | DE | COG1 | 18 | 16 | Natural Gas Fired Combined Cycle | NG | CA | 5 | 1985 |  |  | (OP) Operating | [6 empty] | Kent | 39.1495 | -75.5473
7860 | NRG Energy Center Dover LLC | 10030 | NRG Energy Center Dover | IPP CHP | DE | KD-1 | 50 | 44 | Natural Gas Fired Combined Cycle | NG | CT | 6 | 2001 |  |  | (OP) Operating | [6 empty] | Kent | 39.1495 | -75.5473
7860 | NRG Energy Center Dover LLC | 10030 | NRG Energy Center Dover | IPP CHP | DE | KD-2 | 50 | 44 | Natural Gas Fired Combustion Turbine | NG | GT | 6 | 2001 |  |  | (OP) Operating | [6 empty] | Kent | 39.1495 | -75.5473
15430 | Detroit Renewable Power | 10033 | Greater Detroit Resource Recovery | Commercial CHP | MI | GEN1 | 68.4 | 63.6 | Municipal Solid Waste | MSW | ST | 12 | 1988 |  |  | (OP) Operating | [6 empty] | Wayne | 42.3678 | -83.0514
3028 | Calpine Gilroy Cogen LP | 10034 | Gilroy Power Plant | IPP CHP | CA | GEN1 | 90 | 85 | Natural Gas Fired Combined Cycle | NG | CT | 10 | 1987 |  |  | (OP) Operating | [6 empty] | Santa Clara | 37.0001 | -121.5367
3028 | Calpine Gilroy Cogen LP | 10034 | Gilroy Power Plant | IPP CHP | CA | GEN2 | 40 | 30 | Natural Gas Fired Combined Cycle | NG | CA | 10 | 1987 |  |  | (OP) Operating | [6 empty] | Santa Clara | 37.0001 | -121.5367
56590 | Silverstreet Hydro | 10036 | Hillsborough Hosiery | IPP Non-CHP | NH | GEN1 | 0.6 | 0.6 | Conventional Hydroelectric | WAT | HY | 12 | 1989 |  |  | (OP) Operating | [6 empty] | Hillsborough | 43.1139 | -71.894
56590 | Silverstreet Hydro | 10036 | Hillsborough Hosiery | IPP Non-CHP | NH | GEN2 | 0.6 | 0.6 | Conventional Hydroelectric | WAT | HY | 12 | 1989 |  |  | (OP) Operating | [6 empty] | Hillsborough | 43.1139 | -71.894
10077 | Kaweah Delta Hospital | 10042 | Kaweah Delta District Hospital | Commercial Non-CHP | CA | KDHT1 | 3.5 | 3.5 | Natural Gas Fired Combustion Turbine | NG | GT | 10 | 2008 |  |  | (OP) Operating | [5 empty] | 0 | Tulare | 36.3275 | -119.2947
14932 | US Operating Services Company | 10043 | Logan Generating Company LP | IPP CHP | NJ | GEN1 | 242.3 | 219 | Conventional Steam Coal | BIT | ST | 9 | 1994 |  |  | (OP) Operating | [6 empty] | Gloucester | 39.7928 | -75.4067
54696 | Little Mac Power Company | 10049 | Little Mac Project | IPP Non-CHP | ID | 1 | 0.3 | 0.3 | Conventional Hydroelectric | WAT | HY | 5 | 1984 |  |  | (OP) Operating | [6 empty] | TWIN FALLS | 42.6296 | -114.6616
54696 | Little Mac Power Company | 10049 | Little Mac Project | IPP Non-CHP | ID | 2 | 0.4 | 0.4 | Conventional Hydroelectric | WAT | HY | 5 | 1984 |  |  | (OP) Operating | [6 empty] | TWIN FALLS | 42.6296 | -114.6616
54696 | Little Mac Power Company | 10049 | Little Mac Project | IPP Non-CHP | ID | 3 | 0.4 | 0.4 | Conventional Hydroelectric | WAT | HY | 5 | 1984 |  |  | (OP) Operating | [6 empty] | TWIN FALLS | 42.6296 | -114.6616
54696 | Little Mac Power Company | 10049 | Little Mac Project | IPP Non-CHP | ID | 4 | 0.4 | 0.4 | Conventional Hydroelectric | WAT | HY | 5 | 1984 |  |  | (OP) Operating | [6 empty] | TWIN FALLS | 42.6296 | -114.6616
11079 | Little Rock Wastewater Utility | 10050 | Fourche Creek Wastewater | Commercial CHP | AR | 4 | 1.3 | 1.3 | Other Waste Biomass | OBG | IC | 12 | 2009 |  |  | (OP) Operating | [6 empty] | Pulaski | 34.6968 | -92.165
49753 | Brooks Energy, LLC | 10051 | Lockville Hydropower | IPP Non-CHP | NC | GEN1 | 0.6 | 0.6 | Conventional Hydroelectric | WAT | HY | 1 | 1985 |  |  | (OP) Operating | [6 empty] | Chatham | 35.6184 | -79.0912
49753 | Brooks Energy, LLC | 10051 | Lockville Hydropower | IPP Non-CHP | NC | GEN2 | 0.6 | 0.6 | Conventional Hydroelectric | WAT | HY | 1 | 1985 |  |  | (OP) Operating | [6 empty] | Chatham | 35.6184 | -79.0912
54788 | DG Fairhaven Power LLC | 10052 | Fairhaven Power | IPP Non-CHP | CA | GEN1 | 18.8 | 16 | Wood/Wood Waste Biomass | WDS | ST | 9 | 1986 |  |  | (OP) Operating | [6 empty] | Humboldt | 40.7995 | -124.2028
7075 | General Electric Co | 10058 | General Electric Diesel Engine Plant | Industrial Non-CHP | PA | REGN | 4.4 | 4.3 | Petroleum Liquids | DFO | IC | 6 | 1984 |  |  | (OP) Operating | [6 empty] | Mercer | 41.1694 | -80.1055
7080 | General Electric Co | 10059 | General Electric Great Falls Upper Hydro | Industrial Non-CHP | NH | 1575 | 1.6 | 1.6 | Conventional Hydroelectric | WAT | HY | 12 | 1984 |  |  | (OS) Out of service and NOT expected to return to service in next calendar year | [6 empty] | Strafford | 43.2597 | -70.8597
7080 | General Electric Co | 10059 | General Electric Great Falls Upper Hydro | Industrial Non-CHP | NH | 500 | 0.5 | 0.5 | Conventional Hydroelectric | WAT | HY | 8 | 1988 |  |  | (OS) Out of service and NOT expected to return to service in next calendar year | [6 empty] | Strafford | 43.2597 | -70.8597
11401 | Mars Chocolate North America LLC | 10061 | MARS Chocolate North American LLC | Industrial CHP | NJ | GEN1 | 8.8 | 10 | Natural Gas Fired Combined Cycle | NG | CT | 5 | 1989 |  |  | (OP) Operating | [6 empty] | WARREN | 40.8625 | -74.825
11401 | Mars Chocolate North America LLC | 10061 | MARS Chocolate North American LLC | Industrial CHP | NJ | GEN2 | 1.4 | 0.7 | All Other | WH | CA | 10 | 1984 |  |  | (OS) Out of service and NOT expected to return to service in next calendar year | [6 empty] | WARREN | 40.8625 | -74.825
50085 | Covanta Southeast Florida Renewable Ltd | 10062 | Miami Dade County Resource Recovery Fac | IPP Non-CHP | FL | GEN1 | 38.5 | 35.8 | Municipal Solid Waste | MSW | ST | 12 | 1981 |  |  | (OP) Operating | [6 empty] | Miami Dade | 25.8356 | -80.3566
50085 | Covanta Southeast Florida Renewable Ltd | 10062 | Miami Dade County Resource Recovery Fac | IPP Non-CHP | FL | GEN2 | 38.5 | 35.8 | Municipal Solid Waste | MSW | ST | 12 | 1981 |  |  | (OP) Operating | [6 empty] | Miami Dade | 25.8356 | -80.3566
11943 | McCallum Enterprises I LP | 10063 | Derby Hydro | IPP Non-CHP | CT | GEN1 | 4 | 4 | Conventional Hydroelectric | WAT | HY | 1 | 1989 |  |  | (OP) Operating | [6 empty] | Fairfield | 41.3243 | -73.1021
11943 | McCallum Enterprises I LP | 10063 | Derby Hydro | IPP Non-CHP | CT | GEN2 | 4 | 4 | Conventional Hydroelectric | WAT | HY | 1 | 1989 |  |  | (OP) Operating | [6 empty] | Fairfield | 41.3243 | -73.1021
11943 | McCallum Enterprises I LP | 10063 | Derby Hydro | IPP Non-CHP | CT | GEN3 | 0.3 | 0.3 | Conventional Hydroelectric | WAT | HY | 1 | 1989 |  |  | (SB) Standby/Backup: available for service but not normally used | [6 empty] | Fairfield | 41.3243 | -73.1021
11943 | McCallum Enterprises I LP | 10063 | Derby Hydro | IPP Non-CHP | CT | GEN4 | 0.3 | 0.3 | Conventional Hydroelectric | WAT | HY | 1 | 1989 |  |  | (SB) Standby/Backup: available for service but not normally used | [6 empty] | Fairfield | 41.3243 | -73.1021
12401 | Merimil Ltd Partnership | 10066 | Lockwood Hydroelectric Facility | IPP Non-CHP | ME | GEN1 | 0.8 | 0.7 | Conventional Hydroelectric | WAT | HY | 10 | 1985 |  |  | (OP) Operating | [6 empty] | Kennebec | 44.5467 | -69.6292
12401 | Merimil Ltd Partnership | 10066 | Lockwood Hydroelectric Facility | IPP Non-CHP | ME | GEN2 | 0.8 | 0.7 | Conventional Hydroelectric | WAT | HY | 10 | 1985 |  |  | (OP) Operating | [6 empty] | Kennebec | 44.5467 | -69.6292
12401 | Merimil Ltd Partnership | 10066 | Lockwood Hydroelectric Facility | IPP Non-CHP | ME | GEN3 | 0.8 | 0.7 | Conventional Hydroelectric | WAT | HY | 10 | 1985 |  |  | (OP) Operating | [6 empty] | Kennebec | 44.5467 | -69.6292
12401 | Merimil Ltd Partnership | 10066 | Lockwood Hydroelectric Facility | IPP Non-CHP | ME | GEN4 | 0.8 | 0.7 | Conventional Hydroelectric | WAT | HY | 10 | 1985 |  |  | (OP) Operating | [6 empty] | Kennebec | 44.5467 | -69.6292
12401 | Merimil Ltd Partnership | 10066 | Lockwood Hydroelectric Facility | IPP Non-CHP | ME | GEN5 | 0.8 | 0.7 | Conventional Hydroelectric | WAT | HY | 10 | 1985 |  |  | (OP) Operating | [6 empty] | Kennebec | 44.5467 | -69.6292
12401 | Merimil Ltd Partnership | 10066 | Lockwood Hydroelectric Facility | IPP Non-CHP | ME | GEN6 | 0.8 | 0.7 | Conventional Hydroelectric | WAT | HY | 10 | 1985 |  |  | (OP) Operating | [6 empty] | Kennebec | 44.5467 | -69.6292
12401 | Merimil Ltd Partnership | 10066 | Lockwood Hydroelectric Facility | IPP Non-CHP | ME | GEN7 | 2.4 | 2.2 | Conventional Hydroelectric | WAT | HY | 10 | 1988 |  |  | (OP) Operating | [6 empty] | Kennebec | 44.5467 | -69.6292
5164 | Denver City & County-Foothills | 10070 | Foothills Hydro Plant | IPP Non-CHP | CO | GEN1 | 3.1 | 3.1 | Conventional Hydroelectric | WAT | HY | 5 | 1985 |  |  | (OP) Operating | [6 empty] | Douglas | 39.4588 | -105.0657
55727 | Orion Engineered Carbons | 10072 | Engineered Carbons Borger Cogen | Industrial Non-CHP | TX | GEN1 | 20 | 18.8 | Other Gases | OG | ST | 10 | 1982 |  |  | (OP) Operating | [6 empty] | Hutchinson | 35.667 | -101.432
59191 | Humboldt Bay Harbor Rec & Con Dist | 10074 | Pulp Mill Power House | Industrial CHP | CA | GEN1 | 20 | 20 | Wood/Wood Waste Biomass | BLQ | ST | 8 | 1965 |  |  | (OS) Out of service and NOT expected to return to service in next calendar year | [6 empty] | Humboldt | 40.8054 | -124.1949
12647 | ALLETE, Inc. | 10075 | Taconite Harbor Energy Center | Electric Utility | MN | GEN1 | 84 | 79 | Conventional Steam Coal | SUB | ST | 1 | 1957 |  |  | (OP) Operating | [6 empty] | Cook | 47.5314 | -90.9114
12647 | ALLETE, Inc. | 10075 | Taconite Harbor Energy Center | Electric Utility | MN | GEN2 | 84 | 75.9 | Conventional Steam Coal | SUB | ST | 1 | 1957 |  |  | (OP) Operating | [6 empty] | Cook | 47.5314 | -90.9114
5068 | Denver City & County of | 10081 | Strontia Springs Hydro Plant | IPP Non-CHP | CO | GEN1 | 1 | 1 | Conventional Hydroelectric | WAT | HY | 7 | 1986 |  |  | (OP) Operating | [6 empty] | DOUGLAS | 39.4326 | -105.1263
11217 | Los Angeles County Sanitation | 10090 | Commerce Refuse To Energy | IPP Non-CHP | CA | GEN1 | 12 | 10 | Municipal Solid Waste | MSW | ST | 11 | 1986 |  |  | (OP) Operating | [6 empty] | Los Angeles | 33.9949 | -118.1538
11217 | Los Angeles County Sanitation | 10091 | Total Energy Facilities | Commercial CHP | CA | G2 | 9.9 | 8 | Other Waste Biomass | OBG | CT | 2 | 2003 |  |  | (OP) Operating | [6 empty] | Los Angeles | 33.7683 | -118.2836
11217 | Los Angeles County Sanitation | 10091 | Total Energy Facilities | Commercial CHP | CA | G3 | 9.9 | 8 | Other Waste Biomass | OBG | CT | 12 | 2001 |  |  | (OP) Operating | [6 empty] | Los Angeles | 33.7683 | -118.2836
11217 | Los Angeles County Sanitation | 10091 | Total Energy Facilities | Commercial CHP | CA | GEN1 | 9.9 | 8 | Other Waste Biomass | OBG | CT | 1 | 1986 |  |  | (OP) Operating | [6 empty] | Los Angeles | 33.7683 | -118.2836
11217 | Los Angeles County Sanitation | 10091 | Total Energy Facilities | Commercial CHP | CA | GEN4 | 8.7 | 7.4 | Other Waste Biomass | OBG | CA | 11 | 1986 |  |  | (OP) Operating | [6 empty] | Los Angeles | 33.7683 | -118.2836
58553 | PAR Petroleum | 10093 | Tesoro Hawaii | Industrial CHP | HI | GEN1 | 20 | 20 | Petroleum Liquids | WO | GT | 12 | 1982 |  |  | (OP) Operating | [6 empty] | HONOLULU | 21.3032 | -158.0914
50160 | Pedricktown Cogeneration Company LP | 10099 | Pedricktown Cogeneration Company LP | IPP Non-CHP | NJ | GEN1 | 92.1 | 117.3 | Natural Gas Fired Combined Cycle | NG | CT | 3 | 1992 |  |  | (OP) Operating | [6 empty] | Salem | 39.7668 | -75.4238
50160 | Pedricktown Cogeneration Company LP | 10099 | Pedricktown Cogeneration Company LP | IPP Non-CHP | NJ | GEN2 | 42.4 |  | Natural Gas Fired Combined Cycle | NG | CA | 3 | 1992 |  |  | (OP) Operating | [6 empty] | Salem | 39.7668 | -75.4238
6636 | Foss Manufacturing Company LLC | 10108 | Hampton Facility | Industrial CHP | NH | GEN1 | 0.5 | 0.5 | Petroleum Liquids | DFO | IC | 10 | 1978 |  |  | (SB) Standby/Backup: available for service but not normally used | [6 empty] | ROCKINGHAM | 42.9383 | -70.8406
6636 | Foss Manufacturing Company LLC | 10108 | Hampton Facility | Industrial CHP | NH | GEN2 | 0.5 | 0.5 | Petroleum Liquids | DFO | IC | 10 | 1978 |  |  | (SB) Standby/Backup: available for service but not normally used | [6 empty] | ROCKINGHAM | 42.9383 | -70.8406
6636 | Foss Manufacturing Company LLC | 10108 | Hampton Facility | Industrial CHP | NH | GEN3 | 0.7 | 0.7 | Petroleum Liquids | DFO | IC | 7 | 1980 |  |  | (SB) Standby/Backup: available for service but not normally used | [6 empty] | ROCKINGHAM | 42.9383 | -70.8406
6636 | Foss Manufacturing Company LLC | 10108 | Hampton Facility | Industrial CHP | NH | GEN4 | 0.7 | 0.7 | Petroleum Liquids | DFO | IC | 10 | 1981 |  |  | (SB) Standby/Backup: available for service but not normally used | [6 empty] | ROCKINGHAM | 42.9383 | -70.8406
6636 | Foss Manufacturing Company LLC | 10108 | Hampton Facility | Industrial CHP | NH | GEN5 | 0.7 | 0.7 | Petroleum Liquids | DFO | IC | 6 | 1984 |  |  | (SB) Standby/Backup: available for service but not normally used | [6 empty] | ROCKINGHAM | 42.9383 | -70.8406
6636 | Foss Manufacturing Company LLC | 10108 | Hampton Facility | Industrial CHP | NH | GEN6 | 0.7 | 0.7 | Petroleum Liquids | DFO | IC | 4 | 1990 |  |  | (OS) Out of service and NOT expected to return to service in next calendar year | [6 empty] | ROCKINGHAM | 42.9383 | -70.8406
6636 | Foss Manufacturing Company LLC | 10108 | Hampton Facility | Industrial CHP | NH | GEN8 | 5 | 3.8 | Natural Gas Fired Combustion Turbine | NG | GT | 1 | 2000 |  |  | (OP) Operating | [6 empty] | ROCKINGHAM | 42.9383 | -70.8406
57280 | Eagle Creek RE LLC | 10109 | Franklin Industrial Complex | IPP Non-CHP | NH | 1 | 1.5 | 0.6 | Conventional Hydroelectric | WAT | HY | 12 | 1985 |  |  | (OP) Operating | [6 empty] | Merrimack | 43.4461 | -71.6446
57280 | Eagle Creek RE LLC | 10109 | Franklin Industrial Complex | IPP Non-CHP | NH | 2 | 0.2 | 0.2 | Conventional Hydroelectric | WAT | HY | 6 | 1982 |  |  | (OP) Operating | [6 empty] | Merrimack | 43.4461 | -71.6446
15743 | Frito-Lay Inc | 10110 | Frito-Lay Cogen Plant | Industrial CHP | CA | GEN1 | 6 | 5.5 | Natural Gas Fired Combustion Turbine | NG | GT | 3 | 1986 |  |  | (OP) Operating | [6 empty] | Kern | 35.3951 | -119.3216
7199 | Gilberton Power Co | 10113 | John B Rich Memorial Power Station | IPP CHP | PA | GEN1 | 88.4 | 80 | Conventional Steam Coal | WC | ST | 2 | 1988 |  |  | (OP) Operating | [6 empty] | Schuylkill | 40.7903 | -76.1983
9357 | Hampshire Paper Co Inc | 10116 | Hampshire Paper | IPP Non-CHP | NY | 05 | 3.4 | 1.8 | Conventional Hydroelectric | WAT | HY | 5 | 1987 |  |  | (OP) Operating | [6 empty] | St Lawrence | 44.2965 | -75.3665
8181 | Harrisburg Authority | 10118 | Harrisburg Facility | IPP CHP | PA | GEN3 | 24.1 | 20.8 | Municipal Solid Waste | MSW | ST | 4 | 2006 |  |  | (OP) Operating | [6 empty] | Dauphin | 40.2442 | -76.8539
8486 | PInova Inc | 10120 | PInova Inc | Industrial CHP | GA | GEN5 | 7.1 | 7.1 | Wood/Wood Waste Biomass | WDS | ST | 1 | 1980 |  |  | (OP) Operating | [6 empty] | GLYNN | 31.1648 | -81.4787
8596 | High Shoals Hydro | 10121 | High Shoals Hydro (GA) | IPP Non-CHP | GA | GEN1 | 1.4 | 1.4 | Conventional Hydroelectric | WAT | HY | 11 | 1988 |  |  | (OP) Operating | [6 empty] | MORGAN | 33.8165 | -83.5049
59069 | CIP II/AR Bridgewater Holdings LLC | 10122 | CIP II/AR Bridgewater Holdings - NJCOE | Commercial CHP | NJ | 02 | 5 | 4.1 | Natural Gas Fired Combustion Turbine | NG | GT | 11 | 2002 |  |  | (OP) Operating | [6 empty] | Somerset | 40.624 | -74.634
8701 | Hoffman LaRoche Inc | 10123 | Hoffmann LaRoche | Industrial CHP | NJ | TG01 | 5.3 | 4.1 | Natural Gas Fired Combustion Turbine | NG | GT | 5 | 2004 |  |  | (OP) Operating | [6 empty] | Essex | 40.8359 | -74.155
8701 | Hoffman LaRoche Inc | 10123 | Hoffmann LaRoche | Industrial CHP | NJ | TG03 | 5.3 | 4.1 | Natural Gas Fired Combustion Turbine | NG | GT | 5 | 2004 |  |  | (OP) Operating | [6 empty] | Essex | 40.8359 | -74.155
59136 | Ampersand Hollow Dam Hydro LLC | 10124 | Hollow Dam Power Partnership | IPP Non-CHP | NY | HY1 | 0.5 | 0.3 | Conventional Hydroelectric | WAT | HY | 12 | 1987 |  |  | (OP) Operating | [6 empty] | St Lawrence | 44.2965 | -75.3361
59136 | Ampersand Hollow Dam Hydro LLC | 10124 | Hollow Dam Power Partnership | IPP Non-CHP | NY | HY2 | 0.5 | 0.3 | Conventional Hydroelectric | WAT | HY | 12 | 1987 |  |  | (OP) Operating | [6 empty] | St Lawrence | 44.2965 | -75.3361
8758 | Honeywell Farm Inc | 10125 | Honeywell Farms | Industrial CHP | NY | 1 | 0.8 | 0.8 | Natural Gas Internal Combustion Engine | NG | IC | 10 | 1992 |  |  | (OP) Operating | [6 empty] | QUEENS | 40.6986 | -73.8028
8758 | Honeywell Farm Inc | 10125 | Honeywell Farms | Industrial CHP | NY | 2 | 0.8 | 0.8 | Natural Gas Internal Combustion Engine | NG | IC | 12 | 1992 |  |  | (OP) Operating | [6 empty] | QUEENS | 40.6986 | -73.8028
8758 | Honeywell Farm Inc | 10125 | Honeywell Farms | Industrial CHP | NY | 3 | 0.8 | 0.8 | Petroleum Liquids | DFO | IC | 6 | 1974 |  |  | (SB) Standby/Backup: available for service but not normally used | [6 empty] | QUEENS | 40.6986 | -73.8028
8758 | Honeywell Farm Inc | 10125 | Honeywell Farms | Industrial CHP | NY | 4 | 0.8 | 0.8 | Petroleum Liquids | DFO | IC | 6 | 1974 |  |  | (SB) Standby/Backup: available for service but not normally used | [6 empty] | QUEENS | 40.6986 | -73.8028
8758 | Honeywell Farm Inc | 10125 | Honeywell Farms | Industrial CHP | NY | 5 | 0.8 | 0.8 | Natural Gas Internal Combustion Engine | NG | IC | 5 | 1990 |  |  | (OP) Operating | [6 empty] | QUEENS | 40.6986 | -73.8028
8758 | Honeywell Farm Inc | 10125 | Honeywell Farms | Industrial CHP | NY | 6 | 0.4 | 0.4 | Natural Gas Internal Combustion Engine | NG | IC | 5 | 1990 |  |  | (SB) Standby/Backup: available for service but not normally used | [6 empty] | QUEENS | 40.6986 | -73.8028
8787 | Humboldt Bay Mun Water Dist | 10128 | Gosselin Hydro Plant | IPP Non-CHP | CA | GEN1 | 1 | 0.2 | Conventional Hydroelectric | WAT | HY | 6 | 1983 |  |  | (OP) Operating | [6 empty] | Trinity | 40.37 | -123.4347
8787 | Humboldt Bay Mun Water Dist | 10128 | Gosselin Hydro Plant | IPP Non-CHP | CA | GEN2 | 1 | 0.2 | Conventional Hydroelectric | WAT | HY | 6 | 1983 |  |  | (OP) Operating | [6 empty] | Trinity | 40.37 | -123.4347
9335 | Indiana University of Penn | 10129 | Indiana University of Pennsylvania | Commercial CHP | PA | GEN1 | 6.1 | 6 | Natural Gas Internal Combustion Engine | NG | IC | 3 | 1988 |  |  | (OP) Operating | [6 empty] | INDIANA | 40.6144 | -79.1594
9335 | Indiana University of Penn | 10129 | Indiana University of Pennsylvania | Commercial CHP | PA | GEN2 | 6.1 | 6 | Natural Gas Internal Combustion Engine | NG | IC | 3 | 1988 |  |  | (OP) Operating | [6 empty] | INDIANA | 40.6144 | -79.1594
9335 | Indiana University of Penn | 10129 | Indiana University of Pennsylvania | Commercial CHP | PA | GEN3 | 6.1 | 6 | Natural Gas Internal Combustion Engine | NG | IC | 3 | 1988 |  |  | (OP) Operating | [6 empty] | INDIANA | 40.6144 | -79.1594
9335 | Indiana University of Penn | 10129 | Indiana University of Pennsylvania | Commercial CHP | PA | GEN4 | 6.1 | 6 | Natural Gas Internal Combustion Engine | NG | IC | 3 | 1988 |  |  | (OP) Operating | [6 empty] | INDIANA | 40.6144 | -79.1594
9093 | Hydro Energies Inc | 10137 | Deweys Mill | IPP Non-CHP | VT | GEN1 | 2.5 | 2.4 | Conventional Hydroelectric | WAT | HY | 6 | 1989 |  |  | (OP) Operating | [6 empty] | Windsor | 43.6411 | -72.4061
9093 | Hydro Energies Inc | 10137 | Deweys Mill | IPP Non-CHP | VT | GEN2 | 0.5 | 0.5 | Conventional Hydroelectric | WAT | HY | 6 | 1989 |  |  | (OP) Operating | [6 empty] | Windsor | 43.6411 | -72.4061
9370 | Hydrodynamics Inc | 10138 | South Dry Creek Hydro | IPP Non-CHP | MT | 1 | 2 | 2 | Conventional Hydroelectric | WAT | HY | 9 | 1985 |  |  | (OP) Operating | [6 empty] | Carbon | 45.2063 | -109.1652
9439 | Isabella Partners | 10139 | Isabella Hydro Project | IPP Non-CHP | CA | GEN1 | 5.9 | 5.9 | Conventional Hydroelectric | WAT | HY | 12 | 1990 |  |  | (OP) Operating | [6 empty] | Kern | 35.6439 | -118.4822
9439 | Isabella Partners | 10139 | Isabella Hydro Project | IPP Non-CHP | CA | GEN2 | 5.9 | 5.9 | Conventional Hydroelectric | WAT | HY | 12 | 1990 |  |  | (OP) Operating | [6 empty] | Kern | 35.6439 | -118.4822
1751 | Birch Power Co | 10140 | Birch Creek Power | IPP Non-CHP | ID | GEN1 | 2.6 | 2.6 | Conventional Hydroelectric | WAT | HY | 4 | 1986 |  |  | (OP) Operating | [6 empty] | Clark | 44.0274 | -112.7194
9379 | Inter-Power/AhlCon Partners, L.P. | 10143 | Colver Power Project | IPP Non-CHP | PA | COLV | 118 | 110 | Conventional Steam Coal | WC | ST | 2 | 1995 |  |  | (OP) Operating | [6 empty] | Cambria | 40.55 | -78.8
17164 | Sierra Pacific Industries Inc | 10144 | Sierra Pacific Lincoln Facility | Industrial CHP | CA | GEN4 | 19.2 | 17.5 | Wood/Wood Waste Biomass | WDS | ST | 3 | 2004 |  |  | (OP) Operating | [6 empty] | Placer | 38.9032 | -121.3097
1951 | White Pine Electric Power LLC | 10148 | White Pine Electric Power | IPP Non-CHP | MI | GEN1 | 20 | 18 | Natural Gas Steam Turbine | NG | ST | 12 | 1954 | 7 | 2024 | (OP) Operating | [6 empty] | Ontonagon | 46.7644 | -89.5669
1951 | White Pine Electric Power LLC | 10148 | White Pine Electric Power | IPP Non-CHP | MI | GEN3 | 20 | 18 | Natural Gas Steam Turbine | NG | ST | 12 | 1954 | 7 | 2024 | (OS) Out of service and NOT expected to return to service in next calendar year | [6 empty] | Ontonagon | 46.7644 | -89.5669
49967 | Decorative Panels International, Inc. | 10149 | Decorative Panels Intl | Industrial CHP | MI | GEN1 | 7.5 | 6.8 | Natural Gas Steam Turbine | NG | ST | 11 | 1957 |  |  | (OP) Operating | [6 empty] | Alpena | 45.0628 | -83.4233
563 | American Bituminous Power LP | 10151 | Grant Town Power Plant | IPP Non-CHP | WV | GEN1 | 95.7 | 80 | Conventional Steam Coal | WC | ST | 7 | 1992 |  |  | (OP) Operating | [6 empty] | Marion | 39.5618 | -80.1631
503 | American Hydro Power Company | 10152 | Warrior Ridge Hydro | IPP Non-CHP | PA | L-1 | 0.7 | 0.7 | Conventional Hydroelectric | WAT | HY | 12 | 1985 |  |  | (OP) Operating | [6 empty] | Huntingdon | 40.54 | -78.0346
503 | American Hydro Power Company | 10152 | Warrior Ridge Hydro | IPP Non-CHP | PA | L-2 | 0.7 | 0.7 | Conventional Hydroelectric | WAT | HY | 12 | 1985 |  |  | (OP) Operating | [6 empty] | Huntingdon | 40.54 | -78.0346
503 | American Hydro Power Company | 10152 | Warrior Ridge Hydro | IPP Non-CHP | PA | L-4 | 0.7 | 0.7 | Conventional Hydroelectric | WAT | HY | 12 | 1985 |  |  | (OP) Operating | [6 empty] | Huntingdon | 40.54 | -78.0346
503 | American Hydro Power Company | 10152 | Warrior Ridge Hydro | IPP Non-CHP | PA | L-5 | 0.7 | 0.7 | Conventional Hydroelectric | WAT | HY | 12 | 1985 |  |  | (OP) Operating | [6 empty] | Huntingdon | 40.54 | -78.0346
54769 | INEOS USA LLC | 10154 | Chocolate Bayou Works | Industrial CHP | TX | GEN1 | 41 | 30 | Natural Gas Fired Combustion Turbine | NG | GT | 11 | 1985 |  |  | (OP) Operating | [6 empty] | BRAZORIA | 29.2293 | -95.1952
756 | Appomattox River Associates LP | 10155 | Brasfield | IPP Non-CHP | VA | 1 | 2.9 | 2.9 | Conventional Hydroelectric | WAT | HY | 9 | 1993 |  |  | (OP) Operating | [6 empty] | Chesterfield | 37.2208 | -77.5245
20323 | Wellhead Services Inc | 10156 | Fresno Cogen Partners | IPP CHP | CA | GEN2 | 10 | 6 | Natural Gas Fired Combined Cycle | NG | CA | 1 | 1990 |  |  | (OP) Operating | [6 empty] | Fresno | 36.617 | -120.0998
20323 | Wellhead Services Inc | 10156 | Fresno Cogen Partners | IPP CHP | CA | GEN3 | 22.3 | 21.9 | Natural Gas Fired Combustion Turbine | NG | GT | 8 | 2001 |  |  | (OP) Operating | [6 empty] | Fresno | 36.617 | -120.0998
20323 | Wellhead Services Inc | 10156 | Fresno Cogen Partners | IPP CHP | CA | GEN4 | 50.3 | 45 | Natural Gas Fired Combined Cycle | NG | CT | 1 | 2004 |  |  | (OP) Operating | [6 empty] | Fresno | 36.617 | -120.0998
5093 | Desert Water Agency | 10162 | Whitewater Hydro Plant | IPP Non-CHP | CA | WWHI | 1.3 | 1.3 | Conventional Hydroelectric | WAT | HY | 4 | 1986 |  |  | (SB) Standby/Backup: available for service but not normally used | [6 empty] | Riverside | 33.9347 | -116.6405
54705 | Seadrift Coke L P | 10167 | Seadrift Coke LP | Industrial CHP | TX | GEN1 | 7.6 | 7.6 | Petroleum Coke | PC | ST | 11 | 1983 |  |  | (OP) Operating | [6 empty] | Calhoun | 28.5139 | -96.7942
3084 | Carson Cogeneration Co | 10169 | Carson Cogeneration | IPP CHP | CA | GEN1 | 45.3 | 41.3 | Natural Gas Fired Combined Cycle | NG | CT | 12 | 1989 |  |  | (OP) Operating | [6 empty] | Los Angeles | 33.8759 | -118.2491
3084 | Carson Cogeneration Co | 10169 | Carson Cogeneration | IPP CHP | CA | GEN2 | 10.5 | 8 | Natural Gas Fired Combined Cycle | NG | CA | 1 | 1990 |  |  | (OP) Operating | [6 empty] | Los Angeles | 33.8759 | -118.2491
782 | Aquenergy Systems Inc | 10173 | Cherokee Falls | IPP Non-CHP | SC | T-1 | 4.3 | 1 | Conventional Hydroelectric | WAT | HY | 12 | 1985 |  |  | (OP) Operating | [6 empty] | CHEROKEE | 35.0642 | -81.5458
3476 | DTE San Diego COGEN Inc. | 10175 | Childrens Hospital | Commercial CHP | CA | 0799 | 2 | 2 | Petroleum Liquids | DFO | IC | 4 | 2000 |  |  | (SB) Standby/Backup: available for service but not normally used | [6 empty] | San Diego | 32.7992 | -117.1517
3476 | DTE San Diego COGEN Inc. | 10175 | Childrens Hospital | Commercial CHP | CA | 1711 | 3.5 | 3.5 | Natural Gas Fired Combustion Turbine | NG | GT | 12 | 2004 |  |  | (OP) Operating | [6 empty] | San Diego | 32.7992 | -117.1517
3476 | DTE San Diego COGEN Inc. | 10175 | Childrens Hospital | Commercial CHP | CA | 5083 | 1.5 | 1.5 | Petroleum Liquids | DFO | IC | 10 | 2010 |  |  | (OP) Operating | [6 empty] | San Diego | 32.7992 | -117.1517
3476 | DTE San Diego COGEN Inc. | 10175 | Childrens Hospital | Commercial CHP | CA | 5084 | 1.5 | 1.5 | Petroleum Liquids | DFO | IC | 10 | 2010 |  |  | (OP) Operating | [6 empty] | San Diego | 32.7992 | -117.1517
3476 | DTE San Diego COGEN Inc. | 10175 | Childrens Hospital | Commercial CHP | CA | 5085 | 1.5 | 1.5 | Petroleum Liquids | DFO | IC | 10 | 2010 |  |  | (OP) Operating | [6 empty] | San Diego | 32.7992 | -117.1517
11724 | Massachusetts Bay Trans Auth | 10176 | M Street Jet | IPP Non-CHP | MA | NO.6 | 69 | 50 | Petroleum Liquids | KER | GT | 5 | 1979 |  |  | (OP) Operating | [6 empty] | Suffolk | 42.3394 | -71.0314
19068 | Colorado Energy Nations Company, LLC | 10180 | Metro Wastewater Reclamation District | IPP CHP | CO | 1 | 2 | 1.2 | Other Waste Biomass | OBG | IC | 4 | 1985 |  |  | (OA) Out of service but expected to return to service in next calendar year | [6 empty] | Denver | 39.8078 | -104.9542
19068 | Colorado Energy Nations Company, LLC | 10180 | Metro Wastewater Reclamation District | IPP CHP | CO | 2 | 2 | 1.2 | Other Waste Biomass | OBG | IC | 4 | 1985 |  |  | (OA) Out of service but expected to return to service in next calendar year | [6 empty] | Denver | 39.8078 | -104.9542
19068 | Colorado Energy Nations Company, LLC | 10180 | Metro Wastewater Reclamation District | IPP CHP | CO | 3 | 2 | 1.2 | Other Waste Biomass | OBG | IC | 4 | 1985 |  |  | (SB) Standby/Backup: available for service but not normally used | [6 empty] | Denver | 39.8078 | -104.9542
19068 | Colorado Energy Nations Company, LLC | 10180 | Metro Wastewater Reclamation District | IPP CHP | CO | 4 | 2 | 1.2 | Other Waste Biomass | OBG | IC | 4 | 1985 |  |  | (SB) Standby/Backup: available for service but not normally used | [6 empty] | Denver | 39.8078 | -104.9542
19068 | Colorado Energy Nations Company, LLC | 10180 | Metro Wastewater Reclamation District | IPP CHP | CO | 5 | 3.5 | 2.5 | Other Waste Biomass | OBG | GT | 8 | 2000 |  |  | (OP) Operating | [6 empty] | Denver | 39.8078 | -104.9542
19068 | Colorado Energy Nations Company, LLC | 10180 | Metro Wastewater Reclamation District | IPP CHP | CO | 6 | 3.5 | 2.5 | Other Waste Biomass | OBG | GT | 9 | 2000 |  |  | (OP) Operating | [6 empty] | Denver | 39.8078 | -104.9542
12374 | Metropolitan Sewerage District | 10181 | Metropolitan Sewerage District | Commercial Non-CHP | NC | GEN1 | 0.8 | 0.8 | Conventional Hydroelectric | WAT | HY | 9 | 1988 |  |  | (SB) Standby/Backup: available for service but not normally used | [6 empty] | Buncombe | 35.6497 | -82.5992
12374 | Metropolitan Sewerage District | 10181 | Metropolitan Sewerage District | Commercial Non-CHP | NC | GEN2 | 0.8 | 0.8 | Conventional Hydroelectric | WAT | HY | 9 | 1988 |  |  | (OP) Operating | [6 empty] | Buncombe | 35.6497 | -82.5992
12374 | Metropolitan Sewerage District | 10181 | Metropolitan Sewerage District | Commercial Non-CHP | NC | GEN3 | 0.8 | 0.8 | Conventional Hydroelectric | WAT | HY | 9 | 1988 |  |  | (OP) Operating | [6 empty] | Buncombe | 35.6497 | -82.5992
57280 | Eagle Creek RE LLC | 10183 | Mine Falls Generating Station | IPP Non-CHP | NH | GEN1 | 1.5 | 1.5 | Conventional Hydroelectric | WAT | HY | 12 | 1985 |  |  | (OP) Operating | [6 empty] | Hillsborough | 42.7503 | -71.5053
57280 | Eagle Creek RE LLC | 10183 | Mine Falls Generating Station | IPP Non-CHP | NH | GEN2 | 1.5 | 1.7 | Conventional Hydroelectric | WAT | HY | 12 | 1985 |  |  | (OP) Operating | [6 empty] | Hillsborough | 42.7503 | -71.5053
12632 | Minnesota Mining & Mfg Co | 10184 | Central Utility Plant | Commercial CHP | TX | EG1 | 6 | 3.4 | Natural Gas Internal Combustion Engine | NG | IC | 7 | 1988 |  |  | (OP) Operating | [6 empty] | Travis | 30.3974 | -97.8426
12632 | Minnesota Mining & Mfg Co | 10184 | Central Utility Plant | Commercial CHP | TX | EG2 | 6 | 3.1 | Natural Gas Internal Combustion Engine | NG | IC | 7 | 1988 |  |  | (OP) Operating | [6 empty] | Travis | 30.3974 | -97.8426
12632 | Minnesota Mining & Mfg Co | 10184 | Central Utility Plant | Commercial CHP | TX | TG1 | 2.3 | 2.1 | Natural Gas Steam Turbine | NG | ST | 7 | 1988 |  |  | (OP) Operating | [6 empty] | Travis | 30.3974 | -97.8426
11451 | Madison Paper Industries Inc | 10186 | Anson Abenaki Hydros | Industrial CHP | ME | AB1 | 3 | 2.2 | Conventional Hydroelectric | WAT | HY | 5 | 1983 |  |  | (OP) Operating | [6 empty] | Somerset | 44.7975 | -69.8867
11451 | Madison Paper Industries Inc | 10186 | Anson Abenaki Hydros | Industrial CHP | ME | AB2 | 2.7 | 2.2 | Conventional Hydroelectric | WAT | HY | 9 | 1980 |  |  | (OP) Operating | [6 empty] | Somerset | 44.7975 | -69.8867
11451 | Madison Paper Industries Inc | 10186 | Anson Abenaki Hydros | Industrial CHP | ME | AB3 | 3 | 2.2 | Conventional Hydroelectric | WAT | HY | 4 | 1983 |  |  | (OP) Operating | [6 empty] | Somerset | 44.7975 | -69.8867
11451 | Madison Paper Industries Inc | 10186 | Anson Abenaki Hydros | Industrial CHP | ME | AB4 | 3 | 2.2 | Conventional Hydroelectric | WAT | HY | 4 | 1983 |  |  | (OP) Operating | [6 empty] | Somerset | 44.7975 | -69.8867
11451 | Madison Paper Industries Inc | 10186 | Anson Abenaki Hydros | Industrial CHP | ME | AB5 | 2.5 | 2.2 | Conventional Hydroelectric | WAT | HY | 7 | 1961 |  |  | (OP) Operating | [6 empty] | Somerset | 44.7975 | -69.8867
11451 | Madison Paper Industries Inc | 10186 | Anson Abenaki Hydros | Industrial CHP | ME | AB6 | 3 | 2.6 | Conventional Hydroelectric | WAT | HY | 4 | 2008 |  |  | (OP) Operating | [6 empty] | Somerset | 44.7975 | -69.8867
11451 | Madison Paper Industries Inc | 10186 | Anson Abenaki Hydros | Industrial CHP | ME | AB7 | 2.5 | 2.2 | Conventional Hydroelectric | WAT | HY | 1 | 1950 |  |  | (OP) Operating | [6 empty] | Somerset | 44.7975 | -69.8867
11451 | Madison Paper Industries Inc | 10186 | Anson Abenaki Hydros | Industrial CHP | ME | AB8 | 0.3 | 0.3 | Conventional Hydroelectric | WAT | HY | 8 | 1989 |  |  | (OP) Operating | [6 empty] | Somerset | 44.7975 | -69.8867
11451 | Madison Paper Industries Inc | 10186 | Anson Abenaki Hydros | Industrial CHP | ME | AN1 | 1.8 | 1.8 | Conventional Hydroelectric | WAT | HY | 9 | 1984 |  |  | (OP) Operating | [6 empty] | Somerset | 44.7975 | -69.8867
11451 | Madison Paper Industries Inc | 10186 | Anson Abenaki Hydros | Industrial CHP | ME | AN2 | 1.8 | 1.8 | Conventional Hydroelectric | WAT | HY | 9 | 1984 |  |  | (OP) Operating | [6 empty] | Somerset | 44.7975 | -69.8867
11451 | Madison Paper Industries Inc | 10186 | Anson Abenaki Hydros | Industrial CHP | ME | AN3 | 1.8 | 1.8 | Conventional Hydroelectric | WAT | HY | 9 | 1984 |  |  | (OP) Operating | [6 empty] | Somerset | 44.7975 | -69.8867
11451 | Madison Paper Industries Inc | 10186 | Anson Abenaki Hydros | Industrial CHP | ME | AN4 | 1.8 | 1.8 | Conventional Hydroelectric | WAT | HY | 9 | 1984 |  |  | (OP) Operating | [6 empty] | Somerset | 44.7975 | -69.8867
11451 | Madison Paper Industries Inc | 10186 | Anson Abenaki Hydros | Industrial CHP | ME | AN5 | 1.8 | 1.8 | Conventional Hydroelectric | WAT | HY | 9 | 1984 |  |  | (OP) Operating | [6 empty] | Somerset | 44.7975 | -69.8867
11451 | Madison Paper Industries Inc | 10186 | Anson Abenaki Hydros | Industrial CHP | ME | STG1 | 3 | 2 | Natural Gas Steam Turbine | NG | ST | 8 | 1994 |  |  | (OP) Operating | [6 empty] | Somerset | 44.7975 | -69.8867
55727 | Orion Engineered Carbons | 10187 | Engineered Carbons Echo Cogeneration | Industrial Non-CHP | TX | GEN1 | 10 | 8.9 | Other Gases | OG | ST | 5 | 1985 |  |  | (OS) Out of service and NOT expected to return to service in next calendar year | [6 empty] | ORANGE | 30.1525 | -93.7206
4558 | Cutrale Citrus Juices USA Inc | 10188 | Cutrale Citrus Juices USA II | Industrial CHP | FL | GEN4 | 4.1 | 4.3 | Natural Gas Fired Combustion Turbine | NG | GT | 12 | 2010 |  |  | (OP) Operating | [6 empty] | POLK | 28.0548 | -81.7982
4558 | Cutrale Citrus Juices USA Inc | 10188 | Cutrale Citrus Juices USA II | Industrial CHP | FL | GEN5 | 4.1 | 4.3 | Natural Gas Fired Combustion Turbine | NG | GT | 12 | 2010 |  |  | (OP) Operating | [6 empty] | POLK | 28.0548 | -81.7982
56479 | PIC Group Inc | 10190 | Castleton Energy Center | IPP Non-CHP | NY | GEN1 | 47 | 43 | Natural Gas Fired Combined Cycle | NG | CT | 2 | 1992 |  |  | (OP) Operating | [6 empty] | Rensselaer | 42.5375 | -73.7433
56479 | PIC Group Inc | 10190 | Castleton Energy Center | IPP Non-CHP | NY | GEN2 | 25 | 25 | Natural Gas Fired Combined Cycle | NG | CA | 2 | 1992 |  |  | (OP) Operating | [6 empty] | Rensselaer | 42.5375 | -73.7433
2719 | CalWind Resources Inc | 10191 | Tehachapi Wind Resource I | IPP Non-CHP | CA | EXIS | 8.7 | 8.7 | Onshore Wind Turbine | WND | WT | 12 | 1984 |  |  | (OP) Operating | [6 empty] | Kern | 35.0606 | -118.3897
3453 | Chevron Refinery-Hawaii | 10194 | Hawaii Cogen | Industrial CHP | HI | GEN1 | 3 | 3.2 | Other Gases | OG | GT | 8 | 1990 |  |  | (OP) Operating | [6 empty] | Honolulu | 21.3117 | -158.1139
3453 | Chevron Refinery-Hawaii | 10194 | Hawaii Cogen | Industrial CHP | HI | GEN2 | 3 | 3.2 | Other Gases | OG | GT | 8 | 1990 |  |  | (OP) Operating | [6 empty] | Honolulu | 21.3117 | -158.1139
3453 | Chevron Refinery-Hawaii | 10194 | Hawaii Cogen | Industrial CHP | HI | GEN3 | 3 | 3.2 | Other Gases | OG | GT | 8 | 1990 |  |  | (OP) Operating | [6 empty] | Honolulu | 21.3117 | -158.1139
3453 | Chevron Refinery-Hawaii | 10194 | Hawaii Cogen | Industrial CHP | HI | GEN4 | 3.2 | 3.2 | Petroleum Liquids | WO | GT | 6 | 2011 |  |  | (OP) Operating | [6 empty] | Honolulu | 21.3117 | -158.1139
50122 | CF Industries Nitrogen LLC | 10195 | CF Industries Yazoo City Complex | Industrial CHP | MS | EXIS | 25 | 21.3 | Natural Gas Fired Combustion Turbine | NG | GT | 7 | 1984 |  |  | (OP) Operating | [6 empty] | YAZOO | 32.9041 | -90.3781
60023 | EONY Generation Limited | 10196 | Moose River | IPP Non-CHP | NY | GEN1 | 12.6 | 12.3 | Conventional Hydroelectric | WAT | HY | 11 | 1987 |  |  | (OP) Operating | [6 empty] | Lewis | 43.6107 | -75.3413
60023 | EONY Generation Limited | 10197 | Philadlephia | IPP Non-CHP | NY | GEN1 | 3.6 | 2 | Conventional Hydroelectric | WAT | HY | 10 | 1986 |  |  | (OP) Operating | [6 empty] | Jefferson | 44.1586 | -75.7088
9436 | Mosaic Phosphates Co. | 10198 | Mosaic Phosphates Uncle Sam | Industrial CHP | LA | GEN2 | 11 | 11 | All Other | WH | ST | 1 | 1968 |  |  | (OP) Operating | [6 empty] | St James | 30.0386 | -90.8283
7160 | Geysers Power Co LLC | 10199 | West Ford Flat Power Plant | IPP Non-CHP | CA | WFF1 | 19 | 15 | Geothermal | GEO | ST | 12 | 1988 | 12 | 2016 | (OS) Out of service and NOT expected to return to service in next calendar year | [6 empty] | Lake | 38.7881 | -122.7219
7160 | Geysers Power Co LLC | 10199 | West Ford Flat Power Plant | IPP Non-CHP | CA | WFF2 | 19 | 15 | Geothermal | GEO | ST | 12 | 1988 | 12 | 2016 | (OS) Out of service and NOT expected to return to service in next calendar year | [6 empty] | Lake | 38.7881 | -122.7219
9686 | RockTenn-Jackson Fenandina | 10202 | Fernandina Beach Mill | Industrial CHP | FL | GEN5 | 44 | 30 | Wood/Wood Waste Biomass | BLQ | ST | 1 | 1988 |  |  | (OP) Operating | [6 empty] | Nassau | 30.6818 | -81.4554
9686 | RockTenn-Jackson Fenandina | 10202 | Fernandina Beach Mill | Industrial CHP | FL | GEN6 | 74.4 | 50 | Wood/Wood Waste Biomass | BLQ | ST | 9 | 1982 |  |  | (OP) Operating | [6 empty] | Nassau | 30.6818 | -81.4554
3102 | Mosaic Company | 10204 | Mosaic Co Tampa Facility | Industrial CHP | FL | GEN1 | 35.4 | 34.4 | All Other | WH | ST | 8 | 1988 |  |  | (OP) Operating | [6 empty] | Hillsborough | 27.8605 | -82.3903
3102 | Mosaic Company | 10204 | Mosaic Co Tampa Facility | Industrial CHP | FL | GEN3 | 42.5 | 41.5 | All Other | WH | ST | 11 | 1999 |  |  | (OP) Operating | [6 empty] | Hillsborough | 27.8605 | -82.3903
11161 | Loma Linda University | 10206 | Loma Linda University Cogen | Commercial CHP | CA | GEN1 | 5.2 | 4.8 | Natural Gas Fired Combustion Turbine | NG | GT | 11 | 1989 |  |  | (OP) Operating | [6 empty] | SAN BERNARDINO | 34.0504 | -117.2484
11161 | Loma Linda University | 10206 | Loma Linda University Cogen | Commercial CHP | CA | GEN2 | 5.2 | 4.8 | Natural Gas Fired Combustion Turbine | NG | GT | 11 | 1989 |  |  | (OP) Operating | [6 empty] | SAN BERNARDINO | 34.0504 | -117.2484
11161 | Loma Linda University | 10206 | Loma Linda University Cogen | Commercial CHP | CA | GEN4 | 1.7 | 1.7 | Petroleum Liquids | DFO | IC | 6 | 1986 |  |  | (SB) Standby/Backup: available for service but not normally used | [6 empty] | SAN BERNARDINO | 34.0504 | -117.2484
55867 | Verso Corp Escanaba Paper Co | 10208 | Escanaba Mill | Industrial CHP | MI | NO.7 | 38.6 | 32 | Wood/Wood Waste Biomass | BLQ | ST | 1 | 1969 |  |  | (OP) Operating | [6 empty] | Delta | 45.8044 | -87.0891
55867 | Verso Corp Escanaba Paper Co | 10208 | Escanaba Mill | Industrial CHP | MI | NO.8 | 29.8 | 23 | Wood/Wood Waste Biomass | BLQ | ST | 1 | 1972 |  |  | (OP) Operating | [6 empty] | Delta | 45.8044 | -87.0891
55867 | Verso Corp Escanaba Paper Co | 10208 | Escanaba Mill | Industrial CHP | MI | NO9 | 54 | 45 | Wood/Wood Waste Biomass | BLQ | ST | 1 | 1982 |  |  | (OP) Operating | [6 empty] | Delta | 45.8044 | -87.0891
3452 | Chevron USA Inc-El Sequndo | 10213 | El Segundo Cogen | Industrial CHP | CA | GEN1 | 42.4 | 38.7 | Natural Gas Fired Combined Cycle | NG | CT | 12 | 1987 |  |  | (OP) Operating | [6 empty] | Los Angeles | 33.9058 | -118.4031
3452 | Chevron USA Inc-El Sequndo | 10213 | El Segundo Cogen | Industrial CHP | CA | GEN2 | 42.4 | 38.7 | Natural Gas Fired Combined Cycle | NG | CT | 12 | 1987 |  |  | (OP) Operating | [6 empty] | Los Angeles | 33.9058 | -118.4031
3452 | Chevron USA Inc-El Sequndo | 10213 | El Segundo Cogen | Industrial CHP | CA | GEN5 | 40.3 | 39.2 | Natural Gas Fired Combined Cycle | NG | CT | 3 | 1996 |  |  | (OP) Operating | [6 empty] | Los Angeles | 33.9058 | -118.4031
3452 | Chevron USA Inc-El Sequndo | 10213 | El Segundo Cogen | Industrial CHP | CA | GEN6 | 9.1 | 9.1 | Natural Gas Fired Combined Cycle | NG | CA | 3 | 1996 |  |  | (OP) Operating | [6 empty] | Los Angeles | 33.9058 | -118.4031
3452 | Chevron USA Inc-El Sequndo | 10213 | El Segundo Cogen | Industrial CHP | CA | GEN7 | 40.7 | 40.7 | Natural Gas Fired Combined Cycle | NG | CT | 6 | 2013 |  |  | (OP) Operating | [6 empty] | Los Angeles | 33.9058 | -118.4031
3452 | Chevron USA Inc-El Sequndo | 10213 | El Segundo Cogen | Industrial CHP | CA | GEN8 | 5.2 | 5.2 | Natural Gas Fired Combined Cycle | NG | CA | 6 | 2013 |  |  | (OP) Operating | [6 empty] | Los Angeles | 33.9058 | -118.4031
11270 | Lower Saranac Hydro Partner LP | 10214 | Lower Saranac Hydroelectric Facility | IPP Non-CHP | NY | GEN1 | 3.2 | 3 | Conventional Hydroelectric | WAT | HY | 10 | 1990 |  |  | (OP) Operating | [6 empty] | Clinton | 44.6694 | -73.5075
11270 | Lower Saranac Hydro Partner LP | 10214 | Lower Saranac Hydroelectric Facility | IPP Non-CHP | NY | GEN2 | 3.2 | 3 | Conventional Hydroelectric | WAT | HY | 10 | 1990 |  |  | (OP) Operating | [6 empty] | Clinton | 44.6694 | -73.5075
11270 | Lower Saranac Hydro Partner LP | 10214 | Lower Saranac Hydroelectric Facility | IPP Non-CHP | NY | GEN3 | 0.3 | 0.3 | Conventional Hydroelectric | WAT | HY | 11 | 1990 |  |  | (OP) Operating | [6 empty] | Clinton | 44.6694 | -73.5075
20712 | Snowbird Corporation | 10215 | Snowbird Power Plant | Commercial CHP | UT | 1367 | 0.6 | 0.6 | Natural Gas Internal Combustion Engine | NG | IC | 12 | 1986 |  |  | (OP) Operating | [6 empty] | Salt Lake | 40.5834 | -111.6539
20712 | Snowbird Corporation | 10215 | Snowbird Power Plant | Commercial CHP | UT | 1391 | 0.6 | 0.6 | Natural Gas Internal Combustion Engine | NG | IC | 12 | 1986 |  |  | (OP) Operating | [6 empty] | Salt Lake | 40.5834 | -111.6539
20712 | Snowbird Corporation | 10215 | Snowbird Power Plant | Commercial CHP | UT | 1392 | 0.6 | 0.6 | Natural Gas Internal Combustion Engine | NG | IC | 12 | 1986 |  |  | (OP) Operating | [6 empty] | Salt Lake | 40.5834 | -111.6539
57356 | Alabama River Cellulose LLC | 10216 | Alabama River Pulp | Industrial CHP | AL | GEN1 | 48 | 43.5 | Wood/Wood Waste Biomass | BLQ | ST | 11 | 1978 |  |  | (OP) Operating | [6 empty] | Monroe | 31.5825 | -87.4889
55754 | Boralex Hydro Operations Inc | 10218 | Warrensburg Hydroelectric | IPP Non-CHP | NY | HY1 | 2.9 | 2.9 | Conventional Hydroelectric | WAT | HY | 12 | 1988 |  |  | (OP) Operating | [6 empty] | Warren | 43.4833 | -73.7986
55754 | Boralex Hydro Operations Inc | 10219 | Middle Falls Hydro | IPP Non-CHP | NY | HY1 | 1.1 | 1.1 | Conventional Hydroelectric | WAT | HY | 9 | 1989 |  |  | (OP) Operating | [6 empty] | Washington | 43.0987 | -73.5253
55754 | Boralex Hydro Operations Inc | 10219 | Middle Falls Hydro | IPP Non-CHP | NY | HY2 | 1.1 | 1.1 | Conventional Hydroelectric | WAT | HY | 9 | 1989 |  |  | (OP) Operating | [6 empty] | Washington | 43.0987 | -73.5253
55754 | Boralex Hydro Operations Inc | 10220 | Sissonville Hydro | IPP Non-CHP | NY | HY1 | 3 | 3 | Conventional Hydroelectric | WAT | HY | 7 | 1990 |  |  | (OP) Operating | [6 empty] | St Lawrence | 44.6856 | -75.0029
55754 | Boralex Hydro Operations Inc | 10221 | New York State Dam Hydro | IPP Non-CHP | NY | GEN1 | 5.7 | 5.7 | Conventional Hydroelectric | WAT | HY | 11 | 1990 |  |  | (OP) Operating | [6 empty] | Saratoga | 42.7818 | -73.6961
55754 | Boralex Hydro Operations Inc | 10221 | New York State Dam Hydro | IPP Non-CHP | NY | GEN2 | 5.7 | 5.7 | Conventional Hydroelectric | WAT | HY | 11 | 1990 |  |  | (OP) Operating | [6 empty] | Saratoga | 42.7818 | -73.6961
11278 | Lower Tule River Irrgtn Dist | 10222 | Tulare Success Power Project | IPP Non-CHP | CA | SPP1 | 1.4 | 1.4 | Conventional Hydroelectric | WAT | HY | 12 | 1989 |  |  | (SB) Standby/Backup: available for service but not normally used | [6 empty] | TULARE | 36.0586 | -118.9241
109 | Ag Processing Inc | 10223 | AG Processing Inc | Industrial CHP | IA | E.C. | 8.5 | 8.5 | Conventional Steam Coal | SUB | ST | 1 | 1982 |  |  | (SB) Standby/Backup: available for service but not normally used | [6 empty] | Wright | 42.6659 | -93.9026
12311 | Merck & Co Inc | 10224 | Merck Rahway Power Plant | Industrial CHP | NJ | GEN8 | 5 | 4.8 | Natural Gas Steam Turbine | NG | ST | 1 | 1977 |  |  | (OP) Operating | [6 empty] | UNION | 40.6156 | -74.2653
12311 | Merck & Co Inc | 10224 | Merck Rahway Power Plant | Industrial CHP | NJ | GEN9 | 10.8 | 10 | Natural Gas Steam Turbine | NG | ST | 1 | 2004 |  |  | (OP) Operating | [6 empty] | UNION | 40.6156 | -74.2653
50133 | Leaf River Cellulose LLC | 10233 | Leaf River Cellulose LLC | Industrial CHP | MS | GEN1 | 25.2 | 26.1 | Wood/Wood Waste Biomass | BLQ | ST | 7 | 1984 |  |  | (OP) Operating | [6 empty] | Perry | 31.2434 | -89.0456
50133 | Leaf River Cellulose LLC | 10233 | Leaf River Cellulose LLC | Industrial CHP | MS | GEN2 | 25.2 | 26.1 | Wood/Wood Waste Biomass | BLQ | ST | 7 | 1984 |  |  | (OP) Operating | [6 empty] | Perry | 31.2434 | -89.0456
55965 | Verso Corporation | 10234 | Biron Mill | Industrial CHP | WI | GEN1 | 17 | 15.3 | Conventional Steam Coal | SUB | ST | 9 | 1964 |  |  | (OP) Operating | [6 empty] | Wood | 44.43 | -89.78
55965 | Verso Corporation | 10234 | Biron Mill | Industrial CHP | WI | GEN3 | 7.5 | 7.5 | Conventional Steam Coal | SUB | ST | 9 | 1947 |  |  | (OP) Operating | [6 empty] | Wood | 44.43 | -89.78
55965 | Verso Corporation | 10234 | Biron Mill | Industrial CHP | WI | GEN4 | 15.6 | 12.5 | Conventional Steam Coal | BIT | ST | 10 | 1957 |  |  | (OP) Operating | [6 empty] | Wood | 44.43 | -89.78
55965 | Verso Corporation | 10234 | Biron Mill | Industrial CHP | WI | GEN5 | 21.5 | 20 | Conventional Steam Coal | SUB | ST | 2 | 1987 |  |  | (OP) Operating | [6 empty] | Wood | 44.43 | -89.78
60023 | EONY Generation Limited | 10237 | Diana Hydroelectric | IPP Non-CHP | NY | GEN1 | 1.8 | 1.7 | Conventional Hydroelectric | WAT | HY | 7 | 1985 |  |  | (OP) Operating | [6 empty] | Lewis | 44.1519 | -75.3217
60023 | EONY Generation Limited | 10238 | Dolgeville Hydro | IPP Non-CHP | NY | GEN1 | 5 | 5 | Conventional Hydroelectric | WAT | HY | 7 | 1985 |  |  | (OP) Operating | [6 empty] | HERKIMER | 43.0906 | -74.767
3432 | Ticona Polymers Inc | 10243 | Ticona Polymers Inc | Industrial CHP | TX | GEN5 | 44.2 | 32.5 | Natural Gas Fired Combustion Turbine | NG | GT | 4 | 1989 |  |  | (OP) Operating | [6 empty] | Nueces | 27.5697 | -97.8228
54880 | P H Glatfelter Company | 10244 | P H Glatfelter Co -Chillicothe Facility | Industrial CHP | OH | T-10 | 10.6 | 0 | Wood/Wood Waste Biomass | BLQ | ST | 2 | 1952 |  |  | (OA) Out of service but expected to return to service in next calendar year | [6 empty] | Ross | 39.3246 | -82.974
54880 | P H Glatfelter Company | 10244 | P H Glatfelter Co -Chillicothe Facility | Industrial CHP | OH | T-11 | 24 | 12.8 | Wood/Wood Waste Biomass | BLQ | ST | 2 | 1958 |  |  | (OP) Operating | [6 empty] | Ross | 39.3246 | -82.974
54880 | P H Glatfelter Company | 10244 | P H Glatfelter Co -Chillicothe Facility | Industrial CHP | OH | T-12 | 31 | 17.4 | Wood/Wood Waste Biomass | BLQ | ST | 2 | 1967 |  |  | (OP) Operating | [6 empty] | Ross | 39.3246 | -82.974
54880 | P H Glatfelter Company | 10244 | P H Glatfelter Co -Chillicothe Facility | Industrial CHP | OH | T-13 | 27.2 | 13.2 | Conventional Steam Coal | BIT | ST | 7 | 1978 |  |  | (OP) Operating | [6 empty] | Ross | 39.3246 | -82.974
56147 | ArcelorMittal Burns Harbor Inc | 10245 | ArcelorMittal Burns Harbor | Industrial CHP | IN | GEN5 | 62 | 60.5 | Other Gases | BFG | ST | 1 | 1970 |  |  | (OP) Operating | [6 empty] | Porter | 41.635 | -87.1387
56147 | ArcelorMittal Burns Harbor Inc | 10245 | ArcelorMittal Burns Harbor | Industrial CHP | IN | GEN6 | 51 | 51 | Other Gases | BFG | ST | 1 | 1969 |  |  | (OP) Operating | [6 empty] | Porter | 41.635 | -87.1387
56147 | ArcelorMittal Burns Harbor Inc | 10245 | ArcelorMittal Burns Harbor | Industrial CHP | IN | GEN7 | 63.2 | 63.2 | Other Gases | BFG | ST | 1 | 1969 |  |  | (OP) Operating | [6 empty] | Porter | 41.635 | -87.1387
23330 | Bay County Board-County Comm | 10250 | Bay County Waste to Energy | IPP Non-CHP | FL | GEN1 | 13.6 | 10 | Municipal Solid Waste | MSW | ST | 3 | 1987 |  |  | (OP) Operating | [6 empty] | Bay | 30.2661 | -85.5207
55849 | Domtar Paper Co LLC Kingsport Mill | 10252 | Domtar Kingsport Mill | Industrial CHP | TN | NO.1 | 50 | 46.5 | Wood/Wood Waste Biomass | BLQ | ST | 10 | 2006 |  |  | (OP) Operating | [6 empty] | Sullivan | 36.5489 | -82.5667
56531 | EIF Haypress LLC | 10253 | Haypress | IPP Non-CHP | CA | LGEN | 5 | 5 | Conventional Hydroelectric | WAT | HY | 1 | 1989 |  |  | (OP) Operating | [6 empty] | Sierra | 39.5657 | -120.5817
56531 | EIF Haypress LLC | 10253 | Haypress | IPP Non-CHP | CA | UGEN | 5 | 5 | Conventional Hydroelectric | WAT | HY | 12 | 1988 |  |  | (OP) Operating | [6 empty] | Sierra | 39.5657 | -120.5817
59178 | Brookfield Black Bear Hydro, LLC | 10255 | West Enfield Hydro | IPP Non-CHP | ME | GEN1 | 6.5 | 4.4 | Conventional Hydroelectric | WAT | HY | 4 | 1988 |  |  | (OP) Operating | [6 empty] | Penobscot | 45.2497 | -68.6483
59178 | Brookfield Black Bear Hydro, LLC | 10255 | West Enfield Hydro | IPP Non-CHP | ME | GEN2 | 6.5 | 5.1 | Conventional Hydroelectric | WAT | HY | 4 | 1988 |  |  | (OP) Operating | [6 empty] | Penobscot | 45.2497 | -68.6483
4980 | Haw River Hydro Co | 10258 | Haw River Hydro | IPP Non-CHP | NC | 1 | 1 | 1 | Conventional Hydroelectric | WAT | HY | 9 | 1981 |  |  | (OP) Operating | [6 empty] | Alamance | 35.9483 | -79.3244
4980 | Haw River Hydro Co | 10258 | Haw River Hydro | IPP Non-CHP | NC | 2 | 0.5 | 0.5 | Conventional Hydroelectric | WAT | HY | 6 | 1982 |  |  | (OP) Operating | [6 empty] | Alamance | 35.9483 | -79.3244
29925 | Enterprise Products Optg LP | 10261 | Enterprise Products Operating | Industrial CHP | TX | GEN1 | 2.5 | 2.3 | Natural Gas Fired Combustion Turbine | NG | GT | 9 | 1984 |  |  | (OP) Operating | [6 empty] | Chambers | 29.8247 | -94.9197
29925 | Enterprise Products Optg LP | 10261 | Enterprise Products Operating | Industrial CHP | TX | GEN2 | 2.5 | 2.3 | Natural Gas Fired Combustion Turbine | NG | GT | 9 | 1984 |  |  | (OP) Operating | [6 empty] | Chambers | 29.8247 | -94.9197
29925 | Enterprise Products Optg LP | 10261 | Enterprise Products Operating | Industrial CHP | TX | GEN3 | 3.4 | 3 | Natural Gas Fired Combustion Turbine | NG | GT | 11 | 1991 |  |  | (OP) Operating | [6 empty] | Chambers | 29.8247 | -94.9197
29925 | Enterprise Products Optg LP | 10261 | Enterprise Products Operating | Industrial CHP | TX | GEN4 | 3.4 | 3 | Natural Gas Fired Combustion Turbine | NG | GT | 11 | 1991 |  |  | (OP) Operating | [6 empty] | Chambers | 29.8247 | -94.9197
29925 | Enterprise Products Optg LP | 10261 | Enterprise Products Operating | Industrial CHP | TX | GEN5 | 3.4 | 3 | Natural Gas Fired Combustion Turbine | NG | GT | 11 | 1991 |  |  | (OP) Operating | [6 empty] | Chambers | 29.8247 | -94.9197
29925 | Enterprise Products Optg LP | 10261 | Enterprise Products Operating | Industrial CHP | TX | GEN6 | 3.5 | 3 | Natural Gas Fired Combustion Turbine | NG | GT | 12 | 1996 |  |  | (OP) Operating | [6 empty] | Chambers | 29.8247 | -94.9197
29925 | Enterprise Products Optg LP | 10261 | Enterprise Products Operating | Industrial CHP | TX | GEN7 | 3.5 | 3 | Natural Gas Fired Combustion Turbine | NG | GT | 12 | 1996 |  |  | (OP) Operating | [6 empty] | Chambers | 29.8247 | -94.9197
29925 | Enterprise Products Optg LP | 10261 | Enterprise Products Operating | Industrial CHP | TX | GEN8 | 3.5 | 3 | Natural Gas Fired Combustion Turbine | NG | GT | 12 | 1996 |  |  | (OP) Operating | [6 empty] | Chambers | 29.8247 | -94.9197
2848 | California Institute-Technolgy | 10262 | California Institute of Technology | Commercial CHP | CA | GEN6 | 10.5 | 9 | Natural Gas Fired Combined Cycle | NG | CT | 8 | 2003 |  |  | (OP) Operating | [6 empty] | Los Angeles | 34.1385 | -118.1256
2848 | California Institute-Technolgy | 10262 | California Institute of Technology | Commercial CHP | CA | GEN7 | 2.5 | 2.1 | Natural Gas Fired Combined Cycle | NG | CA | 10 | 2003 |  |  | (OP) Operating | [6 empty] | Los Angeles | 34.1385 | -118.1256
3662 | Citrus World Inc | 10275 | Florida's Natural Growers | Industrial CHP | FL | CE50 | 3.5 | 3.1 | Natural Gas Fired Combustion Turbine | NG | GT | 12 | 1989 |  |  | (OP) Operating | [6 empty] | Polk | 27.9114 | -81.6006
3662 | Citrus World Inc | 10275 | Florida's Natural Growers | Industrial CHP | FL | TA70 | 7.2 | 5.2 | Natural Gas Fired Combustion Turbine | NG | GT | 11 | 2000 |  |  | (OP) Operating | [6 empty] | Polk | 27.9114 | -81.6006
57280 | Eagle Creek RE LLC | 10276 | Clement Dam Hydro LLC | IPP Non-CHP | NH | 0049 | 2.4 | 2.3 | Conventional Hydroelectric | WAT | HY | 12 | 1984 |  |  | (OA) Out of service but expected to return to service in next calendar year | [6 empty] | Belknap | 43.4405 | -71.596
2048 | Bowersock Mills & Power Co | 10279 | Kansas River Project | IPP Non-CHP | KS | 1 | 0.3 | 0.3 | Conventional Hydroelectric | WAT | HY | 1 | 1920 |  |  | (OP) Operating | [6 empty] | Douglas | 38.974 | -95.2351
2048 | Bowersock Mills & Power Co | 10279 | Kansas River Project | IPP Non-CHP | KS | 10 | 1.3 | 1.3 | Conventional Hydroelectric | WAT | HY | 12 | 2012 |  |  | (OP) Operating | [6 empty] | Douglas | 38.974 | -95.2351
2048 | Bowersock Mills & Power Co | 10279 | Kansas River Project | IPP Non-CHP | KS | 11 | 1 | 1 | Conventional Hydroelectric | WAT | HY | 12 | 2012 |  |  | (OP) Operating | [6 empty] | Douglas | 38.974 | -95.2351
2048 | Bowersock Mills & Power Co | 10279 | Kansas River Project | IPP Non-CHP | KS | 2 | 0.3 | 0.3 | Conventional Hydroelectric | WAT | HY | 7 | 1922 |  |  | (OP) Operating | [6 empty] | Douglas | 38.974 | -95.2351
2048 | Bowersock Mills & Power Co | 10279 | Kansas River Project | IPP Non-CHP | KS | 3 | 0.3 | 0.3 | Conventional Hydroelectric | WAT | HY | 7 | 1922 |  |  | (OP) Operating | [6 empty] | Douglas | 38.974 | -95.2351
2048 | Bowersock Mills & Power Co | 10279 | Kansas River Project | IPP Non-CHP | KS | 4 | 0.3 | 0.3 | Conventional Hydroelectric | WAT | HY | 7 | 1922 |  |  | (OP) Operating | [6 empty] | Douglas | 38.974 | -95.2351
2048 | Bowersock Mills & Power Co | 10279 | Kansas River Project | IPP Non-CHP | KS | 5 | 0.4 | 0.4 | Conventional Hydroelectric | WAT | HY | 7 | 1922 |  |  | (OP) Operating | [6 empty] | Douglas | 38.974 | -95.2351
2048 | Bowersock Mills & Power Co | 10279 | Kansas River Project | IPP Non-CHP | KS | 6 | 0.4 | 0.4 | Conventional Hydroelectric | WAT | HY | 5 | 1925 |  |  | (OP) Operating | [6 empty] | Douglas | 38.974 | -95.2351
2048 | Bowersock Mills & Power Co | 10279 | Kansas River Project | IPP Non-CHP | KS | 7 | 0.4 | 0.4 | Conventional Hydroelectric | WAT | HY | 5 | 1925 |  |  | (OP) Operating | [6 empty] | Douglas | 38.974 | -95.2351
2048 | Bowersock Mills & Power Co | 10279 | Kansas River Project | IPP Non-CHP | KS | 8 | 1 | 1 | Conventional Hydroelectric | WAT | HY | 12 | 2012 |  |  | (OP) Operating | [6 empty] | Douglas | 38.974 | -95.2351
2048 | Bowersock Mills & Power Co | 10279 | Kansas River Project | IPP Non-CHP | KS | 9 | 1.3 | 1.3 | Conventional Hydroelectric | WAT | HY | 12 | 2012 |  |  | (OP) Operating | [6 empty] | Douglas | 38.974 | -95.2351
1947 | Bob Jones University | 10280 | Bob Jones University Cogen Plant | Commercial Non-CHP | SC | ENG1 | 1.1 | 1.1 | Petroleum Liquids | DFO | IC | 1 | 1978 |  |  | (SB) Standby/Backup: available for service but not normally used | [6 empty] | GREENVILLE | 34.8718 | -82.366
1947 | Bob Jones University | 10280 | Bob Jones University Cogen Plant | Commercial Non-CHP | SC | ENG5 | 1 | 1 | Petroleum Liquids | DFO | IC | 10 | 2008 |  |  | (SB) Standby/Backup: available for service but not normally used | [6 empty] | GREENVILLE | 34.8718 | -82.366
1947 | Bob Jones University | 10280 | Bob Jones University Cogen Plant | Commercial Non-CHP | SC | ENG6 | 1 | 1 | Petroleum Liquids | DFO | IC | 10 | 2008 |  |  | (SB) Standby/Backup: available for service but not normally used | [6 empty] | GREENVILLE | 34.8718 | -82.366
1947 | Bob Jones University | 10280 | Bob Jones University Cogen Plant | Commercial Non-CHP | SC | ENG7 | 1 | 1 | Petroleum Liquids | DFO | IC | 10 | 2008 |  |  | (SB) Standby/Backup: available for service but not normally used | [6 empty] | GREENVILLE | 34.8718 | -82.366
1678 | Big Creek Water Works Ltd | 10282 | Big Creek Water Works | Commercial Non-CHP | CA | BCHY | 5 | 4.8 | Conventional Hydroelectric | WAT | HY | 1 | 1987 |  |  | (OP) Operating | [6 empty] | Trinity | 40.6467 | -123.498
1528 | Beaver Falls Municipal Auth | 10285 | Townsend Hydro | IPP Non-CHP | PA | GEN1 | 2.6 | 2.1 | Conventional Hydroelectric | WAT | HY | 10 | 1987 |  |  | (OP) Operating | [6 empty] | Beaver | 40.7335 | -80.3148
1528 | Beaver Falls Municipal Auth | 10285 | Townsend Hydro | IPP Non-CHP | PA | GEN2 | 2.6 | 2.1 | Conventional Hydroelectric | WAT | HY | 10 | 1987 |  |  | (OP) Operating | [6 empty] | Beaver | 40.7335 | -80.3148
4386 | Cornell Hydro | 10286 | Cornell Hydro | Commercial Non-CHP | NY | 1 | 0.8 | 0.5 | Conventional Hydroelectric | WAT | HY | 12 | 1981 |  |  | (OP) Operating | [6 empty] | Tompkins | 42.4519 | -76.4851
4386 | Cornell Hydro | 10286 | Cornell Hydro | Commercial Non-CHP | NY | 2 | 1.1 | 1.1 | Conventional Hydroelectric | WAT | HY | 12 | 1981 |  |  | (OP) Operating | [6 empty] | Tompkins | 42.4519 | -76.4851
2782 | Terra-Gen Operating Company | 10287 | Beowawe Power | IPP Non-CHP | NV | GEN1 | 17 | 12.8 | Geothermal | GEO | ST | 12 | 1985 |  |  | (OP) Operating | [6 empty] | Lander | 40.5547 | -116.6175
2782 | Terra-Gen Operating Company | 10287 | Beowawe Power | IPP Non-CHP | NV | GEN2 | 3.6 | 1.3 | Geothermal | GEO | BT | 2 | 2011 |  |  | (OP) Operating | [6 empty] | Lander | 40.5547 | -116.6175
56497 | Big Valley Power (BVP) LLC | 10288 | Big Valley Power LLC | Industrial Non-CHP | CA | IS27 | 9.3 | 8.7 | Wood/Wood Waste Biomass | WDS | ST | 8 | 1983 |  |  | (OS) Out of service and NOT expected to return to service in next calendar year | [6 empty] | Lassen | 41.1325 | -121.1372
2226 | Bridgewater Power Co LP | 10290 | Bridgewater Power LP | IPP Non-CHP | NH | GEN1 | 20 | 16 | Wood/Wood Waste Biomass | WDS | ST | 8 | 1987 |  |  | (OP) Operating | [6 empty] | Grafton | 43.7155 | -71.6585
2938 | Calpine King City Cogen LLC | 10294 | King City Power Plant | IPP CHP | CA | GTG | 90.8 | 73 | Natural Gas Fired Combined Cycle | NG | CT | 2 | 1989 |  |  | (OP) Operating | [6 empty] | MONTEREY | 36.225 | -121.1278
2938 | Calpine King City Cogen LLC | 10294 | King City Power Plant | IPP CHP | CA | STG | 42.4 | 38 | Natural Gas Fired Combined Cycle | NG | CA | 3 | 1989 |  |  | (OP) Operating | [6 empty] | MONTEREY | 36.225 | -121.1278
17627 | South Forks Joint Venture | 10296 | South Forks Hydro | IPP Non-CHP | ID | GEN1 | 4 | 4 | Conventional Hydroelectric | WAT | HY | 12 | 1984 |  |  | (OP) Operating | [6 empty] | Twin Falls | 42.4937 | -114.3102
17627 | South Forks Joint Venture | 10296 | South Forks Hydro | IPP Non-CHP | ID | GEN2 | 4 | 4 | Conventional Hydroelectric | WAT | HY | 12 | 1984 |  |  | (OP) Operating | [6 empty] | Twin Falls | 42.4937 | -114.3102
327 | Air Liquide Large Industries U S LP | 10298 | Bayou Cogen Plant | Industrial CHP | TX | GEN4 | 75 | 65 | Natural Gas Fired Combustion Turbine | NG | GT | 3 | 1985 |  |  | (OP) Operating | [6 empty] | Harris | 29.6225 | -95.0458
327 | Air Liquide Large Industries U S LP | 10298 | Bayou Cogen Plant | Industrial CHP | TX | GT1 | 79.6 | 75 | Natural Gas Fired Combustion Turbine | NG | GT | 5 | 2014 |  |  | (OP) Operating | [6 empty] | Harris | 29.6225 | -95.0458
327 | Air Liquide Large Industries U S LP | 10298 | Bayou Cogen Plant | Industrial CHP | TX | GT2 | 79.6 | 75 | Natural Gas Fired Combustion Turbine | NG | GT | 1 | 2015 |  |  | (OP) Operating | [6 empty] | Harris | 29.6225 | -95.0458
327 | Air Liquide Large Industries U S LP | 10298 | Bayou Cogen Plant | Industrial CHP | TX | GT3 | 79.6 | 75 | Natural Gas Fired Combustion Turbine | NG | GT | 5 | 2015 |  |  | (OP) Operating | [6 empty] | Harris | 29.6225 | -95.0458
3998 | Desert View Power Inc | 10300 | Desert View Power | IPP Non-CHP | CA | GEN1 | 55.5 | 47 | Wood/Wood Waste Biomass | WDS | ST | 11 | 1991 |  |  | (OP) Operating | [6 empty] | Riverside | 33.586 | -116.0873
57145 | Louisiana Sugar Refining LLC | 10301 | Louisiana Sugar Refining | Industrial CHP | LA | GEN2 | 2.5 | 1.7 | Natural Gas Steam Turbine | NG | ST | 3 | 1977 |  |  | (OP) Operating | [6 empty] | St James | 30.0497 | -90.6839
57145 | Louisiana Sugar Refining LLC | 10301 | Louisiana Sugar Refining | Industrial CHP | LA | GEN3 | 1.7 | 1.5 | Natural Gas Steam Turbine | NG | ST | 2 | 1957 |  |  | (SB) Standby/Backup: available for service but not normally used | [6 empty] | St James | 30.0497 | -90.6839
57145 | Louisiana Sugar Refining LLC | 10301 | Louisiana Sugar Refining | Industrial CHP | LA | GEN4 | 2.5 | 2.1 | Natural Gas Steam Turbine | NG | ST | 9 | 1969 |  |  | (OP) Operating | [6 empty] | St James | 30.0497 | -90.6839
13657 | Norfork Southern Corp | 10302 | Juniata Locomotive Shop | Commercial CHP | PA | GEN1 | 2 | 0.4 | Conventional Steam Coal | BIT | ST | 8 | 1955 |  |  | (OP) Operating | [6 empty] | Blair | 40.5333 | -78.3841
13657 | Norfork Southern Corp | 10302 | Juniata Locomotive Shop | Commercial CHP | PA | GEN2 | 2 | 0.3 | Conventional Steam Coal | BIT | ST | 8 | 1955 |  |  | (OP) Operating | [6 empty] | Blair | 40.5333 | -78.3841
12834 | Dutchess County RRA | 10305 | Dutchess Cnty Resource Recovery Facility | Commercial CHP | NY | GEN1 | 9.2 | 7.2 | Municipal Solid Waste | MSW | ST | 11 | 1987 |  |  | (OP) Operating | [6 empty] | DUTCHESS | 41.647 | -73.943
21970 | Northeast Energy Associates LP | 10307 | Bellingham Cogeneration Facility | IPP Non-CHP | MA | CT1 | 128.7 | 102 | Natural Gas Fired Combined Cycle | NG | CT | 9 | 1991 |  |  | (OP) Operating | [6 empty] | Norfolk | 42.0925 | -71.4833
21970 | Northeast Energy Associates LP | 10307 | Bellingham Cogeneration Facility | IPP Non-CHP | MA | CT2 | 128.7 | 102 | Natural Gas Fired Combined Cycle | NG | CT | 9 | 1991 |  |  | (OP) Operating | [6 empty] | Norfolk | 42.0925 | -71.4833
21970 | Northeast Energy Associates LP | 10307 | Bellingham Cogeneration Facility | IPP Non-CHP | MA | ST1 | 128.7 | 60 | Natural Gas Fired Combined Cycle | NG | CA | 9 | 1991 |  |  | (OP) Operating | [6 empty] | Norfolk | 42.0925 | -71.4833
22290 | North Jersey Energy Assoc LP | 10308 | Sayreville Cogeneration Facility | IPP Non-CHP | NJ | CT1 | 143.4 | 112 | Natural Gas Fired Combined Cycle | NG | CT | 8 | 1991 |  |  | (OP) Operating | [6 empty] | Middlesex | 40.439 | -74.3444
22290 | North Jersey Energy Assoc LP | 10308 | Sayreville Cogeneration Facility | IPP Non-CHP | NJ | CT2 | 143.4 | 112 | Natural Gas Fired Combined Cycle | NG | CT | 8 | 1991 |  |  | (OP) Operating | [6 empty] | Middlesex | 40.439 | -74.3444
22290 | North Jersey Energy Assoc LP | 10308 | Sayreville Cogeneration Facility | IPP Non-CHP | NJ | ST1 | 143.4 | 68 | Natural Gas Fired Combined Cycle | NG | CA | 8 | 1991 |  |  | (OP) Operating | [6 empty] | Middlesex | 40.439 | -74.3444
1182 | BASF Corporation | 10319 | Geismar | Industrial CHP | LA | GEN1 | 35.7 | 33.7 | Natural Gas Fired Combustion Turbine | NG | GT | 7 | 1985 |  |  | (OP) Operating | [6 empty] | Ascension | 30.2 | -91
1182 | BASF Corporation | 10319 | Geismar | Industrial CHP | LA | GEN2 | 41.2 | 39.2 | Natural Gas Fired Combustion Turbine | NG | GT | 11 | 1998 |  |  | (OP) Operating | [6 empty] | Ascension | 30.2 | -91
1182 | BASF Corporation | 10319 | Geismar | Industrial CHP | LA | GEN3 | 7.2 | 7.2 | Natural Gas Steam Turbine | NG | ST | 10 | 2005 |  |  | (OP) Operating | [6 empty] | Ascension | 30.2 | -91
6201 | Farmer's Irrigation District | 10323 | Copper Dam Plant | IPP Non-CHP | OR | TURGO | 2.6 | 1 | Conventional Hydroelectric | WAT | HY | 9 | 2015 |  |  | (OP) Operating | [6 empty] | Hood River | 45.6652 | -121.5238
6201 | Farmer's Irrigation District | 10324 | Peters Drive Plant | IPP Non-CHP | OR | GEN3 | 1.8 | 0.3 | Conventional Hydroelectric | WAT | HY | 11 | 1987 |  |  | (OP) Operating | [6 empty] | Hood River | 45.6676 | -121.5485
6288 | Mink Creek Hydro Entity | 10325 | Mink Creek Hydro | IPP Non-CHP | ID | GEN1 | 3.1 | 2 | Conventional Hydroelectric | WAT | HY | 12 | 1986 |  |  | (OP) Operating | [6 empty] | Franklin | 42.2608 | -111.6656
12436 | Michigan State University | 10328 | T B Simon Power Plant | Commercial CHP | MI | GEN1 | 12.5 | 12.5 | Natural Gas Steam Turbine | NG | ST | 12 | 1965 |  |  | (OP) Operating | [6 empty] | Ingham | 42.7178 | -84.4836
12436 | Michigan State University | 10328 | T B Simon Power Plant | Commercial CHP | MI | GEN2 | 12.5 | 12.5 | Natural Gas Steam Turbine | NG | ST | 9 | 1966 |  |  | (OP) Operating | [6 empty] | Ingham | 42.7178 | -84.4836
12436 | Michigan State University | 10328 | T B Simon Power Plant | Commercial CHP | MI | GEN3 | 15 | 15 | Natural Gas Steam Turbine | NG | ST | 12 | 1974 |  |  | (OP) Operating | [6 empty] | Ingham | 42.7178 | -84.4836
12436 | Michigan State University | 10328 | T B Simon Power Plant | Commercial CHP | MI | GEN4 | 21 | 21 | Conventional Steam Coal | BIT | ST | 8 | 1993 |  |  | (OP) Operating | [6 empty] | Ingham | 42.7178 | -84.4836
12436 | Michigan State University | 10328 | T B Simon Power Plant | Commercial CHP | MI | GEN5 | 24 | 23.8 | Natural Gas Steam Turbine | NG | ST | 5 | 2006 |  |  | (OP) Operating | [6 empty] | Ingham | 42.7178 | -84.4836
12436 | Michigan State University | 10328 | T B Simon Power Plant | Commercial CHP | MI | GEN6 | 14.3 | 12.6 | Natural Gas Fired Combustion Turbine | NG | GT | 4 | 2006 |  |  | (OP) Operating | [6 empty] | Ingham | 42.7178 | -84.4836
3303 | Florida Power Development | 10333 | Florida Power Development | IPP Non-CHP | FL | GEN1 | 125 | 66 | Other Waste Biomass | OBS | ST | 6 | 1988 |  |  | (OP) Operating | [6 empty] | Hernando | 28.5819 | -82.4311
49846 | Covanta Honolulu Resource Recovery | 10334 | H Power | Commercial Non-CHP | HI | GEN1 | 63.7 | 58 | Municipal Solid Waste | MSW | ST | 11 | 1989 |  |  | (OP) Operating | [6 empty] | Honolulu | 21.3 | -158.0986
49846 | Covanta Honolulu Resource Recovery | 10334 | H Power | Commercial Non-CHP | HI | GEN2 | 33.6 | 28 | Municipal Solid Waste | MSW | ST | 2 | 2013 |  |  | (OP) Operating | [6 empty] | Honolulu | 21.3 | -158.0986
194 | Albuquerque City of | 10339 | Southside Water Reclamation Plant | IPP CHP | NM | GEN1 | 2.2 | 2.1 | Natural Gas Internal Combustion Engine | NG | IC | 11 | 2002 |  |  | (OP) Operating | [6 empty] | Bernalillo | 35.0161 | -106.6697
194 | Albuquerque City of | 10339 | Southside Water Reclamation Plant | IPP CHP | NM | GEN2 | 2.2 | 2.1 | Natural Gas Internal Combustion Engine | NG | IC | 11 | 2002 |  |  | (OP) Operating | [6 empty] | Bernalillo | 35.0161 | -106.6697
194 | Albuquerque City of | 10339 | Southside Water Reclamation Plant | IPP CHP | NM | GEN3 | 1.1 | 1.1 | Other Waste Biomass | OBG | IC | 2 | 1987 |  |  | (OP) Operating | [6 empty] | Bernalillo | 35.0161 | -106.6697
194 | Albuquerque City of | 10339 | Southside Water Reclamation Plant | IPP CHP | NM | GEN4 | 1.1 | 1.1 | Other Waste Biomass | OBG | IC | 2 | 1987 |  |  | (OP) Operating | [6 empty] | Bernalillo | 35.0161 | -106.6697
6659 | Foster Wheeler Power Sys Inc | 10342 | Foster Wheeler Martinez | IPP CHP | CA | TG1 | 40 | 35 | Natural Gas Fired Combined Cycle | NG | CT | 2 | 1987 |  |  | (OP) Operating | [6 empty] | Contra Costa | 38.0244 | -122.0589
6659 | Foster Wheeler Power Sys Inc | 10342 | Foster Wheeler Martinez | IPP CHP | CA | TG2 | 40 | 35 | Natural Gas Fired Combined Cycle | NG | CT | 2 | 1987 |  |  | (OP) Operating | [6 empty] | Contra Costa | 38.0244 | -122.0589
6659 | Foster Wheeler Power Sys Inc | 10342 | Foster Wheeler Martinez | IPP CHP | CA | TG3 | 33.5 | 33.5 | Natural Gas Fired Combined Cycle | NG | CA | 2 | 1987 |  |  | (OP) Operating | [6 empty] | Contra Costa | 38.0244 | -122.0589
49889 | Mount Carmel Cogen Inc | 10343 | Foster Wheeler Mt Carmel Cogen | IPP CHP | PA | TG1 | 47.3 | 43 | Conventional Steam Coal | WC | ST | 1 | 1990 |  |  | (OP) Operating | [6 empty] | Northumberland | 40.8112 | -76.453
8641 | Hillman Power Co | 10346 | Hillman Power LLC | IPP Non-CHP | MI | GEN1 | 20 | 17.7 | Wood/Wood Waste Biomass | WDS | ST | 12 | 1987 |  |  | (OP) Operating | [6 empty] | Montmorency | 45.0688 | -83.8932
59879 | Greenleaf Energy LLC | 10349 | Greenleaf 2 Power Plant | IPP CHP | CA | GEN1 | 49.5 | 49.5 | Natural Gas Fired Combustion Turbine | NG | GT | 10 | 1989 |  |  | (OP) Operating | [6 empty] | Sutter | 39.1365 | -121.6397
59879 | Greenleaf Energy LLC | 10350 | Greenleaf 1 Power Plant | IPP CHP | CA | GEN1 | 46 | 42 | Natural Gas Fired Combined Cycle | NG | CT | 2 | 1989 |  |  | (OP) Operating | [6 empty] | Sutter | 39.0529 | -121.6961
59879 | Greenleaf Energy LLC | 10350 | Greenleaf 1 Power Plant | IPP CHP | CA | GEN2 | 20 | 8 | Natural Gas Fired Combined Cycle | NG | CA | 2 | 1989 |  |  | (OP) Operating | [6 empty] | Sutter | 39.0529 | -121.6961
57432 | ReEnergy Livermore Falls | 10354 | ReEnergy Livermore Falls | IPP Non-CHP | ME | GEN1 | 39.6 | 36 | Wood/Wood Waste Biomass | WDS | ST | 8 | 1992 |  |  | (OP) Operating | [6 empty] | Androscoggin | 44.4317 | -70.1619
1981 | ReEnergy Ashland LLC | 10356 | ReEnergy Ashland | IPP Non-CHP | ME | GEN1 | 39.6 | 34 | Wood/Wood Waste Biomass | WDS | ST | 8 | 1993 |  |  | (OP) Operating | [6 empty] | Aroostook | 46.6334 | -68.4361
55919 | Georgia-Pacific Consr Prods LP-Green Bay | 10360 | Green Bay West Mill | Industrial CHP | WI | GEN6 | 18.7 | 18 | Conventional Steam Coal | BIT | ST | 1 | 1963 |  |  | (OP) Operating | [6 empty] | Brown | 44.4936 | -88.0303
55919 | Georgia-Pacific Consr Prods LP-Green Bay | 10360 | Green Bay West Mill | Industrial CHP | WI | GEN7 | 28.9 | 23 | Conventional Steam Coal | BIT | ST | 1 | 1969 |  |  | (OP) Operating | [6 empty] | Brown | 44.4936 | -88.0303
55919 | Georgia-Pacific Consr Prods LP-Green Bay | 10360 | Green Bay West Mill | Industrial CHP | WI | GEN9 | 43.2 | 38 | Conventional Steam Coal | BIT | ST | 12 | 1985 |  |  | (OP) Operating | [6 empty] | Brown | 44.4936 | -88.0303
7127 | Georgia-Pacific Consr Prods LP-Savannah | 10361 | Savannah River Mill | Industrial CHP | GA | GEN1 | 25.2 | 21.4 | Natural Gas Fired Combustion Turbine | NG | GT | 12 | 1986 |  |  | (SB) Standby/Backup: available for service but not normally used | [6 empty] | Effingham | 32.3313 | -81.2015
7127 | Georgia-Pacific Consr Prods LP-Savannah | 10361 | Savannah River Mill | Industrial CHP | GA | GEN2 | 25.2 | 21.4 | Natural Gas Fired Combustion Turbine | NG | GT | 12 | 1986 |  |  | (SB) Standby/Backup: available for service but not normally used | [6 empty] | Effingham | 32.3313 | -81.2015
7127 | Georgia-Pacific Consr Prods LP-Savannah | 10361 | Savannah River Mill | Industrial CHP | GA | GEN3 | 45 | 41.9 | Petroleum Coke | PC | ST | 2 | 1988 |  |  | (OP) Operating | [6 empty] | Effingham | 32.3313 | -81.2015
7127 | Georgia-Pacific Consr Prods LP-Savannah | 10361 | Savannah River Mill | Industrial CHP | GA | GEN4 | 45 | 41.9 | Petroleum Coke | PC | ST | 9 | 1989 |  |  | (OP) Operating | [6 empty] | Effingham | 32.3313 | -81.2015
6589 | Georgia-Pacific Consr Prods LP-Muskogee | 10362 | Muskogee Mill | Industrial CHP | OK | GEN1 | 25 | 10.8 | Conventional Steam Coal | SUB | ST | 3 | 1978 |  |  | (OP) Operating | [6 empty] | Muskogee | 35.7322 | -95.2939
6589 | Georgia-Pacific Consr Prods LP-Muskogee | 10362 | Muskogee Mill | Industrial CHP | OK | GEN2 | 44.5 | 29.5 | Conventional Steam Coal | SUB | ST | 3 | 1979 |  |  | (OP) Operating | [6 empty] | Muskogee | 35.7322 | -95.2939
6589 | Georgia-Pacific Consr Prods LP-Muskogee | 10362 | Muskogee Mill | Industrial CHP | OK | GEN3 | 44.5 | 45.7 | Conventional Steam Coal | SUB | ST | 11 | 1982 |  |  | (OP) Operating | [6 empty] | Muskogee | 35.7322 | -95.2939
9628 | Hopewell Operating Services LLC | 10377 | James River Genco LLC | IPP CHP | VA | GEN1 | 57.4 | 46.3 | Conventional Steam Coal | BIT | ST | 1 | 1988 |  |  | (OP) Operating | [6 empty] | HOPEWELL CITY | 37.2939 | -77.2697
9628 | Hopewell Operating Services LLC | 10377 | James River Genco LLC | IPP CHP | VA | GEN2 | 57.4 | 46.3 | Conventional Steam Coal | BIT | ST | 1 | 1988 |  |  | (OP) Operating | [6 empty] | HOPEWELL CITY | 37.2939 | -77.2697
58209 | CPI USA NC Southport LLC | 10378 | CPI USA NC Southport | IPP CHP | NC | GEN1 | 67.5 | 53.5 | All Other | TDF | ST | 8 | 1987 |  |  | (OP) Operating | [6 empty] | BRUNSWICK | 33.9444 | -78.0118
58209 | CPI USA NC Southport LLC | 10378 | CPI USA NC Southport | IPP CHP | NC | GEN2 | 67.5 | 53.5 | All Other | TDF | ST | 9 | 1987 |  |  | (OP) Operating | [6 empty] | BRUNSWICK | 33.9444 | -78.0118
58210 | CPI USA NC Roxboro LLC | 10379 | CPI USA NC Roxboro | IPP Non-CHP | NC | GEN1 | 67.5 | 47 | Wood/Wood Waste Biomass | WDS | ST | 8 | 1987 |  |  | (OP) Operating | [6 empty] | PERSON | 36.435 | -78.9619
59621 | North Carolina Renewable Power | 10380 | Elizabethtown Power LLC | IPP CHP | NC | GEN1 | 34.7 | 32 | Conventional Steam Coal | BIT | ST | 12 | 1985 |  |  | (OS) Out of service and NOT expected to return to service in next calendar year | [6 empty] | Bladen | 34.6472 | -78.6415
59593 | NC Renewable Power - Lumberton LLC | 10382 | Lumberton | IPP CHP | NC | GEN1 | 34.7 | 34.7 | Wood/Wood Waste Biomass | WDS | ST | 12 | 1985 |  |  | (OP) Operating | [6 empty] | Robeson | 34.59 | -78.9968
55739 | Edgecombe Operating Services LLC | 10384 | Edgecombe Genco LLC | IPP CHP | NC | GEN1 | 57.4 | 57.8 | Conventional Steam Coal | BIT | ST | 10 | 1990 |  |  | (OP) Operating | [6 empty] | Edgecombe | 36.0373 | -77.7533
55739 | Edgecombe Operating Services LLC | 10384 | Edgecombe Genco LLC | IPP CHP | NC | GEN2 | 57.4 | 57.8 | Conventional Steam Coal | BIT | ST | 10 | 1990 |  |  | (OP) Operating | [6 empty] | Edgecombe | 36.0373 | -77.7533
57223 | Sycamore Energy 1 LLC | 10387 | Sycamore Energy 1 | IPP Non-CHP | CA | 1A | 1.2 | 1.2 | Landfill Gas | LFG | GT | 5 | 2011 |  |  | (OP) Operating | [6 empty] | San Diego | 32.8577 | -117.0288
57223 | Sycamore Energy 1 LLC | 10387 | Sycamore Energy 1 | IPP Non-CHP | CA | 2A | 1.2 | 1.2 | Landfill Gas | LFG | GT | 5 | 2011 |  |  | (OP) Operating | [6 empty] | San Diego | 32.8577 | -117.0288
57223 | Sycamore Energy 1 LLC | 10387 | Sycamore Energy 1 | IPP Non-CHP | CA | 3 | 3 | 2.8 | Landfill Gas | LFG | GT | 4 | 2004 |  |  | (OP) Operating | [6 empty] | San Diego | 32.8577 | -117.0288
57242 | Coyote Canyon Energy LLC | 10395 | GRS Coyote Canyon | IPP Non-CHP | CA | GEN1 | 20 | 17 | Landfill Gas | LFG | ST | 1 | 1989 |  |  | (OP) Operating | [6 empty] | Orange | 33.613 | -117.8219
56165 | ArcelorMittal Indiana Harbor West | 10397 | ArcelorMittal Indiana Harbor West | Industrial CHP | IN | GEN5 | 12.5 | 4.6 | Other Gases | BFG | ST | 10 | 1939 |  |  | (OP) Operating | [6 empty] | Lake | 41.6638 | -87.4523
56165 | ArcelorMittal Indiana Harbor West | 10397 | ArcelorMittal Indiana Harbor West | Industrial CHP | IN | GEN6 | 12.5 | 4.6 | Other Gases | BFG | ST | 5 | 1953 |  |  | (SB) Standby/Backup: available for service but not normally used | [6 empty] | Lake | 41.6638 | -87.4523
56165 | ArcelorMittal Indiana Harbor West | 10397 | ArcelorMittal Indiana Harbor West | Industrial CHP | IN | GEN7 | 32 | 6.9 | Other Gases | BFG | ST | 5 | 1959 |  |  | (OP) Operating | [6 empty] | Lake | 41.6638 | -87.4523
56165 | ArcelorMittal Indiana Harbor West | 10397 | ArcelorMittal Indiana Harbor West | Industrial CHP | IN | GEN8 | 40 | 6.9 | Other Gases | BFG | ST | 6 | 1961 |  |  | (OP) Operating | [6 empty] | Lake | 41.6638 | -87.4523
56165 | ArcelorMittal Indiana Harbor West | 10397 | ArcelorMittal Indiana Harbor West | Industrial CHP | IN | GEN9 | 55 | 20.2 | Other Gases | BFG | ST | 11 | 2002 |  |  | (OP) Operating | [6 empty] | Lake | 41.6638 | -87.4523
9454 | ArcelorMittal Cleveland Inc | 10398 | Arcelormittal Cleveland Inc | Industrial CHP | OH | GEN3 | 10 | 10 | Other Gases | BFG | ST | 1 | 1965 |  |  | (OP) Operating | [6 empty] | Cuyahoga | 41.4739 | -81.6728
9454 | ArcelorMittal Cleveland Inc | 10398 | Arcelormittal Cleveland Inc | Industrial CHP | OH | GEN5 | 10 | 10 | Other Gases | BFG | ST | 1 | 1965 |  |  | (OP) Operating | [6 empty] | Cuyahoga | 41.4739 | -81.6728
9454 | ArcelorMittal Cleveland Inc | 10398 | Arcelormittal Cleveland Inc | Industrial CHP | OH | GENA | 15 | 15 | Other Gases | BFG | ST | 1 | 1950 |  |  | (OS) Out of service and NOT expected to return to service in next calendar year | [6 empty] | Cuyahoga | 41.4739 | -81.6728
9454 | ArcelorMittal Cleveland Inc | 10398 | Arcelormittal Cleveland Inc | Industrial CHP | OH | GENB | 10 | 10 | Other Gases | BFG | ST | 1 | 1965 |  |  | (OP) Operating | [6 empty] | Cuyahoga | 41.4739 | -81.6728
9454 | ArcelorMittal Cleveland Inc | 10398 | Arcelormittal Cleveland Inc | Industrial CHP | OH | GENC | 23 | 23 | Other Gases | BFG | ST | 2 | 2010 |  |  | (OP) Operating | [6 empty] | Cuyahoga | 41.4739 | -81.6728
10337 | KES Kingsburg LP | 10405 | Kingsburg Cogen | IPP CHP | CA | GEN1 | 23.1 | 22 | Natural Gas Fired Combined Cycle | NG | CT | 12 | 1990 |  |  | (OP) Operating | [6 empty] | Fresno | 36.5397 | -119.5794
10337 | KES Kingsburg LP | 10405 | Kingsburg Cogen | IPP CHP | CA | GEN2 | 13.1 | 11.8 | Natural Gas Fired Combined Cycle | NG | CA | 12 | 1990 |  |  | (OP) Operating | [6 empty] | Fresno | 36.5397 | -119.5794
3692 | Clark University | 10408 | Clark University | Commercial CHP | MA | GEN2 | 2 | 2 | Natural Gas Internal Combustion Engine | NG | IC | 1 | 2013 |  |  | (OP) Operating | [6 empty] | Worcester | 42.2508 | -71.8226
11936 | McBryde Sugar Co Ltd | 10412 | Kalaheo Hydro | Industrial Non-CHP | HI | KAL | 1.1 | 1.1 | Conventional Hydroelectric | WAT | HY | 1 | 1928 |  |  | (OP) Operating |  |  |  | 2016 | 7 | 0.9 | Kauai | 21.9361 | -159.5286
11936 | McBryde Sugar Co Ltd | 10413 | Wainiha Hydro | Industrial Non-CHP | HI | WAIA | 1.8 | 1.7 | Conventional Hydroelectric | WAT | HY | 1 | 1906 |  |  | (OP) Operating | [6 empty] | Kauai | 22.1963 | -159.5561
11936 | McBryde Sugar Co Ltd | 10413 | Wainiha Hydro | Industrial Non-CHP | HI | WAIB | 1.8 | 1.7 | Conventional Hydroelectric | WAT | HY | 1 | 1910 |  |  | (OP) Operating | [6 empty] | Kauai | 22.1963 | -159.5561
56600 | Ascend Performance Materials LLC | 10416 | Pensacola Florida Plant | Industrial CHP | FL | GEN1 | 5 | 5 | Natural Gas Steam Turbine | NG | ST | 9 | 1953 |  |  | (OP) Operating | [6 empty] | Escambia | 30.5958 | -87.2525
56600 | Ascend Performance Materials LLC | 10416 | Pensacola Florida Plant | Industrial CHP | FL | GEN2 | 5 | 5 | Natural Gas Steam Turbine | NG | ST | 1 | 1957 |  |  | (OP) Operating | [6 empty] | Escambia | 30.5958 | -87.2525
56600 | Ascend Performance Materials LLC | 10416 | Pensacola Florida Plant | Industrial CHP | FL | GEN3 | 6 | 6 | Natural Gas Steam Turbine | NG | ST | 3 | 1958 |  |  | (OP) Operating | [6 empty] | Escambia | 30.5958 | -87.2525
56600 | Ascend Performance Materials LLC | 10416 | Pensacola Florida Plant | Industrial CHP | FL | GEN4 | 86 | 82 | Natural Gas Fired Combustion Turbine | NG | GT | 8 | 1993 |  |  | (OP) Operating | [6 empty] | Escambia | 30.5958 | -87.2525
39878 | Solutia Inc-Indian | 10417 | Indian Orchard Plant 1 | Industrial CHP | MA | TG | 5.7 | 3.5 | Natural Gas Steam Turbine | NG | ST | 5 | 1985 |  |  | (OP) Operating | [6 empty] | HAMPDEN | 42.1569 | -72.5242
56488 | Ascend Performance Materials | 10418 | Ascend Performance Materials Texas Inc. | Industrial CHP | TX | GEN1 | 6 | 5.2 | Other Gases | OG | ST | 6 | 1993 |  |  | (OP) Operating | [6 empty] | Brazoria | 29.2558 | -95.2103
56488 | Ascend Performance Materials | 10418 | Ascend Performance Materials Texas Inc. | Industrial CHP | TX | GEN4 | 46.1 | 42.5 | Other Gases | OG | ST | 10 | 2000 |  |  | (OP) Operating | [6 empty] | Brazoria | 29.2558 | -95.2103
5068 | Denver City & County of | 10421 | Dillon Hydro Plant | IPP Non-CHP | CO | GEN1 | 1.8 | 1.8 | Conventional Hydroelectric | WAT | HY | 10 | 1987 |  |  | (OP) Operating | [6 empty] | Summit | 39.6208 | -106.0662
5068 | Denver City & County of | 10422 | Williams Fork Hydro Plant | IPP Non-CHP | CO | GEN1 | 3 | 3 | Conventional Hydroelectric | WAT | HY | 7 | 1959 |  |  | (OP) Operating | [6 empty] | Grand | 40.035 | -106.2053
5068 | Denver City & County of | 10422 | Williams Fork Hydro Plant | IPP Non-CHP | CO | GEN2 | 0.5 | 0.5 | Conventional Hydroelectric | WAT | HY | 9 | 2012 |  |  | (OP) Operating | [6 empty] | Grand | 40.035 | -106.2053
5068 | Denver City & County of | 10423 | North Fork Hydro Plant | IPP Non-CHP | CO | GEN1 | 5.5 | 5.5 | Conventional Hydroelectric | WAT | HY | 1 | 1988 |  |  | (OP) Operating | [6 empty] | Park | 39.4616 | -105.677
5068 | Denver City & County of | 10424 | Gross Hydro Plant | IPP Non-CHP | CO | GEN1 | 7.8 | 7.8 | Conventional Hydroelectric | WAT | HY | 8 | 2007 |  |  | (OP) Operating | [6 empty] | Jefferson | 39.9456 | -105.3565
54745 | International Paper - Orange | 10425 | International Paper - Orange | Industrial CHP | TX | TG | 48 | 36.8 | Wood/Wood Waste Biomass | BLQ | ST | 11 | 1967 |  |  | (OP) Operating | [6 empty] | Orange | 30.2178 | -93.7422
23632 | Inland Paperboard - Rome Mill | 10426 | Inland Paperboard Packaging Rome | Industrial CHP | GA | GEN2 | 5 | 5 | Wood/Wood Waste Biomass | BLQ | ST | 10 | 1954 |  |  | (OP) Operating | [6 empty] | Floyd | 34.2528 | -85.3275
23632 | Inland Paperboard - Rome Mill | 10426 | Inland Paperboard Packaging Rome | Industrial CHP | GA | GEN3 | 5 | 5 | Wood/Wood Waste Biomass | BLQ | ST | 10 | 1954 |  |  | (OP) Operating | [6 empty] | Floyd | 34.2528 | -85.3275
23632 | Inland Paperboard - Rome Mill | 10426 | Inland Paperboard Packaging Rome | Industrial CHP | GA | GEN4 | 22 | 20 | Wood/Wood Waste Biomass | BLQ | ST | 4 | 1961 |  |  | (OP) Operating | [6 empty] | Floyd | 34.2528 | -85.3275
23632 | Inland Paperboard - Rome Mill | 10426 | Inland Paperboard Packaging Rome | Industrial CHP | GA | GEN5 | 38.4 | 31 | Wood/Wood Waste Biomass | BLQ | ST | 4 | 1989 |  |  | (OP) Operating | [6 empty] | Floyd | 34.2528 | -85.3275
22091 | New-Indy Ontario LLC | 10427 | New-Indy Ontario Mill | Industrial CHP | CA | GEN1 | 34 | 34 | Natural Gas Fired Combustion Turbine | NG | GT | 6 | 1985 |  |  | (OP) Operating | [6 empty] | San Bernardino | 34.0454 | -117.5402
623 | Anheuser-Busch Inc | 10430 | Anheuser-Busch St Louis | Industrial CHP | MO | GEN1 | 11 | 11 | Natural Gas Steam Turbine | NG | ST | 1 | 1947 |  |  | (OP) Operating | [6 empty] | St Louis City | 38.5978 | -90.2107
623 | Anheuser-Busch Inc | 10430 | Anheuser-Busch St Louis | Industrial CHP | MO | GEN3 | 11 | 11 | Natural Gas Steam Turbine | NG | ST | 1 | 1948 |  |  | (OP) Operating | [6 empty] | St Louis City | 38.5978 | -90.2107
623 | Anheuser-Busch Inc | 10430 | Anheuser-Busch St Louis | Industrial CHP | MO | GEN4 | 4.1 | 4.1 | Natural Gas Steam Turbine | NG | ST | 1 | 1939 |  |  | (OP) Operating | [6 empty] | St Louis City | 38.5978 | -90.2107
623 | Anheuser-Busch Inc | 10431 | Anheuser-Busch Jacksonville | Industrial CHP | FL | GEN1 | 8.6 | 8.6 | Natural Gas Fired Combustion Turbine | NG | GT | 11 | 1987 |  |  | (OP) Operating | [6 empty] | DUVAL | 30.4342 | -81.6454
9383 | Mosaic Fertilizer LLC | 10434 | Mosaic New Wales Operations | Industrial CHP | FL | TG1 | 10 | 8 | All Other | WH | ST | 8 | 1981 |  |  | (OS) Out of service and NOT expected to return to service in next calendar year | [6 empty] | Polk | 27.8336 | -82.0519
9383 | Mosaic Fertilizer LLC | 10434 | Mosaic New Wales Operations | Industrial CHP | FL | TG2 | 58.5 | 48 | All Other | WH | ST | 12 | 1984 |  |  | (OP) Operating | [6 empty] | Polk | 27.8336 | -82.0519
9383 | Mosaic Fertilizer LLC | 10434 | Mosaic New Wales Operations | Industrial CHP | FL | TG3 | 32 | 32 | All Other | WH | ST | 12 | 1982 |  |  | (OP) Operating | [6 empty] | Polk | 27.8336 | -82.0519
9383 | Mosaic Fertilizer LLC | 10434 | Mosaic New Wales Operations | Industrial CHP | FL | TG4 | 35 | 24 | All Other | WH | ST | 5 | 2014 |  |  | (OP) Operating | [6 empty] | Polk | 27.8336 | -82.0519
49966 | Covanta Camden Energy Recovery Center | 10435 | Camden Resource Recovery Facility | IPP Non-CHP | NJ | TGA | 17.5 | 16.5 | Municipal Solid Waste | MSW | ST | 3 | 1991 |  |  | (OP) Operating | [6 empty] | Camden | 39.9092 | -75.1169
49966 | Covanta Camden Energy Recovery Center | 10435 | Camden Resource Recovery Facility | IPP Non-CHP | NJ | TGB | 17.5 | 16.5 | Municipal Solid Waste | MSW | ST | 3 | 1991 |  |  | (OP) Operating | [6 empty] | Camden | 39.9092 | -75.1169
6091 | Exxon Mobil Refining and Supply Co. | 10436 | ExxonMobil Baytown Refinery | Industrial CHP | TX | GT38 | 36.5 | 31 | Natural Gas Fired Combustion Turbine | NG | GT | 8 | 1989 |  |  | (OP) Operating | [6 empty] | HARRIS | 29.7535 | -94.9973
6091 | Exxon Mobil Refining and Supply Co. | 10436 | ExxonMobil Baytown Refinery | Industrial CHP | TX | GT41 | 24.2 | 18 | Natural Gas Fired Combustion Turbine | NG | GT | 1 | 1977 |  |  | (OP) Operating | [6 empty] | HARRIS | 29.7535 | -94.9973
6091 | Exxon Mobil Refining and Supply Co. | 10436 | ExxonMobil Baytown Refinery | Industrial CHP | TX | GT42 | 24.2 | 18 | Natural Gas Fired Combustion Turbine | NG | GT | 1 | 1977 |  |  | (OP) Operating | [6 empty] | HARRIS | 29.7535 | -94.9973
6091 | Exxon Mobil Refining and Supply Co. | 10436 | ExxonMobil Baytown Refinery | Industrial CHP | TX | GT43 | 24.2 | 18 | Natural Gas Fired Combustion Turbine | NG | GT | 1 | 1977 |  |  | (OP) Operating | [6 empty] | HARRIS | 29.7535 | -94.9973
6091 | Exxon Mobil Refining and Supply Co. | 10436 | ExxonMobil Baytown Refinery | Industrial CHP | TX | GT44 | 24.2 | 18 | Natural Gas Fired Combustion Turbine | NG | GT | 1 | 1977 |  |  | (OP) Operating | [6 empty] | HARRIS | 29.7535 | -94.9973
6091 | Exxon Mobil Refining and Supply Co. | 10436 | ExxonMobil Baytown Refinery | Industrial CHP | TX | GT45 | 36.5 | 31 | Natural Gas Fired Combustion Turbine | NG | GT | 6 | 1988 |  |  | (OP) Operating | [6 empty] | HARRIS | 29.7535 | -94.9973
6091 | Exxon Mobil Refining and Supply Co. | 10436 | ExxonMobil Baytown Refinery | Industrial CHP | TX | ST34 | 7.5 | 7.5 | All Other | WH | ST | 1 | 1952 |  |  | (OP) Operating | [6 empty] | HARRIS | 29.7535 | -94.9973
56575 | Sunray Operating Services LLC | 10437 | SEGS I | IPP Non-CHP | CA | GEN1 | 13.8 | 13.8 | Solar Thermal without Energy Storage | SUN | ST | 12 | 1984 |  |  | (OP) Operating | [6 empty] | San Bernardino | 34.8621 | -116.8281
56575 | Sunray Operating Services LLC | 10438 | SEGS II | IPP Non-CHP | CA | GEN1 | 30 | 30 | Solar Thermal without Energy Storage | SUN | ST | 12 | 1985 |  |  | (OS) Out of service and NOT expected to return to service in next calendar year | [6 empty] | San Bernardino | 34.8659 | -116.8251
55711 | FPL Energy Operating Services Inc - SEGS | 10439 | SEGS III | IPP Non-CHP | CA | GEN1 | 34.2 | 36 | Solar Thermal without Energy Storage | SUN | ST | 12 | 1986 |  |  | (OP) Operating | [6 empty] | San Bernardino | 35.0069 | -117.5558
55711 | FPL Energy Operating Services Inc - SEGS | 10440 | SEGS IV | IPP Non-CHP | CA | GEN1 | 34.2 | 36 | Solar Thermal without Energy Storage | SUN | ST | 12 | 1986 |  |  | (OP) Operating | [6 empty] | San Bernardino | 35.0122 | -117.5557
55711 | FPL Energy Operating Services Inc - SEGS | 10441 | SEGS V | IPP Non-CHP | CA | GEN1 | 34.2 | 36 | Solar Thermal without Energy Storage | SUN | ST | 10 | 1987 |  |  | (OP) Operating | [6 empty] | San Bernardino | 35.0195 | -117.5555
55711 | FPL Energy Operating Services Inc - SEGS | 10442 | SEGS VI | IPP Non-CHP | CA | GEN1 | 35 | 36 | Solar Thermal without Energy Storage | SUN | ST | 12 | 1988 |  |  | (OP) Operating | [6 empty] | San Bernardino | 35.021 | -117.5661
55711 | FPL Energy Operating Services Inc - SEGS | 10443 | SEGS VII | IPP Non-CHP | CA | GEN1 | 35 | 36 | Solar Thermal without Energy Storage | SUN | ST | 12 | 1988 |  |  | (OP) Operating | [6 empty] | San Bernardino | 35.0148 | -117.5659
55711 | FPL Energy Operating Services Inc - SEGS | 10444 | SEGS VIII | IPP Non-CHP | CA | GEN1 | 92 | 88 | Solar Thermal without Energy Storage | SUN | ST | 12 | 1989 |  |  | (OP) Operating | [6 empty] | San Bernardino | 35.0308 | -117.3563
55711 | FPL Energy Operating Services Inc - SEGS | 10446 | SEGS IX | IPP Non-CHP | CA | GEN1 | 92 | 88 | Solar Thermal without Energy Storage | SUN | ST | 9 | 1990 |  |  | (OP) Operating | [6 empty] | San Bernardino | 35.033 | -117.338
58149 | Renewable World Energies LLC | 10453 | LAC Courte Oreilles Hydroelect | IPP Non-CHP | WI | U1 | 0.2 | 0.2 | Conventional Hydroelectric | WAT | HY | 12 | 1986 |  |  | (OA) Out of service but expected to return to service in next calendar year | [6 empty] | Sawyer | 45.8883 | -91.0769
58149 | Renewable World Energies LLC | 10453 | LAC Courte Oreilles Hydroelect | IPP Non-CHP | WI | U2 | 1.6 | 1.5 | Conventional Hydroelectric | WAT | HY | 12 | 1986 |  |  | (OA) Out of service but expected to return to service in next calendar year | [6 empty] | Sawyer | 45.8883 | -91.0769
58149 | Renewable World Energies LLC | 10453 | LAC Courte Oreilles Hydroelect | IPP Non-CHP | WI | U3 | 1.6 | 1.5 | Conventional Hydroelectric | WAT | HY | 12 | 1986 |  |  | (OA) Out of service but expected to return to service in next calendar year | [6 empty] | Sawyer | 45.8883 | -91.0769
11556 | Brookfield Energy Marketing LP | 10458 | Muck Valley Hydroelectric | IPP Non-CHP | CA | GEN1 | 29.9 | 29.9 | Conventional Hydroelectric | WAT | HY | 12 | 1988 |  |  | (OP) Operating | [6 empty] | LASSEN | 40.9764 | -121.2558
1746 | Black River Generation LLC | 10464 | ReEnergy Black River | IPP Non-CHP | NY | GEN1 | 55.5 | 55 | Wood/Wood Waste Biomass | WDS | ST | 6 | 1989 |  |  | (OP) Operating | [6 empty] | Jefferson | 44.0365 | -75.772
55965 | Verso Corporation | 10466 | Wisconsin Rapids Paper Mill | Industrial CHP | WI | GEN1 | 7.5 | 7.5 | All Other | PUR | ST | 8 | 1928 |  |  | (SB) Standby/Backup: available for service but not normally used | [6 empty] | Wood | 44.3989 | -89.9403
55965 | Verso Corporation | 10466 | Wisconsin Rapids Paper Mill | Industrial CHP | WI | GEN2 | 8.3 | 8.6 | All Other | PUR | ST | 8 | 1995 |  |  | (OP) Operating | [6 empty] | Wood | 44.3989 | -89.9403
55965 | Verso Corporation | 10466 | Wisconsin Rapids Paper Mill | Industrial CHP | WI | GEN3 | 5 | 5 | All Other | PUR | ST | 10 | 1976 |  |  | (SB) Standby/Backup: available for service but not normally used | [6 empty] | Wood | 44.3989 | -89.9403
55754 | Boralex Hydro Operations Inc | 10467 | Fourth Branch Hydroelectric Facility | IPP Non-CHP | NY | 1 | 3.3 | 3.3 | Conventional Hydroelectric | WAT | HY | 12 | 1987 |  |  | (OP) Operating | [6 empty] | Saratoga | 42.7876 | -73.6917
11217 | Los Angeles County Sanitation | 10471 | Spadra Landfill Gas to Energy | Commercial Non-CHP | CA | GEN1 | 10.6 | 5 | Landfill Gas | LFG | ST | 2 | 1990 |  |  | (OP) Operating | [6 empty] | Los Angeles | 34.0408 | -117.8217
11217 | Los Angeles County Sanitation | 10472 | Puente Hills Energy Recovery | Commercial Non-CHP | CA | GEN1 | 50 | 45 | Landfill Gas | LFG | ST | 10 | 1986 |  |  | (OP) Operating | [6 empty] | Los Angeles | 34.0233 | -118.0241
11217 | Los Angeles County Sanitation | 10472 | Puente Hills Energy Recovery | Commercial Non-CHP | CA | GEN3 | 3.3 | 2.7 | Landfill Gas | LFG | IC | 1 | 2006 |  |  | (OP) Operating | [6 empty] | Los Angeles | 34.0233 | -118.0241
11217 | Los Angeles County Sanitation | 10472 | Puente Hills Energy Recovery | Commercial Non-CHP | CA | GEN4 | 3.3 | 2.7 | Landfill Gas | LFG | IC | 1 | 2006 |  |  | (OP) Operating | [6 empty] | Los Angeles | 34.0233 | -118.0241
11217 | Los Angeles County Sanitation | 10472 | Puente Hills Energy Recovery | Commercial Non-CHP | CA | GEN5 | 3.3 | 2.7 | Landfill Gas | LFG | IC | 1 | 2006 |  |  | (OP) Operating | [6 empty] | Los Angeles | 34.0233 | -118.0241
56150 | ArcelorMittal USA Inc | 10475 | Expander Turbine | Industrial Non-CHP | IN | 16TG | 20 | 18.8 | Other Gases | BFG | OT | 5 | 1981 |  |  | (OP) Operating | [6 empty] | Lake | 41.6836 | -87.4233
55965 | Verso Corporation | 10477 | Wisconsin Rapids Pulp Mill | Industrial CHP | WI | GEN1 | 32 | 27.2 | Wood/Wood Waste Biomass | BLQ | ST | 9 | 1968 |  |  | (OP) Operating | [6 empty] | Wood | 44.3953 | -89.826
55965 | Verso Corporation | 10477 | Wisconsin Rapids Pulp Mill | Industrial CHP | WI | GEN2 | 40.3 | 37.5 | Wood/Wood Waste Biomass | BLQ | ST | 9 | 1991 |  |  | (OP) Operating | [6 empty] | Wood | 44.3953 | -89.826
11216 | Los Angeles County | 10478 | Pitchess Cogen Station | Commercial CHP | CA | GEN1 | 20.9 | 21.5 | Natural Gas Fired Combined Cycle | NG | CT | 9 | 1988 |  |  | (OP) Operating | [6 empty] | Los Angeles | 34.4639 | -118.594
11216 | Los Angeles County | 10478 | Pitchess Cogen Station | Commercial CHP | CA | GEN2 | 7.4 | 5.7 | Natural Gas Fired Combined Cycle | NG | CA | 9 | 1988 |  |  | (OP) Operating | [6 empty] | Los Angeles | 34.4639 | -118.594
34691 | Ormat Nevada Inc | 10479 | Ples I | IPP Non-CHP | CA | T101 | 5 | 4 | Geothermal | GEO | BT | 12 | 1990 |  |  | (OP) Operating | [6 empty] | Mono | 37.6455 | -118.9096
34691 | Ormat Nevada Inc | 10479 | Ples I | IPP Non-CHP | CA | T102 | 5 | 4 | Geothermal | GEO | BT | 12 | 1990 |  |  | (OP) Operating | [6 empty] | Mono | 37.6455 | -118.9096
34691 | Ormat Nevada Inc | 10479 | Ples I | IPP Non-CHP | CA | T103 | 5 | 4 | Geothermal | GEO | BT | 12 | 1990 |  |  | (OP) Operating | [6 empty] | Mono | 37.6455 | -118.9096
34691 | Ormat Nevada Inc | 10480 | Mammoth Pacific I | IPP Non-CHP | CA | GEN1 | 5 | 3.2 | Geothermal | GEO | BT | 12 | 1984 |  |  | (OP) Operating | [6 empty] | Mono | 37.6451 | -118.9143
34691 | Ormat Nevada Inc | 10480 | Mammoth Pacific I | IPP Non-CHP | CA | GEN2 | 5 | 3.2 | Geothermal | GEO | BT | 12 | 1984 |  |  | (OP) Operating | [6 empty] | Mono | 37.6451 | -118.9143
34691 | Ormat Nevada Inc | 10481 | Mammoth Pacific II | IPP Non-CHP | CA | 1 | 5 | 3 | Geothermal | GEO | BT | 12 | 1990 |  |  | (OP) Operating | [6 empty] | Mono | 37.6464 | -118.9092
34691 | Ormat Nevada Inc | 10481 | Mammoth Pacific II | IPP Non-CHP | CA | 2 | 5 | 3 | Geothermal | GEO | BT | 12 | 1990 |  |  | (OP) Operating | [6 empty] | Mono | 37.6464 | -118.9092
34691 | Ormat Nevada Inc | 10481 | Mammoth Pacific II | IPP Non-CHP | CA | 3 | 5 | 3 | Geothermal | GEO | BT | 12 | 1990 |  |  | (OP) Operating | [6 empty] | Mono | 37.6464 | -118.9092
34691 | Ormat Nevada Inc | 10481 | Mammoth Pacific II | IPP Non-CHP | CA | T101 | 5 | 3.8 | Geothermal | GEO | BT | 12 | 1990 |  |  | (OP) Operating | [6 empty] | Mono | 37.6464 | -118.9092
34691 | Ormat Nevada Inc | 10481 | Mammoth Pacific II | IPP Non-CHP | CA | T102 | 5 | 4.6 | Geothermal | GEO | BT | 12 | 1990 |  |  | (OP) Operating | [6 empty] | Mono | 37.6464 | -118.9092
34691 | Ormat Nevada Inc | 10481 | Mammoth Pacific II | IPP Non-CHP | CA | T103 | 5 | 4.2 | Geothermal | GEO | BT | 12 | 1990 |  |  | (OP) Operating | [6 empty] | Mono | 37.6464 | -118.9092
1991 | Boise White Paper LLC | 10486 | Boise Cascade International Falls | Industrial CHP | MN | GEN 6 | 52.3 | 40 | Wood/Wood Waste Biomass | BLQ | ST | 10 | 2015 |  |  | (OP) Operating | [6 empty] | Koochiching | 48.6067 | -93.4066
1991 | Boise White Paper LLC | 10486 | Boise Cascade International Falls | Industrial CHP | MN | GEN5 | 6.2 | 6.2 | Wood/Wood Waste Biomass | BLQ | ST | 1 | 1957 |  |  | (SB) Standby/Backup: available for service but not normally used | [6 empty] | Koochiching | 48.6067 | -93.4066
1991 | Boise White Paper LLC | 10487 | International Falls Power | Industrial Non-CHP | MN | GEN1 | 2.2 | 2.2 | Conventional Hydroelectric | WAT | HY | 1 | 1946 |  |  | (OP) Operating | [6 empty] | Koochiching | 48.6081 | -93.4043
1991 | Boise White Paper LLC | 10487 | International Falls Power | Industrial Non-CHP | MN | GEN2 | 2.2 | 2.2 | Conventional Hydroelectric | WAT | HY | 1 | 1946 |  |  | (OP) Operating | [6 empty] | Koochiching | 48.6081 | -93.4043
1991 | Boise White Paper LLC | 10487 | International Falls Power | Industrial Non-CHP | MN | GEN3 | 2.2 | 2.2 | Conventional Hydroelectric | WAT | HY | 1 | 1946 |  |  | (OP) Operating | [6 empty] | Koochiching | 48.6081 | -93.4043
1991 | Boise White Paper LLC | 10487 | International Falls Power | Industrial Non-CHP | MN | GEN4 | 2.2 | 2.2 | Conventional Hydroelectric | WAT | HY | 1 | 1946 |  |  | (OP) Operating | [6 empty] | Koochiching | 48.6081 | -93.4043
1991 | Boise White Paper LLC | 10487 | International Falls Power | Industrial Non-CHP | MN | GEN5 | 2.2 | 2.2 | Conventional Hydroelectric | WAT | HY | 1 | 1946 |  |  | (OP) Operating | [6 empty] | Koochiching | 48.6081 | -93.4043
1991 | Boise White Paper LLC | 10487 | International Falls Power | Industrial Non-CHP | MN | GEN6 | 1.6 | 1.6 | Conventional Hydroelectric | WAT | HY | 1 | 1924 |  |  | (OP) Operating | [6 empty] | Koochiching | 48.6081 | -93.4043
1991 | Boise White Paper LLC | 10487 | International Falls Power | Industrial Non-CHP | MN | GEN7 | 1.6 | 1.6 | Conventional Hydroelectric | WAT | HY | 1 | 1924 |  |  | (OP) Operating | [6 empty] | Koochiching | 48.6081 | -93.4043
1924 | Boise Packaging & Newsprint LLC | 10488 | DeRidder Mill | Industrial CHP | LA | TG | 61.5 | 61.5 | Wood/Wood Waste Biomass | BLQ | ST | 10 | 1969 |  |  | (OP) Operating | [6 empty] | Beauregard | 30.8606 | -93.3756
57280 | Eagle Creek RE LLC | 10490 | Upper Beaver Falls Project | IPP Non-CHP | NY | 1G | 1.5 | 1.5 | Conventional Hydroelectric | WAT | HY | 1 | 1985 |  |  | (OP) Operating | [6 empty] | Lewis | 43.8836 | -75.4281
54784 | NewPage Corporation | 10491 | Mead Rumford Cogen | Industrial CHP | ME | 3STG | 12.5 | 12.5 | Natural Gas Steam Turbine | NG | ST | 10 | 1954 |  |  | (SB) Standby/Backup: available for service but not normally used | [6 empty] | Oxford | 44.5465 | -70.5443
50083 | Brookfield Power New England | 10493 | Rumford Falls Hydro Facility | IPP Non-CHP | ME | GEN1 | 8.1 | 8.1 | Conventional Hydroelectric | WAT | HY | 1 | 1918 |  |  | (OP) Operating | [6 empty] | Oxford | 44.5486 | -70.6283
50083 | Brookfield Power New England | 10493 | Rumford Falls Hydro Facility | IPP Non-CHP | ME | GEN2 | 8.1 | 8.1 | Conventional Hydroelectric | WAT | HY | 1 | 1918 |  |  | (OP) Operating | [6 empty] | Oxford | 44.5486 | -70.6283
50083 | Brookfield Power New England | 10493 | Rumford Falls Hydro Facility | IPP Non-CHP | ME | GEN3 | 8.8 | 8.8 | Conventional Hydroelectric | WAT | HY | 1 | 1926 |  |  | (OP) Operating | [6 empty] | Oxford | 44.5486 | -70.6283
50083 | Brookfield Power New England | 10493 | Rumford Falls Hydro Facility | IPP Non-CHP | ME | GEN4 | 4.3 | 4.3 | Conventional Hydroelectric | WAT | HY | 1 | 1950 |  |  | (SB) Standby/Backup: available for service but not normally used | [6 empty] | Oxford | 44.5486 | -70.6283
50083 | Brookfield Power New England | 10493 | Rumford Falls Hydro Facility | IPP Non-CHP | ME | GEN5 | 7.6 | 7.6 | Conventional Hydroelectric | WAT | HY | 10 | 1954 |  |  | (OP) Operating | [6 empty] | Oxford | 44.5486 | -70.6283
50083 | Brookfield Power New England | 10493 | Rumford Falls Hydro Facility | IPP Non-CHP | ME | GEN6 | 7.6 | 7.6 | Conventional Hydroelectric | WAT | HY | 10 | 1954 |  |  | (OP) Operating | [6 empty] | Oxford | 44.5486 | -70.6283
34612 | Sheldon Vermont Hydro Co., Inc. | 10494 | Sheldon Springs Hydroelectric | IPP Non-CHP | VT | IG-1 | 1.8 | 1.7 | Conventional Hydroelectric | WAT | HY | 7 | 1988 |  |  | (OP) Operating | [6 empty] | Franklin | 44.9108 | -72.9736
34612 | Sheldon Vermont Hydro Co., Inc. | 10494 | Sheldon Springs Hydroelectric | IPP Non-CHP | VT | IG-2 | 1.8 | 1.7 | Conventional Hydroelectric | WAT | HY | 7 | 1988 |  |  | (OP) Operating | [6 empty] | Franklin | 44.9108 | -72.9736
34612 | Sheldon Vermont Hydro Co., Inc. | 10494 | Sheldon Springs Hydroelectric | IPP Non-CHP | VT | IG-3 | 0.2 | 0.2 | Conventional Hydroelectric | WAT | HY | 7 | 1988 |  |  | (OP) Operating | [6 empty] | Franklin | 44.9108 | -72.9736
34612 | Sheldon Vermont Hydro Co., Inc. | 10494 | Sheldon Springs Hydroelectric | IPP Non-CHP | VT | SG-1 | 10.2 | 9.7 | Conventional Hydroelectric | WAT | HY | 7 | 1988 |  |  | (OP) Operating | [6 empty] | Franklin | 44.9108 | -72.9736
34612 | Sheldon Vermont Hydro Co., Inc. | 10494 | Sheldon Springs Hydroelectric | IPP Non-CHP | VT | SG-2 | 10.2 | 9.7 | Conventional Hydroelectric | WAT | HY | 7 | 1988 |  |  | (OP) Operating | [6 empty] | Franklin | 44.9108 | -72.9736
34612 | Sheldon Vermont Hydro Co., Inc. | 10494 | Sheldon Springs Hydroelectric | IPP Non-CHP | VT | SG-3 | 1 | 1 | Conventional Hydroelectric | WAT | HY | 7 | 1988 |  |  | (OP) Operating | [6 empty] | Franklin | 44.9108 | -72.9736
54784 | NewPage Corporation | 10495 | Rumford Cogeneration | IPP CHP | ME | GEN1 | 102.6 | 85 | Wood/Wood Waste Biomass | BLQ | ST | 1 | 1990 |  |  | (OP) Operating | [6 empty] | Oxford | 44.5513 | -70.5414
10203 | Kern River Cogeneration Co | 10496 | Kern River Cogeneration | IPP CHP | CA | GTAG | 75 | 72 | Natural Gas Fired Combustion Turbine | NG | GT | 7 | 1985 |  |  | (OP) Operating | [6 empty] | Kern | 35.4515 | -118.9849
10203 | Kern River Cogeneration Co | 10496 | Kern River Cogeneration | IPP CHP | CA | GTBG | 75 | 72 | Natural Gas Fired Combustion Turbine | NG | GT | 7 | 1985 |  |  | (OP) Operating | [6 empty] | Kern | 35.4515 | -118.9849
10203 | Kern River Cogeneration Co | 10496 | Kern River Cogeneration | IPP CHP | CA | GTCG | 75 | 72 | Natural Gas Fired Combustion Turbine | NG | GT | 7 | 1985 |  |  | (OP) Operating | [6 empty] | Kern | 35.4515 | -118.9849
10203 | Kern River Cogeneration Co | 10496 | Kern River Cogeneration | IPP CHP | CA | GTDG | 75 | 72 | Natural Gas Fired Combustion Turbine | NG | GT | 7 | 1985 |  |  | (OP) Operating | [6 empty] | Kern | 35.4515 | -118.9849
12449 | Mid Set Cogeneration Co | 10501 | Mid-Set Cogeneration | IPP CHP | CA | K100 | 39.1 | 36 | Natural Gas Fired Combustion Turbine | NG | GT | 4 | 1989 |  |  | (OP) Operating | [6 empty] | Kern | 35.1946 | -119.571
55850 | Thermal Energy Development Part LP | 10502 | Thermal Energy Development Part LP | IPP Non-CHP | CA | GEN1 | 23 | 18.5 | Wood/Wood Waste Biomass | WDS | ST | 5 | 1990 |  |  | (OA) Out of service but expected to return to service in next calendar year | [6 empty] | San Joaquin | 37.7199 | -121.4887
20541 | Wheelabrator Environmental Systems | 10503 | Wheelabrator Hudson Falls | IPP Non-CHP | NY | GEN1 | 14.4 | 11.5 | Municipal Solid Waste | MSW | ST | 11 | 1991 |  |  | (OP) Operating | [6 empty] | Washington | 43.3056 | -73.5914
450 | The Amalgamated Sugar Co | 10504 | Amalgamated Sugar Twin Falls | Industrial CHP | ID | 1500 | 1.5 | 1.2 | Conventional Steam Coal | BIT | ST | 12 | 1948 |  |  | (OP) Operating | [6 empty] | Twin Falls | 42.5328 | -114.4328
450 | The Amalgamated Sugar Co | 10504 | Amalgamated Sugar Twin Falls | Industrial CHP | ID | 2500 | 2.5 | 2.3 | Conventional Steam Coal | BIT | ST | 12 | 1948 |  |  | (OP) Operating | [6 empty] | Twin Falls | 42.5328 | -114.4328
450 | The Amalgamated Sugar Co | 10504 | Amalgamated Sugar Twin Falls | Industrial CHP | ID | 4000 | 6.2 | 5 | Conventional Steam Coal | BIT | ST | 9 | 1994 |  |  | (OP) Operating | [6 empty] | Twin Falls | 42.5328 | -114.4328
56174 | Finch Paper LLC | 10511 | Finch Paper | Industrial CHP | NY | GEN6 | 29 | 23 | Wood/Wood Waste Biomass | WDL | ST | 6 | 1987 |  |  | (OP) Operating | [6 empty] | Warren | 43.3084 | -73.6376
16498 | SFR Hydro Cor | 10519 | Milton Hydro | IPP Non-CHP | NH | 1 | 0.2 | 0.1 | Conventional Hydroelectric | WAT | HY | 1 | 1914 |  |  | (OP) Operating | [6 empty] | Strafford | 43.4031 | -70.9865
16498 | SFR Hydro Cor | 10519 | Milton Hydro | IPP Non-CHP | NH | 2 | 0.4 | 0.2 | Conventional Hydroelectric | WAT | HY | 1 | 1914 |  |  | (OP) Operating | [6 empty] | Strafford | 43.4031 | -70.9865
16498 | SFR Hydro Cor | 10519 | Milton Hydro | IPP Non-CHP | NH | 3 | 0.3 | 0.1 | Conventional Hydroelectric | WAT | HY | 6 | 1984 |  |  | (OP) Operating | [6 empty] | Strafford | 43.4031 | -70.9865
16498 | SFR Hydro Cor | 10519 | Milton Hydro | IPP Non-CHP | NH | 4 | 0.5 | 0.3 | Conventional Hydroelectric | WAT | HY | 12 | 1987 |  |  | (OP) Operating | [6 empty] | Strafford | 43.4031 | -70.9865
21581 | Midwest Hydro LLC | 10520 | Dayton Hydro | IPP Non-CHP | IL | 1 | 1.6 | 1.6 | Conventional Hydroelectric | WAT | HY | 1 | 1925 |  |  | (OP) Operating | [6 empty] | LaSalle | 41.3878 | -88.7897
21581 | Midwest Hydro LLC | 10520 | Dayton Hydro | IPP Non-CHP | IL | 2 | 1 | 1 | Conventional Hydroelectric | WAT | HY | 1 | 1925 |  |  | (OP) Operating | [6 empty] | LaSalle | 41.3878 | -88.7897
21581 | Midwest Hydro LLC | 10520 | Dayton Hydro | IPP Non-CHP | IL | 3 | 1 | 1 | Conventional Hydroelectric | WAT | HY | 1 | 1925 |  |  | (OP) Operating | [6 empty] | LaSalle | 41.3878 | -88.7897
10849 | Wyeth-Averst Lederle | 10521 | Lederle Laboratories | Industrial CHP | NY | 3A | 1.5 | 1.5 | Natural Gas Fired Combined Cycle | NG | CA | 12 | 1998 |  |  | (OP) Operating | [6 empty] | Rockland | 41.0772 | -74.0181
10849 | Wyeth-Averst Lederle | 10521 | Lederle Laboratories | Industrial CHP | NY | GEN1 | 8.3 | 8.3 | Natural Gas Fired Combined Cycle | NG | CT | 1 | 1991 |  |  | (OP) Operating | [6 empty] | Rockland | 41.0772 | -74.0181
10849 | Wyeth-Averst Lederle | 10521 | Lederle Laboratories | Industrial CHP | NY | GEN2 | 8.3 | 8.3 | Natural Gas Fired Combined Cycle | NG | CT | 1 | 1991 |  |  | (OP) Operating | [6 empty] | Rockland | 41.0772 | -74.0181
10849 | Wyeth-Averst Lederle | 10521 | Lederle Laboratories | Industrial CHP | NY | GEN3 | 2.2 | 2.2 | Natural Gas Fired Combined Cycle | NG | CA | 7 | 1990 |  |  | (OP) Operating | [6 empty] | Rockland | 41.0772 | -74.0181
10849 | Wyeth-Averst Lederle | 10521 | Lederle Laboratories | Industrial CHP | NY | TG4 | 3.1 | 1.7 | Natural Gas Fired Combined Cycle | NG | CA | 7 | 1997 |  |  | (OP) Operating | 2015 | 12 | 0.3 |  |  |  | Rockland | 41.0772 | -74.0181
55753 | Essex Hydro Associates LLC | 10523 | Benton Falls Associates | IPP Non-CHP | ME | GEN1 | 3.5 | 3.3 | Conventional Hydroelectric | WAT | HY | 12 | 1987 |  |  | (OP) Operating | [6 empty] | Kennebec | 44.5802 | -69.5545
55753 | Essex Hydro Associates LLC | 10523 | Benton Falls Associates | IPP Non-CHP | ME | GEN2 | 0.7 | 0.7 | Conventional Hydroelectric | WAT | HY | 12 | 1987 |  |  | (OP) Operating | [6 empty] | Kennebec | 44.5802 | -69.5545
3837 | CMS Generation Operating Co II | 10525 | Craven County Wood Energy LP | IPP Non-CHP | NC | 1UNI | 50 | 47 | Wood/Wood Waste Biomass | WDS | ST | 11 | 1990 |  |  | (OP) Operating | [6 empty] | Craven | 35.1302 | -77.1679
5226 | Dodge Falls Associates LP | 10526 | Dodge Falls Associates | IPP Non-CHP | NH | 1UNI | 5 | 5 | Conventional Hydroelectric | WAT | HY | 12 | 1990 |  |  | (OP) Operating | [6 empty] | Grafton | 44.2081 | -72.0581
5914 | Erie Boulevard Hydropower LP | 10530 | Feeder Dam Hydro Plant | IPP Non-CHP | NY | 1 | 1 | 0.9 | Conventional Hydroelectric | WAT | HY | 1 | 1924 |  |  | (OP) Operating | [6 empty] | Saratoga | 43.2899 | -73.6658
5914 | Erie Boulevard Hydropower LP | 10530 | Feeder Dam Hydro Plant | IPP Non-CHP | NY | 2 | 1 | 0.9 | Conventional Hydroelectric | WAT | HY | 1 | 1924 |  |  | (OP) Operating | [6 empty] | Saratoga | 43.2899 | -73.6658
5914 | Erie Boulevard Hydropower LP | 10530 | Feeder Dam Hydro Plant | IPP Non-CHP | NY | 3 | 1 | 1 | Conventional Hydroelectric | WAT | HY | 1 | 1924 |  |  | (OP) Operating | [6 empty] | Saratoga | 43.2899 | -73.6658
5914 | Erie Boulevard Hydropower LP | 10530 | Feeder Dam Hydro Plant | IPP Non-CHP | NY | 4 | 1 | 0.9 | Conventional Hydroelectric | WAT | HY | 1 | 1924 |  |  | (OP) Operating | [6 empty] | Saratoga | 43.2899 | -73.6658
5914 | Erie Boulevard Hydropower LP | 10530 | Feeder Dam Hydro Plant | IPP Non-CHP | NY | 5 | 1 | 1 | Conventional Hydroelectric | WAT | HY | 1 | 1924 |  |  | (OP) Operating | [6 empty] | Saratoga | 43.2899 | -73.6658
5914 | Erie Boulevard Hydropower LP | 10531 | Beebee Island Hydro Plant | IPP Non-CHP | NY | 1 | 4 | 4.3 | Conventional Hydroelectric | WAT | HY | 1 | 1931 |  |  | (OP) Operating | [6 empty] | Jefferson | 43.9767 | -75.9072
5914 | Erie Boulevard Hydropower LP | 10531 | Beebee Island Hydro Plant | IPP Non-CHP | NY | 2 | 5 | 4.3 | Conventional Hydroelectric | WAT | HY | 1 | 1931 |  |  | (OP) Operating | [6 empty] | Jefferson | 43.9767 | -75.9072
7477 | Granger Electric Co | 10532 | Granger Electric Generating Station #2 | IPP Non-CHP | MI | 2-1 | 0.8 | 0.8 | Landfill Gas | LFG | IC | 4 | 1991 |  |  | (OP) Operating | [6 empty] | Clinton | 42.805 | -84.7075
7477 | Granger Electric Co | 10532 | Granger Electric Generating Station #2 | IPP Non-CHP | MI | 2-3 | 0.8 | 0.8 | Landfill Gas | LFG | IC | 4 | 1991 |  |  | (OP) Operating | [6 empty] | Clinton | 42.805 | -84.7075
7477 | Granger Electric Co | 10532 | Granger Electric Generating Station #2 | IPP Non-CHP | MI | 2-4 | 0.8 | 0.8 | Landfill Gas | LFG | IC | 1 | 1996 |  |  | (OP) Operating | [6 empty] | Clinton | 42.805 | -84.7075
7477 | Granger Electric Co | 10532 | Granger Electric Generating Station #2 | IPP Non-CHP | MI | 2-5 | 0.8 | 0.8 | Landfill Gas | LFG | IC | 8 | 1997 |  |  | (OP) Operating | [6 empty] | Clinton | 42.805 | -84.7075
34688 | CHI Energy Inc | 10538 | Dexter Plant | IPP Non-CHP | NY | GEN1 | 0.5 | 0.5 | Conventional Hydroelectric | WAT | HY | 1 | 1931 |  |  | (OP) Operating | [6 empty] | Jefferson | 44.004 | -76.0413
34688 | CHI Energy Inc | 10538 | Dexter Plant | IPP Non-CHP | NY | GEN2 | 0.5 | 0.5 | Conventional Hydroelectric | WAT | HY | 1 | 1931 |  |  | (OP) Operating | [6 empty] | Jefferson | 44.004 | -76.0413
34688 | CHI Energy Inc | 10538 | Dexter Plant | IPP Non-CHP | NY | GEN3 | 0.2 | 0.2 | Conventional Hydroelectric | WAT | HY | 1 | 1958 |  |  | (OP) Operating | [6 empty] | Jefferson | 44.004 | -76.0413
34688 | CHI Energy Inc | 10538 | Dexter Plant | IPP Non-CHP | NY | GEN4 | 0.2 | 0.2 | Conventional Hydroelectric | WAT | HY | 7 | 1986 |  |  | (OP) Operating | [6 empty] | Jefferson | 44.004 | -76.0413
34688 | CHI Energy Inc | 10538 | Dexter Plant | IPP Non-CHP | NY | GEN5 | 0.2 | 0.2 | Conventional Hydroelectric | WAT | HY | 7 | 1986 |  |  | (OP) Operating | [6 empty] | Jefferson | 44.004 | -76.0413
34688 | CHI Energy Inc | 10538 | Dexter Plant | IPP Non-CHP | NY | GEN6 | 1.3 | 1.2 | Conventional Hydroelectric | WAT | HY | 7 | 1988 |  |  | (OP) Operating | [6 empty] | Jefferson | 44.004 | -76.0413
34688 | CHI Energy Inc | 10538 | Dexter Plant | IPP Non-CHP | NY | GEN7 | 1.3 | 1.2 | Conventional Hydroelectric | WAT | HY | 5 | 1988 |  |  | (OP) Operating | [6 empty] | Jefferson | 44.004 | -76.0413
34688 | CHI Energy Inc | 10539 | Theresa Plant | IPP Non-CHP | NY | GEN1 | 1 | 1 | Conventional Hydroelectric | WAT | HY | 1 | 1929 |  |  | (OP) Operating | [6 empty] | Jefferson | 44.2174 | -75.7952
34688 | CHI Energy Inc | 10539 | Theresa Plant | IPP Non-CHP | NY | GEN2 | 0.3 | 0.3 | Conventional Hydroelectric | WAT | HY | 1 | 1927 |  |  | (OP) Operating | [6 empty] | Jefferson | 44.2174 | -75.7952
34688 | CHI Energy Inc | 10540 | Diamond Island Plant | IPP Non-CHP | NY | GEN1 | 0.4 | 0.4 | Conventional Hydroelectric | WAT | HY | 1 | 1914 |  |  | (OP) Operating | [6 empty] | Jefferson | 43.9786 | -75.8861
34688 | CHI Energy Inc | 10540 | Diamond Island Plant | IPP Non-CHP | NY | GEN2 | 0.4 | 0.4 | Conventional Hydroelectric | WAT | HY | 1 | 1914 |  |  | (OP) Operating | [6 empty] | Jefferson | 43.9786 | -75.8861
34688 | CHI Energy Inc | 10540 | Diamond Island Plant | IPP Non-CHP | NY | GEN3 | 0.4 | 0.4 | Conventional Hydroelectric | WAT | HY | 1 | 1914 |  |  | (OP) Operating | [6 empty] | Jefferson | 43.9786 | -75.8861
34688 | CHI Energy Inc | 10544 | Hailesboro 4 Plant | IPP Non-CHP | NY | GEN1 | 0.8 | 0.8 | Conventional Hydroelectric | WAT | HY | 1 | 1922 |  |  | (OP) Operating | [6 empty] | ST Lawrence | 44.3117 | -75.445
34688 | CHI Energy Inc | 10544 | Hailesboro 4 Plant | IPP Non-CHP | NY | GEN2 | 0.6 | 0.6 | Conventional Hydroelectric | WAT | HY | 1 | 1922 |  |  | (OP) Operating | [6 empty] | ST Lawrence | 44.3117 | -75.445
34688 | CHI Energy Inc | 10545 | Copenhagen Plant | IPP Non-CHP | NY | GEN1 | 1.5 | 1.4 | Conventional Hydroelectric | WAT | HY | 6 | 1984 |  |  | (OP) Operating | [6 empty] | Lewis | 43.8997 | -75.6603
34688 | CHI Energy Inc | 10545 | Copenhagen Plant | IPP Non-CHP | NY | GEN2 | 1.5 | 1.4 | Conventional Hydroelectric | WAT | HY | 6 | 1984 |  |  | (OP) Operating | [6 empty] | Lewis | 43.8997 | -75.6603
34688 | CHI Energy Inc | 10545 | Copenhagen Plant | IPP Non-CHP | NY | GEN3 | 0.3 | 0.3 | Conventional Hydroelectric | WAT | HY | 8 | 1984 |  |  | (OP) Operating | [6 empty] | Lewis | 43.8997 | -75.6603
34688 | CHI Energy Inc | 10546 | Beaver Valley Patterson Dam | IPP Non-CHP | PA | GEN1 | 0.4 | 0.4 | Conventional Hydroelectric | WAT | HY | 9 | 1982 |  |  | (OP) Operating | [6 empty] | Beaver | 40.7441 | -80.3178
34688 | CHI Energy Inc | 10546 | Beaver Valley Patterson Dam | IPP Non-CHP | PA | GEN2 | 0.4 | 0.4 | Conventional Hydroelectric | WAT | HY | 9 | 1982 |  |  | (OP) Operating | [6 empty] | Beaver | 40.7441 | -80.3178
34688 | CHI Energy Inc | 10546 | Beaver Valley Patterson Dam | IPP Non-CHP | PA | GEN3 | 0.4 | 0.4 | Conventional Hydroelectric | WAT | HY | 9 | 1982 |  |  | (OP) Operating | [6 empty] | Beaver | 40.7441 | -80.3178
34688 | CHI Energy Inc | 10547 | Pyrites Plant | IPP Non-CHP | NY | GEN1 | 1.2 | 1.1 | Conventional Hydroelectric | WAT | HY | 1 | 1949 |  |  | (OP) Operating | [6 empty] | ST Lawrence | 44.522 | -75.1881
34688 | CHI Energy Inc | 10547 | Pyrites Plant | IPP Non-CHP | NY | GEN2 | 3.5 | 3.3 | Conventional Hydroelectric | WAT | HY | 12 | 1985 |  |  | (OP) Operating | [6 empty] | ST Lawrence | 44.522 | -75.1881
34688 | CHI Energy Inc | 10547 | Pyrites Plant | IPP Non-CHP | NY | GEN3 | 3.5 | 3.3 | Conventional Hydroelectric | WAT | HY | 12 | 1985 |  |  | (OP) Operating | [6 empty] | ST Lawrence | 44.522 | -75.1881
16732 | San Jose State University Fclts Dev &Ops | 10548 | San Jose Cogeneration | Commercial CHP | CA | GEN1 | 6 | 5.6 | Natural Gas Fired Combustion Turbine | NG | GT | 12 | 1984 |  |  | (OP) Operating | [6 empty] | Santa Clara | 37.3361 | -121.8783
463 | Ameresco LFG I Inc | 10549 | Al Turi | IPP Non-CHP | NY | 2 | 0.8 | 0.8 | Landfill Gas | LFG | IC | 7 | 2011 |  |  | (OP) Operating | [6 empty] | Orange | 41.4043 | -74.3767
463 | Ameresco LFG I Inc | 10549 | Al Turi | IPP Non-CHP | NY | 3 | 0.8 | 0.8 | Landfill Gas | LFG | IC | 7 | 2011 |  |  | (OP) Operating | [6 empty] | Orange | 41.4043 | -74.3767
463 | Ameresco LFG I Inc | 10549 | Al Turi | IPP Non-CHP | NY | 3010 | 0.8 | 0.8 | Landfill Gas | LFG | IC | 11 | 1998 | 12 | 2017 | (OS) Out of service and NOT expected to return to service in next calendar year | [6 empty] | Orange | 41.4043 | -74.3767
12594 | Mills Shoals Hydro Co Inc | 10550 | High Shoals Hydro (NC) | IPP Non-CHP | NC | GEN1 | 1.8 | 1.8 | Conventional Hydroelectric | WAT | HY | 7 | 1934 |  |  | (OP) Operating | [6 empty] | Lincoln | 35.3943 | -81.201
4385 | Anderson Power Products | 10553 | Anderson Power Products Division | Industrial Non-CHP | MA | 3622 | 0.1 | 0.1 | Petroleum Liquids | DFO | IC | 8 | 1987 |  |  | (OS) Out of service and NOT expected to return to service in next calendar year | [6 empty] | Worcester | 42.4714 | -71.7433
4385 | Anderson Power Products | 10553 | Anderson Power Products Division | Industrial Non-CHP | MA | 6033 | 0.3 | 0.3 | Petroleum Liquids | DFO | IC | 8 | 1987 |  |  | (SB) Standby/Backup: available for service but not normally used | [6 empty] | Worcester | 42.4714 | -71.7433
4385 | Anderson Power Products | 10553 | Anderson Power Products Division | Industrial Non-CHP | MA | 6035 | 0.3 | 0.3 | Petroleum Liquids | DFO | IC | 8 | 1987 |  |  | (SB) Standby/Backup: available for service but not normally used | [6 empty] | Worcester | 42.4714 | -71.7433
4385 | Anderson Power Products | 10553 | Anderson Power Products Division | Industrial Non-CHP | MA | 6046 | 0.3 | 0.3 | Petroleum Liquids | DFO | IC | 8 | 1987 |  |  | (SB) Standby/Backup: available for service but not normally used | [6 empty] | Worcester | 42.4714 | -71.7433
6541 | Formosa Plastics Corp | 10554 | Formosa Utility Venture Ltd | Industrial CHP | TX | BO3 | 36.2 | 32 | Natural Gas Fired Combined Cycle | NG | CT | 3 | 1987 |  |  | (OP) Operating | [6 empty] | Calhoun | 28.6917 | -96.5417
6541 | Formosa Plastics Corp | 10554 | Formosa Utility Venture Ltd | Industrial CHP | TX | ST1 | 33.5 | 28.5 | Natural Gas Fired Combined Cycle | NG | CA | 3 | 1994 |  |  | (OP) Operating | [6 empty] | Calhoun | 28.6917 | -96.5417
6541 | Formosa Plastics Corp | 10554 | Formosa Utility Venture Ltd | Industrial CHP | TX | ST2 | 66.3 | 57.5 | Natural Gas Fired Combined Cycle | NG | CA | 3 | 1994 |  |  | (OP) Operating | [6 empty] | Calhoun | 28.6917 | -96.5417
6541 | Formosa Plastics Corp | 10554 | Formosa Utility Venture Ltd | Industrial CHP | TX | ST3 | 55 | 47.3 | Natural Gas Fired Combined Cycle | NG | CA | 8 | 2002 |  |  | (OP) Operating | [6 empty] | Calhoun | 28.6917 | -96.5417
6541 | Formosa Plastics Corp | 10554 | Formosa Utility Venture Ltd | Industrial CHP | TX | TBG1 | 82.5 | 72 | Natural Gas Fired Combined Cycle | NG | CT | 4 | 1993 |  |  | (OP) Operating | [6 empty] | Calhoun | 28.6917 | -96.5417
6541 | Formosa Plastics Corp | 10554 | Formosa Utility Venture Ltd | Industrial CHP | TX | TBG2 | 82.5 | 72 | Natural Gas Fired Combined Cycle | NG | CT | 7 | 1993 |  |  | (OP) Operating | [6 empty] | Calhoun | 28.6917 | -96.5417
6541 | Formosa Plastics Corp | 10554 | Formosa Utility Venture Ltd | Industrial CHP | TX | TBG3 | 82.5 | 72 | Natural Gas Fired Combined Cycle | NG | CT | 9 | 1993 |  |  | (OP) Operating | [6 empty] | Calhoun | 28.6917 | -96.5417
6541 | Formosa Plastics Corp | 10554 | Formosa Utility Venture Ltd | Industrial CHP | TX | TBG4 | 82.5 | 72 | Natural Gas Fired Combined Cycle | NG | CT | 5 | 1994 |  |  | (OP) Operating | [6 empty] | Calhoun | 28.6917 | -96.5417
6541 | Formosa Plastics Corp | 10554 | Formosa Utility Venture Ltd | Industrial CHP | TX | TBG5 | 82.5 | 72 | Natural Gas Fired Combined Cycle | NG | CT | 10 | 1994 |  |  | (OP) Operating | [6 empty] | Calhoun | 28.6917 | -96.5417
6541 | Formosa Plastics Corp | 10554 | Formosa Utility Venture Ltd | Industrial CHP | TX | TBG6 | 85.9 | 72 | Natural Gas Fired Combined Cycle | NG | CT | 6 | 2003 |  |  | (OP) Operating | [6 empty] | Calhoun | 28.6917 | -96.5417
2179 | Brassua Hydroelectric LP | 10555 | Brassua Hydroelectric Project | IPP Non-CHP | ME | 1 | 3.6 | 3.6 | Conventional Hydroelectric | WAT | HY | 9 | 1989 |  |  | (OP) Operating | [6 empty] | Somerset | 45.6603 | -69.8122
2016 | Boott Hydropower Inc | 10556 | Boott Hydropower | IPP Non-CHP | MA | GEN1 | 7.5 | 7.1 | Conventional Hydroelectric | WAT | HY | 10 | 1985 |  |  | (OP) Operating | [6 empty] | Middlesex | 42.6525 | -71.3224
2016 | Boott Hydropower Inc | 10556 | Boott Hydropower | IPP Non-CHP | MA | GEN2 | 7.5 | 7.1 | Conventional Hydroelectric | WAT | HY | 10 | 1985 |  |  | (OP) Operating | [6 empty] | Middlesex | 42.6525 | -71.3224
2016 | Boott Hydropower Inc | 10556 | Boott Hydropower | IPP Non-CHP | MA | GEN3 | 7.9 | 7.5 | Conventional Hydroelectric | WAT | HY | 10 | 1985 |  |  | (OP) Operating | [6 empty] | Middlesex | 42.6525 | -71.3224
15726 | Rayonier Advanced Materials | 10560 | Rayonier Advanced Materials - Jesup Plant | Industrial CHP | GA | GEN2 | 5 | 4.7 | Wood/Wood Waste Biomass | BLQ | ST | 6 | 1954 |  |  | (OP) Operating | [6 empty] | Wayne | 31.6593 | -81.8439
15726 | Rayonier Advanced Materials | 10560 | Rayonier Advanced Materials - Jesup Plant | Industrial CHP | GA | GEN3 | 7.5 | 7 | Wood/Wood Waste Biomass | BLQ | ST | 6 | 1957 |  |  | (OP) Operating | [6 empty] | Wayne | 31.6593 | -81.8439
15726 | Rayonier Advanced Materials | 10560 | Rayonier Advanced Materials - Jesup Plant | Industrial CHP | GA | GEN4 | 7.5 | 7 | Wood/Wood Waste Biomass | BLQ | ST | 6 | 1957 |  |  | (OP) Operating | [6 empty] | Wayne | 31.6593 | -81.8439
15726 | Rayonier Advanced Materials | 10560 | Rayonier Advanced Materials - Jesup Plant | Industrial CHP | GA | GEN5 | 30 | 27.9 | Wood/Wood Waste Biomass | BLQ | ST | 6 | 1971 |  |  | (OP) Operating | [6 empty] | Wayne | 31.6593 | -81.8439
15726 | Rayonier Advanced Materials | 10560 | Rayonier Advanced Materials - Jesup Plant | Industrial CHP | GA | GEN6 | 27 | 25.1 | Wood/Wood Waste Biomass | BLQ | ST | 6 | 1982 |  |  | (OP) Operating | [6 empty] | Wayne | 31.6593 | -81.8439
15726 | Rayonier Advanced Materials | 10562 | Fernandina Plant | Industrial CHP | FL | GEN3 | 7.5 | 6.5 | Wood/Wood Waste Biomass | WDS | ST | 12 | 1939 |  |  | (OS) Out of service and NOT expected to return to service in next calendar year | [6 empty] | Nassau | 30.6612 | -81.473
15726 | Rayonier Advanced Materials | 10562 | Fernandina Plant | Industrial CHP | FL | GEN4 | 20 | 21 | Other Waste Biomass | OBS | ST | 9 | 1950 |  |  | (OP) Operating | [6 empty] | Nassau | 30.6612 | -81.473
15726 | Rayonier Advanced Materials | 10562 | Fernandina Plant | Industrial CHP | FL | GEN5 | 22 | 21 | Wood/Wood Waste Biomass | WDS | ST | 10 | 2012 |  |  | (OP) Operating | [6 empty] | Nassau | 30.6612 | -81.473
14932 | US Operating Services Company | 10566 | Chambers Cogeneration LP | IPP CHP | NJ | GEN1 | 285 | 244 | Conventional Steam Coal | BIT | ST | 3 | 1994 |  |  | (OP) Operating | [6 empty] | Salem | 39.6935 | -75.4858
291 | Algonquin Windsor Locks LLC | 10567 | Algonquin Windsor Locks | IPP CHP | CT | GTG | 40 | 35 | Natural Gas Fired Combined Cycle | NG | CT | 1 | 1990 |  |  | (OP) Operating | [6 empty] | HARTFORD | 41.9227 | -72.6255
291 | Algonquin Windsor Locks LLC | 10567 | Algonquin Windsor Locks | IPP CHP | CT | GTG2 | 15 | 13 | Natural Gas Fired Combined Cycle | NG | CT | 7 | 2012 |  |  | (OP) Operating | [6 empty] | HARTFORD | 41.9227 | -72.6255
291 | Algonquin Windsor Locks LLC | 10567 | Algonquin Windsor Locks | IPP CHP | CT | STG | 16 | 16 | Natural Gas Fired Combined Cycle | NG | CA | 1 | 1990 |  |  | (OP) Operating | [6 empty] | HARTFORD | 41.9227 | -72.6255
914 | Total Petrochemicals USA Inc | 10568 | Port Arthur Texas Refinery | Industrial CHP | TX | GEN1 | 38.4 | 26 | Natural Gas Fired Combustion Turbine | NG | GT | 8 | 1988 |  |  | (OP) Operating | [6 empty] | JEFFERSON | 29.9649 | -93.8913
23037 | Errol Hydroelectric Co LLC | 10570 | Errol Hydroelectric Project | IPP Non-CHP | NH | 1 | 3 | 3 | Conventional Hydroelectric | WAT | HY | 11 | 1986 |  |  | (OP) Operating | [6 empty] | COOS | 44.7866 | -71.1243
2770 | Terra-Gen Operating Co LLC | 10586 | Cameron Ridge LLC | IPP Non-CHP | CA | EXIS | 59.6 | 59.6 | Onshore Wind Turbine | WND | WT | 12 | 1984 |  |  | (OP) Operating | [6 empty] | Kern | 35.075 | -118.3158
135 | Agrilectric Power Partners Ltd | 10593 | Agrilectric Power Partners Ltd | IPP Non-CHP | LA | GEN1 | 12.1 | 10.9 | Other Waste Biomass | AB | ST | 7 | 1984 |  |  | (OP) Operating | [6 empty] | Calcasieu | 30.2012 | -93.1269
2770 | Terra-Gen Operating Co LLC | 10597 | Ridgetop Energy LLC | IPP Non-CHP | CA | WGN1 | 29 | 29 | Onshore Wind Turbine | WND | WT | 1 | 1984 |  |  | (OP) Operating | [6 empty] | Kern | 35.0697 | -118.3167
60176 | MVUT 27 Owner LLC | 10600 | MVUT | Industrial CHP | CA | GEN1 | 3.1 | 3.1 | Natural Gas Fired Combustion Turbine | NG | GT | 3 | 1982 |  |  | (SB) Standby/Backup: available for service but not normally used | [6 empty] | San Diego | 32.765 | -117.1639
2674 | Tesoro Refining & Marketing Company LLC | 10601 | Tesoro Wilmington Calciner | Industrial CHP | CA | GEN1 | 34 | 30.7 | All Other | WH | ST | 12 | 1982 |  |  | (OP) Operating | [6 empty] | Los Angeles | 33.777 | -118.2282
5670 | Ebensburg Power Co | 10603 | Ebensburg Power | IPP CHP | PA | GEN1 | 57.6 | 50 | Conventional Steam Coal | WC | ST | 11 | 1990 |  |  | (OP) Operating | [6 empty] | Cambria | 40.455 | -78.7472
8286 | Hawaiian Commercial and Sugar Company | 10604 | Hawaiian Comm & Sugar Puunene Mill | Industrial CHP | HI | PUU3 | 10 | 10 | Other Waste Biomass | AB | ST | 6 | 1972 |  |  | (OP) Operating | [6 empty] | Maui | 20.8675 | -156.454
8286 | Hawaiian Commercial and Sugar Company | 10604 | Hawaiian Comm & Sugar Puunene Mill | Industrial CHP | HI | PUU4 | 20 | 20 | Other Waste Biomass | AB | ST | 11 | 1982 |  |  | (OP) Operating | [6 empty] | Maui | 20.8675 | -156.454
8286 | Hawaiian Commercial and Sugar Company | 10604 | Hawaiian Comm & Sugar Puunene Mill | Industrial CHP | HI | PUU5 | 16.1 | 16.1 | Other Waste Biomass | AB | ST | 7 | 2000 |  |  | (OP) Operating | [6 empty] | Maui | 20.8675 | -156.454
50003 | Brunswick Cellulose LLC | 10605 | Brunswick Cellulose | Industrial CHP | GA | GEN3 | 9.2 | 9.2 | Wood/Wood Waste Biomass | BLQ | ST | 6 | 1954 |  |  | (OP) Operating | [6 empty] | Glynn | 31.1754 | -81.5216
50003 | Brunswick Cellulose LLC | 10605 | Brunswick Cellulose | Industrial CHP | GA | GEN4 | 50 | 50 | Wood/Wood Waste Biomass | BLQ | ST | 8 | 1960 |  |  | (OP) Operating | [6 empty] | Glynn | 31.1754 | -81.5216
50003 | Brunswick Cellulose LLC | 10605 | Brunswick Cellulose | Industrial CHP | GA | GEN5 | 13 | 13 | Wood/Wood Waste Biomass | BLQ | ST | 10 | 1996 |  |  | (OP) Operating | [6 empty] | Glynn | 31.1754 | -81.5216
4580 | Georgia-Pacific LLC | 10606 | Georgia-Pacific Crossett LLC | Industrial CHP | AR | GEN4 | 25 | 28 | Wood/Wood Waste Biomass | BLQ | ST | 5 | 1962 |  |  | (OP) Operating | [6 empty] | Ashley | 33.1421 | -91.975
4580 | Georgia-Pacific LLC | 10606 | Georgia-Pacific Crossett LLC | Industrial CHP | AR | GEN5 | 30.6 | 30.6 | Wood/Wood Waste Biomass | BLQ | ST | 1 | 1969 |  |  | (OP) Operating | [6 empty] | Ashley | 33.1421 | -91.975
4580 | Georgia-Pacific LLC | 10606 | Georgia-Pacific Crossett LLC | Industrial CHP | AR | GEN6 | 36 | 36 | Wood/Wood Waste Biomass | BLQ | ST | 6 | 1982 |  |  | (OP) Operating | [6 empty] | Ashley | 33.1421 | -91.975
56467 | Ampersand Gilman Hydro LP | 10608 | Gilman Mill | IPP Non-CHP | VT | GEN1 | 2.2 | 2.1 | Conventional Hydroelectric | WAT | HY | 3 | 1986 |  |  | (OP) Operating | [6 empty] | Essex | 44.4122 | -71.7228
56467 | Ampersand Gilman Hydro LP | 10608 | Gilman Mill | IPP Non-CHP | VT | GEN2 | 1 | 0.9 | Conventional Hydroelectric | WAT | HY | 1 | 1966 |  |  | (OP) Operating | [6 empty] | Essex | 44.4122 | -71.7228
56467 | Ampersand Gilman Hydro LP | 10608 | Gilman Mill | IPP Non-CHP | VT | GEN3 | 0.8 | 0.7 | Conventional Hydroelectric | WAT | HY | 1 | 1941 |  |  | (OP) Operating | [6 empty] | Essex | 44.4122 | -71.7228
56467 | Ampersand Gilman Hydro LP | 10608 | Gilman Mill | IPP Non-CHP | VT | GEN4 | 0.8 | 0.6 | Conventional Hydroelectric | WAT | HY | 1 | 1941 |  |  | (OP) Operating | [6 empty] | Essex | 44.4122 | -71.7228
7166 | Georgia-Pacific Monticello LLC | 10610 | Georgia-Pacific Monticello Paper | Industrial CHP | MS | GEN1 | 32.6 | 22.6 | Wood/Wood Waste Biomass | BLQ | ST | 6 | 1968 |  |  | (OP) Operating | [6 empty] | Lawrence | 31.6285 | -90.0809
7166 | Georgia-Pacific Monticello LLC | 10610 | Georgia-Pacific Monticello Paper | Industrial CHP | MS | GEN2 | 32.2 | 31.2 | Wood/Wood Waste Biomass | BLQ | ST | 6 | 1968 |  |  | (OP) Operating | [6 empty] | Lawrence | 31.6285 | -90.0809
50128 | Georgia-Pacific Consr Ops LLC-Palatka | 10611 | Georgia-Pacific Palatka Operations | Industrial CHP | FL | GEN2 | 9.7 | 7 | Natural Gas Steam Turbine | NG | ST | 6 | 1956 | 6 | 2016 | (OS) Out of service and NOT expected to return to service in next calendar year | [6 empty] | Putnam | 29.6807 | -81.6809
50128 | Georgia-Pacific Consr Ops LLC-Palatka | 10611 | Georgia-Pacific Palatka Operations | Industrial CHP | FL | GEN4 | 47.8 | 44.6 | Wood/Wood Waste Biomass | BLQ | ST | 6 | 1965 |  |  | (OP) Operating | [6 empty] | Putnam | 29.6807 | -81.6809
50128 | Georgia-Pacific Consr Ops LLC-Palatka | 10611 | Georgia-Pacific Palatka Operations | Industrial CHP | FL | GEN8 | 32 | 25.1 | Wood/Wood Waste Biomass | BLQ | ST | 5 | 1993 |  |  | (OP) Operating | [6 empty] | Putnam | 29.6807 | -81.6809
50129 | Georgia-Pacific Cons Op LLC Port Hudson | 10612 | Georgia-Pacific Port Hudson | Industrial CHP | LA | GEN1 | 67.7 | 67.7 | Wood/Wood Waste Biomass | BLQ | ST | 6 | 1986 |  |  | (OP) Operating | [6 empty] | East Baton Rouge | 30.6547 | -91.28
50129 | Georgia-Pacific Cons Op LLC Port Hudson | 10612 | Georgia-Pacific Port Hudson | Industrial CHP | LA | GEN2 | 60 | 60 | Petroleum Coke | PC | ST | 5 | 2007 |  |  | (OP) Operating | [6 empty] | East Baton Rouge | 30.6547 | -91.28
5232 | Woodland Pulp LLC | 10613 | Domtar - Woodland Mill | Industrial CHP | ME | HG1 | 3 | 2.9 | Conventional Hydroelectric | WAT | HY | 6 | 1912 |  |  | (OP) Operating | [6 empty] | Washington | 45.1554 | -67.4012
5232 | Woodland Pulp LLC | 10613 | Domtar - Woodland Mill | Industrial CHP | ME | HG10 | 1.2 | 1.1 | Conventional Hydroelectric | WAT | HY | 6 | 1970 |  |  | (SB) Standby/Backup: available for service but not normally used | [6 empty] | Washington | 45.1554 | -67.4012
5232 | Woodland Pulp LLC | 10613 | Domtar - Woodland Mill | Industrial CHP | ME | HG2 | 3 | 2.9 | Conventional Hydroelectric | WAT | HY | 6 | 1912 |  |  | (SB) Standby/Backup: available for service but not normally used | [6 empty] | Washington | 45.1554 | -67.4012
5232 | Woodland Pulp LLC | 10613 | Domtar - Woodland Mill | Industrial CHP | ME | HG3 | 3.3 | 3.1 | Conventional Hydroelectric | WAT | HY | 6 | 1929 |  |  | (OP) Operating | [6 empty] | Washington | 45.1554 | -67.4012
5232 | Woodland Pulp LLC | 10613 | Domtar - Woodland Mill | Industrial CHP | ME | HG4 | 0.8 | 0.8 | Conventional Hydroelectric | WAT | HY | 6 | 1906 |  |  | (SB) Standby/Backup: available for service but not normally used | [6 empty] | Washington | 45.1554 | -67.4012
5232 | Woodland Pulp LLC | 10613 | Domtar - Woodland Mill | Industrial CHP | ME | HG5 | 0.8 | 0.8 | Conventional Hydroelectric | WAT | HY | 6 | 1906 |  |  | (SB) Standby/Backup: available for service but not normally used | [6 empty] | Washington | 45.1554 | -67.4012
5232 | Woodland Pulp LLC | 10613 | Domtar - Woodland Mill | Industrial CHP | ME | HG6 | 0.8 | 0.8 | Conventional Hydroelectric | WAT | HY | 6 | 1906 |  |  | (SB) Standby/Backup: available for service but not normally used | [6 empty] | Washington | 45.1554 | -67.4012
5232 | Woodland Pulp LLC | 10613 | Domtar - Woodland Mill | Industrial CHP | ME | HG7 | 1.6 | 1.5 | Conventional Hydroelectric | WAT | HY | 6 | 1970 |  |  | (OP) Operating | [6 empty] | Washington | 45.1554 | -67.4012
5232 | Woodland Pulp LLC | 10613 | Domtar - Woodland Mill | Industrial CHP | ME | HG8 | 2 | 1.9 | Conventional Hydroelectric | WAT | HY | 6 | 1970 |  |  | (OP) Operating | [6 empty] | Washington | 45.1554 | -67.4012
5232 | Woodland Pulp LLC | 10613 | Domtar - Woodland Mill | Industrial CHP | ME | HG9 | 2 | 1.9 | Conventional Hydroelectric | WAT | HY | 6 | 1970 |  |  | (OP) Operating | [6 empty] | Washington | 45.1554 | -67.4012
5232 | Woodland Pulp LLC | 10613 | Domtar - Woodland Mill | Industrial CHP | ME | TG10 | 23 | 26 | Wood/Wood Waste Biomass | BLQ | ST | 3 | 1966 |  |  | (OP) Operating | [6 empty] | Washington | 45.1554 | -67.4012
5232 | Woodland Pulp LLC | 10613 | Domtar - Woodland Mill | Industrial CHP | ME | TG11 | 26.8 | 20 | Wood/Wood Waste Biomass | BLQ | ST | 3 | 1970 |  |  | (OP) Operating | [6 empty] | Washington | 45.1554 | -67.4012
58338 | Lakeside Beaver Falls LLC | 10617 | CH Resources Beaver Falls | IPP CHP | NY | GEN1 | 65.5 | 52.9 | Natural Gas Fired Combined Cycle | NG | CT | 4 | 1995 |  |  | (OP) Operating | [6 empty] | Lewis | 43.8861 | -75.4342
58338 | Lakeside Beaver Falls LLC | 10617 | CH Resources Beaver Falls | IPP CHP | NY | GEN2 | 42.3 | 31 | Natural Gas Fired Combined Cycle | NG | CA | 4 | 1995 |  |  | (OP) Operating | [6 empty] | Lewis | 43.8861 | -75.4342
3085 | Carthage Energy LLC | 10620 | Carthage Energy LLC | IPP Non-CHP | NY | GEN1 | 40.9 | 38.2 | Natural Gas Fired Combined Cycle | NG | CT | 11 | 1991 |  |  | (OP) Operating | [6 empty] | Jefferson | 43.9842 | -75.6225
3085 | Carthage Energy LLC | 10620 | Carthage Energy LLC | IPP Non-CHP | NY | GEN2 | 22 | 21 | Natural Gas Fired Combined Cycle | NG | CA | 11 | 1991 |  |  | (OP) Operating | [6 empty] | Jefferson | 43.9842 | -75.6225
58337 | Lakeside Syracuse LLC | 10621 | CH Resources Syracuse | IPP Non-CHP | NY | GEN1 | 65.5 | 54.8 | Natural Gas Fired Combined Cycle | NG | CT | 1 | 1994 |  |  | (SB) Standby/Backup: available for service but not normally used | [6 empty] | Onondaga | 43.0664 | -76.2144
58337 | Lakeside Syracuse LLC | 10621 | CH Resources Syracuse | IPP Non-CHP | NY | GEN2 | 37.2 | 32.2 | Natural Gas Fired Combined Cycle | NG | CA | 1 | 1994 |  |  | (SB) Standby/Backup: available for service but not normally used | [6 empty] | Onondaga | 43.0664 | -76.2144
11216 | Los Angeles County | 10623 | Civic Center | Commercial CHP | CA | GEN1 | 22.1 | 22.1 | Natural Gas Fired Combined Cycle | NG | CT | 8 | 1989 |  |  | (OP) Operating | [6 empty] | Los Angeles | 34.0564 | -118.2436
11216 | Los Angeles County | 10623 | Civic Center | Commercial CHP | CA | GEN2 | 12.4 | 1.5 | Natural Gas Fired Combined Cycle | NG | CA | 8 | 1989 |  |  | (OP) Operating | [6 empty] | Los Angeles | 34.0564 | -118.2436
55863 | Evergreen Packaging Inc | 10627 | Pine Bluff Mill | Industrial CHP | AR | 1TG1 | 40 | 32 | Wood/Wood Waste Biomass | BLQ | ST | 5 | 1958 |  |  | (OP) Operating | [6 empty] | Jefferson | 34.2212 | -91.9074
55863 | Evergreen Packaging Inc | 10627 | Pine Bluff Mill | Industrial CHP | AR | 2TG1 | 20 | 15 | Wood/Wood Waste Biomass | BLQ | ST | 5 | 1958 |  |  | (OP) Operating |  |  |  | 2018 | 6 | 0.9 | Jefferson | 34.2212 | -91.9074
55863 | Evergreen Packaging Inc | 10627 | Pine Bluff Mill | Industrial CHP | AR | 3TG1 | 25 | 13 | Wood/Wood Waste Biomass | BLQ | ST | 11 | 1962 |  |  | (OP) Operating | [6 empty] | Jefferson | 34.2212 | -91.9074
20541 | Wheelabrator Environmental Systems | 10629 | Wheelabrator Baltimore Refuse | IPP CHP | MD | GEN1 | 60.2 | 57 | Municipal Solid Waste | MSW | ST | 11 | 1984 |  |  | (OP) Operating | 2017 | 1 | 2 |  |  |  | Baltimore City | 39.266 | -76.6297
20541 | Wheelabrator Environmental Systems | 10629 | Wheelabrator Baltimore Refuse | IPP CHP | MD | GEN2 | 4.3 | 4.3 | Municipal Solid Waste | MSW | ST | 1 | 2001 |  |  | (OP) Operating | [6 empty] | Baltimore City | 39.266 | -76.6297
49899 | CalEnergy Operating Corporation | 10631 | CE Leathers | IPP Non-CHP | CA | GEN1 | 35.8 | 42 | Geothermal | GEO | ST | 11 | 1989 |  |  | (OP) Operating | [6 empty] | Imperial | 33.1779 | -115.565
49899 | CalEnergy Operating Corporation | 10632 | Del Ranch Company | IPP Non-CHP | CA | GEN1 | 35.8 | 42 | Geothermal | GEO | ST | 10 | 1988 |  |  | (OP) Operating | [6 empty] | Imperial | 33.1646 | -115.616
19091 | GDF Suez NA - Hopewell | 10633 | Hopewell Cogeneration | IPP CHP | VA | GT1 | 101 | 94.1 | Natural Gas Fired Combined Cycle | NG | CT | 1 | 1990 |  |  | (OP) Operating | [6 empty] | Prince George | 37.2917 | -77.2811
19091 | GDF Suez NA - Hopewell | 10633 | Hopewell Cogeneration | IPP CHP | VA | GT2 | 101 | 94.1 | Natural Gas Fired Combined Cycle | NG | CT | 2 | 1990 |  |  | (OP) Operating | [6 empty] | Prince George | 37.2917 | -77.2811
19091 | GDF Suez NA - Hopewell | 10633 | Hopewell Cogeneration | IPP CHP | VA | GT3 | 101 | 94.1 | Natural Gas Fired Combined Cycle | NG | CT | 3 | 1990 |  |  | (OP) Operating | [6 empty] | Prince George | 37.2917 | -77.2811
19091 | GDF Suez NA - Hopewell | 10633 | Hopewell Cogeneration | IPP CHP | VA | ST1 | 96 | 96 | Natural Gas Fired Combined Cycle | NG | CA | 3 | 1990 |  |  | (OP) Operating | [6 empty] | Prince George | 37.2917 | -77.2811
49899 | CalEnergy Operating Corporation | 10634 | Elmore Company | IPP Non-CHP | CA | GEN1 | 35.8 | 42 | Geothermal | GEO | ST | 11 | 1988 |  |  | (OP) Operating | [6 empty] | Imperial | 33.1777 | -115.6033
59982 | Corona Energy Partners, Ltd | 10635 | Corona Cogen | IPP CHP | CA | GEN1 | 47 | 40 | Natural Gas Fired Combustion Turbine | NG | GT | 6 | 1988 |  |  | (OP) Operating | [6 empty] | Riverside | 33.8827 | -117.5565
2884 | Cambria CoGen Co | 10641 | Cambria Cogen | IPP CHP | PA | GEN1 | 98 | 88 | Conventional Steam Coal | WC | ST | 3 | 1991 |  |  | (OP) Operating | [5 empty] | 0 | Cambria | 40.4742 | -78.7014
473 | Covanta Hempstead Company | 10642 | Covanta Hempstead | IPP Non-CHP | NY | GEN1 | 78.6 | 71.8 | Municipal Solid Waste | MSW | ST | 4 | 1989 |  |  | (OP) Operating | [6 empty] | Nassau | 40.7389 | -73.5906
542 | Covanta Essex Company | 10643 | Covanta Essex Company | IPP Non-CHP | NJ | GEN1 | 34.9 | 30 | Municipal Solid Waste | MSW | ST | 11 | 1990 |  |  | (OP) Operating | [6 empty] | Essex | 40.7376 | -74.1255
542 | Covanta Essex Company | 10643 | Covanta Essex Company | IPP Non-CHP | NJ | GEN2 | 34.9 | 30 | Municipal Solid Waste | MSW | ST | 11 | 1990 |  |  | (OP) Operating | [6 empty] | Essex | 40.7376 | -74.1255
528 | Covanta Southeastern Connecticut Company | 10646 | Covanta Southeastern Connecticut Company | IPP Non-CHP | CT | GEN1 | 16.9 | 12 | Municipal Solid Waste | MSW | ST | 12 | 1991 |  |  | (OP) Operating | [6 empty] | New London | 41.475 | -72.0688
56888 | Brea Generation LLC | 10648 | Olinda Landfill Gas Recovery Plant | IPP Non-CHP | CA | GEN1 | 1.8 | 1.7 | Landfill Gas | LFG | IC | 12 | 1985 |  |  | (OS) Out of service and NOT expected to return to service in next calendar year | [6 empty] | Orange | 33.9056 | -117.8439
56888 | Brea Generation LLC | 10648 | Olinda Landfill Gas Recovery Plant | IPP Non-CHP | CA | GEN2 | 1.8 | 1.7 | Landfill Gas | LFG | IC | 12 | 1985 |  |  | (OS) Out of service and NOT expected to return to service in next calendar year | [6 empty] | Orange | 33.9056 | -117.8439
56888 | Brea Generation LLC | 10648 | Olinda Landfill Gas Recovery Plant | IPP Non-CHP | CA | GEN3 | 1.8 | 1.7 | Landfill Gas | LFG | IC | 12 | 1985 |  |  | (OS) Out of service and NOT expected to return to service in next calendar year | [6 empty] | Orange | 33.9056 | -117.8439
59983 | Bear Mountain Limited | 10649 | Bear Mountain Cogen | IPP CHP | CA | GEN1 | 46 | 46 | Natural Gas Fired Combustion Turbine | NG | GT | 4 | 1995 |  |  | (OP) Operating | [6 empty] | Kern | 35.4192 | -118.9266
59984 | Badger Creek Limited | 10650 | Badger Creek Cogen | IPP CHP | CA | GEN1 | 46 | 46 | Natural Gas Fired Combustion Turbine | NG | GT | 4 | 1991 |  |  | (OP) Operating | [6 empty] | Kern | 35.4837 | -119.0299
2565 | North American Energy Services | 10652 | Burney Forest Products | IPP CHP | CA | GEN1 | 31 | 31 | Wood/Wood Waste Biomass | WDS | ST | 10 | 1989 |  |  | (OP) Operating | [6 empty] | Shasta | 40.8797 | -121.7203
6789 | French Paper Co | 10656 | French Paper Hydro | Industrial Non-CHP | MI | 1 | 0.3 | 0.3 | Conventional Hydroelectric | WAT | HY | 1 | 1922 |  |  | (OP) Operating | [6 empty] | Berrien | 41.8203 | -86.2592
6789 | French Paper Co | 10656 | French Paper Hydro | Industrial Non-CHP | MI | 2 | 0.4 | 0.4 | Conventional Hydroelectric | WAT | HY | 1 | 1927 |  |  | (OP) Operating | [6 empty] | Berrien | 41.8203 | -86.2592
6789 | French Paper Co | 10656 | French Paper Hydro | Industrial Non-CHP | MI | 3 | 0.4 | 0.3 | Conventional Hydroelectric | WAT | HY | 1 | 1930 |  |  | (OP) Operating | [6 empty] | Berrien | 41.8203 | -86.2592
6789 | French Paper Co | 10656 | French Paper Hydro | Industrial Non-CHP | MI | 4 | 0.2 | 0.2 | Conventional Hydroelectric | WAT | HY | 1 | 1921 |  |  | (OP) Operating | [6 empty] | Berrien | 41.8203 | -86.2592
3953 | Collins Pine Co | 10661 | Collins Pine Project | Industrial CHP | CA | GEN4 | 12 | 12 | Wood/Wood Waste Biomass | WDS | ST | 12 | 1985 |  |  | (OP) Operating | [6 empty] | PLUMAS | 40.3034 | -121.2444
21 | AES Shady Point LLC | 10671 | AES Shady Point LLC | IPP CHP | OK | GEN1 | 175 | 160 | Conventional Steam Coal | SUB | ST | 9 | 1990 |  |  | (OP) Operating | [6 empty] | Le Flore | 35.1931 | -94.6458
21 | AES Shady Point LLC | 10671 | AES Shady Point LLC | IPP CHP | OK | GEN2 | 175 | 160 | Conventional Steam Coal | SUB | ST | 11 | 1990 |  |  | (OP) Operating | [6 empty] | Le Flore | 35.1931 | -94.6458
56730 | Cedar Bay Operating Services LLC | 10672 | Cedar Bay Generating Company LP | IPP CHP | FL | GEN1 | 291.6 | 250 | Conventional Steam Coal | BIT | ST | 1 | 1994 | 12 | 2017 | (SB) Standby/Backup: available for service but not normally used | [6 empty] | Duval | 30.4225 | -81.6064
177 | AES Hawaii Inc | 10673 | AES Hawaii | IPP CHP | HI | GEN1 | 203 | 180 | Conventional Steam Coal | BIT | ST | 5 | 1992 | 9 | 2022 | (OP) Operating | [6 empty] | Honolulu | 21.3034 | -158.1065
178 | CES Placerita Inc | 10677 | CES Placerita Power Plant | IPP Non-CHP | CA | UNT2 | 60 | 46 | Natural Gas Fired Combined Cycle | NG | CT | 6 | 1988 |  |  | (OS) Out of service and NOT expected to return to service in next calendar year | [6 empty] | Los Angeles | 34.3801 | -118.4999
178 | CES Placerita Inc | 10677 | CES Placerita Power Plant | IPP Non-CHP | CA | UNT3 | 30 | 23 | Natural Gas Fired Combined Cycle | NG | CA | 6 | 1988 |  |  | (OS) Out of service and NOT expected to return to service in next calendar year | [6 empty] | Los Angeles | 34.3801 | -118.4999
35 | AES WR Ltd Partnership | 10678 | AES Warrior Run Cogeneration Facility | IPP CHP | MD | GEN1 | 229 | 180 | Conventional Steam Coal | BIT | ST | 8 | 1999 |  |  | (OP) Operating | [6 empty] | Allegany | 39.5952 | -78.7453
55307 | Colorado Energy Management | 10682 | Brush Generation Facility | IPP Non-CHP | CO | GT1 | 23.8 | 25 | Natural Gas Fired Combined Cycle | NG | CT | 10 | 1990 |  |  | (OP) Operating | [6 empty] | MORGAN | 40.2415 | -103.631
55307 | Colorado Energy Management | 10682 | Brush Generation Facility | IPP Non-CHP | CO | GT2 | 23.8 | 25 | Natural Gas Fired Combustion Turbine | NG | GT | 10 | 1990 |  |  | (OP) Operating | [6 empty] | MORGAN | 40.2415 | -103.631
55307 | Colorado Energy Management | 10682 | Brush Generation Facility | IPP Non-CHP | CO | GT3 | 37 | 32 | Natural Gas Fired Combined Cycle | NG | CT | 1 | 1994 |  |  | (OP) Operating | [6 empty] | MORGAN | 40.2415 | -103.631
55307 | Colorado Energy Management | 10682 | Brush Generation Facility | IPP Non-CHP | CO | GT4 | 23.8 | 25 | Natural Gas Fired Combined Cycle | NG | CT | 6 | 1999 |  |  | (OP) Operating | [6 empty] | MORGAN | 40.2415 | -103.631
55307 | Colorado Energy Management | 10682 | Brush Generation Facility | IPP Non-CHP | CO | GT5 | 23.8 | 25 | Natural Gas Fired Combined Cycle | NG | CT | 6 | 1999 |  |  | (OP) Operating | [6 empty] | MORGAN | 40.2415 | -103.631
55307 | Colorado Energy Management | 10682 | Brush Generation Facility | IPP Non-CHP | CO | ST1 | 38 | 30 | Natural Gas Fired Combined Cycle | NG | CA | 10 | 1990 |  |  | (OP) Operating | [6 empty] | MORGAN | 40.2415 | -103.631
55307 | Colorado Energy Management | 10682 | Brush Generation Facility | IPP Non-CHP | CO | ST2 | 37 | 40 | Natural Gas Fired Combined Cycle | NG | CA | 1 | 1994 |  |  | (OP) Operating | [6 empty] | MORGAN | 40.2415 | -103.631
55307 | Colorado Energy Management | 10682 | Brush Generation Facility | IPP Non-CHP | CO | ST4 | 90 | 90 | Natural Gas Fired Combined Cycle | NG | CA | 9 | 2002 |  |  | (OP) Operating | [6 empty] | MORGAN | 40.2415 | -103.631
49968 | Searles Valley Minerals Operations Inc. | 10684 | Argus Cogen Plant | Industrial CHP | CA | TG5 | 7.5 | 7 | Conventional Steam Coal | RC | ST | 12 | 1947 |  |  | (OP) Operating | [6 empty] | San Bernardino | 35.765 | -117.3833
49968 | Searles Valley Minerals Operations Inc. | 10684 | Argus Cogen Plant | Industrial CHP | CA | TG8 | 27.5 | 25 | Conventional Steam Coal | RC | ST | 7 | 1978 |  |  | (OP) Operating | [6 empty] | San Bernardino | 35.765 | -117.3833
49968 | Searles Valley Minerals Operations Inc. | 10684 | Argus Cogen Plant | Industrial CHP | CA | TG9 | 27.5 | 25 | Conventional Steam Coal | RC | ST | 7 | 1978 |  |  | (OP) Operating | [6 empty] | San Bernardino | 35.765 | -117.3833
49968 | Searles Valley Minerals Operations Inc. | 10685 | Westend Facility | Industrial CHP | CA | PINA | 20 | 15 | Natural Gas Fired Combustion Turbine | NG | GT | 1 | 1969 |  |  | (OS) Out of service and NOT expected to return to service in next calendar year | [6 empty] | San Bernardino | 35.7075 | -117.3956
12647 | ALLETE, Inc. | 10686 | Rapids Energy Center | Electric Utility | MN | 6 | 12.5 | 13.1 | Wood/Wood Waste Biomass | WDS | ST | 1 | 1969 |  |  | (OP) Operating | [6 empty] | Itasca | 47.2348 | -93.5372
12647 | ALLETE, Inc. | 10686 | Rapids Energy Center | Electric Utility | MN | 7 | 14 | 15.1 | Wood/Wood Waste Biomass | WDS | ST | 1 | 1980 |  |  | (OP) Operating | [6 empty] | Itasca | 47.2348 | -93.5372
12647 | ALLETE, Inc. | 10686 | Rapids Energy Center | Electric Utility | MN | HYD | 1.9 | 0.8 | Conventional Hydroelectric | WAT | HY | 1 | 1943 |  |  | (OP) Operating | [6 empty] | Itasca | 47.2348 | -93.5372
34688 | CHI Energy Inc | 10687 | Black River Hydro Associates | IPP Non-CHP | NY | DE1 | 1.6 | 1.5 | Conventional Hydroelectric | WAT | HY | 1 | 1984 |  |  | (OP) Operating | [6 empty] | Lewis | 43.5912 | -75.3442
34688 | CHI Energy Inc | 10687 | Black River Hydro Associates | IPP Non-CHP | NY | PL1 | 2.2 | 2.1 | Conventional Hydroelectric | WAT | HY | 1 | 1984 |  |  | (OP) Operating | [6 empty] | Lewis | 43.5912 | -75.3442
34688 | CHI Energy Inc | 10687 | Black River Hydro Associates | IPP Non-CHP | NY | RI1 | 1.9 | 1.8 | Conventional Hydroelectric | WAT | HY | 1 | 1984 |  |  | (OP) Operating | [6 empty] | Lewis | 43.5912 | -75.3442
6088 | Exxon Mobil Corp | 10690 | ExxonMobil Baton Rouge Turbine Generator | Industrial CHP | LA | CTG1 | 85.3 | 76.7 | Natural Gas Fired Combustion Turbine | NG | GT | 5 | 1990 |  |  | (OP) Operating | [6 empty] | EAST BATON ROUGE | 30.4897 | -91.1872
6091 | Exxon Mobil Refining and Supply Co. | 10692 | ExxonMobil Baytown Turbine | Industrial CHP | TX | GEN1 | 39.7 | 27 | Natural Gas Fired Combustion Turbine | NG | GT | 2 | 1989 |  |  | (OP) Operating | [6 empty] | Harris | 29.7591 | -95.0096
6091 | Exxon Mobil Refining and Supply Co. | 10692 | ExxonMobil Baytown Turbine | Industrial CHP | TX | GEN2 | 39.7 | 27 | Natural Gas Fired Combustion Turbine | NG | GT | 4 | 1989 |  |  | (OP) Operating | [6 empty] | Harris | 29.7591 | -95.0096
6091 | Exxon Mobil Refining and Supply Co. | 10692 | ExxonMobil Baytown Turbine | Industrial CHP | TX | GEN3 | 39.7 | 27 | Natural Gas Fired Combustion Turbine | NG | GT | 3 | 1989 |  |  | (OP) Operating | [6 empty] | Harris | 29.7591 | -95.0096
6091 | Exxon Mobil Refining and Supply Co. | 10692 | ExxonMobil Baytown Turbine | Industrial CHP | TX | GEN4 | 98.9 | 76 | Natural Gas Fired Combustion Turbine | NG | GT | 1 | 1997 |  |  | (OP) Operating | [6 empty] | Harris | 29.7591 | -95.0096
6091 | Exxon Mobil Refining and Supply Co. | 10692 | ExxonMobil Baytown Turbine | Industrial CHP | TX | GEN5 | 163.8 | 140 | Natural Gas Fired Combustion Turbine | NG | GT | 12 | 2004 |  |  | (OP) Operating | [6 empty] | Harris | 29.7591 | -95.0096
11704 | Maryland Environmental Service | 10693 | Eastern Correctional Institute | Commercial CHP | MD | 1147 | 1.9 | 1.3 | Wood/Wood Waste Biomass | WDS | ST | 8 | 1987 |  |  | (OP) Operating | [6 empty] | Somerset | 38.159 | -75.704
11704 | Maryland Environmental Service | 10693 | Eastern Correctional Institute | Commercial CHP | MD | 1148 | 1.9 | 1.3 | Wood/Wood Waste Biomass | WDS | ST | 8 | 1987 |  |  | (OP) Operating | [6 empty] | Somerset | 38.159 | -75.704
11704 | Maryland Environmental Service | 10693 | Eastern Correctional Institute | Commercial CHP | MD | DG1 | 1 | 1 | Petroleum Liquids | DFO | IC | 11 | 1988 |  |  | (SB) Standby/Backup: available for service but not normally used | [6 empty] | Somerset | 38.159 | -75.704
11704 | Maryland Environmental Service | 10693 | Eastern Correctional Institute | Commercial CHP | MD | DG2 | 1 | 1 | Petroleum Liquids | DFO | IC | 11 | 1988 |  |  | (SB) Standby/Backup: available for service but not normally used | [6 empty] | Somerset | 38.159 | -75.704
49911 | Swift River Hydro Operations Co., Inc | 10694 | Pepperell Hydro Power Plant | Industrial Non-CHP | MA | 2121 | 0.8 | 0.8 | Conventional Hydroelectric | WAT | HY | 1 | 1920 |  |  | (OA) Out of service but expected to return to service in next calendar year | [6 empty] | Middlesex | 42.6689 | -71.5756
49911 | Swift River Hydro Operations Co., Inc | 10694 | Pepperell Hydro Power Plant | Industrial Non-CHP | MA | 8281 | 0.8 | 0.8 | Conventional Hydroelectric | WAT | HY | 1 | 1920 |  |  | (OP) Operating | [6 empty] | Middlesex | 42.6689 | -71.5756
49911 | Swift River Hydro Operations Co., Inc | 10694 | Pepperell Hydro Power Plant | Industrial Non-CHP | MA | G3 | 0.6 | 0.6 | Conventional Hydroelectric | WAT | HY | 12 | 2006 |  |  | (OP) Operating | [6 empty] | Middlesex | 42.6689 | -71.5756
59867 | Hood Container of Louisiana, LLC | 10697 | St Francisville Mill | Industrial CHP | LA | GEN2 | 12.5 | 16.5 | Wood/Wood Waste Biomass | BLQ | ST | 3 | 1966 |  |  | (OP) Operating | [6 empty] | West Feliciana | 30.7108 | -91.3236
7475 | Graphic Packaging Corp | 10698 | Graphic Packaging | Industrial CHP | MI | GEN1 | 10 | 5 | Natural Gas Steam Turbine | NG | ST | 2 | 1959 |  |  | (OS) Out of service and NOT expected to return to service in next calendar year | [6 empty] | Kalamazoo | 42.3068 | -85.579
7475 | Graphic Packaging Corp | 10698 | Graphic Packaging | Industrial CHP | MI | GEN2 | 1.8 | 1.5 | Natural Gas Steam Turbine | NG | ST | 1 | 1992 |  |  | (OP) Operating | [6 empty] | Kalamazoo | 42.3068 | -85.579
7136 | Georgia-Pacific Consr Prods LP-Naheola | 10699 | Georgia-Pacific Consr Prods LP-Naheola | Industrial CHP | AL | GEN1 | 15.6 | 12.4 | Wood/Wood Waste Biomass | BLQ | ST | 8 | 1959 |  |  | (OP) Operating | [6 empty] | Choctaw | 32.2268 | -88.0252
7136 | Georgia-Pacific Consr Prods LP-Naheola | 10699 | Georgia-Pacific Consr Prods LP-Naheola | Industrial CHP | AL | GEN2 | 15.6 | 12.4 | Wood/Wood Waste Biomass | BLQ | ST | 5 | 1962 |  |  | (OP) Operating | [6 empty] | Choctaw | 32.2268 | -88.0252
7136 | Georgia-Pacific Consr Prods LP-Naheola | 10699 | Georgia-Pacific Consr Prods LP-Naheola | Industrial CHP | AL | GT3 | 47.2 | 37.4 | Wood/Wood Waste Biomass | BLQ | ST | 4 | 1993 |  |  | (OP) Operating | [6 empty] | Choctaw | 32.2268 | -88.0252
56448 | Red Shield Acquisition LLC | 10700 | Red Shield Envir Old Town Facility | Industrial CHP | ME | TG4 | 12.5 | 7.5 | Wood/Wood Waste Biomass | BLQ | ST | 7 | 1965 |  |  | (OA) Out of service but expected to return to service in next calendar year | [6 empty] | Penobscot | 44.9181 | -68.6355
56448 | Red Shield Acquisition LLC | 10700 | Red Shield Envir Old Town Facility | Industrial CHP | ME | TG6 | 16 | 14 | Wood/Wood Waste Biomass | WDS | ST | 12 | 1987 |  |  | (OP) Operating | [6 empty] | Penobscot | 44.9181 | -68.6355
17725 | Snow Mountain Hydro LLC | 10706 | Burney Creek | IPP Non-CHP | CA | GEN1 | 3 | 3 | Conventional Hydroelectric | WAT | HY | 3 | 1990 |  |  | (OP) Operating | [6 empty] | Shasta | 40.8579 | -121.7225
17725 | Snow Mountain Hydro LLC | 10707 | Cove Hydroelectric | IPP Non-CHP | CA | GEN1 | 5 | 5 | Conventional Hydroelectric | WAT | HY | 2 | 1990 |  |  | (OP) Operating | [6 empty] | Shasta | 40.8713 | -121.9487
17725 | Snow Mountain Hydro LLC | 10708 | Lost Creek I | IPP Non-CHP | CA | GEN1 | 1.1 | 1.1 | Conventional Hydroelectric | WAT | HY | 12 | 1989 |  |  | (OP) Operating | [6 empty] | Shasta | 40.7576 | -121.4145
17725 | Snow Mountain Hydro LLC | 10709 | Ponderosa Bailey Creek | IPP Non-CHP | CA | GEN1 | 1.1 | 1.1 | Conventional Hydroelectric | WAT | HY | 3 | 1990 |  |  | (OP) Operating | [6 empty] | TEHAMA | 40.4579 | -121.8427
16630 | San Gorgonio Farms Inc | 10718 | Karen Avenue Wind Farm | IPP Non-CHP | CA | WND | 11.7 | 11.7 | Onshore Wind Turbine | WND | WT | 1 | 1985 |  |  | (OP) Operating | [6 empty] | RIVERSIDE | 33.9219 | -116.5622
54760 | Hawthorne Power Systems | 10720 | Kyocera America Project | Industrial CHP | CA | 0287 | 1.7 | 1.7 | Natural Gas Internal Combustion Engine | NG | IC | 9 | 2012 |  |  | (OP) Operating | [6 empty] | San Diego | 32.8197 | -117.1405
54760 | Hawthorne Power Systems | 10720 | Kyocera America Project | Industrial CHP | CA | 0333 | 2.1 | 2.1 | Natural Gas Internal Combustion Engine | NG | IC | 9 | 2012 |  |  | (OP) Operating | [6 empty] | San Diego | 32.8197 | -117.1405
16909 | Selkirk Cogen Partners LP | 10725 | Selkirk Cogen | IPP CHP | NY | GEN1 | 95.2 | 76.3 | Natural Gas Fired Combined Cycle | NG | CT | 4 | 1992 |  |  | (OP) Operating | [6 empty] | Albany | 42.5744 | -73.8592
16909 | Selkirk Cogen Partners LP | 10725 | Selkirk Cogen | IPP CHP | NY | GEN2 | 12 |  | Natural Gas Fired Combined Cycle | NG | CA | 4 | 1992 |  |  | (SB) Standby/Backup: available for service but not normally used | [6 empty] | Albany | 42.5744 | -73.8592
16909 | Selkirk Cogen Partners LP | 10725 | Selkirk Cogen | IPP CHP | NY | GEN3 | 95.2 | 279.6 | Natural Gas Fired Combined Cycle | NG | CT | 4 | 1994 |  |  | (OP) Operating | [6 empty] | Albany | 42.5744 | -73.8592
16909 | Selkirk Cogen Partners LP | 10725 | Selkirk Cogen | IPP CHP | NY | GEN4 | 95.2 |  | Natural Gas Fired Combined Cycle | NG | CT | 4 | 1994 |  |  | (OP) Operating | [6 empty] | Albany | 42.5744 | -73.8592
16909 | Selkirk Cogen Partners LP | 10725 | Selkirk Cogen | IPP CHP | NY | GEN5 | 148.4 |  | Natural Gas Fired Combined Cycle | NG | CA | 4 | 1994 |  |  | (OP) Operating | [6 empty] | Albany | 42.5744 | -73.8592
11741 | Masspower | 10726 | Masspower | IPP CHP | MA | GEN1 | 90 | 83 | Natural Gas Fired Combined Cycle | NG | CT | 7 | 1993 |  |  | (OP) Operating | [6 empty] | Hampden | 42.1575 | -72.5225
11741 | Masspower | 10726 | Masspower | IPP CHP | MA | GEN2 | 90 | 83 | Natural Gas Fired Combined Cycle | NG | CT | 7 | 1993 |  |  | (OP) Operating | [6 empty] | Hampden | 42.1575 | -72.5225
11741 | Masspower | 10726 | Masspower | IPP CHP | MA | GEN3 | 80.9 | 79 | Natural Gas Fired Combined Cycle | NG | CA | 7 | 1993 |  |  | (OP) Operating | [6 empty] | Hampden | 42.1575 | -72.5225
56838 | KEI (Maine) Power Management (III) LLC | 10728 | Barker Lower | IPP Non-CHP | ME | GEN1 | 1.5 | 1.5 | Conventional Hydroelectric | WAT | HY | 4 | 1986 |  |  | (OP) Operating | [6 empty] | Androscoggin | 44.0867 | -70.2297
6830 | Fulcrum Inc | 10735 | Barber Dam | IPP Non-CHP | ID | GEN1 | 4.1 | 4 | Conventional Hydroelectric | WAT | HY | 8 | 1990 |  |  | (OP) Operating | [6 empty] | Ada | 43.561 | -116.1213
8353 | Sprague Hydro LLC | 10737 | Sprague Hydro | IPP Non-CHP | OR | GEN1 | 1.2 | 1 | Conventional Hydroelectric | WAT | HY | 10 | 1989 |  |  | (OP) Operating | [6 empty] | Klamath | 42.5014 | -120.9894
8696 | Hoge Lumber Co | 10739 | Hoge Lumber | Industrial Non-CHP | OH | AC3M | 3 | 1.2 | Wood/Wood Waste Biomass | WDS | ST | 12 | 1985 |  |  | (OP) Operating | [6 empty] | Auglaize | 40.4885 | -84.3183
8696 | Hoge Lumber Co | 10739 | Hoge Lumber | Industrial Non-CHP | OH | W750 | 0.7 | 0.3 | Wood/Wood Waste Biomass | WDS | ST | 1 | 1972 |  |  | (OS) Out of service and NOT expected to return to service in next calendar year | [6 empty] | Auglaize | 40.4885 | -84.3183
11495 | Magic Reservoir Hydroelec Inc | 10740 | Magic Dam Hydroelectric Project | IPP Non-CHP | ID | GEN1 | 3 | 2.9 | Conventional Hydroelectric | WAT | HY | 5 | 1989 |  |  | (OP) Operating | [6 empty] | Blaine | 43.2547 | -114.3569
11495 | Magic Reservoir Hydroelec Inc | 10740 | Magic Dam Hydroelectric Project | IPP Non-CHP | ID | GEN2 | 3 | 2.9 | Conventional Hydroelectric | WAT | HY | 5 | 1989 |  |  | (OP) Operating | [6 empty] | Blaine | 43.2547 | -114.3569
11495 | Magic Reservoir Hydroelec Inc | 10740 | Magic Dam Hydroelectric Project | IPP Non-CHP | ID | GEN3 | 3 | 2.9 | Conventional Hydroelectric | WAT | HY | 5 | 1989 |  |  | (OP) Operating | [6 empty] | Blaine | 43.2547 | -114.3569
3775 | Clear Lake Cogeneration LP | 10741 | Clear Lake Cogeneration Ltd | IPP CHP | TX | G102 | 129 | 100 | Natural Gas Fired Combined Cycle | NG | CT | 1 | 1985 |  |  | (OP) Operating | [6 empty] | Harris | 29.6255 | -95.067
3775 | Clear Lake Cogeneration LP | 10741 | Clear Lake Cogeneration Ltd | IPP CHP | TX | G103 | 129 | 100 | Natural Gas Fired Combined Cycle | NG | CT | 1 | 1985 |  |  | (OP) Operating | [6 empty] | Harris | 29.6255 | -95.067
3775 | Clear Lake Cogeneration LP | 10741 | Clear Lake Cogeneration Ltd | IPP CHP | TX | G104 | 129 | 100 | Natural Gas Fired Combined Cycle | NG | CT | 1 | 1985 |  |  | (OP) Operating | [6 empty] | Harris | 29.6255 | -95.067
3775 | Clear Lake Cogeneration LP | 10741 | Clear Lake Cogeneration Ltd | IPP CHP | TX | S101 | 51.9 | 50.3 | Natural Gas Fired Combined Cycle | NG | CA | 1 | 1985 |  |  | (OP) Operating | [6 empty] | Harris | 29.6255 | -95.067
3775 | Clear Lake Cogeneration LP | 10741 | Clear Lake Cogeneration Ltd | IPP CHP | TX | S102 | 14.3 | 12.1 | Natural Gas Fired Combined Cycle | NG | CA | 1 | 1985 |  |  | (OP) Operating | [6 empty] | Harris | 29.6255 | -95.067
12949 | Morgantown Energy Associates | 10743 | Morgantown Energy Facility | IPP CHP | WV | GEN1 | 68.9 | 50 | Conventional Steam Coal | WC | ST | 11 | 1991 |  |  | (OP) Operating | [6 empty] | Monongalia | 39.6397 | -79.9606
12492 | Midland Cogeneration Venture | 10745 | Midland Cogeneration Venture | IPP CHP | MI | 1G12 | 5.2 | 5.2 | Petroleum Liquids | DFO | IC | 2 | 1990 |  |  | (SB) Standby/Backup: available for service but not normally used | [6 empty] | Midland | 43.5861 | -84.2242
12492 | Midland Cogeneration Venture | 10745 | Midland Cogeneration Venture | IPP CHP | MI | BP15 | 13.4 | 13.4 | Natural Gas Fired Combined Cycle | NG | CA | 7 | 1998 |  |  | (OP) Operating | [6 empty] | Midland | 43.5861 | -84.2242
12492 | Midland Cogeneration Venture | 10745 | Midland Cogeneration Venture | IPP CHP | MI | GT10 | 87.1 | 88 | Natural Gas Fired Combined Cycle | NG | CT | 1 | 1990 |  |  | (OP) Operating | [6 empty] | Midland | 43.5861 | -84.2242
12492 | Midland Cogeneration Venture | 10745 | Midland Cogeneration Venture | IPP CHP | MI | GT11 | 87.1 | 88 | Natural Gas Fired Combined Cycle | NG | CT | 2 | 1990 |  |  | (OP) Operating | [6 empty] | Midland | 43.5861 | -84.2242
12492 | Midland Cogeneration Venture | 10745 | Midland Cogeneration Venture | IPP CHP | MI | GT12 | 87.1 | 88 | Natural Gas Fired Combined Cycle | NG | CT | 3 | 1990 |  |  | (OP) Operating | [6 empty] | Midland | 43.5861 | -84.2242
12492 | Midland Cogeneration Venture | 10745 | Midland Cogeneration Venture | IPP CHP | MI | GT13 | 87.1 | 88 | Natural Gas Fired Combined Cycle | NG | CT | 4 | 1990 |  |  | (OP) Operating | [6 empty] | Midland | 43.5861 | -84.2242
12492 | Midland Cogeneration Venture | 10745 | Midland Cogeneration Venture | IPP CHP | MI | GT14 | 87.1 | 88 | Natural Gas Fired Combined Cycle | NG | CT | 5 | 1990 |  |  | (OP) Operating | [6 empty] | Midland | 43.5861 | -84.2242
12492 | Midland Cogeneration Venture | 10745 | Midland Cogeneration Venture | IPP CHP | MI | GT3 | 87.1 | 88 | Natural Gas Fired Combined Cycle | NG | CT | 6 | 1989 |  |  | (OP) Operating | [6 empty] | Midland | 43.5861 | -84.2242
12492 | Midland Cogeneration Venture | 10745 | Midland Cogeneration Venture | IPP CHP | MI | GT4 | 87.1 | 88 | Natural Gas Fired Combined Cycle | NG | CT | 8 | 1989 |  |  | (OP) Operating | [6 empty] | Midland | 43.5861 | -84.2242
12492 | Midland Cogeneration Venture | 10745 | Midland Cogeneration Venture | IPP CHP | MI | GT5 | 87.1 | 88 | Natural Gas Fired Combined Cycle | NG | CT | 9 | 1989 |  |  | (OP) Operating | [6 empty] | Midland | 43.5861 | -84.2242
12492 | Midland Cogeneration Venture | 10745 | Midland Cogeneration Venture | IPP CHP | MI | GT6 | 87.1 | 88 | Natural Gas Fired Combined Cycle | NG | CT | 10 | 1989 |  |  | (OP) Operating | [6 empty] | Midland | 43.5861 | -84.2242
12492 | Midland Cogeneration Venture | 10745 | Midland Cogeneration Venture | IPP CHP | MI | GT7 | 87.1 | 88 | Natural Gas Fired Combined Cycle | NG | CT | 9 | 1989 |  |  | (OP) Operating | [6 empty] | Midland | 43.5861 | -84.2242
12492 | Midland Cogeneration Venture | 10745 | Midland Cogeneration Venture | IPP CHP | MI | GT8 | 87.1 | 88 | Natural Gas Fired Combined Cycle | NG | CT | 12 | 1989 |  |  | (OP) Operating | [6 empty] | Midland | 43.5861 | -84.2242
12492 | Midland Cogeneration Venture | 10745 | Midland Cogeneration Venture | IPP CHP | MI | GT9 | 87.1 | 88 | Natural Gas Fired Combined Cycle | NG | CT | 1 | 1990 |  |  | (OP) Operating | [6 empty] | Midland | 43.5861 | -84.2242
12492 | Midland Cogeneration Venture | 10745 | Midland Cogeneration Venture | IPP CHP | MI | ST1 | 410 | 410 | Natural Gas Fired Combined Cycle | NG | CA | 2 | 1990 |  |  | (OP) Operating | [6 empty] | Midland | 43.5861 | -84.2242
12492 | Midland Cogeneration Venture | 10745 | Midland Cogeneration Venture | IPP CHP | MI | ST2 | 380 | 380 | Natural Gas Fired Combined Cycle | NG | CA | 9 | 1990 |  |  | (SB) Standby/Backup: available for service but not normally used | [6 empty] | Midland | 43.5861 | -84.2242
570 | Covanta Delaware Valley LP | 10746 | Covanta Delaware Valley | IPP Non-CHP | PA | GEN1 | 90 | 80 | Municipal Solid Waste | MSW | ST | 4 | 1991 |  |  | (OP) Operating | [6 empty] | Delaware | 39.8265 | -75.3882
12869 | Monterey Regional Waste Mgmt | 10748 | Marina Landfill Gas | Commercial Non-CHP | CA | U1C06 | 1.6 | 1.6 | Landfill Gas | LFG | IC | 5 | 2006 |  |  | (OP) Operating | [6 empty] | Monterey | 36.7131 | -121.7686
12869 | Monterey Regional Waste Mgmt | 10748 | Marina Landfill Gas | Commercial Non-CHP | CA | U2J02 | 1 | 1 | Landfill Gas | LFG | IC | 9 | 2002 |  |  | (OP) Operating | [6 empty] | Monterey | 36.7131 | -121.7686
12869 | Monterey Regional Waste Mgmt | 10748 | Marina Landfill Gas | Commercial Non-CHP | CA | U3J98 | 1 | 1 | Landfill Gas | LFG | IC | 4 | 1998 | 7 | 2016 | (OA) Out of service but expected to return to service in next calendar year | [6 empty] | Monterey | 36.7131 | -121.7686
12869 | Monterey Regional Waste Mgmt | 10748 | Marina Landfill Gas | Commercial Non-CHP | CA | U4J08 | 1.4 | 1.4 | Landfill Gas | LFG | IC | 7 | 2009 | 7 | 2016 | (OA) Out of service but expected to return to service in next calendar year | [6 empty] | Monterey | 36.7131 | -121.7686
56516 | Morris Energy Operations Company, LLC | 10751 | Camden Plant Holding LLC | IPP Non-CHP | NJ | GEN1 | 95.2 | 145 | Natural Gas Fired Combined Cycle | NG | CT | 2 | 1993 |  |  | (OP) Operating | [6 empty] | Camden | 39.9175 | -75.1192
56516 | Morris Energy Operations Company, LLC | 10751 | Camden Plant Holding LLC | IPP Non-CHP | NJ | GEN2 | 61.8 |  | Natural Gas Fired Combined Cycle | NG | CA | 2 | 1993 |  |  | (OP) Operating | [6 empty] | Camden | 39.9175 | -75.1192
10575 | Lachute Hydro Co Inc | 10752 | Lachute Hydro Lower | IPP Non-CHP | NY | GEN1 | 3.8 | 3.6 | Conventional Hydroelectric | WAT | HY | 12 | 1987 |  |  | (OP) Operating | [6 empty] | Essex | 43.849 | -73.4207
10575 | Lachute Hydro Co Inc | 10753 | Lachute Hydro Upper | IPP Non-CHP | NY | GEN1 | 5.2 | 4.9 | Conventional Hydroelectric | WAT | HY | 12 | 1987 |  |  | (OP) Operating | [6 empty] | Essex | 43.8439 | -73.4312
30151 | Tri-State G & T Assn, Inc | 10755 | Rifle Generating Station | Electric Utility | CO | GT2 | 15 | 13 | Natural Gas Fired Combined Cycle | NG | CT | 8 | 1987 |  |  | (OP) Operating | [6 empty] | Garfield | 39.5173 | -107.7299
30151 | Tri-State G & T Assn, Inc | 10755 | Rifle Generating Station | Electric Utility | CO | GT3 | 15 | 13 | Natural Gas Fired Combined Cycle | NG | CT | 8 | 1987 |  |  | (OP) Operating | [6 empty] | Garfield | 39.5173 | -107.7299
30151 | Tri-State G & T Assn, Inc | 10755 | Rifle Generating Station | Electric Utility | CO | GT4 | 15 | 13 | Natural Gas Fired Combined Cycle | NG | CT | 8 | 1987 |  |  | (OP) Operating | [6 empty] | Garfield | 39.5173 | -107.7299
30151 | Tri-State G & T Assn, Inc | 10755 | Rifle Generating Station | Electric Utility | CO | ST1 | 39 | 34 | Natural Gas Fired Combined Cycle | NG | CA | 8 | 1987 |  |  | (OP) Operating | [6 empty] | Garfield | 39.5173 | -107.7299
49899 | CalEnergy Operating Corporation | 10759 | Salton Sea Power Gen Co - Unit 3 | IPP Non-CHP | CA | GEN1 | 53.9 | 47.5 | Geothermal | GEO | ST | 2 | 1989 |  |  | (OP) Operating | [6 empty] | Imperial | 33.1582 | -115.6387
13407 | Nevada Power Co | 10761 | Las Vegas Generating Station | Electric Utility | NV | GEN1 | 49.8 | 41 | Natural Gas Fired Combined Cycle | NG | CT | 3 | 1994 |  |  | (OP) Operating | [6 empty] | Clark | 36.2319 | -115.1222
13407 | Nevada Power Co | 10761 | Las Vegas Generating Station | Electric Utility | NV | GEN2 | 11.5 | 9 | Natural Gas Fired Combined Cycle | NG | CA | 4 | 1994 |  |  | (OP) Operating | [6 empty] | Clark | 36.2319 | -115.1222
13407 | Nevada Power Co | 10761 | Las Vegas Generating Station | Electric Utility | NV | GEN3 | 60.5 | 45 | Natural Gas Fired Combined Cycle | NG | CT | 1 | 2003 |  |  | (OP) Operating | [6 empty] | Clark | 36.2319 | -115.1222
13407 | Nevada Power Co | 10761 | Las Vegas Generating Station | Electric Utility | NV | GEN4 | 60.5 | 45 | Natural Gas Fired Combined Cycle | NG | CT | 1 | 2003 |  |  | (OP) Operating | [6 empty] | Clark | 36.2319 | -115.1222
13407 | Nevada Power Co | 10761 | Las Vegas Generating Station | Electric Utility | NV | GEN5 | 60.5 | 45 | Natural Gas Fired Combined Cycle | NG | CT | 1 | 2003 |  |  | (OP) Operating | [6 empty] | Clark | 36.2319 | -115.1222
13407 | Nevada Power Co | 10761 | Las Vegas Generating Station | Electric Utility | NV | GEN6 | 60.5 | 45 | Natural Gas Fired Combined Cycle | NG | CT | 1 | 2003 |  |  | (OP) Operating | [6 empty] | Clark | 36.2319 | -115.1222
13407 | Nevada Power Co | 10761 | Las Vegas Generating Station | Electric Utility | NV | GEN7 | 27.8 | 26 | Natural Gas Fired Combined Cycle | NG | CA | 1 | 2003 |  |  | (OP) Operating | [6 empty] | Clark | 36.2319 | -115.1222
13407 | Nevada Power Co | 10761 | Las Vegas Generating Station | Electric Utility | NV | GEN8 | 27.8 | 26 | Natural Gas Fired Combined Cycle | NG | CA | 1 | 2003 |  |  | (OP) Operating | [6 empty] | Clark | 36.2319 | -115.1222
34691 | Ormat Nevada Inc | 10763 | Geo East Mesa III | IPP Non-CHP | CA | GBU | 8 | 3.2 | Geothermal | GEO | BT | 4 | 2007 |  |  | (OP) Operating | [6 empty] | Imperial | 32.7757 | -115.2637
34691 | Ormat Nevada Inc | 10763 | Geo East Mesa III | IPP Non-CHP | CA | GEN1 | 21.6 | 13.5 | Geothermal | GEO | ST | 5 | 1989 |  |  | (OP) Operating | [6 empty] | Imperial | 32.7757 | -115.2637
56120 | Blue Lake Power LLC | 10764 | Blue Lake Power LLC | IPP Non-CHP | CA | GEN1 | 13.8 | 11.5 | Wood/Wood Waste Biomass | WDS | ST | 7 | 1985 |  |  | (OP) Operating | [6 empty] | Humboldt | 40.8786 | -123.9942
56402 | Covanta Maine LLC | 10765 | Indeck Jonesboro Energy Center | IPP Non-CHP | ME | GEN1 | 27.5 | 20.2 | Wood/Wood Waste Biomass | WDS | ST | 12 | 1987 |  |  | (SB) Standby/Backup: available for service but not normally used | [6 empty] | Washington | 44.6781 | -67.5477
56402 | Covanta Maine LLC | 10766 | Indeck West Enfield Energy Center | IPP Non-CHP | ME | GEN1 | 27.5 | 20.4 | Wood/Wood Waste Biomass | WDS | ST | 12 | 1987 |  |  | (OP) Operating | [6 empty] | Penobscot | 45.2537 | -68.6279
15986 | Rio Bravo Fresno | 10767 | Rio Bravo Fresno | IPP Non-CHP | CA | GEN1 | 28 | 24.3 | Wood/Wood Waste Biomass | WDS | ST | 7 | 1988 |  |  | (OP) Operating | [6 empty] | Fresno | 36.6889 | -119.7232
16061 | Rio Bravo Jasmin | 10768 | Rio Bravo Jasmin | IPP CHP | CA | UP9 | 38.2 | 33 | Conventional Steam Coal | BIT | ST | 9 | 1989 |  |  | (OS) Out of service and NOT expected to return to service in next calendar year | [6 empty] | Kern | 35.7415 | -119.0512
19876 | Virginia Electric & Power Co | 10771 | Hopewell Power Station | Electric Utility | VA | 1 | 71.1 | 51 | Wood/Wood Waste Biomass | WDS | ST | 7 | 1992 |  |  | (OP) Operating | [6 empty] | Hopewell City | 37.2978 | -77.283
16077 | Rio Bravo Rocklin | 10772 | Rio Bravo Rocklin | IPP Non-CHP | CA | GEN1 | 27.9 | 24.4 | Wood/Wood Waste Biomass | WDS | ST | 6 | 1989 |  |  | (OP) Operating | [6 empty] | Placer | 38.8319 | -121.3137
19876 | Virginia Electric & Power Co | 10773 | Altavista Power Station | Electric Utility | VA | 1 | 71.1 | 51 | Wood/Wood Waste Biomass | WDS | ST | 2 | 1992 |  |  | (OP) Operating | [6 empty] | Campbell | 37.1187 | -79.2736
19876 | Virginia Electric & Power Co | 10774 | Southampton Power Station | Electric Utility | VA | 1 | 71.1 | 51 | Wood/Wood Waste Biomass | WDS | ST | 3 | 1992 |  |  | (OP) Operating | [6 empty] | Southampton | 36.6525 | -76.9953
5533 | EF Oxnard, LLC | 10776 | E F Oxnard Energy Facility | IPP CHP | CA | GTG | 48.5 | 48.5 | Natural Gas Fired Combustion Turbine | NG | GT | 6 | 1990 |  |  | (OP) Operating | [6 empty] | Ventura | 34.1958 | -119.1664
56866 | HL Power Company | 10777 | HL Power | IPP Non-CHP | CA | GEN1 | 36.2 | 30 | Wood/Wood Waste Biomass | WDS | ST | 7 | 1989 |  |  | (OP) Operating | [6 empty] | Lassen | 40.3683 | -120.2648
10363 | Koyle Hydro Inc | 10781 | Koyle Ranch Hydroelectric Project | IPP Non-CHP | ID | GEN1 | 0.2 | 0.2 | Conventional Hydroelectric | WAT | HY | 12 | 1983 |  |  | (OP) Operating | [6 empty] | Gooding | 42.9457 | -114.7957
10363 | Koyle Hydro Inc | 10781 | Koyle Ranch Hydroelectric Project | IPP Non-CHP | ID | GEN2 | 0.3 | 0.3 | Conventional Hydroelectric | WAT | HY | 12 | 1983 |  |  | (OP) Operating | [6 empty] | Gooding | 42.9457 | -114.7957
10363 | Koyle Hydro Inc | 10781 | Koyle Ranch Hydroelectric Project | IPP Non-CHP | ID | GEN3 | 0.8 | 0.8 | Conventional Hydroelectric | WAT | HY | 12 | 1983 |  |  | (OP) Operating | [6 empty] | Gooding | 42.9457 | -114.7957
4217 | Colstrip Energy LP | 10784 | Colstrip Energy LP | IPP Non-CHP | MT | GEN1 | 46.1 | 35 | Conventional Steam Coal | WC | ST | 2 | 1990 |  |  | (OP) Operating | [6 empty] | Rosebud | 45.9752 | -106.6547
782 | Aquenergy Systems Inc | 10787 | Piedmont Hydro Power Project | IPP Non-CHP | SC | GEN1 | 1 | 1 | Conventional Hydroelectric | WAT | HY | 5 | 1989 |  |  | (OP) Operating | [6 empty] | Greenville | 34.702 | -82.4621
57160 | DuPont Sabine River Works | 10789 | Sabine River Works | Industrial CHP | TX | GEN1 | 89.9 | 82 | Natural Gas Fired Combined Cycle | NG | CT | 3 | 1987 |  |  | (OP) Operating | [6 empty] | Orange | 30.0552 | -93.7579
57160 | DuPont Sabine River Works | 10789 | Sabine River Works | Industrial CHP | TX | GEN3 | 6.2 | 5 | Natural Gas Fired Combined Cycle | NG | CA | 1 | 1948 |  |  | (OS) Out of service and NOT expected to return to service in next calendar year | [6 empty] | Orange | 30.0552 | -93.7579
57160 | DuPont Sabine River Works | 10789 | Sabine River Works | Industrial CHP | TX | GT1A | 180 | 160 | Natural Gas Fired Combined Cycle | NG | CT | 12 | 2001 |  |  | (OP) Operating | [6 empty] | Orange | 30.0552 | -93.7579
57160 | DuPont Sabine River Works | 10789 | Sabine River Works | Industrial CHP | TX | GT1B | 180 | 160 | Natural Gas Fired Combined Cycle | NG | CT | 12 | 2001 |  |  | (OP) Operating | [6 empty] | Orange | 30.0552 | -93.7579
57160 | DuPont Sabine River Works | 10789 | Sabine River Works | Industrial CHP | TX | ST1A | 145 | 100 | Natural Gas Fired Combined Cycle | NG | CA | 12 | 2001 |  |  | (OA) Out of service but expected to return to service in next calendar year | [6 empty] | Orange | 30.0552 | -93.7579
50006 | Invista | 10790 | Victoria Texas Plant | Industrial CHP | TX | GEN1 | 102.4 | 75 | Natural Gas Fired Combustion Turbine | NG | GT | 4 | 1987 |  |  | (OP) Operating | [6 empty] | Victoria | 28.6751 | -96.956
50006 | Invista | 10795 | Camden South Carolina | Industrial CHP | SC | GEN1 | 5.5 | 5.5 | Natural Gas Steam Turbine | NG | ST | 1 | 1952 |  |  | (OP) Operating | [6 empty] | Kershaw | 34.2338 | -80.6558
50006 | Invista | 10795 | Camden South Carolina | Industrial CHP | SC | GEN2 | 5.5 | 5.5 | Natural Gas Steam Turbine | NG | ST | 1 | 1952 |  |  | (OS) Out of service and NOT expected to return to service in next calendar year | [6 empty] | Kershaw | 34.2338 | -80.6558
50006 | Invista | 10795 | Camden South Carolina | Industrial CHP | SC | GEN3 | 19 | 17.5 | Natural Gas Steam Turbine | NG | ST | 7 | 1993 |  |  | (OP) Operating | [6 empty] | Kershaw | 34.2338 | -80.6558
782 | Aquenergy Systems Inc | 10798 | Fries Hydroelectric Project | IPP Non-CHP | VA | GEN1 | 2 | 2 | Conventional Hydroelectric | WAT | HY | 1 | 1933 |  |  | (OP) Operating | [6 empty] | Grayson | 36.7151 | -80.9856
782 | Aquenergy Systems Inc | 10798 | Fries Hydroelectric Project | IPP Non-CHP | VA | GEN2 | 0.8 | 0.8 | Conventional Hydroelectric | WAT | HY | 1 | 1933 |  |  | (OP) Operating | [6 empty] | Grayson | 36.7151 | -80.9856
782 | Aquenergy Systems Inc | 10798 | Fries Hydroelectric Project | IPP Non-CHP | VA | GEN3 | 0.2 | 0.2 | Conventional Hydroelectric | WAT | HY | 1 | 1933 |  |  | (OP) Operating | [6 empty] | Grayson | 36.7151 | -80.9856
782 | Aquenergy Systems Inc | 10798 | Fries Hydroelectric Project | IPP Non-CHP | VA | GEN4 | 2.4 | 2 | Conventional Hydroelectric | WAT | HY | 1 | 1981 |  |  | (OP) Operating | [6 empty] | Grayson | 36.7151 | -80.9856
14685 | Pelzer Hydro Co Inc | 10799 | Pelzer Upper | IPP Non-CHP | SC | GEN1 | 2 | 1.9 | Conventional Hydroelectric | WAT | HY | 12 | 1989 |  |  | (OP) Operating | [6 empty] | Anderson | 34.6424 | -82.4544
14685 | Pelzer Hydro Co Inc | 10800 | Pelzer Lower | IPP Non-CHP | SC | GEN1 | 3.3 | 3.1 | Conventional Hydroelectric | WAT | HY | 12 | 1989 |  |  | (OP) Operating | [6 empty] | Anderson | 34.6165 | -82.4479
782 | Aquenergy Systems Inc | 10801 | Ware Shoals Hydro Project | IPP Non-CHP | SC | GEN1 | 3 | 3 | Conventional Hydroelectric | WAT | HY | 1 | 1939 |  |  | (OP) Operating | [6 empty] | Laurens | 34.404 | -82.2336
782 | Aquenergy Systems Inc | 10801 | Ware Shoals Hydro Project | IPP Non-CHP | SC | GEN2 | 3.2 | 3 | Conventional Hydroelectric | WAT | HY | 1 | 1986 |  |  | (OP) Operating | [6 empty] | Laurens | 34.404 | -82.2336
40052 | AG Energy LP | 10803 | Ogdensburg Power | IPP CHP | NY | GEN3 | 26.9 | 23 | Natural Gas Steam Turbine | NG | ST | 10 | 1993 |  |  | (OS) Out of service and NOT expected to return to service in next calendar year | [6 empty] | St Lawrence | 44.7258 | -75.4417
5530 | E F Kenilworth LLC | 10805 | Kenilworth Energy Facility | IPP CHP | NJ | GEN1 | 22 | 20 | Natural Gas Fired Combined Cycle | NG | CT | 3 | 1989 |  |  | (OP) Operating | [6 empty] | Union | 40.6781 | -74.2744
5530 | E F Kenilworth LLC | 10805 | Kenilworth Energy Facility | IPP CHP | NJ | GEN2 | 6.8 | 4.5 | Natural Gas Fired Combined Cycle | NG | CA | 4 | 1989 |  |  | (OP) Operating | [6 empty] | Union | 40.6781 | -74.2744
3490 | Crystal Springs Hydro Elec LP | 10806 | Crystal Springs | IPP Non-CHP | ID | GEN1 | 2.3 | 2 | Conventional Hydroelectric | WAT | HY | 1 | 1988 |  |  | (OP) Operating | [6 empty] | Twin Falls | 42.6225 | -114.5009
42806 | BP Hydro Associates | 10807 | Dietrich Drop | IPP Non-CHP | ID | GEN1 | 4.8 | 4.8 | Conventional Hydroelectric | WAT | HY | 8 | 1990 |  |  | (OP) Operating | [6 empty] | Lincoln | 42.836 | -114.268
42806 | BP Hydro Associates | 10808 | Low Line Rapids | IPP Non-CHP | ID | GEN1 | 2.8 | 2.7 | Conventional Hydroelectric | WAT | HY | 8 | 1990 |  |  | (OP) Operating | [6 empty] | Twin Falls | 42.4771 | -114.3801
42806 | BP Hydro Associates | 10809 | Rock Creek II | IPP Non-CHP | ID | GEN1 | 1.9 | 1.8 | Conventional Hydroelectric | WAT | HY | 8 | 1990 |  |  | (OP) Operating | [6 empty] | Twin Falls | 42.6207 | -114.5315
745 | Applied Energy Inc | 10810 | NTC/MCRD Energy Facility | IPP CHP | CA | GEN1 | 23 | 21.6 | Natural Gas Fired Combined Cycle | NG | CT | 5 | 1989 |  |  | (OP) Operating | [6 empty] | SAN DIEGO | 32.7353 | -117.2083
745 | Applied Energy Inc | 10810 | NTC/MCRD Energy Facility | IPP CHP | CA | GEN2 | 2.6 | 2.2 | Natural Gas Fired Combined Cycle | NG | CA | 5 | 1989 |  |  | (OP) Operating | [6 empty] | SAN DIEGO | 32.7353 | -117.2083
745 | Applied Energy Inc | 10811 | Naval Station Energy Facility | IPP CHP | CA | GEN1 | 38.4 | 36.7 | Natural Gas Fired Combined Cycle | NG | CT | 7 | 1989 |  |  | (OP) Operating | [6 empty] | San Diego | 32.6793 | -117.1224
745 | Applied Energy Inc | 10811 | Naval Station Energy Facility | IPP CHP | CA | GEN2 | 11.6 | 9.8 | Natural Gas Fired Combined Cycle | NG | CA | 7 | 1989 |  |  | (OP) Operating | [6 empty] | San Diego | 32.6793 | -117.1224
745 | Applied Energy Inc | 10811 | Naval Station Energy Facility | IPP CHP | CA | GEN3 | 5.2 | 4.8 | Natural Gas Fired Combined Cycle | NG | CA | 7 | 2005 |  |  | (OP) Operating | [6 empty] | San Diego | 32.6793 | -117.1224
745 | Applied Energy Inc | 10812 | North Island Energy Facility | IPP CHP | CA | GEN1 | 36.3 | 38 | Natural Gas Fired Combined Cycle | NG | CT | 6 | 1989 |  |  | (OP) Operating | [6 empty] | San Diego | 32.7052 | -117.1897
745 | Applied Energy Inc | 10812 | North Island Energy Facility | IPP CHP | CA | GEN2 | 4 | 3.5 | Natural Gas Fired Combined Cycle | NG | CA | 6 | 1989 |  |  | (OP) Operating | [6 empty] | San Diego | 32.7052 | -117.1897
5811 | Empire Hydro Partners | 10817 | Port Leyden Hydroelectric Project | IPP Non-CHP | NY | GEN1 | 0.5 | 0.5 | Conventional Hydroelectric | WAT | HY | 12 | 1985 |  |  | (OP) Operating | [6 empty] | Lewis | 43.5836 | -75.3392
5811 | Empire Hydro Partners | 10817 | Port Leyden Hydroelectric Project | IPP Non-CHP | NY | GEN2 | 0.5 | 0.5 | Conventional Hydroelectric | WAT | HY | 12 | 1985 |  |  | (OP) Operating | [6 empty] | Lewis | 43.5836 | -75.3392
82 | Ada Cogeneration Ltd Partnership | 10819 | Ada Cogeneration LP | IPP CHP | MI | GEN1 | 23 | 22 | Natural Gas Fired Combined Cycle | NG | CT | 10 | 1990 |  |  | (OP) Operating | [6 empty] | Kent | 42.9627 | -85.4941
82 | Ada Cogeneration Ltd Partnership | 10819 | Ada Cogeneration LP | IPP CHP | MI | GEN2 | 10.1 | 8 | Natural Gas Fired Combined Cycle | NG | CA | 10 | 1990 |  |  | (OP) Operating | [6 empty] | Kent | 42.9627 | -85.4941
17578 | South Orange Co Wastewtr Auth | 10820 | Aliso Water Management Agency | Commercial CHP | CA | GEN1 | 0.4 | 0.4 | Other Waste Biomass | OBG | IC | 3 | 1997 | 7 | 2016 | (OP) Operating | [6 empty] | Orange | 33.5379 | -117.7058
17578 | South Orange Co Wastewtr Auth | 10820 | Aliso Water Management Agency | Commercial CHP | CA | GEN2 | 0.4 | 0.4 | Other Waste Biomass | OBG | IC | 3 | 1997 | 10 | 2016 | (OP) Operating | [6 empty] | Orange | 33.5379 | -117.7058
17578 | South Orange Co Wastewtr Auth | 10820 | Aliso Water Management Agency | Commercial CHP | CA | GEN3 | 0.4 | 0.4 | Other Waste Biomass | OBG | IC | 12 | 1997 | 7 | 2016 | (OP) Operating | [6 empty] | Orange | 33.5379 | -117.7058
3836 | CMS Generation Operating LLC | 10822 | Grayling Generating Station | IPP Non-CHP | MI | GEN1 | 38 | 38 | Wood/Wood Waste Biomass | WDS | ST | 5 | 1992 |  |  | (OP) Operating | [6 empty] | Crawford | 44.6049 | -84.6906
11427 | Massachusetts Wtr RAuth-Deer I | 10823 | Deer Island Treatment Plant | Commercial CHP | MA | G101 | 26 | 22 | Petroleum Liquids | DFO | GT | 8 | 1995 |  |  | (SB) Standby/Backup: available for service but not normally used | [6 empty] | Suffolk | 42.3533 | -70.9628
11427 | Massachusetts Wtr RAuth-Deer I | 10823 | Deer Island Treatment Plant | Commercial CHP | MA | G201 | 26 | 22 | Petroleum Liquids | DFO | GT | 8 | 1995 |  |  | (SB) Standby/Backup: available for service but not normally used | [6 empty] | Suffolk | 42.3533 | -70.9628
11427 | Massachusetts Wtr RAuth-Deer I | 10823 | Deer Island Treatment Plant | Commercial CHP | MA | H101 | 1 | 1 | Conventional Hydroelectric | WAT | HY | 7 | 2001 |  |  | (OP) Operating | [6 empty] | Suffolk | 42.3533 | -70.9628
11427 | Massachusetts Wtr RAuth-Deer I | 10823 | Deer Island Treatment Plant | Commercial CHP | MA | H201 | 1 | 1 | Conventional Hydroelectric | WAT | HY | 7 | 2001 |  |  | (OP) Operating | [6 empty] | Suffolk | 42.3533 | -70.9628
11427 | Massachusetts Wtr RAuth-Deer I | 10823 | Deer Island Treatment Plant | Commercial CHP | MA | PV101 | 0.1 | 0.1 | Solar Photovoltaic | SUN | PV | 5 | 2008 |  |  | (OP) Operating | [6 empty] | Suffolk | 42.3533 | -70.9628
11427 | Massachusetts Wtr RAuth-Deer I | 10823 | Deer Island Treatment Plant | Commercial CHP | MA | S101 | 17.5 | 9 | Other Waste Biomass | OBG | ST | 7 | 1998 |  |  | (OP) Operating | [6 empty] | Suffolk | 42.3533 | -70.9628
11427 | Massachusetts Wtr RAuth-Deer I | 10823 | Deer Island Treatment Plant | Commercial CHP | MA | WT101 | 0.6 | 0.6 | Onshore Wind Turbine | WND | WT | 11 | 2009 |  |  | (OP) Operating | [6 empty] | Suffolk | 42.3533 | -70.9628
11427 | Massachusetts Wtr RAuth-Deer I | 10823 | Deer Island Treatment Plant | Commercial CHP | MA | WT102 | 0.6 | 0.6 | Onshore Wind Turbine | WND | WT | 11 | 2009 |  |  | (OP) Operating | [6 empty] | Suffolk | 42.3533 | -70.9628
11426 | Massachusetts Water Res Auth | 10824 | Oakdale Power Station | IPP Non-CHP | MA | OAKD | 3.5 | 3 | Conventional Hydroelectric | WAT | HY | 5 | 1951 |  |  | (OP) Operating | [6 empty] | Worcester | 42.387 | -71.8025
11426 | Massachusetts Water Res Auth | 10825 | Cosgrove Intake and Power Station | IPP Non-CHP | MA | UNI1 | 1.6 | 1 | Conventional Hydroelectric | WAT | HY | 1 | 1969 |  |  | (OP) Operating | [6 empty] | WORCESTER | 42.4044 | -71.6872
11426 | Massachusetts Water Res Auth | 10825 | Cosgrove Intake and Power Station | IPP Non-CHP | MA | UNI2 | 1.6 | 1 | Conventional Hydroelectric | WAT | HY | 1 | 1969 |  |  | (OP) Operating | [6 empty] | WORCESTER | 42.4044 | -71.6872
54806 | DTE Energy Services-Woodland | 10836 | Woodland Biomass Power Ltd | IPP Non-CHP | CA | GEN1 | 28 | 25 | Wood/Wood Waste Biomass | WDS | ST | 9 | 1989 |  |  | (OP) Operating | [6 empty] | Yolo | 38.6905 | -121.7371
55989 | Covanta Mendota LP | 10837 | Covanta Mendota | IPP Non-CHP | CA | GEN1 | 28 | 25 | Wood/Wood Waste Biomass | WDS | ST | 7 | 1989 |  |  | (OP) Operating | [6 empty] | Fresno | 36.7559 | -120.3654
56084 | Springfield Power LLC | 10838 | Springfield Power LLC | IPP Non-CHP | NH | GEN1 | 20 | 16.1 | Wood/Wood Waste Biomass | WDS | ST | 12 | 1987 |  |  | (OP) Operating | [6 empty] | Sullivan | 43.4429 | -72.056
55840 | EWP RENEWABLE CORP. | 10839 | DG Whitefield LLC | IPP Non-CHP | NH | GEN1 | 19.9 | 17 | Wood/Wood Waste Biomass | WDS | ST | 3 | 1988 |  |  | (OP) Operating | [6 empty] | Coos | 44.358 | -71.5449
56099 | Covanta Delano Inc | 10840 | Covanta Delano Energy | IPP Non-CHP | CA | GEN1 | 31.8 | 27 | Wood/Wood Waste Biomass | WDS | ST | 6 | 1990 |  |  | (OP) Operating | [6 empty] | Kern | 35.7144 | -119.2337
56099 | Covanta Delano Inc | 10840 | Covanta Delano Energy | IPP Non-CHP | CA | GEN2 | 25.2 | 22 | Wood/Wood Waste Biomass | WDS | ST | 7 | 1993 |  |  | (OP) Operating | [6 empty] | Kern | 35.7144 | -119.2337
49997 | Consolidated Hydro New York, Inc. | 10848 | Walden | IPP Non-CHP | NY | GEN1 | 1.2 | 1.1 | Conventional Hydroelectric | WAT | HY | 4 | 1986 |  |  | (OP) Operating | [6 empty] | Orange | 41.56 | -74.1952
49997 | Consolidated Hydro New York, Inc. | 10848 | Walden | IPP Non-CHP | NY | GEN2 | 0.8 | 0.8 | Conventional Hydroelectric | WAT | HY | 4 | 1986 |  |  | (OP) Operating | [6 empty] | Orange | 41.56 | -74.1952
49997 | Consolidated Hydro New York, Inc. | 10848 | Walden | IPP Non-CHP | NY | GEN3 | 0.4 | 0.4 | Conventional Hydroelectric | WAT | HY | 4 | 1986 |  |  | (OP) Operating | [6 empty] | Orange | 41.56 | -74.1952
3807 | Cleveland Cliffs Inc | 10849 | Silver Bay Power | Industrial CHP | MN | GEN1 | 50 | 36 | Conventional Steam Coal | SUB | ST | 10 | 1955 |  |  | (OP) Operating | [6 empty] | Lake | 47.2866 | -91.2605
3807 | Cleveland Cliffs Inc | 10849 | Silver Bay Power | Industrial CHP | MN | GEN2 | 81.6 | 69 | Conventional Steam Coal | SUB | ST | 1 | 1962 |  |  | (OP) Operating | [6 empty] | Lake | 47.2866 | -91.2605
8736 | Hollingworth & Vose Co | 10853 | Center Falls | Industrial Non-CHP | NY | 1 | 0.4 | 0.3 | Conventional Hydroelectric | WAT | HY | 1 | 1984 |  |  | (OP) Operating |  |  | 0 |  |  | 0 | Washington | 43.0967 | -73.4602
8736 | Hollingworth & Vose Co | 10853 | Center Falls | Industrial Non-CHP | NY | 2 | 0.4 | 0.3 | Conventional Hydroelectric | WAT | HY | 1 | 1984 |  |  | (OP) Operating |  |  | 0 |  |  | 0 | Washington | 43.0967 | -73.4602
8736 | Hollingworth & Vose Co | 10853 | Center Falls | Industrial Non-CHP | NY | 3 | 0.3 | 0.2 | Conventional Hydroelectric | WAT | HY | 1 | 1984 |  |  | (OP) Operating | [6 empty] | Washington | 43.0967 | -73.4602
3106 | Cargill Inc North America Sweetners | 10855 | Cargill Corn Milling Division | Industrial CHP | IA | GEN1 | 20 | 18.7 | Conventional Steam Coal | SUB | ST | 12 | 1952 |  |  | (SB) Standby/Backup: available for service but not normally used | [6 empty] | Monroe | 41.1386 | -92.6467
3106 | Cargill Inc North America Sweetners | 10855 | Cargill Corn Milling Division | Industrial CHP | IA | GEN2 | 20 | 18 | Conventional Steam Coal | SUB | ST | 12 | 1952 |  |  | (OP) Operating | [6 empty] | Monroe | 41.1386 | -92.6467
772 | Archer Daniels Midland Co | 10860 | Archer Daniels Midland Clinton | Industrial CHP | IA | 1A | 75 | 75 | Conventional Steam Coal | SUB | ST | 2 | 2009 |  |  | (OP) Operating | [6 empty] | Clinton | 41.8206 | -90.2097
772 | Archer Daniels Midland Co | 10860 | Archer Daniels Midland Clinton | Industrial CHP | IA | 2A | 105 | 105 | Conventional Steam Coal | SUB | ST | 4 | 2009 |  |  | (OP) Operating | [6 empty] | Clinton | 41.8206 | -90.2097
772 | Archer Daniels Midland Co | 10861 | Archer Daniels Midland Des Moines | Industrial CHP | IA | GEN1 | 7.9 | 7.9 | Conventional Steam Coal | SUB | ST | 5 | 1988 |  |  | (OP) Operating | [6 empty] | Polk | 41.6244 | -93.5845
772 | Archer Daniels Midland Co | 10862 | Archer Daniels Midland Lincoln | Industrial CHP | NE | GEN1 | 7.9 | 7.9 | Conventional Steam Coal | SUB | ST | 7 | 1988 |  |  | (OP) Operating | [6 empty] | Lancaster | 40.8665 | -96.6145
772 | Archer Daniels Midland Co | 10863 | Archer Daniels Midland Mankato | Industrial CHP | MN | GEN1 | 6.1 | 6.2 | Conventional Steam Coal | SUB | ST | 10 | 1987 |  |  | (OP) Operating | [6 empty] | Blue Earth | 44.1871 | -93.9924
772 | Archer Daniels Midland Co | 10864 | Archer Daniels Midland Cedar Rapids | Industrial CHP | IA | GEN1 | 31 | 31 | Conventional Steam Coal | SUB | ST | 11 | 1988 |  |  | (OP) Operating | [6 empty] | Linn | 41.9221 | -91.6875
772 | Archer Daniels Midland Co | 10864 | Archer Daniels Midland Cedar Rapids | Industrial CHP | IA | GEN2 | 31 | 31 | Conventional Steam Coal | SUB | ST | 11 | 1988 |  |  | (OP) Operating | [6 empty] | Linn | 41.9221 | -91.6875
772 | Archer Daniels Midland Co | 10864 | Archer Daniels Midland Cedar Rapids | Industrial CHP | IA | GEN3 | 31 | 31 | Conventional Steam Coal | SUB | ST | 11 | 1988 |  |  | (OP) Operating | [6 empty] | Linn | 41.9221 | -91.6875
772 | Archer Daniels Midland Co | 10864 | Archer Daniels Midland Cedar Rapids | Industrial CHP | IA | GEN4 | 31 | 31 | Conventional Steam Coal | SUB | ST | 11 | 1988 |  |  | (OP) Operating | [6 empty] | Linn | 41.9221 | -91.6875
772 | Archer Daniels Midland Co | 10864 | Archer Daniels Midland Cedar Rapids | Industrial CHP | IA | GEN5 | 31 | 31 | Conventional Steam Coal | SUB | ST | 2 | 1995 |  |  | (OP) Operating | [6 empty] | Linn | 41.9221 | -91.6875
772 | Archer Daniels Midland Co | 10864 | Archer Daniels Midland Cedar Rapids | Industrial CHP | IA | GEN6 | 101.1 | 105 | Conventional Steam Coal | SUB | ST | 11 | 2000 |  |  | (OP) Operating | [6 empty] | Linn | 41.9221 | -91.6875
772 | Archer Daniels Midland Co | 10865 | Archer Daniels Midland Decatur | Industrial CHP | IL | GEN2 | 31 | 31 | Conventional Steam Coal | BIT | ST | 4 | 1987 |  |  | (OP) Operating | [6 empty] | Macon | 39.8701 | -88.8908
772 | Archer Daniels Midland Co | 10865 | Archer Daniels Midland Decatur | Industrial CHP | IL | GEN3 | 31 | 31 | Conventional Steam Coal | BIT | ST | 4 | 1987 |  |  | (OP) Operating | [6 empty] | Macon | 39.8701 | -88.8908
772 | Archer Daniels Midland Co | 10865 | Archer Daniels Midland Decatur | Industrial CHP | IL | GEN4 | 31 | 31 | Conventional Steam Coal | BIT | ST | 5 | 1987 |  |  | (OP) Operating | [6 empty] | Macon | 39.8701 | -88.8908
772 | Archer Daniels Midland Co | 10865 | Archer Daniels Midland Decatur | Industrial CHP | IL | GEN5 | 31 | 31 | Conventional Steam Coal | BIT | ST | 12 | 1987 |  |  | (OP) Operating | [6 empty] | Macon | 39.8701 | -88.8908
772 | Archer Daniels Midland Co | 10865 | Archer Daniels Midland Decatur | Industrial CHP | IL | GEN6 | 31 | 31 | Conventional Steam Coal | BIT | ST | 9 | 1994 |  |  | (OP) Operating | [6 empty] | Macon | 39.8701 | -88.8908
772 | Archer Daniels Midland Co | 10865 | Archer Daniels Midland Decatur | Industrial CHP | IL | GEN7 | 75 | 75 | Conventional Steam Coal | BIT | ST | 4 | 1997 |  |  | (OP) Operating | [6 empty] | Macon | 39.8701 | -88.8908
772 | Archer Daniels Midland Co | 10865 | Archer Daniels Midland Decatur | Industrial CHP | IL | GEN8 | 105 | 105 | Conventional Steam Coal | BIT | ST | 4 | 2005 |  |  | (OP) Operating | [6 empty] | Macon | 39.8701 | -88.8908
772 | Archer Daniels Midland Co | 10866 | Archer Daniels Midland Peoria | Industrial CHP | IL | GEN6 | 18 | 15 | Natural Gas Fired Combustion Turbine | NG | GT | 1 | 1988 |  |  | (OP) Operating | [6 empty] | Peoria | 40.6772 | -89.6049
772 | Archer Daniels Midland Co | 10866 | Archer Daniels Midland Peoria | Industrial CHP | IL | GEN7 | 18 | 15 | Natural Gas Fired Combustion Turbine | NG | GT | 1 | 1988 |  |  | (OP) Operating | [6 empty] | Peoria | 40.6772 | -89.6049
7 | Tate & Lyle Ingredients Americas Inc | 10867 | Tate & Lyle Decatur Plant Cogen | Industrial CHP | IL | GEN1 | 62 | 58.1 | Conventional Steam Coal | BIT | ST | 1 | 1989 |  |  | (OP) Operating | [6 empty] | Macon | 39.8492 | -88.9319
1745 | Biomass One LP | 10869 | Biomass One LP | IPP Non-CHP | OR | BBC | 10 | 8.5 | Wood/Wood Waste Biomass | WDS | ST | 12 | 1985 |  |  | (SB) Standby/Backup: available for service but not normally used | [6 empty] | Jackson | 42.4361 | -122.85
1745 | Biomass One LP | 10869 | Biomass One LP | IPP Non-CHP | OR | GE | 15 | 14 | Wood/Wood Waste Biomass | WDS | ST | 12 | 1985 |  |  | (OP) Operating | [6 empty] | Jackson | 42.4361 | -122.85
1745 | Biomass One LP | 10869 | Biomass One LP | IPP Non-CHP | OR | GE-2 | 15 | 14 | Wood/Wood Waste Biomass | WDS | ST | 1 | 2009 |  |  | (OP) Operating | [6 empty] | Jackson | 42.4361 | -122.85
56214 | Hazleton Generation LLC | 10870 | Hazelton | IPP Non-CHP | PA | GEN1 | 72.5 | 58.9 | Natural Gas Fired Combustion Turbine | NG | GT | 1 | 1989 |  |  | (SB) Standby/Backup: available for service but not normally used | [6 empty] | Luzerne | 40.9282 | -76.0409
56214 | Hazleton Generation LLC | 10870 | Hazelton | IPP Non-CHP | PA | GEN2 | 33 | 28.3 | Natural Gas Fired Combustion Turbine | NG | GT | 6 | 2002 |  |  | (SB) Standby/Backup: available for service but not normally used | [6 empty] | Luzerne | 40.9282 | -76.0409
56214 | Hazleton Generation LLC | 10870 | Hazelton | IPP Non-CHP | PA | GEN3 | 33 | 29.3 | Natural Gas Fired Combustion Turbine | NG | GT | 6 | 2002 |  |  | (SB) Standby/Backup: available for service but not normally used | [6 empty] | Luzerne | 40.9282 | -76.0409
56214 | Hazleton Generation LLC | 10870 | Hazelton | IPP Non-CHP | PA | GEN4 | 33 | 29.1 | Natural Gas Fired Combustion Turbine | NG | GT | 6 | 2002 |  |  | (SB) Standby/Backup: available for service but not normally used | [6 empty] | Luzerne | 40.9282 | -76.0409
56590 | Silverstreet Hydro | 10872 | Kings Falls Hydroelectric | IPP Non-CHP | NY | 1 | 1.6 | 0.2 | Conventional Hydroelectric | WAT | HY | 10 | 1988 |  |  | (OS) Out of service and NOT expected to return to service in next calendar year | [6 empty] | Lewis | 43.9173 | -75.6338
4397 | Coso Operating Co LLC | 10873 | Coso Finance Partners | IPP Non-CHP | CA | GEN1 | 32.2 | 27.5 | Geothermal | GEO | ST | 7 | 1987 |  |  | (OP) Operating | [6 empty] | Inyo | 36.0372 | -117.7981
4397 | Coso Operating Co LLC | 10873 | Coso Finance Partners | IPP Non-CHP | CA | GEN2 | 30 | 27 | Geothermal | GEO | ST | 11 | 1988 |  |  | (OP) Operating | [6 empty] | Inyo | 36.0372 | -117.7981
4397 | Coso Operating Co LLC | 10873 | Coso Finance Partners | IPP Non-CHP | CA | GEN3 | 30 | 26.7 | Geothermal | GEO | ST | 11 | 1988 |  |  | (OP) Operating | [6 empty] | Inyo | 36.0372 | -117.7981
4397 | Coso Operating Co LLC | 10874 | Coso Power Developers | IPP Non-CHP | CA | GEN4 | 30 | 30 | Geothermal | GEO | ST | 11 | 1989 |  |  | (OP) Operating | [6 empty] | Inyo | 36.0192 | -117.7917
4397 | Coso Operating Co LLC | 10874 | Coso Power Developers | IPP Non-CHP | CA | GEN5 | 30 | 23.4 | Geothermal | GEO | ST | 12 | 1989 |  |  | (OP) Operating | [6 empty] | Inyo | 36.0192 | -117.7917
4397 | Coso Operating Co LLC | 10874 | Coso Power Developers | IPP Non-CHP | CA | GEN6 | 30 | 26.9 | Geothermal | GEO | ST | 12 | 1989 |  |  | (OP) Operating | [6 empty] | Inyo | 36.0192 | -117.7917
4397 | Coso Operating Co LLC | 10875 | Coso Energy Developers | IPP Non-CHP | CA | GEN7 | 30 | 21.8 | Geothermal | GEO | ST | 12 | 1988 |  |  | (OP) Operating | [6 empty] | Inyo | 36.0019 | -117.7886
4397 | Coso Operating Co LLC | 10875 | Coso Energy Developers | IPP Non-CHP | CA | GEN8 | 30 | 22.5 | Geothermal | GEO | ST | 12 | 1988 |  |  | (OP) Operating | [6 empty] | Inyo | 36.0019 | -117.7886
4397 | Coso Operating Co LLC | 10875 | Coso Energy Developers | IPP Non-CHP | CA | GEN9 | 30 | 23.5 | Geothermal | GEO | ST | 8 | 1989 |  |  | (OP) Operating | [6 empty] | Inyo | 36.0019 | -117.7886
49899 | CalEnergy Operating Corporation | 10878 | Salton Sea Power Gen Co Unit 1 | IPP Non-CHP | CA | EE11 | 10 | 10 | Geothermal | GEO | ST | 7 | 1982 |  |  | (OP) Operating | [6 empty] | Imperial | 33.158 | -115.6475
49899 | CalEnergy Operating Corporation | 10879 | Salton Sea Power Gen Co - Unit 2 | IPP Non-CHP | CA | GEN1 | 11.5 | 10 | Geothermal | GEO | ST | 3 | 1990 |  |  | (OP) Operating | [6 empty] | Imperial | 33.158 | -115.6475
49899 | CalEnergy Operating Corporation | 10879 | Salton Sea Power Gen Co - Unit 2 | IPP Non-CHP | CA | GEN2 | 5 | 4 | Geothermal | GEO | ST | 3 | 1990 |  |  | (OP) Operating | [6 empty] | Imperial | 33.158 | -115.6475
49899 | CalEnergy Operating Corporation | 10879 | Salton Sea Power Gen Co - Unit 2 | IPP Non-CHP | CA | GEN3 | 3.5 | 2.1 | Geothermal | GEO | ST | 3 | 1990 |  |  | (OP) Operating | [6 empty] | Imperial | 33.158 | -115.6475
12239 | Mega Renewables | 10880 | Bidwell Ditch Project | IPP Non-CHP | CA | GEN1 | 1.8 | 1.8 | Conventional Hydroelectric | WAT | HY | 3 | 1987 |  |  | (OP) Operating | [6 empty] | Shasta | 40.8014 | -121.4481
16997 | Shasta Hydroelectric Inc | 10881 | Roaring Creek Water Power | IPP Non-CHP | CA | GEN1 | 2 | 2 | Conventional Hydroelectric | WAT | HY | 12 | 1986 |  |  | (OP) Operating | [6 empty] | Shasta | 40.8821 | -121.9484
12239 | Mega Renewables | 10882 | Hatchet Creek Project | IPP Non-CHP | CA | GEN1 | 6.8 | 6.8 | Conventional Hydroelectric | WAT | HY | 12 | 1986 |  |  | (OP) Operating | [6 empty] | Shasta | 40.8741 | -121.9204
12258 | Medical Area Total Egy Plt Inc | 10883 | Medical Area Total Energy Plant | Commercial CHP | MA | CT1 | 12.5 | 12.5 | Natural Gas Fired Combustion Turbine | NG | GT | 12 | 2003 |  |  | (OP) Operating | [6 empty] | Suffolk | 42.3368 | -71.1081
12258 | Medical Area Total Egy Plt Inc | 10883 | Medical Area Total Energy Plant | Commercial CHP | MA | CT2 | 12.5 | 12.5 | Natural Gas Fired Combustion Turbine | NG | GT | 12 | 2003 |  |  | (OP) Operating | [6 empty] | Suffolk | 42.3368 | -71.1081
12258 | Medical Area Total Egy Plt Inc | 10883 | Medical Area Total Energy Plant | Commercial CHP | MA | DEG1 | 6.8 | 6 | Petroleum Liquids | DFO | IC | 6 | 1985 |  |  | (SB) Standby/Backup: available for service but not normally used | [6 empty] | Suffolk | 42.3368 | -71.1081
12258 | Medical Area Total Egy Plt Inc | 10883 | Medical Area Total Energy Plant | Commercial CHP | MA | DEG2 | 6.8 | 6 | Petroleum Liquids | DFO | IC | 7 | 1985 |  |  | (SB) Standby/Backup: available for service but not normally used | [6 empty] | Suffolk | 42.3368 | -71.1081
12258 | Medical Area Total Egy Plt Inc | 10883 | Medical Area Total Energy Plant | Commercial CHP | MA | DEG3 | 6.8 | 6 | Petroleum Liquids | DFO | IC | 10 | 1985 |  |  | (SB) Standby/Backup: available for service but not normally used | [6 empty] | Suffolk | 42.3368 | -71.1081
12258 | Medical Area Total Egy Plt Inc | 10883 | Medical Area Total Energy Plant | Commercial CHP | MA | DEG4 | 6.8 | 6 | Petroleum Liquids | DFO | IC | 10 | 1985 |  |  | (SB) Standby/Backup: available for service but not normally used | [6 empty] | Suffolk | 42.3368 | -71.1081
12258 | Medical Area Total Egy Plt Inc | 10883 | Medical Area Total Energy Plant | Commercial CHP | MA | DEG5 | 6.8 | 6 | Petroleum Liquids | DFO | IC | 11 | 1985 |  |  | (SB) Standby/Backup: available for service but not normally used | [6 empty] | Suffolk | 42.3368 | -71.1081
12258 | Medical Area Total Egy Plt Inc | 10883 | Medical Area Total Energy Plant | Commercial CHP | MA | DEG6 | 6.8 | 6 | Petroleum Liquids | DFO | IC | 2 | 1986 |  |  | (SB) Standby/Backup: available for service but not normally used | [6 empty] | Suffolk | 42.3368 | -71.1081
12258 | Medical Area Total Egy Plt Inc | 10883 | Medical Area Total Energy Plant | Commercial CHP | MA | STG2 | 11 | 11 | Natural Gas Steam Turbine | NG | ST | 1 | 1980 |  |  | (OP) Operating | [6 empty] | Suffolk | 42.3368 | -71.1081
12258 | Medical Area Total Egy Plt Inc | 10883 | Medical Area Total Energy Plant | Commercial CHP | MA | STG3 | 11 | 11 | Natural Gas Steam Turbine | NG | ST | 1 | 1980 |  |  | (OP) Operating | [6 empty] | Suffolk | 42.3368 | -71.1081
11216 | Los Angeles County | 10884 | Olive View Medical Center | Commercial CHP | CA | CTC1 | 2.8 | 2.7 | Natural Gas Fired Combustion Turbine | NG | GT | 2 | 1987 |  |  | (OP) Operating | [6 empty] | Los Angeles | 34.3262 | -118.4448
11216 | Los Angeles County | 10884 | Olive View Medical Center | Commercial CHP | CA | CTC2 | 2.8 | 2.7 | Natural Gas Fired Combustion Turbine | NG | GT | 2 | 1987 |  |  | (OP) Operating | [6 empty] | Los Angeles | 34.3262 | -118.4448
49997 | Consolidated Hydro New York, Inc. | 10902 | Victory Mills | IPP Non-CHP | NY | GEN1 | 1.7 | 1.6 | Conventional Hydroelectric | WAT | HY | 12 | 1986 |  |  | (OP) Operating | [6 empty] | Cayuga | 42.9197 | -76.5477
3473 | Metro Wtr Recl Dist Grtr Chi | 10903 | Lockport Powerhouse | IPP Non-CHP | IL | 1GEN | 8 | 6 | Conventional Hydroelectric | WAT | HY | 2 | 1999 |  |  | (OP) Operating | [6 empty] | Will | 41.5697 | -88.0789
3473 | Metro Wtr Recl Dist Grtr Chi | 10903 | Lockport Powerhouse | IPP Non-CHP | IL | 2GEN | 8 | 6 | Conventional Hydroelectric | WAT | HY | 12 | 2001 |  |  | (OP) Operating | [6 empty] | Will | 41.5697 | -88.0789
59099 | New Dimension Energy Company, LLC | 50001 | Altamont Midway Ltd | IPP Non-CHP | CA | WTGS | 10.9 | 10.9 | Onshore Wind Turbine | WND | WT | 12 | 1984 | 12 | 2017 | (OP) Operating | [6 empty] | San Joaquin | 37.7392 | -121.4322
15114 | Pittsfield Generating Company, LP | 50002 | Pittsfield Generating LP | IPP CHP | MA | GEN1 | 40.7 | 35.2 | Natural Gas Fired Combined Cycle | NG | CT | 7 | 1990 |  |  | (OP) Operating | [6 empty] | Berkshire | 42.4564 | -73.2181
15114 | Pittsfield Generating Company, LP | 50002 | Pittsfield Generating LP | IPP CHP | MA | GEN2 | 40.7 | 35.2 | Natural Gas Fired Combined Cycle | NG | CT | 7 | 1990 |  |  | (OP) Operating | [6 empty] | Berkshire | 42.4564 | -73.2181
15114 | Pittsfield Generating Company, LP | 50002 | Pittsfield Generating LP | IPP CHP | MA | GEN3 | 40.7 | 35.2 | Natural Gas Fired Combined Cycle | NG | CT | 7 | 1990 |  |  | (OP) Operating | [6 empty] | Berkshire | 42.4564 | -73.2181
15114 | Pittsfield Generating Company, LP | 50002 | Pittsfield Generating LP | IPP CHP | MA | GEN4 | 53.4 | 45.8 | Natural Gas Fired Combined Cycle | NG | CA | 7 | 1990 |  |  | (OP) Operating | [6 empty] | Berkshire | 42.4564 | -73.2181
59985 | Chalk Cliff Limited | 50003 | Chalk Cliff Cogen | IPP CHP | CA | GEN1 | 46 | 46 | Natural Gas Fired Combustion Turbine | NG | GT | 3 | 1990 |  |  | (OP) Operating | [6 empty] | Kern | 35.0968 | -119.4299
3890 | EFS Cogen Holdings I LLC | 50006 | Linden Cogen Plant | IPP CHP | NJ | GTG1 | 95.2 | 95.2 | Natural Gas Fired Combined Cycle | NG | CT | 3 | 1992 |  |  | (OP) Operating | [6 empty] | Union | 40.6322 | -74.2156
3890 | EFS Cogen Holdings I LLC | 50006 | Linden Cogen Plant | IPP CHP | NJ | GTG2 | 95.2 | 95.2 | Natural Gas Fired Combined Cycle | NG | CT | 3 | 1992 |  |  | (OP) Operating | [6 empty] | Union | 40.6322 | -74.2156
3890 | EFS Cogen Holdings I LLC | 50006 | Linden Cogen Plant | IPP CHP | NJ | GTG3 | 95.2 | 95.2 | Natural Gas Fired Combined Cycle | NG | CT | 4 | 1992 |  |  | (OP) Operating | [6 empty] | Union | 40.6322 | -74.2156
3890 | EFS Cogen Holdings I LLC | 50006 | Linden Cogen Plant | IPP CHP | NJ | GTG4 | 95.2 | 95.2 | Natural Gas Fired Combined Cycle | NG | CT | 3 | 1992 |  |  | (OP) Operating | [6 empty] | Union | 40.6322 | -74.2156
3890 | EFS Cogen Holdings I LLC | 50006 | Linden Cogen Plant | IPP CHP | NJ | GTG5 | 95.2 | 95.2 | Natural Gas Fired Combined Cycle | NG | CT | 4 | 1992 |  |  | (OP) Operating | [6 empty] | Union | 40.6322 | -74.2156
3890 | EFS Cogen Holdings I LLC | 50006 | Linden Cogen Plant | IPP CHP | NJ | GTG6 | 212.5 | 145.3 | Natural Gas Fired Combined Cycle | NG | CT | 1 | 2002 |  |  | (OP) Operating | [6 empty] | Union | 40.6322 | -74.2156
3890 | EFS Cogen Holdings I LLC | 50006 | Linden Cogen Plant | IPP CHP | NJ | STG1 | 95.2 | 95.2 | Natural Gas Fired Combined Cycle | NG | CA | 3 | 1992 |  |  | (OP) Operating | [6 empty] | Union | 40.6322 | -74.2156
3890 | EFS Cogen Holdings I LLC | 50006 | Linden Cogen Plant | IPP CHP | NJ | STG2 | 95.2 | 95.2 | Natural Gas Fired Combined Cycle | NG | CA | 3 | 1992 |  |  | (OP) Operating | [6 empty] | Union | 40.6322 | -74.2156
3890 | EFS Cogen Holdings I LLC | 50006 | Linden Cogen Plant | IPP CHP | NJ | STG3 | 95.2 | 95.1 | Natural Gas Fired Combined Cycle | NG | CA | 4 | 1992 |  |  | (OP) Operating | [6 empty] | Union | 40.6322 | -74.2156
55698 | Hawks Nest Hydro LLC | 50010 | Glen Ferris Hydro | Industrial Non-CHP | WV | GEN1 | 0.4 | 0.4 | Conventional Hydroelectric | WAT | HY | 1 | 1912 |  |  | (OA) Out of service but expected to return to service in next calendar year | [6 empty] | FAYETTE | 38.1483 | -81.2147
55698 | Hawks Nest Hydro LLC | 50010 | Glen Ferris Hydro | Industrial Non-CHP | WV | GEN2 | 0.4 | 0.4 | Conventional Hydroelectric | WAT | HY | 1 | 1912 |  |  | (OA) Out of service but expected to return to service in next calendar year | [6 empty] | FAYETTE | 38.1483 | -81.2147
55698 | Hawks Nest Hydro LLC | 50010 | Glen Ferris Hydro | Industrial Non-CHP | WV | GEN3 | 0.4 | 0.4 | Conventional Hydroelectric | WAT | HY | 1 | 1912 |  |  | (OA) Out of service but expected to return to service in next calendar year | [6 empty] | FAYETTE | 38.1483 | -81.2147
55698 | Hawks Nest Hydro LLC | 50010 | Glen Ferris Hydro | Industrial Non-CHP | WV | GEN4 | 0.4 | 0.4 | Conventional Hydroelectric | WAT | HY | 1 | 1912 |  |  | (OA) Out of service but expected to return to service in next calendar year | [6 empty] | FAYETTE | 38.1483 | -81.2147
55698 | Hawks Nest Hydro LLC | 50010 | Glen Ferris Hydro | Industrial Non-CHP | WV | GEN5 | 0.4 | 0.4 | Conventional Hydroelectric | WAT | HY | 1 | 1912 |  |  | (OA) Out of service but expected to return to service in next calendar year | [6 empty] | FAYETTE | 38.1483 | -81.2147
55698 | Hawks Nest Hydro LLC | 50010 | Glen Ferris Hydro | Industrial Non-CHP | WV | GEN6 | 0.4 | 0.4 | Conventional Hydroelectric | WAT | HY | 1 | 1912 |  |  | (OA) Out of service but expected to return to service in next calendar year | [6 empty] | FAYETTE | 38.1483 | -81.2147
55698 | Hawks Nest Hydro LLC | 50010 | Glen Ferris Hydro | Industrial Non-CHP | WV | GEN7 | 1.9 | 1.9 | Conventional Hydroelectric | WAT | HY | 1 | 1917 |  |  | (OP) Operating | [6 empty] | FAYETTE | 38.1483 | -81.2147
55698 | Hawks Nest Hydro LLC | 50010 | Glen Ferris Hydro | Industrial Non-CHP | WV | GEN8 | 1.9 | 1.9 | Conventional Hydroelectric | WAT | HY | 1 | 1917 |  |  | (OP) Operating | [6 empty] | FAYETTE | 38.1483 | -81.2147
55698 | Hawks Nest Hydro LLC | 50011 | Hawks Nest Hydro | Industrial Non-CHP | WV | GEN1 | 25.5 | 24.2 | Conventional Hydroelectric | WAT | HY | 6 | 1936 |  |  | (OP) Operating | [6 empty] | Fayette | 38.1478 | -81.1753
55698 | Hawks Nest Hydro LLC | 50011 | Hawks Nest Hydro | Industrial Non-CHP | WV | GEN2 | 25.5 | 24.2 | Conventional Hydroelectric | WAT | HY | 6 | 1936 |  |  | (OP) Operating | [6 empty] | Fayette | 38.1478 | -81.1753
55698 | Hawks Nest Hydro LLC | 50011 | Hawks Nest Hydro | Industrial Non-CHP | WV | GEN3 | 25.5 | 24.2 | Conventional Hydroelectric | WAT | HY | 6 | 1936 |  |  | (OP) Operating | [6 empty] | Fayette | 38.1478 | -81.1753
55698 | Hawks Nest Hydro LLC | 50011 | Hawks Nest Hydro | Industrial Non-CHP | WV | GEN4 | 25.5 | 24.2 | Conventional Hydroelectric | WAT | HY | 6 | 1936 |  |  | (OP) Operating | [6 empty] | Fayette | 38.1478 | -81.1753
49735 | HGST a Western Digital Company | 50024 | HGST San Jose Standby Generator | Industrial Non-CHP | CA | 50MW | 55.3 | 42 | Petroleum Liquids | DFO | GT | 4 | 1984 |  |  | (SB) Standby/Backup: available for service but not normally used | [6 empty] | SANTA CLARA | 37.2444 | -121.7963
6426 | Flint Hills Resources Corpus Christi LLC | 50026 | Corpus Refinery | Industrial CHP | TX | FR6 | 47 | 32 | Natural Gas Fired Combustion Turbine | NG | GT | 5 | 1988 |  |  | (OP) Operating | [6 empty] | Nueces | 27.8322 | -97.5281
16064 | Graphic Packaging International | 50028 | Plant 31 Paper Mill | Industrial CHP | LA | GEN5 | 25 | 25 | Natural Gas Steam Turbine | NG | ST | 1 | 1964 |  |  | (OP) Operating | [6 empty] | Ouachita | 32.4868 | -92.1496
16064 | Graphic Packaging International | 50028 | Plant 31 Paper Mill | Industrial CHP | LA | GEN6 | 20 | 20 | Natural Gas Steam Turbine | NG | ST | 1 | 1977 |  |  | (OP) Operating | [6 empty] | Ouachita | 32.4868 | -92.1496
16064 | Graphic Packaging International | 50028 | Plant 31 Paper Mill | Industrial CHP | LA | GEN7 | 39.2 | 32 | Natural Gas Fired Combined Cycle | NG | CC | 2 | 2016 |  |  | (OP) Operating | [6 empty] | Ouachita | 32.4868 | -92.1496
57184 | Ampersand Mount Ida Hydro LLC | 50031 | Mt Ida Hydroelectric | IPP Non-CHP | NY | 3983 | 1.5 | 1.5 | Conventional Hydroelectric | WAT | HY | 1 | 1992 |  |  | (OP) Operating | [6 empty] | Rensselaer | 42.7213 | -73.6806
57184 | Ampersand Mount Ida Hydro LLC | 50031 | Mt Ida Hydroelectric | IPP Non-CHP | NY | 3986 | 1.5 | 1.5 | Conventional Hydroelectric | WAT | HY | 1 | 1992 |  |  | (OP) Operating | [6 empty] | Rensselaer | 42.7213 | -73.6806
19774 | Valley Falls Associates | 50034 | Valley Falls Hydroelectric Facility | IPP Non-CHP | NY | GEN1 | 2.5 | 2.5 | Conventional Hydroelectric | WAT | HY | 8 | 1985 |  |  | (OP) Operating | [6 empty] | Rensselaer | 42.9044 | -73.5625
22219 | Mid-Maine Waste Action Corp | 50035 | MMWAC Resource Recovery Facility | Commercial Non-CHP | ME | ST1 | 5 | 2.7 | Municipal Solid Waste | MSW | ST | 6 | 1992 |  |  | (OP) Operating | [6 empty] | Androscoggin | 44.0678 | -70.2608
4434 | New Martinsville Hannibal Hydro | 50036 | New Martinsville Hannibal Hydro | IPP Non-CHP | WV | UNT1 | 18.7 | 6.8 | Conventional Hydroelectric | WAT | HY | 8 | 1988 |  |  | (OP) Operating | [6 empty] | Wetzel | 39.6672 | -80.8642
4434 | New Martinsville Hannibal Hydro | 50036 | New Martinsville Hannibal Hydro | IPP Non-CHP | WV | UNT2 | 18.7 | 7.2 | Conventional Hydroelectric | WAT | HY | 7 | 1988 |  |  | (OP) Operating | [6 empty] | Wetzel | 39.6672 | -80.8642
30347 | Olcese Water District | 50037 | Rio Bravo Hydro Project | IPP Non-CHP | CA | UNT1 | 7 | 6.7 | Conventional Hydroelectric | WAT | HY | 5 | 1989 |  |  | (SB) Standby/Backup: available for service but not normally used | [6 empty] | Kern | 35.43 | -118.8222
30347 | Olcese Water District | 50037 | Rio Bravo Hydro Project | IPP Non-CHP | CA | UNT2 | 7 | 6.7 | Conventional Hydroelectric | WAT | HY | 6 | 1989 |  |  | (OP) Operating | [6 empty] | Kern | 35.43 | -118.8222
13833 | Northeastern Power Co | 50039 | Kline Township Cogen Facility | IPP CHP | PA | GEN1 | 59 | 52 | Conventional Steam Coal | WC | ST | 7 | 1989 |  |  | (OP) Operating | [6 empty] | Schuylkill | 40.8734 | -75.9935
16544 | Saint - Gobain Abrasives Inc | 50041 | Norton Powerhouse | Industrial CHP | MA | GEN1 | 2.5 | 2.5 | Natural Gas Steam Turbine | NG | ST | 1 | 1939 |  |  | (OP) Operating | [6 empty] | Worcester | 42.3096 | -71.8052
16544 | Saint - Gobain Abrasives Inc | 50041 | Norton Powerhouse | Industrial CHP | MA | GEN2 | 3.1 | 3.1 | Natural Gas Steam Turbine | NG | ST | 1 | 1954 |  |  | (OP) Operating | [6 empty] | Worcester | 42.3096 | -71.8052
14254 | Oxy Vinyls LP | 50043 | Houston Chemical Complex Battleground | Industrial CHP | TX | GT1 | 104.2 | 66 | Natural Gas Fired Combined Cycle | NG | CT | 5 | 1982 |  |  | (OP) Operating | [6 empty] | Harris | 29.7314 | -95.0839
14254 | Oxy Vinyls LP | 50043 | Houston Chemical Complex Battleground | Industrial CHP | TX | GT2 | 104.2 | 66 | Natural Gas Fired Combined Cycle | NG | CT | 6 | 1982 |  |  | (OP) Operating | [6 empty] | Harris | 29.7314 | -95.0839
14254 | Oxy Vinyls LP | 50043 | Houston Chemical Complex Battleground | Industrial CHP | TX | GT3 | 84.9 | 69 | Natural Gas Fired Combined Cycle | NG | CT | 6 | 2005 |  |  | (OP) Operating | [6 empty] | Harris | 29.7314 | -95.0839
14254 | Oxy Vinyls LP | 50043 | Houston Chemical Complex Battleground | Industrial CHP | TX | ST | 87.4 | 62 | Natural Gas Fired Combined Cycle | NG | CA | 8 | 1982 |  |  | (OP) Operating | [6 empty] | Harris | 29.7314 | -95.0839
55738 | Verso Paper Androscoggin LLC | 50047 | International Paper Jay Hydro | Industrial Non-CHP | ME | GEN1 | 0.5 | 0.5 | Conventional Hydroelectric | WAT | HY | 1 | 1912 |  |  | (OP) Operating | [6 empty] | Franklin | 44.5037 | -70.221
55738 | Verso Paper Androscoggin LLC | 50047 | International Paper Jay Hydro | Industrial Non-CHP | ME | GEN2 | 0.5 | 0.5 | Conventional Hydroelectric | WAT | HY | 1 | 1912 |  |  | (OP) Operating | [6 empty] | Franklin | 44.5037 | -70.221
55738 | Verso Paper Androscoggin LLC | 50047 | International Paper Jay Hydro | Industrial Non-CHP | ME | GEN3 | 0.5 | 0.5 | Conventional Hydroelectric | WAT | HY | 1 | 1912 |  |  | (OP) Operating | [6 empty] | Franklin | 44.5037 | -70.221
55738 | Verso Paper Androscoggin LLC | 50047 | International Paper Jay Hydro | Industrial Non-CHP | ME | GEN4 | 0.5 | 0.5 | Conventional Hydroelectric | WAT | HY | 1 | 1912 |  |  | (OP) Operating | [6 empty] | Franklin | 44.5037 | -70.221
55738 | Verso Paper Androscoggin LLC | 50047 | International Paper Jay Hydro | Industrial Non-CHP | ME | GEN5 | 0.5 | 0.5 | Conventional Hydroelectric | WAT | HY | 1 | 1912 |  |  | (OP) Operating | [6 empty] | Franklin | 44.5037 | -70.221
55738 | Verso Paper Androscoggin LLC | 50047 | International Paper Jay Hydro | Industrial Non-CHP | ME | GEN6 | 0.6 | 0.6 | Conventional Hydroelectric | WAT | HY | 1 | 1912 |  |  | (OA) Out of service but expected to return to service in next calendar year | [6 empty] | Franklin | 44.5037 | -70.221
60153 | Mendocino Forest Products | 50049 | Scotia Co-gen Humboldt Redwood Company LLC | Industrial CHP | CA | GEN1 | 12.5 | 13 | Wood/Wood Waste Biomass | WDS | ST | 3 | 1988 |  |  | (OP) Operating | [6 empty] | Humboldt | 40.4728 | -124.1014
60153 | Mendocino Forest Products | 50049 | Scotia Co-gen Humboldt Redwood Company LLC | Industrial CHP | CA | GEN2 | 12.5 | 13 | Wood/Wood Waste Biomass | WDS | ST | 3 | 1988 |  |  | (OP) Operating | [6 empty] | Humboldt | 40.4728 | -124.1014
60153 | Mendocino Forest Products | 50049 | Scotia Co-gen Humboldt Redwood Company LLC | Industrial CHP | CA | GEN3 | 7.5 | 7.5 | Wood/Wood Waste Biomass | WDS | ST | 1 | 1938 |  |  | (OP) Operating | [6 empty] | Humboldt | 40.4728 | -124.1014
6036 | ESOCO Orrington LLC | 50051 | Penobscot Energy Recovery | Commercial Non-CHP | ME | GEN1 | 25.3 | 21.2 | Municipal Solid Waste | MSW | ST | 11 | 1987 |  |  | (OP) Operating | [6 empty] | Penobscot | 44.7383 | -68.8258
15941 | Rice University | 50054 | Rice University | Commercial CHP | TX | GEN1 | 3.1 | 3.1 | Natural Gas Fired Combustion Turbine | NG | GT | 1 | 1986 |  |  | (SB) Standby/Backup: available for service but not normally used | [6 empty] | Harris | 29.721 | -95.3954
15941 | Rice University | 50054 | Rice University | Commercial CHP | TX | GEN2 | 3.8 | 3.8 | Natural Gas Fired Combustion Turbine | NG | GT | 2 | 1989 |  |  | (OP) Operating | [6 empty] | Harris | 29.721 | -95.3954
15380 | Prince George's County | 50060 | Brown Station Road Plant I | Commercial Non-CHP | MD | 3972 | 0.9 | 0.8 | Landfill Gas | LFG | IC | 10 | 1987 |  |  | (OS) Out of service and NOT expected to return to service in next calendar year | [6 empty] | PRINCE GEORGES | 38.8228 | -76.7722
15380 | Prince George's County | 50060 | Brown Station Road Plant I | Commercial Non-CHP | MD | 9314 | 0.9 | 0.8 | Landfill Gas | LFG | IC | 10 | 1987 |  |  | (OP) Operating | [6 empty] | PRINCE GEORGES | 38.8228 | -76.7722
15380 | Prince George's County | 50060 | Brown Station Road Plant I | Commercial Non-CHP | MD | 9340 | 0.9 | 0.8 | Landfill Gas | LFG | IC | 10 | 1987 |  |  | (OS) Out of service and NOT expected to return to service in next calendar year | [6 empty] | PRINCE GEORGES | 38.8228 | -76.7722
16625 | San Diego State University | 50061 | San Diego State University | Commercial CHP | CA | GEN2 | 5.1 | 4.6 | Natural Gas Fired Combined Cycle | NG | CT | 9 | 2002 |  |  | (OP) Operating | [6 empty] | San Diego | 32.7782 | -117.0701
16625 | San Diego State University | 50061 | San Diego State University | Commercial CHP | CA | GEN3 | 5.1 | 4.6 | Natural Gas Fired Combined Cycle | NG | CT | 9 | 2002 |  |  | (OP) Operating | [6 empty] | San Diego | 32.7782 | -117.0701
16625 | San Diego State University | 50061 | San Diego State University | Commercial CHP | CA | GEN4 | 4.1 | 4.1 | Natural Gas Fired Combined Cycle | NG | CA | 12 | 2002 |  |  | (OP) Operating | [6 empty] | San Diego | 32.7782 | -117.0701
54680 | San Joaquin LLC | 50062 | San Joaquin Cogen | IPP Non-CHP | CA | GEN1 | 46 | 48 | Natural Gas Fired Combustion Turbine | NG | GT | 1 | 1990 |  |  | (OS) Out of service and NOT expected to return to service in next calendar year | [6 empty] | San Joaquin | 37.8062 | -121.2771
22142 | Santa Cruz Cogeneration Assoc | 50064 | Univ of Calif Santa Cruz Cogeneration | Commercial CHP | CA | 003 | 4.4 | 4.4 | Natural Gas Fired Combustion Turbine | NG | GT | 7 | 2015 |  |  | (OP) Operating | [6 empty] | Santa Cruz | 36.9997 | -122.0622
7160 | Geysers Power Co LLC | 50066 | Calistoga Power Plant | IPP Non-CHP | CA | UNT1 | 88.2 | 50 | Geothermal | GEO | ST | 3 | 1984 |  |  | (OP) Operating | [6 empty] | Lake | 38.7879 | -122.7434
7160 | Geysers Power Co LLC | 50066 | Calistoga Power Plant | IPP Non-CHP | CA | UNT2 | 88.2 | 50 | Geothermal | GEO | ST | 3 | 1984 |  |  | (OP) Operating | [6 empty] | Lake | 38.7879 | -122.7434
17145 | Sid Richardson Carbon Ltd | 50067 | Borger Plant | Industrial CHP | TX | GEN1 | 37.5 | 32 | Other Gases | BFG | ST | 2 | 1985 |  |  | (OP) Operating | [6 empty] | Hutchinson | 35.6647 | -101.4354
17445 | Solid Waste Authority of Palm Beach Co | 50071 | Palm Beach Renewable Energy Facility 1 | IPP Non-CHP | FL | GEN1 | 62.3 | 50 | Municipal Solid Waste | MSW | ST | 5 | 1989 |  |  | (OP) Operating | [6 empty] | Palm Beach | 26.7714 | -80.1419
34012 | FPL Energy MH50 LP | 50074 | Marcus Hook Refinery Cogen | IPP CHP | PA | GEN1 | 50.5 | 48 | Natural Gas Fired Combustion Turbine | NG | GT | 11 | 1987 |  |  | (SB) Standby/Backup: available for service but not normally used | [6 empty] | Delaware | 39.8103 | -75.4281
19532 | United Water Conservation Dist | 50076 | Santa Felicia Dam | IPP Non-CHP | CA | UNT1 | 0.2 | 0.2 | Conventional Hydroelectric | WAT | HY | 6 | 1987 |  |  | (OS) Out of service and NOT expected to return to service in next calendar year | [6 empty] | Ventura | 34.4617 | -118.7511
19532 | United Water Conservation Dist | 50076 | Santa Felicia Dam | IPP Non-CHP | CA | UNT2 | 1.1 | 1.1 | Conventional Hydroelectric | WAT | HY | 6 | 1987 |  |  | (OS) Out of service and NOT expected to return to service in next calendar year | [6 empty] | Ventura | 34.4617 | -118.7511
5677 | Waste Energy Services Inc | 50077 | Waste Energy Services | IPP CHP | MI | CAT1 | 0.5 | 0.5 | Landfill Gas | LFG | IC | 6 | 1986 | 10 | 2017 | (OP) Operating | 2017 | 10 | 0.5 |  |  | 0 | Wayne | 42.2209 | -83.5228
5677 | Waste Energy Services Inc | 50077 | Waste Energy Services | IPP CHP | MI | CAT2 | 0.3 | 0.3 | Landfill Gas | LFG | IC | 6 | 1986 | 10 | 2017 | (OP) Operating | 2017 | 10 | 0.3 |  |  | 0 | Wayne | 42.2209 | -83.5228
5677 | Waste Energy Services Inc | 50077 | Waste Energy Services | IPP CHP | MI | CAT3 | 0.3 | 0.3 | Landfill Gas | LFG | IC | 6 | 1986 | 10 | 2017 | (OP) Operating | 2017 | 10 | 0.3 |  |  | 0 | Wayne | 42.2209 | -83.5228
5677 | Waste Energy Services Inc | 50077 | Waste Energy Services | IPP CHP | MI | CAT4 | 0.3 | 0.3 | Landfill Gas | LFG | IC | 6 | 1986 | 10 | 2017 | (OS) Out of service and NOT expected to return to service in next calendar year | 2017 | 10 | 0.3 |  |  | 0 | Wayne | 42.2209 | -83.5228
34688 | CHI Energy Inc | 50079 | Goodyear Lake Plant | IPP Non-CHP | NY | GEN1 | 0.8 | 0.8 | Conventional Hydroelectric | WAT | HY | 8 | 1980 |  |  | (OP) Operating | [6 empty] | Otsego | 42.5025 | -74.9836
34688 | CHI Energy Inc | 50079 | Goodyear Lake Plant | IPP Non-CHP | NY | GEN2 | 0.6 | 0.6 | Conventional Hydroelectric | WAT | HY | 8 | 1980 |  |  | (OP) Operating | [6 empty] | Otsego | 42.5025 | -74.9836
55738 | Verso Paper Androscoggin LLC | 50080 | Otis Hydro | Industrial Non-CHP | ME | GEN1 | 5.1 | 5.1 | Conventional Hydroelectric | WAT | HY | 1 | 1985 |  |  | (OP) Operating | [6 empty] | Franklin | 44.4778 | -70.2008
55738 | Verso Paper Androscoggin LLC | 50080 | Otis Hydro | Industrial Non-CHP | ME | GEN2 | 5.1 | 5.1 | Conventional Hydroelectric | WAT | HY | 1 | 1985 |  |  | (OA) Out of service but expected to return to service in next calendar year | [6 empty] | Franklin | 44.4778 | -70.2008
55738 | Verso Paper Androscoggin LLC | 50081 | International Paper Riley Hydro | Industrial Non-CHP | ME | GEN1 | 1.1 | 1.1 | Conventional Hydroelectric | WAT | HY | 12 | 1981 |  |  | (OP) Operating | [6 empty] | Franklin | 44.5034 | -70.2491
55738 | Verso Paper Androscoggin LLC | 50081 | International Paper Riley Hydro | Industrial Non-CHP | ME | GEN2 | 1.1 | 1.1 | Conventional Hydroelectric | WAT | HY | 12 | 1981 |  |  | (OP) Operating | [6 empty] | Franklin | 44.5034 | -70.2491
55738 | Verso Paper Androscoggin LLC | 50081 | International Paper Riley Hydro | Industrial Non-CHP | ME | GEN3 | 1.1 | 1.1 | Conventional Hydroelectric | WAT | HY | 12 | 1981 |  |  | (OP) Operating | [6 empty] | Franklin | 44.5034 | -70.2491
55738 | Verso Paper Androscoggin LLC | 50081 | International Paper Riley Hydro | Industrial Non-CHP | ME | GEN4 | 1.1 | 1.1 | Conventional Hydroelectric | WAT | HY | 12 | 1981 |  |  | (OP) Operating | [6 empty] | Franklin | 44.5034 | -70.2491
55738 | Verso Paper Androscoggin LLC | 50081 | International Paper Riley Hydro | Industrial Non-CHP | ME | GEN5 | 1.1 | 1.1 | Conventional Hydroelectric | WAT | HY | 12 | 1981 |  |  | (OP) Operating | [6 empty] | Franklin | 44.5034 | -70.2491
55738 | Verso Paper Androscoggin LLC | 50081 | International Paper Riley Hydro | Industrial Non-CHP | ME | GEN6 | 1.1 | 1.1 | Conventional Hydroelectric | WAT | HY | 12 | 1981 |  |  | (OP) Operating | [6 empty] | Franklin | 44.5034 | -70.2491
55738 | Verso Paper Androscoggin LLC | 50082 | International Paper Livermore Hydro | Industrial Non-CHP | ME | GEN1 | 1.1 | 1.1 | Conventional Hydroelectric | WAT | HY | 1 | 1910 |  |  | (OA) Out of service but expected to return to service in next calendar year | [6 empty] | Androscoggin | 44.4705 | -70.1873
55738 | Verso Paper Androscoggin LLC | 50082 | International Paper Livermore Hydro | Industrial Non-CHP | ME | GEN2 | 1.1 | 1.1 | Conventional Hydroelectric | WAT | HY | 1 | 1910 |  |  | (OA) Out of service but expected to return to service in next calendar year | [6 empty] | Androscoggin | 44.4705 | -70.1873
55738 | Verso Paper Androscoggin LLC | 50082 | International Paper Livermore Hydro | Industrial Non-CHP | ME | GEN3 | 1.1 | 1.1 | Conventional Hydroelectric | WAT | HY | 1 | 1910 |  |  | (OP) Operating | [6 empty] | Androscoggin | 44.4705 | -70.1873
55738 | Verso Paper Androscoggin LLC | 50082 | International Paper Livermore Hydro | Industrial Non-CHP | ME | GEN4 | 1.2 | 1.2 | Conventional Hydroelectric | WAT | HY | 1 | 1910 |  |  | (OP) Operating | [6 empty] | Androscoggin | 44.4705 | -70.1873
55738 | Verso Paper Androscoggin LLC | 50082 | International Paper Livermore Hydro | Industrial Non-CHP | ME | GEN5 | 1.1 | 1.1 | Conventional Hydroelectric | WAT | HY | 1 | 1910 |  |  | (OP) Operating | [6 empty] | Androscoggin | 44.4705 | -70.1873
55738 | Verso Paper Androscoggin LLC | 50082 | International Paper Livermore Hydro | Industrial Non-CHP | ME | GEN6 | 0.7 | 0.7 | Conventional Hydroelectric | WAT | HY | 1 | 1910 |  |  | (OP) Operating | [6 empty] | Androscoggin | 44.4705 | -70.1873
55738 | Verso Paper Androscoggin LLC | 50082 | International Paper Livermore Hydro | Industrial Non-CHP | ME | GEN7 | 0.9 | 0.9 | Conventional Hydroelectric | WAT | HY | 1 | 1910 |  |  | (OP) Operating | [6 empty] | Androscoggin | 44.4705 | -70.1873
55738 | Verso Paper Androscoggin LLC | 50082 | International Paper Livermore Hydro | Industrial Non-CHP | ME | GEN8 | 1 | 1 | Conventional Hydroelectric | WAT | HY | 1 | 1910 |  |  | (OS) Out of service and NOT expected to return to service in next calendar year | [6 empty] | Androscoggin | 44.4705 | -70.1873
55738 | Verso Paper Androscoggin LLC | 50082 | International Paper Livermore Hydro | Industrial Non-CHP | ME | GEN9 | 1 | 1 | Conventional Hydroelectric | WAT | HY | 9 | 2004 |  |  | (OP) Operating | [6 empty] | Androscoggin | 44.4705 | -70.1873
23955 | University of Massachusetts Medical | 50087 | Univ of Massachusetts Medical Center | Commercial CHP | MA | GEN1 | 2.5 | 1.5 | Natural Gas Steam Turbine | NG | ST | 4 | 1974 |  |  | (OP) Operating | [6 empty] | Worcester | 42.279 | -71.7598
23955 | University of Massachusetts Medical | 50087 | Univ of Massachusetts Medical Center | Commercial CHP | MA | GEN2 | 2.5 | 1.5 | Natural Gas Steam Turbine | NG | ST | 4 | 1974 |  |  | (OP) Operating | [6 empty] | Worcester | 42.279 | -71.7598
23955 | University of Massachusetts Medical | 50087 | Univ of Massachusetts Medical Center | Commercial CHP | MA | GEN3 | 5 | 3 | Natural Gas Steam Turbine | NG | ST | 6 | 2002 |  |  | (OP) Operating | [6 empty] | Worcester | 42.279 | -71.7598
23955 | University of Massachusetts Medical | 50087 | Univ of Massachusetts Medical Center | Commercial CHP | MA | GEN4 | 7.5 | 6 | Natural Gas Fired Combustion Turbine | NG | GT | 2 | 2013 |  |  | (OP) Operating | [6 empty] | Worcester | 42.279 | -71.7598
21223 | University of Northern Iowa | 50088 | University of Northern Iowa | Commercial CHP | IA | GEN1 | 7.5 | 7.5 | Conventional Steam Coal | BIT | ST | 11 | 1982 |  |  | (OP) Operating | [6 empty] | Black Hawk | 42.5136 | -92.4591
24010 | University of San Francisco | 50089 | Univ of San Francisco Cogen | Commercial CHP | CA | S-17 | 1.5 | 1.4 | Natural Gas Internal Combustion Engine | NG | IC | 9 | 1987 |  |  | (OP) Operating | [6 empty] | San Francisco | 37.7766 | -122.4519
16990 | Sheep Creek Hydro Inc | 50091 | Sheep Creek Hydro | IPP Non-CHP | WA | TB1 | 1.3 | 1.3 | Conventional Hydroelectric | WAT | HY | 6 | 1986 |  |  | (OP) Operating | [6 empty] | Stevens | 48.9477 | -117.7954
16990 | Sheep Creek Hydro Inc | 50091 | Sheep Creek Hydro | IPP Non-CHP | WA | TB2 | 0.3 | 0.3 | Conventional Hydroelectric | WAT | HY | 6 | 1986 |  |  | (SB) Standby/Backup: available for service but not normally used | [6 empty] | Stevens | 48.9477 | -117.7954
34689 | Triton Power Co | 50093 | Chateaugay High Falls Hydro | IPP Non-CHP | NY | WT | 1.7 | 1.6 | Conventional Hydroelectric | WAT | HY | 12 | 1988 |  |  | (OP) Operating | [6 empty] | Franklin | 44.9099 | -74.0858
19148 | Veolia Energy Trenton L.P | 50094 | Veolia Energy Trenton L.P. | Commercial CHP | NJ | 7214 | 6 | 5.8 | Natural Gas Internal Combustion Engine | NG | IC | 12 | 1983 |  |  | (OP) Operating | [6 empty] | Mercer | 40.2167 | -74.7667
18461 | Tamarack Energy Partners | 50099 | Tamarack Energy Partnership | IPP CHP | ID | GEN1 | 6.2 | 5.8 | Wood/Wood Waste Biomass | WDS | ST | 6 | 1983 |  |  | (OP) Operating | [6 empty] | Adams | 44.9549 | -116.3871
12307 | WestRock (TX) | 50101 | WestRock (TX) | Industrial CHP | TX | GEN1 | 7.5 | 9.5 | Wood/Wood Waste Biomass | BLQ | ST | 6 | 1954 |  |  | (OP) Operating | [6 empty] | Jasper | 30.3419 | -94.0656
12307 | WestRock (TX) | 50101 | WestRock (TX) | Industrial CHP | TX | GEN2 | 32.6 | 32 | Wood/Wood Waste Biomass | BLQ | ST | 5 | 1965 |  |  | (OP) Operating | [6 empty] | Jasper | 30.3419 | -94.0656
12307 | WestRock (TX) | 50101 | WestRock (TX) | Industrial CHP | TX | GEN3 | 17.6 | 18 | Wood/Wood Waste Biomass | BLQ | ST | 1 | 1986 |  |  | (OP) Operating | [6 empty] | Jasper | 30.3419 | -94.0656
13442 | New Hampshire Hydro Associates | 50103 | China Mill Hydro | IPP Non-CHP | NH | GEN 1 | 1.7 | 1.7 | Conventional Hydroelectric | WAT | HY | 7 | 1981 |  |  | (OP) Operating | [6 empty] | MERRIMACK | 43.1287 | -71.4599
25835 | Portland City of | 50105 | Ground Water Pumping Station | IPP Non-CHP | OR | GPS1 | 0.9 | 0.9 | Conventional Hydroelectric | WAT | HY | 4 | 1985 | 10 | 2016 | (OS) Out of service and NOT expected to return to service in next calendar year | [6 empty] | Multnomah | 45.5558 | -122.4947
25835 | Portland City of | 50105 | Ground Water Pumping Station | IPP Non-CHP | OR | GPS2 | 0.9 | 0.9 | Conventional Hydroelectric | WAT | HY | 4 | 1985 | 10 | 2016 | (OS) Out of service and NOT expected to return to service in next calendar year | [6 empty] | Multnomah | 45.5558 | -122.4947
25835 | Portland City of | 50105 | Ground Water Pumping Station | IPP Non-CHP | OR | GPS3 | 0.9 | 0.9 | Conventional Hydroelectric | WAT | HY | 4 | 1985 | 10 | 2016 | (OS) Out of service and NOT expected to return to service in next calendar year | [6 empty] | Multnomah | 45.5558 | -122.4947
25835 | Portland City of | 50105 | Ground Water Pumping Station | IPP Non-CHP | OR | GPS4 | 0.9 | 0.9 | Conventional Hydroelectric | WAT | HY | 4 | 1985 | 10 | 2016 | (OS) Out of service and NOT expected to return to service in next calendar year | [6 empty] | Multnomah | 45.5558 | -122.4947
25835 | Portland City of | 50105 | Ground Water Pumping Station | IPP Non-CHP | OR | GPS5 | 0.9 | 0.9 | Conventional Hydroelectric | WAT | HY | 4 | 1985 | 10 | 2016 | (OS) Out of service and NOT expected to return to service in next calendar year | [6 empty] | Multnomah | 45.5558 | -122.4947
25835 | Portland City of | 50105 | Ground Water Pumping Station | IPP Non-CHP | OR | GPS6 | 0.9 | 0.9 | Conventional Hydroelectric | WAT | HY | 4 | 1985 | 10 | 2016 | (OS) Out of service and NOT expected to return to service in next calendar year | [6 empty] | Multnomah | 45.5558 | -122.4947
54700 | Paris Generation LP | 50109 | Paris Energy Center | IPP Non-CHP | TX | GEN1 | 87.8 | 78 | Natural Gas Fired Combined Cycle | NG | CT | 7 | 1989 |  |  | (OP) Operating | [6 empty] | Lamar | 33.6968 | -95.5577
54700 | Paris Generation LP | 50109 | Paris Energy Center | IPP Non-CHP | TX | GEN2 | 87.8 | 80 | Natural Gas Fired Combined Cycle | NG | CT | 7 | 1989 |  |  | (OP) Operating | [6 empty] | Lamar | 33.6968 | -95.5577
54700 | Paris Generation LP | 50109 | Paris Energy Center | IPP Non-CHP | TX | GEN3 | 90 | 78 | Natural Gas Fired Combined Cycle | NG | CA | 12 | 1989 |  |  | (OP) Operating | [6 empty] | Lamar | 33.6968 | -95.5577
17164 | Sierra Pacific Industries Inc | 50110 | Sierra Pacific Burney Facility | Industrial CHP | CA | GEN1 | 20 | 18.9 | Wood/Wood Waste Biomass | WDS | ST | 10 | 1986 |  |  | (OP) Operating | [6 empty] | Shasta | 40.8767 | -121.7016
17164 | Sierra Pacific Industries Inc | 50112 | Sierra Pacific Quincy Facility | Industrial CHP | CA | GEN1 | 20 | 23.3 | Wood/Wood Waste Biomass | WDS | ST | 12 | 1986 |  |  | (OP) Operating | [6 empty] | Plumas | 39.9412 | -120.9092
17164 | Sierra Pacific Industries Inc | 50112 | Sierra Pacific Quincy Facility | Industrial CHP | CA | GEN2 | 7.5 | 3.2 | Wood/Wood Waste Biomass | WDS | ST | 4 | 1999 |  |  | (OP) Operating | [6 empty] | Plumas | 39.9412 | -120.9092
22669 | U S Borax Inc | 50115 | US Borax | Industrial CHP | CA | GEN1 | 48.2 | 39 | Natural Gas Fired Combustion Turbine | NG | GT | 7 | 1984 |  |  | (OP) Operating | [6 empty] | Kern | 35.0329 | -117.701
19537 | University of Texas at Austin | 50118 | Hal C Weaver Power Plant | Commercial CHP | TX | GEN10 | 34.4 | 33 | Natural Gas Fired Combined Cycle | NG | CT | 3 | 2010 |  |  | (OP) Operating | [6 empty] | Travis | 30.2867 | -97.7356
19537 | University of Texas at Austin | 50118 | Hal C Weaver Power Plant | Commercial CHP | TX | GEN4 | 7.6 | 7.6 | Natural Gas Fired Combined Cycle | NG | CA | 10 | 1951 |  |  | (OP) Operating | [6 empty] | Travis | 30.2867 | -97.7356
19537 | University of Texas at Austin | 50118 | Hal C Weaver Power Plant | Commercial CHP | TX | GEN5 | 6 | 6 | Natural Gas Fired Combined Cycle | NG | CA | 9 | 1959 |  |  | (OP) Operating | [6 empty] | Travis | 30.2867 | -97.7356
19537 | University of Texas at Austin | 50118 | Hal C Weaver Power Plant | Commercial CHP | TX | GEN7 | 28.8 | 27.6 | Natural Gas Fired Combined Cycle | NG | CA | 1 | 1979 |  |  | (OP) Operating | [6 empty] | Travis | 30.2867 | -97.7356
19537 | University of Texas at Austin | 50118 | Hal C Weaver Power Plant | Commercial CHP | TX | GEN8 | 48.5 | 46.5 | Natural Gas Fired Combined Cycle | NG | CT | 11 | 1987 |  |  | (OP) Operating | [6 empty] | Travis | 30.2867 | -97.7356
19537 | University of Texas at Austin | 50118 | Hal C Weaver Power Plant | Commercial CHP | TX | GEN9 | 27.2 | 26.1 | Natural Gas Fired Combined Cycle | NG | CA | 11 | 2004 |  |  | (OP) Operating | [6 empty] | Travis | 30.2867 | -97.7356
4208 | Phillips 66 Company | 50119 | Phillips 66 Rodeo Refinery | Industrial CHP | CA | GENA | 18.3 | 15.3 | Other Gases | OG | GT | 5 | 1987 |  |  | (OP) Operating | [6 empty] | Contra Costa | 38.0417 | -122.2583
4208 | Phillips 66 Company | 50119 | Phillips 66 Rodeo Refinery | Industrial CHP | CA | GENB | 18.3 | 15.4 | Other Gases | OG | GT | 5 | 1987 |  |  | (OP) Operating | [6 empty] | Contra Costa | 38.0417 | -122.2583
4208 | Phillips 66 Company | 50119 | Phillips 66 Rodeo Refinery | Industrial CHP | CA | GENC | 18.3 | 14.9 | Other Gases | OG | GT | 5 | 1987 |  |  | (OP) Operating | [6 empty] | Contra Costa | 38.0417 | -122.2583
19685 | Valero Refining Co | 50121 | Valero Refinery Corpus Christi West | Industrial Non-CHP | TX | PRU | 12 | 12 | All Other | WH | ST | 9 | 1983 |  |  | (OP) Operating | [6 empty] | Nueces | 27.8175 | -97.4814
19685 | Valero Refining Co | 50121 | Valero Refinery Corpus Christi West | Industrial Non-CHP | TX | TG1 | 28.6 | 26.6 | Petroleum Coke | PC | ST | 11 | 1983 |  |  | (OP) Operating | [6 empty] | Nueces | 27.8175 | -97.4814
19685 | Valero Refining Co | 50121 | Valero Refinery Corpus Christi West | Industrial Non-CHP | TX | TG2 | 28.6 | 26.6 | Petroleum Coke | PC | ST | 11 | 1983 |  |  | (OP) Operating | [6 empty] | Nueces | 27.8175 | -97.4814
20148 | Watervliet City of | 50123 | Normanskill Hydro Project | IPP Non-CHP | NY | GEN1 | 1.2 | 1.2 | Conventional Hydroelectric | WAT | HY | 4 | 1983 |  |  | (OP) Operating | [6 empty] | Albany | 42.7124 | -73.9573
38001 | Ottauquechee Hydro Company, Inc. | 50126 | Ottauquechee Hydro | IPP Non-CHP | VT | 1 | 1.2 | 1.1 | Conventional Hydroelectric | WAT | HY | 7 | 1987 |  |  | (OP) Operating | [6 empty] | Windsor | 43.5933 | -72.3506
38001 | Ottauquechee Hydro Company, Inc. | 50126 | Ottauquechee Hydro | IPP Non-CHP | VT | 2 | 0.6 | 0.6 | Conventional Hydroelectric | WAT | HY | 4 | 1983 |  |  | (OP) Operating | [6 empty] | Windsor | 43.5933 | -72.3506
54777 | CCI Signal Hill LLC | 50127 | CCI Signal Hill LLC | IPP Non-CHP | TX | GTA | 20 | 19.7 | Natural Gas Fired Combined Cycle | NG | CT | 6 | 1987 |  |  | (OP) Operating | [6 empty] | Wichita | 33.8625 | -98.5894
54777 | CCI Signal Hill LLC | 50127 | CCI Signal Hill LLC | IPP Non-CHP | TX | GTB | 20 | 19.7 | Natural Gas Fired Combined Cycle | NG | CT | 6 | 1987 |  |  | (OP) Operating | [6 empty] | Wichita | 33.8625 | -98.5894
54777 | CCI Signal Hill LLC | 50127 | CCI Signal Hill LLC | IPP Non-CHP | TX | GTC | 20 | 19.7 | Natural Gas Fired Combined Cycle | NG | CT | 6 | 1987 |  |  | (OP) Operating | [6 empty] | Wichita | 33.8625 | -98.5894
54777 | CCI Signal Hill LLC | 50127 | CCI Signal Hill LLC | IPP Non-CHP | TX | STD | 20 | 17 | Natural Gas Fired Combined Cycle | NG | CA | 6 | 1987 |  |  | (OP) Operating | [6 empty] | Wichita | 33.8625 | -98.5894
22079 | Yolo County Flood Control WCD | 50128 | Clear Lake Hydro Project | IPP Non-CHP | CA | 3381 | 2.5 | 2.4 | Conventional Hydroelectric | WAT | HY | 9 | 1985 |  |  | (OS) Out of service and NOT expected to return to service in next calendar year | [6 empty] | Lake | 38.9236 | -122.5667
22079 | Yolo County Flood Control WCD | 50129 | Indian Valley Dam Hydro Project | IPP Non-CHP | CA | 1641 | 1.4 | 1.3 | Conventional Hydroelectric | WAT | HY | 10 | 1983 |  |  | (OA) Out of service but expected to return to service in next calendar year | [6 empty] | Lake | 39.0788 | -122.5356
22079 | Yolo County Flood Control WCD | 50129 | Indian Valley Dam Hydro Project | IPP Non-CHP | CA | 1642 | 1.4 | 1.3 | Conventional Hydroelectric | WAT | HY | 10 | 1983 |  |  | (OA) Out of service but expected to return to service in next calendar year | [6 empty] | Lake | 39.0788 | -122.5356
22079 | Yolo County Flood Control WCD | 50129 | Indian Valley Dam Hydro Project | IPP Non-CHP | CA | 8332 | 0.1 | 0.1 | Conventional Hydroelectric | WAT | HY | 10 | 1983 |  |  | (OA) Out of service but expected to return to service in next calendar year | [6 empty] | Lake | 39.0788 | -122.5356
3852 | Coalinga Cogeneration Co | 50131 | Coalinga Cogeneration | IPP CHP | CA | K100 | 38.4 | 36 | Natural Gas Fired Combustion Turbine | NG | GT | 10 | 1991 |  |  | (OP) Operating | [6 empty] | Fresno | 36.1807 | -120.3885
18390 | Sycamore Cogeneration Co | 50134 | Sycamore Cogeneration | IPP CHP | CA | GTAG | 75 | 75 | Natural Gas Fired Combustion Turbine | NG | GT | 12 | 1987 |  |  | (OP) Operating | [6 empty] | Kern | 35.4526 | -118.9853
18390 | Sycamore Cogeneration Co | 50134 | Sycamore Cogeneration | IPP CHP | CA | GTBG | 75 | 75 | Natural Gas Fired Combustion Turbine | NG | GT | 12 | 1987 |  |  | (OP) Operating | [6 empty] | Kern | 35.4526 | -118.9853
18390 | Sycamore Cogeneration Co | 50134 | Sycamore Cogeneration | IPP CHP | CA | GTCG | 75 | 75 | Natural Gas Fired Combustion Turbine | NG | GT | 12 | 1987 |  |  | (OP) Operating | [6 empty] | Kern | 35.4526 | -118.9853
18390 | Sycamore Cogeneration Co | 50134 | Sycamore Cogeneration | IPP CHP | CA | GTDG | 75 | 75 | Natural Gas Fired Combustion Turbine | NG | GT | 12 | 1987 |  |  | (OP) Operating | [6 empty] | Kern | 35.4526 | -118.9853
17460 | South Oak Hospital | 50136 | South Oaks Hospital | Commercial CHP | NY | CG1 | 0.2 | 0.1 | Natural Gas Internal Combustion Engine | NG | IC | 4 | 2008 |  |  | (OP) Operating | [6 empty] | Suffolk | 40.6853 | -73.4258
17460 | South Oak Hospital | 50136 | South Oaks Hospital | Commercial CHP | NY | CG2 | 0.2 | 0.1 | Natural Gas Internal Combustion Engine | NG | IC | 4 | 2008 |  |  | (OP) Operating | [6 empty] | Suffolk | 40.6853 | -73.4258
17460 | South Oak Hospital | 50136 | South Oaks Hospital | Commercial CHP | NY | CG3 | 0.2 | 0.1 | Natural Gas Internal Combustion Engine | NG | IC | 4 | 2008 |  |  | (OP) Operating | [6 empty] | Suffolk | 40.6853 | -73.4258
17460 | South Oak Hospital | 50136 | South Oaks Hospital | Commercial CHP | NY | CG4 | 0.2 | 0.1 | Natural Gas Internal Combustion Engine | NG | IC | 4 | 2008 |  |  | (OP) Operating | [6 empty] | Suffolk | 40.6853 | -73.4258
17460 | South Oak Hospital | 50136 | South Oaks Hospital | Commercial CHP | NY | CG5 | 0.2 | 0.1 | Natural Gas Internal Combustion Engine | NG | IC | 4 | 2008 |  |  | (OP) Operating | [6 empty] | Suffolk | 40.6853 | -73.4258
56201 | Engie North America | 50137 | Newgulf Cogen | IPP Non-CHP | TX | GEN1 | 101.9 | 72 | Natural Gas Fired Combustion Turbine | NG | GT | 4 | 1984 |  |  | (OP) Operating | [6 empty] | Wharton | 29.2639 | -95.8997
27211 | Snider Industries Inc | 50141 | Snider Industries | Industrial CHP | TX | WGN1 | 5 | 5 | Wood/Wood Waste Biomass | WDS | ST | 8 | 1983 |  |  | (OP) Operating | [6 empty] | Harrison | 32.5747 | -94.3739
27131 | Imperial Savannah LP | 50146 | Imperial Savannah LP | Industrial CHP | GA | GENA | 2.7 | 2.7 | Conventional Steam Coal | BIT | ST | 3 | 1948 |  |  | (OP) Operating | [6 empty] | Chatham | 32.144 | -81.1466
27131 | Imperial Savannah LP | 50146 | Imperial Savannah LP | Industrial CHP | GA | GENB | 3 | 3 | Conventional Steam Coal | BIT | ST | 2 | 1959 |  |  | (OP) Operating | [6 empty] | Chatham | 32.144 | -81.1466
27131 | Imperial Savannah LP | 50146 | Imperial Savannah LP | Industrial CHP | GA | GENC | 1 | 1 | Conventional Steam Coal | BIT | ST | 8 | 1946 |  |  | (OP) Operating | [6 empty] | Chatham | 32.144 | -81.1466
27131 | Imperial Savannah LP | 50146 | Imperial Savannah LP | Industrial CHP | GA | GEND | 5 | 4.5 | Conventional Steam Coal | BIT | ST | 3 | 1985 |  |  | (OA) Out of service but expected to return to service in next calendar year | [6 empty] | Chatham | 32.144 | -81.1466
16713 | Santa Fe Irrigation District | 50147 | R E Badger Filtration Plant | IPP Non-CHP | CA | 1 | 1.4 | 1 | Conventional Hydroelectric | WAT | HY | 7 | 1987 |  |  | (OP) Operating | [6 empty] | San Diego | 33.051 | -117.175
15320 | Praxair Inc | 50148 | Linde Wilmington | Industrial CHP | CA | GEN1 | 25 | 21 | Natural Gas Fired Combined Cycle | NG | CT | 12 | 1988 |  |  | (SB) Standby/Backup: available for service but not normally used | [6 empty] | LOS ANGELES | 33.7886 | -118.2294
15320 | Praxair Inc | 50148 | Linde Wilmington | Industrial CHP | CA | GEN2 | 6 | 6 | Natural Gas Fired Combined Cycle | NG | CA | 12 | 1988 |  |  | (SB) Standby/Backup: available for service but not normally used | [6 empty] | LOS ANGELES | 33.7886 | -118.2294
19450 | Union Carbide Corp-Seadrift | 50150 | Union Carbide Seadrift Cogen | Industrial CHP | TX | GE10 | 15 | 15 | Natural Gas Fired Combined Cycle | NG | CA | 1 | 1964 |  |  | (OP) Operating | [6 empty] | Calhoun | 28.5105 | -96.7706
19450 | Union Carbide Corp-Seadrift | 50150 | Union Carbide Seadrift Cogen | Industrial CHP | TX | GE11 | 35 | 35 | Natural Gas Fired Combined Cycle | NG | CT | 11 | 2000 |  |  | (OP) Operating | [6 empty] | Calhoun | 28.5105 | -96.7706
19450 | Union Carbide Corp-Seadrift | 50150 | Union Carbide Seadrift Cogen | Industrial CHP | TX | GEN5 | 15 | 15 | Natural Gas Fired Combined Cycle | NG | CA | 11 | 1987 |  |  | (OP) Operating | [6 empty] | Calhoun | 28.5105 | -96.7706
19450 | Union Carbide Corp-Seadrift | 50150 | Union Carbide Seadrift Cogen | Industrial CHP | TX | GEN6 | 35 | 35 | Natural Gas Fired Combined Cycle | NG | CT | 11 | 1987 |  |  | (OP) Operating | [6 empty] | Calhoun | 28.5105 | -96.7706
19450 | Union Carbide Corp-Seadrift | 50150 | Union Carbide Seadrift Cogen | Industrial CHP | TX | GEN7 | 6 | 6 | Natural Gas Fired Combined Cycle | NG | CA | 11 | 1987 |  |  | (OP) Operating | [6 empty] | Calhoun | 28.5105 | -96.7706
19450 | Union Carbide Corp-Seadrift | 50150 | Union Carbide Seadrift Cogen | Industrial CHP | TX | GEN8 | 35 | 35 | Natural Gas Fired Combined Cycle | NG | CT | 11 | 1987 |  |  | (OP) Operating | [6 empty] | Calhoun | 28.5105 | -96.7706
19450 | Union Carbide Corp-Seadrift | 50150 | Union Carbide Seadrift Cogen | Industrial CHP | TX | GEN9 | 15 | 15 | Natural Gas Fired Combined Cycle | NG | CA | 11 | 1987 |  |  | (OP) Operating | [6 empty] | Calhoun | 28.5105 | -96.7706
19450 | Union Carbide Corp-Seadrift | 50150 | Union Carbide Seadrift Cogen | Industrial CHP | TX | IGT | 12 | 12 | Natural Gas Fired Combined Cycle | NG | CT | 1 | 1969 |  |  | (OS) Out of service and NOT expected to return to service in next calendar year | [6 empty] | Calhoun | 28.5105 | -96.7706
5352 | Dow Chemical Co - St Charles | 50152 | Dow St Charles Operations | Industrial CHP | LA | CGN1 | 125.8 | 100 | Natural Gas Fired Combined Cycle | NG | CT | 12 | 1996 |  |  | (OP) Operating | [6 empty] | St Charles | 29.9861 | -90.4414
5352 | Dow Chemical Co - St Charles | 50152 | Dow St Charles Operations | Industrial CHP | LA | CGN2 | 125.8 | 100 | Natural Gas Fired Combined Cycle | NG | CT | 1 | 1997 |  |  | (OP) Operating | [6 empty] | St Charles | 29.9861 | -90.4414
5352 | Dow Chemical Co - St Charles | 50152 | Dow St Charles Operations | Industrial CHP | LA | CSTG | 50 | 50 | Natural Gas Fired Combined Cycle | NG | CA | 12 | 2002 |  |  | (OP) Operating | [6 empty] | St Charles | 29.9861 | -90.4414
5352 | Dow Chemical Co - St Charles | 50152 | Dow St Charles Operations | Industrial CHP | LA | STG | 22 | 20 | Natural Gas Fired Combined Cycle | NG | CA | 2 | 1997 |  |  | (OP) Operating | [6 empty] | St Charles | 29.9861 | -90.4414
39066 | Union Carbide Corp-Texas City | 50153 | Texas City Plant Union Carbide | Industrial CHP | TX | STG | 56 | 38 | All Other | PUR | ST | 3 | 1996 |  |  | (OP) Operating | [6 empty] | Galveston | 29.3761 | -94.9465
3663 | CHI-West Inc | 50156 | Bear Creek | IPP Non-CHP | CA | GEN1 | 3.2 | 3 | Conventional Hydroelectric | WAT | HY | 1 | 1990 |  |  | (OP) Operating | [6 empty] | Shasta | 40.5345 | -121.9591
20919 | Boyce Hydro Power LLC | 50157 | Sanford Dam | IPP Non-CHP | MI | 1 | 1.2 | 1.2 | Conventional Hydroelectric | WAT | HY | 1 | 1923 |  |  | (OP) Operating | [6 empty] | Midland | 43.6773 | -84.3802
20919 | Boyce Hydro Power LLC | 50157 | Sanford Dam | IPP Non-CHP | MI | 2 | 1.2 | 1.2 | Conventional Hydroelectric | WAT | HY | 1 | 1923 |  |  | (SB) Standby/Backup: available for service but not normally used | [6 empty] | Midland | 43.6773 | -84.3802
20919 | Boyce Hydro Power LLC | 50157 | Sanford Dam | IPP Non-CHP | MI | 3 | 1.2 | 1.2 | Conventional Hydroelectric | WAT | HY | 1 | 1923 |  |  | (SB) Standby/Backup: available for service but not normally used | [6 empty] | Midland | 43.6773 | -84.3802
20919 | Boyce Hydro Power LLC | 50158 | Edenville | IPP Non-CHP | MI | 1 | 2.4 | 2.4 | Conventional Hydroelectric | WAT | HY | 1 | 1923 |  |  | (OP) Operating | [6 empty] | Gladwin | 43.814 | -84.3767
20919 | Boyce Hydro Power LLC | 50158 | Edenville | IPP Non-CHP | MI | 2 | 2.4 | 2.4 | Conventional Hydroelectric | WAT | HY | 1 | 1923 |  |  | (SB) Standby/Backup: available for service but not normally used | [6 empty] | Gladwin | 43.814 | -84.3767
20919 | Boyce Hydro Power LLC | 50159 | Secord | IPP Non-CHP | MI | 1 | 1.2 | 1.2 | Conventional Hydroelectric | WAT | HY | 1 | 1923 |  |  | (OP) Operating | [6 empty] | Gladwin | 44.0411 | -84.3418
20919 | Boyce Hydro Power LLC | 50160 | Smallwood | IPP Non-CHP | MI | 1 | 1.2 | 1.2 | Conventional Hydroelectric | WAT | HY | 1 | 1923 |  |  | (OP) Operating | [6 empty] | Gladwin | 43.9599 | -84.336
49911 | Swift River Hydro Operations Co., Inc | 50166 | International Paper Woronoco Mill | Industrial Non-CHP | MA | GEN2 | 1.8 | 1.7 | Conventional Hydroelectric | WAT | HY | 1 | 1913 |  |  | (OS) Out of service and NOT expected to return to service in next calendar year | [6 empty] | Hampden | 42.1634 | -72.8275
13914 | Occidental Chemical Corporation | 50169 | Wichita Plant | Industrial CHP | KS | GEN1 | 43.7 | 27 | Natural Gas Fired Combustion Turbine | NG | GT | 8 | 1982 |  |  | (SB) Standby/Backup: available for service but not normally used | [6 empty] | SEDGWICK | 37.5813 | -97.4241
1569 | Berry Petroleum Co | 50170 | Berry Cogen | Industrial CHP | CA | GEN1 | 38.7 | 35 | Natural Gas Fired Combustion Turbine | NG | GT | 12 | 1986 |  |  | (OP) Operating | [6 empty] | Kern | 35.093 | -119.4436
56840 | Emporia Hydro Power LP | 50175 | Emporia | IPP Non-CHP | VA | GEN1 | 2 | 2 | Conventional Hydroelectric | WAT | HY | 1 | 1986 |  |  | (OP) Operating | [6 empty] | Greensville | 36.696 | -77.56
56840 | Emporia Hydro Power LP | 50175 | Emporia | IPP Non-CHP | VA | GEN2 | 0.5 | 0.5 | Conventional Hydroelectric | WAT | HY | 1 | 1986 |  |  | (OP) Operating | [6 empty] | Greensville | 36.696 | -77.56
56842 | Union Falls Hydro Power LP | 50176 | Union Falls | IPP Non-CHP | NY | GEN1 | 1.3 | 1.3 | Conventional Hydroelectric | WAT | HY | 1 | 1987 |  |  | (OP) Operating | [6 empty] | Clinton | 44.5107 | -73.9131
56842 | Union Falls Hydro Power LP | 50176 | Union Falls | IPP Non-CHP | NY | GEN2 | 1.3 | 1.3 | Conventional Hydroelectric | WAT | HY | 1 | 1987 |  |  | (OP) Operating | [6 empty] | Clinton | 44.5107 | -73.9131
56844 | Blackstone Hydro Inc. | 50177 | Blackstone/Tupperware | IPP Non-CHP | RI | GEN1 | 0.4 | 0.4 | Conventional Hydroelectric | WAT | HY | 1 | 1981 |  |  | (OP) Operating | [6 empty] | Providence | 42.0145 | -71.5444
56844 | Blackstone Hydro Inc. | 50177 | Blackstone/Tupperware | IPP Non-CHP | RI | GEN2 | 0.4 | 0.4 | Conventional Hydroelectric | WAT | HY | 1 | 1981 |  |  | (OP) Operating | [6 empty] | Providence | 42.0145 | -71.5444
56844 | Blackstone Hydro Inc. | 50177 | Blackstone/Tupperware | IPP Non-CHP | RI | GEN3 | 0.4 | 0.4 | Conventional Hydroelectric | WAT | HY | 1 | 1981 |  |  | (OP) Operating | [6 empty] | Providence | 42.0145 | -71.5444
56844 | Blackstone Hydro Inc. | 50177 | Blackstone/Tupperware | IPP Non-CHP | RI | GEN4 | 0.4 | 0.4 | Conventional Hydroelectric | WAT | HY | 1 | 1981 |  |  | (OP) Operating | [6 empty] | Providence | 42.0145 | -71.5444
56843 | Banister Hydro LP | 50178 | Halifax | IPP Non-CHP | VA | GEN1 | 0.8 | 0.8 | Conventional Hydroelectric | WAT | HY | 1 | 1915 |  |  | (OP) Operating | [6 empty] | Halifax | 36.7817 | -78.9236
56843 | Banister Hydro LP | 50178 | Halifax | IPP Non-CHP | VA | GEN2 | 0.4 | 0.4 | Conventional Hydroelectric | WAT | HY | 1 | 1915 |  |  | (OP) Operating | [6 empty] | Halifax | 36.7817 | -78.9236
56843 | Banister Hydro LP | 50178 | Halifax | IPP Non-CHP | VA | GEN3 | 0.4 | 0.4 | Conventional Hydroelectric | WAT | HY | 1 | 1915 |  |  | (OP) Operating | [6 empty] | Halifax | 36.7817 | -78.9236
58896 | Siskiyou Power Authority | 50179 | Box Canyon Dam | IPP Non-CHP | CA | GEN1 | 2.5 | 2.5 | Conventional Hydroelectric | WAT | HY | 6 | 1986 |  |  | (OP) Operating | [6 empty] | SISKIYOU | 41.2792 | -122.3292
58896 | Siskiyou Power Authority | 50179 | Box Canyon Dam | IPP Non-CHP | CA | GEN2 | 2.5 | 2.5 | Conventional Hydroelectric | WAT | HY | 6 | 1986 |  |  | (OP) Operating | [6 empty] | SISKIYOU | 41.2792 | -122.3292
18410 | Synergics Inc | 50180 | Olsen | IPP Non-CHP | CA | GEN1 | 5 | 4.8 | Conventional Hydroelectric | WAT | HY | 1 | 1990 |  |  | (OP) Operating | [6 empty] | Shasta | 40.6705 | -121.8906
20492 | Weyerhaeuser Co | 50184 | Weyerhaeuser Columbus MS | Industrial CHP | MS | TG1 | 64 | 64 | Wood/Wood Waste Biomass | BLQ | ST | 4 | 1990 |  |  | (OP) Operating | [6 empty] | Lowndes | 33.3602 | -88.46
20492 | Weyerhaeuser Co | 50184 | Weyerhaeuser Columbus MS | Industrial CHP | MS | TG2 | 46 | 46 | Wood/Wood Waste Biomass | BLQ | ST | 6 | 1982 |  |  | (OP) Operating | [6 empty] | Lowndes | 33.3602 | -88.46
20492 | Weyerhaeuser Co | 50184 | Weyerhaeuser Columbus MS | Industrial CHP | MS | TG3 | 14.6 | 14.6 | Wood/Wood Waste Biomass | BLQ | ST | 6 | 1982 |  |  | (OP) Operating | [6 empty] | Lowndes | 33.3602 | -88.46
20492 | Weyerhaeuser Co | 50184 | Weyerhaeuser Columbus MS | Industrial CHP | MS | TG4 | 4 | 4 | Wood/Wood Waste Biomass | BLQ | ST | 8 | 1987 |  |  | (SB) Standby/Backup: available for service but not normally used | [6 empty] | Lowndes | 33.3602 | -88.46
20547 | Cosmo Specialty Fibers | 50185 | Cosmo Specialty Fibers Plant | Industrial CHP | WA | TG1 | 7.5 | 8.5 | Wood/Wood Waste Biomass | WDL | ST | 1 | 1957 |  |  | (OP) Operating | [6 empty] | Grays Harbor | 46.9541 | -123.7611
20547 | Cosmo Specialty Fibers | 50185 | Cosmo Specialty Fibers Plant | Industrial CHP | WA | TG2 | 7.5 | 8.5 | Wood/Wood Waste Biomass | WDL | ST | 1 | 1957 |  |  | (OP) Operating | [6 empty] | Grays Harbor | 46.9541 | -123.7611
20548 | Weyerhaeuser Co | 50187 | Weyerhaeuser Longview WA | Industrial CHP | WA | TG1 | 5 | 4.7 | Wood/Wood Waste Biomass | BLQ | ST | 1 | 1948 |  |  | (OP) Operating | [6 empty] | Cowlitz | 46.1236 | -122.9728
20548 | Weyerhaeuser Co | 50187 | Weyerhaeuser Longview WA | Industrial CHP | WA | TG2 | 5 | 4.7 | Wood/Wood Waste Biomass | BLQ | ST | 1 | 1948 |  |  | (OP) Operating | [6 empty] | Cowlitz | 46.1236 | -122.9728
20548 | Weyerhaeuser Co | 50187 | Weyerhaeuser Longview WA | Industrial CHP | WA | TG4 | 18 | 18 | Wood/Wood Waste Biomass | BLQ | ST | 1 | 1954 |  |  | (OP) Operating | [6 empty] | Cowlitz | 46.1236 | -122.9728
20548 | Weyerhaeuser Co | 50187 | Weyerhaeuser Longview WA | Industrial CHP | WA | TG5 | 31.4 | 29.2 | Wood/Wood Waste Biomass | WDS | ST | 1 | 1976 |  |  | (OP) Operating | [6 empty] | Cowlitz | 46.1236 | -122.9728
20511 | Weyerhaeuser Co NR, New Bern CF | 50188 | Weyerhaeuser New Bern NC | Industrial CHP | NC | TG2 | 38.1 | 29 | Wood/Wood Waste Biomass | BLQ | ST | 4 | 2014 |  |  | (OP) Operating | [6 empty] | Craven | 35.212 | -77.1144
55903 | Domtar Paper Company LLC | 50189 | Domtar Paper Co LLC Plymouth NC | Industrial CHP | NC | TG10 | 72 | 74 | Wood/Wood Waste Biomass | WDS | ST | 6 | 1978 |  |  | (OP) Operating | [6 empty] | Martin | 35.8628 | -76.7831
55903 | Domtar Paper Company LLC | 50189 | Domtar Paper Co LLC Plymouth NC | Industrial CHP | NC | TG7 | 7.5 | 7.5 | Wood/Wood Waste Biomass | BLQ | ST | 9 | 1952 |  |  | (SB) Standby/Backup: available for service but not normally used | [6 empty] | Martin | 35.8628 | -76.7831
55903 | Domtar Paper Company LLC | 50189 | Domtar Paper Co LLC Plymouth NC | Industrial CHP | NC | TG8 | 25 | 23.8 | Wood/Wood Waste Biomass | BLQ | ST | 6 | 1964 |  |  | (OS) Out of service and NOT expected to return to service in next calendar year | [6 empty] | Martin | 35.8628 | -76.7831
55903 | Domtar Paper Company LLC | 50189 | Domtar Paper Co LLC Plymouth NC | Industrial CHP | NC | TG9 | 42 | 40.8 | Wood/Wood Waste Biomass | BLQ | ST | 9 | 1976 |  |  | (OP) Operating | [6 empty] | Martin | 35.8628 | -76.7831
55997 | Domtar Paper Company Rothschild | 50190 | Domtar Paper Company Rothschild | Industrial Non-CHP | WI | HG1 | 0.6 | 0.6 | Conventional Hydroelectric | WAT | HY | 1 | 1910 |  |  | (OP) Operating | [6 empty] | Marathon | 44.8867 | -89.6272
55997 | Domtar Paper Company Rothschild | 50190 | Domtar Paper Company Rothschild | Industrial Non-CHP | WI | HG2 | 0.5 | 0.5 | Conventional Hydroelectric | WAT | HY | 1 | 1910 |  |  | (OP) Operating | [6 empty] | Marathon | 44.8867 | -89.6272
55997 | Domtar Paper Company Rothschild | 50190 | Domtar Paper Company Rothschild | Industrial Non-CHP | WI | HG3 | 0.6 | 0.6 | Conventional Hydroelectric | WAT | HY | 1 | 1910 |  |  | (OP) Operating | [6 empty] | Marathon | 44.8867 | -89.6272
55997 | Domtar Paper Company Rothschild | 50190 | Domtar Paper Company Rothschild | Industrial Non-CHP | WI | HG4 | 0.5 | 0.5 | Conventional Hydroelectric | WAT | HY | 1 | 1910 |  |  | (OP) Operating | [6 empty] | Marathon | 44.8867 | -89.6272
55997 | Domtar Paper Company Rothschild | 50190 | Domtar Paper Company Rothschild | Industrial Non-CHP | WI | HG5 | 1 | 1 | Conventional Hydroelectric | WAT | HY | 1 | 1910 |  |  | (OP) Operating | [6 empty] | Marathon | 44.8867 | -89.6272
55997 | Domtar Paper Company Rothschild | 50190 | Domtar Paper Company Rothschild | Industrial Non-CHP | WI | HG6 | 0.7 | 0.7 | Conventional Hydroelectric | WAT | HY | 1 | 1910 |  |  | (OP) Operating | [6 empty] | Marathon | 44.8867 | -89.6272
55997 | Domtar Paper Company Rothschild | 50190 | Domtar Paper Company Rothschild | Industrial Non-CHP | WI | HG7 | 0.5 | 0.5 | Conventional Hydroelectric | WAT | HY | 1 | 1910 |  |  | (OP) Operating | [6 empty] | Marathon | 44.8867 | -89.6272
56289 | International Paper Corporation | 50191 | IP Springfield Oregon | Industrial CHP | OR | TG1 | 7.5 | 7.5 | Wood/Wood Waste Biomass | BLQ | ST | 1 | 1949 |  |  | (OS) Out of service and NOT expected to return to service in next calendar year | [6 empty] | Lane | 44.0569 | -122.9555
56289 | International Paper Corporation | 50191 | IP Springfield Oregon | Industrial CHP | OR | TG2 | 5 | 5 | Wood/Wood Waste Biomass | BLQ | ST | 1 | 1949 |  |  | (OS) Out of service and NOT expected to return to service in next calendar year | [6 empty] | Lane | 44.0569 | -122.9555
56289 | International Paper Corporation | 50191 | IP Springfield Oregon | Industrial CHP | OR | TG3 | 12.5 | 12.5 | Wood/Wood Waste Biomass | BLQ | ST | 1 | 1953 |  |  | (OS) Out of service and NOT expected to return to service in next calendar year | [6 empty] | Lane | 44.0569 | -122.9555
56289 | International Paper Corporation | 50191 | IP Springfield Oregon | Industrial CHP | OR | TG4 | 40 | 33 | Wood/Wood Waste Biomass | BLQ | ST | 10 | 1976 |  |  | (OP) Operating | [6 empty] | Lane | 44.0569 | -122.9555
56164 | International Paper - Valliant | 50192 | International Paper Valliant OK | Industrial CHP | OK | TG1 | 68 | 57.8 | Wood/Wood Waste Biomass | BLQ | ST | 10 | 1971 |  |  | (OP) Operating | [6 empty] | McCurtain | 33.9961 | -95.1114
1058 | B Braun Medical Inc | 50200 | B Braun Medical | Industrial CHP | CA | GEN1 | 2.8 | 2.7 | Natural Gas Fired Combustion Turbine | NG | GT | 11 | 1982 |  |  | (OP) Operating | [6 empty] | Orange | 33.6887 | -117.8348
1058 | B Braun Medical Inc | 50200 | B Braun Medical | Industrial CHP | CA | GEN2 | 3.3 | 3 | Natural Gas Fired Combustion Turbine | NG | GT | 1 | 1995 |  |  | (OP) Operating | [6 empty] | Orange | 33.6887 | -117.8348
56216 | Multitrade Rabun Gap LLC | 50201 | Rabun Gap Cogen Facility | IPP Non-CHP | GA | ST2 | 20 | 16 | Wood/Wood Waste Biomass | WDS | ST | 1 | 2010 |  |  | (OP) Operating |  |  |  | 2016 | 5 | 2 | RABUN | 34.9536 | -83.3786
55807 | Niagara Generation LLC | 50202 | WPS Power Niagara | IPP Non-CHP | NY | GEN1 | 56 | 41.1 | Wood/Wood Waste Biomass | WDS | ST | 8 | 1991 |  |  | (OS) Out of service and NOT expected to return to service in next calendar year | [6 empty] | Niagara | 43.0804 | -79.0082
19351 | U S Gypsum Co | 50203 | US Gypsum Oakfield | Industrial CHP | NY | GEN1 | 5.8 | 4.9 | Natural Gas Fired Combustion Turbine | NG | GT | 4 | 1986 |  |  | (OP) Operating | [6 empty] | Genesee | 43.0647 | -78.2972
28473 | Williams Field Services Co | 50205 | Williams Ignacio Natural Gas Plant | Industrial Non-CHP | CO | 7101 | 6.1 | 6.1 | All Other | WH | ST | 12 | 1984 |  |  | (OP) Operating | [6 empty] | La Plata | 37.1456 | -107.7847
27762 | Ptarmigan Res & Engy Inc | 50206 | Vallecito Hydroelectric | IPP Non-CHP | CO | GEN1 | 0.8 | 0.8 | Conventional Hydroelectric | WAT | HY | 5 | 1989 |  |  | (OP) Operating | [6 empty] | La Plata | 37.3777 | -107.5787
27762 | Ptarmigan Res & Engy Inc | 50206 | Vallecito Hydroelectric | IPP Non-CHP | CO | GEN2 | 2.5 | 2.5 | Conventional Hydroelectric | WAT | HY | 5 | 1989 |  |  | (OP) Operating | [6 empty] | La Plata | 37.3777 | -107.5787
27762 | Ptarmigan Res & Engy Inc | 50206 | Vallecito Hydroelectric | IPP Non-CHP | CO | GEN3 | 2.5 | 2.5 | Conventional Hydroelectric | WAT | HY | 5 | 1989 |  |  | (OP) Operating | [6 empty] | La Plata | 37.3777 | -107.5787
15064 | Pinetree Power Inc | 50208 | Pinetree Power | IPP Non-CHP | NH | GEN1 | 17.5 | 15 | Wood/Wood Waste Biomass | WDS | ST | 12 | 1986 |  |  | (OP) Operating | [6 empty] | GRAFTON | 44.3274 | -71.68
49899 | CalEnergy Operating Corporation | 50210 | Vulcan-BN Geothermal Power Company | IPP Non-CHP | CA | GEN1 | 30.1 | 23.5 | Geothermal | GEO | ST | 12 | 1985 |  |  | (OP) Operating | [6 empty] | Imperial | 33.1633 | -115.6167
49899 | CalEnergy Operating Corporation | 50210 | Vulcan-BN Geothermal Power Company | IPP Non-CHP | CA | GEN2 | 9.5 | 6 | Geothermal | GEO | ST | 12 | 1985 |  |  | (OP) Operating | [6 empty] | Imperial | 33.1633 | -115.6167
21128 | York County Solid W & R Auth | 50215 | York County Resource Recovery | IPP Non-CHP | PA | GEN1 | 36.5 | 28.9 | Municipal Solid Waste | MSW | ST | 11 | 1989 |  |  | (OP) Operating | [6 empty] | York | 40.0017 | -76.7183
867 | ARCO Products Co-Watson | 50216 | Watson Cogeneration | Industrial CHP | CA | GN91 | 82 | 82 | Natural Gas Fired Combined Cycle | NG | CT | 3 | 1988 |  |  | (OP) Operating | [6 empty] | Los Angeles | 33.8166 | -118.2448
867 | ARCO Products Co-Watson | 50216 | Watson Cogeneration | Industrial CHP | CA | GN92 | 82 | 82 | Natural Gas Fired Combined Cycle | NG | CT | 2 | 1988 |  |  | (OP) Operating | [6 empty] | Los Angeles | 33.8166 | -118.2448
867 | ARCO Products Co-Watson | 50216 | Watson Cogeneration | Industrial CHP | CA | GN93 | 82 | 82 | Natural Gas Fired Combined Cycle | NG | CT | 1 | 1988 |  |  | (OP) Operating | [6 empty] | Los Angeles | 33.8166 | -118.2448
867 | ARCO Products Co-Watson | 50216 | Watson Cogeneration | Industrial CHP | CA | GN94 | 82 | 82 | Natural Gas Fired Combined Cycle | NG | CT | 12 | 1987 |  |  | (OP) Operating | [6 empty] | Los Angeles | 33.8166 | -118.2448
867 | ARCO Products Co-Watson | 50216 | Watson Cogeneration | Industrial CHP | CA | GN95 | 38.5 | 35 | Natural Gas Fired Combined Cycle | NG | CA | 2 | 1988 |  |  | (OP) Operating | [6 empty] | Los Angeles | 33.8166 | -118.2448
867 | ARCO Products Co-Watson | 50216 | Watson Cogeneration | Industrial CHP | CA | GN96 | 38.5 | 35 | Natural Gas Fired Combined Cycle | NG | CA | 12 | 1987 |  |  | (OP) Operating | [6 empty] | Los Angeles | 33.8166 | -118.2448
19281 | Turlock Irrigation District | 50218 | Woodward Power Plant | IPP Non-CHP | CA | U1 | 2.8 | 2.7 | Conventional Hydroelectric | WAT | HY | 4 | 1982 |  |  | (SB) Standby/Backup: available for service but not normally used | [6 empty] | Stanislaus | 37.8607 | -120.8792
19281 | Turlock Irrigation District | 50219 | Frankenheimer Power Plant | IPP Non-CHP | CA | U1 | 5.3 | 4 | Conventional Hydroelectric | WAT | HY | 3 | 1983 |  |  | (OP) Operating | [6 empty] | Stanislaus | 37.8304 | -120.807
13353 | Nelson Creek Power Inc | 50223 | Nelson Creek | IPP Non-CHP | CA | 1296 | 1.2 | 0.5 | Conventional Hydroelectric | WAT | HY | 10 | 1989 |  |  | (OP) Operating | [6 empty] | Shasta | 41.0289 | -121.8924
22045 | Oxnard City of | 50224 | Oxnard Wastewater Treatment Plant | Commercial CHP | CA | 7610 | 0.5 | 0.4 | Other Waste Biomass | OBG | IC | 8 | 1981 |  |  | (OP) Operating | [6 empty] | Ventura | 34.1405 | -119.1845
22045 | Oxnard City of | 50224 | Oxnard Wastewater Treatment Plant | Commercial CHP | CA | 7710 | 0.5 | 0.4 | Other Waste Biomass | OBG | IC | 8 | 1981 |  |  | (OP) Operating | [6 empty] | Ventura | 34.1405 | -119.1845
22045 | Oxnard City of | 50224 | Oxnard Wastewater Treatment Plant | Commercial CHP | CA | 7810 | 0.5 | 0.4 | Other Waste Biomass | OBG | IC | 8 | 1981 |  |  | (OP) Operating | [6 empty] | Ventura | 34.1405 | -119.1845
15824 | Ecomaine | 50225 | Regional Waste Systems | IPP Non-CHP | ME | TG1 | 13.3 | 11.5 | Municipal Solid Waste | MSW | ST | 6 | 1988 |  |  | (OP) Operating | [6 empty] | Cumberland | 43.6556 | -70.3347
22614 | Rocky Brook Electric Inc | 50228 | Rocky Brook Hydroelectric | IPP Non-CHP | WA | GEN1 | 1.6 | 0.1 | Conventional Hydroelectric | WAT | HY | 12 | 1985 |  |  | (SB) Standby/Backup: available for service but not normally used | [6 empty] | Jefferson | 47.7197 | -122.9431
18760 | TPC Group, LLC | 50229 | Texas Petrochemicals | Industrial CHP | TX | TG2 | 35 | 35 | Natural Gas Steam Turbine | NG | ST | 6 | 1972 |  |  | (OP) Operating | [6 empty] | Harris | 29.6981 | -95.2547
16191 | Robbins Lumber Inc | 50230 | Robbins Lumber | Industrial CHP | ME | CAT | 2 | 1.8 | Petroleum Liquids | DFO | IC | 1 | 1987 |  |  | (SB) Standby/Backup: available for service but not normally used | [6 empty] | WALDO | 44.3331 | -69.2019
16191 | Robbins Lumber Inc | 50230 | Robbins Lumber | Industrial CHP | ME | WEST | 1.2 | 1.1 | Wood/Wood Waste Biomass | WDS | ST | 1 | 1981 |  |  | (OS) Out of service and NOT expected to return to service in next calendar year | [6 empty] | WALDO | 44.3331 | -69.2019
22803 | SDS Lumber Co | 50231 | SDS Lumber Gorge Energy Division | Industrial CHP | WA | TG2 | 5 | 5 | Wood/Wood Waste Biomass | WDS | ST | 7 | 1985 |  |  | (SB) Standby/Backup: available for service but not normally used | [6 empty] | Klickitat | 45.7131 | -121.4692
22803 | SDS Lumber Co | 50231 | SDS Lumber Gorge Energy Division | Industrial CHP | WA | TG3 | 5 | 4.7 | Wood/Wood Waste Biomass | WDS | ST | 7 | 2002 |  |  | (OP) Operating | [6 empty] | Klickitat | 45.7131 | -121.4692
22635 | San Gabriel Valley Mun Wtr Dt | 50233 | San Dimas Wash Generating Station | IPP Non-CHP | CA | 4011 | 1 | 1 | Conventional Hydroelectric | WAT | HY | 3 | 1986 |  |  | (SB) Standby/Backup: available for service but not normally used | [6 empty] | Los Angeles | 34.1242 | -117.8051
16583 | San Antonio Regional Hospital | 50234 | San Antonio Regional Hospital | Commercial CHP | CA | 2074 | 0.9 | 0.9 | Natural Gas Internal Combustion Engine | NG | IC | 1 | 1985 |  |  | (OP) Operating | [6 empty] | San Bernardino | 34.1019 | -117.6381
16583 | San Antonio Regional Hospital | 50234 | San Antonio Regional Hospital | Commercial CHP | CA | 2075 | 0.9 | 0.9 | Natural Gas Internal Combustion Engine | NG | IC | 1 | 1985 |  |  | (OP) Operating | [6 empty] | San Bernardino | 34.1019 | -117.6381
16583 | San Antonio Regional Hospital | 50234 | San Antonio Regional Hospital | Commercial CHP | CA | 2076 | 0.9 | 0.9 | Natural Gas Internal Combustion Engine | NG | IC | 3 | 2001 |  |  | (OP) Operating | [6 empty] | San Bernardino | 34.1019 | -117.6381
15526 | Purdue University | 50240 | Purdue University | Commercial CHP | IN | GEN1 | 30.8 | 30.8 | Natural Gas Steam Turbine | NG | ST | 7 | 1995 |  |  | (OP) Operating | [6 empty] | Tippecanoe | 40.4172 | -86.9122
15526 | Purdue University | 50240 | Purdue University | Commercial CHP | IN | GEN2 | 10.6 | 7 | Natural Gas Steam Turbine | NG | ST | 1 | 1969 |  |  | (OP) Operating | [6 empty] | Tippecanoe | 40.4172 | -86.9122
15526 | Purdue University | 50240 | Purdue University | Commercial CHP | IN | GEN3 | 1.8 | 1.8 | Petroleum Liquids | DFO | IC | 1 | 2000 |  |  | (SB) Standby/Backup: available for service but not normally used | [6 empty] | Tippecanoe | 40.4172 | -86.9122
27378 | Tenet Hospital Ltd | 50241 | Providence Memorial Hospital | Commercial CHP | TX | 9541 | 2.1 | 2.1 | Natural Gas Internal Combustion Engine | NG | IC | 3 | 1987 |  |  | (SB) Standby/Backup: available for service but not normally used | [6 empty] | El Paso | 31.7697 | -106.5014
27378 | Tenet Hospital Ltd | 50241 | Providence Memorial Hospital | Commercial CHP | TX | 9542 | 2.1 | 2.1 | Natural Gas Internal Combustion Engine | NG | IC | 3 | 1987 |  |  | (SB) Standby/Backup: available for service but not normally used | [6 empty] | El Paso | 31.7697 | -106.5014
22354 | VC Porterdale Hydroelectric, LLC | 50242 | VC Porterdale Hydroelectric | IPP Non-CHP | GA | TB-1 | 1.5 | 1.2 | Conventional Hydroelectric | WAT | HY | 12 | 1982 |  |  | (OP) Operating | [6 empty] | Newton | 33.5701 | -83.8939
22354 | VC Porterdale Hydroelectric, LLC | 50242 | VC Porterdale Hydroelectric | IPP Non-CHP | GA | TB-2 | 1.5 | 1.2 | Conventional Hydroelectric | WAT | HY | 12 | 1982 |  |  | (OS) Out of service and NOT expected to return to service in next calendar year | [6 empty] | Newton | 33.5701 | -83.8939
9303 | Verso Bucksport LLC | 50243 | Bucksport Generation LLC | Industrial CHP | ME | GEN2 | 15.6 | 21 | Wood/Wood Waste Biomass | WDS | ST | 7 | 1965 |  |  | (OP) Operating | [6 empty] | Hancock | 44.5738 | -68.8046
9303 | Verso Bucksport LLC | 50243 | Bucksport Generation LLC | Industrial CHP | ME | GEN3 | 72 | 72 | Wood/Wood Waste Biomass | WDS | ST | 7 | 1988 |  |  | (OP) Operating | [6 empty] | Hancock | 44.5738 | -68.8046
9303 | Verso Bucksport LLC | 50243 | Bucksport Generation LLC | Industrial CHP | ME | GEN4 | 186.8 | 156.8 | Natural Gas Fired Combustion Turbine | NG | GT | 1 | 2001 |  |  | (OP) Operating | [6 empty] | Hancock | 44.5738 | -68.8046
9303 | Verso Bucksport LLC | 50243 | Bucksport Generation LLC | Industrial CHP | ME | GEN5 | 24 | 24 | Wood/Wood Waste Biomass | WDS | ST | 11 | 2012 |  |  | (OP) Operating | [6 empty] | Hancock | 44.5738 | -68.8046
23815 | Blue Ridge Paper Products Inc | 50244 | Canton North Carolina | Industrial CHP | NC | GEN8 | 7.5 | 7.5 | Conventional Steam Coal | BIT | ST | 1 | 1937 |  |  | (OP) Operating | [6 empty] | Haywood | 35.535 | -82.8411
23815 | Blue Ridge Paper Products Inc | 50244 | Canton North Carolina | Industrial CHP | NC | GEN9 | 7.5 | 7.5 | Conventional Steam Coal | BIT | ST | 1 | 1941 |  |  | (OP) Operating | [6 empty] | Haywood | 35.535 | -82.8411
23815 | Blue Ridge Paper Products Inc | 50244 | Canton North Carolina | Industrial CHP | NC | GN10 | 7.5 | 7.5 | Conventional Steam Coal | BIT | ST | 1 | 1946 |  |  | (OP) Operating | [6 empty] | Haywood | 35.535 | -82.8411
23815 | Blue Ridge Paper Products Inc | 50244 | Canton North Carolina | Industrial CHP | NC | GN11 | 7.5 | 7.5 | Conventional Steam Coal | BIT | ST | 1 | 1949 |  |  | (OP) Operating | [6 empty] | Haywood | 35.535 | -82.8411
23815 | Blue Ridge Paper Products Inc | 50244 | Canton North Carolina | Industrial CHP | NC | GN12 | 10 | 10 | Conventional Steam Coal | BIT | ST | 1 | 1952 |  |  | (OP) Operating | [6 empty] | Haywood | 35.535 | -82.8411
23815 | Blue Ridge Paper Products Inc | 50244 | Canton North Carolina | Industrial CHP | NC | GN13 | 12.5 | 12.5 | Conventional Steam Coal | BIT | ST | 6 | 1979 |  |  | (OP) Operating | [6 empty] | Haywood | 35.535 | -82.8411
9401 | International Paper Co-Pensacola | 50250 | International Paper Pensacola | Industrial CHP | FL | GEN1 | 39.6 | 36 | Wood/Wood Waste Biomass | BLQ | ST | 1 | 1981 |  |  | (OP) Operating | [6 empty] | Escambia | 30.5966 | -87.3264
9401 | International Paper Co-Pensacola | 50250 | International Paper Pensacola | Industrial CHP | FL | GEN2 | 43.2 | 40 | Wood/Wood Waste Biomass | BLQ | ST | 1 | 1981 |  |  | (OP) Operating | [6 empty] | Escambia | 30.5966 | -87.3264
56187 | Verso Paper - Quinnesec | 50251 | Verso Paper Quinnesec Mich Mill | Industrial CHP | MI | GEN1 | 28 | 28 | Wood/Wood Waste Biomass | BLQ | ST | 10 | 1985 |  |  | (OP) Operating | [6 empty] | Dickinson | 45.7956 | -87.9556
56187 | Verso Paper - Quinnesec | 50251 | Verso Paper Quinnesec Mich Mill | Industrial CHP | MI | GEN2 | 28 | 31 | Wood/Wood Waste Biomass | WDS | ST | 11 | 2011 |  |  | (OP) Operating | [6 empty] | Dickinson | 45.7956 | -87.9556
57280 | Eagle Creek RE LLC | 50252 | Sartell Dam | Industrial Non-CHP | MN | HG10 | 0.9 | 0.9 | Conventional Hydroelectric | WAT | HY | 3 | 1985 |  |  | (OP) Operating | [6 empty] | Benton | 45.618 | -94.2008
57280 | Eagle Creek RE LLC | 50252 | Sartell Dam | Industrial Non-CHP | MN | HG11 | 0.9 | 0.9 | Conventional Hydroelectric | WAT | HY | 3 | 1985 |  |  | (OP) Operating | [6 empty] | Benton | 45.618 | -94.2008
57280 | Eagle Creek RE LLC | 50252 | Sartell Dam | Industrial Non-CHP | MN | HG12 | 0.9 | 0.9 | Conventional Hydroelectric | WAT | HY | 3 | 1985 |  |  | (OP) Operating | [6 empty] | Benton | 45.618 | -94.2008
57280 | Eagle Creek RE LLC | 50252 | Sartell Dam | Industrial Non-CHP | MN | HG2 | 0.9 | 0.9 | Conventional Hydroelectric | WAT | HY | 3 | 1985 |  |  | (OP) Operating | [6 empty] | Benton | 45.618 | -94.2008
57280 | Eagle Creek RE LLC | 50252 | Sartell Dam | Industrial Non-CHP | MN | HG3 | 0.9 | 0.9 | Conventional Hydroelectric | WAT | HY | 3 | 1985 |  |  | (OP) Operating | [6 empty] | Benton | 45.618 | -94.2008
57280 | Eagle Creek RE LLC | 50252 | Sartell Dam | Industrial Non-CHP | MN | HG4 | 0.9 | 0.9 | Conventional Hydroelectric | WAT | HY | 3 | 1985 |  |  | (OP) Operating | [6 empty] | Benton | 45.618 | -94.2008
57280 | Eagle Creek RE LLC | 50252 | Sartell Dam | Industrial Non-CHP | MN | HG5 | 0.9 | 0.9 | Conventional Hydroelectric | WAT | HY | 3 | 1985 |  |  | (OP) Operating | [6 empty] | Benton | 45.618 | -94.2008
57280 | Eagle Creek RE LLC | 50252 | Sartell Dam | Industrial Non-CHP | MN | HG6 | 0.8 | 0.8 | Conventional Hydroelectric | WAT | HY | 3 | 1985 |  |  | (OP) Operating | [6 empty] | Benton | 45.618 | -94.2008
57280 | Eagle Creek RE LLC | 50252 | Sartell Dam | Industrial Non-CHP | MN | HG7 | 0.8 | 0.8 | Conventional Hydroelectric | WAT | HY | 3 | 1985 |  |  | (OP) Operating | [6 empty] | Benton | 45.618 | -94.2008
57280 | Eagle Creek RE LLC | 50252 | Sartell Dam | Industrial Non-CHP | MN | HG8 | 0.7 | 0.7 | Conventional Hydroelectric | WAT | HY | 3 | 1985 |  |  | (OP) Operating | [6 empty] | Benton | 45.618 | -94.2008
57280 | Eagle Creek RE LLC | 50252 | Sartell Dam | Industrial Non-CHP | MN | HG9 | 0.7 | 0.7 | Conventional Hydroelectric | WAT | HY | 3 | 1985 |  |  | (OP) Operating | [6 empty] | Benton | 45.618 | -94.2008
55771 | KapStone Kraft Paper Corp | 50254 | KapStone Kraft Paper Corp | Industrial CHP | NC | GEN1 | 28.3 | 30 | Wood/Wood Waste Biomass | BLQ | ST | 1 | 1966 |  |  | (OP) Operating | [6 empty] | Halifax | 36.4769 | -77.6414
13945 | Oakwood Hospital Med Center | 50260 | Oakwood Hospital & Medical Center | Commercial Non-CHP | MI | 1 2M | 2 | 2 | Petroleum Liquids | DFO | IC | 1 | 2006 |  |  | (SB) Standby/Backup: available for service but not normally used | [6 empty] | Wayne | 42.2917 | -83.2119
13945 | Oakwood Hospital Med Center | 50260 | Oakwood Hospital & Medical Center | Commercial Non-CHP | MI | 2 2M | 2 | 2 | Petroleum Liquids | DFO | IC | 1 | 2006 |  |  | (SB) Standby/Backup: available for service but not normally used | [6 empty] | Wayne | 42.2917 | -83.2119
13945 | Oakwood Hospital Med Center | 50260 | Oakwood Hospital & Medical Center | Commercial Non-CHP | MI | 500A | 0.5 | 0.5 | Petroleum Liquids | DFO | IC | 2 | 2006 |  |  | (SB) Standby/Backup: available for service but not normally used | [6 empty] | Wayne | 42.2917 | -83.2119
13945 | Oakwood Hospital Med Center | 50260 | Oakwood Hospital & Medical Center | Commercial Non-CHP | MI | 500KW | 0.5 | 0.5 | Petroleum Liquids | DFO | IC | 1 | 1979 |  |  | (SB) Standby/Backup: available for service but not normally used | [6 empty] | Wayne | 42.2917 | -83.2119
40444 | Truckee-Carson Irrigation District | 50261 | New Lahontan | IPP Non-CHP | NV | GEN1 | 4 | 3.8 | Conventional Hydroelectric | WAT | HY | 4 | 1989 |  |  | (OP) Operating | [6 empty] | CHURCHILL | 39.4636 | -119.0652
15787 | Redlands Water & Power Company | 50267 | Redlands Water & Power | IPP Non-CHP | CO | RED1 | 1.4 | 1.4 | Conventional Hydroelectric | WAT | HY | 8 | 1931 |  |  | (OP) Operating | [6 empty] | MESA | 39.0673 | -108.5928
5914 | Erie Boulevard Hydropower LP | 50268 | Hewittville Hydroelectric | IPP Non-CHP | NY | HY1 | 3 | 2.2 | Conventional Hydroelectric | WAT | HY | 9 | 1984 |  |  | (OP) Operating | [6 empty] | ST Lawrence | 44.7052 | -75.0079
5914 | Erie Boulevard Hydropower LP | 50269 | Unionville Hydro Project 2499 NY | IPP Non-CHP | NY | HY1 | 3 | 2.2 | Conventional Hydroelectric | WAT | HY | 7 | 1984 |  |  | (OP) Operating | [6 empty] | St Lawrence | 44.7145 | -74.9966
6529 | Exxon Mobil Production Co | 50270 | ExxonMobil Santa Ynez Facility | Industrial CHP | CA | GTG1 | 39.5 | 40.2 | Natural Gas Fired Combined Cycle | NG | CT | 9 | 1993 |  |  | (OS) Out of service and NOT expected to return to service in next calendar year | [6 empty] | Santa Barbara | 34.4648 | -120.0444
6529 | Exxon Mobil Production Co | 50270 | ExxonMobil Santa Ynez Facility | Industrial CHP | CA | STG1 | 9.8 | 8.9 | Natural Gas Fired Combined Cycle | NG | CA | 10 | 1993 |  |  | (OS) Out of service and NOT expected to return to service in next calendar year | [6 empty] | Santa Barbara | 34.4648 | -120.0444
56125 | Covanta Springfield LLC | 50273 | Pioneer Valley Resource Recovery | IPP Non-CHP | MA | DLV1 | 9.4 | 7.5 | Municipal Solid Waste | MSW | ST | 5 | 1988 |  |  | (OP) Operating | [6 empty] | HAMPDEN | 42.0906 | -72.5917
17191 | Simplot Leasing Corp | 50274 | Simplot Leasing Don Plant | Industrial CHP | ID | GEN1 | 15.9 | 14.8 | All Other | WH | ST | 2 | 1986 |  |  | (OP) Operating | [6 empty] | Bannock | 42.9084 | -112.5294
14465 | Park 500 Philip Morris USA | 50275 | Park 500 Philip Morris USA | Industrial CHP | VA | TG3 | 13 | 10.5 | Natural Gas Steam Turbine | NG | ST | 9 | 1983 |  |  | (OP) Operating | [6 empty] | Chesterfield | 37.3389 | -77.2806
20707 | Wintec Energy Ltd | 50276 | Wintec Energy Ltd | IPP Non-CHP | CA | EXIS | 5.9 | 5.9 | Onshore Wind Turbine | WND | WT | 12 | 1986 |  |  | (OP) Operating | [6 empty] | Riverside | 33.9131 | -116.5631
57433 | ReEnergy Chateaugay LLC | 50277 | ReEnergy Chateaugay Power Station | IPP Non-CHP | NY | GEN1 | 19.7 | 18 | Wood/Wood Waste Biomass | WDS | ST | 2 | 1993 |  |  | (OA) Out of service but expected to return to service in next calendar year | [6 empty] | Franklin | 44.8927 | -74.0746
21737 | Brown Bear II Hydro Inc | 50278 | Worumbo Hydro Station | IPP Non-CHP | ME | GEN1 | 9.7 | 4.6 | Conventional Hydroelectric | WAT | HY | 2 | 1989 |  |  | (OP) Operating | [6 empty] | Androscoggin | 43.9947 | -70.0619
21737 | Brown Bear II Hydro Inc | 50278 | Worumbo Hydro Station | IPP Non-CHP | ME | GEN2 | 9.7 | 4.6 | Conventional Hydroelectric | WAT | HY | 3 | 1989 |  |  | (OP) Operating | [6 empty] | Androscoggin | 43.9947 | -70.0619
22174 | PEI Power Corp | 50279 | Archbald Power Station | IPP Non-CHP | PA | GEN1 | 23.2 | 20 | Landfill Gas | LFG | ST | 9 | 1988 |  |  | (OP) Operating | [6 empty] | Lackawanna | 41.485 | -75.5406
22174 | PEI Power Corp | 50279 | Archbald Power Station | IPP Non-CHP | PA | GEN5 | 4.6 | 4 | Landfill Gas | LFG | GT | 2 | 2010 |  |  | (OP) Operating | [6 empty] | Lackawanna | 41.485 | -75.5406
22174 | PEI Power Corp | 50279 | Archbald Power Station | IPP Non-CHP | PA | GEN6 | 4.6 | 4 | Landfill Gas | LFG | GT | 2 | 2010 |  |  | (OP) Operating | [6 empty] | Lackawanna | 41.485 | -75.5406
22174 | PEI Power Corp | 50279 | Archbald Power Station | IPP Non-CHP | PA | Gen2 | 60.5 | 43.7 | Natural Gas Fired Combustion Turbine | NG | GT | 5 | 2001 |  |  | (OP) Operating | [6 empty] | Lackawanna | 41.485 | -75.5406
4735 | Dahowa Hydro | 50280 | Dahowa Hydro | IPP Non-CHP | NY | GEN1 | 10.5 | 1.5 | Conventional Hydroelectric | WAT | HY | 12 | 1987 |  |  | (OP) Operating | [6 empty] | Washington | 43.1033 | -73.5369
16630 | San Gorgonio Farms Inc | 50281 | San Gorgonio Farms Wind Farm | IPP Non-CHP | CA | WGEN | 31 | 31 | Onshore Wind Turbine | WND | WT | 3 | 1983 |  |  | (OP) Operating | [6 empty] | Riverside | 33.9261 | -116.615
50097 | NewPage Corp-Luke | 50282 | Luke Mill | Industrial CHP | MD | GEN1 | 35 | 32 | Conventional Steam Coal | BIT | ST | 1 | 1958 |  |  | (OP) Operating | [6 empty] | Allegany | 39.4736 | -79.0569
50097 | NewPage Corp-Luke | 50282 | Luke Mill | Industrial CHP | MD | GEN2 | 30 | 28 | Conventional Steam Coal | BIT | ST | 1 | 1979 |  |  | (OP) Operating | [6 empty] | Allegany | 39.4736 | -79.0569
49923 | American Eagle Paper Mills | 50284 | American Eagle Paper Mills | Industrial CHP | PA | TG3 | 2.5 | 2.5 | Conventional Steam Coal | BIT | ST | 1 | 1929 |  |  | (SB) Standby/Backup: available for service but not normally used | [6 empty] | Blair | 40.6799 | -78.2335
49923 | American Eagle Paper Mills | 50284 | American Eagle Paper Mills | Industrial CHP | PA | TG4 | 4.5 | 4.5 | Conventional Steam Coal | BIT | ST | 1 | 1930 |  |  | (SB) Standby/Backup: available for service but not normally used | [6 empty] | Blair | 40.6799 | -78.2335
49923 | American Eagle Paper Mills | 50284 | American Eagle Paper Mills | Industrial CHP | PA | TG5 | 3 | 3 | Conventional Steam Coal | BIT | ST | 1 | 1936 |  |  | (SB) Standby/Backup: available for service but not normally used | [6 empty] | Blair | 40.6799 | -78.2335
49923 | American Eagle Paper Mills | 50284 | American Eagle Paper Mills | Industrial CHP | PA | TG6 | 7.5 | 7 | Conventional Steam Coal | BIT | ST | 1 | 1958 |  |  | (OP) Operating | [6 empty] | Blair | 40.6799 | -78.2335
11601 | Marlborough Hydro Corp | 50285 | Lower Village Water Power Project | IPP Non-CHP | NH | 0001 | 0.6 | 0.6 | Conventional Hydroelectric | WAT | HY | 5 | 1995 |  |  | (OP) Operating | [6 empty] | Sullivan | 43.3743 | -72.3476
11601 | Marlborough Hydro Corp | 50285 | Lower Village Water Power Project | IPP Non-CHP | NH | 0002 | 0.6 | 0.6 | Conventional Hydroelectric | WAT | HY | 5 | 1995 |  |  | (OP) Operating | [6 empty] | Sullivan | 43.3743 | -72.3476
16929 | SEMASS Partnership | 50290 | SEMASS Resource Recovery | IPP Non-CHP | MA | GEN1 | 64.5 | 53.3 | Municipal Solid Waste | MSW | ST | 7 | 1988 |  |  | (OP) Operating | [6 empty] | Plymouth | 41.8022 | -70.7875
16929 | SEMASS Partnership | 50290 | SEMASS Resource Recovery | IPP Non-CHP | MA | GEN2 | 34 | 26.7 | Municipal Solid Waste | MSW | ST | 4 | 1993 |  |  | (OP) Operating | [6 empty] | Plymouth | 41.8022 | -70.7875
24457 | Calpine Eastern Corp | 50292 | Bethpage Power Plant | IPP Non-CHP | NY | GEN1 | 33.7 | 22.2 | Natural Gas Fired Combined Cycle | NG | CT | 8 | 1989 |  |  | (OP) Operating | [6 empty] | Nassau | 40.7469 | -73.4994
24457 | Calpine Eastern Corp | 50292 | Bethpage Power Plant | IPP Non-CHP | NY | GEN2 | 33.7 | 22.2 | Natural Gas Fired Combined Cycle | NG | CT | 8 | 1989 |  |  | (OP) Operating | [6 empty] | Nassau | 40.7469 | -73.4994
24457 | Calpine Eastern Corp | 50292 | Bethpage Power Plant | IPP Non-CHP | NY | GEN3 | 16.2 | 10.6 | Natural Gas Fired Combined Cycle | NG | CA | 8 | 1989 |  |  | (OP) Operating | [6 empty] | Nassau | 40.7469 | -73.4994
24457 | Calpine Eastern Corp | 50292 | Bethpage Power Plant | IPP Non-CHP | NY | GEN4 | 0.4 | 0.4 | Petroleum Liquids | DFO | IC | 8 | 1989 |  |  | (SB) Standby/Backup: available for service but not normally used | [6 empty] | Nassau | 40.7469 | -73.4994
24457 | Calpine Eastern Corp | 50292 | Bethpage Power Plant | IPP Non-CHP | NY | GEN5 | 60 | 47 | Natural Gas Fired Combustion Turbine | NG | GT | 7 | 2002 |  |  | (OP) Operating | [6 empty] | Nassau | 40.7469 | -73.4994
24457 | Calpine Eastern Corp | 50292 | Bethpage Power Plant | IPP Non-CHP | NY | GEN6 | 60 | 49 | Natural Gas Fired Combined Cycle | NG | CT | 7 | 2005 |  |  | (OP) Operating | [6 empty] | Nassau | 40.7469 | -73.4994
24457 | Calpine Eastern Corp | 50292 | Bethpage Power Plant | IPP Non-CHP | NY | GEN7 | 36 | 33 | Natural Gas Fired Combined Cycle | NG | CA | 7 | 2005 |  |  | (OP) Operating | [6 empty] | Nassau | 40.7469 | -73.4994
19946 | Wadham Energy Ltd Partners | 50293 | Wadham Energy LP | IPP Non-CHP | CA | GEN1 | 28.6 | 25.5 | Other Waste Biomass | AB | ST | 3 | 1989 |  |  | (OP) Operating | [6 empty] | Colusa | 39.1062 | -122.1096
14362 | Packaging Corp of America | 50296 | Packaging Corp of America | Industrial CHP | TN | GEN1 | 50 | 50 | Wood/Wood Waste Biomass | BLQ | ST | 2 | 1985 |  |  | (OP) Operating | [6 empty] | Hardin | 35.0471 | -88.2661
14362 | Packaging Corp of America | 50296 | Packaging Corp of America | Industrial CHP | TN | GEN2 | 22.5 | 22.5 | Wood/Wood Waste Biomass | BLQ | ST | 10 | 2010 |  |  | (OP) Operating | [6 empty] | Hardin | 35.0471 | -88.2661
60134 | AltaGas Ripon Energy Inc. | 50299 | AltaGas Ripon Energy Inc. | IPP CHP | CA | GEN1 | 49.5 | 46.1 | Natural Gas Fired Combustion Turbine | NG | GT | 4 | 1988 |  |  | (OP) Operating | [6 empty] | San Joaquin | 37.7325 | -121.116
54736 | AltaGas Pomona Energy Inc. | 50300 | AltaGas Pomona Energy Inc. | IPP CHP | CA | GEN1 | 46 | 40 | Natural Gas Fired Combustion Turbine | NG | GT | 12 | 1985 |  |  | (OP) Operating | [6 empty] | Los Angeles | 34.0594 | -117.7742
17139 | Shell Oil Co-Deer Park | 50304 | Shell Deer Park | Industrial CHP | TX | GEN1 | 51 | 45 | All Other | PUR | ST | 10 | 1979 |  |  | (OP) Operating | [6 empty] | Harris | 29.7232 | -95.1289
17139 | Shell Oil Co-Deer Park | 50304 | Shell Deer Park | Industrial CHP | TX | GEN2 | 51 | 45 | All Other | PUR | ST | 10 | 1979 |  |  | (OP) Operating | [6 empty] | Harris | 29.7232 | -95.1289
17139 | Shell Oil Co-Deer Park | 50304 | Shell Deer Park | Industrial CHP | TX | GEN4 | 75 | 70 | Other Gases | OG | GT | 4 | 1995 |  |  | (OP) Operating | [6 empty] | Harris | 29.7232 | -95.1289
17139 | Shell Oil Co-Deer Park | 50304 | Shell Deer Park | Industrial CHP | TX | GEN5 | 75 | 70 | Other Gases | OG | GT | 4 | 1995 |  |  | (OP) Operating | [6 empty] | Harris | 29.7232 | -95.1289
40430 | Lafarge Corp | 50305 | LaFarge Alpena | Industrial CHP | MI | GE10 | 3.2 | 3.2 | Petroleum Coke | PC | ST | 2 | 1999 |  |  | (OP) Operating | [6 empty] | Alpena | 45.0699 | -83.4082
40430 | Lafarge Corp | 50305 | LaFarge Alpena | Industrial CHP | MI | GEN6 | 12 | 12 | Petroleum Coke | PC | ST | 1 | 1952 |  |  | (OP) Operating | [6 empty] | Alpena | 45.0699 | -83.4082
40430 | Lafarge Corp | 50305 | LaFarge Alpena | Industrial CHP | MI | GEN7 | 10 | 10 | Petroleum Coke | PC | ST | 1 | 1955 |  |  | (OP) Operating | [6 empty] | Alpena | 45.0699 | -83.4082
40430 | Lafarge Corp | 50305 | LaFarge Alpena | Industrial CHP | MI | GEN8 | 11 | 11 | Petroleum Coke | PC | ST | 4 | 1991 |  |  | (OP) Operating | [6 empty] | Alpena | 45.0699 | -83.4082
40430 | Lafarge Corp | 50305 | LaFarge Alpena | Industrial CHP | MI | GEN9 | 11 | 11 | Petroleum Coke | PC | ST | 4 | 1994 |  |  | (OP) Operating | [6 empty] | Alpena | 45.0699 | -83.4082
19533 | University of Oklahoma | 50307 | University of Oklahoma | Commercial CHP | OK | GEN1 | 7.5 | 7.5 | Natural Gas Steam Turbine | NG | ST | 9 | 1964 |  |  | (OP) Operating | [6 empty] | Cleveland | 35.2089 | -97.4424
19533 | University of Oklahoma | 50307 | University of Oklahoma | Commercial CHP | OK | GEN2 | 2.5 | 2.5 | Natural Gas Steam Turbine | NG | ST | 1 | 2001 |  |  | (OP) Operating | [6 empty] | Cleveland | 35.2089 | -97.4424
19533 | University of Oklahoma | 50307 | University of Oklahoma | Commercial CHP | OK | GEN3 | 2.5 | 2.5 | Natural Gas Steam Turbine | NG | ST | 8 | 1949 |  |  | (OP) Operating | [6 empty] | Cleveland | 35.2089 | -97.4424
19533 | University of Oklahoma | 50307 | University of Oklahoma | Commercial CHP | OK | GEN4 | 4.3 | 4.3 | Natural Gas Steam Turbine | NG | ST | 1 | 1985 |  |  | (OP) Operating | [6 empty] | Cleveland | 35.2089 | -97.4424
19533 | University of Oklahoma | 50307 | University of Oklahoma | Commercial CHP | OK | GEN5 | 1.8 | 1.8 | Petroleum Liquids | DFO | IC | 1 | 2001 |  |  | (OP) Operating | [6 empty] | Cleveland | 35.2089 | -97.4424
56389 | Doyon Utilities - Ft. Wainwright | 50308 | Utility Plants Section | Electric Utility | AK | GEN1 | 5 | 24 | Conventional Steam Coal | SUB | ST | 1 | 1955 |  |  | (OP) Operating | [6 empty] | Fairbanks North Star | 64.8256 | -147.6486
56389 | Doyon Utilities - Ft. Wainwright | 50308 | Utility Plants Section | Electric Utility | AK | GEN3 | 5 |  | Conventional Steam Coal | SUB | ST | 1 | 1955 |  |  | (OP) Operating | [6 empty] | Fairbanks North Star | 64.8256 | -147.6486
56389 | Doyon Utilities - Ft. Wainwright | 50308 | Utility Plants Section | Electric Utility | AK | GEN4 | 5 |  | Conventional Steam Coal | SUB | ST | 1 | 1955 |  |  | (OP) Operating | [6 empty] | Fairbanks North Star | 64.8256 | -147.6486
56389 | Doyon Utilities - Ft. Wainwright | 50308 | Utility Plants Section | Electric Utility | AK | GEN5 | 5 |  | Conventional Steam Coal | SUB | ST | 1 | 1989 |  |  | (OP) Operating | [6 empty] | Fairbanks North Star | 64.8256 | -147.6486
14762 | Pensacola Christian College | 50310 | Standby Generation Plant | Commercial Non-CHP | FL | 1 | 1.1 | 1.1 | Natural Gas Internal Combustion Engine | NG | IC | 4 | 1988 |  |  | (SB) Standby/Backup: available for service but not normally used | [6 empty] | Escambia | 30.4736 | -87.2361
14762 | Pensacola Christian College | 50310 | Standby Generation Plant | Commercial Non-CHP | FL | 1SB | 1.3 | 1.3 | Natural Gas Internal Combustion Engine | NG | IC | 1 | 2006 |  |  | (SB) Standby/Backup: available for service but not normally used | [6 empty] | Escambia | 30.4736 | -87.2361
14762 | Pensacola Christian College | 50310 | Standby Generation Plant | Commercial Non-CHP | FL | 2 | 1.1 | 1.1 | Natural Gas Internal Combustion Engine | NG | IC | 4 | 1988 |  |  | (SB) Standby/Backup: available for service but not normally used | [6 empty] | Escambia | 30.4736 | -87.2361
14762 | Pensacola Christian College | 50310 | Standby Generation Plant | Commercial Non-CHP | FL | 2SB | 1.3 | 1.3 | Natural Gas Internal Combustion Engine | NG | IC | 1 | 2006 |  |  | (SB) Standby/Backup: available for service but not normally used | [6 empty] | Escambia | 30.4736 | -87.2361
14762 | Pensacola Christian College | 50310 | Standby Generation Plant | Commercial Non-CHP | FL | 3 | 1.1 | 1.1 | Natural Gas Internal Combustion Engine | NG | IC | 10 | 1988 |  |  | (SB) Standby/Backup: available for service but not normally used | [6 empty] | Escambia | 30.4736 | -87.2361
14762 | Pensacola Christian College | 50310 | Standby Generation Plant | Commercial Non-CHP | FL | 3SB | 1.3 | 1.3 | Natural Gas Internal Combustion Engine | NG | IC | 1 | 2006 |  |  | (SB) Standby/Backup: available for service but not normally used | [6 empty] | Escambia | 30.4736 | -87.2361
14762 | Pensacola Christian College | 50310 | Standby Generation Plant | Commercial Non-CHP | FL | 4SB | 1.3 | 1.3 | Natural Gas Internal Combustion Engine | NG | IC | 1 | 2006 |  |  | (SB) Standby/Backup: available for service but not normally used | [6 empty] | Escambia | 30.4736 | -87.2361
14762 | Pensacola Christian College | 50310 | Standby Generation Plant | Commercial Non-CHP | FL | 5SB | 1.3 | 1.3 | Natural Gas Internal Combustion Engine | NG | IC | 1 | 2006 |  |  | (SB) Standby/Backup: available for service but not normally used | [6 empty] | Escambia | 30.4736 | -87.2361
14762 | Pensacola Christian College | 50310 | Standby Generation Plant | Commercial Non-CHP | FL | 6SB | 1.3 | 1.3 | Natural Gas Internal Combustion Engine | NG | IC | 1 | 2006 |  |  | (SB) Standby/Backup: available for service but not normally used | [6 empty] | Escambia | 30.4736 | -87.2361
14762 | Pensacola Christian College | 50310 | Standby Generation Plant | Commercial Non-CHP | FL | 7SB | 1.3 | 1.3 | Natural Gas Internal Combustion Engine | NG | IC | 1 | 2006 |  |  | (SB) Standby/Backup: available for service but not normally used | [6 empty] | Escambia | 30.4736 | -87.2361
14762 | Pensacola Christian College | 50310 | Standby Generation Plant | Commercial Non-CHP | FL | 8SB | 1.3 | 1.3 | Natural Gas Internal Combustion Engine | NG | IC | 1 | 2006 |  |  | (SB) Standby/Backup: available for service but not normally used | [6 empty] | Escambia | 30.4736 | -87.2361
14539 | Passaic Valley Water Comm | 50311 | Passaic Valley Water Commission | IPP Non-CHP | NJ | GEN1 | 0.6 | 0.6 | Conventional Hydroelectric | WAT | HY | 1 | 1935 |  |  | (OA) Out of service but expected to return to service in next calendar year | [6 empty] | Passaic | 40.8833 | -74.23
14539 | Passaic Valley Water Comm | 50311 | Passaic Valley Water Commission | IPP Non-CHP | NJ | GEN2 | 0.6 | 0.6 | Conventional Hydroelectric | WAT | HY | 1 | 1935 |  |  | (OA) Out of service but expected to return to service in next calendar year | [6 empty] | Passaic | 40.8833 | -74.23
14539 | Passaic Valley Water Comm | 50311 | Passaic Valley Water Commission | IPP Non-CHP | NJ | GEN3 | 0.6 | 0.6 | Conventional Hydroelectric | WAT | HY | 1 | 1935 |  |  | (OA) Out of service but expected to return to service in next calendar year | [6 empty] | Passaic | 40.8833 | -74.23
14539 | Passaic Valley Water Comm | 50311 | Passaic Valley Water Commission | IPP Non-CHP | NJ | GEN4 | 0.6 | 0.6 | Conventional Hydroelectric | WAT | HY | 1 | 1935 |  |  | (OA) Out of service but expected to return to service in next calendar year | [6 empty] | Passaic | 40.8833 | -74.23
57280 | Eagle Creek RE LLC | 50312 | Pembroke Hydro | IPP Non-CHP | NH | 1 | 2.7 | 0.6 | Conventional Hydroelectric | WAT | HY | 12 | 1985 |  |  | (OP) Operating | [6 empty] | Merrimack | 43.1304 | -71.4536
24979 | Chasm Hydro Partnership | 50315 | Chasm Hydro Partnership | IPP Non-CHP | NY | 1100 | 1 | 0.5 | Conventional Hydroelectric | WAT | HY | 3 | 1982 |  |  | (OP) Operating | [6 empty] | Franklin | 44.9318 | -74.1125
24979 | Chasm Hydro Partnership | 50315 | Chasm Hydro Partnership | IPP Non-CHP | NY | 2600 | 0.6 | 0.5 | Conventional Hydroelectric | WAT | HY | 10 | 1984 |  |  | (OP) Operating | [6 empty] | Franklin | 44.9318 | -74.1125
3283 | Bunge North America East LLC | 50316 | Bunge North America East LLC | Industrial CHP | IN | 3516 | 2 | 2.2 | Natural Gas Steam Turbine | NG | ST | 12 | 1950 |  |  | (OP) Operating | [6 empty] | Adams | 40.8465 | -84.9333
55970 | JHP Pharmaceuticals LLC | 50318 | Par Sterile Products | Industrial CHP | MI | 38-1 | 2.8 | 2.8 | Natural Gas Fired Combustion Turbine | NG | GT | 11 | 1986 |  |  | (OP) Operating | [6 empty] | OAKLAND | 42.6837 | -83.1143
26287 | Madera-Chowchilla Power Auth | 50322 | Site 980 65 | IPP Non-CHP | CA | GEN1 | 2.1 | 2.1 | Conventional Hydroelectric | WAT | HY | 2 | 1985 |  |  | (OP) Operating | [6 empty] | MADERA | 37.0568 | -119.8997
15286 | Marco Power Inc | 50323 | Marco Ranch | IPP Non-CHP | ID | 1 | 0.3 | 0.3 | Conventional Hydroelectric | WAT | HY | 8 | 1985 |  |  | (OP) Operating | [6 empty] | Jerome | 42.6366 | -114.5578
15286 | Marco Power Inc | 50323 | Marco Ranch | IPP Non-CHP | ID | 2 | 0.3 | 0.3 | Conventional Hydroelectric | WAT | HY | 8 | 1985 |  |  | (OP) Operating | [6 empty] | Jerome | 42.6366 | -114.5578
15286 | Marco Power Inc | 50323 | Marco Ranch | IPP Non-CHP | ID | 3 | 0.3 | 0.3 | Conventional Hydroelectric | WAT | HY | 8 | 1985 |  |  | (OP) Operating | [6 empty] | Jerome | 42.6366 | -114.5578
15286 | Marco Power Inc | 50323 | Marco Ranch | IPP Non-CHP | ID | 4 | 0.3 | 0.3 | Conventional Hydroelectric | WAT | HY | 8 | 1985 |  |  | (OP) Operating | [6 empty] | Jerome | 42.6366 | -114.5578
36055 | KTZ Hydro LLC | 50324 | Newfound Hydroelectric | IPP Non-CHP | NH | 1 | 0.7 | 0.7 | Conventional Hydroelectric | WAT | HY | 12 | 1983 |  |  | (OP) Operating | [6 empty] | Grafton | 43.59 | -71.733
36055 | KTZ Hydro LLC | 50324 | Newfound Hydroelectric | IPP Non-CHP | NH | 2 | 0.7 | 0.7 | Conventional Hydroelectric | WAT | HY | 12 | 1983 |  |  | (OP) Operating | [6 empty] | Grafton | 43.59 | -71.733
14293 | Nalco Co | 50326 | Nalco | Commercial CHP | IL | AT1 | 4 | 3 | Natural Gas Fired Combined Cycle | NG | CT | 11 | 1985 |  |  | (OP) Operating | [6 empty] | DuPage | 41.8009 | -88.1972
14293 | Nalco Co | 50326 | Nalco | Commercial CHP | IL | DPOX | 0.7 | 0.7 | Natural Gas Fired Combined Cycle | NG | CA | 11 | 1985 |  |  | (OP) Operating | [6 empty] | DuPage | 41.8009 | -88.1972
13389 | Neshkoro Power Assc LLC | 50328 | Byllesby | IPP Non-CHP | MN | 1 | 0.8 | 0.8 | Conventional Hydroelectric | WAT | HY | 3 | 1988 |  |  | (OP) Operating | [6 empty] | Dakota | 44.5119 | -92.9394
13389 | Neshkoro Power Assc LLC | 50328 | Byllesby | IPP Non-CHP | MN | 2 | 0.8 | 0.8 | Conventional Hydroelectric | WAT | HY | 3 | 1988 |  |  | (OP) Operating | [6 empty] | Dakota | 44.5119 | -92.9394
13389 | Neshkoro Power Assc LLC | 50328 | Byllesby | IPP Non-CHP | MN | 3 | 0.9 | 0.9 | Conventional Hydroelectric | WAT | HY | 3 | 1988 |  |  | (OP) Operating | [6 empty] | Dakota | 44.5119 | -92.9394
10004 | King County Dept-Natural Res | 50329 | West Point Treatment Plant | Commercial CHP | WA | 4 | 2.3 | 2.3 | Other Waste Biomass | OBG | IC | 6 | 2012 |  |  | (OP) Operating | [6 empty] | King | 47.6611 | -122.4464
10004 | King County Dept-Natural Res | 50329 | West Point Treatment Plant | Commercial CHP | WA | 5 | 2.3 | 2.3 | Other Waste Biomass | OBG | IC | 6 | 2012 |  |  | (OP) Operating | [6 empty] | King | 47.6611 | -122.4464
7019 | Gay & Robinson Inc | 50333 | Gay Robinson | Industrial Non-CHP | HI | DSL5 | 0.5 | 0.5 | Petroleum Liquids | DFO | IC | 4 | 2010 |  |  | (SB) Standby/Backup: available for service but not normally used | [6 empty] | KAUAI | 21.9178 | -159.6294
7019 | Gay & Robinson Inc | 50333 | Gay Robinson | Industrial Non-CHP | HI | DSL6 | 0.5 | 0.5 | Petroleum Liquids | DFO | IC | 4 | 2010 |  |  | (SB) Standby/Backup: available for service but not normally used | [6 empty] | KAUAI | 21.9178 | -159.6294
7019 | Gay & Robinson Inc | 50333 | Gay Robinson | Industrial Non-CHP | HI | HYD2 | 1.2 | 0.8 | Conventional Hydroelectric | WAT | HY | 3 | 1982 |  |  | (OP) Operating | [6 empty] | KAUAI | 21.9178 | -159.6294
21690 | Moose International | 50337 | Mooseheart Power House | Commercial CHP | IL | GEN1 | 0.5 | 0.5 | Natural Gas Internal Combustion Engine | NG | IC | 8 | 1986 |  |  | (SB) Standby/Backup: available for service but not normally used | [6 empty] | Kane | 41.8244 | -88.3331
21690 | Moose International | 50337 | Mooseheart Power House | Commercial CHP | IL | GEN2 | 0.5 | 0.5 | Natural Gas Internal Combustion Engine | NG | IC | 8 | 1986 |  |  | (SB) Standby/Backup: available for service but not normally used | [6 empty] | Kane | 41.8244 | -88.3331
21690 | Moose International | 50337 | Mooseheart Power House | Commercial CHP | IL | GEN3 | 0.3 | 0.3 | Natural Gas Internal Combustion Engine | NG | IC | 8 | 1986 |  |  | (SB) Standby/Backup: available for service but not normally used | [6 empty] | Kane | 41.8244 | -88.3331
21690 | Moose International | 50337 | Mooseheart Power House | Commercial CHP | IL | GEN4 | 0.5 | 0.5 | Natural Gas Internal Combustion Engine | NG | IC | 8 | 1986 |  |  | (SB) Standby/Backup: available for service but not normally used | [6 empty] | Kane | 41.8244 | -88.3331
15237 | PCS Nitrogen LP | 50341 | PCS Nitrogen Fertilizer LP | Industrial Non-CHP | LA | GEN2 | 10 | 8 | All Other | WH | ST | 3 | 2006 |  |  | (OS) Out of service and NOT expected to return to service in next calendar year | [6 empty] | Iberville | 30.227 | -91.0551
15237 | PCS Nitrogen LP | 50341 | PCS Nitrogen Fertilizer LP | Industrial Non-CHP | LA | GEN3 | 2 | 1.8 | Petroleum Liquids | DFO | IC | 10 | 2010 |  |  | (SB) Standby/Backup: available for service but not normally used | [6 empty] | Iberville | 30.227 | -91.0551
15237 | PCS Nitrogen LP | 50341 | PCS Nitrogen Fertilizer LP | Industrial Non-CHP | LA | GEN4 | 2 | 1.8 | Petroleum Liquids | DFO | IC | 10 | 2014 |  |  | (SB) Standby/Backup: available for service but not normally used | [6 empty] | Iberville | 30.227 | -91.0551
8530 | HYPOWER INC | 50350 | Forks of Butte Hydro Project | IPP Non-CHP | CA | GEN1 | 14.5 | 14.5 | Conventional Hydroelectric | WAT | HY | 3 | 1992 |  |  | (OP) Operating | [6 empty] | Butte | 39.8693 | -121.6319
24793 | Briar-Hydro Associates | 50351 | Rolfe Canal Hydro | IPP Non-CHP | NH | 1 | 4.3 | 4.3 | Conventional Hydroelectric | WAT | HY | 12 | 1987 |  |  | (OP) Operating | [6 empty] | Merrimack | 43.2746 | -71.604
12850 | Monterey Cnty Water Res Agency | 50352 | Nacimiento Hydro Project | IPP Non-CHP | CA | 1 | 4 | 3.7 | Conventional Hydroelectric | WAT | HY | 7 | 1987 |  |  | (OA) Out of service but expected to return to service in next calendar year | [6 empty] | San Luis Obispo | 35.7986 | -120.8833
12850 | Monterey Cnty Water Res Agency | 50352 | Nacimiento Hydro Project | IPP Non-CHP | CA | 2 | 0.4 | 0.3 | Conventional Hydroelectric | WAT | HY | 7 | 1987 |  |  | (OP) Operating | [6 empty] | San Luis Obispo | 35.7986 | -120.8833
24793 | Briar-Hydro Associates | 50353 | Penacook Lower Falls | IPP Non-CHP | NH | 1 | 4.6 | 4.6 | Conventional Hydroelectric | WAT | HY | 8 | 1983 |  |  | (OP) Operating | [6 empty] | Merrimack | 43.2858 | -71.595
57280 | Eagle Creek RE LLC | 50354 | Newport Hydro | IPP Non-CHP | NY | 1 | 0.8 | 0.8 | Conventional Hydroelectric | WAT | HY | 12 | 1987 |  |  | (OP) Operating | [6 empty] | Herkimer | 43.1853 | -75.0169
57280 | Eagle Creek RE LLC | 50354 | Newport Hydro | IPP Non-CHP | NY | 2 | 0.8 | 0.8 | Conventional Hydroelectric | WAT | HY | 12 | 1987 |  |  | (OP) Operating | [6 empty] | Herkimer | 43.1853 | -75.0169
57280 | Eagle Creek RE LLC | 50354 | Newport Hydro | IPP Non-CHP | NY | 3 | 0.1 | 0.1 | Conventional Hydroelectric | WAT | HY | 12 | 1987 |  |  | (OP) Operating | [6 empty] | Herkimer | 43.1853 | -75.0169
17330 | Walter Coke | 50359 | Sloss Industries Corp | Industrial CHP | AL | 10 | 12.5 | 8.5 | Other Gases | OG | ST | 5 | 1958 |  |  | (OP) Operating | [5 empty] | 0 | Jefferson | 33.5682 | -86.7987
17330 | Walter Coke | 50359 | Sloss Industries Corp | Industrial CHP | AL | 9 | 12.5 | 7.5 | Other Gases | OG | ST | 5 | 1958 |  |  | (SB) Standby/Backup: available for service but not normally used | [5 empty] | 0 | Jefferson | 33.5682 | -86.7987
14243 | Owyhee Irrigation District | 50360 | Michell Butte Power Project | IPP Non-CHP | OR | GEN1 | 1.8 | 1.8 | Conventional Hydroelectric | WAT | HY | 5 | 1989 |  |  | (OP) Operating | [6 empty] | Malheur | 43.7719 | -117.155
14243 | Owyhee Irrigation District | 50361 | Owyhee Dam Power Project | IPP Non-CHP | OR | GEN1 | 4.3 | 2.9 | Conventional Hydroelectric | WAT | HY | 8 | 1985 |  |  | (OP) Operating | [6 empty] | Malheur | 43.6416 | -117.2437
14243 | Owyhee Irrigation District | 50362 | Tunnel 1 Power Project | IPP Non-CHP | OR | GEN1 | 7 | 6.7 | Conventional Hydroelectric | WAT | HY | 6 | 1993 |  |  | (SB) Standby/Backup: available for service but not normally used | [6 empty] | Malheur | 43.642 | -117.2327
55960 | Mesquite Lake Energy Park | 50363 | Mesquite Lake Energy Park Plant 2 | IPP Non-CHP | CA | L313 | 21 | 15.5 | Wood/Wood Waste Biomass | WDS | ST | 11 | 1987 |  |  | (OS) Out of service and NOT expected to return to service in next calendar year | [6 empty] | Imperial | 32.9038 | -115.5119
56889 | Rhode Island LFG Genco | 50365 | Ridgewood Providence Power | IPP Non-CHP | RI | PH21 | 1.6 | 1.5 | Landfill Gas | LFG | IC | 8 | 2005 |  |  | (OP) Operating | [6 empty] | Providence | 41.8069 | -71.53
56889 | Rhode Island LFG Genco | 50365 | Ridgewood Providence Power | IPP Non-CHP | RI | PH22 | 1.6 | 1.5 | Landfill Gas | LFG | IC | 8 | 2005 |  |  | (OP) Operating | [6 empty] | Providence | 41.8069 | -71.53
56889 | Rhode Island LFG Genco | 50365 | Ridgewood Providence Power | IPP Non-CHP | RI | PH23 | 1.6 | 1.5 | Landfill Gas | LFG | IC | 8 | 2005 |  |  | (OP) Operating | [6 empty] | Providence | 41.8069 | -71.53
56889 | Rhode Island LFG Genco | 50365 | Ridgewood Providence Power | IPP Non-CHP | RI | PH24 | 1.6 | 1.5 | Landfill Gas | LFG | IC | 8 | 2005 |  |  | (OP) Operating | [6 empty] | Providence | 41.8069 | -71.53
19564 | University of Notre Dame | 50366 | University of Notre Dame | Commercial CHP | IN | GEN1 | 3 | 3 | Natural Gas Steam Turbine | NG | ST | 6 | 1962 |  |  | (OP) Operating | [6 empty] | ST JOSEPH | 41.7094 | -86.2367
19564 | University of Notre Dame | 50366 | University of Notre Dame | Commercial CHP | IN | GEN2 | 1.7 | 1.7 | Natural Gas Steam Turbine | NG | ST | 7 | 1952 |  |  | (OP) Operating | [6 empty] | ST JOSEPH | 41.7094 | -86.2367
19564 | University of Notre Dame | 50366 | University of Notre Dame | Commercial CHP | IN | GEN3 | 1 | 1 | Petroleum Liquids | DFO | IC | 7 | 1952 |  |  | (SB) Standby/Backup: available for service but not normally used | [6 empty] | ST JOSEPH | 41.7094 | -86.2367
19564 | University of Notre Dame | 50366 | University of Notre Dame | Commercial CHP | IN | GEN4 | 1 | 1 | Petroleum Liquids | DFO | IC | 7 | 1952 |  |  | (SB) Standby/Backup: available for service but not normally used | [6 empty] | ST JOSEPH | 41.7094 | -86.2367
19564 | University of Notre Dame | 50366 | University of Notre Dame | Commercial CHP | IN | GEN5 | 2 | 2 | Conventional Steam Coal | BIT | ST | 9 | 1956 |  |  | (OP) Operating | [6 empty] | ST JOSEPH | 41.7094 | -86.2367
19564 | University of Notre Dame | 50366 | University of Notre Dame | Commercial CHP | IN | GEN6 | 5 | 5 | Conventional Steam Coal | BIT | ST | 2 | 1967 |  |  | (OP) Operating | [6 empty] | ST JOSEPH | 41.7094 | -86.2367
19564 | University of Notre Dame | 50366 | University of Notre Dame | Commercial CHP | IN | GEN7 | 9.4 | 9.4 | Conventional Steam Coal | BIT | ST | 3 | 2000 |  |  | (OP) Operating | [6 empty] | ST JOSEPH | 41.7094 | -86.2367
19564 | University of Notre Dame | 50366 | University of Notre Dame | Commercial CHP | IN | GEN8 | 1.9 | 1.7 | Petroleum Liquids | DFO | IC | 10 | 2006 |  |  | (OP) Operating | [6 empty] | ST JOSEPH | 41.7094 | -86.2367
19564 | University of Notre Dame | 50366 | University of Notre Dame | Commercial CHP | IN | GEN9 | 1.9 | 1.7 | Petroleum Liquids | DFO | IC | 10 | 2006 |  |  | (OP) Operating | [6 empty] | ST JOSEPH | 41.7094 | -86.2367
19564 | University of Notre Dame | 50366 | University of Notre Dame | Commercial CHP | IN | GN10 | 1.9 | 1.7 | Petroleum Liquids | DFO | IC | 10 | 2006 |  |  | (OP) Operating | [6 empty] | ST JOSEPH | 41.7094 | -86.2367
21508 | Cornell University | 50368 | Cornell University Central Heat | Commercial CHP | NY | CT1 | 15 | 12.3 | Natural Gas Fired Combined Cycle | NG | CT | 12 | 2009 |  |  | (OP) Operating | [6 empty] | Tompkins | 42.4428 | -76.4764
21508 | Cornell University | 50368 | Cornell University Central Heat | Commercial CHP | NY | CT2 | 15 | 12.3 | Natural Gas Fired Combined Cycle | NG | CT | 12 | 2009 |  |  | (OP) Operating | [6 empty] | Tompkins | 42.4428 | -76.4764
21508 | Cornell University | 50368 | Cornell University Central Heat | Commercial CHP | NY | EDG1 | 1 | 0.9 | Petroleum Liquids | DFO | IC | 12 | 2009 |  |  | (SB) Standby/Backup: available for service but not normally used | [6 empty] | Tompkins | 42.4428 | -76.4764
21508 | Cornell University | 50368 | Cornell University Central Heat | Commercial CHP | NY | EDG2 | 1 | 0.9 | Petroleum Liquids | DFO | IC | 12 | 2009 |  |  | (SB) Standby/Backup: available for service but not normally used | [6 empty] | Tompkins | 42.4428 | -76.4764
21508 | Cornell University | 50368 | Cornell University Central Heat | Commercial CHP | NY | TG1 | 1.8 | 1 | Natural Gas Fired Combined Cycle | NG | CA | 7 | 1988 |  |  | (OP) Operating | [6 empty] | Tompkins | 42.4428 | -76.4764
21508 | Cornell University | 50368 | Cornell University Central Heat | Commercial CHP | NY | TG2 | 5.7 | 5.3 | Natural Gas Fired Combined Cycle | NG | CA | 10 | 1988 |  |  | (OP) Operating | [6 empty] | Tompkins | 42.4428 | -76.4764
24900 | The Mosaic Company, Plant City Facility | 50371 | The Mosaic Company, Plant City Facility | Industrial CHP | FL | MI34 | 40.5 | 27.9 | All Other | WH | ST | 11 | 1988 |  |  | (OP) Operating | [6 empty] | Hillsborough | 28.1663 | -82.1388
13875 | NRG Energy Center Paxton LLC | 50373 | Paxton Creek Cogeneration | IPP CHP | PA | GEN1 | 6.3 | 6 | Natural Gas Internal Combustion Engine | NG | IC | 8 | 1986 |  |  | (SB) Standby/Backup: available for service but not normally used | [6 empty] | Dauphin | 40.2653 | -76.8771
13875 | NRG Energy Center Paxton LLC | 50373 | Paxton Creek Cogeneration | IPP CHP | PA | GEN2 | 6.3 | 6 | Natural Gas Internal Combustion Engine | NG | IC | 8 | 1986 |  |  | (SB) Standby/Backup: available for service but not normally used | [6 empty] | Dauphin | 40.2653 | -76.8771
30076 | Calleguas Mun Water District | 50375 | East Portal Generator | IPP Non-CHP | CA | GEN1 | 1.2 | 1.2 | Conventional Hydroelectric | WAT | HY | 1 | 1987 |  |  | (OP) Operating | [6 empty] | LOS ANGELES | 34.2619 | -118.6242
42892 | City of Spokane | 50380 | Upriver Dam Hydro Plant | IPP Non-CHP | WA | GEN1 | 2 | 0.5 | Conventional Hydroelectric | WAT | HY | 1 | 1936 |  |  | (OP) Operating | [6 empty] | Spokane | 47.6822 | -117.3319
42892 | City of Spokane | 50380 | Upriver Dam Hydro Plant | IPP Non-CHP | WA | GEN2 | 2 | 0.5 | Conventional Hydroelectric | WAT | HY | 1 | 1936 |  |  | (OP) Operating | [6 empty] | Spokane | 47.6822 | -117.3319
42892 | City of Spokane | 50380 | Upriver Dam Hydro Plant | IPP Non-CHP | WA | GEN3 | 2 | 0.5 | Conventional Hydroelectric | WAT | HY | 1 | 1936 |  |  | (OP) Operating | [6 empty] | Spokane | 47.6822 | -117.3319
42892 | City of Spokane | 50380 | Upriver Dam Hydro Plant | IPP Non-CHP | WA | GEN4 | 5.8 | 1.5 | Conventional Hydroelectric | WAT | HY | 6 | 1984 |  |  | (OP) Operating | [6 empty] | Spokane | 47.6822 | -117.3319
42892 | City of Spokane | 50380 | Upriver Dam Hydro Plant | IPP Non-CHP | WA | GEN5 | 5.8 | 1.5 | Conventional Hydroelectric | WAT | HY | 6 | 1984 |  |  | (OP) Operating | [6 empty] | Spokane | 47.6822 | -117.3319
20032 | Walla Walla City of | 50382 | Twin Reservoirs | IPP Non-CHP | WA | GEN1 | 2.2 | 1.8 | Conventional Hydroelectric | WAT | HY | 4 | 1988 |  |  | (OP) Operating | [6 empty] | WALLA WALLA | 46.0883 | -118.2547
57280 | Eagle Creek RE LLC | 50384 | Gregg Falls | IPP Non-CHP | NH | 1 | 2.2 | 2.1 | Conventional Hydroelectric | WAT | HY | 12 | 1985 |  |  | (OP) Operating | [6 empty] | Hillsborough | 43.0168 | -71.5679
57280 | Eagle Creek RE LLC | 50384 | Gregg Falls | IPP Non-CHP | NH | 2 | 1.3 | 1.3 | Conventional Hydroelectric | WAT | HY | 12 | 1985 |  |  | (OP) Operating | [6 empty] | Hillsborough | 43.0168 | -71.5679
55846 | Newark Bay Cogeneration Partnership LP | 50385 | Newark Bay Cogeneration Partnership LP | IPP Non-CHP | NJ | GEN1 | 42 | 120.2 | Natural Gas Fired Combined Cycle | NG | CT | 5 | 1993 |  |  | (OP) Operating | [6 empty] | Essex | 40.7197 | -74.13
55846 | Newark Bay Cogeneration Partnership LP | 50385 | Newark Bay Cogeneration Partnership LP | IPP Non-CHP | NJ | GEN2 | 42 |  | Natural Gas Fired Combined Cycle | NG | CT | 4 | 1993 |  |  | (OP) Operating | [6 empty] | Essex | 40.7197 | -74.13
55846 | Newark Bay Cogeneration Partnership LP | 50385 | Newark Bay Cogeneration Partnership LP | IPP Non-CHP | NJ | GEN3 | 55 |  | Natural Gas Fired Combined Cycle | NG | CA | 6 | 1993 |  |  | (OP) Operating | [6 empty] | Essex | 40.7197 | -74.13
20791 | Windland Inc | 50386 | Windland | IPP Non-CHP | CA | WING | 15.3 | 15.5 | Onshore Wind Turbine | WND | WT | 12 | 1982 |  |  | (OP) Operating |  |  | 0 |  |  |  | Kern | 35.0522 | -118.3581
4208 | Phillips 66 Company | 50388 | Phillips 66 Carbon Plant | Industrial CHP | CA | GEN1 | 27.3 | 17 | Petroleum Coke | PC | ST | 12 | 1983 |  |  | (OP) Operating | [6 empty] | Contra Costa | 38.0181 | -122.2344
15173 | Placid Refining Co LLC | 50389 | Port Allen (LA) | Industrial CHP | LA | GEN1 | 3.8 | 3.5 | Natural Gas Fired Combustion Turbine | NG | GT | 5 | 1990 |  |  | (OP) Operating | [6 empty] | West Baton Rouge | 30.477 | -91.211
15173 | Placid Refining Co LLC | 50389 | Port Allen (LA) | Industrial CHP | LA | GEN2 | 3.8 | 3.5 | Natural Gas Fired Combustion Turbine | NG | GT | 5 | 1990 |  |  | (OP) Operating | [6 empty] | West Baton Rouge | 30.477 | -91.211
22199 | U S Air Force-Eielson AFB | 50392 | Eielson AFB Central Heat & Power Plant | Commercial CHP | AK | DG01 | 1.5 | 1.4 | Petroleum Liquids | DFO | IC | 11 | 1998 |  |  | (SB) Standby/Backup: available for service but not normally used | [6 empty] | Fairbanks North Star | 64.6714 | -147.076
22199 | U S Air Force-Eielson AFB | 50392 | Eielson AFB Central Heat & Power Plant | Commercial CHP | AK | DG02 | 1.5 | 1.4 | Petroleum Liquids | DFO | IC | 11 | 1998 |  |  | (SB) Standby/Backup: available for service but not normally used | [6 empty] | Fairbanks North Star | 64.6714 | -147.076
22199 | U S Air Force-Eielson AFB | 50392 | Eielson AFB Central Heat & Power Plant | Commercial CHP | AK | DG03 | 1.5 | 1.4 | Petroleum Liquids | DFO | IC | 11 | 1998 |  |  | (SB) Standby/Backup: available for service but not normally used | [6 empty] | Fairbanks North Star | 64.6714 | -147.076
22199 | U S Air Force-Eielson AFB | 50392 | Eielson AFB Central Heat & Power Plant | Commercial CHP | AK | DG04 | 1.5 | 1.4 | Petroleum Liquids | DFO | IC | 11 | 1998 |  |  | (SB) Standby/Backup: available for service but not normally used | [6 empty] | Fairbanks North Star | 64.6714 | -147.076
22199 | U S Air Force-Eielson AFB | 50392 | Eielson AFB Central Heat & Power Plant | Commercial CHP | AK | DG1 | 2.5 | 1.8 | Petroleum Liquids | DFO | IC | 6 | 1987 |  |  | (SB) Standby/Backup: available for service but not normally used | [6 empty] | Fairbanks North Star | 64.6714 | -147.076
22199 | U S Air Force-Eielson AFB | 50392 | Eielson AFB Central Heat & Power Plant | Commercial CHP | AK | TG1 | 2.5 | 0.5 | Conventional Steam Coal | SUB | ST | 10 | 1952 |  |  | (OP) Operating | [6 empty] | Fairbanks North Star | 64.6714 | -147.076
22199 | U S Air Force-Eielson AFB | 50392 | Eielson AFB Central Heat & Power Plant | Commercial CHP | AK | TG2 | 2.5 | 0.5 | Conventional Steam Coal | SUB | ST | 10 | 1952 |  |  | (OP) Operating | [6 empty] | Fairbanks North Star | 64.6714 | -147.076
22199 | U S Air Force-Eielson AFB | 50392 | Eielson AFB Central Heat & Power Plant | Commercial CHP | AK | TG3 | 5 | 5 | Conventional Steam Coal | SUB | ST | 8 | 1955 |  |  | (OP) Operating | [6 empty] | Fairbanks North Star | 64.6714 | -147.076
22199 | U S Air Force-Eielson AFB | 50392 | Eielson AFB Central Heat & Power Plant | Commercial CHP | AK | TG4 | 5 | 5 | Conventional Steam Coal | SUB | ST | 6 | 1969 |  |  | (OP) Operating | [6 empty] | Fairbanks North Star | 64.6714 | -147.076
22199 | U S Air Force-Eielson AFB | 50392 | Eielson AFB Central Heat & Power Plant | Commercial CHP | AK | TG5 | 10 | 9 | Conventional Steam Coal | SUB | ST | 10 | 1987 |  |  | (OP) Operating | [6 empty] | Fairbanks North Star | 64.6714 | -147.076
25438 | Friant Power Authority | 50393 | Friant Hydro Facility | IPP Non-CHP | CA | FR1 | 18.4 | 20 | Conventional Hydroelectric | WAT | HY | 1 | 1986 |  |  | (OA) Out of service but expected to return to service in next calendar year | [6 empty] | Fresno | 36.9977 | -119.7035
25438 | Friant Power Authority | 50393 | Friant Hydro Facility | IPP Non-CHP | CA | M1 | 9.8 | 8 | Conventional Hydroelectric | WAT | HY | 7 | 1985 |  |  | (OA) Out of service but expected to return to service in next calendar year | [6 empty] | Fresno | 36.9977 | -119.7035
25438 | Friant Power Authority | 50393 | Friant Hydro Facility | IPP Non-CHP | CA | RO1 | 2.4 | 2.3 | Conventional Hydroelectric | WAT | HY | 4 | 1985 |  |  | (OA) Out of service but expected to return to service in next calendar year | [6 empty] | Fresno | 36.9977 | -119.7035
5033 | Domtar Industries Inc | 50395 | Georgia-Pacific Corp - Nekoosa Mill | Industrial CHP | WI | HY1 | 0.8 | 0.8 | Conventional Hydroelectric | WAT | HY | 1 | 1917 |  |  | (OP) Operating | [6 empty] | Wood | 44.3142 | -89.8964
5033 | Domtar Industries Inc | 50395 | Georgia-Pacific Corp - Nekoosa Mill | Industrial CHP | WI | HY2 | 0.8 | 0.8 | Conventional Hydroelectric | WAT | HY | 1 | 1917 |  |  | (OP) Operating | [6 empty] | Wood | 44.3142 | -89.8964
5033 | Domtar Industries Inc | 50395 | Georgia-Pacific Corp - Nekoosa Mill | Industrial CHP | WI | HY3 | 0.8 | 0.8 | Conventional Hydroelectric | WAT | HY | 1 | 1923 |  |  | (OP) Operating | [6 empty] | Wood | 44.3142 | -89.8964
5033 | Domtar Industries Inc | 50395 | Georgia-Pacific Corp - Nekoosa Mill | Industrial CHP | WI | HY4 | 0.6 | 0.6 | Conventional Hydroelectric | WAT | HY | 1 | 1912 |  |  | (SB) Standby/Backup: available for service but not normally used | [6 empty] | Wood | 44.3142 | -89.8964
5033 | Domtar Industries Inc | 50395 | Georgia-Pacific Corp - Nekoosa Mill | Industrial CHP | WI | HY5 | 0.7 | 0.7 | Conventional Hydroelectric | WAT | HY | 1 | 1950 |  |  | (OS) Out of service and NOT expected to return to service in next calendar year | [6 empty] | Wood | 44.3142 | -89.8964
5033 | Domtar Industries Inc | 50395 | Georgia-Pacific Corp - Nekoosa Mill | Industrial CHP | WI | NHG1 | 0.2 | 0.2 | Conventional Hydroelectric | WAT | HY | 1 | 1926 |  |  | (SB) Standby/Backup: available for service but not normally used | [6 empty] | Wood | 44.3142 | -89.8964
5033 | Domtar Industries Inc | 50395 | Georgia-Pacific Corp - Nekoosa Mill | Industrial CHP | WI | TG14 | 13.1 | 12.5 | Wood/Wood Waste Biomass | BLQ | ST | 2 | 1991 |  |  | (OP) Operating | [6 empty] | Wood | 44.3142 | -89.8964
5033 | Domtar Industries Inc | 50395 | Georgia-Pacific Corp - Nekoosa Mill | Industrial CHP | WI | TG6 | 6 | 5.7 | Natural Gas Steam Turbine | NG | ST | 1 | 1951 |  |  | (OP) Operating | [6 empty] | Wood | 44.3142 | -89.8964
5033 | Domtar Industries Inc | 50395 | Georgia-Pacific Corp - Nekoosa Mill | Industrial CHP | WI | TG8 | 16 | 13 | Natural Gas Steam Turbine | NG | ST | 1 | 1966 |  |  | (OP) Operating | [6 empty] | Wood | 44.3142 | -89.8964
16294 | Roseburg Forest Products Co | 50396 | Dillard Complex | Industrial CHP | OR | GEN1 | 5 | 5 | Wood/Wood Waste Biomass | WDS | ST | 1 | 1955 |  |  | (OP) Operating | [6 empty] | Douglas | 43.0895 | -123.4156
16294 | Roseburg Forest Products Co | 50396 | Dillard Complex | Industrial CHP | OR | GEN2 | 5 | 5 | Wood/Wood Waste Biomass | WDS | ST | 1 | 1955 |  |  | (OP) Operating | [6 empty] | Douglas | 43.0895 | -123.4156
16294 | Roseburg Forest Products Co | 50396 | Dillard Complex | Industrial CHP | OR | GEN3 | 7 | 7 | Wood/Wood Waste Biomass | WDS | ST | 1 | 1955 |  |  | (OP) Operating | [6 empty] | Douglas | 43.0895 | -123.4156
16294 | Roseburg Forest Products Co | 50396 | Dillard Complex | Industrial CHP | OR | GEN4 | 11.5 | 11.5 | Wood/Wood Waste Biomass | WDS | ST | 1 | 1955 |  |  | (OP) Operating | [6 empty] | Douglas | 43.0895 | -123.4156
16294 | Roseburg Forest Products Co | 50396 | Dillard Complex | Industrial CHP | OR | GEN5 | 11.5 | 11.5 | Wood/Wood Waste Biomass | WDS | ST | 1 | 1955 |  |  | (OP) Operating | [6 empty] | Douglas | 43.0895 | -123.4156
16294 | Roseburg Forest Products Co | 50396 | Dillard Complex | Industrial CHP | OR | GEN6 | 11.5 | 11.5 | Wood/Wood Waste Biomass | WDS | ST | 1 | 1955 |  |  | (OS) Out of service and NOT expected to return to service in next calendar year | [6 empty] | Douglas | 43.0895 | -123.4156
14310 | P H Glatfelter Co | 50397 | P H Glatfelter | Industrial CHP | PA | GEN1 | 6 | 5 | Conventional Steam Coal | BIT | ST | 7 | 1948 |  |  | (OP) Operating | [6 empty] | York | 39.8709 | -76.8681
14310 | P H Glatfelter Co | 50397 | P H Glatfelter | Industrial CHP | PA | GEN2 | 5.9 | 4 | Conventional Steam Coal | BIT | ST | 4 | 1975 |  |  | (SB) Standby/Backup: available for service but not normally used | [6 empty] | York | 39.8709 | -76.8681
14310 | P H Glatfelter Co | 50397 | P H Glatfelter | Industrial CHP | PA | GEN3 | 5.1 | 4 | Conventional Steam Coal | BIT | ST | 5 | 1948 |  |  | (OP) Operating | [6 empty] | York | 39.8709 | -76.8681
14310 | P H Glatfelter Co | 50397 | P H Glatfelter | Industrial CHP | PA | GEN4 | 7.5 | 8.7 | Conventional Steam Coal | BIT | ST | 8 | 1962 |  |  | (OP) Operating | [6 empty] | York | 39.8709 | -76.8681
14310 | P H Glatfelter Co | 50397 | P H Glatfelter | Industrial CHP | PA | GEN5 | 45.9 | 36.1 | Conventional Steam Coal | BIT | ST | 5 | 1989 |  |  | (OP) Operating | [6 empty] | York | 39.8709 | -76.8681
14310 | P H Glatfelter Co | 50397 | P H Glatfelter | Industrial CHP | PA | GEN6 | 39.1 | 31.2 | Wood/Wood Waste Biomass | BLQ | ST | 1 | 1994 |  |  | (OP) Operating | [6 empty] | York | 39.8709 | -76.8681
30002 | International Paper Co | 50398 | International Paper Savanna Mill | Industrial CHP | GA | GE10 | 82.8 | 82.7 | Wood/Wood Waste Biomass | BLQ | ST | 4 | 1998 |  |  | (OP) Operating | [6 empty] | Chatham | 32.1004 | -81.1242
30002 | International Paper Co | 50398 | International Paper Savanna Mill | Industrial CHP | GA | GEN9 | 71.2 | 71.2 | Natural Gas Steam Turbine | NG | ST | 6 | 1981 |  |  | (OP) Operating | [6 empty] | Chatham | 32.1004 | -81.1242
19560 | Tri-Dam Power Authority | 50400 | Sand Bar Power Plant | IPP Non-CHP | CA | GEN1 | 16.2 | 15 | Conventional Hydroelectric | WAT | HY | 5 | 1986 |  |  | (OP) Operating | [6 empty] | Tuolumne | 38.1861 | -120.15
54837 | INEOS Nitriles Greenlake | 50404 | BP Chemicals Green Lake Plant | Industrial Non-CHP | TX | TG2 | 15 | 15 | All Other | WH | ST | 3 | 1989 |  |  | (OP) Operating | [6 empty] | Calhoun | 28.5707 | -96.8333
54837 | INEOS Nitriles Greenlake | 50404 | BP Chemicals Green Lake Plant | Industrial Non-CHP | TX | TG3 | 23.8 | 23.8 | All Other | WH | ST | 1 | 1997 |  |  | (OP) Operating | [6 empty] | Calhoun | 28.5707 | -96.8333
16190 | Sappi Fine Paper North America-Somerset | 50406 | Somerset Plant | Industrial CHP | ME | GEN1 | 48.5 | 50 | Wood/Wood Waste Biomass | BLQ | ST | 1 | 1976 |  |  | (OP) Operating | [6 empty] | Somerset | 44.7035 | -69.6474
16190 | Sappi Fine Paper North America-Somerset | 50406 | Somerset Plant | Industrial CHP | ME | GEN2 | 68.4 | 65 | Wood/Wood Waste Biomass | BLQ | ST | 10 | 1990 |  |  | (OP) Operating | [6 empty] | Somerset | 44.7035 | -69.6474
34672 | DTE Energy Services | 50407 | Mobile Energy Services LLC | IPP CHP | AL | GEN5 | 61 | 56.1 | Wood/Wood Waste Biomass | WDS | ST | 8 | 1985 |  |  | (OP) Operating | [6 empty] | Mobile | 30.7365 | -88.0516
34672 | DTE Energy Services | 50407 | Mobile Energy Services LLC | IPP CHP | AL | GEN6 | 35.7 | 33.2 | Wood/Wood Waste Biomass | WDS | ST | 7 | 1985 |  |  | (OS) Out of service and NOT expected to return to service in next calendar year | [6 empty] | Mobile | 30.7365 | -88.0516
42662 | N E W Hydro LLC | 50408 | Park Mill | Industrial Non-CHP | WI | 1 | 0.4 | 0.4 | Conventional Hydroelectric | WAT | HY | 1 | 1920 |  |  | (OP) Operating | [6 empty] | Marinette | 45.1058 | -87.6514
42662 | N E W Hydro LLC | 50408 | Park Mill | Industrial Non-CHP | WI | 10 | 0.3 | 0.3 | Conventional Hydroelectric | WAT | HY | 4 | 1988 |  |  | (OP) Operating | [6 empty] | Marinette | 45.1058 | -87.6514
42662 | N E W Hydro LLC | 50408 | Park Mill | Industrial Non-CHP | WI | 2 | 0.2 | 0.2 | Conventional Hydroelectric | WAT | HY | 1 | 1922 |  |  | (OP) Operating | [6 empty] | Marinette | 45.1058 | -87.6514
42662 | N E W Hydro LLC | 50408 | Park Mill | Industrial Non-CHP | WI | 3 | 0.4 | 0.4 | Conventional Hydroelectric | WAT | HY | 1 | 1946 |  |  | (OP) Operating | [6 empty] | Marinette | 45.1058 | -87.6514
42662 | N E W Hydro LLC | 50408 | Park Mill | Industrial Non-CHP | WI | 6 | 0.4 | 0.4 | Conventional Hydroelectric | WAT | HY | 10 | 1966 |  |  | (OP) Operating | [6 empty] | Marinette | 45.1058 | -87.6514
42662 | N E W Hydro LLC | 50408 | Park Mill | Industrial Non-CHP | WI | 7 | 0.4 | 0.4 | Conventional Hydroelectric | WAT | HY | 7 | 1968 |  |  | (OP) Operating | [6 empty] | Marinette | 45.1058 | -87.6514
42662 | N E W Hydro LLC | 50409 | Menominee Mill Marinette | Industrial Non-CHP | MI | 4 | 0.4 | 0.4 | Conventional Hydroelectric | WAT | HY | 1 | 1924 |  |  | (OP) Operating | [6 empty] | Menominee | 45.1069 | -87.6378
42662 | N E W Hydro LLC | 50409 | Menominee Mill Marinette | Industrial Non-CHP | MI | 5 | 0.4 | 0.4 | Conventional Hydroelectric | WAT | HY | 1 | 1924 |  |  | (OP) Operating | [6 empty] | Menominee | 45.1069 | -87.6378
42662 | N E W Hydro LLC | 50409 | Menominee Mill Marinette | Industrial Non-CHP | MI | 8 | 0.5 | 0.5 | Conventional Hydroelectric | WAT | HY | 10 | 1978 |  |  | (OP) Operating | [6 empty] | Menominee | 45.1069 | -87.6378
42662 | N E W Hydro LLC | 50409 | Menominee Mill Marinette | Industrial Non-CHP | MI | 9 | 0.5 | 0.5 | Conventional Hydroelectric | WAT | HY | 10 | 1978 |  |  | (OP) Operating | [6 empty] | Menominee | 45.1069 | -87.6378
10273 | Kimberly-Clark Corp | 50410 | Chester Operations | Industrial CHP | PA | 5 | 67 | 67 | Petroleum Coke | PC | ST | 5 | 1986 |  |  | (OP) Operating | [6 empty] | Delaware | 39.8437 | -75.3588
19363 | University of M&D-New Jersey | 50411 | University of Medicine Dentistry NJ | Commercial CHP | NJ | GEN1 | 3.5 | 3.4 | Natural Gas Fired Combustion Turbine | NG | GT | 7 | 1989 |  |  | (OP) Operating |  |  | 0 |  |  | 0 | Essex | 40.7393 | -74.1876
19363 | University of M&D-New Jersey | 50411 | University of Medicine Dentistry NJ | Commercial CHP | NJ | GEN2 | 3.5 | 3.4 | Natural Gas Fired Combustion Turbine | NG | GT | 7 | 1989 |  |  | (OP) Operating | [6 empty] | Essex | 40.7393 | -74.1876
19363 | University of M&D-New Jersey | 50411 | University of Medicine Dentistry NJ | Commercial CHP | NJ | GEN3 | 3.5 | 3.4 | Natural Gas Fired Combustion Turbine | NG | GT | 7 | 1989 |  |  | (OP) Operating | [6 empty] | Essex | 40.7393 | -74.1876
21995 | Olmsted County Public Works | 50413 | Olmsted Waste Energy | Commercial CHP | MN | DGCAT | 1.7 | 1.3 | Petroleum Liquids | DFO | IC | 10 | 2009 |  |  | (SB) Standby/Backup: available for service but not normally used | [6 empty] | Olmsted | 44.0261 | -92.4323
21995 | Olmsted County Public Works | 50413 | Olmsted Waste Energy | Commercial CHP | MN | TG2 | 2.2 | 1.3 | Municipal Solid Waste | MSW | ST | 4 | 1987 |  |  | (OP) Operating | [6 empty] | Olmsted | 44.0261 | -92.4323
21995 | Olmsted County Public Works | 50413 | Olmsted Waste Energy | Commercial CHP | MN | TG3 | 5.5 | 5 | Municipal Solid Waste | MSW | ST | 5 | 2010 |  |  | (OP) Operating | [6 empty] | Olmsted | 44.0261 | -92.4323
21995 | Olmsted County Public Works | 50413 | Olmsted Waste Energy | Commercial CHP | MN | TGI | 1.9 | 1.4 | Municipal Solid Waste | MSW | ST | 4 | 1987 |  |  | (OP) Operating | [6 empty] | Olmsted | 44.0261 | -92.4323
24793 | Briar-Hydro Associates | 50414 | Penacook Upper Falls Hydro | IPP Non-CHP | NH | 1 | 3.4 | 3.4 | Conventional Hydroelectric | WAT | HY | 12 | 1986 |  |  | (OP) Operating | [6 empty] | Merrimack | 43.2832 | -71.6008
18436 | Ampersand Tannery Island Hydro, LLC | 50416 | Tannery Island Power | IPP Non-CHP | NY | GEN1 | 0.3 | 0.2 | Conventional Hydroelectric | WAT | HY | 6 | 1986 |  |  | (OP) Operating | [6 empty] | Jefferson | 43.98 | -75.6131
18436 | Ampersand Tannery Island Hydro, LLC | 50416 | Tannery Island Power | IPP Non-CHP | NY | GEN2 | 0.3 | 0.2 | Conventional Hydroelectric | WAT | HY | 6 | 1986 |  |  | (OP) Operating | [6 empty] | Jefferson | 43.98 | -75.6131
18436 | Ampersand Tannery Island Hydro, LLC | 50416 | Tannery Island Power | IPP Non-CHP | NY | GEN3 | 0.3 | 0.2 | Conventional Hydroelectric | WAT | HY | 6 | 1986 |  |  | (OP) Operating | [6 empty] | Jefferson | 43.98 | -75.6131
18436 | Ampersand Tannery Island Hydro, LLC | 50416 | Tannery Island Power | IPP Non-CHP | NY | GEN4 | 0.3 | 0.2 | Conventional Hydroelectric | WAT | HY | 6 | 1986 |  |  | (OP) Operating | [6 empty] | Jefferson | 43.98 | -75.6131
18436 | Ampersand Tannery Island Hydro, LLC | 50416 | Tannery Island Power | IPP Non-CHP | NY | GEN5 | 0.3 | 0.2 | Conventional Hydroelectric | WAT | HY | 6 | 1986 |  |  | (OP) Operating | [6 empty] | Jefferson | 43.98 | -75.6131
21086 | Yakima-Tieton Irrigation Dist | 50421 | Orchard Avenue 1 | IPP Non-CHP | WA | 201 | 0.8 | 0.8 | Conventional Hydroelectric | WAT | HY | 3 | 1987 |  |  | (OP) Operating | [6 empty] | YAKIMA | 46.5964 | -120.6775
21086 | Yakima-Tieton Irrigation Dist | 50421 | Orchard Avenue 1 | IPP Non-CHP | WA | 301 | 0.8 | 0.8 | Conventional Hydroelectric | WAT | HY | 3 | 1987 |  |  | (OP) Operating | [6 empty] | YAKIMA | 46.5964 | -120.6775
21086 | Yakima-Tieton Irrigation Dist | 50423 | Cowiche | IPP Non-CHP | WA | 983 | 1.7 | 1.6 | Conventional Hydroelectric | WAT | HY | 3 | 1987 |  |  | (OP) Operating | [6 empty] | Yakima | 46.6926 | -120.7372
55965 | Verso Corporation | 50424 | Duluth Paper Mill | Industrial CHP | MN | GEN1 | 10.6 | 10.6 | All Other | PUR | ST | 11 | 1986 |  |  | (OP) Operating | [6 empty] | St Louis | 46.735 | -92.1621
19984 | Warm Springs Forest Prod Indst | 50426 | Warm Springs Forest Products | Industrial CHP | OR | GEN1 | 3 | 2.6 | Wood/Wood Waste Biomass | WDS | ST | 1 | 1977 |  |  | (SB) Standby/Backup: available for service but not normally used | [6 empty] | Jefferson | 44.7648 | -121.2347
19984 | Warm Springs Forest Prod Indst | 50426 | Warm Springs Forest Products | Industrial CHP | OR | GEN2 | 3 | 2.6 | Wood/Wood Waste Biomass | WDS | ST | 1 | 1977 |  |  | (OP) Operating | [6 empty] | Jefferson | 44.7648 | -121.2347
19984 | Warm Springs Forest Prod Indst | 50426 | Warm Springs Forest Products | Industrial CHP | OR | GEN3 | 3 | 2.6 | Wood/Wood Waste Biomass | WDS | ST | 1 | 1977 |  |  | (OP) Operating | [6 empty] | Jefferson | 44.7648 | -121.2347
13487 | New York Zoological Society | 50427 | Bronx Zoo | Commercial CHP | NY | GEN1 | 0.5 | 0.5 | Natural Gas Internal Combustion Engine | NG | IC | 1 | 1991 |  |  | (SB) Standby/Backup: available for service but not normally used | [6 empty] | Bronx | 40.8441 | -73.8769
13487 | New York Zoological Society | 50427 | Bronx Zoo | Commercial CHP | NY | GEN2 | 0.5 | 0.5 | Natural Gas Internal Combustion Engine | NG | IC | 1 | 1991 |  |  | (SB) Standby/Backup: available for service but not normally used | [6 empty] | Bronx | 40.8441 | -73.8769
13487 | New York Zoological Society | 50427 | Bronx Zoo | Commercial CHP | NY | GEN3 | 1.1 | 1.1 | Natural Gas Internal Combustion Engine | NG | IC | 1 | 1991 |  |  | (OP) Operating | [6 empty] | Bronx | 40.8441 | -73.8769
13487 | New York Zoological Society | 50427 | Bronx Zoo | Commercial CHP | NY | GEN4 | 1.5 | 1.5 | Natural Gas Internal Combustion Engine | NG | IC | 4 | 1995 |  |  | (OP) Operating | [6 empty] | Bronx | 40.8441 | -73.8769
19588 | University of Michigan | 50431 | University of Michigan | Commercial CHP | MI | TG1 | 12.5 | 11.5 | Natural Gas Fired Combined Cycle | NG | CA | 1 | 1986 |  |  | (OP) Operating | [6 empty] | Washtenaw | 42.2812 | -83.7346
19588 | University of Michigan | 50431 | University of Michigan | Commercial CHP | MI | TG10 | 3.5 | 5 | Natural Gas Fired Combined Cycle | NG | CT | 6 | 1992 |  |  | (OP) Operating | [6 empty] | Washtenaw | 42.2812 | -83.7346
19588 | University of Michigan | 50431 | University of Michigan | Commercial CHP | MI | TG7 | 12.5 | 11.5 | Natural Gas Fired Combined Cycle | NG | CA | 1 | 1975 |  |  | (OP) Operating | [6 empty] | Washtenaw | 42.2812 | -83.7346
19588 | University of Michigan | 50431 | University of Michigan | Commercial CHP | MI | TG8 | 12.5 | 11.5 | Natural Gas Fired Combined Cycle | NG | CA | 1 | 1975 |  |  | (OP) Operating | [6 empty] | Washtenaw | 42.2812 | -83.7346
19588 | University of Michigan | 50431 | University of Michigan | Commercial CHP | MI | TG9 | 3.5 | 5 | Natural Gas Fired Combined Cycle | NG | CT | 8 | 1990 |  |  | (OP) Operating | [6 empty] | Washtenaw | 42.2812 | -83.7346
17976 | STS HydroPower Ltd-Ada Dam | 50433 | Ada Dam | IPP Non-CHP | MI | ADA1 | 1.4 | 1.4 | Conventional Hydroelectric | WAT | HY | 3 | 1984 |  |  | (OP) Operating | [6 empty] | Kent | 42.9506 | -85.4859
18194 | STS Hydropower Ltd | 50435 | Sugarloaf Hydro Plant | IPP Non-CHP | CO | SUG1 | 2.5 | 2.5 | Conventional Hydroelectric | WAT | HY | 11 | 1985 |  |  | (OP) Operating | [6 empty] | Lake | 39.2527 | -106.3748
18415 | STS HydroPower Ltd-Cascade Dam | 50436 | Cascade Dam | IPP Non-CHP | MI | CAS1 | 1.6 | 1.6 | Conventional Hydroelectric | WAT | HY | 12 | 1986 |  |  | (OP) Operating | [6 empty] | Kent | 42.9094 | -85.4989
18419 | STS HydroPower Ltd-French LDam | 50437 | French Landing Dam | IPP Non-CHP | MI | FRL1 | 1.6 | 1.6 | Conventional Hydroelectric | WAT | HY | 12 | 1988 |  |  | (OP) Operating | [6 empty] | Wayne | 42.2143 | -83.4407
42662 | N E W Hydro LLC | 50439 | Oconto Falls Lower | Industrial Non-CHP | WI | GEN1 | 0.3 | 0.3 | Conventional Hydroelectric | WAT | HY | 1 | 1971 |  |  | (OP) Operating | [6 empty] | Oconto | 44.8719 | -88.1439
42662 | N E W Hydro LLC | 50439 | Oconto Falls Lower | Industrial Non-CHP | WI | GEN2 | 1.7 | 1.7 | Conventional Hydroelectric | WAT | HY | 1 | 1971 |  |  | (OP) Operating | [6 empty] | Oconto | 44.8719 | -88.1439
16721 | S D Warren Co.- Westbrook | 50447 | S D Warren Westbrook | Industrial CHP | ME | GEN1 | 0.6 | 0.6 | Conventional Hydroelectric | WAT | HY | 1 | 1903 |  |  | (OP) Operating | [6 empty] | Cumberland | 43.6849 | -70.3532
16721 | S D Warren Co.- Westbrook | 50447 | S D Warren Westbrook | Industrial CHP | ME | GEN2 | 0.6 | 0.6 | Conventional Hydroelectric | WAT | HY | 1 | 1903 |  |  | (OP) Operating | [6 empty] | Cumberland | 43.6849 | -70.3532
16721 | S D Warren Co.- Westbrook | 50447 | S D Warren Westbrook | Industrial CHP | ME | GEN3 | 0.6 | 0.6 | Conventional Hydroelectric | WAT | HY | 1 | 1903 |  |  | (OP) Operating | [6 empty] | Cumberland | 43.6849 | -70.3532
16721 | S D Warren Co.- Westbrook | 50447 | S D Warren Westbrook | Industrial CHP | ME | GEN4 | 0.8 | 0.8 | Conventional Hydroelectric | WAT | HY | 1 | 1913 |  |  | (OP) Operating | [6 empty] | Cumberland | 43.6849 | -70.3532
16721 | S D Warren Co.- Westbrook | 50447 | S D Warren Westbrook | Industrial CHP | ME | GEN5 | 0.8 | 0.8 | Conventional Hydroelectric | WAT | HY | 1 | 1913 |  |  | (OP) Operating | [6 empty] | Cumberland | 43.6849 | -70.3532
16721 | S D Warren Co.- Westbrook | 50447 | S D Warren Westbrook | Industrial CHP | ME | GEN6 | 0.8 | 0.8 | Conventional Hydroelectric | WAT | HY | 1 | 1913 |  |  | (OP) Operating | [6 empty] | Cumberland | 43.6849 | -70.3532
16721 | S D Warren Co.- Westbrook | 50447 | S D Warren Westbrook | Industrial CHP | ME | GEN7 | 0.6 | 0.6 | Conventional Hydroelectric | WAT | HY | 1 | 1940 |  |  | (OP) Operating | [6 empty] | Cumberland | 43.6849 | -70.3532
16721 | S D Warren Co.- Westbrook | 50447 | S D Warren Westbrook | Industrial CHP | ME | GEN9 | 47.5 | 40.5 | Wood/Wood Waste Biomass | WDS | ST | 1 | 1982 |  |  | (OP) Operating | [6 empty] | Cumberland | 43.6849 | -70.3532
16721 | S D Warren Co.- Westbrook | 50447 | S D Warren Westbrook | Industrial CHP | ME | GN10 | 15 | 15.8 | Wood/Wood Waste Biomass | WDS | ST | 10 | 1985 |  |  | (OP) Operating | [6 empty] | Cumberland | 43.6849 | -70.3532
16721 | S D Warren Co.- Westbrook | 50447 | S D Warren Westbrook | Industrial CHP | ME | GN11 | 0.6 | 0.6 | Conventional Hydroelectric | WAT | HY | 1 | 1940 |  |  | (OP) Operating | [6 empty] | Cumberland | 43.6849 | -70.3532
16721 | S D Warren Co.- Westbrook | 50447 | S D Warren Westbrook | Industrial CHP | ME | GN12 | 0.2 | 0.2 | Conventional Hydroelectric | WAT | HY | 1 | 1940 |  |  | (OP) Operating | [6 empty] | Cumberland | 43.6849 | -70.3532
16721 | S D Warren Co.- Westbrook | 50447 | S D Warren Westbrook | Industrial CHP | ME | GN13 | 0.2 | 0.2 | Conventional Hydroelectric | WAT | HY | 1 | 1940 |  |  | (OP) Operating | [6 empty] | Cumberland | 43.6849 | -70.3532
16721 | S D Warren Co.- Westbrook | 50447 | S D Warren Westbrook | Industrial CHP | ME | GN14 | 0.2 | 0.2 | Conventional Hydroelectric | WAT | HY | 1 | 1940 |  |  | (OP) Operating | [6 empty] | Cumberland | 43.6849 | -70.3532
16721 | S D Warren Co.- Westbrook | 50447 | S D Warren Westbrook | Industrial CHP | ME | GN15 | 0.2 | 0.2 | Conventional Hydroelectric | WAT | HY | 1 | 1940 |  |  | (OP) Operating | [6 empty] | Cumberland | 43.6849 | -70.3532
16721 | S D Warren Co.- Westbrook | 50447 | S D Warren Westbrook | Industrial CHP | ME | GN16 | 0.5 | 0.5 | Conventional Hydroelectric | WAT | HY | 1 | 1940 |  |  | (OP) Operating | [6 empty] | Cumberland | 43.6849 | -70.3532
16721 | S D Warren Co.- Westbrook | 50447 | S D Warren Westbrook | Industrial CHP | ME | GN17 | 0.5 | 0.5 | Conventional Hydroelectric | WAT | HY | 1 | 1940 |  |  | (OP) Operating | [6 empty] | Cumberland | 43.6849 | -70.3532
16721 | S D Warren Co.- Westbrook | 50447 | S D Warren Westbrook | Industrial CHP | ME | GN18 | 0.4 | 0.4 | Conventional Hydroelectric | WAT | HY | 1 | 1987 |  |  | (OP) Operating | 2017 | 5 | 0.4 |  |  |  | Cumberland | 43.6849 | -70.3532
16721 | S D Warren Co.- Westbrook | 50447 | S D Warren Westbrook | Industrial CHP | ME | GN19 | 0.4 | 0.4 | Conventional Hydroelectric | WAT | HY | 1 | 1987 |  |  | (OP) Operating | 2017 | 5 | 0.4 |  |  |  | Cumberland | 43.6849 | -70.3532
16721 | S D Warren Co.- Westbrook | 50447 | S D Warren Westbrook | Industrial CHP | ME | GN20 | 0.4 | 0.4 | Conventional Hydroelectric | WAT | HY | 1 | 1987 |  |  | (OP) Operating | 2017 | 5 | 0.4 |  |  |  | Cumberland | 43.6849 | -70.3532
9245 | Indeck-Energy Serv Silver Spg | 50449 | Indeck Silver Springs Energy Center | IPP CHP | NY | GEN1 | 39.4 | 49 | Natural Gas Fired Combined Cycle | NG | CT | 5 | 1991 |  |  | (OP) Operating | [6 empty] | Wyoming | 42.6544 | -78.0772
9245 | Indeck-Energy Serv Silver Spg | 50449 | Indeck Silver Springs Energy Center | IPP CHP | NY | GEN2 | 17.2 |  | Natural Gas Fired Combined Cycle | NG | CA | 5 | 1991 |  |  | (OP) Operating | [6 empty] | Wyoming | 42.6544 | -78.0772
9244 | Indeck-Oswego Ltd Partnership | 50450 | Indeck Oswego Energy Center | IPP CHP | NY | GEN1 | 41.2 | 47.9 | Natural Gas Fired Combined Cycle | NG | CT | 6 | 1990 |  |  | (OP) Operating | [6 empty] | Oswego | 43.4717 | -76.4935
9244 | Indeck-Oswego Ltd Partnership | 50450 | Indeck Oswego Energy Center | IPP CHP | NY | GEN2 | 16.2 |  | Natural Gas Fired Combined Cycle | NG | CA | 6 | 1990 |  |  | (OP) Operating | [6 empty] | Oswego | 43.4717 | -76.4935
9243 | Indeck-Yerkes Ltd Partnership | 50451 | Indeck Yerkes Energy Center | IPP CHP | NY | GEN1 | 40.6 | 47.7 | Natural Gas Fired Combined Cycle | NG | CT | 12 | 1989 |  |  | (OP) Operating | [6 empty] | Erie | 42.9671 | -78.9182
9243 | Indeck-Yerkes Ltd Partnership | 50451 | Indeck Yerkes Energy Center | IPP CHP | NY | GEN2 | 19.3 |  | Natural Gas Fired Combined Cycle | NG | CA | 12 | 1989 |  |  | (OP) Operating | [6 empty] | Erie | 42.9671 | -78.9182
15400 | Procter & Gamble Co | 50456 | Procter & Gamble Cincinnati Plant | Industrial CHP | OH | GEN1 | 12.5 | 11.7 | Conventional Steam Coal | BIT | ST | 11 | 1965 |  |  | (OP) Operating | [6 empty] | Hamilton | 39.175 | -84.5042
9263 | Indeck-Corinth Ltd Partnership | 50458 | Indeck Corinth Energy Center | IPP CHP | NY | GEN1 | 92 | 75.4 | Natural Gas Fired Combined Cycle | NG | CT | 2 | 1995 |  |  | (OP) Operating | [6 empty] | Saratoga | 43.25 | -73.8125
9263 | Indeck-Corinth Ltd Partnership | 50458 | Indeck Corinth Energy Center | IPP CHP | NY | GEN2 | 55 | 55.7 | Natural Gas Fired Combined Cycle | NG | CA | 3 | 1995 |  |  | (OP) Operating | [6 empty] | Saratoga | 43.25 | -73.8125
7857 | Great Lakes Tissue Co | 50461 | Cheboygan | Industrial Non-CHP | MI | GEN1 | 1.5 | 0.7 | Conventional Hydroelectric | WAT | HY | 11 | 1984 |  |  | (OP) Operating | [6 empty] | Cheboygan | 45.6375 | -84.4814
15394 | Procter & Gamble Ppr Prdts Co | 50463 | Procter & Gamble Mehoopany Mill | Industrial CHP | PA | GEN1 | 53.6 | 40 | Natural Gas Fired Combustion Turbine | NG | GT | 6 | 1985 |  |  | (OP) Operating | [6 empty] | Wyoming | 41.5743 | -76.0432
15394 | Procter & Gamble Ppr Prdts Co | 50463 | Procter & Gamble Mehoopany Mill | Industrial CHP | PA | GEN2 | 2.6 | 0.9 | Natural Gas Steam Turbine | NG | ST | 10 | 1984 |  |  | (OP) Operating | [6 empty] | Wyoming | 41.5743 | -76.0432
15394 | Procter & Gamble Ppr Prdts Co | 50463 | Procter & Gamble Mehoopany Mill | Industrial CHP | PA | GEN3 | 64 | 64 | Natural Gas Fired Combustion Turbine | NG | GT | 4 | 2013 |  |  | (OP) Operating | [6 empty] | Wyoming | 41.5743 | -76.0432
15375 | Procter&Gamble Paper Products Co-Oxnard | 50464 | Oxnard | Industrial CHP | CA | GEN1 | 19.2 | 22.4 | Natural Gas Fired Combustion Turbine | NG | GT | 7 | 1982 |  |  | (OP) Operating | [6 empty] | Ventura | 34.196 | -119.1667
15375 | Procter&Gamble Paper Products Co-Oxnard | 50464 | Oxnard | Industrial CHP | CA | GEN2 | 49.5 | 48.5 | Natural Gas Fired Combustion Turbine | NG | GT | 11 | 1989 |  |  | (OP) Operating | [6 empty] | Ventura | 34.196 | -119.1667
20542 | Weyerhaeuser Co | 50465 | Flint River Operations | Industrial CHP | GA | GEN1 | 46.6 | 46.6 | Wood/Wood Waste Biomass | BLQ | ST | 12 | 1980 |  |  | (OP) Operating | [6 empty] | Macon | 32.2544 | -84.0667
20542 | Weyerhaeuser Co | 50465 | Flint River Operations | Industrial CHP | GA | GEN2 | 38.5 | 30.5 | Wood/Wood Waste Biomass | WDS | ST | 4 | 2015 |  |  | (OP) Operating | [6 empty] | Macon | 32.2544 | -84.0667
2522 | Buckeye Florida Ltd Partners | 50466 | Buckeye Florida LP | Industrial CHP | FL | GEN2 | 8.2 | 7 | Wood/Wood Waste Biomass | BLQ | ST | 7 | 1953 |  |  | (OP) Operating | [6 empty] | Taylor | 30.0688 | -83.5253
2522 | Buckeye Florida Ltd Partners | 50466 | Buckeye Florida LP | Industrial CHP | FL | GEN3 | 10.4 | 8.5 | Wood/Wood Waste Biomass | BLQ | ST | 7 | 1965 |  |  | (OP) Operating | [6 empty] | Taylor | 30.0688 | -83.5253
2522 | Buckeye Florida Ltd Partners | 50466 | Buckeye Florida LP | Industrial CHP | FL | GEN4 | 14.8 | 11.1 | Wood/Wood Waste Biomass | BLQ | ST | 7 | 1956 |  |  | (OP) Operating | [6 empty] | Taylor | 30.0688 | -83.5253
2522 | Buckeye Florida Ltd Partners | 50466 | Buckeye Florida LP | Industrial CHP | FL | GEN5 | 11 | 8.1 | Wood/Wood Waste Biomass | BLQ | ST | 7 | 1964 |  |  | (OP) Operating | [6 empty] | Taylor | 30.0688 | -83.5253
2522 | Buckeye Florida Ltd Partners | 50466 | Buckeye Florida LP | Industrial CHP | FL | GEN6 | 25 | 7.1 | Wood/Wood Waste Biomass | BLQ | ST | 1 | 2011 |  |  | (OP) Operating | [6 empty] | Taylor | 30.0688 | -83.5253
55876 | Capitol Broadcasting Company Inc | 50468 | Rocky Mount Mill | Industrial Non-CHP | NC | 1 | 0.6 | 0.5 | Conventional Hydroelectric | WAT | HY | 1 | 1949 |  |  | (OP) Operating | [6 empty] | Nash | 35.9601 | -77.8024
55876 | Capitol Broadcasting Company Inc | 50468 | Rocky Mount Mill | Industrial Non-CHP | NC | 2 | 0.5 | 0.4 | Conventional Hydroelectric | WAT | HY | 1 | 1941 |  |  | (OP) Operating | [6 empty] | Nash | 35.9601 | -77.8024
55876 | Capitol Broadcasting Company Inc | 50468 | Rocky Mount Mill | Industrial Non-CHP | NC | 3 | 0.5 | 0.2 | Conventional Hydroelectric | WAT | HY | 1 | 1949 |  |  | (OP) Operating | [6 empty] | Nash | 35.9601 | -77.8024
470 | Covanta Energy of Niagara LP | 50472 | Covanta Niagara LP | IPP CHP | NY | GEN1 | 25 | 18 | Municipal Solid Waste | MSW | ST | 8 | 1980 |  |  | (OP) Operating | [6 empty] | Niagara | 43.0839 | -79.0056
470 | Covanta Energy of Niagara LP | 50472 | Covanta Niagara LP | IPP CHP | NY | GEN2 | 25 | 18 | Municipal Solid Waste | MSW | ST | 8 | 1980 |  |  | (OP) Operating | [6 empty] | Niagara | 43.0839 | -79.0056
20558 | White Springs Agrici Chem Inc | 50474 | Swift Creek Chemical Complex | Industrial CHP | FL | SCC | 21 | 15.9 | All Other | OTH | ST | 1 | 1980 |  |  | (OP) Operating | [6 empty] | Hamilton | 30.4522 | -82.8644
5065 | Equistar Chemicals LP | 50475 | Corpus Christi | Industrial CHP | TX | GEN1 | 41 | 33 | Natural Gas Fired Combustion Turbine | NG | GT | 5 | 1989 |  |  | (OP) Operating | [6 empty] | Nueces | 27.8111 | -97.5958
14369 | PCA-Tomahawk Mill | 50476 | Packaging of America Tomahawk Mill | Industrial CHP | WI | GEN1 | 6.3 | 5.4 | Natural Gas Steam Turbine | NG | ST | 6 | 1948 |  |  | (OP) Operating | [6 empty] | Lincoln | 45.4431 | -89.7342
14369 | PCA-Tomahawk Mill | 50476 | Packaging of America Tomahawk Mill | Industrial CHP | WI | GEN2 | 9.4 | 8.2 | Natural Gas Steam Turbine | NG | ST | 8 | 1978 |  |  | (OP) Operating | [6 empty] | Lincoln | 45.4431 | -89.7342
14369 | PCA-Tomahawk Mill | 50476 | Packaging of America Tomahawk Mill | Industrial CHP | WI | GEN3 | 1 | 0.5 | Conventional Hydroelectric | WAT | HY | 1 | 1920 |  |  | (OP) Operating | [6 empty] | Lincoln | 45.4431 | -89.7342
14369 | PCA-Tomahawk Mill | 50476 | Packaging of America Tomahawk Mill | Industrial CHP | WI | GEN4 | 1 | 0.3 | Conventional Hydroelectric | WAT | HY | 1 | 1920 |  |  | (OP) Operating | [6 empty] | Lincoln | 45.4431 | -89.7342
14369 | PCA-Tomahawk Mill | 50476 | Packaging of America Tomahawk Mill | Industrial CHP | WI | GEN5 | 1 | 0.3 | Conventional Hydroelectric | WAT | HY | 1 | 1920 |  |  | (OP) Operating | [6 empty] | Lincoln | 45.4431 | -89.7342
7167 | GP Big Island LLC | 50479 | Georgia-Pacific Big Island | Industrial CHP | VA | BHG1 | 0.2 | 0.2 | Conventional Hydroelectric | WAT | HY | 6 | 1920 |  |  | (OP) Operating | [6 empty] | Bedford | 37.534 | -79.357
7167 | GP Big Island LLC | 50479 | Georgia-Pacific Big Island | Industrial CHP | VA | BHG2 | 0.2 | 0.2 | Conventional Hydroelectric | WAT | HY | 6 | 1920 |  |  | (OP) Operating | [6 empty] | Bedford | 37.534 | -79.357
7167 | GP Big Island LLC | 50479 | Georgia-Pacific Big Island | Industrial CHP | VA | GEN1 | 7.5 | 6.5 | Wood/Wood Waste Biomass | WDS | ST | 6 | 1965 |  |  | (OP) Operating | [6 empty] | Bedford | 37.534 | -79.357
5610 | Eastman Chemical Co-TN Ops | 50481 | Tennessee Eastman Operations | Industrial CHP | TN | TG10 | 6 | 6 | Conventional Steam Coal | BIT | ST | 2 | 1946 |  |  | (OP) Operating | [6 empty] | Sullivan | 36.5219 | -82.5431
5610 | Eastman Chemical Co-TN Ops | 50481 | Tennessee Eastman Operations | Industrial CHP | TN | TG11 | 6 | 6 | Conventional Steam Coal | BIT | ST | 5 | 1949 |  |  | (OP) Operating | [6 empty] | Sullivan | 36.5219 | -82.5431
5610 | Eastman Chemical Co-TN Ops | 50481 | Tennessee Eastman Operations | Industrial CHP | TN | TG12 | 6 | 6 | Conventional Steam Coal | BIT | ST | 2 | 1953 |  |  | (OP) Operating | [6 empty] | Sullivan | 36.5219 | -82.5431
5610 | Eastman Chemical Co-TN Ops | 50481 | Tennessee Eastman Operations | Industrial CHP | TN | TG13 | 7 | 7 | Conventional Steam Coal | BIT | ST | 1 | 1960 |  |  | (OP) Operating | [6 empty] | Sullivan | 36.5219 | -82.5431
5610 | Eastman Chemical Co-TN Ops | 50481 | Tennessee Eastman Operations | Industrial CHP | TN | TG14 | 10 | 10 | Conventional Steam Coal | BIT | ST | 4 | 1962 |  |  | (OP) Operating | [6 empty] | Sullivan | 36.5219 | -82.5431
5610 | Eastman Chemical Co-TN Ops | 50481 | Tennessee Eastman Operations | Industrial CHP | TN | TG15 | 7.5 | 7.5 | Conventional Steam Coal | BIT | ST | 10 | 1963 |  |  | (OP) Operating | [6 empty] | Sullivan | 36.5219 | -82.5431
5610 | Eastman Chemical Co-TN Ops | 50481 | Tennessee Eastman Operations | Industrial CHP | TN | TG16 | 10.4 | 10.4 | Conventional Steam Coal | BIT | ST | 7 | 1966 |  |  | (OP) Operating | [6 empty] | Sullivan | 36.5219 | -82.5431
5610 | Eastman Chemical Co-TN Ops | 50481 | Tennessee Eastman Operations | Industrial CHP | TN | TG17 | 10.4 | 10.4 | Conventional Steam Coal | BIT | ST | 10 | 1966 |  |  | (OP) Operating | [6 empty] | Sullivan | 36.5219 | -82.5431
5610 | Eastman Chemical Co-TN Ops | 50481 | Tennessee Eastman Operations | Industrial CHP | TN | TG18 | 10.4 | 10.4 | Conventional Steam Coal | BIT | ST | 7 | 1967 |  |  | (OP) Operating | [6 empty] | Sullivan | 36.5219 | -82.5431
5610 | Eastman Chemical Co-TN Ops | 50481 | Tennessee Eastman Operations | Industrial CHP | TN | TG19 | 10.4 | 10.4 | Conventional Steam Coal | BIT | ST | 3 | 1970 |  |  | (OP) Operating | [6 empty] | Sullivan | 36.5219 | -82.5431
5610 | Eastman Chemical Co-TN Ops | 50481 | Tennessee Eastman Operations | Industrial CHP | TN | TG20 | 10.4 | 10.4 | Conventional Steam Coal | BIT | ST | 4 | 1972 |  |  | (OP) Operating | [6 empty] | Sullivan | 36.5219 | -82.5431
5610 | Eastman Chemical Co-TN Ops | 50481 | Tennessee Eastman Operations | Industrial CHP | TN | TG21 | 15 | 15 | Conventional Steam Coal | BIT | ST | 7 | 1969 |  |  | (OP) Operating | [6 empty] | Sullivan | 36.5219 | -82.5431
5610 | Eastman Chemical Co-TN Ops | 50481 | Tennessee Eastman Operations | Industrial CHP | TN | TG22 | 15.4 | 15.4 | Conventional Steam Coal | BIT | ST | 9 | 1982 |  |  | (OP) Operating | [6 empty] | Sullivan | 36.5219 | -82.5431
5610 | Eastman Chemical Co-TN Ops | 50481 | Tennessee Eastman Operations | Industrial CHP | TN | TG24 | 16.8 | 16.8 | Conventional Steam Coal | BIT | ST | 7 | 1983 |  |  | (OP) Operating | [6 empty] | Sullivan | 36.5219 | -82.5431
5610 | Eastman Chemical Co-TN Ops | 50481 | Tennessee Eastman Operations | Industrial CHP | TN | TG25 | 18 | 18 | Conventional Steam Coal | BIT | ST | 12 | 1994 |  |  | (OP) Operating | [6 empty] | Sullivan | 36.5219 | -82.5431
5610 | Eastman Chemical Co-TN Ops | 50481 | Tennessee Eastman Operations | Industrial CHP | TN | TG26 | 16.6 | 16.6 | Conventional Steam Coal | BIT | ST | 10 | 1994 |  |  | (OP) Operating | [6 empty] | Sullivan | 36.5219 | -82.5431
5610 | Eastman Chemical Co-TN Ops | 50481 | Tennessee Eastman Operations | Industrial CHP | TN | TGO7 | 6 | 6 | Conventional Steam Coal | BIT | ST | 9 | 1936 |  |  | (OP) Operating | [6 empty] | Sullivan | 36.5219 | -82.5431
5610 | Eastman Chemical Co-TN Ops | 50481 | Tennessee Eastman Operations | Industrial CHP | TN | TGO8 | 6 | 6 | Conventional Steam Coal | BIT | ST | 9 | 1939 |  |  | (OP) Operating | [6 empty] | Sullivan | 36.5219 | -82.5431
5610 | Eastman Chemical Co-TN Ops | 50481 | Tennessee Eastman Operations | Industrial CHP | TN | TGO9 | 6 | 6 | Conventional Steam Coal | BIT | ST | 7 | 1941 |  |  | (OP) Operating | [6 empty] | Sullivan | 36.5219 | -82.5431
19365 | United States Sugar Corp | 50482 | Clewiston Sugar House | Industrial CHP | FL | TG5 | 21.6 | 11 | Other Waste Biomass | AB | ST | 11 | 1997 |  |  | (OS) Out of service and NOT expected to return to service in next calendar year | [6 empty] | Hendry | 26.7351 | -80.9377
19365 | United States Sugar Corp | 50482 | Clewiston Sugar House | Industrial CHP | FL | TG6 | 15 | 14 | Other Waste Biomass | AB | ST | 3 | 2004 |  |  | (OP) Operating | [6 empty] | Hendry | 26.7351 | -80.9377
19365 | United States Sugar Corp | 50482 | Clewiston Sugar House | Industrial CHP | FL | TG7 | 20 | 18.6 | Other Waste Biomass | AB | ST | 10 | 2006 |  |  | (OP) Operating | [6 empty] | Hendry | 26.7351 | -80.9377
19365 | United States Sugar Corp | 50482 | Clewiston Sugar House | Industrial CHP | FL | TG8 | 14 | 12 | Other Waste Biomass | AB | ST | 12 | 2007 |  |  | (OP) Operating | [6 empty] | Hendry | 26.7351 | -80.9377
19740 | AES Wind Generation Inc | 50485 | Altech III | IPP Non-CHP | CA | GEN1 | 21.7 | 21.7 | Onshore Wind Turbine | WND | WT | 12 | 1985 |  |  | (OP) Operating | [6 empty] | Riverside | 33.9603 | -116.5364
19740 | AES Wind Generation Inc | 50485 | Altech III | IPP Non-CHP | CA | GEN2 | 3.4 | 3.4 | Onshore Wind Turbine | WND | WT | 12 | 1984 |  |  | (OP) Operating | [6 empty] | Riverside | 33.9603 | -116.5364
14306 | Eagle 2 US LLC | 50487 | PPG Powerhouse A | Industrial Non-CHP | LA | A1 | 7.5 | 7.5 | All Other | PUR | ST | 6 | 1943 |  |  | (OS) Out of service and NOT expected to return to service in next calendar year | [6 empty] | Calcasieu | 30.2242 | -93.2831
14306 | Eagle 2 US LLC | 50487 | PPG Powerhouse A | Industrial Non-CHP | LA | A2 | 7.5 | 7.5 | All Other | PUR | ST | 6 | 1943 |  |  | (OS) Out of service and NOT expected to return to service in next calendar year | [6 empty] | Calcasieu | 30.2242 | -93.2831
14306 | Eagle 2 US LLC | 50487 | PPG Powerhouse A | Industrial Non-CHP | LA | A4 | 7.5 | 7.5 | All Other | PUR | ST | 5 | 1943 |  |  | (OS) Out of service and NOT expected to return to service in next calendar year | [6 empty] | Calcasieu | 30.2242 | -93.2831
14306 | Eagle 2 US LLC | 50487 | PPG Powerhouse A | Industrial Non-CHP | LA | A7 | 10 | 10 | All Other | PUR | ST | 10 | 1950 |  |  | (OP) Operating | [6 empty] | Calcasieu | 30.2242 | -93.2831
14306 | Eagle 2 US LLC | 50487 | PPG Powerhouse A | Industrial Non-CHP | LA | A9 | 20 | 20 | All Other | PUR | ST | 8 | 1957 |  |  | (OS) Out of service and NOT expected to return to service in next calendar year | [6 empty] | Calcasieu | 30.2242 | -93.2831
14306 | Eagle 2 US LLC | 50488 | PPG Riverside | Industrial Non-CHP | LA | GEN1 | 35 | 35 | All Other | PUR | ST | 9 | 1947 |  |  | (OS) Out of service and NOT expected to return to service in next calendar year | [6 empty] | Calcasieu | 30.2242 | -93.2831
14306 | Eagle 2 US LLC | 50488 | PPG Riverside | Industrial Non-CHP | LA | GEN2 | 45 | 30 | All Other | PUR | ST | 6 | 1950 |  |  | (OP) Operating | [6 empty] | Calcasieu | 30.2242 | -93.2831
14306 | Eagle 2 US LLC | 50488 | PPG Riverside | Industrial Non-CHP | LA | GEN3 | 82 | 40 | All Other | PUR | ST | 2 | 1969 |  |  | (OP) Operating | [6 empty] | Calcasieu | 30.2242 | -93.2831
14306 | Eagle 2 US LLC | 50489 | PPG Powerhouse C | Industrial CHP | LA | C1 | 73.1 | 55 | Natural Gas Fired Combustion Turbine | NG | GT | 8 | 1977 |  |  | (OP) Operating | [6 empty] | Calcasieu | 30.2242 | -93.2831
14306 | Eagle 2 US LLC | 50489 | PPG Powerhouse C | Industrial CHP | LA | C2 | 73.1 | 55 | Natural Gas Fired Combustion Turbine | NG | GT | 6 | 1978 |  |  | (OP) Operating | [6 empty] | Calcasieu | 30.2242 | -93.2831
14306 | Eagle 2 US LLC | 50489 | PPG Powerhouse C | Industrial CHP | LA | C3 | 57.1 | 52 | Natural Gas Steam Turbine | NG | ST | 9 | 1977 |  |  | (OP) Operating | [6 empty] | Calcasieu | 30.2242 | -93.2831
14306 | Eagle 2 US LLC | 50489 | PPG Powerhouse C | Industrial CHP | LA | C4 | 77.2 | 70.6 | Natural Gas Fired Combustion Turbine | NG | GT | 8 | 1986 |  |  | (OP) Operating | [6 empty] | Calcasieu | 30.2242 | -93.2831
14306 | Eagle 2 US LLC | 50489 | PPG Powerhouse C | Industrial CHP | LA | C5 | 77.2 | 70.6 | Natural Gas Fired Combustion Turbine | NG | GT | 8 | 1986 |  |  | (OP) Operating | [6 empty] | Calcasieu | 30.2242 | -93.2831
14306 | Eagle 2 US LLC | 50490 | PPG Plant C Caustic | Industrial CHP | LA | TE | 3.4 | 2.7 | Natural Gas Steam Turbine | NG | ST | 10 | 1986 |  |  | (OP) Operating | [6 empty] | Calcasieu | 30.2242 | -93.2831
50033 | PPG Industries Inc Natrium | 50491 | PPG Natrium Plant | Industrial CHP | WV | GEN3 | 7.5 | 7.5 | Conventional Steam Coal | BIT | ST | 1 | 1943 |  |  | (SB) Standby/Backup: available for service but not normally used | [6 empty] | Marshall | 39.7475 | -80.8547
50033 | PPG Industries Inc Natrium | 50491 | PPG Natrium Plant | Industrial CHP | WV | GEN4 | 7.5 | 7.5 | Conventional Steam Coal | BIT | ST | 1 | 1943 |  |  | (OP) Operating | [6 empty] | Marshall | 39.7475 | -80.8547
50033 | PPG Industries Inc Natrium | 50491 | PPG Natrium Plant | Industrial CHP | WV | GEN6 | 26 | 26 | Conventional Steam Coal | BIT | ST | 1 | 1954 |  |  | (OP) Operating | [6 empty] | Marshall | 39.7475 | -80.8547
50033 | PPG Industries Inc Natrium | 50491 | PPG Natrium Plant | Industrial CHP | WV | GEN7 | 82 | 82 | Conventional Steam Coal | BIT | ST | 1 | 1966 |  |  | (OP) Operating | [6 empty] | Marshall | 39.7475 | -80.8547
16764 | City of San Diego | 50492 | Gas Utilization Facility | Commercial CHP | CA | 1 | 2.3 | 2.3 | Other Waste Biomass | OBG | IC | 6 | 1985 |  |  | (OP) Operating | [6 empty] | San Diego | 32.6792 | -117.2467
16764 | City of San Diego | 50492 | Gas Utilization Facility | Commercial CHP | CA | 2 | 2.3 | 2.3 | Other Waste Biomass | OBG | IC | 6 | 1985 |  |  | (OP) Operating | [6 empty] | San Diego | 32.6792 | -117.2467
16764 | City of San Diego | 50492 | Gas Utilization Facility | Commercial CHP | CA | 3 | 1.5 | 1 | Conventional Hydroelectric | WAT | HY | 5 | 2002 |  |  | (OP) Operating | [6 empty] | San Diego | 32.6792 | -117.2467
59986 | Double C Generation Limited Partnership | 50493 | Double C | IPP Non-CHP | CA | DC1 | 24.9 | 23 | Natural Gas Fired Combustion Turbine | NG | GT | 3 | 1989 |  |  | (OP) Operating | [6 empty] | Kern | 35.5005 | -119.046
59986 | Double C Generation Limited Partnership | 50493 | Double C | IPP Non-CHP | CA | DC2 | 24.9 | 23 | Natural Gas Fired Combustion Turbine | NG | GT | 3 | 1989 |  |  | (OP) Operating | [6 empty] | Kern | 35.5005 | -119.046
59987 | Kern Front Limited | 50494 | Kern Front | IPP Non-CHP | CA | KF1 | 24.9 | 23 | Natural Gas Fired Combustion Turbine | NG | GT | 2 | 1989 |  |  | (OP) Operating | [6 empty] | Kern | 35.5165 | -119.0401
59987 | Kern Front Limited | 50494 | Kern Front | IPP Non-CHP | CA | KF2 | 24.9 | 23 | Natural Gas Fired Combustion Turbine | NG | GT | 2 | 1989 |  |  | (OP) Operating | [6 empty] | Kern | 35.5165 | -119.0401
59988 | High Sierra Limited | 50495 | High Sierra | IPP CHP | CA | HS1 | 24.9 | 23 | Natural Gas Fired Combustion Turbine | NG | GT | 3 | 1989 |  |  | (OP) Operating | [6 empty] | Kern | 35.509 | -119.0305
59988 | High Sierra Limited | 50495 | High Sierra | IPP CHP | CA | HS2 | 24.9 | 23 | Natural Gas Fired Combustion Turbine | NG | GT | 3 | 1989 |  |  | (OP) Operating | [6 empty] | Kern | 35.509 | -119.0305
56516 | Morris Energy Operations Company, LLC | 50497 | Bayonne Plant Holding LLC | IPP CHP | NJ | GTG1 | 43.4 | 163 | Natural Gas Fired Combined Cycle | NG | CT | 7 | 1988 | 10 | 2018 | (OP) Operating | [6 empty] | Hudson | 40.6553 | -74.1124
56516 | Morris Energy Operations Company, LLC | 50497 | Bayonne Plant Holding LLC | IPP CHP | NJ | GTG2 | 43.4 |  | Natural Gas Fired Combined Cycle | NG | CT | 7 | 1988 | 10 | 2018 | (OP) Operating | [6 empty] | Hudson | 40.6553 | -74.1124
56516 | Morris Energy Operations Company, LLC | 50497 | Bayonne Plant Holding LLC | IPP CHP | NJ | GTG3 | 43.4 |  | Natural Gas Fired Combined Cycle | NG | CT | 7 | 1988 | 10 | 2018 | (OP) Operating | [6 empty] | Hudson | 40.6553 | -74.1124
56516 | Morris Energy Operations Company, LLC | 50497 | Bayonne Plant Holding LLC | IPP CHP | NJ | STG1 | 61.4 |  | Natural Gas Fired Combined Cycle | NG | CA | 7 | 1988 | 10 | 2018 | (OP) Operating | [6 empty] | Hudson | 40.6553 | -74.1124
50168 | Maxim Power (USA) Inc | 50498 | Capital District Energy Center | IPP CHP | CT | GTG | 44.1 | 31.9 | Natural Gas Fired Combined Cycle | NG | CT | 10 | 1988 |  |  | (SB) Standby/Backup: available for service but not normally used | [6 empty] | Hartford | 41.7639 | -72.6925
50168 | Maxim Power (USA) Inc | 50498 | Capital District Energy Center | IPP CHP | CT | STG | 34.1 | 23.3 | Natural Gas Fired Combined Cycle | NG | CA | 10 | 1988 |  |  | (SB) Standby/Backup: available for service but not normally used | [6 empty] | Hartford | 41.7639 | -72.6925
22175 | PCS Phosphate | 50509 | PCS Phosphate | Industrial CHP | NC | GEN1 | 54 | 54 | All Other | WH | ST | 12 | 1984 |  |  | (OP) Operating | [6 empty] | Beaufort | 35.3763 | -76.7799
13727 | Northbrook New York LLC | 50512 | Glen Park Hydroelectric Project | IPP Non-CHP | NY | GEN1 | 14.5 | 14.5 | Conventional Hydroelectric | WAT | HY | 10 | 1999 |  |  | (OA) Out of service but expected to return to service in next calendar year | [6 empty] | Jefferson | 44.0006 | -75.9612
13727 | Northbrook New York LLC | 50512 | Glen Park Hydroelectric Project | IPP Non-CHP | NY | GEN2 | 14.5 | 14.5 | Conventional Hydroelectric | WAT | HY | 10 | 1999 |  |  | (OP) Operating | [6 empty] | Jefferson | 44.0006 | -75.9612
13727 | Northbrook New York LLC | 50512 | Glen Park Hydroelectric Project | IPP Non-CHP | NY | GEN3 | 3.6 | 3.6 | Conventional Hydroelectric | WAT | HY | 10 | 1999 |  |  | (OP) Operating | [6 empty] | Jefferson | 44.0006 | -75.9612
18121 | Stillwater Associates | 50513 | Stillwater Reservoir Hydro | IPP Non-CHP | NY | GEN1 | 1.8 | 2.5 | Conventional Hydroelectric | WAT | HY | 1 | 1987 |  |  | (OP) Operating | [6 empty] | Herkimer | 43.8974 | -75.04
6495 | Fort Miller Associates | 50514 | Fort Miller Hydroelectric Facility | IPP Non-CHP | NY | GEN1 | 2.5 | 2.5 | Conventional Hydroelectric | WAT | HY | 12 | 1984 |  |  | (OP) Operating | [6 empty] | Saratoga | 43.1609 | -73.5841
6495 | Fort Miller Associates | 50514 | Fort Miller Hydroelectric Facility | IPP Non-CHP | NY | GEN2 | 2.5 | 2.5 | Conventional Hydroelectric | WAT | HY | 12 | 1984 |  |  | (OP) Operating | [6 empty] | Saratoga | 43.1609 | -73.5841
55985 | Tesoro Refining and Marketing Company | 50530 | Equilon Los Angeles Refining | Industrial CHP | CA | GEN1 | 30 | 25 | Other Gases | OG | GT | 12 | 1982 |  |  | (OP) Operating | [6 empty] | Los Angeles | 33.7917 | -118.2347
55985 | Tesoro Refining and Marketing Company | 50530 | Equilon Los Angeles Refining | Industrial CHP | CA | GEN2 | 30 | 25 | Other Gases | OG | GT | 12 | 1982 |  |  | (OP) Operating | [6 empty] | Los Angeles | 33.7917 | -118.2347
55985 | Tesoro Refining and Marketing Company | 50530 | Equilon Los Angeles Refining | Industrial CHP | CA | GEN3 | 23 | 15 | Other Gases | OG | ST | 4 | 1991 |  |  | (OP) Operating | [6 empty] | Los Angeles | 33.7917 | -118.2347
56899 | Wind Stream Operations LLC | 50532 | Victory Garden (Tehachapi) | IPP Non-CHP | CA | 15SLE | 1.5 | 1.5 | Onshore Wind Turbine | WND | WT | 5 | 2000 |  |  | (OP) Operating | [6 empty] | Kern | 35.0686 | -118.3833
56899 | Wind Stream Operations LLC | 50532 | Victory Garden (Tehachapi) | IPP Non-CHP | CA | WGNS | 21.2 | 21.2 | Onshore Wind Turbine | WND | WT | 12 | 1981 |  |  | (OP) Operating | [6 empty] | Kern | 35.0686 | -118.3833
55759 | H H Management LLC | 50533 | Painted Hills | IPP Non-CHP | CA | WGNS | 19 | 19 | Onshore Wind Turbine | WND | WT | 11 | 1985 |  |  | (OP) Operating | [6 empty] | Riverside | 33.9369 | -116.6183
59099 | New Dimension Energy Company, LLC | 50534 | Santa Clara (85C) | IPP Non-CHP | CA | WGNS | 18 | 18 | Onshore Wind Turbine | WND | WT | 1 | 1986 | 12 | 2017 | (OP) Operating |  |  |  | 2017 | 12 | 24.5 | Alameda | 37.7361 | -121.6475
11556 | Brookfield Energy Marketing LP | 50535 | Mesa Wind Power Corp | IPP Non-CHP | CA | WGNS | 29.9 | 29.9 | Onshore Wind Turbine | WND | WT | 11 | 1984 |  |  | (OP) Operating |  |  |  | 2018 | 12 | 20 | Riverside | 33.9461 | -116.6769
17288 | Sky River LLC | 50536 | Sky River LLC | IPP Non-CHP | CA | WGNS | 76.9 | 76.9 | Onshore Wind Turbine | WND | WT | 2 | 1991 |  |  | (OP) Operating | [6 empty] | Kern | 35.2608 | -118.2469
9297 | IPT SRI Cogeneration Inc | 50537 | SRI International Cogen Project | Commercial CHP | CA | GEN1 | 6 | 5.6 | Natural Gas Fired Combustion Turbine | NG | GT | 4 | 1987 |  |  | (OP) Operating | [6 empty] | SAN MATEO | 37.4553 | -122.1728
1966 | Boltonville Hydro Associates | 50539 | Boltonville Hydro Associates | IPP Non-CHP | VT | 1 | 0.5 | 0.5 | Conventional Hydroelectric | WAT | HY | 7 | 1984 |  |  | (OP) Operating | [6 empty] | Orange | 44.1706 | -72.0994
1966 | Boltonville Hydro Associates | 50539 | Boltonville Hydro Associates | IPP Non-CHP | VT | 2 | 0.3 | 0.3 | Conventional Hydroelectric | WAT | HY | 7 | 1984 |  |  | (OP) Operating | [6 empty] | Orange | 44.1706 | -72.0994
1966 | Boltonville Hydro Associates | 50539 | Boltonville Hydro Associates | IPP Non-CHP | VT | 3 | 0.3 | 0.3 | Conventional Hydroelectric | WAT | HY | 12 | 1989 |  |  | (OP) Operating | [6 empty] | Orange | 44.1706 | -72.0994
2696 | Tesoro Carson Refinery | 50540 | BP Carson Refinery | Industrial Non-CHP | CA | GEN1 | 12 | 6.5 | Other Gases | OG | OT | 6 | 1984 |  |  | (SB) Standby/Backup: available for service but not normally used | [6 empty] | Los Angeles | 33.8153 | -118.2358
2696 | Tesoro Carson Refinery | 50540 | BP Carson Refinery | Industrial Non-CHP | CA | GEN2 | 1.5 | 1.5 | Natural Gas Steam Turbine | NG | ST | 4 | 1982 |  |  | (OS) Out of service and NOT expected to return to service in next calendar year | [6 empty] | Los Angeles | 33.8153 | -118.2358
8303 | Harbor Cogeneration Co. | 50541 | Harbor Cogen | IPP Non-CHP | CA | GEN1 | 82.3 | 80.8 | Natural Gas Fired Combined Cycle | NG | CT | 12 | 1988 |  |  | (OP) Operating | [6 empty] | Los Angeles | 33.7771 | -118.2303
8303 | Harbor Cogeneration Co. | 50541 | Harbor Cogen | IPP Non-CHP | CA | ST1 | 13.6 | 9.9 | Natural Gas Fired Combined Cycle | NG | CA | 6 | 2001 |  |  | (OP) Operating | [6 empty] | Los Angeles | 33.7771 | -118.2303
8303 | Harbor Cogeneration Co. | 50541 | Harbor Cogen | IPP Non-CHP | CA | ST2 | 11.5 | 11 | Natural Gas Fired Combined Cycle | NG | CA | 6 | 2001 |  |  | (OP) Operating | [6 empty] | Los Angeles | 33.7771 | -118.2303
26840 | Port Townsend Paper Co | 50544 | Port Townsend Paper | Industrial CHP | WA | GEN6 | 7.5 | 7.5 | Wood/Wood Waste Biomass | BLQ | ST | 1 | 1986 |  |  | (OP) Operating | [6 empty] | Jefferson | 48.0931 | -122.7958
26840 | Port Townsend Paper Co | 50544 | Port Townsend Paper | Industrial CHP | WA | HDRO | 0.4 | 0.3 | Conventional Hydroelectric | WAT | HY | 8 | 1982 |  |  | (OS) Out of service and NOT expected to return to service in next calendar year | [6 empty] | Jefferson | 48.0931 | -122.7958
23576 | Lawrence Hydroelectric Assoc | 50545 | Lawrence Hydroelectric Associates | IPP Non-CHP | MA | GEN1 | 7.4 | 7 | Conventional Hydroelectric | WAT | HY | 7 | 1981 |  |  | (OP) Operating | [6 empty] | Essex | 42.6994 | -71.1653
23576 | Lawrence Hydroelectric Assoc | 50545 | Lawrence Hydroelectric Associates | IPP Non-CHP | MA | GEN2 | 7.4 | 7 | Conventional Hydroelectric | WAT | HY | 7 | 1981 |  |  | (OP) Operating | [6 empty] | Essex | 42.6994 | -71.1653
13402 | Nevada Irrigation District | 50546 | Bowman | IPP Non-CHP | CA | GEN1 | 3.6 | 3.6 | Conventional Hydroelectric | WAT | HY | 9 | 1986 |  |  | (OP) Operating | [6 empty] | Nevada | 39.4484 | -120.6534
49751 | FPL Energy Cabazon Wind | 50552 | Cabazon Wind Farm | IPP Non-CHP | CA | WGNS | 39.7 | 39.7 | Onshore Wind Turbine | WND | WT | 1 | 1999 |  |  | (OP) Operating | [6 empty] | Riverside | 33.915 | -116.7103
55963 | AE Power Services LLC | 50553 | Edom Hills Project 1 LLC | IPP Non-CHP | CA | 1 | 20 | 20 | Onshore Wind Turbine | WND | WT | 9 | 2008 |  |  | (OP) Operating | [6 empty] | Riverside | 33.8817 | -116.4603
19876 | Virginia Electric & Power Co | 50555 | Rosemary Power Station | Electric Utility | NC | GEN1 | 86 | 75 | Natural Gas Fired Combined Cycle | NG | CT | 11 | 1990 |  |  | (OP) Operating | [6 empty] | Halifax | 36.4517 | -77.6594
19876 | Virginia Electric & Power Co | 50555 | Rosemary Power Station | Electric Utility | NC | GEN2 | 40 | 36 | Natural Gas Fired Combined Cycle | NG | CT | 11 | 1990 |  |  | (OP) Operating | [6 empty] | Halifax | 36.4517 | -77.6594
19876 | Virginia Electric & Power Co | 50555 | Rosemary Power Station | Electric Utility | NC | GEN3 | 54 | 54 | Natural Gas Fired Combined Cycle | NG | CA | 11 | 1990 |  |  | (OP) Operating | [5 empty] | 4 | Halifax | 36.4517 | -77.6594
17355 | Oklahoma Cogeneration LLC | 50558 | Oklahoma Cogeneration Project | IPP CHP | OK | GT01 | 72.5 | 67.3 | Natural Gas Fired Combined Cycle | NG | CT | 9 | 1989 |  |  | (OP) Operating | [6 empty] | Oklahoma | 35.4397 | -97.625
17355 | Oklahoma Cogeneration LLC | 50558 | Oklahoma Cogeneration Project | IPP CHP | OK | ST01 | 49.9 | 44.1 | Natural Gas Fired Combined Cycle | NG | CA | 9 | 1989 |  |  | (OP) Operating | [6 empty] | Oklahoma | 35.4397 | -97.625
58650 | IHI Power Services Corp | 50560 | Pacific-Ultrapower Chinese Station | IPP Non-CHP | CA | GEN1 | 25 | 19.8 | Wood/Wood Waste Biomass | WDS | ST | 10 | 1986 |  |  | (OP) Operating | [6 empty] | Tuolumne | 37.8741 | -120.4776
49942 | Eagle Point Power Generation LLC | 50561 | Eagle Point Power Generation | IPP Non-CHP | NJ | GTG1 | 90 | 85 | Natural Gas Fired Combined Cycle | NG | CT | 11 | 1990 |  |  | (OP) Operating | [6 empty] | Gloucester | 39.8746 | -75.1592
49942 | Eagle Point Power Generation LLC | 50561 | Eagle Point Power Generation | IPP Non-CHP | NJ | GTG2 | 90 | 85 | Natural Gas Fired Combined Cycle | NG | CT | 11 | 1990 |  |  | (OP) Operating | [6 empty] | Gloucester | 39.8746 | -75.1592
49942 | Eagle Point Power Generation LLC | 50561 | Eagle Point Power Generation | IPP Non-CHP | NJ | STG1 | 45 | 40 | Natural Gas Fired Combined Cycle | NG | CA | 4 | 1991 |  |  | (OP) Operating | [6 empty] | Gloucester | 39.8746 | -75.1592
54843 | WM Illinois Renewable Energy LLC | 50563 | Settlers Hill Gas Recovery | IPP Non-CHP | IL | GEN1 | 3 | 2.9 | Landfill Gas | LFG | GT | 10 | 1988 |  |  | (OP) Operating | [6 empty] | Kane | 41.8719 | -88.2877
54843 | WM Illinois Renewable Energy LLC | 50563 | Settlers Hill Gas Recovery | IPP Non-CHP | IL | GEN2 | 3 | 2.9 | Landfill Gas | LFG | GT | 5 | 1998 |  |  | (OP) Operating | [6 empty] | Kane | 41.8719 | -88.2877
54842 | WM Renewable Energy LLC | 50564 | New Milford Gas Recovery | IPP Non-CHP | CT | GEN2 | 0.8 | 0.8 | Landfill Gas | LFG | IC | 5 | 2008 |  |  | (OP) Operating | [6 empty] | Litchfield | 41.5503 | -73.4181
54842 | WM Renewable Energy LLC | 50564 | New Milford Gas Recovery | IPP Non-CHP | CT | GEN3 | 0.8 | 0.8 | Landfill Gas | LFG | IC | 5 | 2008 |  |  | (OP) Operating | [6 empty] | Litchfield | 41.5503 | -73.4181
54842 | WM Renewable Energy LLC | 50564 | New Milford Gas Recovery | IPP Non-CHP | CT | GEN4 | 0.8 | 0.8 | Landfill Gas | LFG | IC | 5 | 2008 | 6 | 2017 | (OP) Operating | [6 empty] | Litchfield | 41.5503 | -73.4181
54842 | WM Renewable Energy LLC | 50565 | Monroe Livingston Gas Recovery | IPP Non-CHP | NY | GEN1 | 0.8 | 0.8 | Landfill Gas | LFG | IC | 12 | 1988 |  |  | (OP) Operating | [6 empty] | Monroe | 42.9903 | -77.8011
54842 | WM Renewable Energy LLC | 50565 | Monroe Livingston Gas Recovery | IPP Non-CHP | NY | GEN2 | 0.8 | 0.8 | Landfill Gas | LFG | IC | 12 | 1988 | 3 | 2017 | (OP) Operating | [6 empty] | Monroe | 42.9903 | -77.8011
54843 | WM Illinois Renewable Energy LLC | 50566 | Milam Gas Recovery | IPP Non-CHP | IL | GEN1 | 0.8 | 0.8 | Landfill Gas | LFG | IC | 4 | 1991 |  |  | (OP) Operating | [6 empty] | St Clair | 38.6603 | -90.1317
54843 | WM Illinois Renewable Energy LLC | 50566 | Milam Gas Recovery | IPP Non-CHP | IL | GEN2 | 0.8 | 0.8 | Landfill Gas | LFG | IC | 4 | 1991 |  |  | (OP) Operating | [6 empty] | St Clair | 38.6603 | -90.1317
54843 | WM Illinois Renewable Energy LLC | 50566 | Milam Gas Recovery | IPP Non-CHP | IL | GEN3 | 0.8 | 0.8 | Landfill Gas | LFG | IC | 3 | 1993 |  |  | (OP) Operating | [6 empty] | St Clair | 38.6603 | -90.1317
54842 | WM Renewable Energy LLC | 50568 | High Acres Gas Recovery | IPP Non-CHP | NY | GEN1 | 0.8 | 0.8 | Landfill Gas | LFG | IC | 5 | 1991 |  |  | (OP) Operating | [6 empty] | Monroe | 43.0817 | -77.3817
54842 | WM Renewable Energy LLC | 50568 | High Acres Gas Recovery | IPP Non-CHP | NY | GEN2 | 0.8 | 0.8 | Landfill Gas | LFG | IC | 5 | 1991 |  |  | (OP) Operating | [6 empty] | Monroe | 43.0817 | -77.3817
54842 | WM Renewable Energy LLC | 50568 | High Acres Gas Recovery | IPP Non-CHP | NY | GEN3 | 0.8 | 0.8 | Landfill Gas | LFG | IC | 5 | 1991 |  |  | (OP) Operating | [6 empty] | Monroe | 43.0817 | -77.3817
54842 | WM Renewable Energy LLC | 50568 | High Acres Gas Recovery | IPP Non-CHP | NY | GEN4 | 0.8 | 0.8 | Landfill Gas | LFG | IC | 5 | 1991 |  |  | (OP) Operating | [6 empty] | Monroe | 43.0817 | -77.3817
54842 | WM Renewable Energy LLC | 50568 | High Acres Gas Recovery | IPP Non-CHP | NY | GEN5 | 1.6 | 1.6 | Landfill Gas | LFG | IC | 3 | 2008 |  |  | (OP) Operating | [6 empty] | Monroe | 43.0817 | -77.3817
54842 | WM Renewable Energy LLC | 50568 | High Acres Gas Recovery | IPP Non-CHP | NY | GEN6 | 1.6 | 1.6 | Landfill Gas | LFG | IC | 3 | 2008 |  |  | (OP) Operating | [6 empty] | Monroe | 43.0817 | -77.3817
54842 | WM Renewable Energy LLC | 50568 | High Acres Gas Recovery | IPP Non-CHP | NY | GEN7 | 1.6 | 1.6 | Landfill Gas | LFG | IC | 3 | 2008 |  |  | (OP) Operating | [6 empty] | Monroe | 43.0817 | -77.3817
54842 | WM Renewable Energy LLC | 50568 | High Acres Gas Recovery | IPP Non-CHP | NY | GEN8 | 1.6 | 1.6 | Landfill Gas | LFG | IC | 3 | 2008 |  |  | (OP) Operating | [6 empty] | Monroe | 43.0817 | -77.3817
54842 | WM Renewable Energy LLC | 50569 | DFW Gas Recovery | IPP Non-CHP | TX | GEN1 | 3 | 2.9 | Landfill Gas | LFG | GT | 5 | 1988 |  |  | (OP) Operating | [6 empty] | Denton | 33.0196 | -96.962
54842 | WM Renewable Energy LLC | 50569 | DFW Gas Recovery | IPP Non-CHP | TX | GEN2 | 3 | 2.9 | Landfill Gas | LFG | GT | 5 | 1988 |  |  | (OP) Operating | [6 empty] | Denton | 33.0196 | -96.962
54842 | WM Renewable Energy LLC | 50569 | DFW Gas Recovery | IPP Non-CHP | TX | GEN3 | 1.6 | 1.6 | Landfill Gas | LFG | IC | 8 | 2009 |  |  | (OP) Operating | [6 empty] | Denton | 33.0196 | -96.962
54842 | WM Renewable Energy LLC | 50569 | DFW Gas Recovery | IPP Non-CHP | TX | GEN4 | 1.6 | 1.6 | Landfill Gas | LFG | IC | 8 | 2009 |  |  | (OP) Operating | [6 empty] | Denton | 33.0196 | -96.962
54842 | WM Renewable Energy LLC | 50569 | DFW Gas Recovery | IPP Non-CHP | TX | GEN5 | 1.6 | 1.6 | Landfill Gas | LFG | IC | 8 | 2009 |  |  | (OP) Operating | [6 empty] | Denton | 33.0196 | -96.962
54842 | WM Renewable Energy LLC | 50569 | DFW Gas Recovery | IPP Non-CHP | TX | GEN6 | 1.6 | 1.6 | Landfill Gas | LFG | IC | 8 | 2009 |  |  | (OP) Operating | [6 empty] | Denton | 33.0196 | -96.962
54842 | WM Renewable Energy LLC | 50570 | Chestnut Ridge Gas Recovery | IPP Non-CHP | TN | GEN1 | 0.8 | 0.8 | Landfill Gas | LFG | IC | 1 | 1992 |  |  | (OP) Operating | [6 empty] | Anderson | 36.1172 | -84.0317
54842 | WM Renewable Energy LLC | 50570 | Chestnut Ridge Gas Recovery | IPP Non-CHP | TN | GEN2 | 0.8 | 0.8 | Landfill Gas | LFG | IC | 1 | 1992 |  |  | (OP) Operating | [6 empty] | Anderson | 36.1172 | -84.0317
54842 | WM Renewable Energy LLC | 50570 | Chestnut Ridge Gas Recovery | IPP Non-CHP | TN | GEN3 | 0.8 | 0.8 | Landfill Gas | LFG | IC | 1 | 1992 |  |  | (OP) Operating | [6 empty] | Anderson | 36.1172 | -84.0317
54842 | WM Renewable Energy LLC | 50570 | Chestnut Ridge Gas Recovery | IPP Non-CHP | TN | GEN4 | 0.8 | 0.8 | Landfill Gas | LFG | IC | 1 | 1992 |  |  | (OP) Operating | [6 empty] | Anderson | 36.1172 | -84.0317
54842 | WM Renewable Energy LLC | 50570 | Chestnut Ridge Gas Recovery | IPP Non-CHP | TN | GEN5 | 1.6 | 1.6 | Landfill Gas | LFG | IC | 11 | 2011 |  |  | (OP) Operating | [6 empty] | Anderson | 36.1172 | -84.0317
54842 | WM Renewable Energy LLC | 50571 | Altamont Gas Recovery | IPP Non-CHP | CA | GEN1 | 3 | 2.9 | Landfill Gas | LFG | GT | 3 | 1969 |  |  | (OP) Operating | [6 empty] | Alameda | 37.7493 | -121.6499
54842 | WM Renewable Energy LLC | 50571 | Altamont Gas Recovery | IPP Non-CHP | CA | GEN2 | 3 | 2.9 | Landfill Gas | LFG | GT | 3 | 1989 |  |  | (OP) Operating | [6 empty] | Alameda | 37.7493 | -121.6499
54842 | WM Renewable Energy LLC | 50571 | Altamont Gas Recovery | IPP Non-CHP | CA | GEN3 | 1.3 | 1.3 | Landfill Gas | LFG | IC | 10 | 2002 |  |  | (OP) Operating | [6 empty] | Alameda | 37.7493 | -121.6499
54842 | WM Renewable Energy LLC | 50571 | Altamont Gas Recovery | IPP Non-CHP | CA | GEN4 | 1.3 | 1.3 | Landfill Gas | LFG | IC | 10 | 2002 |  |  | (OP) Operating | [6 empty] | Alameda | 37.7493 | -121.6499
54842 | WM Renewable Energy LLC | 50572 | CSL Gas Recovery | IPP Non-CHP | FL | GEN1 | 3 | 2.9 | Landfill Gas | LFG | CT | 3 | 1989 |  |  | (OP) Operating | [6 empty] | Broward | 26.288 | -80.1665
54842 | WM Renewable Energy LLC | 50572 | CSL Gas Recovery | IPP Non-CHP | FL | GEN2 | 3 | 2.9 | Landfill Gas | LFG | CT | 3 | 1989 |  |  | (OP) Operating | [6 empty] | Broward | 26.288 | -80.1665
54842 | WM Renewable Energy LLC | 50572 | CSL Gas Recovery | IPP Non-CHP | FL | GEN3 | 3 | 2.9 | Landfill Gas | LFG | CT | 3 | 1989 |  |  | (OP) Operating | [6 empty] | Broward | 26.288 | -80.1665
54842 | WM Renewable Energy LLC | 50572 | CSL Gas Recovery | IPP Non-CHP | FL | GEN4 | 2.2 | 2.2 | Landfill Gas | LFG | CA | 2 | 2000 |  |  | (OP) Operating | [6 empty] | Broward | 26.288 | -80.1665
54843 | WM Illinois Renewable Energy LLC | 50573 | CID Gas Recovery | IPP Non-CHP | IL | GEN2 | 3 | 2.9 | Landfill Gas | LFG | GT | 3 | 1989 |  |  | (OP) Operating | [6 empty] | COOK | 41.6588 | -87.5777
54843 | WM Illinois Renewable Energy LLC | 50575 | Lake Gas Recovery | IPP Non-CHP | IL | GEN2 | 3 | 2.9 | Landfill Gas | LFG | GT | 8 | 1993 | 3 | 2017 | (OP) Operating | [6 empty] | Cook | 42.1063 | -87.8137
54843 | WM Illinois Renewable Energy LLC | 50575 | Lake Gas Recovery | IPP Non-CHP | IL | GEN3 | 3 | 2.9 | Landfill Gas | LFG | GT | 8 | 1993 | 3 | 2017 | (OP) Operating | [6 empty] | Cook | 42.1063 | -87.8137
54842 | WM Renewable Energy LLC | 50576 | Metro Gas Recovery | IPP Non-CHP | WI | GEN1 | 3 | 2.9 | Landfill Gas | LFG | GT | 12 | 1985 |  |  | (OP) Operating | [6 empty] | Milwaukee | 42.8506 | -88.0697
54842 | WM Renewable Energy LLC | 50576 | Metro Gas Recovery | IPP Non-CHP | WI | GEN2 | 3 | 2.9 | Landfill Gas | LFG | GT | 12 | 1985 |  |  | (OP) Operating | [6 empty] | Milwaukee | 42.8506 | -88.0697
54842 | WM Renewable Energy LLC | 50576 | Metro Gas Recovery | IPP Non-CHP | WI | GEN3 | 0.8 | 0.8 | Landfill Gas | LFG | IC | 2 | 2000 |  |  | (OP) Operating | [6 empty] | Milwaukee | 42.8506 | -88.0697
54842 | WM Renewable Energy LLC | 50576 | Metro Gas Recovery | IPP Non-CHP | WI | GEN4 | 0.8 | 0.8 | Landfill Gas | LFG | IC | 2 | 2000 |  |  | (OP) Operating | [6 empty] | Milwaukee | 42.8506 | -88.0697
54842 | WM Renewable Energy LLC | 50576 | Metro Gas Recovery | IPP Non-CHP | WI | GEN5 | 0.8 | 0.8 | Landfill Gas | LFG | IC | 2 | 2000 |  |  | (OP) Operating | [6 empty] | Milwaukee | 42.8506 | -88.0697
54842 | WM Renewable Energy LLC | 50576 | Metro Gas Recovery | IPP Non-CHP | WI | GEN6 | 0.8 | 0.8 | Landfill Gas | LFG | IC | 2 | 2000 |  |  | (OP) Operating | [6 empty] | Milwaukee | 42.8506 | -88.0697
54842 | WM Renewable Energy LLC | 50577 | Omega Hills Gas Recovery | IPP Non-CHP | WI | GEN1 | 3 | 2.9 | Landfill Gas | LFG | GT | 12 | 1985 |  |  | (OP) Operating | [6 empty] | Washington | 43.1922 | -88.1597
54842 | WM Renewable Energy LLC | 50577 | Omega Hills Gas Recovery | IPP Non-CHP | WI | GEN2 | 3 | 2.9 | Landfill Gas | LFG | GT | 12 | 1985 |  |  | (OP) Operating | [6 empty] | Washington | 43.1922 | -88.1597
54842 | WM Renewable Energy LLC | 50577 | Omega Hills Gas Recovery | IPP Non-CHP | WI | GEN3 | 3.3 | 3 | Landfill Gas | LFG | GT | 9 | 2001 |  |  | (OP) Operating | [6 empty] | Washington | 43.1922 | -88.1597
54842 | WM Renewable Energy LLC | 50577 | Omega Hills Gas Recovery | IPP Non-CHP | WI | GEN5 | 3.3 | 2.9 | Landfill Gas | LFG | GT | 9 | 2010 |  |  | (OP) Operating | [6 empty] | Washington | 43.1922 | -88.1597
39245 | Saint John's Health Center | 50610 | Saint Johns Health Center | Commercial CHP | CA | 01 | 1.2 | 1 | Natural Gas Fired Combustion Turbine | NG | GT | 2 | 1992 |  |  | (OP) Operating | [6 empty] | LOS ANGELES | 34.0303 | -118.4784
58224 | Westwood Generation LLC | 50611 | Westwood Generation LLC | IPP Non-CHP | PA | GEN1 | 36 | 30 | Conventional Steam Coal | WC | ST | 6 | 1987 |  |  | (OP) Operating | [6 empty] | Schuylkill | 40.6191 | -76.45
59989 | McKittrick Limited | 50612 | McKittrick Cogen Facility | IPP CHP | CA | GEN1 | 46 | 46 | Natural Gas Fired Combustion Turbine | NG | GT | 10 | 1991 |  |  | (OP) Operating | [6 empty] | Kern | 35.3195 | -119.662
13008 | Expera Mosinee LLC | 50614 | Expera Specialty Solutions - Mosinee Mill | Industrial CHP | WI | GEN1 | 15 | 13 | Wood/Wood Waste Biomass | BLQ | ST | 12 | 1976 |  |  | (OP) Operating | [6 empty] | Marathon | 44.7881 | -89.6917
13008 | Expera Mosinee LLC | 50614 | Expera Specialty Solutions - Mosinee Mill | Industrial CHP | WI | HYD1 | 2.2 | 2 | Conventional Hydroelectric | WAT | HY | 8 | 1924 |  |  | (OP) Operating | [6 empty] | Marathon | 44.7881 | -89.6917
13008 | Expera Mosinee LLC | 50614 | Expera Specialty Solutions - Mosinee Mill | Industrial CHP | WI | HYD2 | 0.6 | 0.7 | Conventional Hydroelectric | WAT | HY | 7 | 1916 |  |  | (OP) Operating | [6 empty] | Marathon | 44.7881 | -89.6917
13008 | Expera Mosinee LLC | 50614 | Expera Specialty Solutions - Mosinee Mill | Industrial CHP | WI | HYD3 | 0.6 | 0.7 | Conventional Hydroelectric | WAT | HY | 7 | 1916 |  |  | (OP) Operating | [6 empty] | Marathon | 44.7881 | -89.6917
13008 | Expera Mosinee LLC | 50614 | Expera Specialty Solutions - Mosinee Mill | Industrial CHP | WI | WEST | 5 | 5 | Wood/Wood Waste Biomass | BLQ | ST | 8 | 1951 |  |  | (OP) Operating | [6 empty] | Marathon | 44.7881 | -89.6917
54876 | Flambeau River Papers | 50620 | Flambeau River Papers | Industrial CHP | WI | GEN1 | 5.7 | 4.7 | Wood/Wood Waste Biomass | WDS | ST | 9 | 1982 |  |  | (OP) Operating | [6 empty] | PRICE | 45.9356 | -90.4472
18000 | State of Rhode Island | 50621 | Central Power Plant | Commercial CHP | RI | GEN3 | 2 | 2 | Petroleum Liquids | RFO | ST | 8 | 1958 |  |  | (OP) Operating | [6 empty] | Providence | 41.745 | -71.4584
18000 | State of Rhode Island | 50621 | Central Power Plant | Commercial CHP | RI | GEN4 | 2 | 2 | Petroleum Liquids | RFO | ST | 8 | 1958 |  |  | (OP) Operating | [6 empty] | Providence | 41.745 | -71.4584
18000 | State of Rhode Island | 50621 | Central Power Plant | Commercial CHP | RI | GEN5 | 3 | 2.8 | Petroleum Liquids | DFO | GT | 1 | 2004 |  |  | (OP) Operating | [6 empty] | Providence | 41.745 | -71.4584
18000 | State of Rhode Island | 50621 | Central Power Plant | Commercial CHP | RI | GEN6 | 3 | 2.8 | Petroleum Liquids | DFO | GT | 1 | 2004 |  |  | (OP) Operating | [6 empty] | Providence | 41.745 | -71.4584
18000 | State of Rhode Island | 50621 | Central Power Plant | Commercial CHP | RI | GEN7 | 2 | 2 | Natural Gas Internal Combustion Engine | NG | IC | 4 | 2015 |  |  | (OP) Operating | [6 empty] | Providence | 41.745 | -71.4584
1569 | Berry Petroleum Co | 50622 | Berry Cogen Tanne Hills 18 | Industrial CHP | CA | GEN1 | 8.8 | 7 | Natural Gas Fired Combustion Turbine | NG | GT | 12 | 1986 |  |  | (OP) Operating | [6 empty] | Kern | 35.0898 | -119.4409
1569 | Berry Petroleum Co | 50622 | Berry Cogen Tanne Hills 18 | Industrial CHP | CA | GEN2 | 8.8 | 7 | Natural Gas Fired Combustion Turbine | NG | GT | 12 | 1986 |  |  | (OP) Operating | [6 empty] | Kern | 35.0898 | -119.4409
15174 | Freeport McMoRan Oil & Gas | 50623 | Gaviota Oil Plant | Industrial CHP | CA | GENA | 3.5 | 3 | Natural Gas Fired Combustion Turbine | NG | GT | 12 | 1987 |  |  | (OS) Out of service and NOT expected to return to service in next calendar year | [6 empty] | Santa Barbara | 34.4751 | -120.2051
15174 | Freeport McMoRan Oil & Gas | 50623 | Gaviota Oil Plant | Industrial CHP | CA | GENB | 3.5 | 3 | Natural Gas Fired Combustion Turbine | NG | GT | 12 | 1987 |  |  | (OP) Operating | [6 empty] | Santa Barbara | 34.4751 | -120.2051
15174 | Freeport McMoRan Oil & Gas | 50623 | Gaviota Oil Plant | Industrial CHP | CA | GENC | 3.5 | 3 | Natural Gas Fired Combustion Turbine | NG | GT | 12 | 1987 |  |  | (OP) Operating | [6 empty] | Santa Barbara | 34.4751 | -120.2051
15174 | Freeport McMoRan Oil & Gas | 50623 | Gaviota Oil Plant | Industrial CHP | CA | GEND | 3.5 | 3 | Natural Gas Fired Combustion Turbine | NG | GT | 12 | 1987 |  |  | (OP) Operating | [6 empty] | Santa Barbara | 34.4751 | -120.2051
12736 | Exxon Mobil Oil Corporation | 50624 | ExxonMobil Oil Torrance Refinery | Industrial CHP | CA | EXP1 | 7.5 | 7.5 | All Other | WH | ST | 9 | 1983 |  |  | (OA) Out of service but expected to return to service in next calendar year | [6 empty] | Los Angeles | 33.8534 | -118.33
12736 | Exxon Mobil Oil Corporation | 50624 | ExxonMobil Oil Torrance Refinery | Industrial CHP | CA | GTG1 | 22.5 | 22.5 | Natural Gas Fired Combustion Turbine | NG | GT | 11 | 1988 |  |  | (OP) Operating | [6 empty] | Los Angeles | 33.8534 | -118.33
12736 | Exxon Mobil Oil Corporation | 50624 | ExxonMobil Oil Torrance Refinery | Industrial CHP | CA | STG1 | 19.3 | 19.3 | All Other | WH | ST | 11 | 1988 |  |  | (OP) Operating | [6 empty] | Los Angeles | 33.8534 | -118.33
6090 | ExxonMobil Oil Corp | 50625 | ExxonMobil Beaumont Refinery | Industrial CHP | TX | ETG | 7.5 | 5 | Other Gases | OG | OT | 1 | 1978 |  |  | (OP) Operating | [6 empty] | Jefferson | 30.0636 | -94.0753
6090 | ExxonMobil Oil Corp | 50625 | ExxonMobil Beaumont Refinery | Industrial CHP | TX | TG22 | 27.2 | 25 | Natural Gas Steam Turbine | NG | ST | 2 | 1978 |  |  | (OP) Operating | [6 empty] | Jefferson | 30.0636 | -94.0753
6090 | ExxonMobil Oil Corp | 50625 | ExxonMobil Beaumont Refinery | Industrial CHP | TX | TG23 | 40.5 | 38.6 | Natural Gas Steam Turbine | NG | ST | 6 | 1993 |  |  | (OP) Operating | [6 empty] | Jefferson | 30.0636 | -94.0753
6090 | ExxonMobil Oil Corp | 50625 | ExxonMobil Beaumont Refinery | Industrial CHP | TX | TG24 | 38.6 | 32 | Natural Gas Fired Combustion Turbine | NG | GT | 6 | 1993 |  |  | (OP) Operating | [6 empty] | Jefferson | 30.0636 | -94.0753
6090 | ExxonMobil Oil Corp | 50625 | ExxonMobil Beaumont Refinery | Industrial CHP | TX | TG32 | 25 | 25 | Natural Gas Steam Turbine | NG | ST | 1 | 1970 |  |  | (OP) Operating | [6 empty] | Jefferson | 30.0636 | -94.0753
6090 | ExxonMobil Oil Corp | 50625 | ExxonMobil Beaumont Refinery | Industrial CHP | TX | TG33 | 20 | 20 | Natural Gas Steam Turbine | NG | ST | 1 | 1966 |  |  | (OP) Operating | [6 empty] | Jefferson | 30.0636 | -94.0753
6090 | ExxonMobil Oil Corp | 50625 | ExxonMobil Beaumont Refinery | Industrial CHP | TX | TG34 | 30 | 30 | Natural Gas Steam Turbine | NG | ST | 1 | 1967 |  |  | (OP) Operating | [6 empty] | Jefferson | 30.0636 | -94.0753
6090 | ExxonMobil Oil Corp | 50625 | ExxonMobil Beaumont Refinery | Industrial CHP | TX | TG41 | 163 | 145 | Natural Gas Fired Combustion Turbine | NG | GT | 6 | 2005 |  |  | (OP) Operating | [6 empty] | Jefferson | 30.0636 | -94.0753
6090 | ExxonMobil Oil Corp | 50625 | ExxonMobil Beaumont Refinery | Industrial CHP | TX | TG42 | 163 | 145 | Natural Gas Fired Combustion Turbine | NG | GT | 4 | 2005 |  |  | (OP) Operating | [6 empty] | Jefferson | 30.0636 | -94.0753
6090 | ExxonMobil Oil Corp | 50625 | ExxonMobil Beaumont Refinery | Industrial CHP | TX | TG43 | 163 | 145 | Natural Gas Fired Combustion Turbine | NG | GT | 12 | 2004 |  |  | (OP) Operating | [6 empty] | Jefferson | 30.0636 | -94.0753
56392 | Chalmette Refining LLC | 50626 | Chalmette Refining LLC | Industrial Non-CHP | LA | GEN1 | 5.7 | 1.8 | All Other | OTH | OT | 3 | 1990 |  |  | (OP) Operating | [6 empty] | St Bernard | 29.9383 | -89.97
5519 | ExxonMobil Oil Corp | 50627 | ExxonMobil Oil Joliet Refinery | Industrial CHP | IL | GTG1 | 22 | 22 | Other Gases | OG | GT | 11 | 1987 |  |  | (OP) Operating | [6 empty] | Will | 41.4167 | -88.1833
5519 | ExxonMobil Oil Corp | 50627 | ExxonMobil Oil Joliet Refinery | Industrial CHP | IL | MG | 11.2 | 11.2 | Other Gases | OG | ST | 5 | 1986 |  |  | (OP) Operating | [6 empty] | Will | 41.4167 | -88.1833
5519 | ExxonMobil Oil Corp | 50627 | ExxonMobil Oil Joliet Refinery | Industrial CHP | IL | STG1 | 6.5 | 6.5 | Other Gases | OG | ST | 11 | 1987 |  |  | (OS) Out of service and NOT expected to return to service in next calendar year | 2016 | 8 | 3.2 |  |  |  | Will | 41.4167 | -88.1833
19691 | Paulsboro Refining Company - LLC | 50628 | Paulsboro Refinery | Industrial CHP | NJ | GEN1 | 27 | 25 | Natural Gas Fired Combustion Turbine | NG | GT | 9 | 1991 |  |  | (OP) Operating | [6 empty] | Gloucester | 39.84 | -75.2583
19691 | Paulsboro Refining Company - LLC | 50628 | Paulsboro Refinery | Industrial CHP | NJ | GEN2 | 15 | 11.7 | Other Gases | OG | ST | 8 | 1982 |  |  | (OP) Operating | [6 empty] | Gloucester | 39.84 | -75.2583
19691 | Paulsboro Refining Company - LLC | 50628 | Paulsboro Refinery | Industrial CHP | NJ | GEN3 | 15 | 11.7 | Other Gases | OG | ST | 9 | 1991 |  |  | (OP) Operating | [6 empty] | Gloucester | 39.84 | -75.2583
19691 | Paulsboro Refining Company - LLC | 50628 | Paulsboro Refinery | Industrial CHP | NJ | GEN4 | 18 | 11.6 | Petroleum Coke | PC | OT | 11 | 2006 |  |  | (OP) Operating | [6 empty] | Gloucester | 39.84 | -75.2583
4482 | Covanta Lake Inc | 50629 | Covanta Lake County Energy | IPP Non-CHP | FL | GEN1 | 15.5 | 12.5 | Municipal Solid Waste | MSW | ST | 9 | 1990 |  |  | (OP) Operating | [6 empty] | Lake | 28.7402 | -81.8892
4476 | Covanta Marion Inc | 50630 | Covanta Marion Inc | IPP Non-CHP | OR | GEN1 | 13.1 | 11.5 | Municipal Solid Waste | MSW | ST | 8 | 1986 |  |  | (OP) Operating | [6 empty] | MARION | 45.0485 | -122.9628
4498 | Covanta Stanislaus Inc | 50632 | Covanta Stanislaus Energy | IPP Non-CHP | CA | GEN1 | 24 | 19.9 | Municipal Solid Waste | MSW | ST | 9 | 1988 |  |  | (OP) Operating | [6 empty] | Stanislaus | 37.3853 | -121.141
3102 | Mosaic Company | 50633 | Mosaic Co Bartow Facility | Industrial CHP | FL | GEN1 | 36.9 | 36 | All Other | WH | ST | 12 | 1985 |  |  | (OP) Operating | [6 empty] | Polk | 27.908 | -81.9185
3102 | Mosaic Company | 50633 | Mosaic Co Bartow Facility | Industrial CHP | FL | GEN2 | 45 | 44 | All Other | WH | ST | 8 | 1992 |  |  | (OP) Operating | [6 empty] | Polk | 27.908 | -81.9185
2138 | Brainerd Public Utilities | 50636 | Brainerd Public Utilities | Electric Utility | MN | 1 | 0.6 | 0.6 | Conventional Hydroelectric | WAT | HY | 1 | 1917 |  |  | (OP) Operating | [6 empty] | Crow Wing | 46.3758 | -94.1817
2138 | Brainerd Public Utilities | 50636 | Brainerd Public Utilities | Electric Utility | MN | 2 | 0.6 | 0.6 | Conventional Hydroelectric | WAT | HY | 1 | 1917 |  |  | (OP) Operating | [6 empty] | Crow Wing | 46.3758 | -94.1817
2138 | Brainerd Public Utilities | 50636 | Brainerd Public Utilities | Electric Utility | MN | 3 | 0.5 | 0.5 | Conventional Hydroelectric | WAT | HY | 7 | 1936 |  |  | (OP) Operating | [6 empty] | Crow Wing | 46.3758 | -94.1817
2138 | Brainerd Public Utilities | 50636 | Brainerd Public Utilities | Electric Utility | MN | 4 | 0.6 | 0.6 | Conventional Hydroelectric | WAT | HY | 1 | 1936 |  |  | (OP) Operating | [6 empty] | Crow Wing | 46.3758 | -94.1817
2138 | Brainerd Public Utilities | 50636 | Brainerd Public Utilities | Electric Utility | MN | 5 | 0.6 | 0.6 | Conventional Hydroelectric | WAT | HY | 1 | 1940 |  |  | (OP) Operating | [6 empty] | Crow Wing | 46.3758 | -94.1817
56225 | Clearwater Paper Corporation | 50637 | Clearwater Paper IPP Lewiston | Industrial CHP | ID | GEN1 | 10 | 1 | Natural Gas Steam Turbine | NG | ST | 1 | 1950 |  |  | (OS) Out of service and NOT expected to return to service in next calendar year | [6 empty] | Nez Perce | 46.4231 | -116.9764
56225 | Clearwater Paper Corporation | 50637 | Clearwater Paper IPP Lewiston | Industrial CHP | ID | GEN2 | 10 | 3.3 | Natural Gas Steam Turbine | NG | ST | 11 | 1977 |  |  | (OS) Out of service and NOT expected to return to service in next calendar year | [6 empty] | Nez Perce | 46.4231 | -116.9764
56225 | Clearwater Paper Corporation | 50637 | Clearwater Paper IPP Lewiston | Industrial CHP | ID | GEN3 | 28.8 | 25.2 | Wood/Wood Waste Biomass | BLQ | ST | 7 | 1981 |  |  | (OP) Operating | [6 empty] | Nez Perce | 46.4231 | -116.9764
56225 | Clearwater Paper Corporation | 50637 | Clearwater Paper IPP Lewiston | Industrial CHP | ID | GEN4 | 65 | 24 | Wood/Wood Waste Biomass | BLQ | ST | 2 | 1991 |  |  | (OP) Operating | [6 empty] | Nez Perce | 46.4231 | -116.9764
56225 | Clearwater Paper Corporation | 50638 | Clearwater Paper APP CB | Industrial CHP | AR | GEN1 | 20 | 20 | Natural Gas Steam Turbine | NG | ST | 11 | 1977 |  |  | (OP) Operating | [6 empty] | Desha | 33.7061 | -91.2371
16653 | Sappi Cloquet LLC | 50639 | Sappi Cloquet Mill | Industrial CHP | MN | GEN3 | 19.2 | 14.8 | Wood/Wood Waste Biomass | WDS | ST | 1 | 1976 |  |  | (OP) Operating | [6 empty] | Carlton | 46.7243 | -92.4298
16653 | Sappi Cloquet LLC | 50639 | Sappi Cloquet Mill | Industrial CHP | MN | GEN4 | 41.5 | 41.5 | Wood/Wood Waste Biomass | WDS | ST | 12 | 1997 |  |  | (OP) Operating | [6 empty] | Carlton | 46.7243 | -92.4298
16653 | Sappi Cloquet LLC | 50639 | Sappi Cloquet Mill | Industrial CHP | MN | GEN5 | 27.6 | 14 | Wood/Wood Waste Biomass | BLQ | ST | 5 | 2001 |  |  | (OP) Operating | [6 empty] | Carlton | 46.7243 | -92.4298
16653 | Sappi Cloquet LLC | 50639 | Sappi Cloquet Mill | Industrial CHP | MN | HGN1 | 1.8 | 1.6 | Conventional Hydroelectric | WAT | HY | 1 | 1950 |  |  | (OP) Operating | [6 empty] | Carlton | 46.7243 | -92.4298
16653 | Sappi Cloquet LLC | 50639 | Sappi Cloquet Mill | Industrial CHP | MN | HGN5 | 0.8 | 0.5 | Conventional Hydroelectric | WAT | HY | 1 | 1929 |  |  | (OP) Operating | [6 empty] | Carlton | 46.7243 | -92.4298
16653 | Sappi Cloquet LLC | 50639 | Sappi Cloquet Mill | Industrial CHP | MN | HGN6 | 0.8 | 0.5 | Conventional Hydroelectric | WAT | HY | 1 | 1929 |  |  | (OP) Operating | [6 empty] | Carlton | 46.7243 | -92.4298
16653 | Sappi Cloquet LLC | 50639 | Sappi Cloquet Mill | Industrial CHP | MN | HGN7 | 2.8 | 1 | Conventional Hydroelectric | WAT | HY | 1 | 1980 |  |  | (OP) Operating | [6 empty] | Carlton | 46.7243 | -92.4298
15262 | Potlatch Land and Lumber LLC | 50640 | Warren Lumber Mill | Industrial CHP | AR | GEN6 | 15 | 10 | Wood/Wood Waste Biomass | WDS | ST | 8 | 1991 |  |  | (OP) Operating | [6 empty] | BRADLEY | 33.6206 | -92.0789
4497 | Covanta Indianapolis Inc | 50647 | Covanta Indianapolis Energy | Commercial CHP | IN | GEN1 | 6.5 | 5 | Municipal Solid Waste | MSW | ST | 11 | 1988 |  |  | (OP) Operating | [6 empty] | Marion | 39.7345 | -86.1891
4474 | Covanta Bristol Inc | 50648 | Covanta Bristol Energy | IPP Non-CHP | CT | GEN1 | 16.3 | 13.2 | Municipal Solid Waste | MSW | ST | 12 | 1987 |  |  | (OP) Operating | [6 empty] | HARTFORD | 41.6492 | -72.9153
4484 | Covanta Babylon Inc | 50649 | Covanta Babylon Inc | Commercial Non-CHP | NY | GEN1 | 17 | 14.4 | Municipal Solid Waste | MSW | ST | 1 | 1989 |  |  | (OP) Operating | [6 empty] | Suffolk | 40.7348 | -73.3868
1950 | ReEnergy Stratton LLC | 50650 | ReEnergy Stratton LLC | IPP Non-CHP | ME | UNI1 | 45.7 | 45 | Wood/Wood Waste Biomass | WDS | ST | 11 | 1989 |  |  | (OP) Operating | [6 empty] | Franklin | 45.1406 | -70.4256
2598 | Burrows Paper Corp | 50652 | Lyonsdale Associates | IPP Non-CHP | NY | GEN1 | 1.5 | 1.5 | Conventional Hydroelectric | WAT | HY | 7 | 1984 |  |  | (OP) Operating | [6 empty] | Lewis | 43.6189 | -75.3055
2598 | Burrows Paper Corp | 50652 | Lyonsdale Associates | IPP Non-CHP | NY | GEN2 | 1.5 | 1.5 | Conventional Hydroelectric | WAT | HY | 7 | 1984 |  |  | (OP) Operating | [6 empty] | Lewis | 43.6189 | -75.3055
34691 | Ormat Nevada Inc | 50654 | Steamboat Hills LP | IPP Non-CHP | NV | GEN1 | 14.6 | 5.5 | Geothermal | GEO | ST | 2 | 1988 |  |  | (OP) Operating | [6 empty] | Washoe | 39.37 | -119.7669
34691 | Ormat Nevada Inc | 50654 | Steamboat Hills LP | IPP Non-CHP | NV | OEC41 | 5.5 | 2.1 | Geothermal | GEO | BT | 4 | 2007 |  |  | (OP) Operating | [6 empty] | Washoe | 39.37 | -119.7669
9097 | Huntington Resource Recovery | 50656 | Huntington Resource Recovery Facility | IPP Non-CHP | NY | GEN1 | 28 | 24.5 | Municipal Solid Waste | MSW | ST | 12 | 1991 |  |  | (OP) Operating | [6 empty] | SUFFOLK | 40.8814 | -73.2906
49760 | Covanta Montgomery, Inc. | 50657 | Montgomery County Resource Recovery | IPP Non-CHP | MD | GEN1 | 67.8 | 54 | Municipal Solid Waste | MSW | ST | 5 | 1995 |  |  | (OP) Operating | [6 empty] | Montgomery | 39.2006 | -77.4556
4425 | Covanta Fairfax Inc | 50658 | Covanta Fairfax Energy | IPP Non-CHP | VA | GEN1 | 62 | 49 | Municipal Solid Waste | MSW | ST | 3 | 1990 |  |  | (OP) Operating | [6 empty] | Fairfax | 38.695 | -77.2411
4425 | Covanta Fairfax Inc | 50658 | Covanta Fairfax Energy | IPP Non-CHP | VA | GEN2 | 62 | 49 | Municipal Solid Waste | MSW | ST | 3 | 1990 |  |  | (OP) Operating | [6 empty] | Fairfax | 38.695 | -77.2411
56316 | Covanta Tulsa Renewable Energy LLC | 50660 | Covanta Tulsa Renewable Energy LLC | Industrial CHP | OK | GEN1 | 16.8 | 15.6 | Municipal Solid Waste | MSW | ST | 1 | 1989 |  |  | (OP) Operating | [6 empty] | Tulsa | 36.1319 | -96.0181
13982 | Ogden Projects Inc-Haverhill | 50661 | Covanta Haverhill | IPP Non-CHP | MA | GEN1 | 46 | 42.8 | Municipal Solid Waste | MSW | ST | 5 | 1989 |  |  | (OP) Operating | [6 empty] | Essex | 42.765 | -71.1242
4487 | Covanta Onondega LP | 50662 | Onondaga County Resource Recovery | Commercial Non-CHP | NY | GEN1 | 39.5 | 30 | Municipal Solid Waste | MSW | ST | 11 | 1994 |  |  | (OP) Operating | [6 empty] | Onondaga | 43.0047 | -76.1149
4496 | Covanta Alexandria/Arlington | 50663 | Covanta Alexandria/Arlington Energy | Commercial Non-CHP | VA | GEN1 | 14.5 | 14.5 | Municipal Solid Waste | MSW | ST | 10 | 1987 |  |  | (OP) Operating | [6 empty] | Alexandria City | 38.8014 | -77.1288
4496 | Covanta Alexandria/Arlington | 50663 | Covanta Alexandria/Arlington Energy | Commercial Non-CHP | VA | GEN2 | 14.5 | 14.5 | Municipal Solid Waste | MSW | ST | 10 | 1987 |  |  | (OP) Operating | [6 empty] | Alexandria City | 38.8014 | -77.1288
14519 | Pasco County | 50666 | Pasco Cnty Solid Waste Resource Recovery | IPP Non-CHP | FL | GEN1 | 31.2 | 26 | Municipal Solid Waste | MSW | ST | 5 | 1991 |  |  | (OP) Operating | [6 empty] | Pasco | 28.3681 | -82.5583
14395 | Palm Springs City of | 50674 | Municipal Cogen Plant | Commercial Non-CHP | CA | GEN1A | 1.2 | 1.2 | Natural Gas Internal Combustion Engine | NG | IC | 11 | 2015 |  |  | (OP) Operating | [6 empty] | Riverside | 33.8247 | -116.5106
56838 | KEI (Maine) Power Management (III) LLC | 50688 | Gardiner | IPP Non-CHP | ME | GEN1 | 1 | 1 | Conventional Hydroelectric | WAT | HY | 7 | 1985 |  |  | (OP) Operating | [6 empty] | Kennebec | 44.2218 | -69.7857
2770 | Terra-Gen Operating Co LLC | 50690 | San Gorgonio Westwinds II LLC | IPP Non-CHP | CA | GEN1 | 43.4 | 43.4 | Onshore Wind Turbine | WND | WT | 6 | 1999 |  |  | (OP) Operating | [6 empty] | Riverside | 33.934 | -116.5781
14155 | Orange County Sanitation Dist | 50696 | Plant No 1 Orange County | Commercial CHP | CA | GEN1 | 2.5 | 2.4 | Other Waste Biomass | OBG | IC | 6 | 1993 |  |  | (OP) Operating | [6 empty] | Orange | 33.6942 | -117.9381
14155 | Orange County Sanitation Dist | 50696 | Plant No 1 Orange County | Commercial CHP | CA | GEN2 | 2.5 | 2.4 | Other Waste Biomass | OBG | IC | 6 | 1993 |  |  | (OP) Operating | [6 empty] | Orange | 33.6942 | -117.9381
14155 | Orange County Sanitation Dist | 50696 | Plant No 1 Orange County | Commercial CHP | CA | GEN3 | 2.5 | 2.4 | Other Waste Biomass | OBG | IC | 6 | 1993 |  |  | (OP) Operating | [6 empty] | Orange | 33.6942 | -117.9381
56837 | KEI (Maine) Power Management (II) LLC | 50699 | Pumpkin Hill | IPP Non-CHP | ME | GEN1 | 1 | 1 | Conventional Hydroelectric | WAT | HY | 3 | 1987 |  |  | (OP) Operating | [6 empty] | Penobscot | 45.1868 | -68.4649
15795 | William G. Reed Jr | 50700 | Lilliwaup Falls Generating | IPP Non-CHP | WA | 4735 | 0.2 | 0.2 | Conventional Hydroelectric | WAT | HY | 5 | 1986 |  |  | (OP) Operating | [6 empty] | Mason | 47.4706 | -123.1153
15795 | William G. Reed Jr | 50700 | Lilliwaup Falls Generating | IPP Non-CHP | WA | 4736 | 0.2 | 0.2 | Conventional Hydroelectric | WAT | HY | 5 | 1986 |  |  | (OP) Operating | [6 empty] | Mason | 47.4706 | -123.1153
15795 | William G. Reed Jr | 50700 | Lilliwaup Falls Generating | IPP Non-CHP | WA | 4737 | 0.2 | 0.2 | Conventional Hydroelectric | WAT | HY | 5 | 1986 |  |  | (OP) Operating | [6 empty] | Mason | 47.4706 | -123.1153
15795 | William G. Reed Jr | 50700 | Lilliwaup Falls Generating | IPP Non-CHP | WA | 4738 | 0.2 | 0.2 | Conventional Hydroelectric | WAT | HY | 5 | 1986 |  |  | (OP) Operating | [6 empty] | Mason | 47.4706 | -123.1153
15795 | William G. Reed Jr | 50700 | Lilliwaup Falls Generating | IPP Non-CHP | WA | 4739 | 0.2 | 0.2 | Conventional Hydroelectric | WAT | HY | 5 | 1986 |  |  | (OP) Operating | [6 empty] | Mason | 47.4706 | -123.1153
15795 | William G. Reed Jr | 50700 | Lilliwaup Falls Generating | IPP Non-CHP | WA | 4740 | 0.2 | 0.2 | Conventional Hydroelectric | WAT | HY | 5 | 1986 |  |  | (OP) Operating | [6 empty] | Mason | 47.4706 | -123.1153
15795 | William G. Reed Jr | 50700 | Lilliwaup Falls Generating | IPP Non-CHP | WA | 4741 | 0.2 | 0.2 | Conventional Hydroelectric | WAT | HY | 5 | 1986 |  |  | (OP) Operating | [6 empty] | Mason | 47.4706 | -123.1153
4211 | Consolidated Hydro NH, Inc | 50702 | Salmon Falls | IPP Non-CHP | ME | GEN1 | 0.4 | 0.4 | Conventional Hydroelectric | WAT | HY | 7 | 1986 |  |  | (OP) Operating | [6 empty] | York | 43.227 | -70.8109
4211 | Consolidated Hydro NH, Inc | 50702 | Salmon Falls | IPP Non-CHP | ME | GEN2 | 0.4 | 0.4 | Conventional Hydroelectric | WAT | HY | 7 | 1986 |  |  | (OP) Operating | [6 empty] | York | 43.227 | -70.8109
4211 | Consolidated Hydro NH, Inc | 50702 | Salmon Falls | IPP Non-CHP | ME | GEN3 | 0.4 | 0.4 | Conventional Hydroelectric | WAT | HY | 7 | 1986 |  |  | (OP) Operating | [6 empty] | York | 43.227 | -70.8109
17902 | Somersworth Hydro Company, Inc. | 50704 | Somersworth Lower Great Dam | IPP Non-CHP | NH | GEN1 | 1.3 | 1.2 | Conventional Hydroelectric | WAT | HY | 7 | 1985 |  |  | (OP) Operating | [6 empty] | Strafford | 43.2511 | -70.8408
30151 | Tri-State G & T Assn, Inc | 50707 | JM Shafer Generating Station | Electric Utility | CO | LMA | 58.5 | 31.8 | Natural Gas Fired Combined Cycle | NG | CT | 6 | 1994 |  |  | (OP) Operating | [6 empty] | Weld | 40.0986 | -104.7736
30151 | Tri-State G & T Assn, Inc | 50707 | JM Shafer Generating Station | Electric Utility | CO | LMB | 58.5 | 31.8 | Natural Gas Fired Combined Cycle | NG | CT | 6 | 1994 |  |  | (OP) Operating | [6 empty] | Weld | 40.0986 | -104.7736
30151 | Tri-State G & T Assn, Inc | 50707 | JM Shafer Generating Station | Electric Utility | CO | LMC | 58.5 | 31.8 | Natural Gas Fired Combined Cycle | NG | CT | 7 | 1994 |  |  | (OP) Operating | [6 empty] | Weld | 40.0986 | -104.7736
30151 | Tri-State G & T Assn, Inc | 50707 | JM Shafer Generating Station | Electric Utility | CO | LMD | 58.5 | 31.8 | Natural Gas Fired Combined Cycle | NG | CT | 7 | 1994 |  |  | (OP) Operating | [6 empty] | Weld | 40.0986 | -104.7736
30151 | Tri-State G & T Assn, Inc | 50707 | JM Shafer Generating Station | Electric Utility | CO | LME | 58.5 | 31.8 | Natural Gas Fired Combined Cycle | NG | CT | 7 | 1994 |  |  | (OP) Operating | [6 empty] | Weld | 40.0986 | -104.7736
30151 | Tri-State G & T Assn, Inc | 50707 | JM Shafer Generating Station | Electric Utility | CO | STA | 52.2 | 52 | Natural Gas Fired Combined Cycle | NG | CA | 6 | 1994 |  |  | (OP) Operating | [6 empty] | Weld | 40.0986 | -104.7736
30151 | Tri-State G & T Assn, Inc | 50707 | JM Shafer Generating Station | Electric Utility | CO | STB | 52.2 | 52 | Natural Gas Fired Combined Cycle | NG | CA | 6 | 1994 |  |  | (OP) Operating | [6 empty] | Weld | 40.0986 | -104.7736
18814 | Thermo Greeley LLC | 50709 | Thermo Greeley | IPP CHP | CO | GEN1 | 37 | 30.1 | Natural Gas Fired Combustion Turbine | NG | GT | 6 | 1996 |  |  | (OS) Out of service and NOT expected to return to service in next calendar year | [6 empty] | Weld | 40.4406 | -104.6863
19511 | University of Alaska | 50711 | University of Alaska Fairbanks | Commercial CHP | AK | GEN1 | 1.5 | 0.5 | Conventional Steam Coal | SUB | ST | 1 | 1964 |  |  | (OP) Operating | [6 empty] | Fairbanks North Star | 64.8542 | -147.8221
19511 | University of Alaska | 50711 | University of Alaska Fairbanks | Commercial CHP | AK | GEN2 | 1.5 | 0.5 | Conventional Steam Coal | SUB | ST | 1 | 1964 |  |  | (OP) Operating | [6 empty] | Fairbanks North Star | 64.8542 | -147.8221
19511 | University of Alaska | 50711 | University of Alaska Fairbanks | Commercial CHP | AK | GEN3 | 10 | 8.1 | Conventional Steam Coal | SUB | ST | 4 | 1981 |  |  | (OP) Operating | [6 empty] | Fairbanks North Star | 64.8542 | -147.8221
19511 | University of Alaska | 50711 | University of Alaska Fairbanks | Commercial CHP | AK | GEN4 | 9.6 | 9.6 | Petroleum Liquids | DFO | IC | 8 | 2000 |  |  | (OP) Operating | [6 empty] | Fairbanks North Star | 64.8542 | -147.8221
7601 | Green Mountain Power Corp | 50713 | Huntington Falls | Electric Utility | VT | GEN1 | 0.8 | 0.8 | Conventional Hydroelectric | WAT | HY | 10 | 1988 |  |  | (OP) Operating | [6 empty] | Addison | 44.0703 | -73.1961
7601 | Green Mountain Power Corp | 50713 | Huntington Falls | Electric Utility | VT | GEN2 | 0.8 | 0.8 | Conventional Hydroelectric | WAT | HY | 10 | 1988 |  |  | (OP) Operating | [6 empty] | Addison | 44.0703 | -73.1961
7601 | Green Mountain Power Corp | 50713 | Huntington Falls | Electric Utility | VT | GEN3 | 4.1 | 3.9 | Conventional Hydroelectric | WAT | HY | 10 | 1988 |  |  | (OP) Operating | [6 empty] | Addison | 44.0703 | -73.1961
22696 | Notch Butte Hydro Co Inc | 50718 | Notch Butte Hydro | IPP Non-CHP | ID | HYD1 | 1 | 1 | Conventional Hydroelectric | WAT | HY | 9 | 1986 |  |  | (OP) Operating | [6 empty] | Lincoln | 42.9544 | -114.4626
54843 | WM Illinois Renewable Energy LLC | 50721 | Tazewell Gas Recovery | IPP Non-CHP | IL | GEN1 | 0.8 | 0.8 | Landfill Gas | LFG | IC | 7 | 1989 |  |  | (OP) Operating | [6 empty] | Tazewell | 40.6817 | -89.5167
54843 | WM Illinois Renewable Energy LLC | 50721 | Tazewell Gas Recovery | IPP Non-CHP | IL | GEN2 | 0.8 | 0.8 | Landfill Gas | LFG | IC | 7 | 1989 |  |  | (OP) Operating | [6 empty] | Tazewell | 40.6817 | -89.5167
54843 | WM Illinois Renewable Energy LLC | 50721 | Tazewell Gas Recovery | IPP Non-CHP | IL | GEN3 | 0.8 | 0.8 | Landfill Gas | LFG | IC | 5 | 1999 |  |  | (OP) Operating | [6 empty] | Tazewell | 40.6817 | -89.5167
2836 | BP America Inc | 50722 | BP Naperville Cogeneration Facility | Industrial CHP | IL | GEN1 | 8.3 | 7 | Natural Gas Fired Combustion Turbine | NG | GT | 12 | 1990 |  |  | (OP) Operating | [6 empty] | DuPage | 41.8108 | -88.1486
19517 | United States Steel- Clairton | 50729 | Clairton Works | Industrial CHP | PA | GEN1 | 21 | 16 | Other Gases | OG | ST | 1 | 1955 |  |  | (OP) Operating | [6 empty] | Allegheny | 40.3097 | -79.8819
19517 | United States Steel- Clairton | 50729 | Clairton Works | Industrial CHP | PA | GEN3 | 10 | 6 | Other Gases | OG | ST | 1 | 1955 |  |  | (OP) Operating | [6 empty] | Allegheny | 40.3097 | -79.8819
19370 | United States Steel Corporation | 50730 | Fairfield Works | Industrial Non-CHP | AL | GEN1 | 20 | 20 | Other Gases | BFG | ST | 1 | 1928 |  |  | (OP) Operating | [6 empty] | Jefferson | 33.4885 | -86.9212
19370 | United States Steel Corporation | 50730 | Fairfield Works | Industrial Non-CHP | AL | GEN2 | 20 | 20 | Other Gases | BFG | ST | 1 | 1928 |  |  | (OP) Operating | [6 empty] | Jefferson | 33.4885 | -86.9212
19370 | United States Steel Corporation | 50730 | Fairfield Works | Industrial Non-CHP | AL | GEN3 | 20 | 20 | Other Gases | BFG | ST | 1 | 1941 |  |  | (OP) Operating | [6 empty] | Jefferson | 33.4885 | -86.9212
19370 | United States Steel Corporation | 50730 | Fairfield Works | Industrial Non-CHP | AL | GEN4 | 22 | 20 | Other Gases | BFG | ST | 6 | 1995 |  |  | (OP) Operating | [6 empty] | Jefferson | 33.4885 | -86.9212
19519 | United States Steel-Mon Valley | 50732 | Mon Valley Works | Industrial CHP | PA | GEN1 | 25 | 28 | Other Gases | BFG | ST | 6 | 1943 |  |  | (OA) Out of service but expected to return to service in next calendar year | [6 empty] | Allegheny | 40.3925 | -79.8564
19519 | United States Steel-Mon Valley | 50732 | Mon Valley Works | Industrial CHP | PA | GEN2 | 25 | 28 | Other Gases | BFG | ST | 6 | 1943 |  |  | (OP) Operating | [6 empty] | Allegheny | 40.3925 | -79.8564
19519 | United States Steel-Mon Valley | 50732 | Mon Valley Works | Industrial CHP | PA | GEN3 | 2.5 | 1.9 | Other Gases | BFG | ST | 2 | 2002 |  |  | (OP) Operating | [6 empty] | Allegheny | 40.3925 | -79.8564
19526 | United States Steel-Gary | 50733 | Gary Works | Industrial CHP | IN | STG1 | 161 | 161 | Other Gases | BFG | ST | 4 | 1997 |  |  | (OP) Operating | [6 empty] | Lake | 41.6224 | -87.3289
57182 | ReEnergy Sterling CT LP | 50736 | Exeter Energy LP | IPP Non-CHP | CT | GEN1 | 31.3 | 26 | All Other | TDF | ST | 6 | 1991 |  |  | (OS) Out of service and NOT expected to return to service in next calendar year | [6 empty] | Windham | 41.7124 | -71.8223
15085 | Pinetree Power Tamworth Inc | 50739 | Pinetree Power Tamworth | IPP Non-CHP | NH | GEN1 | 25 | 20 | Wood/Wood Waste Biomass | WDS | ST | 12 | 1987 |  |  | (OP) Operating | [6 empty] | Carroll | 43.8358 | -71.1967
15213 | Pontook Operating LP | 50741 | Pontook Hydro Facility | IPP Non-CHP | NH | GEN1 | 3.5 | 3.5 | Conventional Hydroelectric | WAT | HY | 12 | 1986 |  |  | (OP) Operating | [6 empty] | Coos | 44.6328 | -71.2474
15213 | Pontook Operating LP | 50741 | Pontook Hydro Facility | IPP Non-CHP | NH | GEN2 | 3.5 | 3.5 | Conventional Hydroelectric | WAT | HY | 12 | 1986 |  |  | (OP) Operating | [6 empty] | Coos | 44.6328 | -71.2474
15213 | Pontook Operating LP | 50741 | Pontook Hydro Facility | IPP Non-CHP | NH | GEN3 | 3.5 | 3.5 | Conventional Hydroelectric | WAT | HY | 12 | 1986 |  |  | (OP) Operating | [6 empty] | Coos | 44.6328 | -71.2474
18020 | Starrett City Inc | 50743 | Starrett City Cogen Facility | Commercial CHP | NY | GEN1 | 6 | 5.5 | Natural Gas Steam Turbine | NG | ST | 10 | 1974 |  |  | (OP) Operating |  |  | 0 |  |  | 0 | Kings | 40.6492 | -73.8792
18020 | Starrett City Inc | 50743 | Starrett City Cogen Facility | Commercial CHP | NY | GEN2 | 6 | 5.5 | Natural Gas Steam Turbine | NG | ST | 10 | 1974 |  |  | (OP) Operating | [6 empty] | Kings | 40.6492 | -73.8792
18020 | Starrett City Inc | 50743 | Starrett City Cogen Facility | Commercial CHP | NY | GEN3 | 2 | 2 | Petroleum Liquids | DFO | IC | 10 | 1974 |  |  | (SB) Standby/Backup: available for service but not normally used | [5 empty] | 0 | Kings | 40.6492 | -73.8792
18020 | Starrett City Inc | 50743 | Starrett City Cogen Facility | Commercial CHP | NY | GEN4 | 2 | 2 | Petroleum Liquids | DFO | IC | 10 | 1974 |  |  | (SB) Standby/Backup: available for service but not normally used | [5 empty] | 0 | Kings | 40.6492 | -73.8792
18020 | Starrett City Inc | 50743 | Starrett City Cogen Facility | Commercial CHP | NY | GEN5 | 2 | 2 | Petroleum Liquids | DFO | IC | 10 | 1974 |  |  | (SB) Standby/Backup: available for service but not normally used | [5 empty] | 0 | Kings | 40.6492 | -73.8792
14182 | Sterling Power Partners LP | 50744 | Sterling Power Plant | IPP Non-CHP | NY | GEN1 | 47.7 | 38.8 | Natural Gas Fired Combined Cycle | NG | CT | 6 | 1991 |  |  | (OP) Operating | [6 empty] | Oneida | 43.0803 | -75.601
14182 | Sterling Power Partners LP | 50744 | Sterling Power Plant | IPP Non-CHP | NY | GEN2 | 16.5 | 16 | Natural Gas Fired Combined Cycle | NG | CA | 7 | 1991 |  |  | (OP) Operating | [6 empty] | Oneida | 43.0803 | -75.601
14182 | Sterling Power Partners LP | 50744 | Sterling Power Plant | IPP Non-CHP | NY | GEN3 | 1.1 | 1.1 | Petroleum Liquids | DFO | IC | 6 | 1991 |  |  | (OP) Operating | [6 empty] | Oneida | 43.0803 | -75.601
2871 | OLS Energy-Agnews Inc. | 50748 | Agnews Power Plant | IPP Non-CHP | CA | GEN1 | 24.4 | 24.4 | Natural Gas Fired Combined Cycle | NG | CT | 11 | 1990 |  |  | (OP) Operating | [6 empty] | Santa Clara | 37.4058 | -121.9272
2871 | OLS Energy-Agnews Inc. | 50748 | Agnews Power Plant | IPP Non-CHP | CA | GEN2 | 7.6 | 7.3 | Natural Gas Fired Combined Cycle | NG | CA | 11 | 1990 |  |  | (OP) Operating | [6 empty] | Santa Clara | 37.4058 | -121.9272
23005 | Aera Energy LLC-Coalinga | 50750 | Coalinga Cogeneration Facility | Industrial CHP | CA | GEN1 | 3.4 | 3.2 | Natural Gas Fired Combustion Turbine | NG | GT | 6 | 1988 |  |  | (OP) Operating | [6 empty] | Fresno | 36.1703 | -120.3641
23005 | Aera Energy LLC-Coalinga | 50750 | Coalinga Cogeneration Facility | Industrial CHP | CA | GEN2 | 3.4 | 3.2 | Natural Gas Fired Combustion Turbine | NG | GT | 6 | 1988 |  |  | (OP) Operating | [6 empty] | Fresno | 36.1703 | -120.3641
54713 | Chevron USA Inc | 50751 | Southeast Kern River Cogen | Industrial CHP | CA | GTG1 | 24 | 20.8 | Natural Gas Fired Combustion Turbine | NG | GT | 2 | 1989 |  |  | (OP) Operating | [6 empty] | Kern | 35.4206 | -118.9644
54713 | Chevron USA Inc | 50751 | Southeast Kern River Cogen | Industrial CHP | CA | GTG2 | 3.4 | 3 | Natural Gas Fired Combustion Turbine | NG | GT | 2 | 1989 |  |  | (OS) Out of service and NOT expected to return to service in next calendar year | [6 empty] | Kern | 35.4206 | -118.9644
54713 | Chevron USA Inc | 50751 | Southeast Kern River Cogen | Industrial CHP | CA | GTG3 | 3.4 | 3 | Natural Gas Fired Combustion Turbine | NG | GT | 2 | 1989 |  |  | (OS) Out of service and NOT expected to return to service in next calendar year | [6 empty] | Kern | 35.4206 | -118.9644
164 | AERA Energy LLC | 50752 | South Belridge Cogeneration Facility | Industrial CHP | CA | GEN1 | 31.4 | 19 | Natural Gas Fired Combustion Turbine | NG | GT | 12 | 1985 |  |  | (OP) Operating | [6 empty] | Kern | 35.4386 | -119.7075
164 | AERA Energy LLC | 50752 | South Belridge Cogeneration Facility | Industrial CHP | CA | GEN2 | 31.4 | 19 | Natural Gas Fired Combustion Turbine | NG | GT | 12 | 1985 |  |  | (OP) Operating | [6 empty] | Kern | 35.4386 | -119.7075
164 | AERA Energy LLC | 50752 | South Belridge Cogeneration Facility | Industrial CHP | CA | GEN3 | 31.4 | 19 | Natural Gas Fired Combustion Turbine | NG | GT | 12 | 1986 |  |  | (OP) Operating | [6 empty] | Kern | 35.4386 | -119.7075
13938 | Oak Creek Energy System Inc II | 50754 | Oak Creek Energy Systems I | IPP Non-CHP | CA | GEN1 | 3.5 | 3.5 | Onshore Wind Turbine | WND | WT | 6 | 1982 |  |  | (OP) Operating | [6 empty] | Kern | 35.0439 | -118.2764
13938 | Oak Creek Energy System Inc II | 50754 | Oak Creek Energy Systems I | IPP Non-CHP | CA | GEN2 | 4.2 | 4.2 | Onshore Wind Turbine | WND | WT | 12 | 1993 |  |  | (OP) Operating | [6 empty] | Kern | 35.0439 | -118.2764
13938 | Oak Creek Energy System Inc II | 50754 | Oak Creek Energy Systems I | IPP Non-CHP | CA | GEN3 | 23.1 | 23.1 | Onshore Wind Turbine | WND | WT | 6 | 1999 |  |  | (OP) Operating | [6 empty] | Kern | 35.0439 | -118.2764
13938 | Oak Creek Energy System Inc II | 50754 | Oak Creek Energy Systems I | IPP Non-CHP | CA | GEN4 | 3.7 | 3.7 | Onshore Wind Turbine | WND | WT | 6 | 1999 |  |  | (OP) Operating | [6 empty] | Kern | 35.0439 | -118.2764
12745 | Modesto Irrigation District | 50755 | New Hogan Power Plant | Electric Utility | CA | GEN1 | 2 | 1.9 | Conventional Hydroelectric | WAT | HY | 4 | 1989 |  |  | (OP) Operating | [6 empty] | Calaveras | 38.1496 | -120.8149
12745 | Modesto Irrigation District | 50755 | New Hogan Power Plant | Electric Utility | CA | GEN2 | 1 | 0.9 | Conventional Hydroelectric | WAT | HY | 4 | 1989 |  |  | (OP) Operating | [6 empty] | Calaveras | 38.1496 | -120.8149
19013 | Topsham Hydro Partners | 50758 | Pejepscot Hydroelectric Project | IPP Non-CHP | ME | GEN1 | 12.3 | 11.7 | Conventional Hydroelectric | WAT | HY | 11 | 1987 |  |  | (OP) Operating | [6 empty] | Sagadahoc | 43.9574 | -70.0242
19013 | Topsham Hydro Partners | 50758 | Pejepscot Hydroelectric Project | IPP Non-CHP | ME | GEN2 | 0.4 | 0.4 | Conventional Hydroelectric | WAT | HY | 11 | 1987 |  |  | (OP) Operating | [6 empty] | Sagadahoc | 43.9574 | -70.0242
19013 | Topsham Hydro Partners | 50758 | Pejepscot Hydroelectric Project | IPP Non-CHP | ME | GEN3 | 0.5 | 0.5 | Conventional Hydroelectric | WAT | HY | 11 | 1987 |  |  | (OP) Operating | [6 empty] | Sagadahoc | 43.9574 | -70.0242
19013 | Topsham Hydro Partners | 50758 | Pejepscot Hydroelectric Project | IPP Non-CHP | ME | GEN4 | 0.5 | 0.5 | Conventional Hydroelectric | WAT | HY | 11 | 1987 |  |  | (OP) Operating | [6 empty] | Sagadahoc | 43.9574 | -70.0242
57144 | Northbrook Carthage LLC | 50759 | West End Dam Hydroelectric Project | IPP Non-CHP | NY | GEN1 | 2.2 | 2.1 | Conventional Hydroelectric | WAT | HY | 10 | 1985 |  |  | (OP) Operating | [6 empty] | Jefferson | 43.9829 | -75.6206
57144 | Northbrook Carthage LLC | 50759 | West End Dam Hydroelectric Project | IPP Non-CHP | NY | GEN2 | 2.2 | 2.1 | Conventional Hydroelectric | WAT | HY | 10 | 1985 |  |  | (OP) Operating | [6 empty] | Jefferson | 43.9829 | -75.6206
34691 | Ormat Nevada Inc | 50762 | Ormesa IH | IPP Non-CHP | CA | OE11 | 1.2 | 0.6 | Geothermal | GEO | ST | 12 | 1989 |  |  | (OP) Operating | [6 empty] | Imperial | 32.7842 | -115.2475
34691 | Ormat Nevada Inc | 50762 | Ormesa IH | IPP Non-CHP | CA | OE12 | 1.2 | 0.6 | Geothermal | GEO | ST | 12 | 1989 |  |  | (OP) Operating | [6 empty] | Imperial | 32.7842 | -115.2475
34691 | Ormat Nevada Inc | 50762 | Ormesa IH | IPP Non-CHP | CA | OE14 | 1.2 | 0.6 | Geothermal | GEO | ST | 12 | 1989 |  |  | (OP) Operating | [6 empty] | Imperial | 32.7842 | -115.2475
34691 | Ormat Nevada Inc | 50762 | Ormesa IH | IPP Non-CHP | CA | OE15 | 1.2 | 0.6 | Geothermal | GEO | ST | 12 | 1989 |  |  | (OP) Operating | [6 empty] | Imperial | 32.7842 | -115.2475
34691 | Ormat Nevada Inc | 50762 | Ormesa IH | IPP Non-CHP | CA | OE21 | 1.2 | 0.6 | Geothermal | GEO | ST | 12 | 1989 |  |  | (OP) Operating | [6 empty] | Imperial | 32.7842 | -115.2475
34691 | Ormat Nevada Inc | 50762 | Ormesa IH | IPP Non-CHP | CA | OE22 | 1.2 | 0.6 | Geothermal | GEO | ST | 12 | 1989 |  |  | (OP) Operating | [6 empty] | Imperial | 32.7842 | -115.2475
34691 | Ormat Nevada Inc | 50762 | Ormesa IH | IPP Non-CHP | CA | OE24 | 1.2 | 0.6 | Geothermal | GEO | ST | 12 | 1989 |  |  | (OP) Operating | [6 empty] | Imperial | 32.7842 | -115.2475
34691 | Ormat Nevada Inc | 50762 | Ormesa IH | IPP Non-CHP | CA | OE25 | 1.2 | 0.6 | Geothermal | GEO | ST | 12 | 1989 |  |  | (OP) Operating | [6 empty] | Imperial | 32.7842 | -115.2475
34691 | Ormat Nevada Inc | 50763 | Steamboat 1 | IPP Non-CHP | NV | OE11 | 1.2 | 0.9 | Geothermal | GEO | BT | 11 | 1986 |  |  | (OS) Out of service and NOT expected to return to service in next calendar year | [6 empty] | Washoe | 39.3939 | -119.7537
34691 | Ormat Nevada Inc | 50763 | Steamboat 1 | IPP Non-CHP | NV | OE12 | 1.2 | 0.9 | Geothermal | GEO | BT | 11 | 1986 |  |  | (OS) Out of service and NOT expected to return to service in next calendar year | [6 empty] | Washoe | 39.3939 | -119.7537
34691 | Ormat Nevada Inc | 50763 | Steamboat 1 | IPP Non-CHP | NV | OE13 | 1.2 | 0.9 | Geothermal | GEO | BT | 11 | 1986 |  |  | (OS) Out of service and NOT expected to return to service in next calendar year | [6 empty] | Washoe | 39.3939 | -119.7537
34691 | Ormat Nevada Inc | 50763 | Steamboat 1 | IPP Non-CHP | NV | OE14 | 1.2 | 0.9 | Geothermal | GEO | BT | 11 | 1986 |  |  | (OS) Out of service and NOT expected to return to service in next calendar year | [6 empty] | Washoe | 39.3939 | -119.7537
34691 | Ormat Nevada Inc | 50763 | Steamboat 1 | IPP Non-CHP | NV | OE21 | 1.2 | 0.9 | Geothermal | GEO | BT | 11 | 1986 |  |  | (OS) Out of service and NOT expected to return to service in next calendar year | [6 empty] | Washoe | 39.3939 | -119.7537
34691 | Ormat Nevada Inc | 50763 | Steamboat 1 | IPP Non-CHP | NV | OE22 | 1.2 | 0.9 | Geothermal | GEO | BT | 11 | 1986 |  |  | (OS) Out of service and NOT expected to return to service in next calendar year | [6 empty] | Washoe | 39.3939 | -119.7537
34691 | Ormat Nevada Inc | 50763 | Steamboat 1 | IPP Non-CHP | NV | OE23 | 1.2 | 0.9 | Geothermal | GEO | BT | 11 | 1986 |  |  | (OS) Out of service and NOT expected to return to service in next calendar year | [6 empty] | Washoe | 39.3939 | -119.7537
50131 | Enel Stillwater LLC | 50765 | Stillwater Facility | IPP Non-CHP | NV | 1 | 22 | 21.8 | Solar Photovoltaic | SUN | PV | 4 | 2012 |  |  | (OP) Operating | [6 empty] | Churchill | 39.5475 | -118.5556
50131 | Enel Stillwater LLC | 50765 | Stillwater Facility | IPP Non-CHP | NV | 1-1 | 11.8 | 10.1 | Geothermal | GEO | BT | 3 | 2009 |  |  | (OP) Operating | [6 empty] | Churchill | 39.5475 | -118.5556
50131 | Enel Stillwater LLC | 50765 | Stillwater Facility | IPP Non-CHP | NV | 1-2 | 11.8 | 10.1 | Geothermal | GEO | BT | 3 | 2009 |  |  | (OP) Operating | [6 empty] | Churchill | 39.5475 | -118.5556
50131 | Enel Stillwater LLC | 50765 | Stillwater Facility | IPP Non-CHP | NV | 2-1 | 11.8 | 10.1 | Geothermal | GEO | BT | 3 | 2009 |  |  | (OP) Operating | [6 empty] | Churchill | 39.5475 | -118.5556
50131 | Enel Stillwater LLC | 50765 | Stillwater Facility | IPP Non-CHP | NV | 2-2 | 11.8 | 10.1 | Geothermal | GEO | BT | 3 | 2009 |  |  | (OP) Operating | [6 empty] | Churchill | 39.5475 | -118.5556
34691 | Ormat Nevada Inc | 50766 | Ormesa I | IPP Non-CHP | CA | ITLU1 | 12 | 11.5 | Geothermal | GEO | ST | 6 | 2003 |  |  | (OP) Operating | [6 empty] | Imperial | 32.8156 | -115.2568
34691 | Ormat Nevada Inc | 50766 | Ormesa I | IPP Non-CHP | CA | ITLU2 | 12 | 8.5 | Geothermal | GEO | ST | 7 | 2003 |  |  | (OP) Operating | [6 empty] | Imperial | 32.8156 | -115.2568
34691 | Ormat Nevada Inc | 50766 | Ormesa I | IPP Non-CHP | CA | OE31 | 1.2 | 0.7 | Geothermal | GEO | ST | 12 | 1986 |  |  | (OP) Operating | [6 empty] | Imperial | 32.8156 | -115.2568
34691 | Ormat Nevada Inc | 50766 | Ormesa I | IPP Non-CHP | CA | OE32 | 1.2 | 0.7 | Geothermal | GEO | ST | 12 | 1986 |  |  | (OP) Operating | [6 empty] | Imperial | 32.8156 | -115.2568
57184 | Ampersand Mount Ida Hydro LLC | 50768 | Forestport | IPP Non-CHP | NY | 1 | 3.4 | 3.4 | Conventional Hydroelectric | WAT | HY | 12 | 1987 |  |  | (OP) Operating | [6 empty] | Oneida | 43.4425 | -75.2159
19781 | Viking Energy Corp | 50770 | Viking Energy of McBain | IPP Non-CHP | MI | GEN1 | 18 | 16.3 | Wood/Wood Waste Biomass | WDS | ST | 12 | 1988 |  |  | (OP) Operating | [6 empty] | Missaukee | 44.204 | -85.2206
19900 | Viking Energy Corp | 50771 | Viking Energy of Northumberland | IPP CHP | PA | GEN1 | 18 | 16.2 | Wood/Wood Waste Biomass | WDS | ST | 11 | 1988 |  |  | (OA) Out of service but expected to return to service in next calendar year | [6 empty] | Northumberland | 40.9172 | -76.8146
19781 | Viking Energy Corp | 50772 | Viking Energy of Lincoln | IPP Non-CHP | MI | GEN1 | 18 | 16.3 | Wood/Wood Waste Biomass | WDS | ST | 1 | 1989 |  |  | (OP) Operating | [6 empty] | Alcona | 44.68 | -83.4167
54827 | Telogia Power LLC | 50774 | Telogia Power | IPP Non-CHP | FL | GEN1 | 14 | 13.7 | Wood/Wood Waste Biomass | WDS | ST | 7 | 1986 |  |  | (OP) Operating | [6 empty] | Liberty | 30.3349 | -84.8182
14432 | Panther Creek Power Operating, LLC | 50776 | Panther Creek Energy Facility | IPP Non-CHP | PA | GEN1 | 94 | 83 | Conventional Steam Coal | WC | ST | 7 | 1992 |  |  | (OP) Operating | [6 empty] | Carbon | 40.8556 | -75.8781
55914 | GE Energy Financial Services | 50799 | Parlin Power Plant | IPP Non-CHP | NJ | GEN1 | 45.9 | 35.9 | Natural Gas Fired Combined Cycle | NG | CT | 6 | 1991 |  |  | (OP) Operating | [6 empty] | Middlesex | 40.4607 | -74.3272
55914 | GE Energy Financial Services | 50799 | Parlin Power Plant | IPP Non-CHP | NJ | GEN2 | 45.9 | 37.5 | Natural Gas Fired Combined Cycle | NG | CT | 6 | 1991 |  |  | (OP) Operating | [6 empty] | Middlesex | 40.4607 | -74.3272
55914 | GE Energy Financial Services | 50799 | Parlin Power Plant | IPP Non-CHP | NJ | GEN3 | 21.6 | 20.6 | Natural Gas Fired Combined Cycle | NG | CA | 6 | 1991 |  |  | (OP) Operating | [6 empty] | Middlesex | 40.4607 | -74.3272
55914 | GE Energy Financial Services | 50799 | Parlin Power Plant | IPP Non-CHP | NJ | GEN4 | 21.6 | 20.6 | Natural Gas Fired Combined Cycle | NG | CA | 6 | 1991 |  |  | (OP) Operating | [6 empty] | Middlesex | 40.4607 | -74.3272
18153 | RockTenn-Uncasville | 50801 | Uncasville Mill | Industrial CHP | CT | GEN1 | 2.8 | 1.3 | Natural Gas Steam Turbine | NG | ST | 6 | 1990 |  |  | (OP) Operating | [6 empty] | New London | 41.4336 | -72.0983
27718 | RockTenn-Seminole | 50803 | Seminole Mill | Industrial CHP | FL | GEN3 | 30 | 13 | Natural Gas Steam Turbine | NG | ST | 2 | 1957 |  |  | (OP) Operating | [6 empty] | Duval | 30.4178 | -81.5978
20505 | Weyerhaeuser NR Port Wentworth | 50804 | Port Wentworth Mill | Industrial CHP | GA | GEN4 | 47.3 | 17 | Wood/Wood Waste Biomass | BLQ | ST | 8 | 1991 |  |  | (OP) Operating | [6 empty] | Chatham | 32.1561 | -81.1586
20505 | Weyerhaeuser NR Port Wentworth | 50804 | Port Wentworth Mill | Industrial CHP | GA | GEN5 | 25 | 22 | Wood/Wood Waste Biomass | BLQ | ST | 1 | 2004 |  |  | (OP) Operating |  |  |  | 2017 | 5 | 1 | Chatham | 32.1561 | -81.1586
18162 | WestRock-Florence | 50806 | Florence Mill | Industrial CHP | SC | GEN1 | 12.5 | 12.5 | Wood/Wood Waste Biomass | BLQ | ST | 11 | 1963 |  |  | (OP) Operating | [6 empty] | Florence | 34.1497 | -79.5606
18162 | WestRock-Florence | 50806 | Florence Mill | Industrial CHP | SC | GEN2 | 16 | 16 | Wood/Wood Waste Biomass | BLQ | ST | 11 | 1974 |  |  | (OP) Operating | [6 empty] | Florence | 34.1497 | -79.5606
18162 | WestRock-Florence | 50806 | Florence Mill | Industrial CHP | SC | GEN3 | 79.1 | 74.8 | Wood/Wood Waste Biomass | WDS | ST | 3 | 1987 |  |  | (OP) Operating | [6 empty] | Florence | 34.1497 | -79.5606
18157 | WestRock Corp-Panama City | 50807 | WestRock Panama City Mill | Industrial CHP | FL | GEN3 | 4 | 4 | Wood/Wood Waste Biomass | BLQ | ST | 5 | 1930 |  |  | (OP) Operating | [6 empty] | Bay | 30.142 | -85.6211
18157 | WestRock Corp-Panama City | 50807 | WestRock Panama City Mill | Industrial CHP | FL | GEN4 | 10 | 10 | Wood/Wood Waste Biomass | BLQ | ST | 3 | 1949 |  |  | (OP) Operating | [6 empty] | Bay | 30.142 | -85.6211
18157 | WestRock Corp-Panama City | 50807 | WestRock Panama City Mill | Industrial CHP | FL | GEN6 | 20 | 21.8 | Wood/Wood Waste Biomass | WDS | ST | 3 | 1956 |  |  | (OP) Operating | [6 empty] | Bay | 30.142 | -85.6211
18155 | Westrock (LA) | 50810 | Westrock Hodge (LA) | Industrial CHP | LA | NO 6 | 5 | 5 | Wood/Wood Waste Biomass | BLQ | ST | 12 | 1952 |  |  | (OS) Out of service and NOT expected to return to service in next calendar year | [6 empty] | JACKSON | 32.2752 | -92.7277
18155 | Westrock (LA) | 50810 | Westrock Hodge (LA) | Industrial CHP | LA | NO 7 | 15.6 | 15.6 | Wood/Wood Waste Biomass | BLQ | ST | 8 | 1957 |  |  | (OP) Operating | [6 empty] | JACKSON | 32.2752 | -92.7277
18155 | Westrock (LA) | 50810 | Westrock Hodge (LA) | Industrial CHP | LA | NO 8 | 27.5 | 27.5 | Wood/Wood Waste Biomass | BLQ | ST | 8 | 1972 |  |  | (OP) Operating | [6 empty] | JACKSON | 32.2752 | -92.7277
18155 | Westrock (LA) | 50810 | Westrock Hodge (LA) | Industrial CHP | LA | NO 9 | 23.3 | 23.3 | Wood/Wood Waste Biomass | BLQ | ST | 10 | 1972 |  |  | (OP) Operating | [6 empty] | JACKSON | 32.2752 | -92.7277
18147 | RockTenn-Hopewell | 50813 | Hopewell Mill | Industrial CHP | VA | GEN1 | 47.6 | 40.7 | Wood/Wood Waste Biomass | BLQ | ST | 12 | 1980 |  |  | (OP) Operating | [6 empty] | Hopewell City | 37.2914 | -77.2816
55879 | Optim Energy LLC | 50815 | Optim Energy Altura Cogen LLC | IPP CHP | TX | GEN1 | 84.9 | 69.7 | Natural Gas Fired Combined Cycle | NG | CT | 11 | 1985 |  |  | (OP) Operating | [6 empty] | Harris | 29.8161 | -95.1077
55879 | Optim Energy LLC | 50815 | Optim Energy Altura Cogen LLC | IPP CHP | TX | GEN2 | 84.9 | 69.7 | Natural Gas Fired Combined Cycle | NG | CT | 12 | 1985 |  |  | (OP) Operating | [6 empty] | Harris | 29.8161 | -95.1077
55879 | Optim Energy LLC | 50815 | Optim Energy Altura Cogen LLC | IPP CHP | TX | GEN3 | 84.9 | 70 | Natural Gas Fired Combined Cycle | NG | CT | 12 | 1985 |  |  | (OP) Operating | [6 empty] | Harris | 29.8161 | -95.1077
55879 | Optim Energy LLC | 50815 | Optim Energy Altura Cogen LLC | IPP CHP | TX | GEN4 | 84.9 | 69.9 | Natural Gas Fired Combined Cycle | NG | CT | 3 | 1986 |  |  | (OP) Operating | [6 empty] | Harris | 29.8161 | -95.1077
55879 | Optim Energy LLC | 50815 | Optim Energy Altura Cogen LLC | IPP CHP | TX | GEN5 | 84.9 | 68.3 | Natural Gas Fired Combined Cycle | NG | CT | 4 | 1986 |  |  | (OP) Operating | [6 empty] | Harris | 29.8161 | -95.1077
55879 | Optim Energy LLC | 50815 | Optim Energy Altura Cogen LLC | IPP CHP | TX | GEN6 | 129.2 | 120 | Natural Gas Fired Combined Cycle | NG | CA | 4 | 1986 |  |  | (OP) Operating | [6 empty] | Harris | 29.8161 | -95.1077
55879 | Optim Energy LLC | 50815 | Optim Energy Altura Cogen LLC | IPP CHP | TX | GEN7 | 89.9 | 68.9 | Natural Gas Fired Combined Cycle | NG | CT | 6 | 1995 |  |  | (OP) Operating | [6 empty] | Harris | 29.8161 | -95.1077
59099 | New Dimension Energy Company, LLC | 50818 | Dyer Road | IPP Non-CHP | CA | GEN1 | 10.5 | 10.5 | Onshore Wind Turbine | WND | WT | 12 | 1983 | 12 | 2017 | (OP) Operating | [6 empty] | San Joaquin | 37.7392 | -121.4322
59901 | Yavi Energy LLC | 50820 | East Winds Project | IPP Non-CHP | CA | GEN1 | 3 | 3 | Onshore Wind Turbine | WND | WT | 1 | 1985 |  |  | (OP) Operating | [6 empty] | Riverside | 33.8909 | -116.5415
2770 | Terra-Gen Operating Co LLC | 50821 | Mojave 16 | IPP Non-CHP | CA | GEN1 | 30 | 30 | Onshore Wind Turbine | WND | WT | 12 | 1989 |  |  | (OP) Operating | [6 empty] | Kern | 35.05 | -118.2572
2770 | Terra-Gen Operating Co LLC | 50822 | Mojave 17 | IPP Non-CHP | CA | GEN1 | 25 | 25 | Onshore Wind Turbine | WND | WT | 11 | 1989 |  |  | (OP) Operating | [6 empty] | Kern | 35.05 | -118.2572
2770 | Terra-Gen Operating Co LLC | 50823 | Mojave 18 | IPP Non-CHP | CA | GEN1 | 30 | 30 | Onshore Wind Turbine | WND | WT | 12 | 1989 |  |  | (OP) Operating | [6 empty] | Kern | 35.05 | -118.2564
19314 | Twin Falls Hydro Associates LP | 50827 | Twin Falls Hydro | IPP Non-CHP | WA | UNI1 | 12 | 11.4 | Conventional Hydroelectric | WAT | HY | 12 | 1989 |  |  | (OP) Operating | [6 empty] | King | 47.4446 | -121.6878
19314 | Twin Falls Hydro Associates LP | 50827 | Twin Falls Hydro | IPP Non-CHP | WA | UNI2 | 12 | 11.4 | Conventional Hydroelectric | WAT | HY | 12 | 1989 |  |  | (OP) Operating | [6 empty] | King | 47.4446 | -121.6878
13876 | Nove Investments I LLC | 50831 | Nove Power Plant | IPP Non-CHP | CA | GEN1 | 1 | 1 | Landfill Gas | LFG | IC | 12 | 1985 |  |  | (OP) Operating | [6 empty] | Contra Costa | 37.9676 | -122.382
13876 | Nove Investments I LLC | 50831 | Nove Power Plant | IPP Non-CHP | CA | GEN2 | 1 | 1 | Landfill Gas | LFG | IC | 5 | 1987 |  |  | (OP) Operating | [6 empty] | Contra Costa | 37.9676 | -122.382
13876 | Nove Investments I LLC | 50831 | Nove Power Plant | IPP Non-CHP | CA | GEN3 | 1 | 1 | Landfill Gas | LFG | IC | 12 | 1985 |  |  | (OP) Operating | [6 empty] | Contra Costa | 37.9676 | -122.382
3477 | City of Chicopee - (MA) | 50832 | Chicopee Hydroelectric Station | Electric Utility | MA | 1 | 1.2 | 1.2 | Conventional Hydroelectric | WAT | HY | 5 | 1985 |  |  | (OP) Operating | [6 empty] | HAMPDEN | 42.1596 | -72.5828
3477 | City of Chicopee - (MA) | 50832 | Chicopee Hydroelectric Station | Electric Utility | MA | 2 | 1.2 | 1.2 | Conventional Hydroelectric | WAT | HY | 5 | 1985 |  |  | (OP) Operating | [6 empty] | HAMPDEN | 42.1596 | -72.5828
18414 | TES Filer City Station LP | 50835 | TES Filer City Station | IPP CHP | MI | GEN1 | 70 | 60 | Conventional Steam Coal | BIT | ST | 5 | 1990 |  |  | (OP) Operating | [6 empty] | Manistee | 44.2173 | -86.2891
16899 | SERRF Joint Powers Authority | 50837 | Southeast Resource Recovery | IPP CHP | CA | GEN1 | 35.6 | 28 | Municipal Solid Waste | MSW | ST | 7 | 1988 |  |  | (OP) Operating | [6 empty] | Los Angeles | 33.7592 | -118.2399
56097 | Noranda Alumina LLC | 50846 | Noranda Alumina LLC | Industrial CHP | LA | GT3 | 16 | 15 | Natural Gas Fired Combustion Turbine | NG | GT | 4 | 1969 |  |  | (OS) Out of service and NOT expected to return to service in next calendar year | [6 empty] | St James | 30.054 | -90.6693
56097 | Noranda Alumina LLC | 50846 | Noranda Alumina LLC | Industrial CHP | LA | GT4 | 24.7 | 21 | Natural Gas Fired Combustion Turbine | NG | GT | 4 | 1974 |  |  | (OP) Operating | [6 empty] | St James | 30.054 | -90.6693
56097 | Noranda Alumina LLC | 50846 | Noranda Alumina LLC | Industrial CHP | LA | ST1 | 18.7 | 17 | Natural Gas Steam Turbine | NG | ST | 2 | 1958 |  |  | (OP) Operating | [6 empty] | St James | 30.054 | -90.6693
56097 | Noranda Alumina LLC | 50846 | Noranda Alumina LLC | Industrial CHP | LA | ST2 | 18.7 | 17 | Natural Gas Steam Turbine | NG | ST | 2 | 1958 |  |  | (OP) Operating | [6 empty] | St James | 30.054 | -90.6693
56097 | Noranda Alumina LLC | 50846 | Noranda Alumina LLC | Industrial CHP | LA | ST3 | 7.2 | 6 | Natural Gas Steam Turbine | NG | ST | 2 | 1969 |  |  | (OP) Operating | [6 empty] | St James | 30.054 | -90.6693
49905 | Olympus Power | 50849 | PE Berkeley | Commercial CHP | CA | GEN1 | 23 | 21 | Natural Gas Fired Combined Cycle | NG | CT | 6 | 1987 |  |  | (OP) Operating | [6 empty] | Alameda | 37.8703 | -122.2634
49905 | Olympus Power | 50849 | PE Berkeley | Commercial CHP | CA | GEN2 | 5.5 | 2 | Natural Gas Fired Combined Cycle | NG | CA | 6 | 1987 |  |  | (OP) Operating | [6 empty] | Alameda | 37.8703 | -122.2634
14265 | OLS Energy-Chino | 50850 | OLS Energy Chino | IPP CHP | CA | GEN1 | 23.5 | 22.5 | Natural Gas Fired Combined Cycle | NG | CT | 12 | 1987 |  |  | (OP) Operating | [6 empty] | San Bernardino | 33.9896 | -117.6809
14265 | OLS Energy-Chino | 50850 | OLS Energy Chino | IPP CHP | CA | GEN2 | 7.3 | 6.5 | Natural Gas Fired Combined Cycle | NG | CA | 12 | 1987 |  |  | (OP) Operating | [6 empty] | San Bernardino | 33.9896 | -117.6809
56835 | CSUCI Site Authority | 50851 | CSUCI Site Authority | IPP CHP | CA | GEN1 | 23.5 | 21.5 | Natural Gas Fired Combined Cycle | NG | CT | 3 | 1988 |  |  | (OP) Operating | [6 empty] | Ventura | 34.162 | -119.0479
56835 | CSUCI Site Authority | 50851 | CSUCI Site Authority | IPP CHP | CA | GEN2 | 7.6 | 6.8 | Natural Gas Fired Combined Cycle | NG | CA | 3 | 1988 |  |  | (OP) Operating | [6 empty] | Ventura | 34.162 | -119.0479
56516 | Morris Energy Operations Company, LLC | 50852 | Elmwood Energy Holdings LLC | IPP Non-CHP | NJ | GEN1 | 59 | 71 | Natural Gas Fired Combined Cycle | NG | CT | 4 | 1989 |  |  | (OP) Operating | [6 empty] | Bergen | 40.9053 | -74.1304
56516 | Morris Energy Operations Company, LLC | 50852 | Elmwood Energy Holdings LLC | IPP Non-CHP | NJ | GEN2 | 24 |  | Natural Gas Fired Combined Cycle | NG | CA | 5 | 1989 |  |  | (OP) Operating | [6 empty] | Bergen | 40.9053 | -74.1304
8633 | Hillsborough County | 50858 | Hillsborough County Resource Recovery | IPP Non-CHP | FL | GEN1 | 29 | 26 | Municipal Solid Waste | MSW | ST | 4 | 1987 |  |  | (OP) Operating | [6 empty] | Hillsborough | 27.9549 | -82.3405
8633 | Hillsborough County | 50858 | Hillsborough County Resource Recovery | IPP Non-CHP | FL | GEN2 | 18 | 16 | Municipal Solid Waste | MSW | ST | 6 | 2009 |  |  | (OP) Operating | [6 empty] | Hillsborough | 27.9549 | -82.3405
4447 | Covanta Lancaster Inc | 50859 | Lancaster County Resource Recovery | IPP Non-CHP | PA | GEN1 | 35.7 | 32.4 | Municipal Solid Waste | MSW | ST | 12 | 1990 |  |  | (OP) Operating | [6 empty] | Lancaster | 40.0711 | -76.6436
10162 | Kent County | 50860 | Kent County Waste to Energy Facility | Commercial Non-CHP | MI | GEN1 | 18 | 15.7 | Municipal Solid Waste | MSW | ST | 10 | 1989 |  |  | (OP) Operating | [6 empty] | Kent | 42.9496 | -85.6932
16636 | Sargent Canyon Cogeneration Co | 50864 | Sargent Canyon Cogeneration | IPP CHP | CA | K100 | 38.2 | 30 | Natural Gas Fired Combustion Turbine | NG | GT | 11 | 1991 |  |  | (OP) Operating | [6 empty] | Monterey | 35.9359 | -120.8408
16506 | Salinas River Cogeneration Co | 50865 | Salinas River Cogeneration | IPP CHP | CA | K100 | 38.9 | 33 | Natural Gas Fired Combustion Turbine | NG | GT | 11 | 1991 |  |  | (OP) Operating | [6 empty] | Monterey | 35.9515 | -120.8679
20541 | Wheelabrator Environmental Systems | 50872 | Wheelabrator Claremont Facility | IPP Non-CHP | NH | GEN1 | 4.5 | 4.5 | Municipal Solid Waste | MSW | ST | 3 | 1987 |  |  | (OP) Operating | [6 empty] | Sullivan | 43.344 | -72.3773
20541 | Wheelabrator Environmental Systems | 50873 | Wheelabrator Concord Facility | IPP Non-CHP | NH | GEN1 | 14 | 12 | Municipal Solid Waste | MSW | ST | 4 | 1989 |  |  | (OP) Operating | [6 empty] | Merrimack | 43.2866 | -71.5769
20541 | Wheelabrator Environmental Systems | 50875 | McKay Bay Facility | IPP Non-CHP | FL | GEN1 | 22.1 | 18 | Municipal Solid Waste | MSW | ST | 6 | 1985 |  |  | (OP) Operating | [6 empty] | Hillsborough | 27.9495 | -82.4212
20541 | Wheelabrator Environmental Systems | 50876 | Wheelabrator Norwalk Energy | IPP CHP | CA | GEN1 | 23 | 23.6 | Natural Gas Fired Combined Cycle | NG | CT | 2 | 1988 |  |  | (OP) Operating | [6 empty] | Los Angeles | 33.9249 | -118.0679
20541 | Wheelabrator Environmental Systems | 50876 | Wheelabrator Norwalk Energy | IPP CHP | CA | GEN2 | 7.7 | 3.7 | Natural Gas Fired Combined Cycle | NG | CA | 2 | 1988 |  |  | (OP) Operating | [6 empty] | Los Angeles | 33.9249 | -118.0679
20541 | Wheelabrator Environmental Systems | 50877 | Wheelabrator North Andover | IPP Non-CHP | MA | GEN1 | 40.3 | 30 | Municipal Solid Waste | MSW | ST | 5 | 1985 |  |  | (OP) Operating | [6 empty] | Essex | 42.7262 | -71.1219
20541 | Wheelabrator Environmental Systems | 50878 | Wheelabrator Millbury Facility | IPP Non-CHP | MA | GEN1 | 47.6 | 40 | Municipal Solid Waste | MSW | ST | 9 | 1987 |  |  | (OP) Operating | [6 empty] | Worcester | 42.2214 | -71.7669
20541 | Wheelabrator Environmental Systems | 50879 | Wheelabrator Frackville Energy | IPP CHP | PA | GEN1 | 48 | 42.5 | Conventional Steam Coal | WC | ST | 9 | 1988 |  |  | (OP) Operating | [6 empty] | Schuylkill | 40.7824 | -76.1762
20541 | Wheelabrator Environmental Systems | 50880 | Wheelabrator Saugus | IPP Non-CHP | MA | GEN1 | 53.7 | 32 | Municipal Solid Waste | MSW | ST | 8 | 1985 |  |  | (OP) Operating | [6 empty] | Essex | 42.447 | -70.9804
20541 | Wheelabrator Environmental Systems | 50881 | Wheelabrator Shasta | IPP Non-CHP | CA | GEN1 | 18.3 | 18.8 | Wood/Wood Waste Biomass | WDS | ST | 10 | 1987 |  |  | (OP) Operating |  |  | 0 |  |  | 0 | Shasta | 40.4283 | -122.2792
20541 | Wheelabrator Environmental Systems | 50881 | Wheelabrator Shasta | IPP Non-CHP | CA | GEN2 | 18.3 | 18.8 | Wood/Wood Waste Biomass | WDS | ST | 11 | 1987 |  |  | (OP) Operating |  |  | 0 |  |  | 0 | Shasta | 40.4283 | -122.2792
20541 | Wheelabrator Environmental Systems | 50881 | Wheelabrator Shasta | IPP Non-CHP | CA | GEN3 | 18.3 | 18.8 | Wood/Wood Waste Biomass | WDS | ST | 11 | 1987 |  |  | (OP) Operating |  |  | 0 |  |  | 0 | Shasta | 40.4283 | -122.2792
20541 | Wheelabrator Environmental Systems | 50882 | Wheelabrator Westchester | IPP Non-CHP | NY | GEN1 | 59.7 | 51 | Municipal Solid Waste | MSW | ST | 10 | 1984 |  |  | (OP) Operating | [6 empty] | Westchester | 41.2771 | -73.9423
20541 | Wheelabrator Environmental Systems | 50883 | Wheelabrator Bridgeport | IPP Non-CHP | CT | GEN1 | 67 | 58 | Municipal Solid Waste | MSW | ST | 7 | 1988 |  |  | (OP) Operating | [6 empty] | Fairfield | 41.1625 | -73.2083
55871 | Covanta Projects, LLC | 50884 | Pinellas County Resource Recovery | IPP Non-CHP | FL | GEN1 | 50.5 | 41.1 | Municipal Solid Waste | MSW | ST | 1 | 1983 |  |  | (OP) Operating | [6 empty] | Pinellas | 27.8733 | -82.6741
55871 | Covanta Projects, LLC | 50884 | Pinellas County Resource Recovery | IPP Non-CHP | FL | GEN2 | 26 | 17 | Municipal Solid Waste | MSW | ST | 4 | 1986 |  |  | (OP) Operating | [6 empty] | Pinellas | 27.8733 | -82.6741
20541 | Wheelabrator Environmental Systems | 50885 | Wheelabrator Gloucester LP | IPP Non-CHP | NJ | GEN1 | 14 | 12 | Municipal Solid Waste | MSW | ST | 1 | 1990 |  |  | (OP) Operating | [6 empty] | Gloucester | 39.8733 | -75.1381
42892 | City of Spokane | 50886 | Spokane Waste to Energy | IPP Non-CHP | WA | GEN1 | 26 | 22.7 | Municipal Solid Waste | MSW | ST | 9 | 1991 |  |  | (OP) Operating | [6 empty] | Spokane | 47.6263 | -117.5042
20541 | Wheelabrator Environmental Systems | 50887 | Wheelabrator South Broward | IPP Non-CHP | FL | GEN1 | 66 | 54 | Municipal Solid Waste | MSW | ST | 4 | 1991 |  |  | (OP) Operating | [6 empty] | Broward | 26.0687 | -80.1986
23013 | EIF Northampton GP, LLC | 50888 | Northampton Generating Company LP | IPP CHP | PA | GEN1 | 134.1 | 112 | Conventional Steam Coal | WC | ST | 8 | 1995 |  |  | (OP) Operating | [6 empty] | Northampton | 40.6917 | -75.4792
11468 | Madison Hydro Partners | 50890 | Ivy River Hydro | IPP Non-CHP | NC | GEN1 | 0.2 | 0.2 | Conventional Hydroelectric | WAT | HY | 11 | 1985 |  |  | (OS) Out of service and NOT expected to return to service in next calendar year | [6 empty] | Madison | 35.7716 | -82.6183
11468 | Madison Hydro Partners | 50890 | Ivy River Hydro | IPP Non-CHP | NC | GEN2 | 0.2 | 0.2 | Conventional Hydroelectric | WAT | HY | 11 | 1985 |  |  | (OS) Out of service and NOT expected to return to service in next calendar year | [6 empty] | Madison | 35.7716 | -82.6183
11468 | Madison Hydro Partners | 50890 | Ivy River Hydro | IPP Non-CHP | NC | GEN3 | 0.2 | 0.2 | Conventional Hydroelectric | WAT | HY | 11 | 1985 |  |  | (OS) Out of service and NOT expected to return to service in next calendar year | [6 empty] | Madison | 35.7716 | -82.6183
11468 | Madison Hydro Partners | 50890 | Ivy River Hydro | IPP Non-CHP | NC | GEN4 | 0.2 | 0.2 | Conventional Hydroelectric | WAT | HY | 11 | 1985 |  |  | (OS) Out of service and NOT expected to return to service in next calendar year | [6 empty] | Madison | 35.7716 | -82.6183
11468 | Madison Hydro Partners | 50890 | Ivy River Hydro | IPP Non-CHP | NC | GEN5 | 0.2 | 0.2 | Conventional Hydroelectric | WAT | HY | 11 | 1985 |  |  | (OS) Out of service and NOT expected to return to service in next calendar year | [6 empty] | Madison | 35.7716 | -82.6183
11468 | Madison Hydro Partners | 50890 | Ivy River Hydro | IPP Non-CHP | NC | GEN6 | 0.2 | 0.2 | Conventional Hydroelectric | WAT | HY | 11 | 1985 |  |  | (OS) Out of service and NOT expected to return to service in next calendar year | [6 empty] | Madison | 35.7716 | -82.6183
59380 | Enel Green Power NA, Inc. | 50891 | El Dorado Hydro Elk Creek | IPP Non-CHP | ID | GEN1 | 2.6 | 2.3 | Conventional Hydroelectric | WAT | HY | 4 | 1986 |  |  | (OP) Operating | [6 empty] | Idaho | 45.2178 | -116.3158
59380 | Enel Green Power NA, Inc. | 50892 | Rock Creek LP | IPP Non-CHP | CA | GEN1 | 1.5 | 1.5 | Conventional Hydroelectric | WAT | HY | 4 | 1986 |  |  | (OP) Operating | [6 empty] | EL Dorado | 38.7834 | -120.7785
59380 | Enel Green Power NA, Inc. | 50892 | Rock Creek LP | IPP Non-CHP | CA | GEN2 | 1.5 | 1.5 | Conventional Hydroelectric | WAT | HY | 4 | 1986 |  |  | (OP) Operating | [6 empty] | EL Dorado | 38.7834 | -120.7785
59925 | All Dams Generation, LLC | 50893 | Allegheny No. 5 Hydro Station | IPP Non-CHP | PA | GEN1 | 4.6 | 3 | Conventional Hydroelectric | WAT | HY | 10 | 1988 |  |  | (OP) Operating | [6 empty] | Armstrong | 40.6829 | -79.6653
59925 | All Dams Generation, LLC | 50893 | Allegheny No. 5 Hydro Station | IPP Non-CHP | PA | GEN2 | 4.6 | 3 | Conventional Hydroelectric | WAT | HY | 10 | 1988 |  |  | (OP) Operating | [6 empty] | Armstrong | 40.6829 | -79.6653
59925 | All Dams Generation, LLC | 50894 | Allegheny No 6 Hydro Station | IPP Non-CHP | PA | GEN1 | 4.6 | 4 | Conventional Hydroelectric | WAT | HY | 11 | 1988 |  |  | (OP) Operating | [6 empty] | Armstrong | 40.7164 | -79.5772
59925 | All Dams Generation, LLC | 50894 | Allegheny No 6 Hydro Station | IPP Non-CHP | PA | GEN2 | 4.6 | 4 | Conventional Hydroelectric | WAT | HY | 11 | 1988 |  |  | (OP) Operating | [6 empty] | Armstrong | 40.7164 | -79.5772
59380 | Enel Green Power NA, Inc. | 50895 | Bypass | IPP Non-CHP | ID | GEN1 | 3.3 | 3.3 | Conventional Hydroelectric | WAT | HY | 3 | 1987 |  |  | (SB) Standby/Backup: available for service but not normally used | [6 empty] | Jerome | 42.5609 | -114.0575
59380 | Enel Green Power NA, Inc. | 50895 | Bypass | IPP Non-CHP | ID | GEN2 | 3.3 | 3.3 | Conventional Hydroelectric | WAT | HY | 3 | 1987 |  |  | (SB) Standby/Backup: available for service but not normally used | [6 empty] | Jerome | 42.5609 | -114.0575
59380 | Enel Green Power NA, Inc. | 50895 | Bypass | IPP Non-CHP | ID | GEN3 | 3.3 | 3.3 | Conventional Hydroelectric | WAT | HY | 3 | 1987 |  |  | (SB) Standby/Backup: available for service but not normally used | [6 empty] | Jerome | 42.5609 | -114.0575
59380 | Enel Green Power NA, Inc. | 50896 | S E Hazelton A | IPP Non-CHP | ID | GEN1 | 2.8 | 2.8 | Conventional Hydroelectric | WAT | HY | 6 | 1990 |  |  | (SB) Standby/Backup: available for service but not normally used | [6 empty] | Jerome | 42.5867 | -114.0675
59380 | Enel Green Power NA, Inc. | 50896 | S E Hazelton A | IPP Non-CHP | ID | GEN2 | 2.8 | 2.8 | Conventional Hydroelectric | WAT | HY | 6 | 1990 |  |  | (SB) Standby/Backup: available for service but not normally used | [6 empty] | Jerome | 42.5867 | -114.0675
59380 | Enel Green Power NA, Inc. | 50896 | S E Hazelton A | IPP Non-CHP | ID | GEN3 | 2.8 | 2.8 | Conventional Hydroelectric | WAT | HY | 6 | 1990 |  |  | (SB) Standby/Backup: available for service but not normally used | [6 empty] | Jerome | 42.5867 | -114.0675
56813 | Allegheny Hydro LLC | 50897 | Allegheny Hydro No 8 | IPP Non-CHP | PA | GEN1 | 6.8 | 6.8 | Conventional Hydroelectric | WAT | HY | 12 | 1990 |  |  | (OP) Operating | [6 empty] | Armstrong | 40.8966 | -79.479
56813 | Allegheny Hydro LLC | 50897 | Allegheny Hydro No 8 | IPP Non-CHP | PA | GEN2 | 6.8 | 6.8 | Conventional Hydroelectric | WAT | HY | 12 | 1990 |  |  | (OP) Operating | [6 empty] | Armstrong | 40.8966 | -79.479
56813 | Allegheny Hydro LLC | 50898 | Allegheny Hydro No 9 | IPP Non-CHP | PA | GEN1 | 8.9 | 8.9 | Conventional Hydroelectric | WAT | HY | 12 | 1990 |  |  | (OP) Operating | [6 empty] | Armstrong | 40.956 | -79.5507
56813 | Allegheny Hydro LLC | 50898 | Allegheny Hydro No 9 | IPP Non-CHP | PA | GEN2 | 8.9 | 8.9 | Conventional Hydroelectric | WAT | HY | 12 | 1990 |  |  | (OP) Operating | [6 empty] | Armstrong | 40.956 | -79.5507
20508 | MeadWestvaco Corp | 50900 | Covington Facility | Industrial CHP | VA | GEN3 | 10.5 | 10.5 | Conventional Steam Coal | BIT | ST | 1 | 1951 |  |  | (OP) Operating | [6 empty] | Covington City | 37.7997 | -79.9947
20508 | MeadWestvaco Corp | 50900 | Covington Facility | Industrial CHP | VA | GEN4 | 34 | 32.5 | Wood/Wood Waste Biomass | BLQ | ST | 9 | 1980 |  |  | (OP) Operating | [6 empty] | Covington City | 37.7997 | -79.9947
20508 | MeadWestvaco Corp | 50900 | Covington Facility | Industrial CHP | VA | GEN5 | 34 | 32.5 | Conventional Steam Coal | BIT | ST | 9 | 1989 |  |  | (OP) Operating | [6 empty] | Covington City | 37.7997 | -79.9947
20508 | MeadWestvaco Corp | 50900 | Covington Facility | Industrial CHP | VA | GEN7 | 82.4 | 81 | Wood/Wood Waste Biomass | WDS | ST | 11 | 2013 |  |  | (OP) Operating | [6 empty] | Covington City | 37.7997 | -79.9947
8 | Tate & Lyle Ingredients Americas Inc | 50903 | Sagamore Plant Cogeneration | Industrial CHP | IN | GEN1 | 7.4 | 7.4 | Conventional Steam Coal | BIT | ST | 10 | 1984 |  |  | (OP) Operating | [6 empty] | Tippecanoe | 40.4439 | -86.86
6675 | Fox Metro Water Reclamation | 50904 | Fox Metro Water Reclamation District | IPP CHP | IL | RU3 | 1.1 | 1.1 | Natural Gas Internal Combustion Engine | NG | IC | 12 | 1988 |  |  | (SB) Standby/Backup: available for service but not normally used | [6 empty] | Kendall | 41.7128 | -88.3522
6675 | Fox Metro Water Reclamation | 50904 | Fox Metro Water Reclamation District | IPP CHP | IL | RU4 | 1.1 | 1.1 | Natural Gas Internal Combustion Engine | NG | IC | 12 | 1988 |  |  | (SB) Standby/Backup: available for service but not normally used | [6 empty] | Kendall | 41.7128 | -88.3522
21964 | University of New Mexico | 50906 | Ford Utilities Center | Commercial CHP | NM | 3 | 7 | 6 | Natural Gas Fired Combustion Turbine | NG | GT | 3 | 2005 |  |  | (OP) Operating | [6 empty] | BERNALILLO | 35.0841 | -106.6252
21964 | University of New Mexico | 50906 | Ford Utilities Center | Commercial CHP | NM | 4 | 1.1 | 0.7 | Natural Gas Steam Turbine | NG | ST | 10 | 2011 |  |  | (OP) Operating | [6 empty] | BERNALILLO | 35.0841 | -106.6252
21964 | University of New Mexico | 50906 | Ford Utilities Center | Commercial CHP | NM | 5 | 6.7 | 6.2 | Natural Gas Fired Combustion Turbine | NG | GT | 1 | 2014 |  |  | (OP) Operating | [6 empty] | BERNALILLO | 35.0841 | -106.6252
14222 | Oswego County | 50907 | Oswego County Energy Recovery | Commercial CHP | NY | UNT1 | 1.8 | 1.7 | Municipal Solid Waste | MSW | ST | 2 | 1986 |  |  | (OP) Operating | [6 empty] | Oswego | 43.3488 | -76.4252
14222 | Oswego County | 50907 | Oswego County Energy Recovery | Commercial CHP | NY | UNT2 | 1.8 | 1.7 | Municipal Solid Waste | MSW | ST | 2 | 1986 |  |  | (OP) Operating | [6 empty] | Oswego | 43.3488 | -76.4252
12502 | Middle Fork Irrigation Dist | 50917 | Middle Fork Irrigation District | IPP Non-CHP | OR | GEN1 | 2 | 2 | Conventional Hydroelectric | WAT | HY | 3 | 1986 |  |  | (OP) Operating | [6 empty] | HOOD RIVER | 45.4807 | -121.5998
12502 | Middle Fork Irrigation Dist | 50917 | Middle Fork Irrigation District | IPP Non-CHP | OR | GEN2 | 0.5 | 0.5 | Conventional Hydroelectric | WAT | HY | 3 | 1986 |  |  | (OP) Operating | [6 empty] | HOOD RIVER | 45.4807 | -121.5998
12502 | Middle Fork Irrigation Dist | 50917 | Middle Fork Irrigation District | IPP Non-CHP | OR | GEN3 | 0.8 | 0.8 | Conventional Hydroelectric | WAT | HY | 3 | 1986 |  |  | (OP) Operating | [6 empty] | HOOD RIVER | 45.4807 | -121.5998
5959 | Erie Coke Corp | 50920 | Erie Coke | Industrial CHP | PA | 1 | 2.5 | 1 | Other Gases | OG | ST | 1 | 1953 |  |  | (SB) Standby/Backup: available for service but not normally used | [6 empty] | Erie | 42.1439 | -80.0696
3770 | Co-Generation Co | 50921 | Co-Gen LLC | IPP CHP | OR | GEN1 | 7.5 | 7.5 | Wood/Wood Waste Biomass | WDS | ST | 5 | 1986 |  |  | (SB) Standby/Backup: available for service but not normally used | [6 empty] | Grant | 44.4587 | -118.7206
21773 | Yellowstone Energy LP | 50931 | Yellowstone Energy LP | IPP CHP | MT | GEN1 | 68 | 52 | Petroleum Coke | PC | ST | 6 | 1995 |  |  | (OP) Operating | [6 empty] | Yellowstone | 45.8117 | -108.4278
5089 | Des Moines Metro WRF | 50932 | Des Moines Wastewater Reclamation Fac | Commercial CHP | IA | 01 | 0.6 | 0.6 | Other Waste Biomass | OBG | IC | 7 | 1991 |  |  | (OP) Operating | [6 empty] | Polk | 41.5734 | -93.5577
5089 | Des Moines Metro WRF | 50932 | Des Moines Wastewater Reclamation Fac | Commercial CHP | IA | 02 | 0.6 | 0.6 | Other Waste Biomass | OBG | IC | 7 | 1991 |  |  | (OP) Operating | [6 empty] | Polk | 41.5734 | -93.5577
5089 | Des Moines Metro WRF | 50932 | Des Moines Wastewater Reclamation Fac | Commercial CHP | IA | 03 | 0.6 | 0.6 | Other Waste Biomass | OBG | IC | 7 | 1991 |  |  | (OP) Operating | [6 empty] | Polk | 41.5734 | -93.5577
5089 | Des Moines Metro WRF | 50932 | Des Moines Wastewater Reclamation Fac | Commercial CHP | IA | 72-04 | 1.4 | 1.4 | Other Waste Biomass | OBG | IC | 9 | 2015 |  |  | (OP) Operating | [6 empty] | Polk | 41.5734 | -93.5577
5089 | Des Moines Metro WRF | 50932 | Des Moines Wastewater Reclamation Fac | Commercial CHP | IA | 72-05 | 1.4 | 1.4 | Other Waste Biomass | OBG | IC | 9 | 2015 |  |  | (OP) Operating | [6 empty] | Polk | 41.5734 | -93.5577
49801 | Expera Specialty Solutions | 50933 | Rhinelander Mill | Industrial CHP | WI | GEN5 | 10 | 4 | Natural Gas Steam Turbine | NG | ST | 2 | 1951 |  |  | (SB) Standby/Backup: available for service but not normally used | [6 empty] | Oneida | 45.6394 | -89.4205
49801 | Expera Specialty Solutions | 50933 | Rhinelander Mill | Industrial CHP | WI | GEN6 | 9.3 | 6.3 | Conventional Steam Coal | BIT | ST | 7 | 1958 |  |  | (OP) Operating | [6 empty] | Oneida | 45.6394 | -89.4205
49801 | Expera Specialty Solutions | 50933 | Rhinelander Mill | Industrial CHP | WI | HYD1 | 0.5 | 0.5 | Conventional Hydroelectric | WAT | HY | 12 | 1917 |  |  | (OP) Operating | [6 empty] | Oneida | 45.6394 | -89.4205
49801 | Expera Specialty Solutions | 50933 | Rhinelander Mill | Industrial CHP | WI | HYD2 | 0.5 | 0.5 | Conventional Hydroelectric | WAT | HY | 12 | 1917 |  |  | (OP) Operating | [6 empty] | Oneida | 45.6394 | -89.4205
49801 | Expera Specialty Solutions | 50933 | Rhinelander Mill | Industrial CHP | WI | HYD3 | 1 | 1 | Conventional Hydroelectric | WAT | HY | 12 | 1926 |  |  | (OP) Operating | [6 empty] | Oneida | 45.6394 | -89.4205
3179 | Caterpillar Inc | 50935 | Caterpillar | Industrial Non-CHP | IN | 3512 | 0.9 | 0.8 | Petroleum Liquids | DFO | IC | 12 | 1983 |  |  | (SB) Standby/Backup: available for service but not normally used | [6 empty] | Tippecanoe | 40.4175 | -86.8447
3179 | Caterpillar Inc | 50935 | Caterpillar | Industrial Non-CHP | IN | 3516 | 1.2 | 0.8 | Petroleum Liquids | DFO | IC | 7 | 1987 |  |  | (SB) Standby/Backup: available for service but not normally used | [6 empty] | Tippecanoe | 40.4175 | -86.8447
3179 | Caterpillar Inc | 50935 | Caterpillar | Industrial Non-CHP | IN | 516A | 1.8 | 1.8 | Petroleum Liquids | DFO | IC | 3 | 1996 |  |  | (SB) Standby/Backup: available for service but not normally used | [6 empty] | Tippecanoe | 40.4175 | -86.8447
3179 | Caterpillar Inc | 50935 | Caterpillar | Industrial Non-CHP | IN | ET1 | 2 | 2 | Natural Gas Internal Combustion Engine | NG | IC | 4 | 2011 |  |  | (OP) Operating | [6 empty] | Tippecanoe | 40.4175 | -86.8447
3179 | Caterpillar Inc | 50935 | Caterpillar | Industrial Non-CHP | IN | ET2 | 2 | 2 | Natural Gas Internal Combustion Engine | NG | IC | 4 | 2011 |  |  | (OP) Operating | [6 empty] | Tippecanoe | 40.4175 | -86.8447
3179 | Caterpillar Inc | 50935 | Caterpillar | Industrial Non-CHP | IN | ET3 | 2.5 | 2.5 | Petroleum Liquids | DFO | IC | 1 | 2011 |  |  | (OP) Operating | [6 empty] | Tippecanoe | 40.4175 | -86.8447
3179 | Caterpillar Inc | 50935 | Caterpillar | Industrial Non-CHP | IN | ET4 | 2.5 | 2.5 | Natural Gas Internal Combustion Engine | NG | IC | 4 | 2013 |  |  | (OP) Operating | [6 empty] | Tippecanoe | 40.4175 | -86.8447
3179 | Caterpillar Inc | 50935 | Caterpillar | Industrial Non-CHP | IN | R12 | 0.4 | 0.3 | Petroleum Liquids | DFO | IC | 6 | 2001 |  |  | (SB) Standby/Backup: available for service but not normally used | [6 empty] | Tippecanoe | 40.4175 | -86.8447
20854 | Winnebago County | 50936 | Winnebago County Landfill Gas | IPP CHP | WI | EG1 | 0.9 | 0.9 | Landfill Gas | LFG | IC | 2 | 2000 |  |  | (OP) Operating | [6 empty] | Winnebago | 44.083 | -88.5411
20854 | Winnebago County | 50936 | Winnebago County Landfill Gas | IPP CHP | WI | EG2 | 0.9 | 0.9 | Landfill Gas | LFG | IC | 2 | 2000 |  |  | (OP) Operating | [6 empty] | Winnebago | 44.083 | -88.5411
20854 | Winnebago County | 50936 | Winnebago County Landfill Gas | IPP CHP | WI | EG3 | 0.9 | 0.9 | Landfill Gas | LFG | IC | 2 | 2000 |  |  | (OP) Operating | [6 empty] | Winnebago | 44.083 | -88.5411
20854 | Winnebago County | 50936 | Winnebago County Landfill Gas | IPP CHP | WI | EG4 | 1 | 1 | Landfill Gas | LFG | IC | 4 | 2007 |  |  | (OP) Operating | [6 empty] | Winnebago | 44.083 | -88.5411
20854 | Winnebago County | 50936 | Winnebago County Landfill Gas | IPP CHP | WI | EG5 | 1.4 | 1.4 | Landfill Gas | LFG | IC | 5 | 2010 |  |  | (OP) Operating | [6 empty] | Winnebago | 44.083 | -88.5411
20680 | William Beaumont Hospital | 50937 | William Beaumont Hospital | Commercial Non-CHP | MI | GENA | 1.9 | 1.9 | Petroleum Liquids | DFO | IC | 10 | 1992 |  |  | (SB) Standby/Backup: available for service but not normally used | [6 empty] | Oakland | 42.5175 | -83.1919
20680 | William Beaumont Hospital | 50937 | William Beaumont Hospital | Commercial Non-CHP | MI | GENB | 1.9 | 1.9 | Petroleum Liquids | DFO | IC | 10 | 1992 |  |  | (SB) Standby/Backup: available for service but not normally used | [6 empty] | Oakland | 42.5175 | -83.1919
5187 | Douglas County | 50938 | Galesville Project | IPP Non-CHP | OR | GV1 | 0.8 | 0.8 | Conventional Hydroelectric | WAT | HY | 2 | 1987 |  |  | (OP) Operating | [6 empty] | DOUGLAS | 42.8489 | -123.1778
5187 | Douglas County | 50938 | Galesville Project | IPP Non-CHP | OR | GV2 | 0.8 | 1 | Conventional Hydroelectric | WAT | HY | 2 | 1987 |  |  | (OP) Operating | [6 empty] | DOUGLAS | 42.8489 | -123.1778
10657 | Lagoon Corp | 50942 | Lagoon Cogeneration Facility | Commercial CHP | UT | 1 | 1 | 0.5 | Natural Gas Internal Combustion Engine | NG | IC | 5 | 1996 |  |  | (SB) Standby/Backup: available for service but not normally used | [6 empty] | DAVIS | 40.9872 | -111.8983
10657 | Lagoon Corp | 50942 | Lagoon Cogeneration Facility | Commercial CHP | UT | 2 | 1 | 0.5 | Natural Gas Internal Combustion Engine | NG | IC | 7 | 1989 |  |  | (SB) Standby/Backup: available for service but not normally used | [6 empty] | DAVIS | 40.9872 | -111.8983
10657 | Lagoon Corp | 50942 | Lagoon Cogeneration Facility | Commercial CHP | UT | 3 | 1 | 0.5 | Natural Gas Internal Combustion Engine | NG | IC | 7 | 1989 |  |  | (SB) Standby/Backup: available for service but not normally used | [6 empty] | DAVIS | 40.9872 | -111.8983
55855 | Rough and Ready Lumber Company | 50945 | R & R Lumber | Industrial CHP | OR | ST1 | 1.5 | 1.4 | Wood/Wood Waste Biomass | WDS | ST | 2 | 2008 |  |  | (OA) Out of service but expected to return to service in next calendar year | [6 empty] | Josephine | 42.1043 | -123.6773
49893 | Invenergy Services LLC | 50949 | Hardee Power Station | IPP Non-CHP | FL | GEN1 | 86 | 70 | Natural Gas Fired Combined Cycle | NG | CT | 1 | 1993 |  |  | (OP) Operating | [6 empty] | Hardee | 27.6364 | -81.9636
49893 | Invenergy Services LLC | 50949 | Hardee Power Station | IPP Non-CHP | FL | GEN2 | 86 | 70 | Natural Gas Fired Combined Cycle | NG | CT | 1 | 1993 |  |  | (OP) Operating | [6 empty] | Hardee | 27.6364 | -81.9636
49893 | Invenergy Services LLC | 50949 | Hardee Power Station | IPP Non-CHP | FL | GEN3 | 86 | 78 | Natural Gas Fired Combined Cycle | NG | CA | 1 | 1993 |  |  | (OP) Operating | [6 empty] | Hardee | 27.6364 | -81.9636
49893 | Invenergy Services LLC | 50949 | Hardee Power Station | IPP Non-CHP | FL | GEN4 | 84 | 70 | Natural Gas Fired Combustion Turbine | NG | GT | 1 | 1993 |  |  | (OP) Operating | [6 empty] | Hardee | 27.6364 | -81.9636
49893 | Invenergy Services LLC | 50949 | Hardee Power Station | IPP Non-CHP | FL | GEN5 | 90 | 70 | Natural Gas Fired Combustion Turbine | NG | GT | 5 | 2000 |  |  | (OP) Operating | [6 empty] | Hardee | 27.6364 | -81.9636
21734 | Sunnyside Cogeneration Assoc | 50951 | Sunnyside Cogen Associates | IPP Non-CHP | UT | GEN1 | 58.1 | 51 | Conventional Steam Coal | WC | ST | 2 | 1993 |  |  | (OP) Operating | [6 empty] | Carbon | 39.5472 | -110.3917
16548 | St Francis Hospital | 50952 | Saint Francis Hospital | Commercial CHP | IL | GEN1 | 0.8 | 0.8 | Natural Gas Internal Combustion Engine | NG | IC | 2 | 1990 |  |  | (OS) Out of service and NOT expected to return to service in next calendar year | [6 empty] | Cook | 42.0242 | -87.6847
16548 | St Francis Hospital | 50952 | Saint Francis Hospital | Commercial CHP | IL | GEN2 | 0.8 | 0.8 | Natural Gas Internal Combustion Engine | NG | IC | 2 | 1990 |  |  | (OS) Out of service and NOT expected to return to service in next calendar year | [6 empty] | Cook | 42.0242 | -87.6847
5623 | Rousselot Inc | 50955 | Rousselot Inc | Industrial CHP | MA | GEN1 | 1.5 | 1.5 | Natural Gas Steam Turbine | NG | ST | 5 | 1947 |  |  | (SB) Standby/Backup: available for service but not normally used | [6 empty] | Essex | 42.5217 | -70.9387
5623 | Rousselot Inc | 50955 | Rousselot Inc | Industrial CHP | MA | GEN2 | 1.5 | 1.5 | Natural Gas Steam Turbine | NG | ST | 5 | 1947 |  |  | (SB) Standby/Backup: available for service but not normally used | [6 empty] | Essex | 42.5217 | -70.9387
5623 | Rousselot Inc | 50955 | Rousselot Inc | Industrial CHP | MA | GEN3 | 3.7 | 3.3 | Natural Gas Steam Turbine | NG | ST | 4 | 1969 |  |  | (OP) Operating | [6 empty] | Essex | 42.5217 | -70.9387
23931 | Resolute Forest Products | 50956 | Bowater Newsprint Calhoun Operation | Industrial CHP | TN | GEN1 | 19 | 17 | Wood/Wood Waste Biomass | BLQ | ST | 5 | 1954 |  |  | (OP) Operating | [6 empty] | McMinn | 35.2964 | -84.7569
23931 | Resolute Forest Products | 50956 | Bowater Newsprint Calhoun Operation | Industrial CHP | TN | GEN2 | 19.2 | 19 | Wood/Wood Waste Biomass | BLQ | ST | 7 | 1954 |  |  | (OP) Operating | [6 empty] | McMinn | 35.2964 | -84.7569
23931 | Resolute Forest Products | 50956 | Bowater Newsprint Calhoun Operation | Industrial CHP | TN | GEN3 | 25 | 27 | Wood/Wood Waste Biomass | BLQ | ST | 7 | 1957 |  |  | (OP) Operating | [6 empty] | McMinn | 35.2964 | -84.7569
4440 | Covanta Union Operations LLC | 50960 | Union County Resource Recovery | Commercial Non-CHP | NJ | GEN1 | 45 | 37.5 | Municipal Solid Waste | MSW | ST | 2 | 1994 |  |  | (OP) Operating | [6 empty] | Union | 40.6013 | -74.2664
17321 | Slate Creek Hydro Assoc LP | 50961 | Slate Creek | IPP Non-CHP | CA | GEN1 | 4.2 | 4 | Conventional Hydroelectric | WAT | HY | 5 | 1990 |  |  | (OP) Operating | [6 empty] | Shasta | 40.9769 | -122.4563
2844 | Department of the Navy | 50963 | Naval Hospital Medical Center | Commercial CHP | CA | 4TG | 5.3 | 4.4 | Natural Gas Fired Combustion Turbine | NG | GT | 12 | 2003 |  |  | (OP) Operating | [6 empty] | SAN DIEGO | 32.7261 | -117.1464
472 | Amedee Gethrm Venture I LP | 50964 | Amedee Geothermal Venture I | IPP Non-CHP | CA | IND | 1.5 | 1.1 | Geothermal | GEO | ST | 8 | 1988 |  |  | (OP) Operating | [6 empty] | Lassen | 40.3008 | -120.105
472 | Amedee Gethrm Venture I LP | 50964 | Amedee Geothermal Venture I | IPP Non-CHP | CA | SYN | 1.5 | 1.1 | Geothermal | GEO | ST | 8 | 1988 |  |  | (OP) Operating | [6 empty] | Lassen | 40.3008 | -120.105
18323 | Toledo Refining Company | 50965 | Toledo Ref Power Recovery Train | Industrial CHP | OH | GEN1 | 6 | 6 | Petroleum Coke | PC | OT | 6 | 1986 |  |  | (OP) Operating | [6 empty] | Lucas | 41.6325 | -83.5042
19876 | Virginia Electric & Power Co | 50966 | Bellmeade Power Station | Electric Utility | VA | 1 | 110 | 95 | Natural Gas Fired Combined Cycle | NG | CT | 2 | 1997 |  |  | (OP) Operating | [6 empty] | Richmond City | 37.4964 | -77.4317
19876 | Virginia Electric & Power Co | 50966 | Bellmeade Power Station | Electric Utility | VA | 2 | 110 | 95 | Natural Gas Fired Combined Cycle | NG | CT | 2 | 1997 |  |  | (OP) Operating | [6 empty] | Richmond City | 37.4964 | -77.4317
19876 | Virginia Electric & Power Co | 50966 | Bellmeade Power Station | Electric Utility | VA | 3 | 110 | 77 | Natural Gas Fired Combined Cycle | NG | CA | 2 | 1997 |  |  | (OP) Operating | [6 empty] | Richmond City | 37.4964 | -77.4317
34359 | Curators of the University of Missouri | 50969 | MU Combined Heat and Power Plant | Commercial CHP | MO | DGT1 | 2 | 2 | Petroleum Liquids | DFO | IC | 9 | 2002 |  |  | (SB) Standby/Backup: available for service but not normally used | [6 empty] | Boone | 38.9461 | -92.3328
34359 | Curators of the University of Missouri | 50969 | MU Combined Heat and Power Plant | Commercial CHP | MO | GEN1 | 6.2 | 6 | Conventional Steam Coal | BIT | ST | 7 | 1961 |  |  | (OP) Operating | [6 empty] | Boone | 38.9461 | -92.3328
34359 | Curators of the University of Missouri | 50969 | MU Combined Heat and Power Plant | Commercial CHP | MO | GEN2 | 12.5 | 12.2 | Conventional Steam Coal | BIT | ST | 7 | 1974 |  |  | (OP) Operating | [6 empty] | Boone | 38.9461 | -92.3328
34359 | Curators of the University of Missouri | 50969 | MU Combined Heat and Power Plant | Commercial CHP | MO | GEN3 | 19.8 | 19.2 | Conventional Steam Coal | BIT | ST | 8 | 1986 |  |  | (OP) Operating | [6 empty] | Boone | 38.9461 | -92.3328
34359 | Curators of the University of Missouri | 50969 | MU Combined Heat and Power Plant | Commercial CHP | MO | GEN4 | 14.5 | 13.3 | Conventional Steam Coal | BIT | ST | 7 | 1988 |  |  | (OP) Operating | [6 empty] | Boone | 38.9461 | -92.3328
34359 | Curators of the University of Missouri | 50969 | MU Combined Heat and Power Plant | Commercial CHP | MO | GEN6 | 0.5 | 0.5 | Petroleum Liquids | DFO | IC | 5 | 1994 |  |  | (SB) Standby/Backup: available for service but not normally used | [6 empty] | Boone | 38.9461 | -92.3328
34359 | Curators of the University of Missouri | 50969 | MU Combined Heat and Power Plant | Commercial CHP | MO | GEN7 | 1 | 1 | Petroleum Liquids | DFO | IC | 6 | 1997 |  |  | (SB) Standby/Backup: available for service but not normally used | [6 empty] | Boone | 38.9461 | -92.3328
34359 | Curators of the University of Missouri | 50969 | MU Combined Heat and Power Plant | Commercial CHP | MO | NTG1 | 17.3 | 11.4 | Natural Gas Fired Combustion Turbine | NG | GT | 9 | 2002 |  |  | (OP) Operating | [6 empty] | Boone | 38.9461 | -92.3328
34359 | Curators of the University of Missouri | 50969 | MU Combined Heat and Power Plant | Commercial CHP | MO | NTG2 | 17.3 | 11.4 | Natural Gas Fired Combustion Turbine | NG | GT | 9 | 2002 |  |  | (OP) Operating | [6 empty] | Boone | 38.9461 | -92.3328
19216 | Tropicana Products Inc | 50971 | Tropicana Products Bradent | Industrial CHP | FL | GEN1 | 46.8 | 31 | Natural Gas Fired Combustion Turbine | NG | GT | 2 | 1990 |  |  | (OP) Operating | [6 empty] | Manatee | 27.4834 | -82.5483
11716 | Marsh Valley Development Inc | 50972 | Marsh Valley Development | IPP Non-CHP | ID | 1 | 1.6 | 1.5 | Conventional Hydroelectric | WAT | HY | 4 | 1993 |  |  | (OP) Operating | [6 empty] | Bannock | 42.626 | -112.1493
12981 | Motiva Enterprises LLC | 50973 | Motiva Enterprises Port Arthur Refinery | Industrial CHP | TX | GN31 | 10 | 8.4 | Natural Gas Fired Combined Cycle | NG | CA | 6 | 1962 |  |  | (OP) Operating | [6 empty] | Jefferson | 29.8885 | -93.951
12981 | Motiva Enterprises LLC | 50973 | Motiva Enterprises Port Arthur Refinery | Industrial CHP | TX | GN32 | 15.6 | 10.5 | Natural Gas Fired Combined Cycle | NG | CA | 6 | 1957 |  |  | (OP) Operating | [6 empty] | Jefferson | 29.8885 | -93.951
12981 | Motiva Enterprises LLC | 50973 | Motiva Enterprises Port Arthur Refinery | Industrial CHP | TX | GN33 | 25.5 | 21.5 | Natural Gas Fired Combined Cycle | NG | CA | 6 | 1978 |  |  | (OP) Operating | [6 empty] | Jefferson | 29.8885 | -93.951
12981 | Motiva Enterprises LLC | 50973 | Motiva Enterprises Port Arthur Refinery | Industrial CHP | TX | GN34 | 18.8 | 15.6 | Natural Gas Fired Combustion Turbine | NG | GT | 6 | 1970 |  |  | (OP) Operating | [6 empty] | Jefferson | 29.8885 | -93.951
12981 | Motiva Enterprises LLC | 50973 | Motiva Enterprises Port Arthur Refinery | Industrial CHP | TX | GN35 | 40.5 | 39 | Natural Gas Fired Combined Cycle | NG | CT | 12 | 1983 |  |  | (OP) Operating | [6 empty] | Jefferson | 29.8885 | -93.951
12981 | Motiva Enterprises LLC | 50973 | Motiva Enterprises Port Arthur Refinery | Industrial CHP | TX | GN41 | 41.6 | 36.1 | Natural Gas Fired Combined Cycle | NG | CT | 12 | 2011 |  |  | (OP) Operating | [6 empty] | Jefferson | 29.8885 | -93.951
12981 | Motiva Enterprises LLC | 50973 | Motiva Enterprises Port Arthur Refinery | Industrial CHP | TX | GN42 | 41.6 | 36.1 | Natural Gas Fired Combined Cycle | NG | CT | 11 | 2011 |  |  | (OP) Operating | [6 empty] | Jefferson | 29.8885 | -93.951
12981 | Motiva Enterprises LLC | 50973 | Motiva Enterprises Port Arthur Refinery | Industrial CHP | TX | GN43 | 41.6 | 36.1 | Natural Gas Fired Combined Cycle | NG | CT | 11 | 2011 |  |  | (OP) Operating | [6 empty] | Jefferson | 29.8885 | -93.951
12981 | Motiva Enterprises LLC | 50973 | Motiva Enterprises Port Arthur Refinery | Industrial CHP | TX | GN44 | 41.6 | 36.1 | Natural Gas Fired Combined Cycle | NG | CT | 10 | 2011 |  |  | (OP) Operating | [6 empty] | Jefferson | 29.8885 | -93.951
14932 | US Operating Services Company | 50974 | Scrubgrass Generating Company LP | IPP Non-CHP | PA | GEN1 | 94.7 | 83.5 | Conventional Steam Coal | WC | ST | 6 | 1993 |  |  | (OP) Operating | [6 empty] | Venango | 41.2691 | -79.8134
14932 | US Operating Services Company | 50976 | Indiantown Cogeneration LP | IPP CHP | FL | GEN1 | 395.4 | 330 | Conventional Steam Coal | BIT | ST | 12 | 1995 |  |  | (OP) Operating | [6 empty] | Martin | 27.0389 | -80.5125
24202 | Carr Street Generating Sta LP | 50978 | Carr Street Generating Station | IPP Non-CHP | NY | GEN1 | 48.8 | 33 | Natural Gas Fired Combined Cycle | NG | CT | 7 | 1993 |  |  | (OP) Operating | [6 empty] | Onondaga | 43.0613 | -76.0824
24202 | Carr Street Generating Sta LP | 50978 | Carr Street Generating Station | IPP Non-CHP | NY | GEN2 | 48.8 | 33 | Natural Gas Fired Combined Cycle | NG | CT | 7 | 1993 |  |  | (OP) Operating | [6 empty] | Onondaga | 43.0613 | -76.0824
24202 | Carr Street Generating Sta LP | 50978 | Carr Street Generating Station | IPP Non-CHP | NY | GEN3 | 25 | 22.5 | Natural Gas Fired Combined Cycle | NG | CA | 7 | 1993 |  |  | (OP) Operating | [6 empty] | Onondaga | 43.0613 | -76.0824
3220 | Central Oregon Irrigation Dist | 50980 | Siphon Power Project | IPP Non-CHP | OR | GEN1 | 2.7 | 2.7 | Conventional Hydroelectric | WAT | HY | 8 | 1989 |  |  | (OP) Operating | [6 empty] | Deschutes | 44.033 | -121.3297
3220 | Central Oregon Irrigation Dist | 50980 | Siphon Power Project | IPP Non-CHP | OR | GEN2 | 2.7 | 2.7 | Conventional Hydroelectric | WAT | HY | 8 | 1989 |  |  | (OP) Operating | [6 empty] | Deschutes | 44.033 | -121.3297
17711 | Solano County | 50985 | Solano County Cogen Plant | Commercial CHP | CA | 3163 | 1 | 1 | Natural Gas Internal Combustion Engine | NG | IC | 6 | 1989 |  |  | (OP) Operating | [6 empty] | Solano | 38.2494 | -122.0394
17711 | Solano County | 50985 | Solano County Cogen Plant | Commercial CHP | CA | 3164 | 0.4 | 0.4 | Natural Gas Internal Combustion Engine | NG | IC | 6 | 1989 |  |  | (OP) Operating | [6 empty] | Solano | 38.2494 | -122.0394
17711 | Solano County | 50985 | Solano County Cogen Plant | Commercial CHP | CA | 3165 | 1.4 | 1.4 | Natural Gas Internal Combustion Engine | NG | IC | 12 | 2004 |  |  | (OP) Operating | [6 empty] | Solano | 38.2494 | -122.0394
17150 | Shorock Hydro Inc | 50987 | Rock Creek I | IPP Non-CHP | ID | GEN1 | 2.1 | 2 | Conventional Hydroelectric | WAT | HY | 9 | 1983 |  |  | (OP) Operating | [6 empty] | Twin Falls | 42.6325 | -114.5388
9227 | Ingersall Machine Tools Inc. | 50989 | Ingersoll Milling Machine | Industrial CHP | IL | 0071 | 0.6 | 0.6 | Natural Gas Fired Combustion Turbine | NG | GT | 7 | 1988 |  |  | (SB) Standby/Backup: available for service but not normally used | [6 empty] | Winnebago | 42.2989 | -89.0759
9227 | Ingersall Machine Tools Inc. | 50989 | Ingersoll Milling Machine | Industrial CHP | IL | 0072 | 0.6 | 0.6 | Natural Gas Fired Combustion Turbine | NG | GT | 7 | 1988 |  |  | (SB) Standby/Backup: available for service but not normally used | [6 empty] | Winnebago | 42.2989 | -89.0759
9227 | Ingersall Machine Tools Inc. | 50989 | Ingersoll Milling Machine | Industrial CHP | IL | 0073 | 0.6 | 0.6 | Natural Gas Fired Combustion Turbine | NG | GT | 7 | 1988 |  |  | (SB) Standby/Backup: available for service but not normally used | [6 empty] | Winnebago | 42.2989 | -89.0759
9227 | Ingersall Machine Tools Inc. | 50989 | Ingersoll Milling Machine | Industrial CHP | IL | 0074 | 0.6 | 0.6 | Natural Gas Fired Combustion Turbine | NG | GT | 7 | 1988 |  |  | (SB) Standby/Backup: available for service but not normally used | [6 empty] | Winnebago | 42.2989 | -89.0759
9227 | Ingersall Machine Tools Inc. | 50989 | Ingersoll Milling Machine | Industrial CHP | IL | 0075 | 0.6 | 0.6 | Natural Gas Fired Combustion Turbine | NG | GT | 7 | 1988 |  |  | (SB) Standby/Backup: available for service but not normally used | [6 empty] | Winnebago | 42.2989 | -89.0759
9227 | Ingersall Machine Tools Inc. | 50989 | Ingersoll Milling Machine | Industrial CHP | IL | 0076 | 0.8 | 0.7 | Natural Gas Fired Combustion Turbine | NG | GT | 7 | 1988 |  |  | (SB) Standby/Backup: available for service but not normally used | [6 empty] | Winnebago | 42.2989 | -89.0759
9227 | Ingersall Machine Tools Inc. | 50989 | Ingersoll Milling Machine | Industrial CHP | IL | 0077 | 0.8 | 0.6 | Natural Gas Fired Combustion Turbine | NG | GT | 7 | 1988 |  |  | (SB) Standby/Backup: available for service but not normally used | [6 empty] | Winnebago | 42.2989 | -89.0759
11637 | Marathon Electric Mfg Corp | 50990 | Marathon Electric | Industrial Non-CHP | WI | P1-1 | 0.4 | 0.4 | Petroleum Liquids | DFO | IC | 12 | 1978 |  |  | (SB) Standby/Backup: available for service but not normally used | [6 empty] | Marathon | 44.9783 | -89.6328
11637 | Marathon Electric Mfg Corp | 50990 | Marathon Electric | Industrial Non-CHP | WI | P1-2 | 0.4 | 0.4 | Petroleum Liquids | DFO | IC | 12 | 1978 |  |  | (SB) Standby/Backup: available for service but not normally used | [6 empty] | Marathon | 44.9783 | -89.6328
11637 | Marathon Electric Mfg Corp | 50990 | Marathon Electric | Industrial Non-CHP | WI | P2-3 | 0.9 | 0.9 | Petroleum Liquids | DFO | IC | 6 | 1982 |  |  | (SB) Standby/Backup: available for service but not normally used | [6 empty] | Marathon | 44.9783 | -89.6328
11637 | Marathon Electric Mfg Corp | 50990 | Marathon Electric | Industrial Non-CHP | WI | P2-4 | 0.9 | 0.9 | Petroleum Liquids | DFO | IC | 6 | 1982 |  |  | (SB) Standby/Backup: available for service but not normally used | [6 empty] | Marathon | 44.9783 | -89.6328
3930 | Co-Gen II | 50993 | Co-Gen II LLC | IPP CHP | OR | GEN1 | 7.5 | 7.8 | Wood/Wood Waste Biomass | WDS | ST | 10 | 1987 |  |  | (SB) Standby/Backup: available for service but not normally used | [6 empty] | Douglas | 42.9611 | -123.3591
6996 | Western Refining Southwest Inc | 50997 | Gallup Refinery | Industrial CHP | NM | GEN1 | 3 | 2.9 | Natural Gas Fired Combustion Turbine | NG | GT | 10 | 1990 |  |  | (OP) Operating | [6 empty] | McKinley | 35.4883 | -108.4265
6996 | Western Refining Southwest Inc | 50997 | Gallup Refinery | Industrial CHP | NM | GEN2 | 3 | 2.9 | Natural Gas Fired Combustion Turbine | NG | GT | 10 | 1990 |  |  | (OP) Operating | [6 empty] | McKinley | 35.4883 | -108.4265
39006 | Brookfield White Pine Hydro LLC | 50999 | Aziscohos Hydroelectric Project | IPP Non-CHP | ME | GEN1 | 6.7 | 6.8 | Conventional Hydroelectric | WAT | HY | 6 | 1988 |  |  | (OP) Operating | [6 empty] | Oxford | 44.9439 | -70.9975
11415 | M.A. Patout & Son Limited, LLC | 51008 | Enterprise Sugar Factory | Industrial CHP | LA | 1000 | 1 | 1 | Other Waste Biomass | AB | ST | 10 | 1981 |  |  | (OP) Operating | [6 empty] | Iberia | 29.9036 | -91.7256
11415 | M.A. Patout & Son Limited, LLC | 51008 | Enterprise Sugar Factory | Industrial CHP | LA | 2000 | 2 | 2 | Other Waste Biomass | AB | ST | 10 | 1981 |  |  | (SB) Standby/Backup: available for service but not normally used | [6 empty] | Iberia | 29.9036 | -91.7256
54824 | SUEZ Energy Generation NA Inc | 51026 | Ryegate Power Station | IPP Non-CHP | VT | GEN1 | 21.5 | 20 | Wood/Wood Waste Biomass | WDS | ST | 9 | 1992 |  |  | (OP) Operating | [6 empty] | CALEDONIA | 44.2131 | -72.0572
27769 | Ocean State Power Co | 51030 | Ocean State Power | IPP Non-CHP | RI | GEN1 | 82.8 | 71.2 | Natural Gas Fired Combined Cycle | NG | CT | 12 | 1990 |  |  | (OP) Operating | [6 empty] | Providence | 42.0097 | -71.6689
27769 | Ocean State Power Co | 51030 | Ocean State Power | IPP Non-CHP | RI | GEN2 | 82.8 | 71.2 | Natural Gas Fired Combined Cycle | NG | CT | 12 | 1990 |  |  | (OP) Operating | [6 empty] | Providence | 42.0097 | -71.6689
27769 | Ocean State Power Co | 51030 | Ocean State Power | IPP Non-CHP | RI | GEN3 | 88.6 | 76.2 | Natural Gas Fired Combined Cycle | NG | CA | 12 | 1990 |  |  | (OP) Operating | [6 empty] | Providence | 42.0097 | -71.6689
5914 | Erie Boulevard Hydropower LP | 51033 | West Delaware Tunnel Plant | IPP Non-CHP | NY | GEN1 | 7.5 | 7 | Conventional Hydroelectric | WAT | HY | 12 | 1988 |  |  | (OP) Operating | [6 empty] | Sullivan | 41.8596 | -74.5103
10714 | Little Falls Hydroelec Assoc | 51034 | Little Falls Hydro | IPP Non-CHP | NY | GEN1 | 6.5 | 6.5 | Conventional Hydroelectric | WAT | HY | 1 | 1987 |  |  | (OP) Operating | [6 empty] | Herkimer | 43.0403 | -74.8506
10714 | Little Falls Hydroelec Assoc | 51034 | Little Falls Hydro | IPP Non-CHP | NY | GEN2 | 6.5 | 6.5 | Conventional Hydroelectric | WAT | HY | 1 | 1987 |  |  | (OP) Operating | [6 empty] | Herkimer | 43.0403 | -74.8506
8688 | Hofstra University | 51035 | Hofstra University | Commercial CHP | NY | GEN1 | 1.1 | 1.1 | Natural Gas Internal Combustion Engine | NG | IC | 9 | 1990 |  |  | (OP) Operating | [6 empty] | Nassau | 40.7139 | -73.6003
8688 | Hofstra University | 51035 | Hofstra University | Commercial CHP | NY | GEN2 | 1.1 | 1.1 | Natural Gas Internal Combustion Engine | NG | IC | 9 | 1990 |  |  | (OP) Operating | [6 empty] | Nassau | 40.7139 | -73.6003
56601 | Covanta MacArthur Renewable Energy | 51038 | MacArthur Waste to Energy Facility | Commercial Non-CHP | NY | GEN1 | 12.5 | 11 | Municipal Solid Waste | MSW | ST | 3 | 1990 |  |  | (OP) Operating | [6 empty] | Suffolk | 40.7869 | -73.1064
5347 | Dow Chemical Co | 52006 | LaO Energy Systems | Industrial CHP | LA | GEN1 | 57 | 57 | Natural Gas Fired Combined Cycle | NG | CA | 6 | 1958 |  |  | (OA) Out of service but expected to return to service in next calendar year | [6 empty] | Iberville | 30.3186 | -91.2325
5347 | Dow Chemical Co | 52006 | LaO Energy Systems | Industrial CHP | LA | GEN2 | 88 | 80 | Natural Gas Fired Combined Cycle | NG | CA | 6 | 1962 |  |  | (OP) Operating | [6 empty] | Iberville | 30.3186 | -91.2325
5347 | Dow Chemical Co | 52006 | LaO Energy Systems | Industrial CHP | LA | GEN3 | 90 | 94 | Natural Gas Fired Combined Cycle | NG | CA | 6 | 1966 |  |  | (OP) Operating | [6 empty] | Iberville | 30.3186 | -91.2325
5347 | Dow Chemical Co | 52006 | LaO Energy Systems | Industrial CHP | LA | GEN4 | 76.5 | 49 | Natural Gas Fired Combined Cycle | NG | CA | 6 | 1969 |  |  | (OP) Operating | [6 empty] | Iberville | 30.3186 | -91.2325
5347 | Dow Chemical Co | 52006 | LaO Energy Systems | Industrial CHP | LA | GEN5 | 76.5 | 52 | Natural Gas Fired Combined Cycle | NG | CT | 11 | 1978 |  |  | (OP) Operating | [6 empty] | Iberville | 30.3186 | -91.2325
5347 | Dow Chemical Co | 52006 | LaO Energy Systems | Industrial CHP | LA | GEN6 | 76.5 | 52 | Natural Gas Fired Combined Cycle | NG | CT | 2 | 1979 |  |  | (OP) Operating | [6 empty] | Iberville | 30.3186 | -91.2325
5347 | Dow Chemical Co | 52006 | LaO Energy Systems | Industrial CHP | LA | GEN7 | 125 | 95 | Natural Gas Fired Combined Cycle | NG | CT | 12 | 1982 | 12 | 2016 | (OP) Operating | [6 empty] | Iberville | 30.3186 | -91.2325
19876 | Virginia Electric & Power Co | 52007 | Mecklenburg Power Station | Electric Utility | VA | GEN1 | 69.9 | 69 | Conventional Steam Coal | BIT | ST | 11 | 1992 |  |  | (OP) Operating | [6 empty] | Mecklenburg | 36.6 | -78.53
19876 | Virginia Electric & Power Co | 52007 | Mecklenburg Power Station | Electric Utility | VA | GEN2 | 69.9 | 69 | Conventional Steam Coal | BIT | ST | 11 | 1992 |  |  | (OP) Operating | [6 empty] | Mecklenburg | 36.6 | -78.53
10875 | Lee County Board-Commissioners | 52010 | Lee County Solid Waste Energy | IPP Non-CHP | FL | GEN1 | 39 | 39 | Municipal Solid Waste | MSW | ST | 9 | 1994 |  |  | (OP) Operating | [6 empty] | Lee | 26.6315 | -81.7607
10875 | Lee County Board-Commissioners | 52010 | Lee County Solid Waste Energy | IPP Non-CHP | FL | GEN2 | 20 | 16 | Municipal Solid Waste | MSW | ST | 8 | 2007 |  |  | (OP) Operating | [6 empty] | Lee | 26.6315 | -81.7607
2782 | Terra-Gen Operating Company | 52015 | Terra-Gen Dixie Valley | IPP Non-CHP | NV | GEN1 | 60.5 | 56 | Geothermal | GEO | ST | 6 | 1998 |  |  | (OP) Operating | [6 empty] | Churchill | 39.9663 | -117.8557
5310 | Doswell Ltd Partnership | 52019 | Doswell Energy Center | IPP Non-CHP | VA | GEN1 | 122 | 104.7 | Natural Gas Fired Combined Cycle | NG | CT | 11 | 1991 |  |  | (OP) Operating | [6 empty] | Hanover | 37.8208 | -77.4462
5310 | Doswell Ltd Partnership | 52019 | Doswell Energy Center | IPP Non-CHP | VA | GEN2 | 122 | 104.7 | Natural Gas Fired Combined Cycle | NG | CT | 12 | 1991 |  |  | (OP) Operating | [6 empty] | Hanover | 37.8208 | -77.4462
5310 | Doswell Ltd Partnership | 52019 | Doswell Energy Center | IPP Non-CHP | VA | GEN3 | 132 | 123 | Natural Gas Fired Combined Cycle | NG | CA | 12 | 1991 |  |  | (OP) Operating | [6 empty] | Hanover | 37.8208 | -77.4462
5310 | Doswell Ltd Partnership | 52019 | Doswell Energy Center | IPP Non-CHP | VA | GEN4 | 122 | 104.7 | Natural Gas Fired Combined Cycle | NG | CT | 1 | 1992 |  |  | (OP) Operating | [6 empty] | Hanover | 37.8208 | -77.4462
5310 | Doswell Ltd Partnership | 52019 | Doswell Energy Center | IPP Non-CHP | VA | GEN5 | 122 | 104.7 | Natural Gas Fired Combined Cycle | NG | CT | 1 | 1992 |  |  | (OP) Operating | [6 empty] | Hanover | 37.8208 | -77.4462
5310 | Doswell Ltd Partnership | 52019 | Doswell Energy Center | IPP Non-CHP | VA | GEN6 | 132 | 123 | Natural Gas Fired Combined Cycle | NG | CA | 1 | 1992 |  |  | (OP) Operating | [6 empty] | Hanover | 37.8208 | -77.4462
5310 | Doswell Ltd Partnership | 52019 | Doswell Energy Center | IPP Non-CHP | VA | GEN7 | 187 | 149 | Natural Gas Fired Combustion Turbine | NG | GT | 3 | 2001 |  |  | (OP) Operating | [6 empty] | Hanover | 37.8208 | -77.4462
29767 | Illinois Institute-Technology | 52021 | ITT Cogen Facility | Commercial CHP | IL | GEN1 | 3.7 | 3.5 | Natural Gas Fired Combustion Turbine | NG | GT | 5 | 1991 |  |  | (OP) Operating | [6 empty] | COOK | 41.8344 | -87.6285
29767 | Illinois Institute-Technology | 52021 | ITT Cogen Facility | Commercial CHP | IL | GEN2 | 3.7 | 3.5 | Natural Gas Fired Combustion Turbine | NG | GT | 5 | 1991 |  |  | (OP) Operating | [6 empty] | COOK | 41.8344 | -87.6285
16001 | Rhode Island Hospital | 52024 | Rhode Island Hospital | Commercial CHP | RI | GEN2 | 1.7 | 1.7 | Natural Gas Steam Turbine | NG | ST | 10 | 1974 |  |  | (OP) Operating | [6 empty] | Providence | 41.8103 | -71.41
16001 | Rhode Island Hospital | 52024 | Rhode Island Hospital | Commercial CHP | RI | GEN4 | 1.7 | 1.7 | Natural Gas Steam Turbine | NG | ST | 10 | 1974 |  |  | (OP) Operating | [6 empty] | Providence | 41.8103 | -71.41
16001 | Rhode Island Hospital | 52024 | Rhode Island Hospital | Commercial CHP | RI | NEW1 | 3.5 | 3.5 | Natural Gas Steam Turbine | NG | ST | 12 | 1993 |  |  | (OP) Operating | [6 empty] | Providence | 41.8103 | -71.41
16001 | Rhode Island Hospital | 52024 | Rhode Island Hospital | Commercial CHP | RI | NEW3 | 3.5 | 3.5 | Natural Gas Steam Turbine | NG | ST | 9 | 1993 |  |  | (OP) Operating | [6 empty] | Providence | 41.8103 | -71.41
56516 | Morris Energy Operations Company, LLC | 52026 | Dartmouth Power Associates LP | IPP Non-CHP | MA | GEN1 | 45 | 62.1 | Natural Gas Fired Combined Cycle | NG | CT | 3 | 1992 |  |  | (OP) Operating | [6 empty] | Bristol | 41.6731 | -70.9994
56516 | Morris Energy Operations Company, LLC | 52026 | Dartmouth Power Associates LP | IPP Non-CHP | MA | GEN2 | 32 |  | Natural Gas Fired Combined Cycle | NG | CA | 3 | 1992 |  |  | (OP) Operating | [6 empty] | Bristol | 41.6731 | -70.9994
56516 | Morris Energy Operations Company, LLC | 52026 | Dartmouth Power Associates LP | IPP Non-CHP | MA | GEN3 | 24.7 | 19.6 | Natural Gas Fired Combustion Turbine | NG | GT | 9 | 2009 |  |  | (OP) Operating | [6 empty] | Bristol | 41.6731 | -70.9994
3608 | Puna Geothermal Venture | 52028 | Puna Geothermal Venture I | IPP Non-CHP | HI | OEC11 | 3.5 | 3.1 | Geothermal | GEO | ST | 8 | 1992 |  |  | (OP) Operating | [6 empty] | Hawaii | 19.479 | -154.8884
3608 | Puna Geothermal Venture | 52028 | Puna Geothermal Venture I | IPP Non-CHP | HI | OEC12 | 3.5 | 3.1 | Geothermal | GEO | ST | 8 | 1992 |  |  | (OP) Operating | [6 empty] | Hawaii | 19.479 | -154.8884
3608 | Puna Geothermal Venture | 52028 | Puna Geothermal Venture I | IPP Non-CHP | HI | OEC13 | 3.5 | 3.1 | Geothermal | GEO | ST | 8 | 1992 |  |  | (OP) Operating | [6 empty] | Hawaii | 19.479 | -154.8884
3608 | Puna Geothermal Venture | 52028 | Puna Geothermal Venture I | IPP Non-CHP | HI | OEC14 | 3.5 | 3.1 | Geothermal | GEO | ST | 8 | 1992 |  |  | (OP) Operating | [6 empty] | Hawaii | 19.479 | -154.8884
3608 | Puna Geothermal Venture | 52028 | Puna Geothermal Venture I | IPP Non-CHP | HI | OEC15 | 3.5 | 3.1 | Geothermal | GEO | ST | 8 | 1992 |  |  | (OP) Operating | [6 empty] | Hawaii | 19.479 | -154.8884
3608 | Puna Geothermal Venture | 52028 | Puna Geothermal Venture I | IPP Non-CHP | HI | OEC21 | 3.5 | 3.1 | Geothermal | GEO | ST | 8 | 1992 |  |  | (OP) Operating | [6 empty] | Hawaii | 19.479 | -154.8884
3608 | Puna Geothermal Venture | 52028 | Puna Geothermal Venture I | IPP Non-CHP | HI | OEC22 | 3.5 | 3.1 | Geothermal | GEO | ST | 8 | 1992 |  |  | (OP) Operating | [6 empty] | Hawaii | 19.479 | -154.8884
3608 | Puna Geothermal Venture | 52028 | Puna Geothermal Venture I | IPP Non-CHP | HI | OEC23 | 3.5 | 3.1 | Geothermal | GEO | ST | 8 | 1992 |  |  | (OP) Operating | [6 empty] | Hawaii | 19.479 | -154.8884
3608 | Puna Geothermal Venture | 52028 | Puna Geothermal Venture I | IPP Non-CHP | HI | OEC24 | 3.5 | 3.1 | Geothermal | GEO | ST | 8 | 1992 |  |  | (OP) Operating | [6 empty] | Hawaii | 19.479 | -154.8884
3608 | Puna Geothermal Venture | 52028 | Puna Geothermal Venture I | IPP Non-CHP | HI | OEC25 | 3.5 | 3.1 | Geothermal | GEO | ST | 8 | 1992 |  |  | (OP) Operating | [6 empty] | Hawaii | 19.479 | -154.8884
3608 | Puna Geothermal Venture | 52028 | Puna Geothermal Venture I | IPP Non-CHP | HI | OEC31 | 8 | 6 | Geothermal | GEO | BT | 2 | 2012 |  |  | (OP) Operating | [6 empty] | Hawaii | 19.479 | -154.8884
3608 | Puna Geothermal Venture | 52028 | Puna Geothermal Venture I | IPP Non-CHP | HI | OEC32 | 8 | 6 | Geothermal | GEO | BT | 2 | 2012 |  |  | (OP) Operating | [6 empty] | Hawaii | 19.479 | -154.8884
2091 | Phillips 66 | 52031 | Alliance Refinery | Industrial Non-CHP | LA | GEN1 | 6 | 6 | Other Gases | OG | OT | 12 | 1971 |  |  | (OP) Operating | [6 empty] | Plaquemines | 29.6833 | -89.975
2091 | Phillips 66 | 52031 | Alliance Refinery | Industrial Non-CHP | LA | GEN2 | 19 | 19 | Other Gases | OG | ST | 1 | 1990 |  |  | (OP) Operating | [6 empty] | Plaquemines | 29.6833 | -89.975
59092 | Ampersand Moretown Hydro LLC | 52033 | Moretown Generating Station | IPP Non-CHP | VT | 1 | 1.2 | 0.3 | Conventional Hydroelectric | WAT | HY | 1 | 1989 |  |  | (OS) Out of service and NOT expected to return to service in next calendar year | [6 empty] | Washington | 44.2859 | -72.7103
2509 | Bunge Foods | 52034 | Bunge Oil | Industrial CHP | IL | 1 | 3.5 | 2.8 | Natural Gas Fired Combustion Turbine | NG | GT | 1 | 1990 |  |  | (OP) Operating | [6 empty] | KANKAKEE | 41.1546 | -87.8548
4713 | D/R Hydro Co | 52036 | Yough Hydro Power | IPP Non-CHP | PA | GEN1 | 6.1 | 6.1 | Conventional Hydroelectric | WAT | HY | 12 | 1989 |  |  | (OP) Operating | [6 empty] | SOMERSET | 39.8016 | -79.3682
4713 | D/R Hydro Co | 52036 | Yough Hydro Power | IPP Non-CHP | PA | GEN2 | 6.1 | 6.1 | Conventional Hydroelectric | WAT | HY | 12 | 1989 |  |  | (OP) Operating | [6 empty] | SOMERSET | 39.8016 | -79.3682
31613 | Washington Cnty Wtr Consv Dist | 52039 | Quail Creek Hydro Plant #1 | IPP Non-CHP | UT | 1 | 2.3 | 2.3 | Conventional Hydroelectric | WAT | HY | 6 | 1985 |  |  | (OP) Operating | [6 empty] | WASHINGTON | 37.1854 | -113.3583
19724 | Vanderbilt University | 52048 | Vanderbilt University Power Plant | Commercial CHP | TN | GT1 | 5.2 | 4 | Natural Gas Fired Combustion Turbine | NG | GT | 5 | 2002 |  |  | (OP) Operating | [6 empty] | Davidson | 36.1459 | -86.8038
19724 | Vanderbilt University | 52048 | Vanderbilt University Power Plant | Commercial CHP | TN | GT2 | 5.2 | 4 | Natural Gas Fired Combustion Turbine | NG | GT | 7 | 2002 |  |  | (OP) Operating | [6 empty] | Davidson | 36.1459 | -86.8038
19724 | Vanderbilt University | 52048 | Vanderbilt University Power Plant | Commercial CHP | TN | GT3 | 7.2 | 7.8 | Natural Gas Fired Combustion Turbine | NG | GT | 8 | 2015 |  |  | (OP) Operating | [6 empty] | Davidson | 36.1459 | -86.8038
4277 | Converse Energy Inc | 52049 | Clifton Dam 3 Power Station | IPP Non-CHP | SC | 1H | 0.7 | 0.7 | Conventional Hydroelectric | WAT | HY | 4 | 1987 |  |  | (OP) Operating | [6 empty] | Spartanburg | 34.9953 | -81.8344
4277 | Converse Energy Inc | 52049 | Clifton Dam 3 Power Station | IPP Non-CHP | SC | 2V | 0.5 | 0.5 | Conventional Hydroelectric | WAT | HY | 8 | 1985 |  |  | (OP) Operating | [6 empty] | Spartanburg | 34.9953 | -81.8344
56355 | LES Project Holdings LLC | 52051 | I 95 Municipal Landfill Phase I | IPP Non-CHP | VA | UNT1 | 0.8 | 0.8 | Landfill Gas | LFG | IC | 1 | 1992 |  |  | (OP) Operating | [6 empty] | Fairfax | 38.6892 | -77.2375
56355 | LES Project Holdings LLC | 52051 | I 95 Municipal Landfill Phase I | IPP Non-CHP | VA | UNT2 | 0.8 | 0.8 | Landfill Gas | LFG | IC | 1 | 1992 |  |  | (OP) Operating | [6 empty] | Fairfax | 38.6892 | -77.2375
56355 | LES Project Holdings LLC | 52051 | I 95 Municipal Landfill Phase I | IPP Non-CHP | VA | UNT3 | 0.8 | 0.8 | Landfill Gas | LFG | IC | 1 | 1992 |  |  | (OP) Operating | [6 empty] | Fairfax | 38.6892 | -77.2375
56355 | LES Project Holdings LLC | 52051 | I 95 Municipal Landfill Phase I | IPP Non-CHP | VA | UNT4 | 0.8 | 0.8 | Landfill Gas | LFG | IC | 1 | 1992 |  |  | (OP) Operating | [6 empty] | Fairfax | 38.6892 | -77.2375
15694 | Rapidan Redevelopment LLC | 52054 | Rapidan Hydro Facility | IPP Non-CHP | MN | GEN1 | 3.4 | 3.2 | Conventional Hydroelectric | WAT | HY | 8 | 1984 |  |  | (OP) Operating | [6 empty] | Blue Earth | 44.0927 | -94.1088
15694 | Rapidan Redevelopment LLC | 52054 | Rapidan Hydro Facility | IPP Non-CHP | MN | GEN2 | 3.4 | 3.2 | Conventional Hydroelectric | WAT | HY | 8 | 1984 |  |  | (OP) Operating | [6 empty] | Blue Earth | 44.0927 | -94.1088
19153 | Nassau Energy Corp | 52056 | Nassau Energy Corp | IPP CHP | NY | GT1 | 43 | 43 | Natural Gas Fired Combined Cycle | NG | CT | 3 | 1991 |  |  | (OP) Operating | [6 empty] | NASSAU | 40.7264 | -73.5892
19153 | Nassau Energy Corp | 52056 | Nassau Energy Corp | IPP CHP | NY | ST1 | 12 | 12 | Natural Gas Fired Combined Cycle | NG | CA | 3 | 1991 |  |  | (OP) Operating | [6 empty] | NASSAU | 40.7264 | -73.5892
60082 | ECOsponsible LLC | 52057 | Herkimer | IPP Non-CHP | NY | 01 | 0.4 | 0.1 | Conventional Hydroelectric | WAT | HY | 12 | 1987 |  |  | (OS) Out of service and NOT expected to return to service in next calendar year | [6 empty] | Herkimer | 43.0336 | -74.9834
60082 | ECOsponsible LLC | 52057 | Herkimer | IPP Non-CHP | NY | 02 | 0.4 | 0.1 | Conventional Hydroelectric | WAT | HY | 12 | 1987 |  |  | (OS) Out of service and NOT expected to return to service in next calendar year | [6 empty] | Herkimer | 43.0336 | -74.9834
60082 | ECOsponsible LLC | 52057 | Herkimer | IPP Non-CHP | NY | 03 | 0.4 | 0.1 | Conventional Hydroelectric | WAT | HY | 12 | 1987 |  |  | (OS) Out of service and NOT expected to return to service in next calendar year | [6 empty] | Herkimer | 43.0336 | -74.9834
60082 | ECOsponsible LLC | 52057 | Herkimer | IPP Non-CHP | NY | 04 | 0.4 | 0.1 | Conventional Hydroelectric | WAT | HY | 12 | 1987 |  |  | (OS) Out of service and NOT expected to return to service in next calendar year | [6 empty] | Herkimer | 43.0336 | -74.9834
57184 | Ampersand Mount Ida Hydro LLC | 52058 | Ogdensburg | IPP Non-CHP | NY | 01 | 0.7 | 0.2 | Conventional Hydroelectric | WAT | HY | 12 | 1987 |  |  | (OP) Operating | [6 empty] | St Lawrence | 44.7041 | -75.487
57184 | Ampersand Mount Ida Hydro LLC | 52058 | Ogdensburg | IPP Non-CHP | NY | 02 | 0.7 | 0.2 | Conventional Hydroelectric | WAT | HY | 12 | 1987 |  |  | (OP) Operating | [6 empty] | St Lawrence | 44.7041 | -75.487
57184 | Ampersand Mount Ida Hydro LLC | 52058 | Ogdensburg | IPP Non-CHP | NY | 03 | 0.7 | 0.2 | Conventional Hydroelectric | WAT | HY | 12 | 1987 |  |  | (OP) Operating | [6 empty] | St Lawrence | 44.7041 | -75.487
57184 | Ampersand Mount Ida Hydro LLC | 52058 | Ogdensburg | IPP Non-CHP | NY | 04 | 0.7 | 0.2 | Conventional Hydroelectric | WAT | HY | 12 | 1987 |  |  | (OP) Operating | [6 empty] | St Lawrence | 44.7041 | -75.487
57184 | Ampersand Mount Ida Hydro LLC | 52058 | Ogdensburg | IPP Non-CHP | NY | 05 | 0.7 | 0.2 | Conventional Hydroelectric | WAT | HY | 12 | 1987 |  |  | (OP) Operating | [6 empty] | St Lawrence | 44.7041 | -75.487
8153 | Hartford Steam Co | 52061 | Hartford Hospital Cogeneration | Commercial CHP | CT | GEN2 | 4.2 | 2.4 | Natural Gas Fired Combined Cycle | NG | CA | 7 | 1988 |  |  | (OP) Operating | [6 empty] | HARTFORD | 41.7631 | -72.6733
8153 | Hartford Steam Co | 52061 | Hartford Hospital Cogeneration | Commercial CHP | CT | GEN3 | 6.2 | 5.2 | Natural Gas Fired Combined Cycle | NG | CT | 7 | 1988 |  |  | (OP) Operating | [6 empty] | HARTFORD | 41.7631 | -72.6733
8153 | Hartford Steam Co | 52061 | Hartford Hospital Cogeneration | Commercial CHP | CT | GEN4 | 1.4 | 1.4 | Other Natural Gas | NG | FC | 5 | 2014 |  |  | (OP) Operating | [6 empty] | HARTFORD | 41.7631 | -72.6733
59409 | Eco Services Operations LLC | 52063 | Martinez Sulfuric Acid Regeneration Plt | Industrial CHP | CA | GEN1 | 4 | 4 | All Other | WH | ST | 1 | 1978 |  |  | (OP) Operating | [6 empty] | Contra Costa | 38.0314 | -122.1139
59409 | Eco Services Operations LLC | 52064 | Dominguez Plant | Industrial CHP | CA | GEN1 | 5 | 3.5 | All Other | WH | ST | 8 | 1976 |  |  | (OP) Operating | [6 empty] | Los Angeles | 33.8431 | -118.2347
59409 | Eco Services Operations LLC | 52065 | Houston Plant | Industrial CHP | TX | GEN1 | 6 | 5.5 | All Other | WH | ST | 1 | 1977 |  |  | (OP) Operating |  |  |  | 2017 | 3 | 1.2 | Harris | 29.7198 | -95.2706
59409 | Eco Services Operations LLC | 52065 | Houston Plant | Industrial CHP | TX | GEN2 | 1.5 | 1.5 | All Other | WH | ST | 1 | 1970 | 1 | 2022 | (OP) Operating |  |  |  | 2017 | 3 | 0.3 | Harris | 29.7198 | -95.2706
57280 | Eagle Creek RE LLC | 52068 | Great Falls Hydro Project | IPP Non-CHP | NJ | GEN1 | 4.1 | 3.3 | Conventional Hydroelectric | WAT | HY | 12 | 1985 |  |  | (OP) Operating | [6 empty] | Passaic | 40.9153 | -74.181
57280 | Eagle Creek RE LLC | 52068 | Great Falls Hydro Project | IPP Non-CHP | NJ | GEN2 | 4.1 | 3.3 | Conventional Hydroelectric | WAT | HY | 12 | 1985 |  |  | (OP) Operating | [6 empty] | Passaic | 40.9153 | -74.181
57280 | Eagle Creek RE LLC | 52068 | Great Falls Hydro Project | IPP Non-CHP | NJ | GEN3 | 4.1 | 3.3 | Conventional Hydroelectric | WAT | HY | 12 | 1985 |  |  | (OP) Operating | [6 empty] | Passaic | 40.9153 | -74.181
22337 | Alcoa World Alumina LLC | 52069 | Point Comfort Operations | Industrial CHP | TX | GEN1 | 16 | 14.9 | Natural Gas Steam Turbine | NG | ST | 1 | 1958 |  |  | (OP) Operating | [6 empty] | Calhoun | 28.6527 | -96.56
22337 | Alcoa World Alumina LLC | 52069 | Point Comfort Operations | Industrial CHP | TX | GEN2 | 16 | 14.9 | Natural Gas Steam Turbine | NG | ST | 1 | 1958 |  |  | (OP) Operating | [6 empty] | Calhoun | 28.6527 | -96.56
22337 | Alcoa World Alumina LLC | 52069 | Point Comfort Operations | Industrial CHP | TX | GEN3 | 16 | 14.9 | Natural Gas Steam Turbine | NG | ST | 1 | 1958 |  |  | (OP) Operating | [6 empty] | Calhoun | 28.6527 | -96.56
22337 | Alcoa World Alumina LLC | 52069 | Point Comfort Operations | Industrial CHP | TX | GEN4 | 15.1 | 14 | Natural Gas Steam Turbine | NG | ST | 1 | 1970 |  |  | (OP) Operating | [6 empty] | Calhoun | 28.6527 | -96.56
57098 | Sandow Power Co LLC | 52071 | Sandow No 5 | IPP Non-CHP | TX | 5 | 661.5 | 600 | Conventional Steam Coal | LIG | ST | 1 | 2010 |  |  | (OP) Operating | [6 empty] | Milam | 30.5681 | -97.0614
22218 | U S Army-Radford | 52072 | Radford Army Ammunition Plant | Industrial CHP | VA | GEN1 | 6 | 5.6 | Conventional Steam Coal | BIT | ST | 1 | 1990 |  |  | (OP) Operating | [6 empty] | Montgomery | 37.1804 | -80.5428
22218 | U S Army-Radford | 52072 | Radford Army Ammunition Plant | Industrial CHP | VA | GEN2 | 6 | 5.6 | Conventional Steam Coal | BIT | ST | 1 | 1990 |  |  | (OP) Operating | [6 empty] | Montgomery | 37.1804 | -80.5428
22218 | U S Army-Radford | 52072 | Radford Army Ammunition Plant | Industrial CHP | VA | GEN3 | 6 | 5.6 | Conventional Steam Coal | BIT | ST | 1 | 1990 |  |  | (OP) Operating | [6 empty] | Montgomery | 37.1804 | -80.5428
22218 | U S Army-Radford | 52072 | Radford Army Ammunition Plant | Industrial CHP | VA | GEN4 | 6 | 5.6 | Conventional Steam Coal | BIT | ST | 1 | 1990 |  |  | (OP) Operating | [6 empty] | Montgomery | 37.1804 | -80.5428
19524 | University of California-LA | 52073 | UCLA So Campus Cogen Project | Commercial CHP | CA | GEN1 | 14.5 | 12.5 | Natural Gas Fired Combined Cycle | NG | CT | 10 | 1993 |  |  | (OP) Operating | [6 empty] | LOS ANGELES | 34.0692 | -118.4439
19524 | University of California-LA | 52073 | UCLA So Campus Cogen Project | Commercial CHP | CA | GEN2 | 14.5 | 12.5 | Natural Gas Fired Combined Cycle | NG | CT | 10 | 1993 |  |  | (OP) Operating | [6 empty] | LOS ANGELES | 34.0692 | -118.4439
19524 | University of California-LA | 52073 | UCLA So Campus Cogen Project | Commercial CHP | CA | GEN3 | 14 | 11 | Natural Gas Fired Combined Cycle | NG | CA | 10 | 1993 |  |  | (OP) Operating | [6 empty] | LOS ANGELES | 34.0692 | -118.4439
54713 | Chevron USA Inc | 52076 | McKittrick Cogen | Industrial CHP | CA | UNIT1 | 6 | 4.8 | Natural Gas Fired Combustion Turbine | NG | GT | 6 | 2012 |  |  | (OP) Operating | [6 empty] | KERN | 35.3161 | -119.6597
54713 | Chevron USA Inc | 52076 | McKittrick Cogen | Industrial CHP | CA | UNIT2 | 6 | 4.8 | Natural Gas Fired Combustion Turbine | NG | GT | 6 | 2012 |  |  | (OP) Operating | [6 empty] | KERN | 35.3161 | -119.6597
164 | AERA Energy LLC | 52077 | Lost Hills Cogeneration Plant | Industrial CHP | CA | GEN4 | 3.5 | 2.7 | Natural Gas Fired Combustion Turbine | NG | GT | 10 | 1985 |  |  | (OP) Operating | [6 empty] | Kern | 35.6661 | -119.7669
164 | AERA Energy LLC | 52077 | Lost Hills Cogeneration Plant | Industrial CHP | CA | GEN5 | 3.5 | 2.7 | Natural Gas Fired Combustion Turbine | NG | GT | 10 | 1985 |  |  | (OP) Operating | [6 empty] | Kern | 35.6661 | -119.7669
164 | AERA Energy LLC | 52077 | Lost Hills Cogeneration Plant | Industrial CHP | CA | GEN6 | 3.5 | 2.7 | Natural Gas Fired Combustion Turbine | NG | GT | 10 | 1985 |  |  | (OP) Operating | [6 empty] | Kern | 35.6661 | -119.7669
54713 | Chevron USA Inc | 52078 | North Midway Cogen | Industrial CHP | CA | GEN7 | 3.5 | 3 | Natural Gas Fired Combustion Turbine | NG | GT | 10 | 1986 |  |  | (OS) Out of service and NOT expected to return to service in next calendar year | [6 empty] | Kern | 35.2761 | -119.5986
54713 | Chevron USA Inc | 52078 | North Midway Cogen | Industrial CHP | CA | GEN8 | 3.5 | 3 | Natural Gas Fired Combustion Turbine | NG | GT | 10 | 1986 |  |  | (OS) Out of service and NOT expected to return to service in next calendar year | [6 empty] | Kern | 35.2761 | -119.5986
54713 | Chevron USA Inc | 52078 | North Midway Cogen | Industrial CHP | CA | GEN9 | 3.5 | 3 | Natural Gas Fired Combustion Turbine | NG | GT | 10 | 1986 |  |  | (OS) Out of service and NOT expected to return to service in next calendar year | [6 empty] | Kern | 35.2761 | -119.5986
54713 | Chevron USA Inc | 52081 | Cymric 31X Cogen | Industrial CHP | CA | TG1 | 3.4 | 2.7 | Natural Gas Fired Combustion Turbine | NG | GT | 10 | 1988 |  |  | (OP) Operating | [6 empty] | Kern | 35.3639 | -119.6592
54713 | Chevron USA Inc | 52081 | Cymric 31X Cogen | Industrial CHP | CA | TG2 | 3.4 | 2.7 | Natural Gas Fired Combustion Turbine | NG | GT | 10 | 1988 |  |  | (OP) Operating | [6 empty] | Kern | 35.3639 | -119.6592
54713 | Chevron USA Inc | 52082 | Cymric 6Z Cogen | Industrial CHP | CA | TG1 | 3.4 | 2.7 | Natural Gas Fired Combustion Turbine | NG | GT | 7 | 1986 |  |  | (OP) Operating | [6 empty] | Kern | 35.3461 | -119.6434
54713 | Chevron USA Inc | 52082 | Cymric 6Z Cogen | Industrial CHP | CA | TG2 | 3.4 | 2.7 | Natural Gas Fired Combustion Turbine | NG | GT | 7 | 1986 |  |  | (OP) Operating | [6 empty] | Kern | 35.3461 | -119.6434
54713 | Chevron USA Inc | 52083 | Coalinga 6C Cogen | Industrial CHP | CA | TG1 | 3.4 | 2.7 | Natural Gas Fired Combustion Turbine | NG | GT | 9 | 1989 |  |  | (OS) Out of service and NOT expected to return to service in next calendar year | [6 empty] | Fresno | 36.2097 | -120.3828
54713 | Chevron USA Inc | 52083 | Coalinga 6C Cogen | Industrial CHP | CA | TG2 | 3.4 | 2.7 | Natural Gas Fired Combustion Turbine | NG | GT | 9 | 1989 |  |  | (OS) Out of service and NOT expected to return to service in next calendar year | [6 empty] | Fresno | 36.2097 | -120.3828
54713 | Chevron USA Inc | 52085 | Taft 26C Cogen | Industrial CHP | CA | TG1 | 3.1 | 2.7 | Natural Gas Fired Combustion Turbine | NG | GT | 7 | 1982 |  |  | (OP) Operating | [6 empty] | Kern | 35.1133 | -119.4706
54713 | Chevron USA Inc | 52085 | Taft 26C Cogen | Industrial CHP | CA | TG2 | 3.1 | 2.7 | Natural Gas Fired Combustion Turbine | NG | GT | 7 | 1982 |  |  | (OP) Operating | [6 empty] | Kern | 35.1133 | -119.4706
54713 | Chevron USA Inc | 52085 | Taft 26C Cogen | Industrial CHP | CA | TG3 | 3.1 | 2.7 | Natural Gas Fired Combustion Turbine | NG | GT | 7 | 1982 |  |  | (OP) Operating | [6 empty] | Kern | 35.1133 | -119.4706
54713 | Chevron USA Inc | 52085 | Taft 26C Cogen | Industrial CHP | CA | TG4 | 3.1 | 2.7 | Natural Gas Fired Combustion Turbine | NG | GT | 7 | 1982 |  |  | (OP) Operating | [6 empty] | Kern | 35.1133 | -119.4706
54713 | Chevron USA Inc | 52086 | Coalinga 25D Cogen | Industrial CHP | CA | TG1 | 3.4 | 2.7 | Natural Gas Fired Combustion Turbine | NG | GT | 10 | 1986 |  |  | (OP) Operating | [6 empty] | FRESNO | 36.1556 | -120.3972
54713 | Chevron USA Inc | 52086 | Coalinga 25D Cogen | Industrial CHP | CA | TG2 | 3.4 | 2.7 | Natural Gas Fired Combustion Turbine | NG | GT | 10 | 1986 |  |  | (OP) Operating | [6 empty] | FRESNO | 36.1556 | -120.3972
54713 | Chevron USA Inc | 52086 | Coalinga 25D Cogen | Industrial CHP | CA | TG3 | 3.4 | 2.7 | Natural Gas Fired Combustion Turbine | NG | GT | 12 | 1987 |  |  | (OP) Operating | [6 empty] | FRESNO | 36.1556 | -120.3972
54713 | Chevron USA Inc | 52086 | Coalinga 25D Cogen | Industrial CHP | CA | TG4 | 3.4 | 2.7 | Natural Gas Fired Combustion Turbine | NG | GT | 12 | 1987 |  |  | (OP) Operating | [6 empty] | FRESNO | 36.1556 | -120.3972
19876 | Virginia Electric & Power Co | 52087 | Elizabeth River Power Station | Electric Utility | VA | GEN1 | 129.6 | 116 | Natural Gas Fired Combustion Turbine | NG | GT | 6 | 1992 |  |  | (SB) Standby/Backup: available for service but not normally used | [6 empty] | Chesapeake City | 36.775 | -76.3083
19876 | Virginia Electric & Power Co | 52087 | Elizabeth River Power Station | Electric Utility | VA | GEN2 | 129.6 | 116 | Natural Gas Fired Combustion Turbine | NG | GT | 6 | 1992 |  |  | (SB) Standby/Backup: available for service but not normally used | [6 empty] | Chesapeake City | 36.775 | -76.3083
19876 | Virginia Electric & Power Co | 52087 | Elizabeth River Power Station | Electric Utility | VA | GEN3 | 129.6 | 116 | Natural Gas Fired Combustion Turbine | NG | GT | 6 | 1992 |  |  | (SB) Standby/Backup: available for service but not normally used | [6 empty] | Chesapeake City | 36.775 | -76.3083
22652 | Texas City Cogeneration LLC | 52088 | Texas City Power Plant | IPP CHP | TX | GEN1 | 141 | 139 | Natural Gas Fired Combined Cycle | NG | CA | 5 | 1987 |  |  | (OP) Operating | [6 empty] | Galveston | 29.3787 | -94.9438
22652 | Texas City Cogeneration LLC | 52088 | Texas City Power Plant | IPP CHP | TX | GEN2 | 103 | 104 | Natural Gas Fired Combined Cycle | NG | CT | 5 | 1987 |  |  | (OP) Operating | [6 empty] | Galveston | 29.3787 | -94.9438
22652 | Texas City Cogeneration LLC | 52088 | Texas City Power Plant | IPP CHP | TX | GEN3 | 103 | 104 | Natural Gas Fired Combined Cycle | NG | CT | 5 | 1987 |  |  | (OP) Operating | [6 empty] | Galveston | 29.3787 | -94.9438
22652 | Texas City Cogeneration LLC | 52088 | Texas City Power Plant | IPP CHP | TX | GEN4 | 103 | 104 | Natural Gas Fired Combined Cycle | NG | CT | 5 | 1987 |  |  | (OP) Operating | [6 empty] | Galveston | 29.3787 | -94.9438
57151 | Celanese Acetate LLC | 52089 | Celanese Acetate LLC | Industrial CHP | VA | GEN1 | 6 | 6 | Natural Gas Steam Turbine | NG | ST | 1 | 1942 |  |  | (OP) Operating | [6 empty] | Giles | 37.3439 | -80.765
57151 | Celanese Acetate LLC | 52089 | Celanese Acetate LLC | Industrial CHP | VA | GEN2 | 6 | 6 | Natural Gas Steam Turbine | NG | ST | 1 | 1942 |  |  | (OP) Operating | [6 empty] | Giles | 37.3439 | -80.765
57151 | Celanese Acetate LLC | 52089 | Celanese Acetate LLC | Industrial CHP | VA | GEN3 | 6 | 6 | Natural Gas Steam Turbine | NG | ST | 1 | 1944 |  |  | (OP) Operating | [6 empty] | Giles | 37.3439 | -80.765
57151 | Celanese Acetate LLC | 52089 | Celanese Acetate LLC | Industrial CHP | VA | GEN4 | 9.2 | 9.2 | Natural Gas Steam Turbine | NG | ST | 1 | 1966 |  |  | (OP) Operating | [6 empty] | Giles | 37.3439 | -80.765
1569 | Berry Petroleum Co | 52096 | Berry Placerita Cogen | Industrial CHP | CA | GEN1 | 21.4 | 19.6 | Natural Gas Fired Combustion Turbine | NG | GT | 3 | 1990 |  |  | (OP) Operating | [6 empty] | Los Angeles | 34.3841 | -118.4949
1569 | Berry Petroleum Co | 52096 | Berry Placerita Cogen | Industrial CHP | CA | GEN2 | 21.4 | 19.6 | Natural Gas Fired Combustion Turbine | NG | GT | 5 | 1990 |  |  | (OP) Operating | [6 empty] | Los Angeles | 34.3841 | -118.4949
14155 | Orange County Sanitation Dist | 52099 | Plant No 2 Orange County | Commercial CHP | CA | GEN1 | 3 | 2.7 | Other Waste Biomass | OBG | IC | 6 | 1993 |  |  | (OP) Operating | [6 empty] | Orange | 33.6433 | -117.9556
14155 | Orange County Sanitation Dist | 52099 | Plant No 2 Orange County | Commercial CHP | CA | GEN2 | 3 | 2.7 | Other Waste Biomass | OBG | IC | 6 | 1993 |  |  | (OP) Operating | [6 empty] | Orange | 33.6433 | -117.9556
14155 | Orange County Sanitation Dist | 52099 | Plant No 2 Orange County | Commercial CHP | CA | GEN3 | 3 | 2.7 | Other Waste Biomass | OBG | IC | 6 | 1993 |  |  | (OP) Operating | [6 empty] | Orange | 33.6433 | -117.9556
14155 | Orange County Sanitation Dist | 52099 | Plant No 2 Orange County | Commercial CHP | CA | GEN4 | 3 | 2.7 | Other Waste Biomass | OBG | IC | 6 | 1993 |  |  | (OP) Operating | [6 empty] | Orange | 33.6433 | -117.9556
14155 | Orange County Sanitation Dist | 52099 | Plant No 2 Orange County | Commercial CHP | CA | GEN5 | 3 | 2.7 | Other Waste Biomass | OBG | IC | 6 | 1993 |  |  | (OP) Operating | [6 empty] | Orange | 33.6433 | -117.9556
14155 | Orange County Sanitation Dist | 52099 | Plant No 2 Orange County | Commercial CHP | CA | GEN6 | 1 | 0.9 | Other Waste Biomass | OBG | ST | 6 | 1993 |  |  | (OP) Operating | [6 empty] | Orange | 33.6433 | -117.9556
54713 | Chevron USA Inc | 52104 | Cymric 36W Cogen | Industrial CHP | CA | GEN1 | 3.1 | 2.7 | Natural Gas Fired Combustion Turbine | NG | GT | 10 | 1982 |  |  | (OP) Operating | [6 empty] | Kern | 35.3633 | -119.6756
54713 | Chevron USA Inc | 52104 | Cymric 36W Cogen | Industrial CHP | CA | GEN2 | 3.1 | 2.7 | Natural Gas Fired Combustion Turbine | NG | GT | 10 | 1982 |  |  | (OP) Operating | [6 empty] | Kern | 35.3633 | -119.6756
54713 | Chevron USA Inc | 52104 | Cymric 36W Cogen | Industrial CHP | CA | GEN3 | 3.1 | 2.7 | Natural Gas Fired Combustion Turbine | NG | GT | 10 | 1982 |  |  | (OP) Operating | [6 empty] | Kern | 35.3633 | -119.6756
54713 | Chevron USA Inc | 52104 | Cymric 36W Cogen | Industrial CHP | CA | GEN4 | 3.1 | 2.7 | Natural Gas Fired Combustion Turbine | NG | GT | 10 | 1982 |  |  | (OP) Operating | [6 empty] | Kern | 35.3633 | -119.6756
18340 | PES | 52106 | Philadelphia Refinery | Industrial CHP | PA | GEN1 | 10 | 5.5 | Other Gases | OG | ST | 1 | 1952 |  |  | (OA) Out of service but expected to return to service in next calendar year | [6 empty] | Philadelphia | 39.9058 | -75.2122
18340 | PES | 52106 | Philadelphia Refinery | Industrial CHP | PA | GEN2 | 10 | 6.7 | Other Gases | OG | ST | 1 | 1952 |  |  | (OS) Out of service and NOT expected to return to service in next calendar year | [6 empty] | Philadelphia | 39.9058 | -75.2122
18340 | PES | 52106 | Philadelphia Refinery | Industrial CHP | PA | GEN3 | 10 | 7.3 | Other Gases | OG | ST | 1 | 1952 |  |  | (OP) Operating | [6 empty] | Philadelphia | 39.9058 | -75.2122
54713 | Chevron USA Inc | 52107 | Kern River Eastridge Cogen | Industrial CHP | CA | 101A | 24.4 | 20.8 | Natural Gas Fired Combustion Turbine | NG | GT | 6 | 1988 |  |  | (OP) Operating | [6 empty] | Kern | 35.4406 | -118.9617
54713 | Chevron USA Inc | 52107 | Kern River Eastridge Cogen | Industrial CHP | CA | 101B | 24.4 | 20.8 | Natural Gas Fired Combustion Turbine | NG | GT | 6 | 1988 |  |  | (OP) Operating | [6 empty] | Kern | 35.4406 | -118.9617
49732 | Chevron Products Company-Richmond | 52109 | Richmond Cogen | Industrial CHP | CA | GEN1 | 62.6 | 50 | Natural Gas Fired Combined Cycle | NG | CT | 8 | 1992 |  |  | (OP) Operating | [6 empty] | Contra Costa | 37.9418 | -122.3909
49732 | Chevron Products Company-Richmond | 52109 | Richmond Cogen | Industrial CHP | CA | GEN2 | 62.6 | 50 | Natural Gas Fired Combined Cycle | NG | CT | 9 | 1992 |  |  | (OP) Operating | [6 empty] | Contra Costa | 37.9418 | -122.3909
49732 | Chevron Products Company-Richmond | 52109 | Richmond Cogen | Industrial CHP | CA | GEN5 | 30.4 | 30.4 | Other Gases | OG | CA | 3 | 2006 |  |  | (OP) Operating | [6 empty] | Contra Costa | 37.9418 | -122.3909
4361 | Ingredion Inc - Stockton | 52115 | Ingredion Stockton | Industrial CHP | CA | GEN1 | 2.8 | 2.8 | Natural Gas Fired Combustion Turbine | NG | GT | 3 | 1984 |  |  | (OP) Operating | [6 empty] | SAN JOAQUIN | 37.9128 | -121.2614
19876 | Virginia Electric & Power Co | 52118 | Multitrade of Pittsylvania LP | Electric Utility | VA | GEN1 | 45 | 41.5 | Wood/Wood Waste Biomass | WDS | ST | 6 | 1994 |  |  | (OP) Operating | [6 empty] | Pittsylvania | 37.1041 | -79.277
19876 | Virginia Electric & Power Co | 52118 | Multitrade of Pittsylvania LP | Electric Utility | VA | GEN2 | 45 | 41.5 | Wood/Wood Waste Biomass | WDS | ST | 6 | 1994 |  |  | (OP) Operating | [6 empty] | Pittsylvania | 37.1041 | -79.277
59875 | Olin Blue Cube Operations | 52120 | Freeport Energy | Industrial CHP | TX | G-37 | 75 | 59.2 | Natural Gas Fired Combustion Turbine | NG | GT | 4 | 1978 |  |  | (OP) Operating | [6 empty] | Brazoria | 28.9913 | -95.4075
59875 | Olin Blue Cube Operations | 52120 | Freeport Energy | Industrial CHP | TX | G-61 | 94.5 | 68.3 | Natural Gas Fired Combined Cycle | NG | CT | 10 | 1982 |  |  | (OP) Operating | [6 empty] | Brazoria | 28.9913 | -95.4075
59875 | Olin Blue Cube Operations | 52120 | Freeport Energy | Industrial CHP | TX | G-63 | 94.5 | 68.3 | Natural Gas Fired Combined Cycle | NG | CT | 8 | 1982 |  |  | (OP) Operating | [6 empty] | Brazoria | 28.9913 | -95.4075
59875 | Olin Blue Cube Operations | 52120 | Freeport Energy | Industrial CHP | TX | G-64 | 64.8 | 50 | Natural Gas Fired Combined Cycle | NG | CA | 9 | 1987 |  |  | (OP) Operating | [6 empty] | Brazoria | 28.9913 | -95.4075
59875 | Olin Blue Cube Operations | 52120 | Freeport Energy | Industrial CHP | TX | G-65 | 111.3 | 95.2 | Natural Gas Fired Combined Cycle | NG | CA | 2 | 1984 |  |  | (OP) Operating | [6 empty] | Brazoria | 28.9913 | -95.4075
59875 | Olin Blue Cube Operations | 52120 | Freeport Energy | Industrial CHP | TX | G-66 | 119 | 95.6 | Natural Gas Fired Combined Cycle | NG | CT | 12 | 1983 |  |  | (OP) Operating | [6 empty] | Brazoria | 28.9913 | -95.4075
59875 | Olin Blue Cube Operations | 52120 | Freeport Energy | Industrial CHP | TX | G-67 | 119 | 95.6 | Natural Gas Fired Combined Cycle | NG | CT | 3 | 1984 |  |  | (OP) Operating | [6 empty] | Brazoria | 28.9913 | -95.4075
429 | Occidental Permian Ltd | 52122 | Wasson CO2 Removal Plant | Industrial CHP | TX | GEN1 | 23.4 | 18.7 | Natural Gas Fired Combustion Turbine | NG | GT | 2 | 1988 |  |  | (OP) Operating | [6 empty] | Yoakum | 33.0099 | -102.7569
56079 | Vanguard Natural Resources LLC | 52127 | Elk Basin Gasoline Plant | Industrial CHP | WY | GEN1 | 1 | 0.8 | Other Gases | OG | ST | 1 | 1948 |  |  | (OP) Operating | [6 empty] | Park | 44.9806 | -108.8428
56079 | Vanguard Natural Resources LLC | 52127 | Elk Basin Gasoline Plant | Industrial CHP | WY | GEN2 | 1 | 0.8 | Other Gases | OG | ST | 1 | 1948 |  |  | (OP) Operating | [6 empty] | Park | 44.9806 | -108.8428
44466 | BP PLC | 52130 | Whiting Refinery | Industrial CHP | IN | 31TG | 12.5 | 11.2 | Other Gases | OG | ST | 1 | 1948 |  |  | (OP) Operating | [6 empty] | LAKE | 41.6703 | -87.4803
44466 | BP PLC | 52130 | Whiting Refinery | Industrial CHP | IN | 32TG | 12.5 | 11.2 | Other Gases | OG | ST | 1 | 1948 |  |  | (OP) Operating | [6 empty] | LAKE | 41.6703 | -87.4803
44466 | BP PLC | 52130 | Whiting Refinery | Industrial CHP | IN | 33TG | 18.8 | 16.4 | Other Gases | OG | ST | 1 | 1955 |  |  | (OP) Operating | [6 empty] | LAKE | 41.6703 | -87.4803
44466 | BP PLC | 52130 | Whiting Refinery | Industrial CHP | IN | 34TG | 10 | 11.8 | Other Gases | OG | ST | 1 | 1955 |  |  | (OP) Operating | [6 empty] | LAKE | 41.6703 | -87.4803
44466 | BP PLC | 52130 | Whiting Refinery | Industrial CHP | IN | 35TG | 30 | 38 | Other Gases | OG | ST | 1 | 1980 |  |  | (OP) Operating | [6 empty] | LAKE | 41.6703 | -87.4803
17566 | South Houston Green Power LLC | 52132 | Power Station 4 | Industrial CHP | TX | GEN1 | 78.2 | 69 | Natural Gas Fired Combined Cycle | NG | CT | 9 | 1986 |  |  | (OP) Operating | [6 empty] | Galveston | 29.3782 | -94.9219
17566 | South Houston Green Power LLC | 52132 | Power Station 4 | Industrial CHP | TX | GEN2 | 78.2 | 69 | Natural Gas Fired Combined Cycle | NG | CT | 9 | 1986 |  |  | (OP) Operating | [6 empty] | Galveston | 29.3782 | -94.9219
17566 | South Houston Green Power LLC | 52132 | Power Station 4 | Industrial CHP | TX | GEN3 | 34.7 | 34 | Natural Gas Fired Combined Cycle | NG | CA | 9 | 1986 |  |  | (OS) Out of service and NOT expected to return to service in next calendar year | [6 empty] | Galveston | 29.3782 | -94.9219
58553 | PAR Petroleum | 52133 | Tesoro Mandan Cogeneration Plant | Industrial CHP | ND | GEN1 | 2.5 | 2.8 | Other Gases | OG | ST | 10 | 1954 |  |  | (OP) Operating | [6 empty] | Morton | 46.8492 | -100.8808
58553 | PAR Petroleum | 52133 | Tesoro Mandan Cogeneration Plant | Industrial CHP | ND | GEN2 | 2.5 | 2.8 | Other Gases | OG | ST | 10 | 1954 |  |  | (OP) Operating | [6 empty] | Morton | 46.8492 | -100.8808
58553 | PAR Petroleum | 52133 | Tesoro Mandan Cogeneration Plant | Industrial CHP | ND | GEN3 | 2.5 | 2.8 | Other Gases | OG | ST | 5 | 1958 |  |  | (OP) Operating | [6 empty] | Morton | 46.8492 | -100.8808
34691 | Ormat Nevada Inc | 52138 | Steamboat 1A Power Plant | IPP Non-CHP | NV | DE31 | 1.2 | 0.9 | Geothermal | GEO | BT | 12 | 1988 |  |  | (OP) Operating | [6 empty] | Washoe | 39.3939 | -119.7537
34691 | Ormat Nevada Inc | 52138 | Steamboat 1A Power Plant | IPP Non-CHP | NV | DE32 | 1.2 | 0.9 | Geothermal | GEO | BT | 12 | 1988 |  |  | (OS) Out of service and NOT expected to return to service in next calendar year | [6 empty] | Washoe | 39.3939 | -119.7537
8009 | International Paper Co | 52140 | International Paper Prattville Mill | Industrial CHP | AL | GEN1 | 40.5 | 34.8 | Wood/Wood Waste Biomass | BLQ | ST | 2 | 1967 |  |  | (OP) Operating | [6 empty] | Autauga | 32.4187 | -86.4718
8009 | International Paper Co | 52140 | International Paper Prattville Mill | Industrial CHP | AL | GEN2 | 49.3 | 46.6 | Wood/Wood Waste Biomass | BLQ | ST | 5 | 1980 |  |  | (OP) Operating | [6 empty] | Autauga | 32.4187 | -86.4718
2770 | Terra-Gen Operating Co LLC | 52142 | Mojave 4 | IPP Non-CHP | CA | GEN1 | 29 | 29 | Onshore Wind Turbine | WND | WT | 12 | 1990 |  |  | (OP) Operating |  |  | 0 |  |  | 0 | Kern | 35.0506 | -118.2572
2770 | Terra-Gen Operating Co LLC | 52143 | Mojave 3 | IPP Non-CHP | CA | GEN1 | 23.5 | 23.5 | Onshore Wind Turbine | WND | WT | 12 | 1990 |  |  | (OP) Operating | [5 empty] | 0 | Kern | 35.05 | -118.2572
2770 | Terra-Gen Operating Co LLC | 52144 | Mojave 5 | IPP Non-CHP | CA | GEN1 | 22.5 | 22.5 | Onshore Wind Turbine | WND | WT | 12 | 1990 |  |  | (OP) Operating | [6 empty] | Kern | 35.05 | -118.2572
3221 | CPKelco U S Inc | 52147 | C P Kelco San Diego Plant | Industrial CHP | CA | GEN1 | 8 | 8 | Natural Gas Fired Combustion Turbine | NG | GT | 10 | 1983 |  |  | (OP) Operating | [6 empty] | San Diego | 32.6947 | -117.1436
3221 | CPKelco U S Inc | 52147 | C P Kelco San Diego Plant | Industrial CHP | CA | GEN2 | 10 | 9.3 | Natural Gas Fired Combustion Turbine | NG | GT | 10 | 1983 |  |  | (OP) Operating | [6 empty] | San Diego | 32.6947 | -117.1436
3221 | CPKelco U S Inc | 52147 | C P Kelco San Diego Plant | Industrial CHP | CA | GEN3 | 10 | 9.3 | Natural Gas Fired Combustion Turbine | NG | GT | 10 | 1983 |  |  | (OP) Operating | [6 empty] | San Diego | 32.6947 | -117.1436
12320 | Merck & Co Inc | 52148 | Elkton | Industrial CHP | VA | GEN1 | 7.2 | 1.2 | Natural Gas Steam Turbine | NG | ST | 6 | 1982 |  |  | (OP) Operating | [6 empty] | Rockingham | 38.3836 | -78.6528
12320 | Merck & Co Inc | 52148 | Elkton | Industrial CHP | VA | GEN2 | 0.9 | 0.8 | Petroleum Liquids | DFO | IC | 6 | 1982 |  |  | (SB) Standby/Backup: available for service but not normally used | [6 empty] | Rockingham | 38.3836 | -78.6528
12320 | Merck & Co Inc | 52148 | Elkton | Industrial CHP | VA | GEN3 | 1 | 1 | Natural Gas Internal Combustion Engine | NG | IC | 3 | 2016 |  |  | (OP) Operating | [6 empty] | Rockingham | 38.3836 | -78.6528
12320 | Merck & Co Inc | 52148 | Elkton | Industrial CHP | VA | GEN4 | 0.3 | 0.3 | Natural Gas Internal Combustion Engine | NG | IC | 3 | 2016 |  |  | (OP) Operating | [6 empty] | Rockingham | 38.3836 | -78.6528
12320 | Merck & Co Inc | 52148 | Elkton | Industrial CHP | VA | GEN5 | 0.4 | 0.1 | Natural Gas Steam Turbine | NG | ST | 6 | 1982 |  |  | (OP) Operating | [6 empty] | Rockingham | 38.3836 | -78.6528
12303 | Merck & Co Inc-West Point | 52149 | West Point (PA) | Industrial CHP | PA | COG3 | 38.4 | 38.5 | Natural Gas Fired Combustion Turbine | NG | GT | 4 | 2001 |  |  | (OP) Operating | [6 empty] | Montgomery | 40.2205 | -75.3016
12303 | Merck & Co Inc-West Point | 52149 | West Point (PA) | Industrial CHP | PA | GEN2 | 32.3 | 24.5 | Natural Gas Fired Combustion Turbine | NG | GT | 1 | 1989 |  |  | (OP) Operating | [6 empty] | Montgomery | 40.2205 | -75.3016
12303 | Merck & Co Inc-West Point | 52149 | West Point (PA) | Industrial CHP | PA | GEN3 | 2.5 | 2.4 | Petroleum Liquids | DFO | IC | 1 | 1972 |  |  | (OS) Out of service and NOT expected to return to service in next calendar year | [6 empty] | Montgomery | 40.2205 | -75.3016
12303 | Merck & Co Inc-West Point | 52149 | West Point (PA) | Industrial CHP | PA | GEN4 | 1.7 | 1.7 | Natural Gas Internal Combustion Engine | NG | IC | 6 | 1995 |  |  | (SB) Standby/Backup: available for service but not normally used | [6 empty] | Montgomery | 40.2205 | -75.3016
12303 | Merck & Co Inc-West Point | 52149 | West Point (PA) | Industrial CHP | PA | GEN5 | 1.2 | 1.2 | Petroleum Liquids | DFO | IC | 6 | 1994 |  |  | (SB) Standby/Backup: available for service but not normally used | [6 empty] | Montgomery | 40.2205 | -75.3016
12303 | Merck & Co Inc-West Point | 52149 | West Point (PA) | Industrial CHP | PA | GEN6 | 1.2 | 1.2 | Petroleum Liquids | DFO | IC | 6 | 1993 |  |  | (OS) Out of service and NOT expected to return to service in next calendar year | [6 empty] | Montgomery | 40.2205 | -75.3016
12303 | Merck & Co Inc-West Point | 52149 | West Point (PA) | Industrial CHP | PA | GEN7 | 0.7 | 0.7 | Natural Gas Internal Combustion Engine | NG | IC | 6 | 1994 |  |  | (OS) Out of service and NOT expected to return to service in next calendar year | [6 empty] | Montgomery | 40.2205 | -75.3016
12303 | Merck & Co Inc-West Point | 52149 | West Point (PA) | Industrial CHP | PA | GEN8 | 1 | 1 | Natural Gas Internal Combustion Engine | NG | IC | 8 | 1999 |  |  | (SB) Standby/Backup: available for service but not normally used | [6 empty] | Montgomery | 40.2205 | -75.3016
12303 | Merck & Co Inc-West Point | 52149 | West Point (PA) | Industrial CHP | PA | GEN9 | 1.3 | 0.9 | Natural Gas Internal Combustion Engine | NG | IC | 2 | 2004 |  |  | (SB) Standby/Backup: available for service but not normally used | [6 empty] | Montgomery | 40.2205 | -75.3016
12303 | Merck & Co Inc-West Point | 52149 | West Point (PA) | Industrial CHP | PA | GN10 | 1.3 | 0.9 | Natural Gas Internal Combustion Engine | NG | IC | 2 | 2004 |  |  | (SB) Standby/Backup: available for service but not normally used | [6 empty] | Montgomery | 40.2205 | -75.3016
12303 | Merck & Co Inc-West Point | 52149 | West Point (PA) | Industrial CHP | PA | GN11 | 1 | 0.9 | Petroleum Liquids | DFO | IC | 11 | 2010 |  |  | (SB) Standby/Backup: available for service but not normally used | [6 empty] | Montgomery | 40.2205 | -75.3016
12303 | Merck & Co Inc-West Point | 52149 | West Point (PA) | Industrial CHP | PA | GN12 | 2 | 2 | Petroleum Liquids | DFO | IC | 1 | 2015 |  |  | (SB) Standby/Backup: available for service but not normally used | [6 empty] | Montgomery | 40.2205 | -75.3016
12303 | Merck & Co Inc-West Point | 52149 | West Point (PA) | Industrial CHP | PA | GN13 | 2 | 2 | Petroleum Liquids | DFO | IC | 1 | 2015 |  |  | (SB) Standby/Backup: available for service but not normally used | [6 empty] | Montgomery | 40.2205 | -75.3016
9424 | International Paper Co-Eastovr | 52151 | International Paper Eastover Facility | Industrial CHP | SC | GEN1 | 48.4 | 46 | Wood/Wood Waste Biomass | BLQ | ST | 4 | 1984 |  |  | (OP) Operating | [6 empty] | Richland | 33.8872 | -80.6397
9424 | International Paper Co-Eastovr | 52151 | International Paper Eastover Facility | Industrial CHP | SC | GEN2 | 61.2 | 57 | Wood/Wood Waste Biomass | BLQ | ST | 6 | 1991 |  |  | (OP) Operating | [6 empty] | Richland | 33.8872 | -80.6397
9348 | International Paper | 52152 | International Paper Franklin Mill | Industrial CHP | VA | GE10 | 46.4 | 38 | Natural Gas Fired Combustion Turbine | NG | GT | 11 | 1997 |  |  | (OP) Operating | [6 empty] | Isle of Wight | 36.6803 | -76.9128
9348 | International Paper | 52152 | International Paper Franklin Mill | Industrial CHP | VA | GEN9 | 36.1 | 36.1 | Wood/Wood Waste Biomass | BLQ | ST | 11 | 1977 |  |  | (OP) Operating | [6 empty] | Isle of Wight | 36.6803 | -76.9128
11290 | Lacomb Irrigation Dist | 52155 | Lacomb Irrigation District | IPP Non-CHP | OR | GEN1 | 1 | 1 | Conventional Hydroelectric | WAT | HY | 12 | 1986 |  |  | (OP) Operating | [6 empty] | Linn | 44.5975 | -122.6854
7160 | Geysers Power Co LLC | 52158 | Aidlin Geothermal Power Plant | IPP Non-CHP | CA | GEN1 | 12.5 | 9 | Geothermal | GEO | ST | 5 | 1989 |  |  | (OP) Operating | [6 empty] | Sonoma | 38.8339 | -122.881
7160 | Geysers Power Co LLC | 52158 | Aidlin Geothermal Power Plant | IPP Non-CHP | CA | GEN2 | 12.5 | 9 | Geothermal | GEO | ST | 5 | 1989 |  |  | (OP) Operating | [6 empty] | Sonoma | 38.8339 | -122.881
2770 | Terra-Gen Operating Co LLC | 52160 | Victory Garden Phase IV LLC | IPP Non-CHP | CA | WGNS | 22 | 22 | Onshore Wind Turbine | WND | WT | 5 | 1990 |  |  | (OP) Operating | [6 empty] | Kern | 35.3111 | -118.4319
2770 | Terra-Gen Operating Co LLC | 52161 | Terra-Gen 251 Wind LLC | IPP Non-CHP | CA | WGNS | 18.4 | 18.4 | Onshore Wind Turbine | WND | WT | 1 | 1987 |  |  | (OP) Operating | [6 empty] | Kern | 35.0853 | -118.3547
19740 | AES Wind Generation Inc | 52162 | 85 A | IPP Non-CHP | CA | WGNS | 14.1 | 14.1 | Onshore Wind Turbine | WND | WT | 1 | 1985 |  |  | (OP) Operating | [6 empty] | Kern | 35.1011 | -118.3372
19740 | AES Wind Generation Inc | 52163 | 85 B | IPP Non-CHP | CA | WTGN | 21.2 | 21.2 | Onshore Wind Turbine | WND | WT | 1 | 1985 |  |  | (OP) Operating | [6 empty] | Kern | 35.1011 | -118.3372
19740 | AES Wind Generation Inc | 52165 | Helzel & Schwarzhoff 88 Wind Farm | IPP Non-CHP | CA | WGNS | 1.8 | 1.8 | Onshore Wind Turbine | WND | WT | 12 | 1986 |  |  | (OP) Operating | [6 empty] | KERN | 35.0908 | -118.3936
59386 | Ampersand Collins Hydro LLC | 52166 | Collins Facility | IPP Non-CHP | MA | 1 | 0.6 | 0.8 | Conventional Hydroelectric | WAT | HY | 3 | 1985 |  |  | (OP) Operating | [6 empty] | Hampden | 42.1569 | -72.4227
59386 | Ampersand Collins Hydro LLC | 52166 | Collins Facility | IPP Non-CHP | MA | 2 | 0.6 | 0.8 | Conventional Hydroelectric | WAT | HY | 3 | 1985 |  |  | (OP) Operating | [6 empty] | Hampden | 42.1569 | -72.4227
24210 | Riverbay Corp | 52168 | Riverbay | Commercial CHP | NY | GEN2 | 16 | 13.8 | Natural Gas Steam Turbine | NG | ST | 3 | 2011 |  |  | (OP) Operating | [6 empty] | Bronx | 40.87 | -73.8244
24210 | Riverbay Corp | 52168 | Riverbay | Commercial CHP | NY | GEN3 | 12.9 | 11.1 | Natural Gas Fired Combustion Turbine | NG | GT | 3 | 2011 |  |  | (OP) Operating | [6 empty] | Bronx | 40.87 | -73.8244
24210 | Riverbay Corp | 52168 | Riverbay | Commercial CHP | NY | GEN4 | 12.9 | 11.1 | Natural Gas Fired Combustion Turbine | NG | GT | 3 | 2011 |  |  | (OP) Operating | [6 empty] | Bronx | 40.87 | -73.8244
24210 | Riverbay Corp | 52168 | Riverbay | Commercial CHP | NY | U0007 | 1.7 | 1.5 | Petroleum Liquids | DFO | IC | 6 | 2011 |  |  | (SB) Standby/Backup: available for service but not normally used | [6 empty] | Bronx | 40.87 | -73.8244
12687 | Midway-Sunset Cogeneration Co | 52169 | Midway Sunset Cogen | Industrial CHP | CA | A | 78 | 73 | Natural Gas Fired Combustion Turbine | NG | GT | 5 | 1989 |  |  | (OP) Operating | [6 empty] | Kern | 35.2269 | -119.6294
12687 | Midway-Sunset Cogeneration Co | 52169 | Midway Sunset Cogen | Industrial CHP | CA | B | 78 | 73 | Natural Gas Fired Combustion Turbine | NG | GT | 5 | 1989 |  |  | (OP) Operating | [6 empty] | Kern | 35.2269 | -119.6294
12687 | Midway-Sunset Cogeneration Co | 52169 | Midway Sunset Cogen | Industrial CHP | CA | C | 78 | 73 | Natural Gas Fired Combustion Turbine | NG | GT | 5 | 1989 |  |  | (OP) Operating | [6 empty] | Kern | 35.2269 | -119.6294
56838 | KEI (Maine) Power Management (III) LLC | 52171 | Upper Barker | IPP Non-CHP | ME | GEN1 | 1 | 1 | Conventional Hydroelectric | WAT | HY | 5 | 1987 |  |  | (OP) Operating | [6 empty] | Androscoggin | 44.0869 | -70.2293
42659 | Pennsylvania Renewable Resources | 52173 | Conemaugh Hydro Plant | IPP Non-CHP | PA | GEN1 | 7.5 | 2 | Conventional Hydroelectric | WAT | HY | 2 | 1989 |  |  | (OP) Operating | [6 empty] | Westmoreland | 40.4644 | -79.3657
42659 | Pennsylvania Renewable Resources | 52173 | Conemaugh Hydro Plant | IPP Non-CHP | PA | GEN2 | 7.5 | 2 | Conventional Hydroelectric | WAT | HY | 2 | 1989 |  |  | (OP) Operating | [6 empty] | Westmoreland | 40.4644 | -79.3657
56677 | Cyrq Energy Corp | 52174 | Soda Lake Geothermal No I II | IPP Non-CHP | NV | OE11 | 1.2 | 0.8 | Geothermal | GEO | ST | 12 | 1987 |  |  | (OP) Operating | [6 empty] | Churchill | 39.557 | -118.8383
56677 | Cyrq Energy Corp | 52174 | Soda Lake Geothermal No I II | IPP Non-CHP | NV | OE12 | 1.2 | 0.9 | Geothermal | GEO | ST | 12 | 1987 |  |  | (OP) Operating | [6 empty] | Churchill | 39.557 | -118.8383
56677 | Cyrq Energy Corp | 52174 | Soda Lake Geothermal No I II | IPP Non-CHP | NV | OE13 | 1.2 | 0.9 | Geothermal | GEO | ST | 12 | 1987 |  |  | (OP) Operating | [6 empty] | Churchill | 39.557 | -118.8383
56677 | Cyrq Energy Corp | 52174 | Soda Lake Geothermal No I II | IPP Non-CHP | NV | OE21 | 1.5 | 1.1 | Geothermal | GEO | ST | 10 | 1990 |  |  | (OP) Operating | [6 empty] | Churchill | 39.557 | -118.8383
56677 | Cyrq Energy Corp | 52174 | Soda Lake Geothermal No I II | IPP Non-CHP | NV | OEC1 | 3.5 | 1.2 | Geothermal | GEO | ST | 10 | 1990 |  |  | (OP) Operating | [6 empty] | Churchill | 39.557 | -118.8383
56677 | Cyrq Energy Corp | 52174 | Soda Lake Geothermal No I II | IPP Non-CHP | NV | OEC2 | 3.5 | 1.2 | Geothermal | GEO | ST | 10 | 1990 |  |  | (OP) Operating | [6 empty] | Churchill | 39.557 | -118.8383
56677 | Cyrq Energy Corp | 52174 | Soda Lake Geothermal No I II | IPP Non-CHP | NV | OEC3 | 3.5 | 1.3 | Geothermal | GEO | ST | 10 | 1990 |  |  | (OP) Operating | [6 empty] | Churchill | 39.557 | -118.8383
56677 | Cyrq Energy Corp | 52174 | Soda Lake Geothermal No I II | IPP Non-CHP | NV | OEC4 | 3.5 | 1.3 | Geothermal | GEO | ST | 10 | 1990 |  |  | (OP) Operating | [6 empty] | Churchill | 39.557 | -118.8383
56677 | Cyrq Energy Corp | 52174 | Soda Lake Geothermal No I II | IPP Non-CHP | NV | OEC5 | 3.5 | 1.3 | Geothermal | GEO | ST | 10 | 1990 |  |  | (OP) Operating | [6 empty] | Churchill | 39.557 | -118.8383
56677 | Cyrq Energy Corp | 52174 | Soda Lake Geothermal No I II | IPP Non-CHP | NV | OEC6 | 3.5 | 1.3 | Geothermal | GEO | ST | 10 | 1990 |  |  | (OP) Operating | [6 empty] | Churchill | 39.557 | -118.8383
7168 | CITGO Petroleum Corp | 52175 | CITGO Refinery Powerhouse | Industrial CHP | LA | GEN1 | 25 | 7.4 | Natural Gas Steam Turbine | NG | ST | 1 | 1942 |  |  | (OS) Out of service and NOT expected to return to service in next calendar year | [6 empty] | Calcasieu | 30.1826 | -93.3234
7168 | CITGO Petroleum Corp | 52175 | CITGO Refinery Powerhouse | Industrial CHP | LA | GEN2 | 25 | 5.6 | Natural Gas Steam Turbine | NG | ST | 1 | 1942 |  |  | (OP) Operating | [6 empty] | Calcasieu | 30.1826 | -93.3234
7168 | CITGO Petroleum Corp | 52175 | CITGO Refinery Powerhouse | Industrial CHP | LA | GEN3 | 25 | 19.6 | Natural Gas Steam Turbine | NG | ST | 3 | 1969 |  |  | (OP) Operating | [6 empty] | Calcasieu | 30.1826 | -93.3234
15300 | Power Resources Ltd | 52176 | C R Wing Cogen Plant | IPP CHP | TX | GEN1 | 77.5 | 71 | Natural Gas Fired Combined Cycle | NG | CT | 7 | 1987 |  |  | (OP) Operating | [6 empty] | Howard | 32.2732 | -101.4224
15300 | Power Resources Ltd | 52176 | C R Wing Cogen Plant | IPP CHP | TX | GEN2 | 77.5 | 71 | Natural Gas Fired Combined Cycle | NG | CT | 7 | 1987 |  |  | (OP) Operating | [6 empty] | Howard | 32.2732 | -101.4224
15300 | Power Resources Ltd | 52176 | C R Wing Cogen Plant | IPP CHP | TX | GEN3 | 75 | 70 | Natural Gas Fired Combined Cycle | NG | CA | 4 | 1988 |  |  | (OP) Operating | [6 empty] | Howard | 32.2732 | -101.4224
18617 | Tesoro Alaska Company LLC | 52184 | Tesoro Kenai Cogeneration Plant | Industrial CHP | AK | GEN1 | 4.3 | 4.2 | Natural Gas Fired Combustion Turbine | NG | GT | 11 | 1988 |  |  | (OP) Operating | [6 empty] | Kenai Peninsula | 60.677 | -151.3815
18617 | Tesoro Alaska Company LLC | 52184 | Tesoro Kenai Cogeneration Plant | Industrial CHP | AK | GEN2 | 4.3 | 4.2 | Natural Gas Fired Combustion Turbine | NG | GT | 11 | 1988 |  |  | (OP) Operating | [6 empty] | Kenai Peninsula | 60.677 | -151.3815
20323 | Wellhead Services Inc | 52186 | Yuba City Cogen Partners | IPP CHP | CA | GEN1 | 49 | 48.7 | Natural Gas Fired Combustion Turbine | NG | GT | 12 | 1990 |  |  | (OP) Operating | [6 empty] | Sutter | 39.1367 | -121.6398
6359 | Falls Creek Hydroelectric Project LP | 52187 | Falls Creek | IPP Non-CHP | OR | GE-1 | 4.1 | 3.9 | Conventional Hydroelectric | WAT | HY | 12 | 1984 |  |  | (OP) Operating | [6 empty] | Linn | 44.3968 | -122.3502
56605 | Delaware City Refining Company LLC | 52193 | Delaware City Plant | Industrial CHP | DE | CT1 | 92 | 65 | Natural Gas Fired Combustion Turbine | NG | GT | 5 | 2000 |  |  | (OP) Operating | [6 empty] | New Castle | 39.5871 | -75.6343
56605 | Delaware City Refining Company LLC | 52193 | Delaware City Plant | Industrial CHP | DE | CT2 | 92 | 65 | Natural Gas Fired Combustion Turbine | NG | GT | 5 | 2000 |  |  | (OP) Operating | [6 empty] | New Castle | 39.5871 | -75.6343
56605 | Delaware City Refining Company LLC | 52193 | Delaware City Plant | Industrial CHP | DE | G1 | 27.5 | 29.5 | Other Gases | OG | ST | 10 | 1956 |  |  | (OP) Operating | [6 empty] | New Castle | 39.5871 | -75.6343
56605 | Delaware City Refining Company LLC | 52193 | Delaware City Plant | Industrial CHP | DE | G2 | 27.5 | 29.5 | Other Gases | OG | ST | 10 | 1956 |  |  | (OP) Operating | [6 empty] | New Castle | 39.5871 | -75.6343
56605 | Delaware City Refining Company LLC | 52193 | Delaware City Plant | Industrial CHP | DE | G3 | 75 | 66 | Other Gases | OG | ST | 11 | 1961 |  |  | (OP) Operating | [6 empty] | New Castle | 39.5871 | -75.6343
56605 | Delaware City Refining Company LLC | 52193 | Delaware City Plant | Industrial CHP | DE | G4 | 10 | 10 | Other Gases | OG | ST | 6 | 1982 |  |  | (OP) Operating | [6 empty] | New Castle | 39.5871 | -75.6343
57165 | Otay Landfill Gas LLC | 52204 | Otay | IPP Non-CHP | CA | OTA1 | 1.8 | 1.7 | Landfill Gas | LFG | IC | 12 | 1986 |  |  | (OP) Operating | [6 empty] | SAN DIEGO | 32.5983 | -117.0178
57165 | Otay Landfill Gas LLC | 52204 | Otay | IPP Non-CHP | CA | OTA2 | 1.8 | 1.7 | Landfill Gas | LFG | IC | 4 | 1991 |  |  | (OP) Operating | [6 empty] | SAN DIEGO | 32.5983 | -117.0178
57165 | Otay Landfill Gas LLC | 52204 | Otay | IPP Non-CHP | CA | OTA3 | 3.3 | 3.2 | Landfill Gas | LFG | IC | 12 | 2006 |  |  | (OP) Operating | [6 empty] | SAN DIEGO | 32.5983 | -117.0178
57165 | Otay Landfill Gas LLC | 52204 | Otay | IPP Non-CHP | CA | OTA5 | 1.6 | 1.5 | Landfill Gas | LFG | IC | 6 | 2013 |  |  | (OP) Operating | [6 empty] | SAN DIEGO | 32.5983 | -117.0178
57165 | Otay Landfill Gas LLC | 52204 | Otay | IPP Non-CHP | CA | OTA6 | 1.6 | 1.5 | Landfill Gas | LFG | IC | 6 | 2013 |  |  | (OP) Operating | [6 empty] | SAN DIEGO | 32.5983 | -117.0178
17610 | SP Fiber Technologies LLC | 54004 | WestRock Southeast, LLC. | Industrial CHP | GA | GEN1 | 45 | 44 | Wood/Wood Waste Biomass | WDS | ST | 7 | 1989 |  |  | (OP) Operating | [6 empty] | Laurens | 32.5036 | -82.8443
17610 | SP Fiber Technologies LLC | 54004 | WestRock Southeast, LLC. | Industrial CHP | GA | GEN2 | 37.1 | 40 | Natural Gas Fired Combustion Turbine | NG | GT | 6 | 1989 |  |  | (OP) Operating | [6 empty] | Laurens | 32.5036 | -82.8443
12380 | Montana Dept-Natural Res&Consv | 54006 | Broadwater Power Project | IPP Non-CHP | MT | GEN1 | 9.7 | 9.7 | Conventional Hydroelectric | WAT | HY | 6 | 1989 |  |  | (OP) Operating | [6 empty] | Broadwater | 46.1206 | -111.4077
57224 | MM West Covina Energy LLC | 54015 | MM West Covina | IPP Non-CHP | CA | GEN2 | 6.8 | 5.4 | Landfill Gas | LFG | ST | 6 | 1993 |  |  | (OP) Operating | [6 empty] | Los Angeles | 34.0332 | -117.9061
57224 | MM West Covina Energy LLC | 54015 | MM West Covina | IPP Non-CHP | CA | GEN3 | 4.9 | 4.4 | Landfill Gas | LFG | GT | 4 | 1999 |  |  | (OS) Out of service and NOT expected to return to service in next calendar year | [6 empty] | Los Angeles | 34.0332 | -117.9061
11295 | Los Angeles County-San Gabriel | 54017 | San Gabriel Hydro Project | IPP Non-CHP | CA | U1 | 3.9 | 3.7 | Conventional Hydroelectric | WAT | HY | 12 | 1987 |  |  | (OP) Operating | [6 empty] | Los Angeles | 34.2043 | -117.8557
11295 | Los Angeles County-San Gabriel | 54017 | San Gabriel Hydro Project | IPP Non-CHP | CA | U2 | 1.1 | 1.1 | Conventional Hydroelectric | WAT | HY | 12 | 1987 |  |  | (OP) Operating | [6 empty] | Los Angeles | 34.2043 | -117.8557
6838 | CCI Rensselaer LLC | 54034 | Rensselaer Cogen | IPP Non-CHP | NY | GEN1 | 49.2 | 47 | Natural Gas Fired Combined Cycle | NG | CT | 4 | 1994 |  |  | (OP) Operating | [6 empty] | RENSSELAER | 42.6253 | -73.75
6838 | CCI Rensselaer LLC | 54034 | Rensselaer Cogen | IPP Non-CHP | NY | GEN2 | 39 | 33.4 | Natural Gas Fired Combined Cycle | NG | CA | 4 | 1994 |  |  | (OP) Operating | [6 empty] | RENSSELAER | 42.6253 | -73.75
55808 | Westmoreland Partners | 54035 | Roanoke Valley Energy Facility I | IPP CHP | NC | GEN1 | 182.3 | 165 | Conventional Steam Coal | BIT | ST | 3 | 1994 |  |  | (OP) Operating | [6 empty] | Halifax | 36.4364 | -77.6167
34691 | Ormat Nevada Inc | 54038 | Geo East Mesa II | IPP Non-CHP | CA | GEN1 | 21.6 | 13.5 | Geothermal | GEO | ST | 4 | 1989 |  |  | (OP) Operating | [6 empty] | Imperial | 32.7757 | -115.2637
11127 | Lockport Energy Associates LP | 54041 | Lockport Energy Associates LP | IPP CHP | NY | GEN1 | 48.7 | 42.6 | Natural Gas Fired Combined Cycle | NG | CT | 7 | 1992 |  |  | (OP) Operating | [6 empty] | Niagara | 43.1619 | -78.745
11127 | Lockport Energy Associates LP | 54041 | Lockport Energy Associates LP | IPP CHP | NY | GEN2 | 48.7 | 42.6 | Natural Gas Fired Combined Cycle | NG | CT | 7 | 1992 |  |  | (OP) Operating | [6 empty] | Niagara | 43.1619 | -78.745
11127 | Lockport Energy Associates LP | 54041 | Lockport Energy Associates LP | IPP CHP | NY | GEN3 | 48.7 | 42.6 | Natural Gas Fired Combined Cycle | NG | CT | 7 | 1992 |  |  | (OP) Operating | [6 empty] | Niagara | 43.1619 | -78.745
11127 | Lockport Energy Associates LP | 54041 | Lockport Energy Associates LP | IPP CHP | NY | GEN4 | 75.2 | 75.2 | Natural Gas Fired Combined Cycle | NG | CA | 9 | 1992 |  |  | (OP) Operating | [6 empty] | Niagara | 43.1619 | -78.745
19528 | University of Illinois | 54044 | University of Illinois Cogen Facility | Commercial CHP | IL | CT1 | 7.8 | 6.4 | Natural Gas Fired Combustion Turbine | NG | GT | 1 | 2002 |  |  | (OP) Operating | [6 empty] | Cook | 41.8675 | -87.6524
19528 | University of Illinois | 54044 | University of Illinois Cogen Facility | Commercial CHP | IL | CT2 | 7.8 | 6.4 | Natural Gas Fired Combustion Turbine | NG | GT | 1 | 2002 |  |  | (OP) Operating | [6 empty] | Cook | 41.8675 | -87.6524
19528 | University of Illinois | 54044 | University of Illinois Cogen Facility | Commercial CHP | IL | CT3 | 7.8 | 6.4 | Natural Gas Fired Combustion Turbine | NG | GT | 1 | 2002 |  |  | (OP) Operating | [6 empty] | Cook | 41.8675 | -87.6524
19528 | University of Illinois | 54044 | University of Illinois Cogen Facility | Commercial CHP | IL | GEN1 | 6.3 | 6.3 | Natural Gas Internal Combustion Engine | NG | IC | 4 | 1993 |  |  | (OP) Operating | [6 empty] | Cook | 41.8675 | -87.6524
19528 | University of Illinois | 54044 | University of Illinois Cogen Facility | Commercial CHP | IL | GEN2 | 6.3 | 6.3 | Natural Gas Internal Combustion Engine | NG | IC | 5 | 1993 |  |  | (OP) Operating | [6 empty] | Cook | 41.8675 | -87.6524
19528 | University of Illinois | 54044 | University of Illinois Cogen Facility | Commercial CHP | IL | GEN3 | 3.7 | 3.7 | Natural Gas Internal Combustion Engine | NG | IC | 7 | 2000 |  |  | (OS) Out of service and NOT expected to return to service in next calendar year | [6 empty] | Cook | 41.8675 | -87.6524
19528 | University of Illinois | 54044 | University of Illinois Cogen Facility | Commercial CHP | IL | GEN4 | 3.7 | 3.7 | Natural Gas Internal Combustion Engine | NG | IC | 7 | 2000 |  |  | (OS) Out of service and NOT expected to return to service in next calendar year | [6 empty] | Cook | 41.8675 | -87.6524
19528 | University of Illinois | 54044 | University of Illinois Cogen Facility | Commercial CHP | IL | RE1 | 5.5 | 5.5 | Natural Gas Internal Combustion Engine | NG | IC | 1 | 2002 |  |  | (OA) Out of service but expected to return to service in next calendar year | [6 empty] | Cook | 41.8675 | -87.6524
19528 | University of Illinois | 54044 | University of Illinois Cogen Facility | Commercial CHP | IL | RE2 | 5.5 | 5.5 | Natural Gas Internal Combustion Engine | NG | IC | 1 | 2002 |  |  | (OP) Operating | [6 empty] | Cook | 41.8675 | -87.6524
19528 | University of Illinois | 54044 | University of Illinois Cogen Facility | Commercial CHP | IL | RE3 | 5.5 | 5.5 | Natural Gas Internal Combustion Engine | NG | IC | 1 | 2002 |  |  | (OP) Operating | [6 empty] | Cook | 41.8675 | -87.6524
14584 | Pawtucket Power Associates LP | 54056 | Pawtucket Power Associates | IPP Non-CHP | RI | GEN1 | 41.8 | 33 | Natural Gas Fired Combined Cycle | NG | CT | 12 | 1990 |  |  | (OP) Operating | [6 empty] | Providence | 41.8615 | -71.4069
14584 | Pawtucket Power Associates LP | 54056 | Pawtucket Power Associates | IPP Non-CHP | RI | GEN2 | 27 | 27 | Natural Gas Fired Combined Cycle | NG | CA | 12 | 1990 |  |  | (OP) Operating | [6 empty] | Providence | 41.8615 | -71.4069
16073 | Riverview Energy Systems | 54057 | Riverview Energy Systems | IPP Non-CHP | MI | GEN1 | 3.3 | 2.8 | Landfill Gas | LFG | GT | 1 | 1988 |  |  | (OP) Operating | [6 empty] | Wayne | 42.1661 | -83.2129
16073 | Riverview Energy Systems | 54057 | Riverview Energy Systems | IPP Non-CHP | MI | GEN2 | 3.3 | 2.8 | Landfill Gas | LFG | GT | 1 | 1988 |  |  | (OP) Operating | [6 empty] | Wayne | 42.1661 | -83.2129
9261 | Indeck-Olean Ltd Partnership | 54076 | Indeck Olean Energy Center | IPP CHP | NY | GEN1 | 46 | 31.6 | Natural Gas Fired Combined Cycle | NG | CT | 1 | 1994 |  |  | (OP) Operating | [6 empty] | Cattaraugus | 42.0859 | -78.4543
9261 | Indeck-Olean Ltd Partnership | 54076 | Indeck Olean Energy Center | IPP CHP | NY | GEN2 | 44.6 | 44.6 | Natural Gas Fired Combined Cycle | NG | CA | 1 | 1994 |  |  | (OP) Operating | [6 empty] | Cattaraugus | 42.0859 | -78.4543
55740 | Spruance Genco LLC | 54081 | Spruance Genco LLC | IPP CHP | VA | GEN1 | 57.4 | 52.5 | Conventional Steam Coal | BIT | ST | 5 | 1992 |  |  | (OP) Operating | [6 empty] | Richmond City | 37.4556 | -77.4308
55740 | Spruance Genco LLC | 54081 | Spruance Genco LLC | IPP CHP | VA | GEN2 | 57.4 | 52.5 | Conventional Steam Coal | BIT | ST | 5 | 1992 |  |  | (OP) Operating | [6 empty] | Richmond City | 37.4556 | -77.4308
55740 | Spruance Genco LLC | 54081 | Spruance Genco LLC | IPP CHP | VA | GEN3 | 57.4 | 42.5 | Conventional Steam Coal | BIT | ST | 8 | 1992 |  |  | (OP) Operating | [6 empty] | Richmond City | 37.4556 | -77.4308
55740 | Spruance Genco LLC | 54081 | Spruance Genco LLC | IPP CHP | VA | GEN4 | 57.4 | 42.5 | Conventional Steam Coal | BIT | ST | 8 | 1992 |  |  | (OP) Operating | [6 empty] | Richmond City | 37.4556 | -77.4308
55738 | Verso Paper Androscoggin LLC | 54085 | Androscoggin Mill | Industrial CHP | ME | GEN1 | 25 | 25 | Wood/Wood Waste Biomass | BLQ | ST | 1 | 1964 |  |  | (OP) Operating | [6 empty] | Franklin | 44.5063 | -70.2395
55738 | Verso Paper Androscoggin LLC | 54085 | Androscoggin Mill | Industrial CHP | ME | GEN2 | 25 | 25 | Wood/Wood Waste Biomass | BLQ | ST | 1 | 1966 |  |  | (OP) Operating | [6 empty] | Franklin | 44.5063 | -70.2395
55738 | Verso Paper Androscoggin LLC | 54085 | Androscoggin Mill | Industrial CHP | ME | GEN3 | 30 | 30 | Wood/Wood Waste Biomass | BLQ | ST | 1 | 1974 |  |  | (OP) Operating | [6 empty] | Franklin | 44.5063 | -70.2395
9390 | International Paper Co-GT Mill | 54087 | International Paper Georgetown Mill | Industrial CHP | SC | GEN1 | 25.6 | 25.3 | Wood/Wood Waste Biomass | BLQ | ST | 1 | 1966 |  |  | (OP) Operating | [6 empty] | Georgetown | 33.3602 | -79.3026
9390 | International Paper Co-GT Mill | 54087 | International Paper Georgetown Mill | Industrial CHP | SC | GEN2 | 29.5 | 27.4 | Wood/Wood Waste Biomass | WDS | ST | 9 | 1984 |  |  | (OP) Operating | [6 empty] | Georgetown | 33.3602 | -79.3026
9390 | International Paper Co-GT Mill | 54087 | International Paper Georgetown Mill | Industrial CHP | SC | GEN3 | 40.5 | 37.7 | Wood/Wood Waste Biomass | WDS | ST | 9 | 1984 |  |  | (OP) Operating | [6 empty] | Georgetown | 33.3602 | -79.3026
9312 | IPC-Mansfield Mill | 54091 | Mansfield Mill | Industrial CHP | LA | GEN1 | 40 | 24.6 | Wood/Wood Waste Biomass | BLQ | ST | 10 | 1981 |  |  | (OP) Operating | [6 empty] | DeSoto | 32.1575 | -93.5562
9312 | IPC-Mansfield Mill | 54091 | Mansfield Mill | Industrial CHP | LA | GEN2 | 40 | 25.6 | Wood/Wood Waste Biomass | BLQ | ST | 12 | 1981 |  |  | (OP) Operating | [6 empty] | DeSoto | 32.1575 | -93.5562
9312 | IPC-Mansfield Mill | 54091 | Mansfield Mill | Industrial CHP | LA | GEN3 | 30 | 22.1 | Wood/Wood Waste Biomass | BLQ | ST | 12 | 1981 |  |  | (OP) Operating | [6 empty] | DeSoto | 32.1575 | -93.5562
9312 | IPC-Mansfield Mill | 54091 | Mansfield Mill | Industrial CHP | LA | GEN4 | 25 | 29 | Natural Gas Fired Combustion Turbine | NG | GT | 8 | 1995 |  |  | (OP) Operating | [6 empty] | DeSoto | 32.1575 | -93.5562
9393 | International Paper Co-Riverdl | 54096 | International Paper Riverdale Mill | Industrial CHP | AL | GEN1 | 11.6 | 11.6 | Wood/Wood Waste Biomass | BLQ | ST | 1 | 1967 |  |  | (OP) Operating | [6 empty] | Dallas | 32.426 | -86.8709
9393 | International Paper Co-Riverdl | 54096 | International Paper Riverdale Mill | Industrial CHP | AL | GEN2 | 37.4 | 37.4 | Wood/Wood Waste Biomass | BLQ | ST | 1 | 1985 |  |  | (OP) Operating | [6 empty] | Dallas | 32.426 | -86.8709
9393 | International Paper Co-Riverdl | 54096 | International Paper Riverdale Mill | Industrial CHP | AL | GEN3 | 17 | 17 | Natural Gas Fired Combined Cycle | NG | CA | 11 | 1994 |  |  | (OP) Operating | [6 empty] | Dallas | 32.426 | -86.8709
9393 | International Paper Co-Riverdl | 54096 | International Paper Riverdale Mill | Industrial CHP | AL | GEN4 | 38.2 | 38.2 | Natural Gas Fired Combined Cycle | NG | CT | 11 | 1994 |  |  | (SB) Standby/Backup: available for service but not normally used | [6 empty] | Dallas | 32.426 | -86.8709
9385 | International Paper Co | 54097 | International Paper Texarkana Mill | Industrial CHP | TX | GEN1 | 25 | 25 | Wood/Wood Waste Biomass | BLQ | ST | 1 | 1972 |  |  | (OP) Operating | [6 empty] | Cass | 33.2553 | -94.0696
9385 | International Paper Co | 54097 | International Paper Texarkana Mill | Industrial CHP | TX | GEN2 | 40 | 40 | Wood/Wood Waste Biomass | BLQ | ST | 1 | 1977 |  |  | (OP) Operating | [6 empty] | Cass | 33.2553 | -94.0696
54738 | Thilmany LLC | 54098 | Kaukauna Paper Mill | Industrial CHP | WI | GEN1 | 6 | 6 | Wood/Wood Waste Biomass | BLQ | ST | 1 | 1951 |  |  | (OP) Operating | [6 empty] | Outagamie | 44.2826 | -88.2534
54738 | Thilmany LLC | 54098 | Kaukauna Paper Mill | Industrial CHP | WI | GEN2 | 11 | 11 | Wood/Wood Waste Biomass | BLQ | ST | 1 | 1977 |  |  | (OP) Operating | [6 empty] | Outagamie | 44.2826 | -88.2534
54738 | Thilmany LLC | 54098 | Kaukauna Paper Mill | Industrial CHP | WI | GEN3 | 15.6 | 15.6 | Wood/Wood Waste Biomass | BLQ | ST | 1 | 1962 |  |  | (OP) Operating | [6 empty] | Outagamie | 44.2826 | -88.2534
54738 | Thilmany LLC | 54098 | Kaukauna Paper Mill | Industrial CHP | WI | GEN4 | 12 | 12 | Conventional Steam Coal | BIT | ST | 1 | 1967 |  |  | (OP) Operating | [6 empty] | Outagamie | 44.2826 | -88.2534
9350 | IPC-Ticonderoga | 54099 | Ticonderoga Mill | Industrial CHP | NY | GEN1 | 42.1 | 41 | Wood/Wood Waste Biomass | BLQ | ST | 1 | 1970 |  |  | (OP) Operating | [6 empty] | Essex | 43.8914 | -73.397
9382 | International Paper Co-Vicksbg | 54100 | International Paper Vicksburg Mill | Industrial CHP | MS | GEN1 | 2.5 | 1.5 | Wood/Wood Waste Biomass | BLQ | ST | 1 | 1967 |  |  | (OP) Operating | [6 empty] | Warren | 32.5292 | -90.7742
9382 | International Paper Co-Vicksbg | 54100 | International Paper Vicksburg Mill | Industrial CHP | MS | GEN2 | 48 | 37 | Wood/Wood Waste Biomass | BLQ | ST | 1 | 1967 |  |  | (OP) Operating | [6 empty] | Warren | 32.5292 | -90.7742
7172 | Georgia-PacificCedar Springs LLC | 54101 | Georgia-Pacific Cedar Springs | Industrial CHP | GA | GEN1 | 50 | 45 | Wood/Wood Waste Biomass | BLQ | ST | 10 | 1963 |  |  | (OP) Operating | [6 empty] | Early | 31.166 | -85.0951
7172 | Georgia-PacificCedar Springs LLC | 54101 | Georgia-Pacific Cedar Springs | Industrial CHP | GA | GEN2 | 51.2 | 45 | Wood/Wood Waste Biomass | BLQ | ST | 8 | 1965 |  |  | (OP) Operating | [6 empty] | Early | 31.166 | -85.0951
5033 | Domtar Industries Inc | 54103 | Port Edwards Mill | Industrial Non-CHP | WI | HG1 | 0.4 | 0.4 | Conventional Hydroelectric | WAT | HY | 1 | 1913 |  |  | (SB) Standby/Backup: available for service but not normally used | [6 empty] | Wood | 44.3364 | -89.8672
5033 | Domtar Industries Inc | 54103 | Port Edwards Mill | Industrial Non-CHP | WI | HG2 | 0.4 | 0.4 | Conventional Hydroelectric | WAT | HY | 1 | 1913 |  |  | (OP) Operating | [6 empty] | Wood | 44.3364 | -89.8672
5033 | Domtar Industries Inc | 54103 | Port Edwards Mill | Industrial Non-CHP | WI | HG3 | 0.4 | 0.4 | Conventional Hydroelectric | WAT | HY | 1 | 1913 |  |  | (OP) Operating | [6 empty] | Wood | 44.3364 | -89.8672
5033 | Domtar Industries Inc | 54103 | Port Edwards Mill | Industrial Non-CHP | WI | HG4 | 0.4 | 0.4 | Conventional Hydroelectric | WAT | HY | 1 | 1913 |  |  | (OP) Operating | [6 empty] | Wood | 44.3364 | -89.8672
5033 | Domtar Industries Inc | 54103 | Port Edwards Mill | Industrial Non-CHP | WI | HG5 | 0.8 | 0.8 | Conventional Hydroelectric | WAT | HY | 1 | 1926 |  |  | (OP) Operating | [6 empty] | Wood | 44.3364 | -89.8672
5033 | Domtar Industries Inc | 54103 | Port Edwards Mill | Industrial Non-CHP | WI | HG6 | 0.8 | 0.8 | Conventional Hydroelectric | WAT | HY | 1 | 1926 |  |  | (OP) Operating | [6 empty] | Wood | 44.3364 | -89.8672
5033 | Domtar Industries Inc | 54103 | Port Edwards Mill | Industrial Non-CHP | WI | JHG1 | 1.3 | 1.2 | Conventional Hydroelectric | WAT | HY | 1 | 1926 |  |  | (OP) Operating | [6 empty] | Wood | 44.3364 | -89.8672
5033 | Domtar Industries Inc | 54103 | Port Edwards Mill | Industrial Non-CHP | WI | JHG2 | 0.6 | 0.6 | Conventional Hydroelectric | WAT | HY | 1 | 1938 |  |  | (OP) Operating | [6 empty] | Wood | 44.3364 | -89.8672
5033 | Domtar Industries Inc | 54103 | Port Edwards Mill | Industrial Non-CHP | WI | JHG3 | 0.6 | 0.6 | Conventional Hydroelectric | WAT | HY | 1 | 1939 |  |  | (OP) Operating | [6 empty] | Wood | 44.3364 | -89.8672
5033 | Domtar Industries Inc | 54103 | Port Edwards Mill | Industrial Non-CHP | WI | JHG4 | 0.4 | 0.4 | Conventional Hydroelectric | WAT | HY | 1 | 1943 |  |  | (SB) Standby/Backup: available for service but not normally used | [6 empty] | Wood | 44.3364 | -89.8672
5033 | Domtar Industries Inc | 54103 | Port Edwards Mill | Industrial Non-CHP | WI | JHG5 | 0.6 | 0.6 | Conventional Hydroelectric | WAT | HY | 1 | 1977 |  |  | (OP) Operating | [6 empty] | Wood | 44.3364 | -89.8672
5262 | Domtar Industries Inc | 54104 | Ashdown | Industrial CHP | AR | GEN1 | 19.5 | 17 | Wood/Wood Waste Biomass | BLQ | ST | 1 | 1968 |  |  | (OP) Operating | [6 empty] | Little River | 33.6417 | -94.1083
5262 | Domtar Industries Inc | 54104 | Ashdown | Industrial CHP | AR | GEN2 | 47 | 40 | Wood/Wood Waste Biomass | BLQ | ST | 10 | 1979 |  |  | (OP) Operating | [6 empty] | Little River | 33.6417 | -94.1083
5262 | Domtar Industries Inc | 54104 | Ashdown | Industrial CHP | AR | GEN3 | 45 | 33 | Wood/Wood Waste Biomass | BLQ | ST | 4 | 1991 |  |  | (OP) Operating | [6 empty] | Little River | 33.6417 | -94.1083
5262 | Domtar Industries Inc | 54104 | Ashdown | Industrial CHP | AR | GEN4 | 45 | 38 | Wood/Wood Waste Biomass | BLQ | ST | 4 | 1991 |  |  | (OP) Operating | [6 empty] | Little River | 33.6417 | -94.1083
49748 | ORCAL Geothermal, Inc | 54111 | Second Imperial Geothermal | IPP Non-CHP | CA | GE10 | 4.5 | 3.8 | Geothermal | GEO | BT | 6 | 1993 |  |  | (OP) Operating | [6 empty] | Imperial | 32.7144 | -115.5356
49748 | ORCAL Geothermal, Inc | 54111 | Second Imperial Geothermal | IPP Non-CHP | CA | GE11 | 4.5 | 3.8 | Geothermal | GEO | BT | 6 | 1993 |  |  | (OP) Operating | [6 empty] | Imperial | 32.7144 | -115.5356
49748 | ORCAL Geothermal, Inc | 54111 | Second Imperial Geothermal | IPP Non-CHP | CA | GE12 | 4.5 | 3.8 | Geothermal | GEO | BT | 6 | 1993 |  |  | (OP) Operating | [6 empty] | Imperial | 32.7144 | -115.5356
49748 | ORCAL Geothermal, Inc | 54111 | Second Imperial Geothermal | IPP Non-CHP | CA | GE13 | 16 | 2 | Geothermal | GEO | BT | 1 | 2006 |  |  | (OP) Operating | [6 empty] | Imperial | 32.7144 | -115.5356
49748 | ORCAL Geothermal, Inc | 54111 | Second Imperial Geothermal | IPP Non-CHP | CA | GEN1 | 3.5 | 3 | Geothermal | GEO | BT | 6 | 1993 |  |  | (OP) Operating | [6 empty] | Imperial | 32.7144 | -115.5356
49748 | ORCAL Geothermal, Inc | 54111 | Second Imperial Geothermal | IPP Non-CHP | CA | GEN14 | 16 | 12 | Geothermal | GEO | BT | 4 | 2008 |  |  | (OP) Operating | [6 empty] | Imperial | 32.7144 | -115.5356
49748 | ORCAL Geothermal, Inc | 54111 | Second Imperial Geothermal | IPP Non-CHP | CA | GEN2 | 3.5 | 3 | Geothermal | GEO | BT | 6 | 1993 |  |  | (OP) Operating | [6 empty] | Imperial | 32.7144 | -115.5356
49748 | ORCAL Geothermal, Inc | 54111 | Second Imperial Geothermal | IPP Non-CHP | CA | GEN3 | 3.5 | 3 | Geothermal | GEO | BT | 6 | 1993 |  |  | (OP) Operating | [6 empty] | Imperial | 32.7144 | -115.5356
49748 | ORCAL Geothermal, Inc | 54111 | Second Imperial Geothermal | IPP Non-CHP | CA | GEN4 | 3.5 | 3 | Geothermal | GEO | BT | 6 | 1993 |  |  | (OP) Operating | [6 empty] | Imperial | 32.7144 | -115.5356
49748 | ORCAL Geothermal, Inc | 54111 | Second Imperial Geothermal | IPP Non-CHP | CA | GEN5 | 3.5 | 3 | Geothermal | GEO | BT | 6 | 1993 |  |  | (OP) Operating | [6 empty] | Imperial | 32.7144 | -115.5356
49748 | ORCAL Geothermal, Inc | 54111 | Second Imperial Geothermal | IPP Non-CHP | CA | GEN6 | 3.5 | 3 | Geothermal | GEO | BT | 6 | 1993 |  |  | (OP) Operating | [6 empty] | Imperial | 32.7144 | -115.5356
49748 | ORCAL Geothermal, Inc | 54111 | Second Imperial Geothermal | IPP Non-CHP | CA | GEN7 | 4.5 | 3.8 | Geothermal | GEO | BT | 6 | 1993 |  |  | (OP) Operating | [6 empty] | Imperial | 32.7144 | -115.5356
49748 | ORCAL Geothermal, Inc | 54111 | Second Imperial Geothermal | IPP Non-CHP | CA | GEN8 | 4.5 | 3.8 | Geothermal | GEO | BT | 6 | 1993 |  |  | (OP) Operating | [6 empty] | Imperial | 32.7144 | -115.5356
49748 | ORCAL Geothermal, Inc | 54111 | Second Imperial Geothermal | IPP Non-CHP | CA | GEN9 | 4.5 | 3.8 | Geothermal | GEO | BT | 6 | 1993 |  |  | (OP) Operating | [6 empty] | Imperial | 32.7144 | -115.5356
10349 | KIAC Partners | 54114 | Kennedy International Airport Cogen | IPP CHP | NY | GEN1 | 47.1 | 50.3 | Natural Gas Fired Combined Cycle | NG | CT | 12 | 1994 |  |  | (OP) Operating | [6 empty] | Queens | 40.6417 | -73.7778
10349 | KIAC Partners | 54114 | Kennedy International Airport Cogen | IPP CHP | NY | GEN2 | 47.1 | 48.3 | Natural Gas Fired Combined Cycle | NG | CT | 12 | 1994 |  |  | (OP) Operating | [6 empty] | Queens | 40.6417 | -73.7778
10349 | KIAC Partners | 54114 | Kennedy International Airport Cogen | IPP CHP | NY | GEN3 | 27 | 27.6 | Natural Gas Fired Combined Cycle | NG | CA | 1 | 1995 |  |  | (OP) Operating | [6 empty] | Queens | 40.6417 | -73.7778
56839 | KEI (Maine) Power Management (IV) LLC | 54123 | Mechanic Falls | IPP Non-CHP | ME | GEN1 | 1 | 1 | Conventional Hydroelectric | WAT | HY | 4 | 1986 |  |  | (OP) Operating | [6 empty] | Androscoggin | 44.1112 | -70.3907
56839 | KEI (Maine) Power Management (IV) LLC | 54123 | Mechanic Falls | IPP Non-CHP | ME | GEN2 | 0.4 | 0.4 | Conventional Hydroelectric | WAT | HY | 4 | 1986 |  |  | (OP) Operating | [6 empty] | Androscoggin | 44.1112 | -70.3907
56837 | KEI (Maine) Power Management (II) LLC | 54124 | Pittsfield Hydro | IPP Non-CHP | ME | GEN1 | 0.4 | 0.4 | Conventional Hydroelectric | WAT | HY | 7 | 1986 |  |  | (OP) Operating | [6 empty] | SOMERSET | 44.7214 | -69.412
56837 | KEI (Maine) Power Management (II) LLC | 54124 | Pittsfield Hydro | IPP Non-CHP | ME | GEN2 | 0.3 | 0.3 | Conventional Hydroelectric | WAT | HY | 7 | 1986 |  |  | (OP) Operating | [6 empty] | SOMERSET | 44.7214 | -69.412
56837 | KEI (Maine) Power Management (II) LLC | 54124 | Pittsfield Hydro | IPP Non-CHP | ME | GEN3 | 0.4 | 0.4 | Conventional Hydroelectric | WAT | HY | 7 | 1986 |  |  | (OP) Operating | [6 empty] | SOMERSET | 44.7214 | -69.412
50136 | North American Energy Services | 54131 | Fortistar North Tonawanda | IPP CHP | NY | GEN1 | 38.3 | 40.8 | Natural Gas Fired Combined Cycle | NG | CT | 7 | 1993 |  |  | (OP) Operating | [6 empty] | Niagara | 43.0483 | -78.8539
50136 | North American Energy Services | 54131 | Fortistar North Tonawanda | IPP CHP | NY | GEN2 | 17 | 17 | Natural Gas Fired Combined Cycle | NG | CA | 7 | 1993 |  |  | (OP) Operating | [6 empty] | Niagara | 43.0483 | -78.8539
7595 | Great Lakes Hydro America LLC | 54134 | Great Lakes Hydro America - ME | IPP Non-CHP | ME | DOH2 | 1.3 | 1.3 | Conventional Hydroelectric | WAT | HY | 7 | 1925 |  |  | (OP) Operating | [6 empty] | Penobscot | 45.6472 | -68.7044
7595 | Great Lakes Hydro America LLC | 54134 | Great Lakes Hydro America - ME | IPP Non-CHP | ME | DOH3 | 1.3 | 1.3 | Conventional Hydroelectric | WAT | HY | 7 | 1925 |  |  | (OS) Out of service and NOT expected to return to service in next calendar year | [6 empty] | Penobscot | 45.6472 | -68.7044
7595 | Great Lakes Hydro America LLC | 54134 | Great Lakes Hydro America - ME | IPP Non-CHP | ME | DOH4 | 1.8 | 1.8 | Conventional Hydroelectric | WAT | HY | 7 | 1925 |  |  | (OS) Out of service and NOT expected to return to service in next calendar year | [6 empty] | Penobscot | 45.6472 | -68.7044
7595 | Great Lakes Hydro America LLC | 54134 | Great Lakes Hydro America - ME | IPP Non-CHP | ME | DOH5 | 5.3 | 5 | Conventional Hydroelectric | WAT | HY | 7 | 1988 |  |  | (OP) Operating | [6 empty] | Penobscot | 45.6472 | -68.7044
7595 | Great Lakes Hydro America LLC | 54134 | Great Lakes Hydro America - ME | IPP Non-CHP | ME | DOH6 | 4.1 | 3.9 | Conventional Hydroelectric | WAT | HY | 7 | 1975 |  |  | (OP) Operating | [6 empty] | Penobscot | 45.6472 | -68.7044
7595 | Great Lakes Hydro America LLC | 54134 | Great Lakes Hydro America - ME | IPP Non-CHP | ME | DOH7 | 4.1 | 3.9 | Conventional Hydroelectric | WAT | HY | 7 | 1975 |  |  | (OP) Operating | [6 empty] | Penobscot | 45.6472 | -68.7044
7595 | Great Lakes Hydro America LLC | 54134 | Great Lakes Hydro America - ME | IPP Non-CHP | ME | DOH8 | 3 | 2.9 | Conventional Hydroelectric | WAT | HY | 7 | 1930 |  |  | (OP) Operating | [6 empty] | Penobscot | 45.6472 | -68.7044
7595 | Great Lakes Hydro America LLC | 54134 | Great Lakes Hydro America - ME | IPP Non-CHP | ME | EMH1 | 1.6 | 1.5 | Conventional Hydroelectric | WAT | HY | 7 | 1948 |  |  | (OP) Operating | [6 empty] | Penobscot | 45.6472 | -68.7044
7595 | Great Lakes Hydro America LLC | 54134 | Great Lakes Hydro America - ME | IPP Non-CHP | ME | EMH2 | 1.6 | 1.5 | Conventional Hydroelectric | WAT | HY | 7 | 1948 |  |  | (OP) Operating | [6 empty] | Penobscot | 45.6472 | -68.7044
7595 | Great Lakes Hydro America LLC | 54134 | Great Lakes Hydro America - ME | IPP Non-CHP | ME | EMH3 | 1.6 | 1.5 | Conventional Hydroelectric | WAT | HY | 7 | 1948 |  |  | (OP) Operating | [6 empty] | Penobscot | 45.6472 | -68.7044
7595 | Great Lakes Hydro America LLC | 54134 | Great Lakes Hydro America - ME | IPP Non-CHP | ME | EMH4 | 1.6 | 1.5 | Conventional Hydroelectric | WAT | HY | 7 | 1948 |  |  | (OP) Operating | [6 empty] | Penobscot | 45.6472 | -68.7044
7595 | Great Lakes Hydro America LLC | 54134 | Great Lakes Hydro America - ME | IPP Non-CHP | ME | EMH5 | 1.6 | 1.5 | Conventional Hydroelectric | WAT | HY | 7 | 1948 |  |  | (OP) Operating | [6 empty] | Penobscot | 45.6472 | -68.7044
7595 | Great Lakes Hydro America LLC | 54134 | Great Lakes Hydro America - ME | IPP Non-CHP | ME | EMH6 | 1.6 | 1.5 | Conventional Hydroelectric | WAT | HY | 7 | 1948 |  |  | (OP) Operating | [6 empty] | Penobscot | 45.6472 | -68.7044
7595 | Great Lakes Hydro America LLC | 54134 | Great Lakes Hydro America - ME | IPP Non-CHP | ME | MCH1 | 12.2 | 11.6 | Conventional Hydroelectric | WAT | HY | 7 | 1953 |  |  | (OP) Operating | [6 empty] | Penobscot | 45.6472 | -68.7044
7595 | Great Lakes Hydro America LLC | 54134 | Great Lakes Hydro America - ME | IPP Non-CHP | ME | MCH2 | 12.2 | 11.6 | Conventional Hydroelectric | WAT | HY | 7 | 1953 |  |  | (OP) Operating | [6 empty] | Penobscot | 45.6472 | -68.7044
7595 | Great Lakes Hydro America LLC | 54134 | Great Lakes Hydro America - ME | IPP Non-CHP | ME | MCH3 | 13.2 | 12.5 | Conventional Hydroelectric | WAT | HY | 7 | 1967 |  |  | (OP) Operating | [6 empty] | Penobscot | 45.6472 | -68.7044
7595 | Great Lakes Hydro America LLC | 54134 | Great Lakes Hydro America - ME | IPP Non-CHP | ME | MIH2 | 5.5 | 5.3 | Conventional Hydroelectric | WAT | HY | 7 | 1917 |  |  | (OP) Operating | [6 empty] | Penobscot | 45.6472 | -68.7044
7595 | Great Lakes Hydro America LLC | 54134 | Great Lakes Hydro America - ME | IPP Non-CHP | ME | MIH3 | 5.5 | 5.3 | Conventional Hydroelectric | WAT | HY | 7 | 1917 |  |  | (OP) Operating | [6 empty] | Penobscot | 45.6472 | -68.7044
7595 | Great Lakes Hydro America LLC | 54134 | Great Lakes Hydro America - ME | IPP Non-CHP | ME | MIH4 | 5.1 | 4.9 | Conventional Hydroelectric | WAT | HY | 7 | 1917 |  |  | (OP) Operating | [6 empty] | Penobscot | 45.6472 | -68.7044
7595 | Great Lakes Hydro America LLC | 54134 | Great Lakes Hydro America - ME | IPP Non-CHP | ME | MIH5 | 5.1 | 4.9 | Conventional Hydroelectric | WAT | HY | 7 | 1921 |  |  | (OP) Operating | [6 empty] | Penobscot | 45.6472 | -68.7044
7595 | Great Lakes Hydro America LLC | 54134 | Great Lakes Hydro America - ME | IPP Non-CHP | ME | MIH6 | 5.1 | 4.9 | Conventional Hydroelectric | WAT | HY | 7 | 1921 |  |  | (OP) Operating | [6 empty] | Penobscot | 45.6472 | -68.7044
7595 | Great Lakes Hydro America LLC | 54134 | Great Lakes Hydro America - ME | IPP Non-CHP | ME | MIH7 | 4 | 3.8 | Conventional Hydroelectric | WAT | HY | 7 | 1921 |  |  | (OP) Operating | [6 empty] | Penobscot | 45.6472 | -68.7044
7595 | Great Lakes Hydro America LLC | 54134 | Great Lakes Hydro America - ME | IPP Non-CHP | ME | MIH8 | 5.4 | 5.1 | Conventional Hydroelectric | WAT | HY | 7 | 1987 |  |  | (OP) Operating | [6 empty] | Penobscot | 45.6472 | -68.7044
7595 | Great Lakes Hydro America LLC | 54134 | Great Lakes Hydro America - ME | IPP Non-CHP | ME | MIHI | 5.4 | 5.1 | Conventional Hydroelectric | WAT | HY | 7 | 1987 |  |  | (OP) Operating | [6 empty] | Penobscot | 45.6472 | -68.7044
7595 | Great Lakes Hydro America LLC | 54134 | Great Lakes Hydro America - ME | IPP Non-CHP | ME | NOH1 | 3.2 | 3 | Conventional Hydroelectric | WAT | HY | 7 | 1986 |  |  | (OP) Operating | [6 empty] | Penobscot | 45.6472 | -68.7044
7595 | Great Lakes Hydro America LLC | 54134 | Great Lakes Hydro America - ME | IPP Non-CHP | ME | NOH2 | 3.2 | 3 | Conventional Hydroelectric | WAT | HY | 7 | 1986 |  |  | (OP) Operating | [6 empty] | Penobscot | 45.6472 | -68.7044
7595 | Great Lakes Hydro America LLC | 54134 | Great Lakes Hydro America - ME | IPP Non-CHP | ME | NOH3 | 3.2 | 3 | Conventional Hydroelectric | WAT | HY | 7 | 1986 |  |  | (OP) Operating | [6 empty] | Penobscot | 45.6472 | -68.7044
7595 | Great Lakes Hydro America LLC | 54134 | Great Lakes Hydro America - ME | IPP Non-CHP | ME | WEH1 | 4.8 | 4.6 | Conventional Hydroelectric | WAT | HY | 7 | 1940 |  |  | (OP) Operating | [6 empty] | Penobscot | 45.6472 | -68.7044
7595 | Great Lakes Hydro America LLC | 54134 | Great Lakes Hydro America - ME | IPP Non-CHP | ME | WEH2 | 4.8 | 4.6 | Conventional Hydroelectric | WAT | HY | 7 | 1940 |  |  | (OP) Operating | [6 empty] | Penobscot | 45.6472 | -68.7044
7595 | Great Lakes Hydro America LLC | 54134 | Great Lakes Hydro America - ME | IPP Non-CHP | ME | WEH3 | 4.8 | 4.6 | Conventional Hydroelectric | WAT | HY | 7 | 1940 |  |  | (OP) Operating | [6 empty] | Penobscot | 45.6472 | -68.7044
7595 | Great Lakes Hydro America LLC | 54134 | Great Lakes Hydro America - ME | IPP Non-CHP | ME | WEH4 | 4.8 | 4.6 | Conventional Hydroelectric | WAT | HY | 7 | 1940 |  |  | (OP) Operating | [6 empty] | Penobscot | 45.6472 | -68.7044
5068 | Denver City & County of | 54142 | Hillcrest Pump Station | IPP Non-CHP | CO | GEN1 | 2 | 2 | Conventional Hydroelectric | WAT | HY | 6 | 1993 |  |  | (OP) Operating | [6 empty] | Denver | 39.6419 | -104.9138
56597 | Hydro Kennebec LLC | 54148 | Hydro Kennebec Project | IPP Non-CHP | ME | GEN1 | 7.7 | 7.7 | Conventional Hydroelectric | WAT | HY | 1 | 1989 |  |  | (OP) Operating | [6 empty] | Kennebec | 44.563 | -69.6192
56597 | Hydro Kennebec LLC | 54148 | Hydro Kennebec Project | IPP Non-CHP | ME | GEN2 | 7.7 | 7.7 | Conventional Hydroelectric | WAT | HY | 1 | 1989 |  |  | (OP) Operating | [6 empty] | Kennebec | 44.563 | -69.6192
13587 | Nissequoque Cogen Partners | 54149 | Stony Brook Cogen Plant | IPP CHP | NY | GEN1 | 47 | 44.5 | Natural Gas Fired Combustion Turbine | NG | GT | 4 | 1995 |  |  | (OP) Operating | [6 empty] | Suffolk | 40.9168 | -73.1291
9434 | Iowa State University | 54201 | Iowa State University | Commercial CHP | IA | GEN3 | 13.2 | 13.3 | Conventional Steam Coal | BIT | ST | 9 | 1978 |  |  | (OP) Operating | [6 empty] | Story | 42.0275 | -93.6394
9434 | Iowa State University | 54201 | Iowa State University | Commercial CHP | IA | GEN4 | 6.2 | 6.3 | Conventional Steam Coal | BIT | ST | 10 | 1960 |  |  | (SB) Standby/Backup: available for service but not normally used | [6 empty] | Story | 42.0275 | -93.6394
9434 | Iowa State University | 54201 | Iowa State University | Commercial CHP | IA | GEN5 | 11.5 | 11.5 | Conventional Steam Coal | BIT | ST | 3 | 1970 |  |  | (OP) Operating | [6 empty] | Story | 42.0275 | -93.6394
9434 | Iowa State University | 54201 | Iowa State University | Commercial CHP | IA | GEN6 | 15.1 | 15.1 | Conventional Steam Coal | BIT | ST | 5 | 2005 |  |  | (OP) Operating | [6 empty] | Story | 42.0275 | -93.6394
10963 | Lewiston City of | 54202 | Upper Androscoggin | IPP Non-CHP | ME | 1 | 0.7 | 0.7 | Conventional Hydroelectric | WAT | HY | 4 | 1920 |  |  | (OS) Out of service and NOT expected to return to service in next calendar year | [6 empty] | Androscoggin | 44.088 | -70.2124
10963 | Lewiston City of | 54202 | Upper Androscoggin | IPP Non-CHP | ME | 2 | 0.5 | 0.5 | Conventional Hydroelectric | WAT | HY | 4 | 1920 |  |  | (OS) Out of service and NOT expected to return to service in next calendar year | [6 empty] | Androscoggin | 44.088 | -70.2124
10963 | Lewiston City of | 54202 | Upper Androscoggin | IPP Non-CHP | ME | 3 | 0.4 | 0.5 | Conventional Hydroelectric | WAT | HY | 4 | 1920 |  |  | (OS) Out of service and NOT expected to return to service in next calendar year | [6 empty] | Androscoggin | 44.088 | -70.2124
12704 | Mississippi Baptist Medical | 54203 | Mississippi Baptist Medical Center | Commercial CHP | MS | A | 4.2 | 4 | Natural Gas Fired Combustion Turbine | NG | GT | 1 | 1991 |  |  | (SB) Standby/Backup: available for service but not normally used | [6 empty] | Hinds | 32.3133 | -90.1797
56616 | ArcelorMittal Warren Inc | 54207 | ArcelorMittal Warren | Industrial CHP | OH | GEN1 | 3 | 2.8 | Other Gases | OG | ST | 10 | 1934 |  |  | (OP) Operating | [6 empty] | Trumbull | 41.2119 | -80.8176
56616 | ArcelorMittal Warren Inc | 54207 | ArcelorMittal Warren | Industrial CHP | OH | GEN2 | 7.5 | 7 | Other Gases | OG | ST | 3 | 1940 |  |  | (OP) Operating | [6 empty] | Trumbull | 41.2119 | -80.8176
56616 | ArcelorMittal Warren Inc | 54207 | ArcelorMittal Warren | Industrial CHP | OH | GEN3 | 10 | 9.3 | Other Gases | OG | ST | 12 | 1981 |  |  | (OP) Operating | [6 empty] | Trumbull | 41.2119 | -80.8176
491 | American Crystal Sugar Co | 54210 | American Crystal Sugar Hillsboro | Industrial CHP | ND | G1 | 13.3 | 13.3 | Conventional Steam Coal | SUB | ST | 9 | 1990 |  |  | (OP) Operating |  |  | 0 |  |  | 0 | Traill | 47.4376 | -97.0631
491 | American Crystal Sugar Co | 54211 | American Crystal Sugar Moorhead | Industrial CHP | MN | G1 | 3 | 3 | Conventional Steam Coal | SUB | ST | 9 | 1948 |  |  | (OP) Operating | [6 empty] | Clay | 46.9026 | -96.7611
491 | American Crystal Sugar Co | 54211 | American Crystal Sugar Moorhead | Industrial CHP | MN | G2 | 2 | 2 | Conventional Steam Coal | SUB | ST | 9 | 1961 |  |  | (OP) Operating | [6 empty] | Clay | 46.9026 | -96.7611
491 | American Crystal Sugar Co | 54212 | American Crystal Sugar Crookston | Industrial CHP | MN | G1 | 3.5 | 3.5 | Conventional Steam Coal | SUB | ST | 9 | 1954 |  |  | (OP) Operating | [6 empty] | Polk | 47.7647 | -96.6334
491 | American Crystal Sugar Co | 54212 | American Crystal Sugar Crookston | Industrial CHP | MN | G2 | 3 | 3 | Conventional Steam Coal | SUB | ST | 9 | 1975 |  |  | (OP) Operating | [6 empty] | Polk | 47.7647 | -96.6334
491 | American Crystal Sugar Co | 54213 | American Crystal Sugar Drayton | Industrial CHP | ND | G1 | 6 | 6 | Conventional Steam Coal | SUB | ST | 9 | 1965 |  |  | (OP) Operating | [6 empty] | Pembina | 48.5932 | -97.1761
491 | American Crystal Sugar Co | 54214 | American Crystal Sugar East Grand Forks | Industrial CHP | MN | G1 | 2.5 | 2.5 | Conventional Steam Coal | SUB | ST | 9 | 1990 |  |  | (OP) Operating | [6 empty] | Polk | 47.9272 | -97.0072
491 | American Crystal Sugar Co | 54214 | American Crystal Sugar East Grand Forks | Industrial CHP | MN | G2 | 5 | 5 | Conventional Steam Coal | SUB | ST | 9 | 1990 |  |  | (OP) Operating | [6 empty] | Polk | 47.9272 | -97.0072
2053 | Bowater Newport Coosa Pines Op | 54216 | U S Alliance Coosa Pines | Industrial CHP | AL | AOW6 | 12.5 | 12.5 | Natural Gas Steam Turbine | NG | ST | 1 | 1968 |  |  | (OP) Operating | [6 empty] | Talladega | 33.3281 | -86.3568
2053 | Bowater Newport Coosa Pines Op | 54216 | U S Alliance Coosa Pines | Industrial CHP | AL | GEN7 | 17.9 | 17.8 | Wood/Wood Waste Biomass | BLQ | ST | 11 | 2007 |  |  | (OP) Operating | [6 empty] | Talladega | 33.3281 | -86.3568
59479 | Covanta Energy Americas, Inc. | 54219 | Burney Mountain Power | IPP Non-CHP | CA | GEN1 | 11.4 | 9.8 | Wood/Wood Waste Biomass | WDS | ST | 6 | 1985 |  |  | (OS) Out of service and NOT expected to return to service in next calendar year | [6 empty] | Shasta | 40.9095 | -121.6404
6738 | Franklin Heating Station | 54224 | Franklin Heating Station | Commercial CHP | MN | DG4 | 2 | 2 | Petroleum Liquids | DFO | IC | 5 | 2009 |  |  | (OP) Operating | [6 empty] | Olmsted | 44.0206 | -92.4656
6738 | Franklin Heating Station | 54224 | Franklin Heating Station | Commercial CHP | MN | DG5 | 2 | 2 | Petroleum Liquids | DFO | IC | 4 | 2011 |  |  | (OP) Operating | [6 empty] | Olmsted | 44.0206 | -92.4656
6738 | Franklin Heating Station | 54224 | Franklin Heating Station | Commercial CHP | MN | DG6 | 2.4 | 2.3 | Natural Gas Internal Combustion Engine | NG | IC | 1 | 1982 |  |  | (SB) Standby/Backup: available for service but not normally used | [6 empty] | Olmsted | 44.0206 | -92.4656
6738 | Franklin Heating Station | 54224 | Franklin Heating Station | Commercial CHP | MN | DG7 | 2.4 | 2.3 | Natural Gas Internal Combustion Engine | NG | IC | 1 | 1982 |  |  | (SB) Standby/Backup: available for service but not normally used | [6 empty] | Olmsted | 44.0206 | -92.4656
6738 | Franklin Heating Station | 54224 | Franklin Heating Station | Commercial CHP | MN | EG1 | 2 | 2 | Petroleum Liquids | DFO | IC | 6 | 2001 |  |  | (SB) Standby/Backup: available for service but not normally used | [6 empty] | Olmsted | 44.0206 | -92.4656
6738 | Franklin Heating Station | 54224 | Franklin Heating Station | Commercial CHP | MN | EG2 | 2 | 2 | Petroleum Liquids | DFO | IC | 6 | 2001 |  |  | (SB) Standby/Backup: available for service but not normally used | [6 empty] | Olmsted | 44.0206 | -92.4656
6738 | Franklin Heating Station | 54224 | Franklin Heating Station | Commercial CHP | MN | EG3 | 2 | 2 | Petroleum Liquids | DFO | IC | 6 | 2001 |  |  | (SB) Standby/Backup: available for service but not normally used | [6 empty] | Olmsted | 44.0206 | -92.4656
6738 | Franklin Heating Station | 54224 | Franklin Heating Station | Commercial CHP | MN | GEN1 | 2.5 | 2 | Natural Gas Steam Turbine | NG | ST | 1 | 1951 |  |  | (OP) Operating | [6 empty] | Olmsted | 44.0206 | -92.4656
6738 | Franklin Heating Station | 54224 | Franklin Heating Station | Commercial CHP | MN | GEN2 | 2.5 | 2 | Natural Gas Steam Turbine | NG | ST | 1 | 1951 |  |  | (OP) Operating | [6 empty] | Olmsted | 44.0206 | -92.4656
6738 | Franklin Heating Station | 54224 | Franklin Heating Station | Commercial CHP | MN | GEN3 | 6.3 | 6.1 | Natural Gas Steam Turbine | NG | ST | 1 | 1968 |  |  | (OP) Operating | [6 empty] | Olmsted | 44.0206 | -92.4656
6738 | Franklin Heating Station | 54224 | Franklin Heating Station | Commercial CHP | MN | GEN6 | 6.5 | 2.8 | All Other | PUR | ST | 1 | 2006 |  |  | (OP) Operating | [6 empty] | Olmsted | 44.0206 | -92.4656
7209 | The Gillette Company | 54225 | Gillette SBMC | Industrial CHP | MA | CTG3 | 7.2 | 7.2 | Natural Gas Fired Combustion Turbine | NG | GT | 7 | 2011 |  |  | (OP) Operating | [6 empty] | Suffolk | 42.3436 | -71.0559
7209 | The Gillette Company | 54225 | Gillette SBMC | Industrial CHP | MA | DG | 0.5 | 0.5 | Petroleum Liquids | DFO | IC | 9 | 1991 |  |  | (SB) Standby/Backup: available for service but not normally used | [6 empty] | Suffolk | 42.3436 | -71.0559
7209 | The Gillette Company | 54225 | Gillette SBMC | Industrial CHP | MA | DG2 | 0.5 | 0.5 | Petroleum Liquids | DFO | IC | 3 | 1997 |  |  | (SB) Standby/Backup: available for service but not normally used | [6 empty] | Suffolk | 42.3436 | -71.0559
7209 | The Gillette Company | 54225 | Gillette SBMC | Industrial CHP | MA | DG3 | 1 | 1 | Petroleum Liquids | DFO | IC | 3 | 2000 |  |  | (SB) Standby/Backup: available for service but not normally used | [6 empty] | Suffolk | 42.3436 | -71.0559
7209 | The Gillette Company | 54225 | Gillette SBMC | Industrial CHP | MA | TG2 | 5 | 5 | Natural Gas Steam Turbine | NG | ST | 2 | 1971 |  |  | (OP) Operating | [6 empty] | Suffolk | 42.3436 | -71.0559
5989 | Erving Paper Mills Inc | 54228 | Erving Paper Mills | Industrial CHP | MA | 2 | 0.6 | 0.3 | Natural Gas Steam Turbine | NG | ST | 12 | 2013 |  |  | (OP) Operating | [6 empty] | Franklin | 42.5983 | -72.3875
5989 | Erving Paper Mills Inc | 54228 | Erving Paper Mills | Industrial CHP | MA | 3 | 5.6 | 5.6 | Natural Gas Fired Combustion Turbine | NG | GT | 11 | 2015 |  |  | (OP) Operating | [6 empty] | Franklin | 42.5983 | -72.3875
14928 | Pfizer Inc | 54236 | Pfizer Groton Plant | Industrial CHP | CT | GT-1 | 10 | 9.5 | Natural Gas Fired Combustion Turbine | NG | GT | 9 | 2009 |  |  | (OP) Operating | [6 empty] | New London | 41.3315 | -72.0786
14928 | Pfizer Inc | 54236 | Pfizer Groton Plant | Industrial CHP | CT | TG 3 | 10 | 9.4 | Natural Gas Steam Turbine | NG | ST | 1 | 1952 |  |  | (OP) Operating | [6 empty] | New London | 41.3315 | -72.0786
14928 | Pfizer Inc | 54236 | Pfizer Groton Plant | Industrial CHP | CT | TG 4 | 10 | 5 | Natural Gas Steam Turbine | NG | ST | 1 | 1994 |  |  | (OP) Operating | [6 empty] | New London | 41.3315 | -72.0786
14928 | Pfizer Inc | 54236 | Pfizer Groton Plant | Industrial CHP | CT | TG5 | 7.5 | 7.5 | Natural Gas Steam Turbine | NG | ST | 8 | 2001 |  |  | (OP) Operating | [6 empty] | New London | 41.3315 | -72.0786
56652 | DTE Stockton LLC | 54238 | Stockton Biomass | IPP CHP | CA | STG | 54 | 45 | Wood/Wood Waste Biomass | WDS | ST | 12 | 1987 |  |  | (OP) Operating | [6 empty] | San Joaquin | 37.9436 | -121.3304
10339 | Kings Bay Naval Base | 54239 | Naval Submarine Base Kings Bay | Commercial Non-CHP | GA | 3023 | 2.5 | 2.5 | Petroleum Liquids | DFO | IC | 12 | 1984 |  |  | (SB) Standby/Backup: available for service but not normally used | [6 empty] | Camden | 30.7917 | -81.5333
10339 | Kings Bay Naval Base | 54239 | Naval Submarine Base Kings Bay | Commercial Non-CHP | GA | 3024 | 2.5 | 2.5 | Petroleum Liquids | DFO | IC | 12 | 1984 |  |  | (SB) Standby/Backup: available for service but not normally used | [6 empty] | Camden | 30.7917 | -81.5333
10339 | Kings Bay Naval Base | 54239 | Naval Submarine Base Kings Bay | Commercial Non-CHP | GA | 3025 | 2.5 | 2.5 | Petroleum Liquids | DFO | IC | 12 | 1984 |  |  | (SB) Standby/Backup: available for service but not normally used | [6 empty] | Camden | 30.7917 | -81.5333
10339 | Kings Bay Naval Base | 54239 | Naval Submarine Base Kings Bay | Commercial Non-CHP | GA | 3027 | 2.5 | 2.5 | Petroleum Liquids | DFO | IC | 1 | 1988 |  |  | (SB) Standby/Backup: available for service but not normally used | [6 empty] | Camden | 30.7917 | -81.5333
10339 | Kings Bay Naval Base | 54239 | Naval Submarine Base Kings Bay | Commercial Non-CHP | GA | 3028 | 2.5 | 2.5 | Petroleum Liquids | DFO | IC | 9 | 1988 |  |  | (SB) Standby/Backup: available for service but not normally used | [6 empty] | Camden | 30.7917 | -81.5333
10339 | Kings Bay Naval Base | 54239 | Naval Submarine Base Kings Bay | Commercial Non-CHP | GA | 3029 | 2.5 | 2.5 | Petroleum Liquids | DFO | IC | 5 | 1989 |  |  | (SB) Standby/Backup: available for service but not normally used | [6 empty] | Camden | 30.7917 | -81.5333
10339 | Kings Bay Naval Base | 54239 | Naval Submarine Base Kings Bay | Commercial Non-CHP | GA | 5876 | 2.5 | 2.5 | Petroleum Liquids | DFO | IC | 12 | 1988 |  |  | (SB) Standby/Backup: available for service but not normally used | [6 empty] | Camden | 30.7917 | -81.5333
10339 | Kings Bay Naval Base | 54239 | Naval Submarine Base Kings Bay | Commercial Non-CHP | GA | 5877 | 2.5 | 2.5 | Petroleum Liquids | DFO | IC | 5 | 1989 |  |  | (SB) Standby/Backup: available for service but not normally used | [6 empty] | Camden | 30.7917 | -81.5333
10339 | Kings Bay Naval Base | 54239 | Naval Submarine Base Kings Bay | Commercial Non-CHP | GA | 5878 | 2.5 | 2.5 | Petroleum Liquids | DFO | IC | 5 | 1989 |  |  | (SB) Standby/Backup: available for service but not normally used | [6 empty] | Camden | 30.7917 | -81.5333
10339 | Kings Bay Naval Base | 54239 | Naval Submarine Base Kings Bay | Commercial Non-CHP | GA | 5879 | 2.5 | 2.5 | Petroleum Liquids | DFO | IC | 5 | 1989 |  |  | (SB) Standby/Backup: available for service but not normally used | [6 empty] | Camden | 30.7917 | -81.5333
10339 | Kings Bay Naval Base | 54239 | Naval Submarine Base Kings Bay | Commercial Non-CHP | GA | 5880 | 2.5 | 2.5 | Petroleum Liquids | DFO | IC | 5 | 1989 |  |  | (SB) Standby/Backup: available for service but not normally used | [6 empty] | Camden | 30.7917 | -81.5333
10339 | Kings Bay Naval Base | 54239 | Naval Submarine Base Kings Bay | Commercial Non-CHP | GA | 5881 | 2.5 | 2.5 | Petroleum Liquids | DFO | IC | 12 | 1988 |  |  | (SB) Standby/Backup: available for service but not normally used | [6 empty] | Camden | 30.7917 | -81.5333
11233 | Louisiana Tech University | 54240 | Louisiana Tech University Power Plant | Commercial CHP | LA | TG3 | 7.5 | 6.4 | Natural Gas Fired Combustion Turbine | NG | GT | 7 | 2004 |  |  | (OP) Operating | [6 empty] | LINCOLN | 32.5256 | -92.6497
6022 | Eugene City of | 54249 | Smith Falls Hydro Project | Electric Utility | ID | GEN1 | 18 | 9 | Conventional Hydroelectric | WAT | HY | 1 | 1990 |  |  | (OP) Operating | [6 empty] | Boundary | 48.9595 | -116.5574
6022 | Eugene City of | 54249 | Smith Falls Hydro Project | Electric Utility | ID | GEN2 | 18 | 9 | Conventional Hydroelectric | WAT | HY | 1 | 1990 |  |  | (OP) Operating | [6 empty] | Boundary | 48.9595 | -116.5574
6022 | Eugene City of | 54249 | Smith Falls Hydro Project | Electric Utility | ID | GEN3 | 2.1 | 2.1 | Conventional Hydroelectric | WAT | HY | 12 | 1989 |  |  | (OP) Operating | [6 empty] | Boundary | 48.9595 | -116.5574
13542 | Newman & Co Inc | 54250 | Newman (PA) | Industrial CHP | PA | 001 | 1.8 | 1.8 | Natural Gas Steam Turbine | NG | ST | 5 | 1964 |  |  | (OP) Operating | [6 empty] | PHILADELPHIA | 40.014 | -75.0528
42744 | Desehutes Valley Water District | 54251 | Opal Springs Hydro | IPP Non-CHP | OR | 1 | 4.3 | 3.3 | Conventional Hydroelectric | WAT | HY | 1 | 1985 |  |  | (OP) Operating | [6 empty] | JEFFERSON | 44.49 | -121.2988
59099 | New Dimension Energy Company, LLC | 54258 | Westwind Trust | IPP Non-CHP | CA | WIN1 | 16 | 16 | Onshore Wind Turbine | WND | WT | 9 | 1986 |  |  | (OP) Operating | [6 empty] | Riverside | 33.9683 | -116.5347
21944 | Sonoma County Water Agency | 54261 | Warm Springs Hydro Project | IPP Non-CHP | CA | 3385 | 2.7 | 1.2 | Conventional Hydroelectric | WAT | HY | 12 | 1988 |  |  | (OP) Operating | [6 empty] | Sonoma | 38.7221 | -123.0112
17897 | St Mary's Hospital | 54262 | Saint Marys Hospital Power Plant | Commercial CHP | MN | 1 | 4.7 | 4.5 | Natural Gas Fired Combined Cycle | NG | CT | 6 | 1996 |  |  | (OP) Operating | [6 empty] | Olmsted | 44.0979 | -92.4798
17897 | St Mary's Hospital | 54262 | Saint Marys Hospital Power Plant | Commercial CHP | MN | 4 | 3 | 2.7 | Natural Gas Fired Combined Cycle | NG | CA | 1 | 1971 |  |  | (OP) Operating | [6 empty] | Olmsted | 44.0979 | -92.4798
17897 | St Mary's Hospital | 54262 | Saint Marys Hospital Power Plant | Commercial CHP | MN | 5 | 2.5 | 2.5 | Petroleum Liquids | DFO | IC | 1 | 1978 |  |  | (SB) Standby/Backup: available for service but not normally used | [6 empty] | Olmsted | 44.0979 | -92.4798
17897 | St Mary's Hospital | 54262 | Saint Marys Hospital Power Plant | Commercial CHP | MN | 6 | 2.7 | 2.7 | Natural Gas Internal Combustion Engine | NG | IC | 1 | 1989 |  |  | (SB) Standby/Backup: available for service but not normally used | [6 empty] | Olmsted | 44.0979 | -92.4798
17897 | St Mary's Hospital | 54262 | Saint Marys Hospital Power Plant | Commercial CHP | MN | 7 | 2.5 | 2.5 | Petroleum Liquids | DFO | IC | 3 | 2011 |  |  | (OP) Operating | [6 empty] | Olmsted | 44.0979 | -92.4798
58835 | Akron Energy Systems LLC | 54265 | Akron Recycle Energy Plant | Commercial CHP | OH | 1 | 2 | 2 | Wood/Wood Waste Biomass | WDS | ST | 6 | 1979 |  |  | (OS) Out of service and NOT expected to return to service in next calendar year | [6 empty] | Summit | 41.0733 | -81.5306
58835 | Akron Energy Systems LLC | 54265 | Akron Recycle Energy Plant | Commercial CHP | OH | 2 | 2 | 2 | Wood/Wood Waste Biomass | WDS | ST | 6 | 1979 |  |  | (OS) Out of service and NOT expected to return to service in next calendar year | [6 empty] | Summit | 41.0733 | -81.5306
4436 | Covanta Hydro Ops West Inc | 54267 | Koma Kulshan Associates | IPP Non-CHP | WA | GEN1 | 12 | 12.4 | Conventional Hydroelectric | WAT | HY | 10 | 1990 |  |  | (OP) Operating | [6 empty] | Whatcom | 48.6802 | -121.7233
11459 | March Point Cogeneration Co | 54268 | March Point Cogeneration | IPP CHP | WA | GTG1 | 46.6 | 39.6 | Natural Gas Fired Combustion Turbine | NG | GT | 9 | 1991 |  |  | (OP) Operating | [6 empty] | Skagit | 48.4708 | -122.56
11459 | March Point Cogeneration Co | 54268 | March Point Cogeneration | IPP CHP | WA | GTG2 | 46.6 | 40 | Natural Gas Fired Combustion Turbine | NG | GT | 10 | 1991 |  |  | (OP) Operating | [6 empty] | Skagit | 48.4708 | -122.56
11459 | March Point Cogeneration Co | 54268 | March Point Cogeneration | IPP CHP | WA | GTG3 | 46.6 | 40.6 | Natural Gas Fired Combustion Turbine | NG | GT | 1 | 1993 |  |  | (OP) Operating | [6 empty] | Skagit | 48.4708 | -122.56
16553 | Saguaro Power Co | 54271 | Saguaro Power | IPP CHP | NV | CTG1 | 45.1 | 36 | Natural Gas Fired Combined Cycle | NG | CT | 9 | 1991 |  |  | (OP) Operating | [6 empty] | Clark | 36.0417 | -115.0117
16553 | Saguaro Power Co | 54271 | Saguaro Power | IPP CHP | NV | CTG2 | 45.1 | 36 | Natural Gas Fired Combined Cycle | NG | CT | 9 | 1991 |  |  | (OP) Operating | [6 empty] | Clark | 36.0417 | -115.0117
16553 | Saguaro Power Co | 54271 | Saguaro Power | IPP CHP | NV | STG | 37 | 29 | Natural Gas Fired Combined Cycle | NG | CA | 9 | 1991 |  |  | (OP) Operating | [6 empty] | Clark | 36.0417 | -115.0117
19541 | University of North Carolina | 54276 | Univ of NC Chapel Hill Cogen Facility | Commercial CHP | NC | ES001 | 2 | 1.8 | Petroleum Liquids | DFO | IC | 10 | 2007 |  |  | (SB) Standby/Backup: available for service but not normally used | [6 empty] | Orange | 35.9069 | -79.0617
19541 | University of North Carolina | 54276 | Univ of NC Chapel Hill Cogen Facility | Commercial CHP | NC | ES002 | 2 | 1.8 | Petroleum Liquids | DFO | IC | 10 | 2007 |  |  | (SB) Standby/Backup: available for service but not normally used | [6 empty] | Orange | 35.9069 | -79.0617
19541 | University of North Carolina | 54276 | Univ of NC Chapel Hill Cogen Facility | Commercial CHP | NC | TG3 | 28 | 28.7 | Conventional Steam Coal | BIT | ST | 7 | 1991 |  |  | (OP) Operating | [6 empty] | Orange | 35.9069 | -79.0617
9394 | Interstate Paper LLC | 54281 | Interstate Paper LLC Riceboro | Industrial CHP | GA | 577A | 14.5 | 14.5 | Wood/Wood Waste Biomass | BLQ | ST | 3 | 1968 |  |  | (OP) Operating | [6 empty] | Liberty | 31.7416 | -81.4079
31518 | Fort Smith City of | 54283 | Lee Creek Water Treatment Facility | IPP Non-CHP | AR | 0209 | 1.3 | 1.3 | Conventional Hydroelectric | WAT | HY | 11 | 1992 |  |  | (SB) Standby/Backup: available for service but not normally used | [6 empty] | Crawford | 35.4845 | -94.3929
8248 | Hastings Lock & Dam | 54285 | Hastings City Hydroelectric | IPP Non-CHP | MN | 1 | 2.2 | 2 | Conventional Hydroelectric | WAT | HY | 1 | 1992 |  |  | (OP) Operating | [6 empty] | DAKOTA | 44.7602 | -92.8677
8248 | Hastings Lock & Dam | 54285 | Hastings City Hydroelectric | IPP Non-CHP | MN | 2 | 2.2 | 2 | Conventional Hydroelectric | WAT | HY | 1 | 1992 |  |  | (OP) Operating | [6 empty] | DAKOTA | 44.7602 | -92.8677
30067 | Rolls Royce Corp | 54286 | Rolls Royce | Industrial CHP | IN | N8OT | 5 | 4 | Landfill Gas | LFG | GT | 6 | 2000 |  |  | (OP) Operating | [6 empty] | Marion | 39.7398 | -86.2118
35006 | Cousins Properties Inc | 54290 | Inforum | Commercial Non-CHP | GA | BUG1 | 1.3 | 1.3 | Petroleum Liquids | DFO | IC | 10 | 1989 |  |  | (OP) Operating | [6 empty] | FULTON | 33.7533 | -84.3889
2670 | Sherwin Alumina Company | 54291 | Sherwin Alumina | Industrial CHP | TX | 1 | 6 | 6 | All Other | PUR | ST | 1 | 1953 |  |  | (OP) Operating | [6 empty] | NUECES | 27.8836 | -97.261
2670 | Sherwin Alumina Company | 54291 | Sherwin Alumina | Industrial CHP | TX | 2 | 6 | 6 | All Other | PUR | ST | 1 | 1953 |  |  | (OP) Operating | [6 empty] | NUECES | 27.8836 | -97.261
2670 | Sherwin Alumina Company | 54291 | Sherwin Alumina | Industrial CHP | TX | 3 | 6 | 6 | All Other | PUR | ST | 1 | 1957 |  |  | (OP) Operating | [6 empty] | NUECES | 27.8836 | -97.261
2670 | Sherwin Alumina Company | 54291 | Sherwin Alumina | Industrial CHP | TX | 4 | 6 | 6 | All Other | PUR | ST | 1 | 1958 |  |  | (OP) Operating | [6 empty] | NUECES | 27.8836 | -97.261
18981 | Thomson Corp | 54294 | West Group Data Center | Commercial Non-CHP | MN | 1 | 2 | 0.6 | Petroleum Liquids | DFO | IC | 5 | 2005 |  |  | (SB) Standby/Backup: available for service but not normally used | [6 empty] | Dakota | 44.8256 | -93.1139
18981 | Thomson Corp | 54294 | West Group Data Center | Commercial Non-CHP | MN | 2 | 2 | 0.6 | Petroleum Liquids | DFO | IC | 5 | 2005 |  |  | (SB) Standby/Backup: available for service but not normally used | [6 empty] | Dakota | 44.8256 | -93.1139
18981 | Thomson Corp | 54294 | West Group Data Center | Commercial Non-CHP | MN | 3 | 2 | 0.6 | Petroleum Liquids | DFO | IC | 5 | 2005 |  |  | (SB) Standby/Backup: available for service but not normally used | [6 empty] | Dakota | 44.8256 | -93.1139
18981 | Thomson Corp | 54294 | West Group Data Center | Commercial Non-CHP | MN | 4 | 2 | 0.6 | Petroleum Liquids | DFO | IC | 5 | 2005 |  |  | (SB) Standby/Backup: available for service but not normally used | [6 empty] | Dakota | 44.8256 | -93.1139
1752 | Biola University | 54296 | Biola University | Commercial CHP | CA | EG1 | 0.6 | 0.6 | Natural Gas Internal Combustion Engine | NG | IC | 4 | 1990 |  |  | (OP) Operating | [6 empty] | Los Angeles | 33.907 | -118.0131
1752 | Biola University | 54296 | Biola University | Commercial CHP | CA | EG2 | 0.6 | 0.6 | Natural Gas Internal Combustion Engine | NG | IC | 4 | 1990 |  |  | (OP) Operating | [6 empty] | Los Angeles | 33.907 | -118.0131
1752 | Biola University | 54296 | Biola University | Commercial CHP | CA | EG3 | 1 | 1 | Natural Gas Internal Combustion Engine | NG | IC | 9 | 2002 |  |  | (OP) Operating | [6 empty] | Los Angeles | 33.907 | -118.0131
11556 | Brookfield Energy Marketing LP | 54298 | Coram Energy LLC (ECT) | IPP Non-CHP | CA | GEWE | 7.5 | 7.5 | Onshore Wind Turbine | WND | WT | 5 | 2005 |  |  | (OP) Operating | [6 empty] | Kern | 35.0583 | -118.3417
11556 | Brookfield Energy Marketing LP | 54299 | Coram Energy LLC | IPP Non-CHP | CA | GEWE | 3 | 3 | Onshore Wind Turbine | WND | WT | 1 | 2005 |  |  | (OP) Operating | [6 empty] | Kern | 35.075 | -118.3417
11556 | Brookfield Energy Marketing LP | 54300 | CTV Power Purchase Contract Trust | IPP Non-CHP | CA | GEWE | 4.5 | 4.5 | Onshore Wind Turbine | WND | WT | 1 | 2004 |  |  | (OP) Operating | [6 empty] | Kern | 35.0583 | -118.3083
11556 | Brookfield Energy Marketing LP | 54300 | CTV Power Purchase Contract Trust | IPP Non-CHP | CA | SX1S | 0.1 | 0.1 | Onshore Wind Turbine | WND | WT | 12 | 1985 |  |  | (OS) Out of service and NOT expected to return to service in next calendar year | [6 empty] | Kern | 35.0583 | -118.3083
12382 | Metropolitan Dist of Hartford | 54301 | Colebrook Hydroelectric | IPP Non-CHP | CT | BK1 | 1.5 | 1.4 | Conventional Hydroelectric | WAT | HY | 4 | 1988 |  |  | (OA) Out of service but expected to return to service in next calendar year | [6 empty] | Litchfield | 42.0078 | -73.0356
12382 | Metropolitan Dist of Hartford | 54301 | Colebrook Hydroelectric | IPP Non-CHP | CT | BK2 | 1.5 | 1.4 | Conventional Hydroelectric | WAT | HY | 4 | 1988 |  |  | (OP) Operating | [6 empty] | Litchfield | 42.0078 | -73.0356
12382 | Metropolitan Dist of Hartford | 54302 | Goodwin Hydroelectric | IPP Non-CHP | CT | G1 | 1.6 | 1.6 | Conventional Hydroelectric | WAT | HY | 4 | 1986 |  |  | (OP) Operating | [6 empty] | Hartford | 41.9886 | -73.0194
12382 | Metropolitan Dist of Hartford | 54302 | Goodwin Hydroelectric | IPP Non-CHP | CT | G2 | 1.6 | 1.6 | Conventional Hydroelectric | WAT | HY | 4 | 1986 |  |  | (OP) Operating | [6 empty] | Hartford | 41.9886 | -73.0194
1735 | Birchwood Power Partners LP | 54304 | Birchwood Power | IPP Non-CHP | VA | 1 | 258.3 | 239.8 | Conventional Steam Coal | BIT | ST | 11 | 1996 |  |  | (OP) Operating | [6 empty] | King George | 38.2667 | -77.3147
20523 | Westward Seafoods Inc | 54305 | Westward Seafoods | Industrial CHP | AK | 2 | 2.2 | 2.2 | Petroleum Liquids | DFO | IC | 3 | 1991 |  |  | (OP) Operating | [6 empty] | Aleutians West | 53.8585 | -166.5529
20523 | Westward Seafoods Inc | 54305 | Westward Seafoods | Industrial CHP | AK | 3 | 2.2 | 2.2 | Petroleum Liquids | DFO | IC | 3 | 1991 |  |  | (OP) Operating | [6 empty] | Aleutians West | 53.8585 | -166.5529
20523 | Westward Seafoods Inc | 54305 | Westward Seafoods | Industrial CHP | AK | 4 | 2.2 | 2.2 | Petroleum Liquids | DFO | IC | 3 | 1991 |  |  | (OP) Operating | [6 empty] | Aleutians West | 53.8585 | -166.5529
8365 | Hazelton/Wilson Joint Venture | 54306 | Wilson Lake Hydroelectric Project | IPP Non-CHP | ID | 1 | 4.2 | 4.2 | Conventional Hydroelectric | WAT | HY | 5 | 1993 |  |  | (OP) Operating | [6 empty] | JEROME | 42.6289 | -114.1747
8365 | Hazelton/Wilson Joint Venture | 54306 | Wilson Lake Hydroelectric Project | IPP Non-CHP | ID | 2 | 4.2 | 4.2 | Conventional Hydroelectric | WAT | HY | 5 | 1993 |  |  | (OP) Operating | [6 empty] | JEROME | 42.6289 | -114.1747
54722 | Grizzly Mountain Ranch | 54308 | Three Forks Water Power Project | IPP Non-CHP | CA | 1 | 1.3 | 1.2 | Conventional Hydroelectric | WAT | HY | 12 | 1984 |  |  | (OP) Operating | [6 empty] | Trinity | 40.1998 | -123.5231
772 | Archer Daniels Midland Co | 54316 | Archer Daniels Midland Southport | Industrial CHP | NC | GEN1 | 18 | 15 | Natural Gas Fired Combustion Turbine | NG | GT | 9 | 1992 |  |  | (SB) Standby/Backup: available for service but not normally used | [6 empty] | Brunswick | 33.9397 | -77.9905
772 | Archer Daniels Midland Co | 54316 | Archer Daniels Midland Southport | Industrial CHP | NC | GEN2 | 17.5 | 15 | Natural Gas Fired Combustion Turbine | NG | GT | 10 | 1992 |  |  | (SB) Standby/Backup: available for service but not normally used | [6 empty] | Brunswick | 33.9397 | -77.9905
772 | Archer Daniels Midland Co | 54316 | Archer Daniels Midland Southport | Industrial CHP | NC | GEN3 | 17 | 15 | Natural Gas Fired Combustion Turbine | NG | GT | 4 | 1995 |  |  | (SB) Standby/Backup: available for service but not normally used | [6 empty] | Brunswick | 33.9397 | -77.9905
7067 | Tata Chemicals Partners | 54318 | General Chemical | Industrial CHP | WY | TG1 | 15 | 15 | Conventional Steam Coal | BIT | ST | 5 | 1968 |  |  | (OP) Operating | [6 empty] | Sweetwater | 41.5933 | -109.7542
7067 | Tata Chemicals Partners | 54318 | General Chemical | Industrial CHP | WY | TG2 | 15 | 15 | Conventional Steam Coal | BIT | ST | 1 | 1977 |  |  | (OP) Operating | [6 empty] | Sweetwater | 41.5933 | -109.7542
7375 | Goodyear Tire & Rubber Co | 54321 | Goodyear Beaumont Chemical Plant | Industrial CHP | TX | 2N80 | 5 | 4 | Natural Gas Fired Combustion Turbine | NG | GT | 8 | 1999 |  |  | (OP) Operating | [6 empty] | Jefferson | 29.9728 | -94.2142
7375 | Goodyear Tire & Rubber Co | 54321 | Goodyear Beaumont Chemical Plant | Industrial CHP | TX | 3N80 | 14.8 | 13 | Natural Gas Steam Turbine | NG | ST | 3 | 1987 |  |  | (OP) Operating | [6 empty] | Jefferson | 29.9728 | -94.2142
7375 | Goodyear Tire & Rubber Co | 54321 | Goodyear Beaumont Chemical Plant | Industrial CHP | TX | N802 | 5 | 4 | Natural Gas Fired Combustion Turbine | NG | GT | 8 | 1999 |  |  | (OP) Operating | [6 empty] | Jefferson | 29.9728 | -94.2142
7375 | Goodyear Tire & Rubber Co | 54321 | Goodyear Beaumont Chemical Plant | Industrial CHP | TX | N803 | 5 | 4 | Natural Gas Fired Combustion Turbine | NG | GT | 10 | 1999 |  |  | (OP) Operating | [6 empty] | Jefferson | 29.9728 | -94.2142
7375 | Goodyear Tire & Rubber Co | 54321 | Goodyear Beaumont Chemical Plant | Industrial CHP | TX | N804 | 5 | 4 | Natural Gas Fired Combustion Turbine | NG | GT | 10 | 1999 |  |  | (OP) Operating | [6 empty] | Jefferson | 29.9728 | -94.2142
55810 | Augusta Canal Authority | 54322 | Sibley Mill | Industrial Non-CHP | GA | 2 | 0.6 | 0.6 | Conventional Hydroelectric | WAT | HY | 1 | 1946 |  |  | (OP) Operating | [6 empty] | Richmond | 33.4879 | -81.9925
55810 | Augusta Canal Authority | 54322 | Sibley Mill | Industrial Non-CHP | GA | 3 | 0.7 | 0.7 | Conventional Hydroelectric | WAT | HY | 1 | 1946 |  |  | (OP) Operating | [6 empty] | Richmond | 33.4879 | -81.9925
55810 | Augusta Canal Authority | 54322 | Sibley Mill | Industrial Non-CHP | GA | 4 | 0.8 | 0.8 | Conventional Hydroelectric | WAT | HY | 1 | 1946 |  |  | (OP) Operating | [6 empty] | Richmond | 33.4879 | -81.9925
18452 | Turner Properties Inc | 54323 | CNN Center | Commercial Non-CHP | GA | D4_1 | 1.5 | 1.5 | Petroleum Liquids | DFO | IC | 2 | 2001 |  |  | (SB) Standby/Backup: available for service but not normally used | [6 empty] | Fulton | 33.7592 | -84.395
18452 | Turner Properties Inc | 54323 | CNN Center | Commercial Non-CHP | GA | D4_2 | 2 | 2 | Petroleum Liquids | DFO | IC | 2 | 2001 |  |  | (SB) Standby/Backup: available for service but not normally used | [6 empty] | Fulton | 33.7592 | -84.395
18452 | Turner Properties Inc | 54323 | CNN Center | Commercial Non-CHP | GA | D4_3 | 2 | 2 | Petroleum Liquids | DFO | IC | 6 | 2003 |  |  | (SB) Standby/Backup: available for service but not normally used | [6 empty] | Fulton | 33.7592 | -84.395
18452 | Turner Properties Inc | 54323 | CNN Center | Commercial Non-CHP | GA | D5_1 | 2 | 2 | Petroleum Liquids | DFO | IC | 2 | 2001 |  |  | (SB) Standby/Backup: available for service but not normally used | [6 empty] | Fulton | 33.7592 | -84.395
18452 | Turner Properties Inc | 54323 | CNN Center | Commercial Non-CHP | GA | D5_2 | 2 | 2 | Petroleum Liquids | DFO | IC | 6 | 2003 |  |  | (SB) Standby/Backup: available for service but not normally used | [6 empty] | Fulton | 33.7592 | -84.395
18452 | Turner Properties Inc | 54323 | CNN Center | Commercial Non-CHP | GA | D5_3 | 2 | 2 | Petroleum Liquids | DFO | IC | 6 | 2003 |  |  | (SB) Standby/Backup: available for service but not normally used | [6 empty] | Fulton | 33.7592 | -84.395
18452 | Turner Properties Inc | 54323 | CNN Center | Commercial Non-CHP | GA | DK2 | 1.5 | 1.3 | Petroleum Liquids | DFO | IC | 6 | 1986 |  |  | (SB) Standby/Backup: available for service but not normally used | [6 empty] | Fulton | 33.7592 | -84.395
27770 | Ocean State Power II | 54324 | Ocean State Power II | IPP Non-CHP | RI | GEN1 | 82.8 | 71.2 | Natural Gas Fired Combined Cycle | NG | CT | 10 | 1991 |  |  | (OP) Operating | [6 empty] | Providence | 42.0099 | -71.6701
27770 | Ocean State Power II | 54324 | Ocean State Power II | IPP Non-CHP | RI | GEN2 | 82.8 | 71.2 | Natural Gas Fired Combined Cycle | NG | CT | 10 | 1991 |  |  | (OP) Operating | [6 empty] | Providence | 42.0099 | -71.6701
27770 | Ocean State Power II | 54324 | Ocean State Power II | IPP Non-CHP | RI | GEN3 | 88.6 | 76.2 | Natural Gas Fired Combined Cycle | NG | CA | 10 | 1991 |  |  | (OP) Operating | [6 empty] | Providence | 42.0099 | -71.6701
56773 | Toyon Landfill Gas Conversion, LLC | 54327 | Toyon Power Station | IPP Non-CHP | CA | TOY4 | 1.8 | 1.7 | Landfill Gas | LFG | IC | 1 | 1986 |  |  | (OP) Operating | [6 empty] | Los Angeles | 34.1717 | -118.3792
56773 | Toyon Landfill Gas Conversion, LLC | 54327 | Toyon Power Station | IPP Non-CHP | CA | TOY5 | 1.8 | 1.7 | Landfill Gas | LFG | IC | 1 | 1986 |  |  | (OP) Operating | [6 empty] | Los Angeles | 34.1717 | -118.3792
17052 | Shell Chemical LP | 54330 | Westhollow Technology Center | Industrial CHP | TX | 1 | 3.7 | 3.7 | Natural Gas Fired Combustion Turbine | NG | GT | 1 | 1988 |  |  | (OP) Operating | [6 empty] | Harris | 29.726 | -95.6382
2468 | Bucknell University | 54333 | Bucknell University | Commercial CHP | PA | G001 | 4.7 | 4.3 | Natural Gas Fired Combined Cycle | NG | CT | 6 | 1998 |  |  | (OP) Operating | [6 empty] | Union | 40.955 | -76.8788
2468 | Bucknell University | 54333 | Bucknell University | Commercial CHP | PA | G502 | 1.2 | 0.5 | Natural Gas Fired Combined Cycle | NG | CA | 10 | 1991 |  |  | (OP) Operating | [6 empty] | Union | 40.955 | -76.8788
12986 | Morton Salt Inc | 54335 | Morton Salt Rittman | Industrial CHP | OH | GEN 2 | 2.5 | 2.5 | Conventional Steam Coal | BIT | ST | 2 | 2015 |  |  | (OP) Operating | [6 empty] | Wayne | 40.9692 | -81.7756
15734 | NRG Energy Center San Diego LLC | 54337 | NRG Energy San Diego | IPP CHP | CA | 0001 | 0.8 | 0.8 | Natural Gas Internal Combustion Engine | NG | IC | 8 | 1986 |  |  | (OP) Operating | [6 empty] | San Diego | 32.7149 | -117.1689
15734 | NRG Energy Center San Diego LLC | 54337 | NRG Energy San Diego | IPP CHP | CA | 0002 | 0.8 | 0.8 | Natural Gas Internal Combustion Engine | NG | IC | 8 | 1986 |  |  | (OP) Operating | [6 empty] | San Diego | 32.7149 | -117.1689
16098 | Rio Grande Valley Sugar Growers, Inc. | 54338 | Rio Grande Valley Sugar Growers | Industrial CHP | TX | GENA | 2.5 | 2.5 | Other Waste Biomass | AB | ST | 10 | 1973 |  |  | (OP) Operating | [6 empty] | Hidalgo | 26.2697 | -97.867
16098 | Rio Grande Valley Sugar Growers, Inc. | 54338 | Rio Grande Valley Sugar Growers | Industrial CHP | TX | GENB | 2.5 | 2.5 | Other Waste Biomass | AB | ST | 10 | 1973 |  |  | (OP) Operating | [6 empty] | Hidalgo | 26.2697 | -97.867
16098 | Rio Grande Valley Sugar Growers, Inc. | 54338 | Rio Grande Valley Sugar Growers | Industrial CHP | TX | GENC | 2.5 | 2.5 | Other Waste Biomass | AB | ST | 1 | 1995 |  |  | (OP) Operating | [6 empty] | Hidalgo | 26.2697 | -97.867
16098 | Rio Grande Valley Sugar Growers, Inc. | 54338 | Rio Grande Valley Sugar Growers | Industrial CHP | TX | GEND | 16 | 10 | Other Waste Biomass | AB | ST | 8 | 2009 |  |  | (OP) Operating | [6 empty] | Hidalgo | 26.2697 | -97.867
16098 | Rio Grande Valley Sugar Growers, Inc. | 54338 | Rio Grande Valley Sugar Growers | Industrial CHP | TX | GENE | 1.4 | 1.4 | Petroleum Liquids | DFO | IC | 9 | 2011 |  |  | (OP) Operating | [6 empty] | Hidalgo | 26.2697 | -97.867
18912 | Thunder Bay Power Co LLC | 54340 | Norway Point Hydropower Project | IPP Non-CHP | MI | 1 | 2.8 | 2.8 | Conventional Hydroelectric | WAT | HY | 9 | 1990 |  |  | (OP) Operating | [6 empty] | Alpena | 45.1025 | -83.5189
18912 | Thunder Bay Power Co LLC | 54340 | Norway Point Hydropower Project | IPP Non-CHP | MI | 2 | 1.2 | 1.2 | Conventional Hydroelectric | WAT | HY | 9 | 1990 |  |  | (OP) Operating | [6 empty] | Alpena | 45.1025 | -83.5189
18912 | Thunder Bay Power Co LLC | 54341 | Four Mile Hydropower Project | IPP Non-CHP | MI | 1 | 0.6 | 0.6 | Conventional Hydroelectric | WAT | HY | 9 | 1990 |  |  | (OP) Operating | [6 empty] | Alpena | 45.0933 | -83.5025
18912 | Thunder Bay Power Co LLC | 54341 | Four Mile Hydropower Project | IPP Non-CHP | MI | 2 | 0.6 | 0.6 | Conventional Hydroelectric | WAT | HY | 9 | 1990 |  |  | (OP) Operating | [6 empty] | Alpena | 45.0933 | -83.5025
18912 | Thunder Bay Power Co LLC | 54341 | Four Mile Hydropower Project | IPP Non-CHP | MI | 3 | 0.6 | 0.6 | Conventional Hydroelectric | WAT | HY | 9 | 1990 |  |  | (OP) Operating | [6 empty] | Alpena | 45.0933 | -83.5025
18912 | Thunder Bay Power Co LLC | 54341 | Four Mile Hydropower Project | IPP Non-CHP | MI | 4 | 0.2 | 0.2 | Conventional Hydroelectric | WAT | HY | 10 | 2005 |  |  | (OP) Operating | [6 empty] | Alpena | 45.0933 | -83.5025
18912 | Thunder Bay Power Co LLC | 54342 | Ninth Street Hydropower Project | IPP Non-CHP | MI | 1 | 0.4 | 0.4 | Conventional Hydroelectric | WAT | HY | 9 | 1990 |  |  | (OP) Operating | [6 empty] | Alpena | 45.0717 | -83.4381
18912 | Thunder Bay Power Co LLC | 54342 | Ninth Street Hydropower Project | IPP Non-CHP | MI | 2 | 0.4 | 0.4 | Conventional Hydroelectric | WAT | HY | 9 | 1990 |  |  | (OP) Operating | [6 empty] | Alpena | 45.0717 | -83.4381
18912 | Thunder Bay Power Co LLC | 54342 | Ninth Street Hydropower Project | IPP Non-CHP | MI | 3 | 0.4 | 0.4 | Conventional Hydroelectric | WAT | HY | 9 | 1990 |  |  | (OP) Operating | [6 empty] | Alpena | 45.0717 | -83.4381
10099 | Kaweah River Power Authority | 54343 | Terminus Hydroelectric Project | IPP Non-CHP | CA | GEN1 | 20.1 | 20 | Conventional Hydroelectric | WAT | HY | 3 | 1990 |  |  | (OP) Operating |  |  |  | 2020 | 6 | 2 | Tulare | 36.4156 | -119.0069
18483 | Tampa Wastewater Department | 54347 | Howard F Curren Advncd Wastewater Plant | Commercial Non-CHP | FL | 1 | 0.5 | 0.5 | Other Waste Biomass | OBG | IC | 9 | 1986 |  |  | (OP) Operating | [6 empty] | Hillsborough | 27.9389 | -82.4389
18483 | Tampa Wastewater Department | 54347 | Howard F Curren Advncd Wastewater Plant | Commercial Non-CHP | FL | 2 | 0.5 | 0.5 | Other Waste Biomass | OBG | IC | 9 | 1986 |  |  | (OA) Out of service but expected to return to service in next calendar year | [6 empty] | Hillsborough | 27.9389 | -82.4389
18483 | Tampa Wastewater Department | 54347 | Howard F Curren Advncd Wastewater Plant | Commercial Non-CHP | FL | 3 | 0.5 | 0.5 | Other Waste Biomass | OBG | IC | 9 | 1986 |  |  | (OP) Operating | [6 empty] | Hillsborough | 27.9389 | -82.4389
18483 | Tampa Wastewater Department | 54347 | Howard F Curren Advncd Wastewater Plant | Commercial Non-CHP | FL | 4 | 0.5 | 0.5 | Other Waste Biomass | OBG | IC | 2 | 1989 |  |  | (OA) Out of service but expected to return to service in next calendar year | [6 empty] | Hillsborough | 27.9389 | -82.4389
18483 | Tampa Wastewater Department | 54347 | Howard F Curren Advncd Wastewater Plant | Commercial Non-CHP | FL | 5 | 0.5 | 0.5 | Other Waste Biomass | OBG | IC | 2 | 1989 |  |  | (OP) Operating | [6 empty] | Hillsborough | 27.9389 | -82.4389
13365 | Nevada Cogeneration Assoc # 2 | 54349 | Nevada Cogen Associates 2 Black Mountain | IPP CHP | NV | GTA | 22.2 | 21.7 | Natural Gas Fired Combined Cycle | NG | CT | 11 | 1992 | 3 | 2023 | (OP) Operating | [6 empty] | Clark | 36.2253 | -114.8783
13365 | Nevada Cogeneration Assoc # 2 | 54349 | Nevada Cogen Associates 2 Black Mountain | IPP CHP | NV | GTB | 22.2 | 21.7 | Natural Gas Fired Combined Cycle | NG | CT | 12 | 1992 | 3 | 2023 | (OP) Operating | [6 empty] | Clark | 36.2253 | -114.8783
13365 | Nevada Cogeneration Assoc # 2 | 54349 | Nevada Cogen Associates 2 Black Mountain | IPP CHP | NV | GTC | 22.2 | 21.7 | Natural Gas Fired Combined Cycle | NG | CT | 12 | 1992 | 3 | 2023 | (OP) Operating | [6 empty] | Clark | 36.2253 | -114.8783
13365 | Nevada Cogeneration Assoc # 2 | 54349 | Nevada Cogen Associates 2 Black Mountain | IPP CHP | NV | STM | 29.7 | 28 | Natural Gas Fired Combined Cycle | NG | CA | 12 | 1992 | 3 | 2023 | (OP) Operating | [6 empty] | Clark | 36.2253 | -114.8783
13399 | Nevada Cogeneration Assoc # 1 | 54350 | Nevada Cogen Assoc#1 GarnetVly | IPP CHP | NV | GTA | 22.2 | 21.7 | Natural Gas Fired Combined Cycle | NG | CT | 4 | 1992 | 3 | 2023 | (OP) Operating | [6 empty] | Clark | 36.3432 | -114.9207
13399 | Nevada Cogeneration Assoc # 1 | 54350 | Nevada Cogen Assoc#1 GarnetVly | IPP CHP | NV | GTB | 22.2 | 21.7 | Natural Gas Fired Combined Cycle | NG | CT | 4 | 1992 | 3 | 2023 | (OP) Operating | [6 empty] | Clark | 36.3432 | -114.9207
13399 | Nevada Cogeneration Assoc # 1 | 54350 | Nevada Cogen Assoc#1 GarnetVly | IPP CHP | NV | GTC | 22.2 | 21.7 | Natural Gas Fired Combined Cycle | NG | CT | 4 | 1992 | 3 | 2023 | (OP) Operating | [6 empty] | Clark | 36.3432 | -114.9207
13399 | Nevada Cogeneration Assoc # 1 | 54350 | Nevada Cogen Assoc#1 GarnetVly | IPP CHP | NV | STM | 29.7 | 24 | Natural Gas Fired Combined Cycle | NG | CA | 5 | 1992 | 3 | 2023 | (OP) Operating | [6 empty] | Clark | 36.3432 | -114.9207
2548 | City of Burlington Electric - (VT) | 54355 | Chace Mill Winooski One | Electric Utility | VT | GEN1 | 2.5 | 2.5 | Conventional Hydroelectric | WAT | HY | 4 | 1993 |  |  | (OP) Operating |  |  | 0 |  |  | 0 | Chittenden | 44.49 | -73.1875
2548 | City of Burlington Electric - (VT) | 54355 | Chace Mill Winooski One | Electric Utility | VT | GEN2 | 2.5 | 2.5 | Conventional Hydroelectric | WAT | HY | 4 | 1993 |  |  | (OP) Operating | [6 empty] | Chittenden | 44.49 | -73.1875
2548 | City of Burlington Electric - (VT) | 54355 | Chace Mill Winooski One | Electric Utility | VT | GEN3 | 2.5 | 2.5 | Conventional Hydroelectric | WAT | HY | 4 | 1993 |  |  | (OP) Operating | [6 empty] | Chittenden | 44.49 | -73.1875
9353 | International Paper Co-Augusta | 54358 | International Paper Augusta Mill | Industrial CHP | GA | 1 | 27 | 25.3 | Wood/Wood Waste Biomass | BLQ | ST | 8 | 1960 |  |  | (OP) Operating | [6 empty] | Richmond | 33.3283 | -81.9531
9353 | International Paper Co-Augusta | 54358 | International Paper Augusta Mill | Industrial CHP | GA | 2 | 39 | 36.5 | Wood/Wood Waste Biomass | BLQ | ST | 1 | 1965 |  |  | (OP) Operating | [6 empty] | Richmond | 33.3283 | -81.9531
9353 | International Paper Co-Augusta | 54358 | International Paper Augusta Mill | Industrial CHP | GA | 3 | 18.7 | 17.5 | Wood/Wood Waste Biomass | BLQ | ST | 1 | 1965 |  |  | (OP) Operating | [6 empty] | Richmond | 33.3283 | -81.9531
60194 | Fuyao Glass Illinois, Inc | 54360 | PPG Industries Works 14 | Industrial Non-CHP | IL | PORT | 0.7 | 0.7 | Petroleum Liquids | DFO | IC | 12 | 1980 |  |  | (SB) Standby/Backup: available for service but not normally used | [6 empty] | MACON | 39.7703 | -88.8697
60194 | Fuyao Glass Illinois, Inc | 54360 | PPG Industries Works 14 | Industrial Non-CHP | IL | TK1 | 2 | 2 | Petroleum Liquids | DFO | IC | 12 | 1980 |  |  | (SB) Standby/Backup: available for service but not normally used | [6 empty] | MACON | 39.7703 | -88.8697
60194 | Fuyao Glass Illinois, Inc | 54360 | PPG Industries Works 14 | Industrial Non-CHP | IL | TK2 | 2 | 2 | Petroleum Liquids | DFO | IC | 12 | 1980 |  |  | (SB) Standby/Backup: available for service but not normally used | [6 empty] | MACON | 39.7703 | -88.8697
50035 | PPG Industries Inc Shelby | 54363 | PPG Industries Shelby NC Works | Industrial Non-CHP | NC | GEN2 | 0.9 | 0.6 | Petroleum Liquids | DFO | IC | 1 | 1972 |  |  | (SB) Standby/Backup: available for service but not normally used | [6 empty] | Cleveland | 35.3264 | -81.6292
50035 | PPG Industries Inc Shelby | 54363 | PPG Industries Shelby NC Works | Industrial Non-CHP | NC | GEN3 | 0.9 | 0.6 | Petroleum Liquids | DFO | IC | 1 | 1972 |  |  | (SB) Standby/Backup: available for service but not normally used | [6 empty] | Cleveland | 35.3264 | -81.6292
50035 | PPG Industries Inc Shelby | 54363 | PPG Industries Shelby NC Works | Industrial Non-CHP | NC | GEN4 | 1.2 | 0.8 | Petroleum Liquids | DFO | IC | 1 | 1972 |  |  | (SB) Standby/Backup: available for service but not normally used | [6 empty] | Cleveland | 35.3264 | -81.6292
50035 | PPG Industries Inc Shelby | 54363 | PPG Industries Shelby NC Works | Industrial Non-CHP | NC | GEN5 | 1.2 | 0.8 | Petroleum Liquids | DFO | IC | 1 | 1972 |  |  | (SB) Standby/Backup: available for service but not normally used | [6 empty] | Cleveland | 35.3264 | -81.6292
50036 | PPG Industries Inc Works 4 | 54364 | PPG Industries Works 4 | Industrial Non-CHP | TX | L1G | 2 | 2 | Petroleum Liquids | DFO | IC | 6 | 1975 |  |  | (SB) Standby/Backup: available for service but not normally used | [6 empty] | Wichita | 34.0035 | -98.5535
50036 | PPG Industries Inc Works 4 | 54364 | PPG Industries Works 4 | Industrial Non-CHP | TX | L1PG | 0.9 | 0.9 | Petroleum Liquids | DFO | IC | 10 | 1980 |  |  | (OP) Operating | [6 empty] | Wichita | 34.0035 | -98.5535
50036 | PPG Industries Inc Works 4 | 54364 | PPG Industries Works 4 | Industrial Non-CHP | TX | L2G | 2 | 2 | Petroleum Liquids | DFO | IC | 6 | 1974 |  |  | (SB) Standby/Backup: available for service but not normally used | [6 empty] | Wichita | 34.0035 | -98.5535
50036 | PPG Industries Inc Works 4 | 54364 | PPG Industries Works 4 | Industrial Non-CHP | TX | L2PG | 1.1 | 1.1 | Petroleum Liquids | DFO | IC | 10 | 1980 |  |  | (SB) Standby/Backup: available for service but not normally used | [6 empty] | Wichita | 34.0035 | -98.5535
49901 | Northern Star Generation Services Co LLC | 54365 | Orange Cogeneration Facility | IPP CHP | FL | APC1 | 54 | 43 | Natural Gas Fired Combined Cycle | NG | CT | 3 | 1995 |  |  | (OP) Operating | [6 empty] | Polk | 27.8708 | -81.8251
49901 | Northern Star Generation Services Co LLC | 54365 | Orange Cogeneration Facility | IPP CHP | FL | APC2 | 54 | 43 | Natural Gas Fired Combined Cycle | NG | CT | 2 | 1995 |  |  | (OP) Operating | [6 empty] | Polk | 27.8708 | -81.8251
49901 | Northern Star Generation Services Co LLC | 54365 | Orange Cogeneration Facility | IPP CHP | FL | APC3 | 28.6 | 24.6 | Natural Gas Fired Combined Cycle | NG | CA | 3 | 1995 |  |  | (OP) Operating | [6 empty] | Polk | 27.8708 | -81.8251
13898 | Oildale Energy LLC | 54371 | Oildale Energy LLC | IPP CHP | CA | ODC1 | 42.2 | 40 | Natural Gas Fired Combustion Turbine | NG | GT | 6 | 1984 |  |  | (OP) Operating | [6 empty] | Kern | 35.417 | -119.0102
22208 | University of Colorado | 54372 | University of Colorado | Commercial CHP | CO | GT1 | 16 | 15 | Natural Gas Fired Combined Cycle | NG | CT | 8 | 1992 |  |  | (OP) Operating | [6 empty] | Boulder | 40.0076 | -105.2692
22208 | University of Colorado | 54372 | University of Colorado | Commercial CHP | CO | GT2 | 16 | 15 | Natural Gas Fired Combined Cycle | NG | CT | 8 | 1992 |  |  | (OP) Operating | [6 empty] | Boulder | 40.0076 | -105.2692
22208 | University of Colorado | 54372 | University of Colorado | Commercial CHP | CO | ST1 | 1 | 1 | Natural Gas Fired Combined Cycle | NG | CA | 8 | 1992 |  |  | (OP) Operating | [6 empty] | Boulder | 40.0076 | -105.2692
24205 | Sinclair Oil Corp | 54374 | Sinclair Oil Refinery | Industrial CHP | WY | 2004 | 1.3 | 1.3 | Natural Gas Internal Combustion Engine | NG | IC | 1 | 2012 |  |  | (OP) Operating | [6 empty] | Carbon | 41.7795 | -107.1097
24205 | Sinclair Oil Corp | 54374 | Sinclair Oil Refinery | Industrial CHP | WY | 2006 | 1.3 | 1.3 | Natural Gas Internal Combustion Engine | NG | IC | 1 | 2012 |  |  | (OP) Operating | [6 empty] | Carbon | 41.7795 | -107.1097
24205 | Sinclair Oil Corp | 54374 | Sinclair Oil Refinery | Industrial CHP | WY | 2008 | 1.3 | 1.3 | Natural Gas Internal Combustion Engine | NG | IC | 1 | 2012 |  |  | (OP) Operating | [6 empty] | Carbon | 41.7795 | -107.1097
24205 | Sinclair Oil Corp | 54374 | Sinclair Oil Refinery | Industrial CHP | WY | NO2 | 0.4 | 0.4 | Natural Gas Steam Turbine | NG | ST | 1 | 1925 |  |  | (OA) Out of service but expected to return to service in next calendar year | [6 empty] | Carbon | 41.7795 | -107.1097
24205 | Sinclair Oil Corp | 54374 | Sinclair Oil Refinery | Industrial CHP | WY | NO3 | 1.3 | 1.3 | Natural Gas Steam Turbine | NG | ST | 1 | 1954 |  |  | (OP) Operating | [6 empty] | Carbon | 41.7795 | -107.1097
24205 | Sinclair Oil Corp | 54374 | Sinclair Oil Refinery | Industrial CHP | WY | NO5 | 1.1 | 1.1 | Petroleum Liquids | DFO | IC | 1 | 1955 |  |  | (SB) Standby/Backup: available for service but not normally used | [6 empty] | Carbon | 41.7795 | -107.1097
4207 | Consolidated Hydro NH Inc | 54384 | EHC West Hopkinton | IPP Non-CHP | NH | GEN1 | 1 | 1 | Conventional Hydroelectric | WAT | HY | 7 | 1985 |  |  | (OP) Operating | [6 empty] | Merrimack | 43.1897 | -71.7483
10347 | Kinneytown Hydro Co Inc | 54385 | Kinneytown New Old | IPP Non-CHP | CT | GEN1 | 0.8 | 0.8 | Conventional Hydroelectric | WAT | HY | 11 | 1986 |  |  | (OP) Operating | [6 empty] | New Haven | 41.3686 | -73.0856
10347 | Kinneytown Hydro Co Inc | 54385 | Kinneytown New Old | IPP Non-CHP | CT | GEN2 | 1.5 | 1.4 | Conventional Hydroelectric | WAT | HY | 1 | 1995 |  |  | (OP) Operating | [6 empty] | New Haven | 41.3686 | -73.0856
11082 | Littlewood Irrigation District | 54386 | Little Wood Hydro Project | IPP Non-CHP | ID | GEN1 | 2.8 | 2.4 | Conventional Hydroelectric | WAT | HY | 2 | 1985 |  |  | (SB) Standby/Backup: available for service but not normally used | [6 empty] | Blaine | 43.4252 | -114.0256
3682 | CHI West Inc | 54387 | Weeks Falls | IPP Non-CHP | WA | GEN1 | 4.3 | 4.2 | Conventional Hydroelectric | WAT | HY | 6 | 1990 |  |  | (OP) Operating | [6 empty] | KING | 47.4335 | -121.6483
326 | Alice Falls Corp | 54391 | Alice Falls Hydro Project | IPP Non-CHP | NY | 1 | 1.5 | 1.5 | Conventional Hydroelectric | WAT | HY | 11 | 1991 |  |  | (OA) Out of service but expected to return to service in next calendar year | [6 empty] | Clinton | 44.5192 | -73.4648
326 | Alice Falls Corp | 54391 | Alice Falls Hydro Project | IPP Non-CHP | NY | 2 | 0.6 | 0.7 | Conventional Hydroelectric | WAT | HY | 11 | 1991 |  |  | (OA) Out of service but expected to return to service in next calendar year | [6 empty] | Clinton | 44.5192 | -73.4648
54842 | WM Renewable Energy LLC | 54392 | BJ Gas Recovery | IPP Non-CHP | GA | GEN1 | 0.8 | 0.8 | Landfill Gas | LFG | IC | 9 | 1993 | 3 | 2017 | (OP) Operating | [6 empty] | Gwinnett | 33.93 | -84.2378
54842 | WM Renewable Energy LLC | 54392 | BJ Gas Recovery | IPP Non-CHP | GA | GEN3 | 0.8 | 0.8 | Landfill Gas | LFG | IC | 9 | 1993 | 3 | 2017 | (OP) Operating | [6 empty] | Gwinnett | 33.93 | -84.2378
5385 | Dry Creek LLC | 54394 | Dry Creek Project | IPP Non-CHP | ID | GEN1 | 3.6 | 2.2 | Conventional Hydroelectric | WAT | HY | 12 | 1987 |  |  | (OP) Operating | [6 empty] | Butte | 44.0274 | -112.7194
59834 | GR Catalyst One, LLC | 54395 | Stillwater Hydro Electric Project | IPP Non-CHP | NY | 1 | 1.7 | 1.7 | Conventional Hydroelectric | WAT | HY | 4 | 1993 |  |  | (OP) Operating | [6 empty] | Saratoga | 42.9375 | -73.6544
59834 | GR Catalyst One, LLC | 54395 | Stillwater Hydro Electric Project | IPP Non-CHP | NY | 2 | 1.7 | 1.7 | Conventional Hydroelectric | WAT | HY | 4 | 1993 |  |  | (OP) Operating | [6 empty] | Saratoga | 42.9375 | -73.6544
18028 | State of Wisconsin | 54406 | Capitol Heat and Power | Commercial Non-CHP | WI | P31 | 1 | 1 | Petroleum Liquids | DFO | IC | 7 | 2011 |  |  | (SB) Standby/Backup: available for service but not normally used | [6 empty] | Dane | 43.0785 | -89.3773
18028 | State of Wisconsin | 54406 | Capitol Heat and Power | Commercial Non-CHP | WI | P32 | 1 | 1 | Petroleum Liquids | DFO | IC | 7 | 2011 |  |  | (SB) Standby/Backup: available for service but not normally used | [6 empty] | Dane | 43.0785 | -89.3773
18028 | State of Wisconsin | 54407 | Waupun Correctional Central Heating Plt | Commercial CHP | WI | 1 | 1 | 0.2 | Natural Gas Steam Turbine | NG | ST | 5 | 1951 |  |  | (OP) Operating | [6 empty] | Dodge | 43.6233 | -88.7297
18028 | State of Wisconsin | 54407 | Waupun Correctional Central Heating Plt | Commercial CHP | WI | 2 | 1 | 0.5 | Natural Gas Steam Turbine | NG | ST | 5 | 1951 |  |  | (OP) Operating | [6 empty] | Dodge | 43.6233 | -88.7297
18028 | State of Wisconsin | 54407 | Waupun Correctional Central Heating Plt | Commercial CHP | WI | 3 | 0.8 | 0.8 | Petroleum Liquids | DFO | IC | 6 | 1991 |  |  | (SB) Standby/Backup: available for service but not normally used | [6 empty] | Dodge | 43.6233 | -88.7297
18028 | State of Wisconsin | 54407 | Waupun Correctional Central Heating Plt | Commercial CHP | WI | 4 | 1.5 | 1.5 | Petroleum Liquids | DFO | IC | 6 | 1998 |  |  | (SB) Standby/Backup: available for service but not normally used | [6 empty] | Dodge | 43.6233 | -88.7297
18028 | State of Wisconsin | 54408 | UW Madison Charter Street Plant | Commercial CHP | WI | 1 | 9.7 | 5.5 | Natural Gas Steam Turbine | NG | ST | 1 | 1965 |  |  | (OP) Operating | [6 empty] | DANE | 43.07 | -89.4006
18028 | State of Wisconsin | 54408 | UW Madison Charter Street Plant | Commercial CHP | WI | 3 | 1.3 | 1.3 | Petroleum Liquids | DFO | IC | 1 | 1965 |  |  | (SB) Standby/Backup: available for service but not normally used | [6 empty] | DANE | 43.07 | -89.4006
4823 | Dartmouth College | 54409 | Dartmouth College Heating Plant | Commercial CHP | NH | GEN1 | 2 | 2 | Petroleum Liquids | RFO | ST | 1 | 1970 |  |  | (OP) Operating | [6 empty] | GRAFTON | 43.7019 | -72.2867
4823 | Dartmouth College | 54409 | Dartmouth College Heating Plant | Commercial CHP | NH | GEN2 | 2 | 2 | Petroleum Liquids | RFO | ST | 1 | 1970 |  |  | (OP) Operating | [6 empty] | GRAFTON | 43.7019 | -72.2867
4823 | Dartmouth College | 54409 | Dartmouth College Heating Plant | Commercial CHP | NH | GEN3 | 3 | 3 | Petroleum Liquids | RFO | ST | 1 | 1992 |  |  | (OP) Operating | [6 empty] | GRAFTON | 43.7019 | -72.2867
4732 | Western Power & Steam Inc | 54410 | Western Power & Steam Inc | Industrial CHP | CA | CTG | 27.7 | 20 | Natural Gas Fired Combustion Turbine | NG | GT | 3 | 1990 |  |  | (OP) Operating | [6 empty] | Kern | 35.4405 | -119.0129
9765 | John Deere Dubuque Works | 54414 | John Deere Dubuque Works | Industrial Non-CHP | IA | GE10 | 1.5 | 1.4 | Petroleum Liquids | DFO | IC | 6 | 1994 |  |  | (SB) Standby/Backup: available for service but not normally used | [6 empty] | Dubuque | 42.5734 | -90.6926
9765 | John Deere Dubuque Works | 54414 | John Deere Dubuque Works | Industrial Non-CHP | IA | GEN5 | 1.5 | 1.4 | Petroleum Liquids | DFO | IC | 6 | 1994 |  |  | (SB) Standby/Backup: available for service but not normally used | [6 empty] | Dubuque | 42.5734 | -90.6926
9765 | John Deere Dubuque Works | 54414 | John Deere Dubuque Works | Industrial Non-CHP | IA | GEN6 | 1.5 | 1.4 | Petroleum Liquids | DFO | IC | 6 | 1994 |  |  | (SB) Standby/Backup: available for service but not normally used | [6 empty] | Dubuque | 42.5734 | -90.6926
9765 | John Deere Dubuque Works | 54414 | John Deere Dubuque Works | Industrial Non-CHP | IA | GEN7 | 1.5 | 1.4 | Petroleum Liquids | DFO | IC | 6 | 1994 |  |  | (SB) Standby/Backup: available for service but not normally used | [6 empty] | Dubuque | 42.5734 | -90.6926
9765 | John Deere Dubuque Works | 54414 | John Deere Dubuque Works | Industrial Non-CHP | IA | GEN8 | 1.5 | 1.4 | Petroleum Liquids | DFO | IC | 6 | 1994 |  |  | (SB) Standby/Backup: available for service but not normally used | [6 empty] | Dubuque | 42.5734 | -90.6926
9765 | John Deere Dubuque Works | 54414 | John Deere Dubuque Works | Industrial Non-CHP | IA | GEN9 | 1.5 | 1.4 | Petroleum Liquids | DFO | IC | 6 | 1994 |  |  | (SB) Standby/Backup: available for service but not normally used | [6 empty] | Dubuque | 42.5734 | -90.6926
55600 | Cadillac Renewable Energy LLC | 54415 | Cadillac Renewable Energy | IPP Non-CHP | MI | GEN1 | 44 | 38 | Wood/Wood Waste Biomass | WDS | ST | 8 | 1993 |  |  | (OP) Operating | [6 empty] | Wexford | 44.2617 | -85.4352
4207 | Consolidated Hydro NH Inc | 54418 | Rollinsford | IPP Non-CHP | NH | GEN1 | 0.7 | 0.7 | Conventional Hydroelectric | WAT | HY | 10 | 1986 |  |  | (OP) Operating | [6 empty] | Strafford | 43.2361 | -70.8172
4207 | Consolidated Hydro NH Inc | 54418 | Rollinsford | IPP Non-CHP | NH | GEN2 | 0.7 | 0.7 | Conventional Hydroelectric | WAT | HY | 1 | 1995 |  |  | (OP) Operating | [6 empty] | Strafford | 43.2361 | -70.8172
19553 | Unisea Inc | 54422 | Unisea G 2 | Industrial Non-CHP | AK | CAT4 | 1 | 1 | Petroleum Liquids | DFO | IC | 5 | 2012 |  |  | (OP) Operating | [6 empty] | Aleutians West | 53.8796 | -166.5532
19553 | Unisea Inc | 54422 | Unisea G 2 | Industrial Non-CHP | AK | CAT5 | 1 | 1 | Petroleum Liquids | DFO | IC | 5 | 2012 |  |  | (OP) Operating | [6 empty] | Aleutians West | 53.8796 | -166.5532
19553 | Unisea Inc | 54422 | Unisea G 2 | Industrial Non-CHP | AK | GEN1 | 2.5 | 2.2 | Petroleum Liquids | DFO | IC | 8 | 1990 |  |  | (OP) Operating | [6 empty] | Aleutians West | 53.8796 | -166.5532
19553 | Unisea Inc | 54422 | Unisea G 2 | Industrial Non-CHP | AK | GEN2 | 2.6 | 2.3 | Petroleum Liquids | DFO | IC | 8 | 1990 |  |  | (OP) Operating | [6 empty] | Aleutians West | 53.8796 | -166.5532
19553 | Unisea Inc | 54422 | Unisea G 2 | Industrial Non-CHP | AK | GEN3 | 2.7 | 2.3 | Petroleum Liquids | DFO | IC | 8 | 1990 |  |  | (OP) Operating | [6 empty] | Aleutians West | 53.8796 | -166.5532
19553 | Unisea Inc | 54422 | Unisea G 2 | Industrial Non-CHP | AK | GEN4 | 2.5 | 2.2 | Petroleum Liquids | DFO | IC | 8 | 1990 |  |  | (OP) Operating | [6 empty] | Aleutians West | 53.8796 | -166.5532
19553 | Unisea Inc | 54422 | Unisea G 2 | Industrial Non-CHP | AK | GEN5 | 2.7 | 2.3 | Petroleum Liquids | DFO | IC | 8 | 1990 |  |  | (OP) Operating | [6 empty] | Aleutians West | 53.8796 | -166.5532
19553 | Unisea Inc | 54422 | Unisea G 2 | Industrial Non-CHP | AK | GEN6 | 2.5 | 2.2 | Petroleum Liquids | DFO | IC | 8 | 1990 |  |  | (OP) Operating | [6 empty] | Aleutians West | 53.8796 | -166.5532
58945 | EthosEnergy Power Plant Services | 54423 | Quantum Lake Power LP | IPP CHP | FL | GT1 | 48.8 | 48.5 | Natural Gas Fired Combined Cycle | NG | CT | 7 | 1993 |  |  | (OP) Operating | [6 empty] | Lake | 28.9158 | -81.676
58945 | EthosEnergy Power Plant Services | 54423 | Quantum Lake Power LP | IPP CHP | FL | GT2 | 58.9 | 48.5 | Natural Gas Fired Combined Cycle | NG | CT | 7 | 1993 |  |  | (OP) Operating | [6 empty] | Lake | 28.9158 | -81.676
58945 | EthosEnergy Power Plant Services | 54423 | Quantum Lake Power LP | IPP CHP | FL | ST1 | 26.5 | 24 | Natural Gas Fired Combined Cycle | NG | CA | 7 | 1993 |  |  | (OP) Operating | [6 empty] | Lake | 28.9158 | -81.676
58945 | EthosEnergy Power Plant Services | 54424 | Quantum Pasco Power LP | IPP CHP | FL | EDG1 | 1.2 | 1.2 | Petroleum Liquids | DFO | IC | 7 | 1993 |  |  | (SB) Standby/Backup: available for service but not normally used | [6 empty] | Pasco | 28.3746 | -82.1889
58945 | EthosEnergy Power Plant Services | 54424 | Quantum Pasco Power LP | IPP CHP | FL | EDG2 | 1.2 | 1.2 | Petroleum Liquids | DFO | IC | 7 | 1993 |  |  | (SB) Standby/Backup: available for service but not normally used | [6 empty] | Pasco | 28.3746 | -82.1889
58945 | EthosEnergy Power Plant Services | 54424 | Quantum Pasco Power LP | IPP CHP | FL | GT1 | 57.4 | 48.5 | Natural Gas Fired Combined Cycle | NG | CT | 7 | 1993 |  |  | (OP) Operating | [6 empty] | Pasco | 28.3746 | -82.1889
58945 | EthosEnergy Power Plant Services | 54424 | Quantum Pasco Power LP | IPP CHP | FL | GT2 | 57.4 | 48.5 | Natural Gas Fired Combined Cycle | NG | CT | 7 | 1993 |  |  | (OP) Operating | [6 empty] | Pasco | 28.3746 | -82.1889
58945 | EthosEnergy Power Plant Services | 54424 | Quantum Pasco Power LP | IPP CHP | FL | ST1 | 26.5 | 24 | Natural Gas Fired Combined Cycle | NG | CA | 7 | 1993 |  |  | (OP) Operating | [6 empty] | Pasco | 28.3746 | -82.1889
49901 | Northern Star Generation Services Co LLC | 54426 | Mulberry Cogeneration Facility | IPP CHP | FL | GT1 | 82 | 76 | Natural Gas Fired Combined Cycle | NG | CT | 5 | 1994 |  |  | (OP) Operating | [6 empty] | Polk | 27.8489 | -81.8775
49901 | Northern Star Generation Services Co LLC | 54426 | Mulberry Cogeneration Facility | IPP CHP | FL | ST1 | 43.3 | 37 | Natural Gas Fired Combined Cycle | NG | CA | 7 | 1994 |  |  | (OP) Operating | [6 empty] | Polk | 27.8489 | -81.8775
7043 | Temple-Inland Corp | 54427 | Gaylord Container Bogalusa | Industrial CHP | LA | NO10 | 37 | 34.4 | Wood/Wood Waste Biomass | WDS | ST | 4 | 1999 |  |  | (OP) Operating | [6 empty] | Washington | 30.7811 | -89.8575
7043 | Temple-Inland Corp | 54427 | Gaylord Container Bogalusa | Industrial CHP | LA | NO8 | 25 | 22.5 | Wood/Wood Waste Biomass | WDS | ST | 3 | 1981 |  |  | (OP) Operating | [6 empty] | Washington | 30.7811 | -89.8575
7043 | Temple-Inland Corp | 54427 | Gaylord Container Bogalusa | Industrial CHP | LA | NO9 | 37.5 | 34.9 | Wood/Wood Waste Biomass | WDS | ST | 6 | 1979 |  |  | (OP) Operating | [6 empty] | Washington | 30.7811 | -89.8575
57356 | Alabama River Cellulose LLC | 54429 | Alabama Pine Pulp | Industrial CHP | AL | GEN2 | 69 | 68.7 | Wood/Wood Waste Biomass | BLQ | ST | 11 | 1991 |  |  | (OP) Operating | [6 empty] | Monroe | 31.5825 | -87.4889
15174 | Freeport McMoRan Oil & Gas | 54447 | Welport Lease Project | Industrial CHP | CA | TI | 5 | 4 | Natural Gas Fired Combustion Turbine | NG | GT | 3 | 1990 |  |  | (OP) Operating | [6 empty] | Kern | 35.3544 | -119.6617
15174 | Freeport McMoRan Oil & Gas | 54449 | Dome Project | Industrial CHP | CA | T1 | 3 | 2.5 | Natural Gas Fired Combustion Turbine | NG | GT | 8 | 1988 |  |  | (OP) Operating | [6 empty] | Kern | 35.2208 | -119.5831
15174 | Freeport McMoRan Oil & Gas | 54449 | Dome Project | Industrial CHP | CA | T2 | 3 | 2.5 | Natural Gas Fired Combustion Turbine | NG | GT | 8 | 1988 |  |  | (OP) Operating | [6 empty] | Kern | 35.2208 | -119.5831
38215 | Phillips 66 - Los Angeles | 54451 | Los Angeles Refinery Wilmington | Industrial CHP | CA | G1 | 10 | 6 | Other Natural Gas | NG | OT | 5 | 1984 |  |  | (OS) Out of service and NOT expected to return to service in next calendar year | [6 empty] | Los Angeles | 33.7686 | -118.2867
38215 | Phillips 66 - Los Angeles | 54451 | Los Angeles Refinery Wilmington | Industrial CHP | CA | G2 | 58.5 | 45 | Other Gases | OG | GT | 5 | 1988 |  |  | (OP) Operating | [6 empty] | Los Angeles | 33.7686 | -118.2867
179 | Agrium US Inc | 54452 | Agrium Kenai Nitrogen Operations | Industrial CHP | AK | 744A | 2.5 | 2.5 | Natural Gas Fired Combustion Turbine | NG | GT | 10 | 1977 |  |  | (OS) Out of service and NOT expected to return to service in next calendar year | [6 empty] | Kenai Peninsula | 60.6732 | -151.3784
179 | Agrium US Inc | 54452 | Agrium Kenai Nitrogen Operations | Industrial CHP | AK | 744B | 2.5 | 2.5 | Natural Gas Fired Combustion Turbine | NG | GT | 10 | 1977 |  |  | (OS) Out of service and NOT expected to return to service in next calendar year | [6 empty] | Kenai Peninsula | 60.6732 | -151.3784
179 | Agrium US Inc | 54452 | Agrium Kenai Nitrogen Operations | Industrial CHP | AK | 744C | 2.5 | 2.5 | Natural Gas Fired Combustion Turbine | NG | GT | 10 | 1977 |  |  | (OS) Out of service and NOT expected to return to service in next calendar year | [6 empty] | Kenai Peninsula | 60.6732 | -151.3784
179 | Agrium US Inc | 54452 | Agrium Kenai Nitrogen Operations | Industrial CHP | AK | 744D | 2.5 | 2.5 | Natural Gas Fired Combustion Turbine | NG | GT | 10 | 1977 |  |  | (OS) Out of service and NOT expected to return to service in next calendar year | [6 empty] | Kenai Peninsula | 60.6732 | -151.3784
179 | Agrium US Inc | 54452 | Agrium Kenai Nitrogen Operations | Industrial CHP | AK | 744E | 2.5 | 2.5 | Natural Gas Fired Combustion Turbine | NG | GT | 10 | 1977 |  |  | (OS) Out of service and NOT expected to return to service in next calendar year | [6 empty] | Kenai Peninsula | 60.6732 | -151.3784
57170 | EDF Renewable Asset Holdings, Inc. | 54453 | EDF Renewable Windfarm V Inc | IPP Non-CHP | CA | GEN2 | 16.2 | 15.5 | Onshore Wind Turbine | WND | WT | 1 | 1990 |  |  | (OP) Operating | [6 empty] | Solano | 38.1167 | -121.8333
49963 | FPL Energy Operating Services, Inc. | 54454 | San Gorgonio Windplant WPP1993 | IPP Non-CHP | CA | GEN11 | 49.5 | 49.5 | Onshore Wind Turbine | WND | WT | 12 | 2011 |  |  | (OP) Operating | [6 empty] | Riverside | 33.9228 | -116.5422
4119 | Hewlett-Packard Company | 54457 | Hewlett Packard Alpharetta | Commercial Non-CHP | GA | ALF1 | 1 | 1 | Petroleum Liquids | DFO | IC | 5 | 1989 |  |  | (SB) Standby/Backup: available for service but not normally used | [6 empty] | Fulton | 34.0864 | -84.2677
4119 | Hewlett-Packard Company | 54457 | Hewlett Packard Alpharetta | Commercial Non-CHP | GA | ALF2 | 1 | 1 | Petroleum Liquids | DFO | IC | 5 | 1989 |  |  | (SB) Standby/Backup: available for service but not normally used | [6 empty] | Fulton | 34.0864 | -84.2677
4119 | Hewlett-Packard Company | 54457 | Hewlett Packard Alpharetta | Commercial Non-CHP | GA | ALF3 | 1 | 1 | Petroleum Liquids | DFO | IC | 5 | 1989 |  |  | (SB) Standby/Backup: available for service but not normally used | [6 empty] | Fulton | 34.0864 | -84.2677
4119 | Hewlett-Packard Company | 54457 | Hewlett Packard Alpharetta | Commercial Non-CHP | GA | ALF4 | 1 | 1 | Petroleum Liquids | DFO | IC | 5 | 1989 |  |  | (SB) Standby/Backup: available for service but not normally used | [6 empty] | Fulton | 34.0864 | -84.2677
4119 | Hewlett-Packard Company | 54457 | Hewlett Packard Alpharetta | Commercial Non-CHP | GA | ALF5 | 1 | 1 | Petroleum Liquids | DFO | IC | 5 | 1991 |  |  | (SB) Standby/Backup: available for service but not normally used | [6 empty] | Fulton | 34.0864 | -84.2677
4119 | Hewlett-Packard Company | 54457 | Hewlett Packard Alpharetta | Commercial Non-CHP | GA | B1GN1 | 1.5 | 1.4 | Petroleum Liquids | DFO | IC | 5 | 2005 |  |  | (SB) Standby/Backup: available for service but not normally used | [6 empty] | Fulton | 34.0864 | -84.2677
4119 | Hewlett-Packard Company | 54457 | Hewlett Packard Alpharetta | Commercial Non-CHP | GA | B1GN2 | 1.5 | 1.4 | Petroleum Liquids | DFO | IC | 5 | 2005 |  |  | (SB) Standby/Backup: available for service but not normally used | [6 empty] | Fulton | 34.0864 | -84.2677
56108 | Targa Pipeline Mid-Continent WestTex LLC | 54458 | Benedum Plant | Industrial Non-CHP | TX | BG3A | 1 | 1 | Natural Gas Internal Combustion Engine | NG | IC | 11 | 1996 |  |  | (OP) Operating | [6 empty] | Upton | 31.3403 | -101.7653
56108 | Targa Pipeline Mid-Continent WestTex LLC | 54458 | Benedum Plant | Industrial Non-CHP | TX | BG6 | 1 | 1 | Natural Gas Internal Combustion Engine | NG | IC | 9 | 1998 |  |  | (OP) Operating | [6 empty] | Upton | 31.3403 | -101.7653
55810 | Augusta Canal Authority | 54462 | Graniteville Enterprise Division | Industrial Non-CHP | GA | 1 | 0.6 | 0.5 | Conventional Hydroelectric | WAT | HY | 1 | 1921 |  |  | (OP) Operating | [6 empty] | Richmond | 33.477 | -81.9827
55810 | Augusta Canal Authority | 54462 | Graniteville Enterprise Division | Industrial Non-CHP | GA | 2 | 0.6 | 0.5 | Conventional Hydroelectric | WAT | HY | 1 | 1921 |  |  | (OP) Operating | [6 empty] | Richmond | 33.477 | -81.9827
16024 | Riverwood Intl USA Inc | 54464 | Riverwood International Macon Mill | Industrial CHP | GA | 0001 | 7.5 | 9 | Wood/Wood Waste Biomass | BLQ | ST | 6 | 1948 |  |  | (OP) Operating | [6 empty] | Bibb | 32.7714 | -83.6281
16024 | Riverwood Intl USA Inc | 54464 | Riverwood International Macon Mill | Industrial CHP | GA | 0002 | 5 | 4.7 | Wood/Wood Waste Biomass | BLQ | ST | 6 | 1948 |  |  | (OP) Operating | [6 empty] | Bibb | 32.7714 | -83.6281
16024 | Riverwood Intl USA Inc | 54464 | Riverwood International Macon Mill | Industrial CHP | GA | 0003 | 5 | 4.7 | Wood/Wood Waste Biomass | BLQ | ST | 6 | 1948 |  |  | (OP) Operating | [6 empty] | Bibb | 32.7714 | -83.6281
16024 | Riverwood Intl USA Inc | 54464 | Riverwood International Macon Mill | Industrial CHP | GA | 0004 | 15.9 | 21.6 | Wood/Wood Waste Biomass | BLQ | ST | 6 | 1981 |  |  | (OP) Operating | [6 empty] | Bibb | 32.7714 | -83.6281
16024 | Riverwood Intl USA Inc | 54464 | Riverwood International Macon Mill | Industrial CHP | GA | 0005 | 40 | 39.5 | Wood/Wood Waste Biomass | WDS | ST | 9 | 2013 |  |  | (OP) Operating | [6 empty] | Bibb | 32.7714 | -83.6281
14184 | Orlando CoGen Ltd LP | 54466 | Orlando Cogen LP | IPP CHP | FL | GEN1 | 122.4 | 120 | Natural Gas Fired Combined Cycle | NG | CS | 9 | 1993 |  |  | (OP) Operating | [6 empty] | Orange | 28.4426 | -81.4123
59479 | Covanta Energy Americas, Inc. | 54468 | Mt Lassen Power | IPP Non-CHP | CA | GEN1 | 11.4 | 10.5 | Wood/Wood Waste Biomass | WDS | ST | 6 | 1985 |  |  | (OS) Out of service and NOT expected to return to service in next calendar year | [6 empty] | Lassen | 40.2969 | -121.0178
59479 | Covanta Energy Americas, Inc. | 54469 | Pacific Oroville Power Inc | IPP Non-CHP | CA | GEN1 | 9 | 8.3 | Wood/Wood Waste Biomass | WDS | ST | 12 | 1985 |  |  | (OS) Out of service and NOT expected to return to service in next calendar year | [6 empty] | Butte | 39.4804 | -121.5657
59479 | Covanta Energy Americas, Inc. | 54469 | Pacific Oroville Power Inc | IPP Non-CHP | CA | GEN2 | 9 | 8.3 | Wood/Wood Waste Biomass | WDS | ST | 12 | 1985 |  |  | (OS) Out of service and NOT expected to return to service in next calendar year | [6 empty] | Butte | 39.4804 | -121.5657
31216 | Mascoma Hydro Corp | 54471 | Mascoma Hydro | IPP Non-CHP | NH | 01 | 0.5 | 0.5 | Conventional Hydroelectric | WAT | HY | 12 | 1988 |  |  | (OP) Operating | [6 empty] | Grafton | 43.6334 | -72.3172
31216 | Mascoma Hydro Corp | 54471 | Mascoma Hydro | IPP Non-CHP | NH | 02 | 0.5 | 0.5 | Conventional Hydroelectric | WAT | HY | 12 | 1988 |  |  | (OP) Operating | [6 empty] | Grafton | 43.6334 | -72.3172
31216 | Mascoma Hydro Corp | 54471 | Mascoma Hydro | IPP Non-CHP | NH | 03 | 0.5 | 0.5 | Conventional Hydroelectric | WAT | HY | 12 | 1988 |  |  | (OP) Operating | [6 empty] | Grafton | 43.6334 | -72.3172
16968 | Simplot Phosphates LLC | 54472 | Simplot Phosphates | Industrial CHP | WY | GEN1 | 11.5 | 11.5 | All Other | OTH | ST | 8 | 1986 |  |  | (OP) Operating | [6 empty] | Sweetwater | 41.5417 | -109.1328
15500 | Puget Sound Energy Inc | 54476 | Sumas Power Plant | Electric Utility | WA | GEN1 | 87.8 | 84.7 | Natural Gas Fired Combined Cycle | NG | CT | 3 | 1993 |  |  | (OP) Operating | [6 empty] | Whatcom | 48.9905 | -122.2733
15500 | Puget Sound Energy Inc | 54476 | Sumas Power Plant | Electric Utility | WA | GEN2 | 37.7 | 40.8 | Natural Gas Fired Combined Cycle | NG | CA | 3 | 1993 |  |  | (OP) Operating | [6 empty] | Whatcom | 48.9905 | -122.2733
14173 | Oroville Cogeneration LP | 54477 | Oroville Cogeneration LP | Industrial CHP | CA | GEN1 | 1.1 | 1.1 | Natural Gas Internal Combustion Engine | NG | IC | 1 | 1990 | 9 | 2020 | (SB) Standby/Backup: available for service but not normally used | [6 empty] | Butte | 39.492 | -121.5628
14173 | Oroville Cogeneration LP | 54477 | Oroville Cogeneration LP | Industrial CHP | CA | GEN2 | 1.1 | 1.1 | Natural Gas Internal Combustion Engine | NG | IC | 1 | 1990 | 9 | 2020 | (SB) Standby/Backup: available for service but not normally used | [6 empty] | Butte | 39.492 | -121.5628
14173 | Oroville Cogeneration LP | 54477 | Oroville Cogeneration LP | Industrial CHP | CA | GEN3 | 1.1 | 1.1 | Natural Gas Internal Combustion Engine | NG | IC | 1 | 1990 | 9 | 2020 | (SB) Standby/Backup: available for service but not normally used | [6 empty] | Butte | 39.492 | -121.5628
14173 | Oroville Cogeneration LP | 54477 | Oroville Cogeneration LP | Industrial CHP | CA | GEN4 | 1.1 | 1.1 | Natural Gas Internal Combustion Engine | NG | IC | 1 | 1990 | 9 | 2020 | (SB) Standby/Backup: available for service but not normally used | [6 empty] | Butte | 39.492 | -121.5628
14173 | Oroville Cogeneration LP | 54477 | Oroville Cogeneration LP | Industrial CHP | CA | GEN5 | 1.1 | 1.1 | Natural Gas Internal Combustion Engine | NG | IC | 1 | 1990 | 9 | 2020 | (SB) Standby/Backup: available for service but not normally used | [6 empty] | Butte | 39.492 | -121.5628
14173 | Oroville Cogeneration LP | 54477 | Oroville Cogeneration LP | Industrial CHP | CA | GEN6 | 1.1 | 1.1 | Natural Gas Internal Combustion Engine | NG | IC | 1 | 1990 | 9 | 2020 | (SB) Standby/Backup: available for service but not normally used | [6 empty] | Butte | 39.492 | -121.5628
14173 | Oroville Cogeneration LP | 54477 | Oroville Cogeneration LP | Industrial CHP | CA | GEN7 | 1.1 | 1.1 | Natural Gas Internal Combustion Engine | NG | IC | 1 | 1990 | 9 | 2020 | (SB) Standby/Backup: available for service but not normally used | [6 empty] | Butte | 39.492 | -121.5628
547 | American Sugar Refining Inc. | 54512 | Domino Sugar Arabi Plant | Industrial CHP | LA | TG1 | 5 | 3.4 | Natural Gas Steam Turbine | NG | ST | 1 | 1949 |  |  | (OP) Operating | [6 empty] | ST BERNARD | 29.9468 | -90.0018
547 | American Sugar Refining Inc. | 54512 | Domino Sugar Arabi Plant | Industrial CHP | LA | TG2 | 5 | 2.3 | Natural Gas Steam Turbine | NG | ST | 6 | 2003 |  |  | (OP) Operating | [6 empty] | ST BERNARD | 29.9468 | -90.0018
547 | American Sugar Refining Inc. | 54512 | Domino Sugar Arabi Plant | Industrial CHP | LA | TG3 | 4 | 2 | Natural Gas Steam Turbine | NG | ST | 1 | 1949 |  |  | (OP) Operating | [6 empty] | ST BERNARD | 29.9468 | -90.0018
30038 | WestRock (IL) | 54513 | WestRock (IL) | Industrial Non-CHP | IL | E-1 | 0.7 | 0.7 | Natural Gas Internal Combustion Engine | NG | IC | 6 | 1992 |  |  | (SB) Standby/Backup: available for service but not normally used | [6 empty] | Kane | 41.7697 | -88.28
30038 | WestRock (IL) | 54513 | WestRock (IL) | Industrial Non-CHP | IL | E2-A | 0.7 | 0.7 | Natural Gas Internal Combustion Engine | NG | IC | 6 | 1992 |  |  | (SB) Standby/Backup: available for service but not normally used | [6 empty] | Kane | 41.7697 | -88.28
30038 | WestRock (IL) | 54513 | WestRock (IL) | Industrial Non-CHP | IL | E2-B | 0.7 | 0.7 | Natural Gas Internal Combustion Engine | NG | IC | 6 | 1992 |  |  | (SB) Standby/Backup: available for service but not normally used | [6 empty] | Kane | 41.7697 | -88.28
30038 | WestRock (IL) | 54513 | WestRock (IL) | Industrial Non-CHP | IL | E3 | 0.8 | 0.8 | Natural Gas Internal Combustion Engine | NG | IC | 6 | 1992 |  |  | (SB) Standby/Backup: available for service but not normally used | [6 empty] | Kane | 41.7697 | -88.28
1851 | Blind Canyon Aqua Ranch Inc | 54514 | Blind Canyon Hydro | IPP Non-CHP | ID | 1 | 1.3 | 1.3 | Conventional Hydroelectric | WAT | HY | 4 | 1992 |  |  | (OP) Operating | [6 empty] | Gooding | 42.6998 | -114.8226
4566 | Crotched Mt Rehab Ctr Inc | 54515 | Crotched Mountain Rehabilitation Center | Commercial CHP | NH | GEN1 | 0.7 | 0.7 | Petroleum Liquids | DFO | IC | 2 | 1990 |  |  | (SB) Standby/Backup: available for service but not normally used | [6 empty] | Hillsborough | 42.9717 | -71.8727
4566 | Crotched Mt Rehab Ctr Inc | 54515 | Crotched Mountain Rehabilitation Center | Commercial CHP | NH | GEN2 | 0.7 | 0.7 | Petroleum Liquids | DFO | IC | 2 | 1990 |  |  | (SB) Standby/Backup: available for service but not normally used | [6 empty] | Hillsborough | 42.9717 | -71.8727
4566 | Crotched Mt Rehab Ctr Inc | 54515 | Crotched Mountain Rehabilitation Center | Commercial CHP | NH | GEN3 | 0.7 | 0.7 | Petroleum Liquids | DFO | IC | 2 | 1990 |  |  | (SB) Standby/Backup: available for service but not normally used | [6 empty] | Hillsborough | 42.9717 | -71.8727
17164 | Sierra Pacific Industries Inc | 54517 | Sierra Pacific Sonora | Industrial CHP | CA | GEN2 | 7.5 | 6 | Wood/Wood Waste Biomass | WDS | ST | 2 | 2001 |  |  | (OP) Operating | [6 empty] | Tuolumne | 37.9664 | -120.3178
6564 | Formosa Plastics Corp | 54518 | Formosa Plastics | Industrial CHP | LA | GT2 | 38 | 33 | Natural Gas Fired Combustion Turbine | NG | GT | 7 | 1990 |  |  | (SB) Standby/Backup: available for service but not normally used | [6 empty] | East Baton Rouge | 30.4992 | -91.1872
6564 | Formosa Plastics Corp | 54518 | Formosa Plastics | Industrial CHP | LA | GT3 | 38.8 | 33 | Natural Gas Fired Combustion Turbine | NG | GT | 7 | 1996 |  |  | (OP) Operating | [6 empty] | East Baton Rouge | 30.4992 | -91.1872
6564 | Formosa Plastics Corp | 54518 | Formosa Plastics | Industrial CHP | LA | ST1 | 12 | 8 | Natural Gas Steam Turbine | NG | ST | 5 | 1985 |  |  | (OP) Operating | [6 empty] | East Baton Rouge | 30.4992 | -91.1872
6564 | Formosa Plastics Corp | 54518 | Formosa Plastics | Industrial CHP | LA | ST2 | 12 | 8 | Natural Gas Steam Turbine | NG | ST | 10 | 1990 |  |  | (OP) Operating | [6 empty] | East Baton Rouge | 30.4992 | -91.1872
6831 | Ft Worth City of | 54520 | Village Creek Water Reclamation Facility | Commercial Non-CHP | TX | SD1 | 0.9 | 0.9 | Natural Gas Internal Combustion Engine | NG | IC | 4 | 1994 |  |  | (SB) Standby/Backup: available for service but not normally used | [6 empty] | Tarrant | 32.7751 | -97.1421
6831 | Ft Worth City of | 54520 | Village Creek Water Reclamation Facility | Commercial Non-CHP | TX | SD2 | 0.9 | 0.9 | Natural Gas Internal Combustion Engine | NG | IC | 4 | 1994 |  |  | (SB) Standby/Backup: available for service but not normally used | [6 empty] | Tarrant | 32.7751 | -97.1421
6831 | Ft Worth City of | 54520 | Village Creek Water Reclamation Facility | Commercial Non-CHP | TX | TG1 | 5.3 | 4.2 | Other Waste Biomass | OBG | GT | 6 | 2001 |  |  | (OP) Operating | [6 empty] | Tarrant | 32.7751 | -97.1421
6831 | Ft Worth City of | 54520 | Village Creek Water Reclamation Facility | Commercial Non-CHP | TX | TG2 | 5.3 | 4.2 | Other Waste Biomass | OBG | GT | 9 | 2001 |  |  | (OP) Operating | [6 empty] | Tarrant | 32.7751 | -97.1421
8705 | Hoffer Plastics | 54523 | Hoffer Plastics | Industrial Non-CHP | IL | GEN1 | 0.8 | 0.8 | Natural Gas Internal Combustion Engine | NG | IC | 4 | 1992 |  |  | (OP) Operating | [6 empty] | Kane | 41.9989 | -88.3022
8705 | Hoffer Plastics | 54523 | Hoffer Plastics | Industrial Non-CHP | IL | GEN2 | 0.8 | 0.8 | Natural Gas Internal Combustion Engine | NG | IC | 4 | 1992 |  |  | (OP) Operating | [6 empty] | Kane | 41.9989 | -88.3022
8705 | Hoffer Plastics | 54523 | Hoffer Plastics | Industrial Non-CHP | IL | GEN3 | 0.8 | 0.8 | Natural Gas Internal Combustion Engine | NG | IC | 4 | 1992 |  |  | (OP) Operating | [6 empty] | Kane | 41.9989 | -88.3022
8705 | Hoffer Plastics | 54523 | Hoffer Plastics | Industrial Non-CHP | IL | GEN4 | 0.8 | 0.8 | Natural Gas Internal Combustion Engine | NG | IC | 4 | 1992 |  |  | (OP) Operating | [6 empty] | Kane | 41.9989 | -88.3022
8705 | Hoffer Plastics | 54523 | Hoffer Plastics | Industrial Non-CHP | IL | GEN5 | 0.8 | 0.8 | Natural Gas Internal Combustion Engine | NG | IC | 4 | 1992 |  |  | (OP) Operating | [6 empty] | Kane | 41.9989 | -88.3022
8705 | Hoffer Plastics | 54523 | Hoffer Plastics | Industrial Non-CHP | IL | GEN6 | 0.8 | 0.8 | Natural Gas Internal Combustion Engine | NG | IC | 4 | 1992 |  |  | (OP) Operating | [6 empty] | Kane | 41.9989 | -88.3022
8705 | Hoffer Plastics | 54523 | Hoffer Plastics | Industrial Non-CHP | IL | GEN7 | 0.8 | 0.8 | Natural Gas Internal Combustion Engine | NG | IC | 4 | 1992 |  |  | (OP) Operating | [6 empty] | Kane | 41.9989 | -88.3022
8705 | Hoffer Plastics | 54523 | Hoffer Plastics | Industrial Non-CHP | IL | GEN8 | 0.8 | 0.8 | Natural Gas Internal Combustion Engine | NG | IC | 4 | 1992 |  |  | (OP) Operating | [6 empty] | Kane | 41.9989 | -88.3022
8705 | Hoffer Plastics | 54523 | Hoffer Plastics | Industrial Non-CHP | IL | GEN9 | 0.8 | 0.8 | Natural Gas Internal Combustion Engine | NG | IC | 4 | 1995 |  |  | (OP) Operating | [6 empty] | Kane | 41.9989 | -88.3022
8862 | Horseshoe Bend Hydroelectric Co | 54524 | Horseshoe Bend Hydroelectric Co | IPP Non-CHP | ID | GEN1 | 4.7 | 4.7 | Conventional Hydroelectric | WAT | HY | 4 | 1995 |  |  | (OP) Operating | [6 empty] | Boise | 43.9041 | -116.2442
8862 | Horseshoe Bend Hydroelectric Co | 54524 | Horseshoe Bend Hydroelectric Co | IPP Non-CHP | ID | GEN2 | 4.7 | 4.7 | Conventional Hydroelectric | WAT | HY | 4 | 1995 |  |  | (OP) Operating | [6 empty] | Boise | 43.9041 | -116.2442
26003 | Kankakee City of | 54525 | Kankakee Hydro Facility | Commercial Non-CHP | IL | 1 | 0.4 | 0.4 | Conventional Hydroelectric | WAT | HY | 7 | 1991 |  |  | (OP) Operating | [6 empty] | KANKAKEE | 41.1128 | -87.8681
26003 | Kankakee City of | 54525 | Kankakee Hydro Facility | Commercial Non-CHP | IL | 2 | 0.4 | 0.4 | Conventional Hydroelectric | WAT | HY | 7 | 1991 |  |  | (OP) Operating | [6 empty] | KANKAKEE | 41.1128 | -87.8681
26003 | Kankakee City of | 54525 | Kankakee Hydro Facility | Commercial Non-CHP | IL | 3 | 0.4 | 0.4 | Conventional Hydroelectric | WAT | HY | 7 | 1991 |  |  | (OP) Operating | [6 empty] | KANKAKEE | 41.1128 | -87.8681
57431 | ReEnergy Biomass LLC | 54526 | ReEnergy Lyonsdale Biomass | IPP CHP | NY | STG | 21.1 | 19 | Wood/Wood Waste Biomass | WDS | ST | 8 | 1992 |  |  | (OP) Operating | [6 empty] | Lewis | 43.618 | -75.3054
20541 | Wheelabrator Environmental Systems | 54529 | Wheelabrator Ridge Energy | IPP Non-CHP | FL | 0001 | 45.5 | 47.1 | Wood/Wood Waste Biomass | WDS | ST | 3 | 1994 |  |  | (OP) Operating | [6 empty] | Polk | 28.0274 | -81.8475
5499 | Targa Midstream Services LP | 54531 | Stingray Facility | Industrial Non-CHP | LA | 1S72 | 2.5 | 2.5 | Natural Gas Fired Combustion Turbine | NG | GT | 9 | 1977 |  |  | (OP) Operating | [6 empty] | Cameron | 29.7614 | -93.6086
17604 | Southern Minnesota Beet Sugar | 54533 | Southern Minnesota Beet Sugar | Industrial CHP | MN | 0001 | 7.5 | 7.5 | Natural Gas Steam Turbine | NG | ST | 9 | 1976 |  |  | (OP) Operating | [6 empty] | Renville | 44.7964 | -95.1798
17887 | St Joseph's Hospital | 54534 | St Josephs Hospital | Commercial CHP | FL | 0001 | 1.7 | 1.6 | Natural Gas Internal Combustion Engine | NG | IC | 2 | 1993 |  |  | (SB) Standby/Backup: available for service but not normally used | [6 empty] | Hillsborough | 27.9828 | -82.4919
56355 | LES Project Holdings LLC | 54536 | Sumpter Energy Associates | IPP Non-CHP | MI | 0201 | 0.8 | 0.8 | Landfill Gas | LFG | IC | 7 | 1998 |  |  | (OP) Operating | [6 empty] | Wayne | 42.1781 | -83.4853
56355 | LES Project Holdings LLC | 54536 | Sumpter Energy Associates | IPP Non-CHP | MI | 0202 | 0.8 | 0.8 | Landfill Gas | LFG | IC | 7 | 1998 |  |  | (OP) Operating | [6 empty] | Wayne | 42.1781 | -83.4853
56355 | LES Project Holdings LLC | 54536 | Sumpter Energy Associates | IPP Non-CHP | MI | 0203 | 0.8 | 0.8 | Landfill Gas | LFG | IC | 7 | 1998 |  |  | (OP) Operating | [6 empty] | Wayne | 42.1781 | -83.4853
56355 | LES Project Holdings LLC | 54536 | Sumpter Energy Associates | IPP Non-CHP | MI | 0204 | 0.8 | 0.8 | Landfill Gas | LFG | IC | 7 | 1998 |  |  | (OP) Operating | [6 empty] | Wayne | 42.1781 | -83.4853
56355 | LES Project Holdings LLC | 54536 | Sumpter Energy Associates | IPP Non-CHP | MI | 0205 | 0.8 | 0.8 | Landfill Gas | LFG | IC | 7 | 1998 |  |  | (OP) Operating | [6 empty] | Wayne | 42.1781 | -83.4853
56355 | LES Project Holdings LLC | 54536 | Sumpter Energy Associates | IPP Non-CHP | MI | 0386 | 0.8 | 0.8 | Landfill Gas | LFG | IC | 7 | 1992 |  |  | (OP) Operating | [6 empty] | Wayne | 42.1781 | -83.4853
56355 | LES Project Holdings LLC | 54536 | Sumpter Energy Associates | IPP Non-CHP | MI | 0388 | 0.8 | 0.8 | Landfill Gas | LFG | IC | 7 | 1992 |  |  | (OP) Operating | [6 empty] | Wayne | 42.1781 | -83.4853
56355 | LES Project Holdings LLC | 54536 | Sumpter Energy Associates | IPP Non-CHP | MI | 0389 | 0.8 | 0.8 | Landfill Gas | LFG | IC | 7 | 1992 |  |  | (OP) Operating | [6 empty] | Wayne | 42.1781 | -83.4853
56355 | LES Project Holdings LLC | 54536 | Sumpter Energy Associates | IPP Non-CHP | MI | 0392 | 0.8 | 0.8 | Landfill Gas | LFG | IC | 7 | 1992 |  |  | (OP) Operating | [6 empty] | Wayne | 42.1781 | -83.4853
56355 | LES Project Holdings LLC | 54536 | Sumpter Energy Associates | IPP Non-CHP | MI | 0435 | 0.8 | 0.8 | Landfill Gas | LFG | IC | 7 | 1992 |  |  | (OP) Operating | [6 empty] | Wayne | 42.1781 | -83.4853
56355 | LES Project Holdings LLC | 54536 | Sumpter Energy Associates | IPP Non-CHP | MI | 0437 | 0.8 | 0.8 | Landfill Gas | LFG | IC | 7 | 1992 |  |  | (OP) Operating | [6 empty] | Wayne | 42.1781 | -83.4853
56355 | LES Project Holdings LLC | 54536 | Sumpter Energy Associates | IPP Non-CHP | MI | 0440 | 0.8 | 0.8 | Landfill Gas | LFG | IC | 7 | 1992 |  |  | (OP) Operating | [6 empty] | Wayne | 42.1781 | -83.4853
56355 | LES Project Holdings LLC | 54536 | Sumpter Energy Associates | IPP Non-CHP | MI | 0447 | 0.8 | 0.8 | Landfill Gas | LFG | IC | 7 | 1992 |  |  | (OP) Operating | [6 empty] | Wayne | 42.1781 | -83.4853
56355 | LES Project Holdings LLC | 54536 | Sumpter Energy Associates | IPP Non-CHP | MI | 0464 | 0.8 | 0.8 | Landfill Gas | LFG | IC | 7 | 1992 |  |  | (OP) Operating | [6 empty] | Wayne | 42.1781 | -83.4853
56355 | LES Project Holdings LLC | 54536 | Sumpter Energy Associates | IPP Non-CHP | MI | 0467 | 0.8 | 0.8 | Landfill Gas | LFG | IC | 7 | 1992 |  |  | (OP) Operating | [6 empty] | Wayne | 42.1781 | -83.4853
15500 | Puget Sound Energy Inc | 54537 | Ferndale Generating Station | Electric Utility | WA | CT1A | 95.9 | 86 | Natural Gas Fired Combined Cycle | NG | CT | 4 | 1994 |  |  | (OP) Operating | [6 empty] | Whatcom | 48.8288 | -122.6867
15500 | Puget Sound Energy Inc | 54537 | Ferndale Generating Station | Electric Utility | WA | CT1B | 95.9 | 86 | Natural Gas Fired Combined Cycle | NG | CT | 4 | 1994 |  |  | (OP) Operating | [6 empty] | Whatcom | 48.8288 | -122.6867
15500 | Puget Sound Energy Inc | 54537 | Ferndale Generating Station | Electric Utility | WA | ST1 | 93.7 | 98 | Natural Gas Fired Combined Cycle | NG | CA | 4 | 1994 |  |  | (OP) Operating | [6 empty] | Whatcom | 48.8288 | -122.6867
13994 | Oglethorpe Power Corporation | 54538 | Hartwell Energy Facility | Electric Utility | GA | MAG1 | 180 | 149.5 | Natural Gas Fired Combustion Turbine | NG | GT | 4 | 1994 |  |  | (OP) Operating | [6 empty] | Hart | 34.3396 | -82.8199
13994 | Oglethorpe Power Corporation | 54538 | Hartwell Energy Facility | Electric Utility | GA | MAG2 | 180 | 144.2 | Natural Gas Fired Combustion Turbine | NG | GT | 4 | 1994 |  |  | (OP) Operating | [6 empty] | Hart | 34.3396 | -82.8199
54842 | WM Renewable Energy LLC | 54539 | Venice Resources Gas Recovery | IPP Non-CHP | MI | GEN1 | 0.8 | 0.8 | Landfill Gas | LFG | IC | 3 | 1992 |  |  | (OP) Operating | [6 empty] | Shiawassee | 42.985 | -83.9764
54842 | WM Renewable Energy LLC | 54539 | Venice Resources Gas Recovery | IPP Non-CHP | MI | GEN2 | 0.8 | 0.8 | Landfill Gas | LFG | IC | 3 | 1992 |  |  | (OP) Operating | [6 empty] | Shiawassee | 42.985 | -83.9764
20328 | Wells Manufacturing Co | 54540 | Charter Dura-Bar | Industrial Non-CHP | IL | 1A | 1 | 0.9 | Natural Gas Internal Combustion Engine | NG | IC | 4 | 1992 |  |  | (OP) Operating | [6 empty] | McHenry | 42.2891 | -88.413
20328 | Wells Manufacturing Co | 54540 | Charter Dura-Bar | Industrial Non-CHP | IL | 1B | 1 | 0.9 | Natural Gas Internal Combustion Engine | NG | IC | 4 | 1992 |  |  | (OP) Operating | [6 empty] | McHenry | 42.2891 | -88.413
20328 | Wells Manufacturing Co | 54540 | Charter Dura-Bar | Industrial Non-CHP | IL | 2A | 1 | 0.9 | Natural Gas Internal Combustion Engine | NG | IC | 4 | 1992 |  |  | (OP) Operating | [6 empty] | McHenry | 42.2891 | -88.413
20328 | Wells Manufacturing Co | 54540 | Charter Dura-Bar | Industrial Non-CHP | IL | 2B | 1 | 0.9 | Natural Gas Internal Combustion Engine | NG | IC | 4 | 1992 |  |  | (OP) Operating | [5 empty] | 0 | McHenry | 42.2891 | -88.413
20328 | Wells Manufacturing Co | 54540 | Charter Dura-Bar | Industrial Non-CHP | IL | 3A | 1 | 0.9 | Natural Gas Internal Combustion Engine | NG | IC | 4 | 1992 |  |  | (OP) Operating | [5 empty] | 0 | McHenry | 42.2891 | -88.413
20328 | Wells Manufacturing Co | 54540 | Charter Dura-Bar | Industrial Non-CHP | IL | 3B | 1 | 0.9 | Natural Gas Internal Combustion Engine | NG | IC | 4 | 1992 |  |  | (OP) Operating | [5 empty] | 0 | McHenry | 42.2891 | -88.413
17254 | Sithe/Independence LLC | 54547 | Sithe Independence Station | IPP CHP | NY | 1 | 169.2 | 139.4 | Natural Gas Fired Combined Cycle | NG | CT | 10 | 1994 |  |  | (OP) Operating |  |  |  | 2016 | 11 | 12.3 | Oswego | 43.495 | -76.4511
17254 | Sithe/Independence LLC | 54547 | Sithe Independence Station | IPP CHP | NY | 2 | 169.2 | 139.4 | Natural Gas Fired Combined Cycle | NG | CT | 9 | 1994 |  |  | (OP) Operating |  |  |  | 2016 | 11 | 12.3 | Oswego | 43.495 | -76.4511
17254 | Sithe/Independence LLC | 54547 | Sithe Independence Station | IPP CHP | NY | 3 | 169.2 | 151.7 | Natural Gas Fired Combined Cycle | NG | CT | 8 | 1994 |  |  | (OP) Operating | [6 empty] | Oswego | 43.495 | -76.4511
17254 | Sithe/Independence LLC | 54547 | Sithe Independence Station | IPP CHP | NY | 4 | 169.5 | 151.7 | Natural Gas Fired Combined Cycle | NG | CT | 9 | 1994 |  |  | (OP) Operating | [6 empty] | Oswego | 43.495 | -76.4511
17254 | Sithe/Independence LLC | 54547 | Sithe Independence Station | IPP CHP | NY | 5 | 204.5 | 176.6 | Natural Gas Fired Combined Cycle | NG | CA | 10 | 1994 |  |  | (OP) Operating |  |  |  | 2016 | 11 | 2 | Oswego | 43.495 | -76.4511
17254 | Sithe/Independence LLC | 54547 | Sithe Independence Station | IPP CHP | NY | 6 | 204.5 | 178.6 | Natural Gas Fired Combined Cycle | NG | CA | 9 | 1994 |  |  | (OP) Operating | [6 empty] | Oswego | 43.495 | -76.4511
59827 | Ampersand Long Falls Hydro, LLC | 54548 | Longfalls Facility | IPP Non-CHP | NY | 1 | 3.3 | 3 | Conventional Hydroelectric | WAT | HY | 10 | 1991 |  |  | (OP) Operating | [6 empty] | Jefferson | 43.9808 | -75.6247
7477 | Granger Electric Co | 54549 | Granger Electric Generating Station #1 | IPP Non-CHP | MI | 1-1 | 0.8 | 0.8 | Landfill Gas | LFG | IC | 1 | 1993 |  |  | (OP) Operating | [6 empty] | Clinton | 42.8153 | -84.5075
7477 | Granger Electric Co | 54549 | Granger Electric Generating Station #1 | IPP Non-CHP | MI | 1-2 | 0.8 | 0.8 | Landfill Gas | LFG | IC | 1 | 1993 |  |  | (OP) Operating | [6 empty] | Clinton | 42.8153 | -84.5075
7477 | Granger Electric Co | 54549 | Granger Electric Generating Station #1 | IPP Non-CHP | MI | 1-3 | 0.8 | 0.8 | Landfill Gas | LFG | IC | 1 | 1994 |  |  | (OP) Operating | [6 empty] | Clinton | 42.8153 | -84.5075
7477 | Granger Electric Co | 54549 | Granger Electric Generating Station #1 | IPP Non-CHP | MI | 1-4 | 0.8 | 0.8 | Landfill Gas | LFG | IC | 12 | 1997 |  |  | (OP) Operating | [6 empty] | Clinton | 42.8153 | -84.5075
7477 | Granger Electric Co | 54549 | Granger Electric Generating Station #1 | IPP Non-CHP | MI | 1-5 | 1.6 | 1.6 | Landfill Gas | LFG | IC | 12 | 2008 |  |  | (OP) Operating | [6 empty] | Clinton | 42.8153 | -84.5075
7477 | Granger Electric Co | 54549 | Granger Electric Generating Station #1 | IPP Non-CHP | MI | 1-6 | 1.6 | 1.6 | Landfill Gas | LFG | IC | 12 | 2008 |  |  | (OP) Operating | [6 empty] | Clinton | 42.8153 | -84.5075
7477 | Granger Electric Co | 54549 | Granger Electric Generating Station #1 | IPP Non-CHP | MI | 1-7 | 1.6 | 1.6 | Landfill Gas | LFG | IC | 12 | 2008 |  |  | (OP) Operating | [6 empty] | Clinton | 42.8153 | -84.5075
6529 | Exxon Mobil Production Co | 54550 | ExxonMobil Mobile Bay Onshore | Industrial CHP | AL | 901 | 0.9 | 0.9 | Natural Gas Fired Combined Cycle | NG | CA | 12 | 1993 |  |  | (OP) Operating | [6 empty] | Mobile | 30.432 | -88.1824
6529 | Exxon Mobil Production Co | 54550 | ExxonMobil Mobile Bay Onshore | Industrial CHP | AL | 901A | 3.7 | 3.6 | Natural Gas Fired Combined Cycle | NG | CT | 9 | 1993 |  |  | (OP) Operating | [6 empty] | Mobile | 30.432 | -88.1824
6529 | Exxon Mobil Production Co | 54550 | ExxonMobil Mobile Bay Onshore | Industrial CHP | AL | 901B | 3.7 | 3.6 | Natural Gas Fired Combined Cycle | NG | CT | 9 | 1993 |  |  | (OP) Operating | [6 empty] | Mobile | 30.432 | -88.1824
6529 | Exxon Mobil Production Co | 54550 | ExxonMobil Mobile Bay Onshore | Industrial CHP | AL | 901C | 3.7 | 3.4 | Natural Gas Fired Combined Cycle | NG | CT | 9 | 1993 |  |  | (OP) Operating | [6 empty] | Mobile | 30.432 | -88.1824
40613 | Northern California Power Agny | 54554 | Spicer Meadow Project | Electric Utility | CA | GEN1 | 2.7 | 2.5 | Conventional Hydroelectric | WAT | HY | 11 | 1989 |  |  | (OP) Operating | [6 empty] | Tuolumne | 38.3914 | -120.0008
40613 | Northern California Power Agny | 54554 | Spicer Meadow Project | Electric Utility | CA | GEN2 | 2.7 | 2.5 | Conventional Hydroelectric | WAT | HY | 11 | 1989 |  |  | (OP) Operating | [6 empty] | Tuolumne | 38.3914 | -120.0008
40613 | Northern California Power Agny | 54554 | Spicer Meadow Project | Electric Utility | CA | GEN3 | 0.5 | 0.5 | Conventional Hydroelectric | WAT | HY | 11 | 1989 |  |  | (OP) Operating | [6 empty] | Tuolumne | 38.3914 | -120.0008
40613 | Northern California Power Agny | 54555 | Collierville Powerhouse | Electric Utility | CA | GEN1 | 126.5 | 126.5 | Conventional Hydroelectric | WAT | HY | 11 | 1989 |  |  | (OP) Operating | [6 empty] | Calaveras | 38.1446 | -120.3805
40613 | Northern California Power Agny | 54555 | Collierville Powerhouse | Electric Utility | CA | GEN2 | 126.5 | 126.5 | Conventional Hydroelectric | WAT | HY | 11 | 1989 |  |  | (OP) Operating | [6 empty] | Calaveras | 38.1446 | -120.3805
4222 | Ingredion Inc - Illinois | 54556 | Ingredion Incorporated | Industrial CHP | IL | TG03 | 4.8 | 4.4 | Natural Gas Fired Combustion Turbine | NG | GT | 2 | 1996 |  |  | (SB) Standby/Backup: available for service but not normally used | [6 empty] | Cook | 41.7775 | -87.8233
4222 | Ingredion Inc - Illinois | 54556 | Ingredion Incorporated | Industrial CHP | IL | TG04 | 4.8 | 4.4 | Natural Gas Fired Combustion Turbine | NG | GT | 2 | 1996 |  |  | (SB) Standby/Backup: available for service but not normally used | [6 empty] | Cook | 41.7775 | -87.8233
4222 | Ingredion Inc - Illinois | 54556 | Ingredion Incorporated | Industrial CHP | IL | TGO1 | 22.5 | 21.1 | Conventional Steam Coal | BIT | ST | 5 | 1991 |  |  | (OP) Operating | [6 empty] | Cook | 41.7775 | -87.8233
4222 | Ingredion Inc - Illinois | 54556 | Ingredion Incorporated | Industrial CHP | IL | TGO2 | 22.5 | 21.1 | Conventional Steam Coal | BIT | ST | 5 | 1991 |  |  | (OP) Operating | [6 empty] | Cook | 41.7775 | -87.8233
8365 | Hazelton/Wilson Joint Venture | 54558 | Hazelton B Hydro | IPP Non-CHP | ID | U1 | 3.8 | 3.8 | Conventional Hydroelectric | WAT | HY | 4 | 1993 |  |  | (OP) Operating | [6 empty] | Jerome | 42.6051 | -114.093
8365 | Hazelton/Wilson Joint Venture | 54558 | Hazelton B Hydro | IPP Non-CHP | ID | U2 | 3.8 | 3.8 | Conventional Hydroelectric | WAT | HY | 4 | 1993 |  |  | (OP) Operating | [6 empty] | Jerome | 42.6051 | -114.093
56375 | Graphic Packaging International Inc | 54561 | Jefferson Smurfit Santa Clara Mill | IPP CHP | CA | GT-G | 24 | 23 | Natural Gas Fired Combined Cycle | NG | CT | 12 | 1985 |  |  | (OP) Operating | [6 empty] | SANTA CLARA | 37.3682 | -121.9436
56375 | Graphic Packaging International Inc | 54561 | Jefferson Smurfit Santa Clara Mill | IPP CHP | CA | ST-G | 3 | 3 | Natural Gas Fired Combined Cycle | NG | CA | 2 | 1986 |  |  | (OP) Operating | [6 empty] | SANTA CLARA | 37.3682 | -121.9436
11169 | Longview Fibre Co | 54562 | Longview Fibre | Industrial CHP | WA | 4 | 10 | 10 | Wood/Wood Waste Biomass | BLQ | ST | 1 | 1949 |  |  | (OP) Operating | [6 empty] | Cowlitz | 46.1039 | -122.9184
11169 | Longview Fibre Co | 54562 | Longview Fibre | Industrial CHP | WA | 6 | 20 | 22 | Wood/Wood Waste Biomass | BLQ | ST | 1 | 1958 |  |  | (OP) Operating | [6 empty] | Cowlitz | 46.1039 | -122.9184
11169 | Longview Fibre Co | 54562 | Longview Fibre | Industrial CHP | WA | 7 | 25 | 25 | Wood/Wood Waste Biomass | BLQ | ST | 4 | 1966 |  |  | (OP) Operating | [6 empty] | Cowlitz | 46.1039 | -122.9184
7092 | General Mills Inc | 54564 | General Mills Inc | Industrial CHP | NY | GEN1 | 3.8 | 3.4 | Natural Gas Fired Combustion Turbine | NG | GT | 12 | 1988 |  |  | (OP) Operating | [6 empty] | ERIE | 42.871 | -78.8755
21116 | YKK USA Inc | 54566 | YKK USA Chestney | Industrial Non-CHP | GA | BWP1 | 0.5 | 0.5 | Petroleum Liquids | DFO | IC | 10 | 1996 |  |  | (SB) Standby/Backup: available for service but not normally used | [6 empty] | BIBB | 32.8061 | -83.5456
21116 | YKK USA Inc | 54566 | YKK USA Chestney | Industrial Non-CHP | GA | SEV1 | 0.3 | 0.3 | Petroleum Liquids | DFO | IC | 8 | 2015 |  |  | (SB) Standby/Backup: available for service but not normally used | [6 empty] | BIBB | 32.8061 | -83.5456
21116 | YKK USA Inc | 54566 | YKK USA Chestney | Industrial Non-CHP | GA | SLD1 | 0.5 | 0.5 | Petroleum Liquids | DFO | IC | 12 | 1992 |  |  | (SB) Standby/Backup: available for service but not normally used | [6 empty] | BIBB | 32.8061 | -83.5456
57225 | MM Yolo Power LLC | 54567 | MM Yolo Power | IPP Non-CHP | CA | 1 | 0.6 | 0.5 | Landfill Gas | LFG | IC | 10 | 1990 |  |  | (OP) Operating | [6 empty] | Yolo | 38.5963 | -121.6875
57225 | MM Yolo Power LLC | 54567 | MM Yolo Power | IPP Non-CHP | CA | 2 | 0.6 | 0.5 | Landfill Gas | LFG | IC | 10 | 1990 |  |  | (OP) Operating | [6 empty] | Yolo | 38.5963 | -121.6875
57225 | MM Yolo Power LLC | 54567 | MM Yolo Power | IPP Non-CHP | CA | 3 | 0.6 | 0.5 | Landfill Gas | LFG | IC | 10 | 1990 |  |  | (OP) Operating | [6 empty] | Yolo | 38.5963 | -121.6875
57225 | MM Yolo Power LLC | 54567 | MM Yolo Power | IPP Non-CHP | CA | 4 | 0.6 | 0.6 | Landfill Gas | LFG | IC | 3 | 1993 |  |  | (OP) Operating | [6 empty] | Yolo | 38.5963 | -121.6875
57225 | MM Yolo Power LLC | 54567 | MM Yolo Power | IPP Non-CHP | CA | 5 | 0.4 | 0.4 | Landfill Gas | LFG | IC | 12 | 1998 |  |  | (OS) Out of service and NOT expected to return to service in next calendar year | [6 empty] | Yolo | 38.5963 | -121.6875
13943 | Ocean County Utilities Auth | 54569 | Bayville Central Facility | Commercial CHP | NJ | COG1 | 0.3 | 0.3 | Other Waste Biomass | OBG | IC | 9 | 1988 |  |  | (OP) Operating | [6 empty] | Ocean | 39.9094 | -74.178
13943 | Ocean County Utilities Auth | 54569 | Bayville Central Facility | Commercial CHP | NJ | COG2 | 0.3 | 0.3 | Other Waste Biomass | OBG | IC | 9 | 1988 |  |  | (OP) Operating | [6 empty] | Ocean | 39.9094 | -74.178
13943 | Ocean County Utilities Auth | 54569 | Bayville Central Facility | Commercial CHP | NJ | COG3 | 0.3 | 0.3 | Other Waste Biomass | OBG | IC | 9 | 1988 |  |  | (OP) Operating | [6 empty] | Ocean | 39.9094 | -74.178
13943 | Ocean County Utilities Auth | 54569 | Bayville Central Facility | Commercial CHP | NJ | COG4 | 1.5 | 1.5 | Petroleum Liquids | DFO | IC | 5 | 2002 |  |  | (OP) Operating | [6 empty] | Ocean | 39.9094 | -74.178
13943 | Ocean County Utilities Auth | 54569 | Bayville Central Facility | Commercial CHP | NJ | COG5 | 1.5 | 1.5 | Petroleum Liquids | DFO | IC | 5 | 2002 |  |  | (OP) Operating | [6 empty] | Ocean | 39.9094 | -74.178
13943 | Ocean County Utilities Auth | 54569 | Bayville Central Facility | Commercial CHP | NJ | COG6 | 1.5 | 1.5 | Petroleum Liquids | DFO | IC | 5 | 2002 |  |  | (OP) Operating | [6 empty] | Ocean | 39.9094 | -74.178
13943 | Ocean County Utilities Auth | 54569 | Bayville Central Facility | Commercial CHP | NJ | COG7 | 1.5 | 1.5 | Petroleum Liquids | DFO | IC | 5 | 2002 |  |  | (OP) Operating | [6 empty] | Ocean | 39.9094 | -74.178
13943 | Ocean County Utilities Auth | 54569 | Bayville Central Facility | Commercial CHP | NJ | CPV1 | 0.2 | 0.2 | Solar Photovoltaic | SUN | PV | 5 | 2007 |  |  | (OP) Operating | [6 empty] | Ocean | 39.9094 | -74.178
57280 | Eagle Creek RE LLC | 54572 | Lochmere Hydroelectric Plant | IPP Non-CHP | NH | UNT1 | 0.3 | 0.3 | Conventional Hydroelectric | WAT | HY | 12 | 1984 |  |  | (OP) Operating | [6 empty] | Belknap | 43.4732 | -71.5336
57280 | Eagle Creek RE LLC | 54572 | Lochmere Hydroelectric Plant | IPP Non-CHP | NH | UNT2 | 0.3 | 0.3 | Conventional Hydroelectric | WAT | HY | 12 | 1984 |  |  | (OP) Operating | [6 empty] | Belknap | 43.4732 | -71.5336
57280 | Eagle Creek RE LLC | 54572 | Lochmere Hydroelectric Plant | IPP Non-CHP | NH | UNT3 | 0.3 | 0.3 | Conventional Hydroelectric | WAT | HY | 12 | 1984 |  |  | (OP) Operating | [6 empty] | Belknap | 43.4732 | -71.5336
57280 | Eagle Creek RE LLC | 54572 | Lochmere Hydroelectric Plant | IPP Non-CHP | NH | UNT4 | 0.3 | 0.3 | Conventional Hydroelectric | WAT | HY | 12 | 1984 |  |  | (OP) Operating | [6 empty] | Belknap | 43.4732 | -71.5336
54838 | Windsor Machinery Co Inc | 54573 | Wappinger Falls Hydroelectric | IPP Non-CHP | NY | 1 | 1 | 1 | Conventional Hydroelectric | WAT | HY | 12 | 1988 |  |  | (OP) Operating |  |  | 0 |  |  | 0 | Dutchess | 41.5984 | -73.922
54838 | Windsor Machinery Co Inc | 54573 | Wappinger Falls Hydroelectric | IPP Non-CHP | NY | 2 | 1 | 1 | Conventional Hydroelectric | WAT | HY | 12 | 1988 |  |  | (SB) Standby/Backup: available for service but not normally used |  |  | 0 |  |  | 0 | Dutchess | 41.5984 | -73.922
16729 | Saranac Power Partners LP | 54574 | Saranac Facility | IPP Non-CHP | NY | GEN1 | 95.2 | 80.2 | Natural Gas Fired Combined Cycle | NG | CT | 6 | 1994 |  |  | (OP) Operating | [6 empty] | Clinton | 44.7132 | -73.4557
16729 | Saranac Power Partners LP | 54574 | Saranac Facility | IPP Non-CHP | NY | GEN2 | 95.2 | 79.7 | Natural Gas Fired Combined Cycle | NG | CT | 6 | 1994 |  |  | (OP) Operating | [6 empty] | Clinton | 44.7132 | -73.4557
16729 | Saranac Power Partners LP | 54574 | Saranac Facility | IPP Non-CHP | NY | GEN3 | 95.2 | 86.4 | Natural Gas Fired Combined Cycle | NG | CA | 6 | 1994 |  |  | (OP) Operating | [6 empty] | Clinton | 44.7132 | -73.4557
50026 | Energy Operations Group | 54578 | Glenns Ferry Cogen Facility | IPP CHP | ID | 1001 | 10.4 | 10.4 | Natural Gas Fired Combined Cycle | NG | CS | 11 | 1996 |  |  | (OS) Out of service and NOT expected to return to service in next calendar year | [6 empty] | Elmore | 42.954 | -115.2937
50026 | Energy Operations Group | 54579 | Rupert Cogen Project | IPP CHP | ID | 1002 | 10.4 | 10.4 | Natural Gas Fired Combined Cycle | NG | CS | 11 | 1996 |  |  | (OP) Operating | [6 empty] | Minidoka | 42.6056 | -113.6839
24931 | Palmer Hydroelectric | 54580 | Curtis Palmer Hydroelectric | IPP Non-CHP | NY | C1 | 2.6 | 2.5 | Conventional Hydroelectric | WAT | HY | 3 | 1986 |  |  | (OP) Operating | [6 empty] | Saratoga | 43.2469 | -73.8281
24931 | Palmer Hydroelectric | 54580 | Curtis Palmer Hydroelectric | IPP Non-CHP | NY | C2 | 2.6 | 2.5 | Conventional Hydroelectric | WAT | HY | 1 | 1986 |  |  | (OP) Operating | [6 empty] | Saratoga | 43.2469 | -73.8281
24931 | Palmer Hydroelectric | 54580 | Curtis Palmer Hydroelectric | IPP Non-CHP | NY | C3 | 2.6 | 2.4 | Conventional Hydroelectric | WAT | HY | 12 | 1985 |  |  | (OP) Operating | [6 empty] | Saratoga | 43.2469 | -73.8281
24931 | Palmer Hydroelectric | 54580 | Curtis Palmer Hydroelectric | IPP Non-CHP | NY | C4 | 1 | 1.1 | Conventional Hydroelectric | WAT | HY | 11 | 1985 |  |  | (OP) Operating | [6 empty] | Saratoga | 43.2469 | -73.8281
24931 | Palmer Hydroelectric | 54580 | Curtis Palmer Hydroelectric | IPP Non-CHP | NY | C5 | 1 | 1.1 | Conventional Hydroelectric | WAT | HY | 10 | 1985 |  |  | (OP) Operating | [6 empty] | Saratoga | 43.2469 | -73.8281
24931 | Palmer Hydroelectric | 54580 | Curtis Palmer Hydroelectric | IPP Non-CHP | NY | P1 | 24.6 | 25 | Conventional Hydroelectric | WAT | HY | 11 | 1986 |  |  | (OP) Operating | [6 empty] | Saratoga | 43.2469 | -73.8281
24931 | Palmer Hydroelectric | 54580 | Curtis Palmer Hydroelectric | IPP Non-CHP | NY | P2 | 24.6 | 25 | Conventional Hydroelectric | WAT | HY | 10 | 1986 |  |  | (OP) Operating | [6 empty] | Saratoga | 43.2469 | -73.8281
56171 | Bicent Power | 54586 | Tanner Street Generation | IPP Non-CHP | MA | TRENT | 57.9 | 58 | Natural Gas Fired Combined Cycle | NG | CT | 10 | 2008 |  |  | (OP) Operating | [6 empty] | Middlesex | 42.6321 | -71.3132
56171 | Bicent Power | 54586 | Tanner Street Generation | IPP Non-CHP | MA | VAX | 27.1 | 17 | Natural Gas Fired Combined Cycle | NG | CA | 10 | 1992 |  |  | (OP) Operating | [6 empty] | Middlesex | 42.6321 | -71.3132
15253 | Power City Partners LP | 54592 | Massena Energy Facility | IPP Non-CHP | NY | GEN1 | 66.5 | 46 | Natural Gas Fired Combined Cycle | NG | CT | 7 | 1992 |  |  | (OP) Operating | [6 empty] | St Lawrence | 44.9503 | -74.8928
15253 | Power City Partners LP | 54592 | Massena Energy Facility | IPP Non-CHP | NY | GEN2 | 35.6 | 35 | Natural Gas Fired Combined Cycle | NG | CA | 7 | 1992 |  |  | (OP) Operating | [6 empty] | St Lawrence | 44.9503 | -74.8928
15253 | Power City Partners LP | 54592 | Massena Energy Facility | IPP Non-CHP | NY | IC | 2 | 2 | Petroleum Liquids | DFO | IC | 7 | 1992 |  |  | (SB) Standby/Backup: available for service but not normally used | [6 empty] | St Lawrence | 44.9503 | -74.8928
16839 | Seneca Power Partners LP | 54593 | Batavia Power Plant | IPP Non-CHP | NY | GEN1 | 47.7 | 34.3 | Natural Gas Fired Combined Cycle | NG | CT | 9 | 1992 |  |  | (OP) Operating | [6 empty] | Genesee | 42.9828 | -78.1592
16839 | Seneca Power Partners LP | 54593 | Batavia Power Plant | IPP Non-CHP | NY | GEN2 | 18.5 | 14.5 | Natural Gas Fired Combined Cycle | NG | CA | 9 | 1992 |  |  | (OP) Operating | [6 empty] | Genesee | 42.9828 | -78.1592
16839 | Seneca Power Partners LP | 54593 | Batavia Power Plant | IPP Non-CHP | NY | GEN3 | 1.1 | 1 | Petroleum Liquids | DFO | IC | 9 | 1992 |  |  | (SB) Standby/Backup: available for service but not normally used | [6 empty] | Genesee | 42.9828 | -78.1592
55994 | University of Arizona - Biosphere 2 | 54594 | University of Arizona - Biosphere 2 | Commercial Non-CHP | AZ | G-1 | 1.5 | 1.5 | Petroleum Liquids | DFO | IC | 11 | 1990 |  |  | (SB) Standby/Backup: available for service but not normally used | [6 empty] | PINAL | 32.578 | -110.8526
55994 | University of Arizona - Biosphere 2 | 54594 | University of Arizona - Biosphere 2 | Commercial Non-CHP | AZ | G-4 | 1.6 | 1.6 | Natural Gas Internal Combustion Engine | NG | IC | 4 | 2000 |  |  | (SB) Standby/Backup: available for service but not normally used | [6 empty] | PINAL | 32.578 | -110.8526
56478 | University of Michigan NCampus Research | 54604 | Warner Lambert | Commercial CHP | MI | 016E | 1 | 1 | Petroleum Liquids | DFO | IC | 6 | 1992 |  |  | (SB) Standby/Backup: available for service but not normally used | [6 empty] | WASHTENAW | 42.2993 | -83.7053
56478 | University of Michigan NCampus Research | 54604 | Warner Lambert | Commercial CHP | MI | 0550 | 1.5 | 1.5 | Petroleum Liquids | DFO | IC | 6 | 2002 |  |  | (SB) Standby/Backup: available for service but not normally used | [6 empty] | WASHTENAW | 42.2993 | -83.7053
56478 | University of Michigan NCampus Research | 54604 | Warner Lambert | Commercial CHP | MI | 085-1 | 2.3 | 2.3 | Petroleum Liquids | DFO | IC | 12 | 2005 |  |  | (SB) Standby/Backup: available for service but not normally used | [6 empty] | WASHTENAW | 42.2993 | -83.7053
56478 | University of Michigan NCampus Research | 54604 | Warner Lambert | Commercial CHP | MI | 085-2 | 2.3 | 2.3 | Petroleum Liquids | DFO | IC | 12 | 2005 |  |  | (SB) Standby/Backup: available for service but not normally used | [6 empty] | WASHTENAW | 42.2993 | -83.7053
56478 | University of Michigan NCampus Research | 54604 | Warner Lambert | Commercial CHP | MI | 5164 | 3 | 2.8 | Natural Gas Fired Combustion Turbine | NG | GT | 8 | 1989 |  |  | (OP) Operating | [6 empty] | WASHTENAW | 42.2993 | -83.7053
56478 | University of Michigan NCampus Research | 54604 | Warner Lambert | Commercial CHP | MI | 800-1 | 2.3 | 2.3 | Petroleum Liquids | DFO | IC | 11 | 2007 |  |  | (SB) Standby/Backup: available for service but not normally used | [6 empty] | WASHTENAW | 42.2993 | -83.7053
21621 | United Technologies | 54605 | Pratt & Whitney | Industrial CHP | CT | FT-8 | 25.8 | 28 | Natural Gas Fired Combustion Turbine | NG | GT | 1 | 1992 |  |  | (OA) Out of service but expected to return to service in next calendar year | [6 empty] | Hartford | 41.7483 | -72.6367
20838 | Win-Sam Inc | 54606 | University of Texas at San Antonio | Commercial CHP | TX | GEN1 | 3.4 | 3.3 | Natural Gas Internal Combustion Engine | NG | IC | 1 | 1980 | 8 | 2016 | (OS) Out of service and NOT expected to return to service in next calendar year | [6 empty] | Bexar | 29.5889 | -98.6139
21622 | The University of Texas at Dallas | 54607 | University of Texas at Dallas | Commercial CHP | TX | GEN1 | 3.5 | 3.5 | Natural Gas Internal Combustion Engine | NG | IC | 1 | 1980 | 1 | 2020 | (SB) Standby/Backup: available for service but not normally used | [6 empty] | Collin | 32.9883 | -96.7489
4417 | Ingredion Inc - Winston Salem | 54618 | Ingredion Winston Salem | Industrial CHP | NC | 7500 | 7.5 | 6.6 | Wood/Wood Waste Biomass | WDS | ST | 12 | 1985 |  |  | (OP) Operating | [6 empty] | Forsyth | 36.0338 | -80.2274
4417 | Ingredion Inc - Winston Salem | 54618 | Ingredion Winston Salem | Industrial CHP | NC | 900 | 0.9 | 0.4 | Wood/Wood Waste Biomass | WDS | ST | 5 | 1993 |  |  | (OP) Operating | [6 empty] | Forsyth | 36.0338 | -80.2274
14995 | Pinetree Power Fitchburg Inc | 54620 | Pinetree Power Fitchburg | IPP Non-CHP | MA | NO-1 | 18 | 16 | Wood/Wood Waste Biomass | WDS | ST | 8 | 1992 |  |  | (OP) Operating | [6 empty] | Worcester | 42.5428 | -71.8528
12411 | Miami Dade Water & Sewer Dept | 54623 | Central District Wastewater Treat Plant | Commercial CHP | FL | 3A | 1.2 | 1.2 | Other Waste Biomass | OBG | IC | 3 | 2013 |  |  | (OP) Operating | [6 empty] | Miami Dade | 25.7486 | -80.1528
12411 | Miami Dade Water & Sewer Dept | 54623 | Central District Wastewater Treat Plant | Commercial CHP | FL | 4A | 1.2 | 1.2 | Other Waste Biomass | OBG | IC | 3 | 2013 |  |  | (OP) Operating | [6 empty] | Miami Dade | 25.7486 | -80.1528
12411 | Miami Dade Water & Sewer Dept | 54623 | Central District Wastewater Treat Plant | Commercial CHP | FL | 5 | 1.2 | 1.2 | Other Waste Biomass | OBG | IC | 6 | 2015 |  |  | (OP) Operating | [6 empty] | Miami Dade | 25.7486 | -80.1528
12411 | Miami Dade Water & Sewer Dept | 54623 | Central District Wastewater Treat Plant | Commercial CHP | FL | 6 | 1.2 | 1.2 | Other Waste Biomass | OBG | IC | 6 | 2015 |  |  | (OP) Operating | [6 empty] | Miami Dade | 25.7486 | -80.1528
12411 | Miami Dade Water & Sewer Dept | 54624 | South District Wastewater Treatment Plt | Commercial CHP | FL | 1A | 2 | 2 | Other Waste Biomass | OBG | IC | 3 | 2014 |  |  | (OP) Operating | [6 empty] | Miami Dade | 25.5498 | -80.3363
12411 | Miami Dade Water & Sewer Dept | 54624 | South District Wastewater Treatment Plt | Commercial CHP | FL | 2A | 2 | 2 | Other Waste Biomass | OBG | IC | 3 | 2014 |  |  | (OP) Operating | [6 empty] | Miami Dade | 25.5498 | -80.3363
12411 | Miami Dade Water & Sewer Dept | 54624 | South District Wastewater Treatment Plt | Commercial CHP | FL | 3A | 2 | 2 | Other Waste Biomass | OBG | IC | 11 | 2014 |  |  | (OP) Operating | [6 empty] | Miami Dade | 25.5498 | -80.3363
12411 | Miami Dade Water & Sewer Dept | 54624 | South District Wastewater Treatment Plt | Commercial CHP | FL | 4A | 2 | 2 | Other Waste Biomass | OBG | IC | 11 | 2014 |  |  | (OP) Operating | [6 empty] | Miami Dade | 25.5498 | -80.3363
56646 | Covanta Plymouth Renewable Energy L P | 54625 | Covanta Plymouth Renewable Energy | Commercial Non-CHP | PA | TGI | 32.1 | 28 | Municipal Solid Waste | MSW | ST | 12 | 1991 |  |  | (OP) Operating | [6 empty] | Montgomery | 40.0967 | -75.3103
13060 | Mt Poso Cogeneration Co | 54626 | Mt Poso Cogeneration | IPP CHP | CA | TG01 | 62 | 42.4 | Wood/Wood Waste Biomass | WDS | ST | 5 | 1989 |  |  | (OP) Operating | [6 empty] | Kern | 35.5763 | -119.0062
13492 | New Hope Power Company | 54627 | Okeelanta Cogeneration | IPP CHP | FL | GEN1 | 74.9 | 74.9 | Other Waste Biomass | AB | ST | 1 | 1996 |  |  | (OP) Operating | [6 empty] | Palm Beach | 26.5769 | -80.7469
13492 | New Hope Power Company | 54627 | Okeelanta Cogeneration | IPP CHP | FL | GEN2 | 54 | 30 | Other Waste Biomass | AB | ST | 8 | 2006 |  |  | (OP) Operating | [6 empty] | Palm Beach | 26.5769 | -80.7469
14925 | Phelps Dodge Refining Corp | 54628 | Phelps Dodge Refining | Industrial CHP | TX | 2607 | 3.5 | 2.6 | Natural Gas Fired Combustion Turbine | NG | GT | 10 | 1986 |  |  | (OS) Out of service and NOT expected to return to service in next calendar year | [6 empty] | El Paso | 31.7645 | -106.3913
14925 | Phelps Dodge Refining Corp | 54628 | Phelps Dodge Refining | Industrial CHP | TX | 2608 | 3.5 | 2.6 | Natural Gas Fired Combustion Turbine | NG | GT | 10 | 1986 |  |  | (OS) Out of service and NOT expected to return to service in next calendar year | [6 empty] | El Paso | 31.7645 | -106.3913
14925 | Phelps Dodge Refining Corp | 54628 | Phelps Dodge Refining | Industrial CHP | TX | 3001 | 4.2 | 3.2 | Natural Gas Fired Combustion Turbine | NG | GT | 6 | 1992 |  |  | (OP) Operating | [6 empty] | El Paso | 31.7645 | -106.3913
14925 | Phelps Dodge Refining Corp | 54628 | Phelps Dodge Refining | Industrial CHP | TX | 3002 | 4.2 | 3.2 | Natural Gas Fired Combustion Turbine | NG | GT | 6 | 1992 |  |  | (OP) Operating | [6 empty] | El Paso | 31.7645 | -106.3913
14925 | Phelps Dodge Refining Corp | 54628 | Phelps Dodge Refining | Industrial CHP | TX | 3003 | 4.2 | 3.2 | Natural Gas Fired Combustion Turbine | NG | GT | 6 | 1992 |  |  | (OP) Operating | [6 empty] | El Paso | 31.7645 | -106.3913
54839 | Eagle Materials Co LLC | 54630 | American Gypsum Cogeneration | Industrial CHP | CO | D-1 | 1.6 | 1.2 | Petroleum Liquids | DFO | IC | 3 | 1990 |  |  | (SB) Standby/Backup: available for service but not normally used | [6 empty] | Eagle | 39.6486 | -106.9494
54839 | Eagle Materials Co LLC | 54630 | American Gypsum Cogeneration | Industrial CHP | CO | D-2 | 1.6 | 1.2 | Petroleum Liquids | DFO | IC | 3 | 1990 |  |  | (SB) Standby/Backup: available for service but not normally used | [6 empty] | Eagle | 39.6486 | -106.9494
54839 | Eagle Materials Co LLC | 54630 | American Gypsum Cogeneration | Industrial CHP | CO | T-1 | 2.8 | 2.6 | Natural Gas Fired Combustion Turbine | NG | GT | 3 | 1990 |  |  | (OP) Operating | [6 empty] | Eagle | 39.6486 | -106.9494
54839 | Eagle Materials Co LLC | 54630 | American Gypsum Cogeneration | Industrial CHP | CO | T-2 | 3.6 | 2.6 | Natural Gas Fired Combustion Turbine | NG | GT | 3 | 1990 |  |  | (OP) Operating | [6 empty] | Eagle | 39.6486 | -106.9494
16793 | Schuylkill Energy Resource Inc | 54634 | St Nicholas Cogen Project | IPP CHP | PA | SNCP | 99.2 | 86.4 | Conventional Steam Coal | WC | ST | 9 | 1990 |  |  | (OP) Operating | [6 empty] | Schuylkill | 40.8222 | -76.1736
30052 | Huntsman Corp | 54637 | JCO Oxides Olefins Plant | Industrial CHP | TX | GCG1 | 38.6 | 30.5 | Natural Gas Fired Combustion Turbine | NG | GT | 9 | 1992 |  |  | (OP) Operating | [6 empty] | JEFFERSON | 29.9635 | -93.9297
30052 | Huntsman Corp | 54637 | JCO Oxides Olefins Plant | Industrial CHP | TX | GCG2 | 38.6 | 30.5 | Natural Gas Fired Combustion Turbine | NG | GT | 9 | 1992 |  |  | (OP) Operating | [6 empty] | JEFFERSON | 29.9635 | -93.9297
56137 | Domtar LLC | 54638 | Johnsonburg Mill | Industrial CHP | PA | PT1 | 54 | 49 | Wood/Wood Waste Biomass | BLQ | ST | 2 | 1993 |  |  | (OP) Operating | [6 empty] | Elk | 41.4915 | -78.6758
7595 | Great Lakes Hydro America LLC | 54639 | Berlin Gorham | IPP Non-CHP | NH | CAS1 | 2.4 | 2.4 | Conventional Hydroelectric | WAT | HY | 1 | 1914 |  |  | (OP) Operating | [6 empty] | Coos | 44.3889 | -71.1645
7595 | Great Lakes Hydro America LLC | 54639 | Berlin Gorham | IPP Non-CHP | NH | CAS2 | 2.4 | 2.4 | Conventional Hydroelectric | WAT | HY | 1 | 1916 |  |  | (OP) Operating | [6 empty] | Coos | 44.3889 | -71.1645
7595 | Great Lakes Hydro America LLC | 54639 | Berlin Gorham | IPP Non-CHP | NH | CAS3 | 3.1 | 3.1 | Conventional Hydroelectric | WAT | HY | 1 | 1918 |  |  | (OP) Operating | [6 empty] | Coos | 44.3889 | -71.1645
7595 | Great Lakes Hydro America LLC | 54639 | Berlin Gorham | IPP Non-CHP | NH | GOR1 | 1.2 | 1.2 | Conventional Hydroelectric | WAT | HY | 1 | 1920 |  |  | (OP) Operating | [6 empty] | Coos | 44.3889 | -71.1645
7595 | Great Lakes Hydro America LLC | 54639 | Berlin Gorham | IPP Non-CHP | NH | GOR2 | 1.2 | 1.2 | Conventional Hydroelectric | WAT | HY | 1 | 1920 |  |  | (OP) Operating | [6 empty] | Coos | 44.3889 | -71.1645
7595 | Great Lakes Hydro America LLC | 54639 | Berlin Gorham | IPP Non-CHP | NH | GOR3 | 1.2 | 1.2 | Conventional Hydroelectric | WAT | HY | 1 | 1920 |  |  | (OP) Operating | [6 empty] | Coos | 44.3889 | -71.1645
7595 | Great Lakes Hydro America LLC | 54639 | Berlin Gorham | IPP Non-CHP | NH | GOR4 | 1.2 | 1.2 | Conventional Hydroelectric | WAT | HY | 1 | 1920 |  |  | (OP) Operating | [6 empty] | Coos | 44.3889 | -71.1645
7595 | Great Lakes Hydro America LLC | 54639 | Berlin Gorham | IPP Non-CHP | NH | RS1 | 3.8 | 3.8 | Conventional Hydroelectric | WAT | HY | 1 | 1920 |  |  | (OP) Operating | [6 empty] | Coos | 44.3889 | -71.1645
7595 | Great Lakes Hydro America LLC | 54639 | Berlin Gorham | IPP Non-CHP | NH | RS3 | 4.1 | 4.1 | Conventional Hydroelectric | WAT | HY | 1 | 1920 |  |  | (OP) Operating | [6 empty] | Coos | 44.3889 | -71.1645
7595 | Great Lakes Hydro America LLC | 54639 | Berlin Gorham | IPP Non-CHP | NH | SH2 | 0.9 | 0.9 | Conventional Hydroelectric | WAT | HY | 1 | 1916 |  |  | (OP) Operating | [6 empty] | Coos | 44.3889 | -71.1645
7595 | Great Lakes Hydro America LLC | 54639 | Berlin Gorham | IPP Non-CHP | NH | SHL1 | 0.9 | 0.9 | Conventional Hydroelectric | WAT | HY | 1 | 1916 |  |  | (OP) Operating | [6 empty] | Coos | 44.3889 | -71.1645
7595 | Great Lakes Hydro America LLC | 54639 | Berlin Gorham | IPP Non-CHP | NH | SHL3 | 1.8 | 1.8 | Conventional Hydroelectric | WAT | HY | 1 | 1929 |  |  | (OP) Operating | [6 empty] | Coos | 44.3889 | -71.1645
7595 | Great Lakes Hydro America LLC | 54639 | Berlin Gorham | IPP Non-CHP | NH | SM1 | 0.8 | 0.8 | Conventional Hydroelectric | WAT | HY | 10 | 1980 |  |  | (OP) Operating | [6 empty] | Coos | 44.3889 | -71.1645
7595 | Great Lakes Hydro America LLC | 54639 | Berlin Gorham | IPP Non-CHP | NH | SM2 | 0.8 | 0.8 | Conventional Hydroelectric | WAT | HY | 10 | 1980 |  |  | (OP) Operating | [6 empty] | Coos | 44.3889 | -71.1645
7595 | Great Lakes Hydro America LLC | 54639 | Berlin Gorham | IPP Non-CHP | NH | SM3 | 0.7 | 0.8 | Conventional Hydroelectric | WAT | HY | 10 | 1980 |  |  | (OP) Operating | [6 empty] | Coos | 44.3889 | -71.1645
7595 | Great Lakes Hydro America LLC | 54639 | Berlin Gorham | IPP Non-CHP | NH | SM4 | 0.8 | 0.8 | Conventional Hydroelectric | WAT | HY | 10 | 1980 |  |  | (OP) Operating | [6 empty] | Coos | 44.3889 | -71.1645
7595 | Great Lakes Hydro America LLC | 54639 | Berlin Gorham | IPP Non-CHP | NH | XP1 | 0.6 | 0.6 | Conventional Hydroelectric | WAT | HY | 1 | 1921 |  |  | (OP) Operating | [6 empty] | Coos | 44.3889 | -71.1645
7595 | Great Lakes Hydro America LLC | 54639 | Berlin Gorham | IPP Non-CHP | NH | XP2 | 0.6 | 0.6 | Conventional Hydroelectric | WAT | HY | 1 | 1921 |  |  | (OP) Operating | [6 empty] | Coos | 44.3889 | -71.1645
7595 | Great Lakes Hydro America LLC | 54639 | Berlin Gorham | IPP Non-CHP | NH | XP3 | 0.6 | 0.6 | Conventional Hydroelectric | WAT | HY | 1 | 1921 |  |  | (OP) Operating | [6 empty] | Coos | 44.3889 | -71.1645
7595 | Great Lakes Hydro America LLC | 54639 | Berlin Gorham | IPP Non-CHP | NH | XP4 | 0.5 | 0.5 | Conventional Hydroelectric | WAT | HY | 1 | 1921 |  |  | (OP) Operating | [6 empty] | Coos | 44.3889 | -71.1645
7595 | Great Lakes Hydro America LLC | 54639 | Berlin Gorham | IPP Non-CHP | NH | XP5 | 0.7 | 0.7 | Conventional Hydroelectric | WAT | HY | 1 | 1924 |  |  | (OP) Operating | [6 empty] | Coos | 44.3889 | -71.1645
56160 | NAEA Operating Company LLC | 54640 | NAEA Lakewood LLC | IPP Non-CHP | NJ | GEN1 | 77.9 | 77.2 | Natural Gas Fired Combined Cycle | NG | CT | 4 | 1994 |  |  | (SB) Standby/Backup: available for service but not normally used | [6 empty] | Ocean | 40.0613 | -74.1686
56160 | NAEA Operating Company LLC | 54640 | NAEA Lakewood LLC | IPP Non-CHP | NJ | GEN2 | 77.9 | 76.2 | Natural Gas Fired Combined Cycle | NG | CT | 4 | 1994 |  |  | (SB) Standby/Backup: available for service but not normally used | [6 empty] | Ocean | 40.0613 | -74.1686
56160 | NAEA Operating Company LLC | 54640 | NAEA Lakewood LLC | IPP Non-CHP | NJ | GEN3 | 81 | 79.7 | Natural Gas Fired Combined Cycle | NG | CA | 4 | 1994 |  |  | (SB) Standby/Backup: available for service but not normally used | [6 empty] | Ocean | 40.0613 | -74.1686
9989 | Kalaeloa Partners LP | 54646 | Kalaeloa Cogen Plant | IPP CHP | HI | CT1 | 119.2 | 85 | Petroleum Liquids | RFO | CT | 10 | 1989 |  |  | (OP) Operating | [6 empty] | Honolulu | 21.3021 | -158.0963
9989 | Kalaeloa Partners LP | 54646 | Kalaeloa Cogen Plant | IPP CHP | HI | CT2 | 119.2 | 85 | Petroleum Liquids | RFO | CT | 1 | 1991 |  |  | (OP) Operating | [6 empty] | Honolulu | 21.3021 | -158.0963
9989 | Kalaeloa Partners LP | 54646 | Kalaeloa Cogen Plant | IPP CHP | HI | ST | 61 | 50 | Petroleum Liquids | RFO | CA | 3 | 1991 |  |  | (OP) Operating | [6 empty] | Honolulu | 21.3021 | -158.0963
2770 | Terra-Gen Operating Co LLC | 54647 | TPC Windfarms LLC | IPP Non-CHP | CA | EXIS | 28.7 | 28.7 | Onshore Wind Turbine | WND | WT | 12 | 1986 |  |  | (OP) Operating | [6 empty] | Kern | 35.05 | -118.2572
11664 | Mark Technologies Corp | 54650 | Swanmill Windfarm I | IPP Non-CHP | CA | EXI2 | 9.1 | 9.1 | Onshore Wind Turbine | WND | WT | 12 | 1989 |  |  | (OP) Operating | [6 empty] | Riverside | 33.9211 | -116.5642
11664 | Mark Technologies Corp | 54650 | Swanmill Windfarm I | IPP Non-CHP | CA | EXIS | 9.6 | 9.6 | Onshore Wind Turbine | WND | WT | 12 | 1988 |  |  | (OP) Operating | [6 empty] | Riverside | 33.9211 | -116.5642
18194 | STS Hydropower Ltd | 54653 | Kanaka | IPP Non-CHP | CA | KAN1 | 1.1 | 1.1 | Conventional Hydroelectric | WAT | HY | 12 | 1988 |  |  | (OP) Operating | [6 empty] | Butte | 39.5589 | -121.2961
18194 | STS Hydropower Ltd | 54654 | Kekawaka Power House | IPP Non-CHP | CA | KEK1 | 4.9 | 4.9 | Conventional Hydroelectric | WAT | HY | 12 | 1989 |  |  | (OP) Operating | [6 empty] | Trinity | 40.0941 | -123.509
18232 | STS HydroPower Ltd-Schoolfield Dam | 54655 | Schoolfield Dam | IPP Non-CHP | VA | SCH1 | 1.5 | 1.5 | Conventional Hydroelectric | WAT | HY | 10 | 1990 |  |  | (OP) Operating | [6 empty] | Pittsylvania | 36.5768 | -79.4325
18232 | STS HydroPower Ltd-Schoolfield Dam | 54655 | Schoolfield Dam | IPP Non-CHP | VA | SCH2 | 1.5 | 1.5 | Conventional Hydroelectric | WAT | HY | 11 | 1990 |  |  | (OP) Operating | [6 empty] | Pittsylvania | 36.5768 | -79.4325
18232 | STS HydroPower Ltd-Schoolfield Dam | 54655 | Schoolfield Dam | IPP Non-CHP | VA | SCH3 | 1.5 | 1.5 | Conventional Hydroelectric | WAT | HY | 12 | 1990 |  |  | (OA) Out of service but expected to return to service in next calendar year | [6 empty] | Pittsylvania | 36.5768 | -79.4325
9210 | International Paper Co-Riegelwood | 54656 | International Paper Riegelwood Mill | Industrial CHP | NC | NO 1 | 7.5 | 7.8 | Wood/Wood Waste Biomass | BLQ | ST | 12 | 1951 |  |  | (OP) Operating | [6 empty] | Columbus | 34.3533 | -78.2137
9210 | International Paper Co-Riegelwood | 54656 | International Paper Riegelwood Mill | Industrial CHP | NC | NO 2 | 10 | 8.3 | Wood/Wood Waste Biomass | BLQ | ST | 12 | 1955 |  |  | (OP) Operating | [6 empty] | Columbus | 34.3533 | -78.2137
9210 | International Paper Co-Riegelwood | 54656 | International Paper Riegelwood Mill | Industrial CHP | NC | NO3 | 44 | 44.5 | Wood/Wood Waste Biomass | BLQ | ST | 12 | 1976 |  |  | (OP) Operating | [6 empty] | Columbus | 34.3533 | -78.2137
54843 | WM Illinois Renewable Energy LLC | 54659 | Kankakee Gas Recovery | IPP Non-CHP | IL | GEN1 | 0.8 | 0.8 | Landfill Gas | LFG | IC | 6 | 1992 |  |  | (OP) Operating | [6 empty] | Kankakee | 41.0333 | -87.8678
54843 | WM Illinois Renewable Energy LLC | 54659 | Kankakee Gas Recovery | IPP Non-CHP | IL | GEN2 | 0.8 | 0.8 | Landfill Gas | LFG | IC | 6 | 1992 |  |  | (OP) Operating | [6 empty] | Kankakee | 41.0333 | -87.8678
54842 | WM Renewable Energy LLC | 54661 | Pheasant Run Landfill Gas Recovery | IPP Non-CHP | WI | GE10 | 0.8 | 0.8 | Landfill Gas | LFG | IC | 7 | 2002 |  |  | (OP) Operating | [6 empty] | Kenosha | 42.5825 | -88.0436
54842 | WM Renewable Energy LLC | 54661 | Pheasant Run Landfill Gas Recovery | IPP Non-CHP | WI | GE11 | 0.8 | 0.8 | Landfill Gas | LFG | IC | 7 | 2002 |  |  | (OP) Operating | [6 empty] | Kenosha | 42.5825 | -88.0436
54842 | WM Renewable Energy LLC | 54661 | Pheasant Run Landfill Gas Recovery | IPP Non-CHP | WI | GEN1 | 0.8 | 0.8 | Landfill Gas | LFG | IC | 2 | 1992 |  |  | (OP) Operating | [6 empty] | Kenosha | 42.5825 | -88.0436
54842 | WM Renewable Energy LLC | 54661 | Pheasant Run Landfill Gas Recovery | IPP Non-CHP | WI | GEN2 | 0.8 | 0.8 | Landfill Gas | LFG | IC | 2 | 1992 |  |  | (OP) Operating | [6 empty] | Kenosha | 42.5825 | -88.0436
54842 | WM Renewable Energy LLC | 54661 | Pheasant Run Landfill Gas Recovery | IPP Non-CHP | WI | GEN3 | 0.8 | 0.8 | Landfill Gas | LFG | IC | 2 | 1996 |  |  | (OP) Operating | [6 empty] | Kenosha | 42.5825 | -88.0436
54842 | WM Renewable Energy LLC | 54661 | Pheasant Run Landfill Gas Recovery | IPP Non-CHP | WI | GEN4 | 0.8 | 0.8 | Landfill Gas | LFG | IC | 2 | 2000 |  |  | (OP) Operating | [6 empty] | Kenosha | 42.5825 | -88.0436
54842 | WM Renewable Energy LLC | 54661 | Pheasant Run Landfill Gas Recovery | IPP Non-CHP | WI | GEN5 | 0.8 | 0.8 | Landfill Gas | LFG | IC | 2 | 2000 |  |  | (OP) Operating | [6 empty] | Kenosha | 42.5825 | -88.0436
54842 | WM Renewable Energy LLC | 54661 | Pheasant Run Landfill Gas Recovery | IPP Non-CHP | WI | GEN6 | 0.8 | 0.8 | Landfill Gas | LFG | IC | 2 | 2000 |  |  | (OP) Operating | [6 empty] | Kenosha | 42.5825 | -88.0436
54842 | WM Renewable Energy LLC | 54661 | Pheasant Run Landfill Gas Recovery | IPP Non-CHP | WI | GEN7 | 0.8 | 0.8 | Landfill Gas | LFG | IC | 2 | 2000 |  |  | (OP) Operating | [6 empty] | Kenosha | 42.5825 | -88.0436
54842 | WM Renewable Energy LLC | 54661 | Pheasant Run Landfill Gas Recovery | IPP Non-CHP | WI | GEN8 | 0.8 | 0.8 | Landfill Gas | LFG | IC | 7 | 2002 |  |  | (OP) Operating | [6 empty] | Kenosha | 42.5825 | -88.0436
54842 | WM Renewable Energy LLC | 54661 | Pheasant Run Landfill Gas Recovery | IPP Non-CHP | WI | GEN9 | 0.8 | 0.8 | Landfill Gas | LFG | IC | 7 | 2002 |  |  | (OP) Operating | [6 empty] | Kenosha | 42.5825 | -88.0436
54843 | WM Illinois Renewable Energy LLC | 54662 | Woodland Landfill Gas Recovery | IPP Non-CHP | IL | GEN1 | 0.8 | 0.8 | Landfill Gas | LFG | IC | 5 | 1992 |  |  | (OP) Operating | [6 empty] | Kane | 41.9786 | -88.2975
54843 | WM Illinois Renewable Energy LLC | 54662 | Woodland Landfill Gas Recovery | IPP Non-CHP | IL | GEN2 | 0.8 | 0.8 | Landfill Gas | LFG | IC | 5 | 1992 |  |  | (OP) Operating | [6 empty] | Kane | 41.9786 | -88.2975
54843 | WM Illinois Renewable Energy LLC | 54662 | Woodland Landfill Gas Recovery | IPP Non-CHP | IL | GEN3 | 1.6 | 1.6 | Landfill Gas | LFG | IC | 5 | 2010 |  |  | (OP) Operating | [6 empty] | Kane | 41.9786 | -88.2975
54843 | WM Illinois Renewable Energy LLC | 54662 | Woodland Landfill Gas Recovery | IPP Non-CHP | IL | GEN4 | 1.6 | 1.6 | Landfill Gas | LFG | IC | 5 | 2010 |  |  | (OP) Operating | [6 empty] | Kane | 41.9786 | -88.2975
54842 | WM Renewable Energy LLC | 54663 | Turnkey Landfill Gas Recovery | IPP Non-CHP | NH | GEN1 | 0.8 | 0.8 | Landfill Gas | LFG | IC | 2 | 1992 |  |  | (OP) Operating | [6 empty] | Strafford | 43.2416 | -70.9664
54842 | WM Renewable Energy LLC | 54663 | Turnkey Landfill Gas Recovery | IPP Non-CHP | NH | GEN2 | 0.8 | 0.8 | Landfill Gas | LFG | IC | 2 | 1992 |  |  | (OP) Operating | [6 empty] | Strafford | 43.2416 | -70.9664
54842 | WM Renewable Energy LLC | 54663 | Turnkey Landfill Gas Recovery | IPP Non-CHP | NH | GEN3 | 0.8 | 0.8 | Landfill Gas | LFG | IC | 2 | 1992 |  |  | (OP) Operating | [6 empty] | Strafford | 43.2416 | -70.9664
54842 | WM Renewable Energy LLC | 54663 | Turnkey Landfill Gas Recovery | IPP Non-CHP | NH | GEN4 | 0.8 | 0.8 | Landfill Gas | LFG | IC | 9 | 1993 |  |  | (OP) Operating | [6 empty] | Strafford | 43.2416 | -70.9664
54842 | WM Renewable Energy LLC | 54663 | Turnkey Landfill Gas Recovery | IPP Non-CHP | NH | GEN5 | 3 | 2.9 | Landfill Gas | LFG | GT | 12 | 1997 |  |  | (OP) Operating | [6 empty] | Strafford | 43.2416 | -70.9664
54842 | WM Renewable Energy LLC | 54663 | Turnkey Landfill Gas Recovery | IPP Non-CHP | NH | GEN6 | 3 | 2.9 | Landfill Gas | LFG | GT | 12 | 1997 |  |  | (OP) Operating | [6 empty] | Strafford | 43.2416 | -70.9664
18031 | Steamboat Development Corp | 54665 | Steamboat II | IPP Non-CHP | NV | T201 | 9.1 | 5.4 | Geothermal | GEO | BT | 8 | 1992 |  |  | (OP) Operating | [6 empty] | Washoe | 39.3951 | -119.7471
18031 | Steamboat Development Corp | 54665 | Steamboat II | IPP Non-CHP | NV | T202 | 9.1 | 5.4 | Geothermal | GEO | BT | 8 | 1992 |  |  | (OP) Operating | [6 empty] | Washoe | 39.3951 | -119.7471
18031 | Steamboat Development Corp | 54666 | Steamboat III | IPP Non-CHP | NV | T301 | 9.1 | 5.4 | Geothermal | GEO | BT | 10 | 1992 |  |  | (OP) Operating | [6 empty] | Washoe | 39.3951 | -119.7471
18031 | Steamboat Development Corp | 54666 | Steamboat III | IPP Non-CHP | NV | T302 | 9.1 | 5.4 | Geothermal | GEO | BT | 10 | 1992 |  |  | (OP) Operating | [6 empty] | Washoe | 39.3951 | -119.7471
3670 | FreePort-McMoRan-Corp-Chino Mines | 54667 | Chino Mines | Industrial Non-CHP | NM | 7 | 16.5 | 15.4 | Natural Gas Fired Combined Cycle | NG | CA | 10 | 1959 |  |  | (SB) Standby/Backup: available for service but not normally used | [6 empty] | Grant | 32.6956 | -108.1225
3670 | FreePort-McMoRan-Corp-Chino Mines | 54667 | Chino Mines | Industrial Non-CHP | NM | 9 | 37.5 | 35 | Natural Gas Fired Combined Cycle | NG | CT | 7 | 2001 |  |  | (SB) Standby/Backup: available for service but not normally used | [6 empty] | Grant | 32.6956 | -108.1225
11782 | Marysville Hydro Partners | 54668 | Falls River Hydro | IPP Non-CHP | ID | 1 | 4.5 | 4.5 | Conventional Hydroelectric | WAT | HY | 8 | 1993 |  |  | (OP) Operating | [6 empty] | Fremont | 44.0597 | -111.3535
11782 | Marysville Hydro Partners | 54668 | Falls River Hydro | IPP Non-CHP | ID | 2 | 4.5 | 4.5 | Conventional Hydroelectric | WAT | HY | 8 | 1993 |  |  | (OP) Operating | [6 empty] | Fremont | 44.0597 | -111.3535
6527 | Ford Hydro Ltd Partnership | 54674 | Ford Hydro LP | IPP Non-CHP | ID | GEN1 | 0.4 | 0.2 | Conventional Hydroelectric | WAT | HY | 3 | 1988 |  |  | (OP) Operating | [6 empty] | Clearwater | 46.3838 | -115.9493
6527 | Ford Hydro Ltd Partnership | 54674 | Ford Hydro LP | IPP Non-CHP | ID | GEN2 | 0.4 | 0.2 | Conventional Hydroelectric | WAT | HY | 3 | 1988 |  |  | (OP) Operating | [6 empty] | Clearwater | 46.3838 | -115.9493
6527 | Ford Hydro Ltd Partnership | 54674 | Ford Hydro LP | IPP Non-CHP | ID | GEN3 | 0.4 | 0.2 | Conventional Hydroelectric | WAT | HY | 3 | 1988 |  |  | (OP) Operating | [6 empty] | Clearwater | 46.3838 | -115.9493
17664 | Spartanburg Commissioners PW | 54675 | Spartanburg Water System | Commercial Non-CHP | SC | DI2 | 2 | 2 | Petroleum Liquids | DFO | IC | 12 | 2011 |  |  | (SB) Standby/Backup: available for service but not normally used | [6 empty] | SPARTANBURG | 35.1103 | -81.9675
17664 | Spartanburg Commissioners PW | 54675 | Spartanburg Water System | Commercial Non-CHP | SC | DI3 | 1.3 | 1.3 | Petroleum Liquids | DFO | IC | 12 | 2011 |  |  | (SB) Standby/Backup: available for service but not normally used | [6 empty] | SPARTANBURG | 35.1103 | -81.9675
17664 | Spartanburg Commissioners PW | 54675 | Spartanburg Water System | Commercial Non-CHP | SC | HG1 | 0.5 | 0.5 | Conventional Hydroelectric | WAT | HY | 1 | 1926 |  |  | (SB) Standby/Backup: available for service but not normally used | [6 empty] | SPARTANBURG | 35.1103 | -81.9675
17664 | Spartanburg Commissioners PW | 54675 | Spartanburg Water System | Commercial Non-CHP | SC | HG2 | 0.5 | 0.5 | Conventional Hydroelectric | WAT | HY | 1 | 1926 |  |  | (SB) Standby/Backup: available for service but not normally used | [6 empty] | SPARTANBURG | 35.1103 | -81.9675
5374 | Dow Chemical Company-Oyster Creek VIII | 54676 | Oyster Creek Unit VIII | IPP CHP | TX | G81 | 99 | 73 | Natural Gas Fired Combined Cycle | NG | CT | 10 | 1994 |  |  | (OP) Operating | [6 empty] | Brazoria | 28.9802 | -95.342
5374 | Dow Chemical Company-Oyster Creek VIII | 54676 | Oyster Creek Unit VIII | IPP CHP | TX | G82 | 99 | 73 | Natural Gas Fired Combined Cycle | NG | CT | 10 | 1994 |  |  | (OP) Operating | [6 empty] | Brazoria | 28.9802 | -95.342
5374 | Dow Chemical Company-Oyster Creek VIII | 54676 | Oyster Creek Unit VIII | IPP CHP | TX | G83 | 99 | 73 | Natural Gas Fired Combined Cycle | NG | CT | 10 | 1994 |  |  | (OP) Operating | [6 empty] | Brazoria | 28.9802 | -95.342
5374 | Dow Chemical Company-Oyster Creek VIII | 54676 | Oyster Creek Unit VIII | IPP CHP | TX | G84 | 200.9 | 160 | Natural Gas Fired Combined Cycle | NG | CA | 10 | 1994 |  |  | (OP) Operating | [6 empty] | Brazoria | 28.9802 | -95.342
4660 | CII Carbon LLC | 54677 | CII Carbon LLC | Industrial CHP | LA | TG-2 | 23 | 23 | All Other | WH | ST | 1 | 1951 |  |  | (OP) Operating | [6 empty] | St Bernard | 29.9327 | -89.9782
4660 | CII Carbon LLC | 54677 | CII Carbon LLC | Industrial CHP | LA | TG-3 | 23 | 23 | All Other | WH | ST | 1 | 1951 |  |  | (SB) Standby/Backup: available for service but not normally used | [6 empty] | St Bernard | 29.9327 | -89.9782
6371 | First National Bank-Commerce | 54678 | Sidney A Murray Jr Hydroelectric | IPP Non-CHP | LA | 01 | 24 | 24 | Conventional Hydroelectric | WAT | HY | 7 | 1990 |  |  | (OP) Operating | [6 empty] | Concordia | 31.088 | -91.6189
6371 | First National Bank-Commerce | 54678 | Sidney A Murray Jr Hydroelectric | IPP Non-CHP | LA | 02 | 24 | 24 | Conventional Hydroelectric | WAT | HY | 8 | 1990 |  |  | (OP) Operating | [6 empty] | Concordia | 31.088 | -91.6189
6371 | First National Bank-Commerce | 54678 | Sidney A Murray Jr Hydroelectric | IPP Non-CHP | LA | 03 | 24 | 24 | Conventional Hydroelectric | WAT | HY | 6 | 1990 |  |  | (OP) Operating | [6 empty] | Concordia | 31.088 | -91.6189
6371 | First National Bank-Commerce | 54678 | Sidney A Murray Jr Hydroelectric | IPP Non-CHP | LA | 04 | 24 | 24 | Conventional Hydroelectric | WAT | HY | 5 | 1990 |  |  | (OP) Operating | [6 empty] | Concordia | 31.088 | -91.6189
6371 | First National Bank-Commerce | 54678 | Sidney A Murray Jr Hydroelectric | IPP Non-CHP | LA | 05 | 24 | 24 | Conventional Hydroelectric | WAT | HY | 6 | 1990 |  |  | (OP) Operating | [6 empty] | Concordia | 31.088 | -91.6189
6371 | First National Bank-Commerce | 54678 | Sidney A Murray Jr Hydroelectric | IPP Non-CHP | LA | 06 | 24 | 24 | Conventional Hydroelectric | WAT | HY | 5 | 1990 |  |  | (OP) Operating | [6 empty] | Concordia | 31.088 | -91.6189
6371 | First National Bank-Commerce | 54678 | Sidney A Murray Jr Hydroelectric | IPP Non-CHP | LA | 07 | 24 | 24 | Conventional Hydroelectric | WAT | HY | 6 | 1990 |  |  | (OP) Operating | [6 empty] | Concordia | 31.088 | -91.6189
6371 | First National Bank-Commerce | 54678 | Sidney A Murray Jr Hydroelectric | IPP Non-CHP | LA | 08 | 24 | 24 | Conventional Hydroelectric | WAT | HY | 7 | 1990 |  |  | (OP) Operating | [6 empty] | Concordia | 31.088 | -91.6189
1994 | Boulder City of | 54679 | Boulder City Lakewood Hydro | IPP Non-CHP | CO | 0001 | 3.5 | 3.5 | Conventional Hydroelectric | WAT | HY | 2 | 2004 |  |  | (OP) Operating | [6 empty] | Boulder | 40.0111 | -105.3347
1994 | Boulder City of | 54680 | Boulder City Betasso Hydro Plant | IPP Non-CHP | CO | 0001 | 3 | 3 | Conventional Hydroelectric | WAT | HY | 12 | 1987 |  |  | (OP) Operating | [6 empty] | Boulder | 40.0111 | -105.3347
59099 | New Dimension Energy Company, LLC | 54681 | Difwind Farms Ltd I | IPP Non-CHP | CA | EXIS | 7.3 | 7.3 | Onshore Wind Turbine | WND | WT | 1 | 1986 |  |  | (OP) Operating | [6 empty] | Riverside | 33.9603 | -116.5364
59099 | New Dimension Energy Company, LLC | 54682 | Difwind Farms Ltd II | IPP Non-CHP | CA | EXIS | 5.5 | 5.4 | Onshore Wind Turbine | WND | WT | 1 | 1986 |  |  | (OP) Operating | [6 empty] | Riverside | 33.9603 | -116.5364
59099 | New Dimension Energy Company, LLC | 54685 | Difwind Farms Ltd V | IPP Non-CHP | CA | EXIS | 11.7 | 11.6 | Onshore Wind Turbine | WND | WT | 1 | 1987 |  |  | (OP) Operating | [6 empty] | Riverside | 33.9211 | -116.5642
57170 | EDF Renewable Asset Holdings, Inc. | 54686 | Difwind Farms Ltd VI | IPP Non-CHP | CA | EXIS | 27.1 | 25.3 | Onshore Wind Turbine | WND | WT | 1 | 1987 |  |  | (OP) Operating | [6 empty] | Kern | 35.0506 | -118.1714
42890 | Woonsocket City of | 54688 | Thundermist Hydro | IPP Non-CHP | RI | HYD1 | 1.2 | 1.1 | Conventional Hydroelectric | WAT | HY | 6 | 1981 |  |  | (OS) Out of service and NOT expected to return to service in next calendar year | [6 empty] | Providence | 41.999 | -71.5174
49748 | ORCAL Geothermal, Inc | 54689 | Heber Geothermal | IPP Non-CHP | CA | 1 | 52 | 38 | Geothermal | GEO | ST | 6 | 1985 |  |  | (OP) Operating | [6 empty] | Imperial | 32.7146 | -115.518
49748 | ORCAL Geothermal, Inc | 54689 | Heber Geothermal | IPP Non-CHP | CA | 2 | 7 | 5 | Geothermal | GEO | BT | 6 | 2006 |  |  | (OP) Operating | [6 empty] | Imperial | 32.7146 | -115.518
49748 | ORCAL Geothermal, Inc | 54689 | Heber Geothermal | IPP Non-CHP | CA | 3 | 3.5 | 2.5 | Geothermal | GEO | BT | 6 | 2006 |  |  | (OP) Operating | [6 empty] | Imperial | 32.7146 | -115.518
24206 | Amalgamated Sugar Co-Nampa | 54690 | Amalgamated Sugar LLC Nampa | Industrial CHP | ID | 2250 | 2.2 | 2.2 | Conventional Steam Coal | BIT | ST | 10 | 1948 |  |  | (OP) Operating | [6 empty] | Canyon | 43.6058 | -116.5753
24206 | Amalgamated Sugar Co-Nampa | 54690 | Amalgamated Sugar LLC Nampa | Industrial CHP | ID | 500 | 0.5 | 0.5 | Conventional Steam Coal | BIT | ST | 10 | 1950 |  |  | (SB) Standby/Backup: available for service but not normally used | [6 empty] | Canyon | 43.6058 | -116.5753
24206 | Amalgamated Sugar Co-Nampa | 54690 | Amalgamated Sugar LLC Nampa | Industrial CHP | ID | 6500 | 6 | 6 | Conventional Steam Coal | BIT | ST | 10 | 1968 |  |  | (OP) Operating | [6 empty] | Canyon | 43.6058 | -116.5753
57280 | Eagle Creek RE LLC | 54691 | Lower Beaver Falls Project | IPP Non-CHP | NY | 2G | 0.5 | 0.5 | Conventional Hydroelectric | WAT | HY | 12 | 1979 |  |  | (OP) Operating | [6 empty] | Lewis | 43.8844 | -75.4306
57280 | Eagle Creek RE LLC | 54691 | Lower Beaver Falls Project | IPP Non-CHP | NY | 3G | 0.5 | 0.5 | Conventional Hydroelectric | WAT | HY | 12 | 1979 |  |  | (OP) Operating | [6 empty] | Lewis | 43.8844 | -75.4306
56516 | Morris Energy Operations Company, LLC | 54693 | York Generation Company LLC | IPP Non-CHP | PA | GT#1 | 8.3 | 46.2 | Natural Gas Fired Combined Cycle | NG | CT | 4 | 1989 |  |  | (OP) Operating | [6 empty] | York | 39.9856 | -76.6762
56516 | Morris Energy Operations Company, LLC | 54693 | York Generation Company LLC | IPP Non-CHP | PA | GT#2 | 8.3 |  | Natural Gas Fired Combined Cycle | NG | CT | 4 | 1989 |  |  | (OP) Operating | [6 empty] | York | 39.9856 | -76.6762
56516 | Morris Energy Operations Company, LLC | 54693 | York Generation Company LLC | IPP Non-CHP | PA | GT#5 | 8.3 |  | Natural Gas Fired Combined Cycle | NG | CT | 4 | 1989 |  |  | (OP) Operating | [6 empty] | York | 39.9856 | -76.6762
56516 | Morris Energy Operations Company, LLC | 54693 | York Generation Company LLC | IPP Non-CHP | PA | GT#6 | 8.3 |  | Natural Gas Fired Combined Cycle | NG | CT | 4 | 1989 |  |  | (OP) Operating | [6 empty] | York | 39.9856 | -76.6762
56516 | Morris Energy Operations Company, LLC | 54693 | York Generation Company LLC | IPP Non-CHP | PA | ST#1 | 9.5 |  | Natural Gas Fired Combined Cycle | NG | CA | 8 | 1989 |  |  | (OP) Operating | [6 empty] | York | 39.9856 | -76.6762
56516 | Morris Energy Operations Company, LLC | 54693 | York Generation Company LLC | IPP Non-CHP | PA | ST#2 | 9.5 |  | Natural Gas Fired Combined Cycle | NG | CA | 8 | 1989 |  |  | (OP) Operating | [6 empty] | York | 39.9856 | -76.6762
49919 | Falcon Power Operating Company | 54694 | Yuma Cogeneration Associates | IPP CHP | AZ | GEN1 | 44.1 | 35.1 | Natural Gas Fired Combined Cycle | NG | CT | 3 | 1994 |  |  | (OP) Operating | [6 empty] | Yuma | 32.7288 | -114.6541
49919 | Falcon Power Operating Company | 54694 | Yuma Cogeneration Associates | IPP CHP | AZ | GEN2 | 18.5 | 17.1 | Natural Gas Fired Combined Cycle | NG | CA | 3 | 1994 |  |  | (OP) Operating | [6 empty] | Yuma | 32.7288 | -114.6541
54842 | WM Renewable Energy LLC | 54700 | Metro Methane Recovery Facility | IPP Non-CHP | IA | GEN1 | 0.8 | 0.8 | Landfill Gas | LFG | IC | 1 | 1998 |  |  | (OP) Operating | [6 empty] | Polk | 41.5989 | -93.355
54842 | WM Renewable Energy LLC | 54700 | Metro Methane Recovery Facility | IPP Non-CHP | IA | GEN10 | 1.6 | 1.6 | Landfill Gas | LFG | IC | 3 | 2014 |  |  | (OP) Operating | [6 empty] | Polk | 41.5989 | -93.355
54842 | WM Renewable Energy LLC | 54700 | Metro Methane Recovery Facility | IPP Non-CHP | IA | GEN11 | 1.6 | 1.6 | Landfill Gas | LFG | IC | 3 | 2014 |  |  | (OP) Operating | [6 empty] | Polk | 41.5989 | -93.355
54842 | WM Renewable Energy LLC | 54700 | Metro Methane Recovery Facility | IPP Non-CHP | IA | GEN12 | 1.6 | 1.6 | Landfill Gas | LFG | IC | 3 | 2014 |  |  | (OP) Operating | [6 empty] | Polk | 41.5989 | -93.355
54842 | WM Renewable Energy LLC | 54700 | Metro Methane Recovery Facility | IPP Non-CHP | IA | GEN2 | 0.8 | 0.8 | Landfill Gas | LFG | IC | 1 | 1998 |  |  | (OP) Operating | [6 empty] | Polk | 41.5989 | -93.355
54842 | WM Renewable Energy LLC | 54700 | Metro Methane Recovery Facility | IPP Non-CHP | IA | GEN3 | 0.8 | 0.8 | Landfill Gas | LFG | IC | 1 | 1998 |  |  | (OP) Operating | [6 empty] | Polk | 41.5989 | -93.355
54842 | WM Renewable Energy LLC | 54700 | Metro Methane Recovery Facility | IPP Non-CHP | IA | GEN4 | 0.8 | 0.8 | Landfill Gas | LFG | IC | 1 | 1998 |  |  | (OP) Operating | [6 empty] | Polk | 41.5989 | -93.355
54842 | WM Renewable Energy LLC | 54700 | Metro Methane Recovery Facility | IPP Non-CHP | IA | GEN5 | 0.8 | 0.8 | Landfill Gas | LFG | IC | 1 | 1998 |  |  | (OP) Operating | [6 empty] | Polk | 41.5989 | -93.355
54842 | WM Renewable Energy LLC | 54700 | Metro Methane Recovery Facility | IPP Non-CHP | IA | GEN6 | 0.8 | 0.8 | Landfill Gas | LFG | IC | 1 | 1998 |  |  | (OP) Operating | [6 empty] | Polk | 41.5989 | -93.355
54842 | WM Renewable Energy LLC | 54700 | Metro Methane Recovery Facility | IPP Non-CHP | IA | GEN7 | 0.8 | 0.8 | Landfill Gas | LFG | IC | 1 | 1998 |  |  | (OP) Operating | [6 empty] | Polk | 41.5989 | -93.355
54842 | WM Renewable Energy LLC | 54700 | Metro Methane Recovery Facility | IPP Non-CHP | IA | GEN8 | 0.8 | 0.8 | Landfill Gas | LFG | IC | 1 | 1998 |  |  | (OP) Operating | [6 empty] | Polk | 41.5989 | -93.355
29925 | Enterprise Products Optg LP | 54705 | Toca Plant | Industrial Non-CHP | LA | EG-1 | 0.8 | 0.8 | Natural Gas Internal Combustion Engine | NG | IC | 6 | 1958 |  |  | (SB) Standby/Backup: available for service but not normally used | [6 empty] | St Bernard | 29.8667 | -89.8261
29925 | Enterprise Products Optg LP | 54705 | Toca Plant | Industrial Non-CHP | LA | EG-3 | 0.8 | 0.8 | Natural Gas Internal Combustion Engine | NG | IC | 6 | 1958 |  |  | (SB) Standby/Backup: available for service but not normally used | [6 empty] | St Bernard | 29.8667 | -89.8261
29925 | Enterprise Products Optg LP | 54705 | Toca Plant | Industrial Non-CHP | LA | EG-4 | 0.7 | 0.7 | Natural Gas Internal Combustion Engine | NG | IC | 2 | 1997 |  |  | (SB) Standby/Backup: available for service but not normally used | [6 empty] | St Bernard | 29.8667 | -89.8261
29925 | Enterprise Products Optg LP | 54705 | Toca Plant | Industrial Non-CHP | LA | EG2A | 0.5 | 0.5 | Natural Gas Internal Combustion Engine | NG | IC | 8 | 2001 |  |  | (SB) Standby/Backup: available for service but not normally used | [6 empty] | St Bernard | 29.8667 | -89.8261
8927 | Hunterdon Cogeneration LP | 54707 | Hunterdon Cogen Facility | Commercial CHP | NJ | 1 | 4.1 | 4.1 | Natural Gas Fired Combustion Turbine | NG | GT | 11 | 1993 |  |  | (SB) Standby/Backup: available for service but not normally used | [6 empty] | Hunterdon | 40.6278 | -74.936
361 | Industrial Energy Applications Inc | 54710 | Alliant SBD 9205 A Y McDonald | IPP Non-CHP | IA | 0001 | 1.5 | 1.5 | Petroleum Liquids | DFO | IC | 7 | 1993 |  |  | (SB) Standby/Backup: available for service but not normally used | [6 empty] | Dubuque | 42.4906 | -90.745
361 | Industrial Energy Applications Inc | 54710 | Alliant SBD 9205 A Y McDonald | IPP Non-CHP | IA | 0002 | 1.6 | 1.6 | Petroleum Liquids | DFO | IC | 3 | 1990 |  |  | (SB) Standby/Backup: available for service but not normally used | [6 empty] | Dubuque | 42.4906 | -90.745
361 | Industrial Energy Applications Inc | 54712 | Alliant SBD 9201 Norplex | IPP Non-CHP | IA | 0002 | 1 | 1 | Petroleum Liquids | DFO | IC | 7 | 2014 |  |  | (SB) Standby/Backup: available for service but not normally used | [6 empty] | Allamakee | 43.0906 | -91.5542
361 | Industrial Energy Applications Inc | 54712 | Alliant SBD 9201 Norplex | IPP Non-CHP | IA | 0044 | 1.1 | 1.1 | Petroleum Liquids | DFO | IC | 12 | 1988 |  |  | (SB) Standby/Backup: available for service but not normally used | [6 empty] | Allamakee | 43.0906 | -91.5542
361 | Industrial Energy Applications Inc | 54714 | Alliant SBD 8501 Aegon LI | IPP Non-CHP | IA | 1265 | 1 | 1 | Petroleum Liquids | DFO | IC | 6 | 1985 |  |  | (SB) Standby/Backup: available for service but not normally used | [6 empty] | Linn | 42.0308 | -91.7069
361 | Industrial Energy Applications Inc | 54714 | Alliant SBD 8501 Aegon LI | IPP Non-CHP | IA | 1270 | 1 | 1 | Petroleum Liquids | DFO | IC | 6 | 1985 |  |  | (SB) Standby/Backup: available for service but not normally used | [6 empty] | Linn | 42.0308 | -91.7069
361 | Industrial Energy Applications Inc | 54714 | Alliant SBD 8501 Aegon LI | IPP Non-CHP | IA | 1794 | 1.1 | 1.1 | Petroleum Liquids | DFO | IC | 6 | 1987 |  |  | (SB) Standby/Backup: available for service but not normally used | [6 empty] | Linn | 42.0308 | -91.7069
361 | Industrial Energy Applications Inc | 54715 | Alliant SBD 9107 JBS USA | IPP Non-CHP | IA | 2665 | 1.6 | 1.6 | Petroleum Liquids | DFO | IC | 8 | 1992 |  |  | (SB) Standby/Backup: available for service but not normally used | [6 empty] | Marshall | 42.056 | -92.8971
361 | Industrial Energy Applications Inc | 54715 | Alliant SBD 9107 JBS USA | IPP Non-CHP | IA | 2688 | 1.6 | 1.6 | Petroleum Liquids | DFO | IC | 8 | 1992 |  |  | (SB) Standby/Backup: available for service but not normally used | [6 empty] | Marshall | 42.056 | -92.8971
361 | Industrial Energy Applications Inc | 54715 | Alliant SBD 9107 JBS USA | IPP Non-CHP | IA | 2689 | 1.6 | 1.6 | Petroleum Liquids | DFO | IC | 8 | 1992 |  |  | (SB) Standby/Backup: available for service but not normally used | [6 empty] | Marshall | 42.056 | -92.8971
361 | Industrial Energy Applications Inc | 54715 | Alliant SBD 9107 JBS USA | IPP Non-CHP | IA | 4644 | 1.6 | 1.6 | Petroleum Liquids | DFO | IC | 8 | 1994 |  |  | (SB) Standby/Backup: available for service but not normally used | [6 empty] | Marshall | 42.056 | -92.8971
361 | Industrial Energy Applications Inc | 54715 | Alliant SBD 9107 JBS USA | IPP Non-CHP | IA | 4658 | 1.6 | 1.6 | Petroleum Liquids | DFO | IC | 6 | 1996 |  |  | (SB) Standby/Backup: available for service but not normally used | [6 empty] | Marshall | 42.056 | -92.8971
361 | Industrial Energy Applications Inc | 54715 | Alliant SBD 9107 JBS USA | IPP Non-CHP | IA | 4659 | 1.6 | 1.6 | Petroleum Liquids | DFO | IC | 4 | 1998 |  |  | (SB) Standby/Backup: available for service but not normally used | [6 empty] | Marshall | 42.056 | -92.8971
361 | Industrial Energy Applications Inc | 54715 | Alliant SBD 9107 JBS USA | IPP Non-CHP | IA | 4660 | 1.8 | 1.8 | Petroleum Liquids | DFO | IC | 6 | 2000 |  |  | (SB) Standby/Backup: available for service but not normally used | [6 empty] | Marshall | 42.056 | -92.8971
361 | Industrial Energy Applications Inc | 54716 | Alliant SBD 8602 Marion Sub | IPP Non-CHP | IA | 1536 | 1.5 | 1.5 | Petroleum Liquids | DFO | IC | 8 | 1986 |  |  | (SB) Standby/Backup: available for service but not normally used | [6 empty] | Linn | 42.0289 | -91.5975
361 | Industrial Energy Applications Inc | 54716 | Alliant SBD 8602 Marion Sub | IPP Non-CHP | IA | 2734 | 1.5 | 1.5 | Petroleum Liquids | DFO | IC | 8 | 1986 |  |  | (SB) Standby/Backup: available for service but not normally used | [6 empty] | Linn | 42.0289 | -91.5975
361 | Industrial Energy Applications Inc | 54716 | Alliant SBD 8602 Marion Sub | IPP Non-CHP | IA | 2741 | 1.1 | 1.1 | Petroleum Liquids | DFO | IC | 8 | 1986 |  |  | (SB) Standby/Backup: available for service but not normally used | [6 empty] | Linn | 42.0289 | -91.5975
361 | Industrial Energy Applications Inc | 54716 | Alliant SBD 8602 Marion Sub | IPP Non-CHP | IA | 2785 | 1.5 | 1.5 | Petroleum Liquids | DFO | IC | 8 | 1986 |  |  | (SB) Standby/Backup: available for service but not normally used | [6 empty] | Linn | 42.0289 | -91.5975
361 | Industrial Energy Applications Inc | 54717 | Alliant SBD 9106 Rockwell CR | IPP Non-CHP | IA | 2671 | 1.6 | 1.6 | Petroleum Liquids | DFO | IC | 6 | 1992 |  |  | (SB) Standby/Backup: available for service but not normally used | [6 empty] | Linn | 42.0356 | -91.6458
361 | Industrial Energy Applications Inc | 54717 | Alliant SBD 9106 Rockwell CR | IPP Non-CHP | IA | 2672 | 1.6 | 1.6 | Petroleum Liquids | DFO | IC | 6 | 1992 |  |  | (SB) Standby/Backup: available for service but not normally used | [6 empty] | Linn | 42.0356 | -91.6458
361 | Industrial Energy Applications Inc | 54717 | Alliant SBD 9106 Rockwell CR | IPP Non-CHP | IA | 2675 | 1.6 | 1.6 | Petroleum Liquids | DFO | IC | 6 | 1992 |  |  | (SB) Standby/Backup: available for service but not normally used | [6 empty] | Linn | 42.0356 | -91.6458
361 | Industrial Energy Applications Inc | 54717 | Alliant SBD 9106 Rockwell CR | IPP Non-CHP | IA | 2678 | 1.6 | 1.6 | Petroleum Liquids | DFO | IC | 6 | 1992 |  |  | (SB) Standby/Backup: available for service but not normally used | [6 empty] | Linn | 42.0356 | -91.6458
361 | Industrial Energy Applications Inc | 54717 | Alliant SBD 9106 Rockwell CR | IPP Non-CHP | IA | 2679 | 1.6 | 1.6 | Petroleum Liquids | DFO | IC | 6 | 1992 |  |  | (SB) Standby/Backup: available for service but not normally used | [6 empty] | Linn | 42.0356 | -91.6458
361 | Industrial Energy Applications Inc | 54717 | Alliant SBD 9106 Rockwell CR | IPP Non-CHP | IA | 2682 | 1.6 | 1.6 | Petroleum Liquids | DFO | IC | 6 | 1992 |  |  | (SB) Standby/Backup: available for service but not normally used | [6 empty] | Linn | 42.0356 | -91.6458
361 | Industrial Energy Applications Inc | 54717 | Alliant SBD 9106 Rockwell CR | IPP Non-CHP | IA | 2683 | 1.6 | 1.6 | Petroleum Liquids | DFO | IC | 6 | 1992 |  |  | (SB) Standby/Backup: available for service but not normally used | [6 empty] | Linn | 42.0356 | -91.6458
361 | Industrial Energy Applications Inc | 54717 | Alliant SBD 9106 Rockwell CR | IPP Non-CHP | IA | 2684 | 1.6 | 1.6 | Petroleum Liquids | DFO | IC | 6 | 1992 |  |  | (SB) Standby/Backup: available for service but not normally used | [6 empty] | Linn | 42.0356 | -91.6458
361 | Industrial Energy Applications Inc | 54717 | Alliant SBD 9106 Rockwell CR | IPP Non-CHP | IA | 2685 | 1.6 | 1.6 | Petroleum Liquids | DFO | IC | 6 | 1992 |  |  | (SB) Standby/Backup: available for service but not normally used | [6 empty] | Linn | 42.0356 | -91.6458
361 | Industrial Energy Applications Inc | 54717 | Alliant SBD 9106 Rockwell CR | IPP Non-CHP | IA | 2690 | 1.6 | 1.6 | Petroleum Liquids | DFO | IC | 6 | 1992 |  |  | (SB) Standby/Backup: available for service but not normally used | [6 empty] | Linn | 42.0356 | -91.6458
361 | Industrial Energy Applications Inc | 54718 | Alliant SBD 9206 Donaldson | IPP Non-CHP | IA | 4632 | 1.6 | 1.6 | Petroleum Liquids | DFO | IC | 11 | 1995 |  |  | (SB) Standby/Backup: available for service but not normally used | [6 empty] | Howard | 43.3744 | -92.1331
56189 | American Profol Incorporated | 54719 | Alliant SBD 9203 Profol | IPP Non-CHP | IA | 6916 | 1.8 | 1.8 | Petroleum Liquids | DFO | IC | 9 | 1996 |  |  | (SB) Standby/Backup: available for service but not normally used | [6 empty] | Linn | 41.935 | -91.6361
56189 | American Profol Incorporated | 54719 | Alliant SBD 9203 Profol | IPP Non-CHP | IA | 6917 | 1.8 | 1.8 | Petroleum Liquids | DFO | IC | 2 | 2001 |  |  | (SB) Standby/Backup: available for service but not normally used | [6 empty] | Linn | 41.935 | -91.6361
56189 | American Profol Incorporated | 54719 | Alliant SBD 9203 Profol | IPP Non-CHP | IA | 6918 | 2 | 2 | Petroleum Liquids | DFO | IC | 8 | 2012 |  |  | (SB) Standby/Backup: available for service but not normally used | [6 empty] | Linn | 41.935 | -91.6361
361 | Industrial Energy Applications Inc | 54720 | Alliant SBD 8601 Quad Graphics | IPP Non-CHP | IA | 2736 | 1.5 | 1.5 | Petroleum Liquids | DFO | IC | 8 | 1986 |  |  | (SB) Standby/Backup: available for service but not normally used | [6 empty] | Iowa | 41.7958 | -92.0592
361 | Industrial Energy Applications Inc | 54720 | Alliant SBD 8601 Quad Graphics | IPP Non-CHP | IA | 3489 | 1 | 1 | Petroleum Liquids | DFO | IC | 1 | 1991 |  |  | (SB) Standby/Backup: available for service but not normally used | [6 empty] | Iowa | 41.7958 | -92.0592
361 | Industrial Energy Applications Inc | 54720 | Alliant SBD 8601 Quad Graphics | IPP Non-CHP | IA | 7164 | 1.1 | 1.1 | Petroleum Liquids | DFO | IC | 5 | 1996 |  |  | (SB) Standby/Backup: available for service but not normally used | [6 empty] | Iowa | 41.7958 | -92.0592
20100 | Warm Springs Power Enterprises | 54721 | Warm Springs Power Enterprises | IPP Non-CHP | OR | 0001 | 19.6 | 18.5 | Conventional Hydroelectric | WAT | HY | 6 | 1982 |  |  | (OP) Operating | [6 empty] | Jefferson | 44.7242 | -121.2477
56355 | LES Project Holdings LLC | 54723 | I 95 Landfill Phase II | IPP Non-CHP | VA | UNT1 | 0.8 | 0.8 | Landfill Gas | LFG | IC | 3 | 1993 |  |  | (OP) Operating | [6 empty] | Fairfax | 38.6892 | -77.2375
56355 | LES Project Holdings LLC | 54723 | I 95 Landfill Phase II | IPP Non-CHP | VA | UNT2 | 0.8 | 0.8 | Landfill Gas | LFG | IC | 3 | 1993 |  |  | (OP) Operating | [6 empty] | Fairfax | 38.6892 | -77.2375
56355 | LES Project Holdings LLC | 54723 | I 95 Landfill Phase II | IPP Non-CHP | VA | UNT3 | 0.8 | 0.8 | Landfill Gas | LFG | IC | 3 | 1993 |  |  | (OP) Operating | [6 empty] | Fairfax | 38.6892 | -77.2375
56355 | LES Project Holdings LLC | 54723 | I 95 Landfill Phase II | IPP Non-CHP | VA | UNT4 | 0.8 | 0.8 | Landfill Gas | LFG | IC | 3 | 1993 |  |  | (OP) Operating | [6 empty] | Fairfax | 38.6892 | -77.2375
34691 | Ormat Nevada Inc | 54724 | Ormesa II | IPP Non-CHP | CA | OEC21 | 12 | 11.5 | Geothermal | GEO | ST | 5 | 1989 |  |  | (OP) Operating | [6 empty] | Imperial | 32.7881 | -115.2481
34691 | Ormat Nevada Inc | 54724 | Ormesa II | IPP Non-CHP | CA | OEC22 | 12 | 8.5 | Geothermal | GEO | ST | 4 | 2007 |  |  | (OP) Operating | [6 empty] | Imperial | 32.7881 | -115.2481
16070 | Rio Blanco Water Conserv Dist | 54729 | Taylor Draw Hydroelectric Facility | IPP Non-CHP | CO | COX1 | 2.3 | 2 | Conventional Hydroelectric | WAT | HY | 4 | 1993 |  |  | (OP) Operating |  |  | 0 |  |  | 0 | Rio Blanco | 40.1063 | -108.7112
57139 | W&T Offshore Inc | 54730 | Shell Offshore Yellowhammer | Industrial Non-CHP | AL | 701 | 3.4 | 1.4 | Natural Gas Fired Combustion Turbine | NG | GT | 3 | 1992 |  |  | (OP) Operating | [6 empty] | MOBILE | 30.4035 | -88.1283
8453 | Hendricks Regional Health | 54731 | Hendricks Regional Health | Commercial Non-CHP | IN | GE06 | 1 | 1 | Petroleum Liquids | DFO | IC | 5 | 2010 |  |  | (SB) Standby/Backup: available for service but not normally used | [6 empty] | Hendricks | 39.76 | -86.5144
8453 | Hendricks Regional Health | 54731 | Hendricks Regional Health | Commercial Non-CHP | IN | GEO1 | 0.5 | 0.5 | Petroleum Liquids | DFO | IC | 9 | 1992 |  |  | (SB) Standby/Backup: available for service but not normally used | [6 empty] | Hendricks | 39.76 | -86.5144
8453 | Hendricks Regional Health | 54731 | Hendricks Regional Health | Commercial Non-CHP | IN | GEO2 | 0.5 | 0.5 | Petroleum Liquids | DFO | IC | 9 | 1992 |  |  | (SB) Standby/Backup: available for service but not normally used | [6 empty] | Hendricks | 39.76 | -86.5144
8453 | Hendricks Regional Health | 54731 | Hendricks Regional Health | Commercial Non-CHP | IN | GEO3 | 0.3 | 0.3 | Petroleum Liquids | DFO | IC | 9 | 1992 |  |  | (SB) Standby/Backup: available for service but not normally used | [6 empty] | Hendricks | 39.76 | -86.5144
8453 | Hendricks Regional Health | 54731 | Hendricks Regional Health | Commercial Non-CHP | IN | GEO4 | 1 | 1 | Petroleum Liquids | DFO | IC | 3 | 2004 |  |  | (SB) Standby/Backup: available for service but not normally used | [6 empty] | Hendricks | 39.76 | -86.5144
8453 | Hendricks Regional Health | 54731 | Hendricks Regional Health | Commercial Non-CHP | IN | GEO5 | 1 | 1 | Petroleum Liquids | DFO | IC | 3 | 2004 |  |  | (SB) Standby/Backup: available for service but not normally used | [6 empty] | Hendricks | 39.76 | -86.5144
14989 | Freeport McMoRan Inc | 54734 | Freeport McMoRan | Industrial Non-CHP | NM | 1 | 3 | 2.9 | Petroleum Liquids | DFO | IC | 12 | 1967 |  |  | (SB) Standby/Backup: available for service but not normally used | [6 empty] | Grant | 32.6618 | -108.3628
14989 | Freeport McMoRan Inc | 54734 | Freeport McMoRan | Industrial Non-CHP | NM | 10 | 3 | 2.9 | Petroleum Liquids | DFO | IC | 2 | 1971 |  |  | (OS) Out of service and NOT expected to return to service in next calendar year | [6 empty] | Grant | 32.6618 | -108.3628
14989 | Freeport McMoRan Inc | 54734 | Freeport McMoRan | Industrial Non-CHP | NM | 11 | 3 | 2.9 | Petroleum Liquids | DFO | IC | 2 | 1971 |  |  | (SB) Standby/Backup: available for service but not normally used | [6 empty] | Grant | 32.6618 | -108.3628
14989 | Freeport McMoRan Inc | 54734 | Freeport McMoRan | Industrial Non-CHP | NM | 12 | 3 | 2.9 | Petroleum Liquids | DFO | IC | 7 | 1972 |  |  | (SB) Standby/Backup: available for service but not normally used | [6 empty] | Grant | 32.6618 | -108.3628
14989 | Freeport McMoRan Inc | 54734 | Freeport McMoRan | Industrial Non-CHP | NM | 13 | 3 | 2.9 | Petroleum Liquids | DFO | IC | 7 | 1972 |  |  | (SB) Standby/Backup: available for service but not normally used | [6 empty] | Grant | 32.6618 | -108.3628
14989 | Freeport McMoRan Inc | 54734 | Freeport McMoRan | Industrial Non-CHP | NM | 14 | 3 | 2.9 | Petroleum Liquids | DFO | IC | 7 | 1972 |  |  | (SB) Standby/Backup: available for service but not normally used | [6 empty] | Grant | 32.6618 | -108.3628
14989 | Freeport McMoRan Inc | 54734 | Freeport McMoRan | Industrial Non-CHP | NM | 15 | 3.1 | 2.9 | Petroleum Liquids | DFO | IC | 8 | 1972 |  |  | (SB) Standby/Backup: available for service but not normally used | [6 empty] | Grant | 32.6618 | -108.3628
14989 | Freeport McMoRan Inc | 54734 | Freeport McMoRan | Industrial Non-CHP | NM | 2 | 3 | 2.9 | Petroleum Liquids | DFO | IC | 12 | 1967 |  |  | (OS) Out of service and NOT expected to return to service in next calendar year | [6 empty] | Grant | 32.6618 | -108.3628
14989 | Freeport McMoRan Inc | 54734 | Freeport McMoRan | Industrial Non-CHP | NM | 3 | 3.1 | 2.9 | Petroleum Liquids | DFO | IC | 12 | 1967 |  |  | (SB) Standby/Backup: available for service but not normally used | [6 empty] | Grant | 32.6618 | -108.3628
14989 | Freeport McMoRan Inc | 54734 | Freeport McMoRan | Industrial Non-CHP | NM | 4 | 3.1 | 2.9 | Petroleum Liquids | DFO | IC | 12 | 1967 |  |  | (SB) Standby/Backup: available for service but not normally used | [6 empty] | Grant | 32.6618 | -108.3628
14989 | Freeport McMoRan Inc | 54734 | Freeport McMoRan | Industrial Non-CHP | NM | 5 | 3 | 2.9 | Petroleum Liquids | DFO | IC | 12 | 1967 |  |  | (OS) Out of service and NOT expected to return to service in next calendar year | [6 empty] | Grant | 32.6618 | -108.3628
14989 | Freeport McMoRan Inc | 54734 | Freeport McMoRan | Industrial Non-CHP | NM | 6 | 3 | 2.9 | Petroleum Liquids | DFO | IC | 12 | 1967 |  |  | (OS) Out of service and NOT expected to return to service in next calendar year | [6 empty] | Grant | 32.6618 | -108.3628
14989 | Freeport McMoRan Inc | 54734 | Freeport McMoRan | Industrial Non-CHP | NM | 7 | 3.1 | 2.9 | Petroleum Liquids | DFO | IC | 12 | 1967 |  |  | (SB) Standby/Backup: available for service but not normally used | [6 empty] | Grant | 32.6618 | -108.3628
14989 | Freeport McMoRan Inc | 54734 | Freeport McMoRan | Industrial Non-CHP | NM | 8 | 3 | 2.9 | Petroleum Liquids | DFO | IC | 12 | 1967 |  |  | (SB) Standby/Backup: available for service but not normally used | [6 empty] | Grant | 32.6618 | -108.3628
14989 | Freeport McMoRan Inc | 54734 | Freeport McMoRan | Industrial Non-CHP | NM | 9 | 3 | 2.9 | Petroleum Liquids | DFO | IC | 2 | 1971 |  |  | (OS) Out of service and NOT expected to return to service in next calendar year | [6 empty] | Grant | 32.6618 | -108.3628
361 | Industrial Energy Applications Inc | 54735 | Alliant SBD 9301 Prairie Farms | IPP Non-CHP | IA | 0079 | 1.8 | 1.8 | Petroleum Liquids | DFO | IC | 7 | 1993 |  |  | (SB) Standby/Backup: available for service but not normally used | [6 empty] | Dubuque | 42.53 | -90.6847
361 | Industrial Energy Applications Inc | 54735 | Alliant SBD 9301 Prairie Farms | IPP Non-CHP | IA | 0080 | 1.1 | 1.1 | Petroleum Liquids | DFO | IC | 11 | 1998 |  |  | (SB) Standby/Backup: available for service but not normally used | [6 empty] | Dubuque | 42.53 | -90.6847
19102 | Transcontinental Gas PL Corp | 54744 | District 70 Transco Gas Pipe Line | Commercial Non-CHP | MS | 001 | 0.8 | 0.7 | All Other | WH | ST | 6 | 1951 |  |  | (OS) Out of service and NOT expected to return to service in next calendar year | [6 empty] | Walthall | 31.2479 | -90.1991
19102 | Transcontinental Gas PL Corp | 54744 | District 70 Transco Gas Pipe Line | Commercial Non-CHP | MS | 002 | 0.8 | 0.7 | All Other | WH | ST | 6 | 1951 |  |  | (OS) Out of service and NOT expected to return to service in next calendar year | [6 empty] | Walthall | 31.2479 | -90.1991
20541 | Wheelabrator Environmental Systems | 54746 | Wheelabrator Falls | IPP Non-CHP | PA | WFI1 | 53.3 | 46 | Municipal Solid Waste | MSW | ST | 5 | 1994 |  |  | (OP) Operating | [6 empty] | Bucks | 40.1626 | -74.7682
335 | Air Liquide Large Industries U.S. LP | 54748 | Port Neches Plant | Industrial CHP | TX | G1 | 38 | 32 | Natural Gas Fired Combustion Turbine | NG | GT | 2 | 1994 |  |  | (OP) Operating | [6 empty] | Jefferson | 29.9788 | -93.9523
22269 | Goal Line LP | 54749 | Goal Line LP | IPP CHP | CA | CTG | 41.2 | 40 | Natural Gas Fired Combined Cycle | NG | CT | 8 | 1994 |  |  | (OP) Operating | [6 empty] | San Diego | 33.1185 | -117.0995
22269 | Goal Line LP | 54749 | Goal Line LP | IPP CHP | CA | STG | 10.2 | 9.4 | Natural Gas Fired Combined Cycle | NG | CA | 8 | 1994 |  |  | (OP) Operating | [6 empty] | San Diego | 33.1185 | -117.0995
55928 | Coram Tehachapi LP | 54750 | Coram Tehachapi | IPP Non-CHP | CA | VW1 | 6.5 | 6.5 | Onshore Wind Turbine | WND | WT | 9 | 1992 |  |  | (OP) Operating | [6 empty] | Kern | 35.0663 | -118.3394
3836 | CMS Generation Operating LLC | 54751 | Genesee Power Station LP | IPP Non-CHP | MI | GEN1 | 39.5 | 35 | Wood/Wood Waste Biomass | WDS | ST | 12 | 1995 |  |  | (OP) Operating | [6 empty] | Genesee | 43.0851 | -83.6694
56291 | International Paper Co. | 54752 | Weyerhaeuser Pine Hill Operations | Industrial CHP | AL | NO1 | 40 | 40 | Wood/Wood Waste Biomass | WDS | ST | 8 | 1968 |  |  | (OP) Operating | [6 empty] | Wilcox | 31.9698 | -87.4806
56291 | International Paper Co. | 54752 | Weyerhaeuser Pine Hill Operations | Industrial CHP | AL | NO2 | 37.4 | 34.8 | Wood/Wood Waste Biomass | BLQ | ST | 11 | 1982 |  |  | (OP) Operating | [6 empty] | Wilcox | 31.9698 | -87.4806
10723 | Lateral 10 Ventures | 54753 | Lateral 10 Ventures | IPP Non-CHP | ID | GEN1 | 2.4 | 2.3 | Conventional Hydroelectric | WAT | HY | 11 | 1984 |  |  | (OP) Operating | [6 empty] | Twin Falls | 42.6474 | -114.8903
55808 | Westmoreland Partners | 54755 | Roanoke Valley Energy Facility II | IPP CHP | NC | GEN2 | 57.8 | 44 | Conventional Steam Coal | BIT | ST | 2 | 1995 |  |  | (OP) Operating | [6 empty] | Halifax | 36.4364 | -77.6167
7477 | Granger Electric Co | 54756 | Ottawa Generating Station | IPP Non-CHP | MI | 3-1 | 0.8 | 0.8 | Landfill Gas | LFG | IC | 6 | 1994 |  |  | (OP) Operating | [6 empty] | Ottawa | 43.0969 | -85.9489
7477 | Granger Electric Co | 54756 | Ottawa Generating Station | IPP Non-CHP | MI | 3-2 | 0.8 | 0.8 | Landfill Gas | LFG | IC | 6 | 1994 |  |  | (OP) Operating | [6 empty] | Ottawa | 43.0969 | -85.9489
7477 | Granger Electric Co | 54756 | Ottawa Generating Station | IPP Non-CHP | MI | 3-3 | 0.8 | 0.8 | Landfill Gas | LFG | IC | 6 | 1994 |  |  | (OP) Operating | [6 empty] | Ottawa | 43.0969 | -85.9489
7477 | Granger Electric Co | 54756 | Ottawa Generating Station | IPP Non-CHP | MI | 3-4 | 0.8 | 0.8 | Landfill Gas | LFG | IC | 6 | 1994 |  |  | (OP) Operating | [6 empty] | Ottawa | 43.0969 | -85.9489
7477 | Granger Electric Co | 54756 | Ottawa Generating Station | IPP Non-CHP | MI | 3-5 | 0.8 | 0.8 | Landfill Gas | LFG | IC | 6 | 1994 |  |  | (OP) Operating | [6 empty] | Ottawa | 43.0969 | -85.9489
7477 | Granger Electric Co | 54756 | Ottawa Generating Station | IPP Non-CHP | MI | 3-6 | 0.8 | 0.8 | Landfill Gas | LFG | IC | 6 | 1994 |  |  | (OP) Operating | [6 empty] | Ottawa | 43.0969 | -85.9489
7477 | Granger Electric Co | 54756 | Ottawa Generating Station | IPP Non-CHP | MI | 3-7 | 1.6 | 1.6 | Landfill Gas | LFG | IC | 2 | 2006 |  |  | (OP) Operating | [6 empty] | Ottawa | 43.0969 | -85.9489
7477 | Granger Electric Co | 54757 | Grand Blanc Generating Station | IPP Non-CHP | MI | 4-1 | 0.8 | 0.8 | Landfill Gas | LFG | IC | 7 | 1994 |  |  | (OP) Operating | [6 empty] | Genesee | 42.9172 | -83.7286
7477 | Granger Electric Co | 54757 | Grand Blanc Generating Station | IPP Non-CHP | MI | 4-2 | 0.8 | 0.8 | Landfill Gas | LFG | IC | 7 | 1994 |  |  | (OP) Operating | [6 empty] | Genesee | 42.9172 | -83.7286
7477 | Granger Electric Co | 54757 | Grand Blanc Generating Station | IPP Non-CHP | MI | 4-3 | 0.8 | 0.8 | Landfill Gas | LFG | IC | 7 | 1994 |  |  | (OP) Operating | [6 empty] | Genesee | 42.9172 | -83.7286
7477 | Granger Electric Co | 54757 | Grand Blanc Generating Station | IPP Non-CHP | MI | 4-4 | 0.8 | 0.8 | Landfill Gas | LFG | IC | 10 | 2000 |  |  | (OP) Operating | [6 empty] | Genesee | 42.9172 | -83.7286
7477 | Granger Electric Co | 54757 | Grand Blanc Generating Station | IPP Non-CHP | MI | 4-5 | 0.8 | 0.8 | Landfill Gas | LFG | IC | 1 | 2003 |  |  | (OP) Operating | [6 empty] | Genesee | 42.9172 | -83.7286
7477 | Granger Electric Co | 54757 | Grand Blanc Generating Station | IPP Non-CHP | MI | 4-7 | 1.6 | 1.6 | Landfill Gas | LFG | IC | 8 | 2012 |  |  | (OP) Operating | [6 empty] | Genesee | 42.9172 | -83.7286
7477 | Granger Electric Co | 54757 | Grand Blanc Generating Station | IPP Non-CHP | MI | 4-8 | 1.6 | 1.6 | Landfill Gas | LFG | IC | 8 | 2012 |  |  | (OP) Operating | [6 empty] | Genesee | 42.9172 | -83.7286
7477 | Granger Electric Co | 54757 | Grand Blanc Generating Station | IPP Non-CHP | MI | CIB | 0.6 | 0.6 | Landfill Gas | LFG | IC | 8 | 2010 |  |  | (OP) Operating | [6 empty] | Genesee | 42.9172 | -83.7286
20541 | Wheelabrator Environmental Systems | 54758 | Wheelabrator Lisbon | IPP Non-CHP | CT | GEN1 | 14.6 | 14 | Municipal Solid Waste | MSW | ST | 10 | 1995 |  |  | (OP) Operating | [6 empty] | New London | 41.5844 | -72.0416
8503 | Hermiston Generating Co LP | 54761 | Hermiston Generating Plant | IPP CHP | OR | GEN1 | 106.1 | 80 | Natural Gas Fired Combined Cycle | NG | CA | 6 | 1996 |  |  | (OP) Operating | [6 empty] | Umatilla | 45.8042 | -119.37
8503 | Hermiston Generating Co LP | 54761 | Hermiston Generating Plant | IPP CHP | OR | GEN2 | 204.5 | 152 | Natural Gas Fired Combined Cycle | NG | CT | 6 | 1996 |  |  | (OP) Operating | [6 empty] | Umatilla | 45.8042 | -119.37
8503 | Hermiston Generating Co LP | 54761 | Hermiston Generating Plant | IPP CHP | OR | GEN3 | 106.1 | 80 | Natural Gas Fired Combined Cycle | NG | CA | 6 | 1996 |  |  | (OP) Operating | [6 empty] | Umatilla | 45.8042 | -119.37
8503 | Hermiston Generating Co LP | 54761 | Hermiston Generating Plant | IPP CHP | OR | GEN4 | 204.5 | 152 | Natural Gas Fired Combined Cycle | NG | CT | 6 | 1996 |  |  | (OP) Operating | [6 empty] | Umatilla | 45.8042 | -119.37
59976 | WestRock Mill Company, LLC | 54763 | Rock-Tenn Mill | Industrial CHP | AL | 2TG | 12.5 | 8.6 | Wood/Wood Waste Biomass | BLQ | ST | 10 | 1982 |  |  | (OP) Operating | [6 empty] | Marengo | 32.4541 | -87.9759
59976 | WestRock Mill Company, LLC | 54763 | Rock-Tenn Mill | Industrial CHP | AL | 4TG | 42.5 | 30 | Wood/Wood Waste Biomass | BLQ | ST | 3 | 2014 |  |  | (OP) Operating | [6 empty] | Marengo | 32.4541 | -87.9759
5178 | Dinwiddie Power Inc | 54766 | Boydton Plank Road Cogen Plant | IPP Non-CHP | VA | GEN1 | 0.3 | 0.3 | Petroleum Liquids | WO | IC | 6 | 1993 |  |  | (OP) Operating | [6 empty] | Dinwiddie | 37.1936 | -77.4672
5178 | Dinwiddie Power Inc | 54766 | Boydton Plank Road Cogen Plant | IPP Non-CHP | VA | GEN10 | 0.3 | 0.3 | Petroleum Liquids | WO | IC | 6 | 1993 |  |  | (OP) Operating | [6 empty] | Dinwiddie | 37.1936 | -77.4672
5178 | Dinwiddie Power Inc | 54766 | Boydton Plank Road Cogen Plant | IPP Non-CHP | VA | GEN11 | 0.3 | 0.3 | Petroleum Liquids | WO | IC | 5 | 2000 |  |  | (OP) Operating | [6 empty] | Dinwiddie | 37.1936 | -77.4672
5178 | Dinwiddie Power Inc | 54766 | Boydton Plank Road Cogen Plant | IPP Non-CHP | VA | GEN12 | 0.3 | 0.3 | Petroleum Liquids | WO | IC | 5 | 2000 |  |  | (OP) Operating | [6 empty] | Dinwiddie | 37.1936 | -77.4672
5178 | Dinwiddie Power Inc | 54766 | Boydton Plank Road Cogen Plant | IPP Non-CHP | VA | GEN13 | 0.3 | 0.3 | Petroleum Liquids | WO | IC | 5 | 2000 |  |  | (OP) Operating | [6 empty] | Dinwiddie | 37.1936 | -77.4672
5178 | Dinwiddie Power Inc | 54766 | Boydton Plank Road Cogen Plant | IPP Non-CHP | VA | GEN14 | 0.3 | 0.3 | Petroleum Liquids | WO | IC | 5 | 2000 |  |  | (OP) Operating | [6 empty] | Dinwiddie | 37.1936 | -77.4672
5178 | Dinwiddie Power Inc | 54766 | Boydton Plank Road Cogen Plant | IPP Non-CHP | VA | GEN15 | 0.3 | 0.3 | Petroleum Liquids | WO | IC | 5 | 2000 |  |  | (OP) Operating | [6 empty] | Dinwiddie | 37.1936 | -77.4672
5178 | Dinwiddie Power Inc | 54766 | Boydton Plank Road Cogen Plant | IPP Non-CHP | VA | GEN16 | 0.3 | 0.3 | Petroleum Liquids | WO | IC | 5 | 2000 |  |  | (OP) Operating | [6 empty] | Dinwiddie | 37.1936 | -77.4672
5178 | Dinwiddie Power Inc | 54766 | Boydton Plank Road Cogen Plant | IPP Non-CHP | VA | GEN17 | 0.3 | 0.3 | Petroleum Liquids | WO | IC | 5 | 2000 |  |  | (OP) Operating | [6 empty] | Dinwiddie | 37.1936 | -77.4672
5178 | Dinwiddie Power Inc | 54766 | Boydton Plank Road Cogen Plant | IPP Non-CHP | VA | GEN18 | 0.3 | 0.3 | Petroleum Liquids | WO | IC | 5 | 2000 |  |  | (OP) Operating | [6 empty] | Dinwiddie | 37.1936 | -77.4672
5178 | Dinwiddie Power Inc | 54766 | Boydton Plank Road Cogen Plant | IPP Non-CHP | VA | GEN19 | 0.3 | 0.3 | Petroleum Liquids | WO | IC | 5 | 2000 |  |  | (OP) Operating | [6 empty] | Dinwiddie | 37.1936 | -77.4672
5178 | Dinwiddie Power Inc | 54766 | Boydton Plank Road Cogen Plant | IPP Non-CHP | VA | GEN2 | 0.3 | 0.3 | Petroleum Liquids | WO | IC | 6 | 1993 |  |  | (OP) Operating | [6 empty] | Dinwiddie | 37.1936 | -77.4672
5178 | Dinwiddie Power Inc | 54766 | Boydton Plank Road Cogen Plant | IPP Non-CHP | VA | GEN20 | 0.3 | 0.3 | Petroleum Liquids | WO | IC | 5 | 2000 |  |  | (OP) Operating | [6 empty] | Dinwiddie | 37.1936 | -77.4672
5178 | Dinwiddie Power Inc | 54766 | Boydton Plank Road Cogen Plant | IPP Non-CHP | VA | GEN21 | 0.3 | 0.3 | Petroleum Liquids | WO | IC | 5 | 2000 |  |  | (OP) Operating | [6 empty] | Dinwiddie | 37.1936 | -77.4672
5178 | Dinwiddie Power Inc | 54766 | Boydton Plank Road Cogen Plant | IPP Non-CHP | VA | GEN22 | 0.3 | 0.3 | Petroleum Liquids | WO | IC | 5 | 2000 |  |  | (OP) Operating | [6 empty] | Dinwiddie | 37.1936 | -77.4672
5178 | Dinwiddie Power Inc | 54766 | Boydton Plank Road Cogen Plant | IPP Non-CHP | VA | GEN23 | 0.3 | 0.3 | Petroleum Liquids | WO | IC | 5 | 2000 |  |  | (OP) Operating | [6 empty] | Dinwiddie | 37.1936 | -77.4672
5178 | Dinwiddie Power Inc | 54766 | Boydton Plank Road Cogen Plant | IPP Non-CHP | VA | GEN24 | 0.3 | 0.3 | Petroleum Liquids | WO | IC | 5 | 2000 |  |  | (OP) Operating | [6 empty] | Dinwiddie | 37.1936 | -77.4672
5178 | Dinwiddie Power Inc | 54766 | Boydton Plank Road Cogen Plant | IPP Non-CHP | VA | GEN25 | 0.3 | 0.3 | Petroleum Liquids | WO | IC | 5 | 2000 |  |  | (OP) Operating | [6 empty] | Dinwiddie | 37.1936 | -77.4672
5178 | Dinwiddie Power Inc | 54766 | Boydton Plank Road Cogen Plant | IPP Non-CHP | VA | GEN26 | 0.3 | 0.3 | Petroleum Liquids | WO | IC | 5 | 2000 |  |  | (OP) Operating | [6 empty] | Dinwiddie | 37.1936 | -77.4672
5178 | Dinwiddie Power Inc | 54766 | Boydton Plank Road Cogen Plant | IPP Non-CHP | VA | GEN27 | 0.3 | 0.3 | Petroleum Liquids | WO | IC | 5 | 2000 |  |  | (OP) Operating | [6 empty] | Dinwiddie | 37.1936 | -77.4672
5178 | Dinwiddie Power Inc | 54766 | Boydton Plank Road Cogen Plant | IPP Non-CHP | VA | GEN28 | 0.3 | 0.3 | Petroleum Liquids | WO | IC | 5 | 2000 |  |  | (OP) Operating | [6 empty] | Dinwiddie | 37.1936 | -77.4672
5178 | Dinwiddie Power Inc | 54766 | Boydton Plank Road Cogen Plant | IPP Non-CHP | VA | GEN29 | 0.3 | 0.3 | Petroleum Liquids | WO | IC | 5 | 2000 |  |  | (OP) Operating | [6 empty] | Dinwiddie | 37.1936 | -77.4672
5178 | Dinwiddie Power Inc | 54766 | Boydton Plank Road Cogen Plant | IPP Non-CHP | VA | GEN3 | 0.3 | 0.3 | Petroleum Liquids | WO | IC | 6 | 1993 |  |  | (OP) Operating | [6 empty] | Dinwiddie | 37.1936 | -77.4672
5178 | Dinwiddie Power Inc | 54766 | Boydton Plank Road Cogen Plant | IPP Non-CHP | VA | GEN30 | 0.3 | 0.3 | Petroleum Liquids | WO | IC | 5 | 2000 |  |  | (OP) Operating | [6 empty] | Dinwiddie | 37.1936 | -77.4672
5178 | Dinwiddie Power Inc | 54766 | Boydton Plank Road Cogen Plant | IPP Non-CHP | VA | GEN31 | 0.3 | 0.3 | Petroleum Liquids | WO | IC | 5 | 2000 |  |  | (OP) Operating | [6 empty] | Dinwiddie | 37.1936 | -77.4672
5178 | Dinwiddie Power Inc | 54766 | Boydton Plank Road Cogen Plant | IPP Non-CHP | VA | GEN32 | 0.3 | 0.3 | Petroleum Liquids | WO | IC | 5 | 2000 |  |  | (OP) Operating | [6 empty] | Dinwiddie | 37.1936 | -77.4672
5178 | Dinwiddie Power Inc | 54766 | Boydton Plank Road Cogen Plant | IPP Non-CHP | VA | GEN33 | 0.3 | 0.3 | Petroleum Liquids | WO | IC | 5 | 2000 |  |  | (OP) Operating | [6 empty] | Dinwiddie | 37.1936 | -77.4672
5178 | Dinwiddie Power Inc | 54766 | Boydton Plank Road Cogen Plant | IPP Non-CHP | VA | GEN34 | 0.3 | 0.3 | Petroleum Liquids | WO | IC | 5 | 2000 |  |  | (OP) Operating | [6 empty] | Dinwiddie | 37.1936 | -77.4672
5178 | Dinwiddie Power Inc | 54766 | Boydton Plank Road Cogen Plant | IPP Non-CHP | VA | GEN4 | 0.3 | 0.3 | Petroleum Liquids | WO | IC | 6 | 1993 |  |  | (OP) Operating | [6 empty] | Dinwiddie | 37.1936 | -77.4672
5178 | Dinwiddie Power Inc | 54766 | Boydton Plank Road Cogen Plant | IPP Non-CHP | VA | GEN5 | 0.3 | 0.3 | Petroleum Liquids | WO | IC | 6 | 1993 |  |  | (OP) Operating | [6 empty] | Dinwiddie | 37.1936 | -77.4672
5178 | Dinwiddie Power Inc | 54766 | Boydton Plank Road Cogen Plant | IPP Non-CHP | VA | GEN6 | 0.3 | 0.3 | Petroleum Liquids | WO | IC | 6 | 1993 |  |  | (OP) Operating | [6 empty] | Dinwiddie | 37.1936 | -77.4672
5178 | Dinwiddie Power Inc | 54766 | Boydton Plank Road Cogen Plant | IPP Non-CHP | VA | GEN7 | 0.3 | 0.3 | Petroleum Liquids | WO | IC | 6 | 1993 |  |  | (OP) Operating | [6 empty] | Dinwiddie | 37.1936 | -77.4672
5178 | Dinwiddie Power Inc | 54766 | Boydton Plank Road Cogen Plant | IPP Non-CHP | VA | GEN8 | 0.3 | 0.3 | Petroleum Liquids | WO | IC | 6 | 1993 |  |  | (OP) Operating | [6 empty] | Dinwiddie | 37.1936 | -77.4672
5178 | Dinwiddie Power Inc | 54766 | Boydton Plank Road Cogen Plant | IPP Non-CHP | VA | GEN9 | 0.3 | 0.3 | Petroleum Liquids | WO | IC | 6 | 1993 |  |  | (OP) Operating | [6 empty] | Dinwiddie | 37.1936 | -77.4672
59990 | Live Oak Limited | 54768 | Live Oak Cogen | IPP CHP | CA | GEN1 | 46 | 46 | Natural Gas Fired Combustion Turbine | NG | GT | 3 | 1992 |  |  | (OP) Operating | [6 empty] | Kern | 35.4837 | -119.0298
11329 | Lutheran Medical Center | 54769 | NYU Lutheran Medical Center | Commercial CHP | NY | GEN1 | 0.8 | 0.8 | Natural Gas Internal Combustion Engine | NG | IC | 1 | 1994 |  |  | (OP) Operating | [6 empty] | Kings | 40.6467 | -74.0211
11329 | Lutheran Medical Center | 54769 | NYU Lutheran Medical Center | Commercial CHP | NY | GEN2 | 0.8 | 0.8 | Natural Gas Internal Combustion Engine | NG | IC | 1 | 1994 |  |  | (OP) Operating | [6 empty] | Kings | 40.6467 | -74.0211
55754 | Boralex Hydro Operations Inc | 54772 | South Glens Falls Hydroelectric | IPP Non-CHP | NY | GEN1 | 6.9 | 6.9 | Conventional Hydroelectric | WAT | HY | 8 | 1994 |  |  | (OP) Operating | [6 empty] | Saratoga | 43.3044 | -73.6399
55754 | Boralex Hydro Operations Inc | 54772 | South Glens Falls Hydroelectric | IPP Non-CHP | NY | GEN2 | 6.9 | 6.9 | Conventional Hydroelectric | WAT | HY | 8 | 1994 |  |  | (OP) Operating | [6 empty] | Saratoga | 43.3044 | -73.6399
19539 | University of Iowa | 54775 | University of Iowa Main Power Plant | Commercial CHP | IA | DG7 | 1.7 | 1.7 | Petroleum Liquids | DFO | IC | 6 | 1998 |  |  | (OP) Operating | [6 empty] | Johnson | 41.6572 | -91.54
19539 | University of Iowa | 54775 | University of Iowa Main Power Plant | Commercial CHP | IA | GEN1 | 3 | 3 | Conventional Steam Coal | BIT | ST | 1 | 1947 |  |  | (OP) Operating | [6 empty] | Johnson | 41.6572 | -91.54
19539 | University of Iowa | 54775 | University of Iowa Main Power Plant | Commercial CHP | IA | GEN10 | 2 | 2 | Natural Gas Internal Combustion Engine | NG | IC | 6 | 2014 |  |  | (OP) Operating | [6 empty] | Johnson | 41.6572 | -91.54
19539 | University of Iowa | 54775 | University of Iowa Main Power Plant | Commercial CHP | IA | GEN2 | 3 | 3 | Conventional Steam Coal | BIT | ST | 1 | 1956 |  |  | (OP) Operating | [6 empty] | Johnson | 41.6572 | -91.54
19539 | University of Iowa | 54775 | University of Iowa Main Power Plant | Commercial CHP | IA | GEN6 | 15 | 15 | Conventional Steam Coal | BIT | ST | 1 | 1974 |  |  | (OP) Operating | [6 empty] | Johnson | 41.6572 | -91.54
19539 | University of Iowa | 54775 | University of Iowa Main Power Plant | Commercial CHP | IA | GEN7 | 2 | 2 | Natural Gas Internal Combustion Engine | NG | IC | 6 | 2014 |  |  | (OP) Operating | [6 empty] | Johnson | 41.6572 | -91.54
19539 | University of Iowa | 54775 | University of Iowa Main Power Plant | Commercial CHP | IA | GEN8 | 2 | 2 | Natural Gas Internal Combustion Engine | NG | IC | 6 | 2014 |  |  | (OP) Operating | [6 empty] | Johnson | 41.6572 | -91.54
19539 | University of Iowa | 54775 | University of Iowa Main Power Plant | Commercial CHP | IA | GEN9 | 2 | 2 | Natural Gas Internal Combustion Engine | NG | IC | 6 | 2014 |  |  | (OP) Operating | [6 empty] | Johnson | 41.6572 | -91.54
14030 | Oklahoma State University | 54779 | Oklahoma State University | Commercial CHP | OK | GEN1 | 1.5 | 1.6 | Natural Gas Steam Turbine | NG | ST | 6 | 1950 | 12 | 2017 | (OP) Operating |  |  | 0 |  |  | 0 | Payne | 36.1261 | -97.07
14030 | Oklahoma State University | 54779 | Oklahoma State University | Commercial CHP | OK | GEN2 | 1.5 | 1.6 | Natural Gas Steam Turbine | NG | ST | 6 | 1950 | 12 | 2017 | (OP) Operating |  |  | 0 |  |  | 0 | Payne | 36.1261 | -97.07
14030 | Oklahoma State University | 54779 | Oklahoma State University | Commercial CHP | OK | GEN4 | 5 | 5.2 | Natural Gas Steam Turbine | NG | ST | 1 | 1958 | 12 | 2017 | (OP) Operating |  |  | 0 |  |  | 0 | Payne | 36.1261 | -97.07
19528 | University of Illinois | 54780 | University of Illinois Abbott Power Plt | Commercial CHP | IL | T1 | 3 | 3 | Natural Gas Steam Turbine | NG | ST | 11 | 1940 |  |  | (OP) Operating | [6 empty] | Champaign | 40.1052 | -88.2415
19528 | University of Illinois | 54780 | University of Illinois Abbott Power Plt | Commercial CHP | IL | T10 | 12.5 | 12.5 | Natural Gas Steam Turbine | NG | ST | 8 | 2004 |  |  | (OP) Operating | [6 empty] | Champaign | 40.1052 | -88.2415
19528 | University of Illinois | 54780 | University of Illinois Abbott Power Plt | Commercial CHP | IL | T11 | 12.5 | 12.5 | Natural Gas Steam Turbine | NG | ST | 6 | 2004 |  |  | (OP) Operating | [6 empty] | Champaign | 40.1052 | -88.2415
19528 | University of Illinois | 54780 | University of Illinois Abbott Power Plt | Commercial CHP | IL | T12 | 7 | 7 | Natural Gas Steam Turbine | NG | ST | 4 | 2004 |  |  | (OP) Operating | [6 empty] | Champaign | 40.1052 | -88.2415
19528 | University of Illinois | 54780 | University of Illinois Abbott Power Plt | Commercial CHP | IL | T2 | 3 | 3 | Natural Gas Steam Turbine | NG | ST | 11 | 1940 |  |  | (OP) Operating | [6 empty] | Champaign | 40.1052 | -88.2415
19528 | University of Illinois | 54780 | University of Illinois Abbott Power Plt | Commercial CHP | IL | T3 | 3 | 3 | Natural Gas Steam Turbine | NG | ST | 11 | 1948 |  |  | (OP) Operating | [6 empty] | Champaign | 40.1052 | -88.2415
19528 | University of Illinois | 54780 | University of Illinois Abbott Power Plt | Commercial CHP | IL | T4 | 3 | 3 | Natural Gas Steam Turbine | NG | ST | 2 | 1951 |  |  | (OP) Operating | [6 empty] | Champaign | 40.1052 | -88.2415
19528 | University of Illinois | 54780 | University of Illinois Abbott Power Plt | Commercial CHP | IL | T6 | 7.5 | 7.5 | Natural Gas Steam Turbine | NG | ST | 6 | 1959 |  |  | (OP) Operating | [6 empty] | Champaign | 40.1052 | -88.2415
19528 | University of Illinois | 54780 | University of Illinois Abbott Power Plt | Commercial CHP | IL | T7 | 7.5 | 7.5 | Natural Gas Steam Turbine | NG | ST | 8 | 1962 |  |  | (OP) Operating | [6 empty] | Champaign | 40.1052 | -88.2415
19528 | University of Illinois | 54780 | University of Illinois Abbott Power Plt | Commercial CHP | IL | T8 | 13 | 11 | Natural Gas Fired Combustion Turbine | NG | GT | 9 | 2003 |  |  | (OP) Operating |  |  |  | 2018 | 4 | 1.5 | Champaign | 40.1052 | -88.2415
19528 | University of Illinois | 54780 | University of Illinois Abbott Power Plt | Commercial CHP | IL | T9 | 13 | 11 | Natural Gas Fired Combustion Turbine | NG | GT | 11 | 2003 |  |  | (OP) Operating |  |  |  | 2018 | 4 | 1.5 | Champaign | 40.1052 | -88.2415
21148 | Zapco Energy Tactics Corp | 54781 | Suffolk Energy Partners LP | IPP Non-CHP | VA | SU1 | 0.8 | 0.7 | Landfill Gas | LFG | IC | 11 | 1994 |  |  | (OP) Operating | [6 empty] | Suffolk City | 36.7589 | -76.4961
21148 | Zapco Energy Tactics Corp | 54781 | Suffolk Energy Partners LP | IPP Non-CHP | VA | SU2 | 0.8 | 0.7 | Landfill Gas | LFG | IC | 11 | 1994 |  |  | (OP) Operating | [6 empty] | Suffolk City | 36.7589 | -76.4961
21148 | Zapco Energy Tactics Corp | 54781 | Suffolk Energy Partners LP | IPP Non-CHP | VA | SU3 | 0.8 | 0.7 | Landfill Gas | LFG | IC | 11 | 1994 |  |  | (OP) Operating | [6 empty] | Suffolk City | 36.7589 | -76.4961
21148 | Zapco Energy Tactics Corp | 54781 | Suffolk Energy Partners LP | IPP Non-CHP | VA | SU4 | 0.8 | 0.7 | Landfill Gas | LFG | IC | 11 | 1994 |  |  | (OP) Operating | [6 empty] | Suffolk City | 36.7589 | -76.4961
17283 | Seneca Energy II | 54782 | Seneca Energy | IPP Non-CHP | NY | GE10 | 0.8 | 0.8 | Landfill Gas | LFG | IC | 8 | 1998 |  |  | (OP) Operating | [6 empty] | Seneca | 42.9281 | -76.8408
17283 | Seneca Energy II | 54782 | Seneca Energy | IPP Non-CHP | NY | GE11 | 0.8 | 0.8 | Landfill Gas | LFG | IC | 8 | 1998 |  |  | (OP) Operating | [6 empty] | Seneca | 42.9281 | -76.8408
17283 | Seneca Energy II | 54782 | Seneca Energy | IPP Non-CHP | NY | GE12 | 0.8 | 0.8 | Landfill Gas | LFG | IC | 8 | 1998 |  |  | (OP) Operating | [6 empty] | Seneca | 42.9281 | -76.8408
17283 | Seneca Energy II | 54782 | Seneca Energy | IPP Non-CHP | NY | GE13 | 0.8 | 0.8 | Landfill Gas | LFG | IC | 8 | 1998 |  |  | (OP) Operating | [6 empty] | Seneca | 42.9281 | -76.8408
17283 | Seneca Energy II | 54782 | Seneca Energy | IPP Non-CHP | NY | GE14 | 0.8 | 0.8 | Landfill Gas | LFG | IC | 8 | 1998 |  |  | (OP) Operating | [6 empty] | Seneca | 42.9281 | -76.8408
17283 | Seneca Energy II | 54782 | Seneca Energy | IPP Non-CHP | NY | GE15 | 1.6 | 1.6 | Landfill Gas | LFG | IC | 1 | 2007 |  |  | (OP) Operating | [6 empty] | Seneca | 42.9281 | -76.8408
17283 | Seneca Energy II | 54782 | Seneca Energy | IPP Non-CHP | NY | GE16 | 1.6 | 1.6 | Landfill Gas | LFG | IC | 1 | 2007 |  |  | (OP) Operating | [6 empty] | Seneca | 42.9281 | -76.8408
17283 | Seneca Energy II | 54782 | Seneca Energy | IPP Non-CHP | NY | GE17 | 1.6 | 1.6 | Landfill Gas | LFG | IC | 1 | 2007 |  |  | (OP) Operating | [6 empty] | Seneca | 42.9281 | -76.8408
17283 | Seneca Energy II | 54782 | Seneca Energy | IPP Non-CHP | NY | GE18 | 1.6 | 1.6 | Landfill Gas | LFG | IC | 1 | 2007 |  |  | (OP) Operating | [6 empty] | Seneca | 42.9281 | -76.8408
17283 | Seneca Energy II | 54782 | Seneca Energy | IPP Non-CHP | NY | GEN1 | 0.8 | 0.8 | Landfill Gas | LFG | IC | 3 | 1996 |  |  | (OP) Operating | [6 empty] | Seneca | 42.9281 | -76.8408
17283 | Seneca Energy II | 54782 | Seneca Energy | IPP Non-CHP | NY | GEN2 | 0.8 | 0.8 | Landfill Gas | LFG | IC | 3 | 1996 |  |  | (OP) Operating | [6 empty] | Seneca | 42.9281 | -76.8408
17283 | Seneca Energy II | 54782 | Seneca Energy | IPP Non-CHP | NY | GEN3 | 0.8 | 0.8 | Landfill Gas | LFG | IC | 3 | 1996 |  |  | (OP) Operating | [6 empty] | Seneca | 42.9281 | -76.8408
17283 | Seneca Energy II | 54782 | Seneca Energy | IPP Non-CHP | NY | GEN4 | 0.8 | 0.8 | Landfill Gas | LFG | IC | 8 | 1996 |  |  | (OP) Operating | [6 empty] | Seneca | 42.9281 | -76.8408
17283 | Seneca Energy II | 54782 | Seneca Energy | IPP Non-CHP | NY | GEN5 | 0.8 | 0.8 | Landfill Gas | LFG | IC | 8 | 1996 |  |  | (OP) Operating | [6 empty] | Seneca | 42.9281 | -76.8408
17283 | Seneca Energy II | 54782 | Seneca Energy | IPP Non-CHP | NY | GEN6 | 0.8 | 0.8 | Landfill Gas | LFG | IC | 6 | 1997 |  |  | (OP) Operating | [6 empty] | Seneca | 42.9281 | -76.8408
17283 | Seneca Energy II | 54782 | Seneca Energy | IPP Non-CHP | NY | GEN7 | 0.8 | 0.8 | Landfill Gas | LFG | IC | 6 | 1997 |  |  | (OP) Operating | [6 empty] | Seneca | 42.9281 | -76.8408
17283 | Seneca Energy II | 54782 | Seneca Energy | IPP Non-CHP | NY | GEN8 | 0.8 | 0.8 | Landfill Gas | LFG | IC | 8 | 1998 |  |  | (OP) Operating | [6 empty] | Seneca | 42.9281 | -76.8408
17283 | Seneca Energy II | 54782 | Seneca Energy | IPP Non-CHP | NY | GEN9 | 0.8 | 0.8 | Landfill Gas | LFG | IC | 8 | 1998 |  |  | (OP) Operating | [6 empty] | Seneca | 42.9281 | -76.8408
7564 | Grays Ferry Cogen Partnership | 54785 | Grays Ferry Cogeneration | IPP CHP | PA | GEN1 | 57.6 | 57 | Natural Gas Fired Combined Cycle | NG | CA | 10 | 1997 |  |  | (OP) Operating | [6 empty] | Philadelphia | 39.9422 | -75.1881
7564 | Grays Ferry Cogen Partnership | 54785 | Grays Ferry Cogeneration | IPP CHP | PA | GEN2 | 135 | 113 | Natural Gas Fired Combined Cycle | NG | CT | 10 | 1997 |  |  | (OP) Operating | [6 empty] | Philadelphia | 39.9422 | -75.1881
6883 | Evanston Board of Education | 54788 | Evanston Township High School | Commercial Non-CHP | IL | GEN1 | 0.8 | 0.8 | Natural Gas Internal Combustion Engine | NG | IC | 12 | 1992 |  |  | (SB) Standby/Backup: available for service but not normally used | [6 empty] | Cook | 42.044 | -87.6996
6883 | Evanston Board of Education | 54788 | Evanston Township High School | Commercial Non-CHP | IL | GEN2 | 0.8 | 0.8 | Natural Gas Internal Combustion Engine | NG | IC | 12 | 1992 |  |  | (SB) Standby/Backup: available for service but not normally used | [6 empty] | Cook | 42.044 | -87.6996
6883 | Evanston Board of Education | 54788 | Evanston Township High School | Commercial Non-CHP | IL | GEN3 | 0.8 | 0.8 | Natural Gas Internal Combustion Engine | NG | IC | 12 | 1992 |  |  | (SB) Standby/Backup: available for service but not normally used | [6 empty] | Cook | 42.044 | -87.6996
55932 | Georgia-Pacific Brewton LLC | 54789 | Georgia-Pacific Brewton Mill | Industrial CHP | AL | 1TG | 12.5 | 10.5 | Wood/Wood Waste Biomass | BLQ | ST | 10 | 1957 | 11 | 2016 | (OP) Operating | [6 empty] | Escambia | 31.077 | -87.1116
55932 | Georgia-Pacific Brewton LLC | 54789 | Georgia-Pacific Brewton Mill | Industrial CHP | AL | 2TG | 12.5 | 12.4 | Wood/Wood Waste Biomass | BLQ | ST | 4 | 1964 |  |  | (OP) Operating | [6 empty] | Escambia | 31.077 | -87.1116
55932 | Georgia-Pacific Brewton LLC | 54789 | Georgia-Pacific Brewton Mill | Industrial CHP | AL | 3TG | 15.9 | 13.6 | Wood/Wood Waste Biomass | BLQ | ST | 1 | 1982 |  |  | (OP) Operating | [6 empty] | Escambia | 31.077 | -87.1116
8683 | CSL Behring LLC | 54790 | CSL Behring LLC | Industrial CHP | IL | GEN1 | 4.2 | 3.8 | Natural Gas Fired Combustion Turbine | NG | GT | 5 | 1993 |  |  | (OP) Operating | [6 empty] | Kankakee | 41.1603 | -87.8542
59496 | Allete Clean Energy | 54793 | Storm Lake 1 | IPP Non-CHP | IA | 2 | 0.7 | 0.7 | Onshore Wind Turbine | WND | WT | 6 | 1999 |  |  | (OP) Operating | [6 empty] | Buena Vista | 42.6878 | -95.405
59496 | Allete Clean Energy | 54793 | Storm Lake 1 | IPP Non-CHP | IA | 3 | 0.7 | 0.7 | Onshore Wind Turbine | WND | WT | 6 | 1999 |  |  | (OP) Operating | [6 empty] | Buena Vista | 42.6878 | -95.405
59496 | Allete Clean Energy | 54793 | Storm Lake 1 | IPP Non-CHP | IA | EXIS | 112.5 | 108 | Onshore Wind Turbine | WND | WT | 5 | 1999 |  |  | (OP) Operating | [6 empty] | Buena Vista | 42.6878 | -95.405
49963 | FPL Energy Operating Services, Inc. | 54794 | Buffalo Ridge Windplant WPP 1993 | IPP Non-CHP | MN | EXIS | 21.9 | 21.9 | Onshore Wind Turbine | WND | WT | 3 | 1994 |  |  | (OP) Operating | [6 empty] | Lincoln | 44.2168 | -96.2371
5277 | American Sugar Refining, Inc. | 54795 | Domino Sugar Baltimore | Industrial CHP | MD | GEN1 | 5 | 5 | Natural Gas Steam Turbine | NG | ST | 6 | 1959 |  |  | (OP) Operating | [6 empty] | Baltimore City | 39.2744 | -76.5956
5277 | American Sugar Refining, Inc. | 54795 | Domino Sugar Baltimore | Industrial CHP | MD | GEN2 | 2.5 | 2.5 | Natural Gas Steam Turbine | NG | ST | 6 | 1955 |  |  | (OP) Operating | [6 empty] | Baltimore City | 39.2744 | -76.5956
5277 | American Sugar Refining, Inc. | 54795 | Domino Sugar Baltimore | Industrial CHP | MD | GEN4 | 10 | 10 | Natural Gas Steam Turbine | NG | ST | 6 | 2001 |  |  | (OP) Operating | [6 empty] | Baltimore City | 39.2744 | -76.5956
16578 | Saint Agnes Medical Center | 54800 | Saint Agnes Medical Center | Commercial CHP | CA | 9911 | 3.5 | 2.7 | Natural Gas Fired Combustion Turbine | NG | GT | 5 | 2001 |  |  | (OP) Operating | [6 empty] | Fresno | 36.8347 | -119.7667
16578 | Saint Agnes Medical Center | 54800 | Saint Agnes Medical Center | Commercial CHP | CA | 9929 | 3.5 | 2.7 | Natural Gas Fired Combustion Turbine | NG | GT | 12 | 2001 |  |  | (OP) Operating | [6 empty] | Fresno | 36.8347 | -119.7667
1005 | Avalon/Mayo Hydropower LLC | 54801 | Avalon/Mayo Hydropower | Commercial Non-CHP | NC | GEN1 | 0.8 | 0.8 | Conventional Hydroelectric | WAT | HY | 4 | 1997 |  |  | (OP) Operating | [6 empty] | ROCKINGHAM | 36.4237 | -79.9525
1005 | Avalon/Mayo Hydropower LLC | 54801 | Avalon/Mayo Hydropower | Commercial Non-CHP | NC | GEN2 | 0.3 | 0.3 | Conventional Hydroelectric | WAT | HY | 5 | 2000 |  |  | (OP) Operating | [6 empty] | ROCKINGHAM | 36.4237 | -79.9525
1005 | Avalon/Mayo Hydropower LLC | 54801 | Avalon/Mayo Hydropower | Commercial Non-CHP | NC | GEN3 | 0.1 | 0.1 | Conventional Hydroelectric | WAT | HY | 5 | 2000 |  |  | (OP) Operating | [6 empty] | ROCKINGHAM | 36.4237 | -79.9525
12222 | Mead Coated Board Inc | 54802 | Mead Coated Board | Industrial CHP | AL | GEN1 | 32 | 32 | Wood/Wood Waste Biomass | BLQ | ST | 11 | 1966 |  |  | (OP) Operating | [6 empty] | Russell | 32.1761 | -85.0272
12222 | Mead Coated Board Inc | 54802 | Mead Coated Board | Industrial CHP | AL | GEN2 | 55.5 | 55.5 | Wood/Wood Waste Biomass | BLQ | ST | 3 | 1990 |  |  | (OP) Operating | [6 empty] | Russell | 32.1761 | -85.0272
12222 | Mead Coated Board Inc | 54802 | Mead Coated Board | Industrial CHP | AL | GEN3 | 25 | 21 | Natural Gas Fired Combustion Turbine | NG | GT | 1 | 1998 |  |  | (OP) Operating | [6 empty] | Russell | 32.1761 | -85.0272
59190 | Plymouth State University | 54803 | Plymouth State College Cogeneration | Commercial CHP | NH | A | 1.2 | 1.2 | Petroleum Liquids | DFO | IC | 4 | 1994 |  |  | (SB) Standby/Backup: available for service but not normally used | [6 empty] | Grafton | 43.7644 | -71.6881
59190 | Plymouth State University | 54803 | Plymouth State College Cogeneration | Commercial CHP | NH | B | 1.6 | 1.6 | Petroleum Liquids | DFO | IC | 8 | 2000 |  |  | (SB) Standby/Backup: available for service but not normally used | [6 empty] | Grafton | 43.7644 | -71.6881
12469 | Milford Power Ltd Partnership | 54805 | Milford Power LP | IPP Non-CHP | MA | GT-1 | 128.9 | 107.9 | Natural Gas Fired Combined Cycle | NG | CT | 3 | 1993 |  |  | (OP) Operating | [6 empty] | Worcester | 42.1294 | -71.5115
12469 | Milford Power Ltd Partnership | 54805 | Milford Power LP | IPP Non-CHP | MA | ST-1 | 49.1 | 40.1 | Natural Gas Fired Combined Cycle | NG | CA | 3 | 1993 |  |  | (OP) Operating |  |  |  | 2017 | 6 | 50 | Worcester | 42.1294 | -71.5115
13491 | New York University | 54808 | New York University Central Plant | Commercial CHP | NY | D2 | 0.8 | 0.6 | Petroleum Liquids | DFO | IC | 1 | 1984 |  |  | (SB) Standby/Backup: available for service but not normally used | [6 empty] | New York | 40.7899 | -73.9233
13491 | New York University | 54808 | New York University Central Plant | Commercial CHP | NY | D3 | 0.8 | 0.6 | Petroleum Liquids | DFO | IC | 1 | 1984 |  |  | (SB) Standby/Backup: available for service but not normally used | [6 empty] | New York | 40.7899 | -73.9233
13491 | New York University | 54808 | New York University Central Plant | Commercial CHP | NY | D4 | 0.8 | 0.6 | Petroleum Liquids | DFO | IC | 1 | 1984 |  |  | (SB) Standby/Backup: available for service but not normally used | [6 empty] | New York | 40.7899 | -73.9233
13491 | New York University | 54808 | New York University Central Plant | Commercial CHP | NY | D5 | 0.8 | 0.6 | Petroleum Liquids | DFO | IC | 1 | 1984 |  |  | (SB) Standby/Backup: available for service but not normally used | [6 empty] | New York | 40.7899 | -73.9233
13491 | New York University | 54808 | New York University Central Plant | Commercial CHP | NY | D6 | 0.8 | 0.6 | Petroleum Liquids | DFO | IC | 1 | 1984 |  |  | (SB) Standby/Backup: available for service but not normally used | [6 empty] | New York | 40.7899 | -73.9233
13491 | New York University | 54808 | New York University Central Plant | Commercial CHP | NY | D7 | 0.8 | 0.6 | Petroleum Liquids | DFO | IC | 1 | 1984 |  |  | (SB) Standby/Backup: available for service but not normally used | [6 empty] | New York | 40.7899 | -73.9233
13491 | New York University | 54808 | New York University Central Plant | Commercial CHP | NY | DI | 0.8 | 0.6 | Petroleum Liquids | DFO | IC | 1 | 1984 |  |  | (SB) Standby/Backup: available for service but not normally used | [6 empty] | New York | 40.7899 | -73.9233
13491 | New York University | 54808 | New York University Central Plant | Commercial CHP | NY | GT1 | 5.5 | 5.5 | Natural Gas Fired Combined Cycle | NG | CT | 12 | 2010 |  |  | (OP) Operating | [6 empty] | New York | 40.7899 | -73.9233
13491 | New York University | 54808 | New York University Central Plant | Commercial CHP | NY | GT2 | 5.5 | 5.5 | Natural Gas Fired Combined Cycle | NG | CT | 12 | 2010 |  |  | (OP) Operating | [6 empty] | New York | 40.7899 | -73.9233
13491 | New York University | 54808 | New York University Central Plant | Commercial CHP | NY | T1 | 2.4 | 1.8 | Natural Gas Fired Combined Cycle | NG | CA | 1 | 1984 |  |  | (OP) Operating | [6 empty] | New York | 40.7899 | -73.9233
19664 | University of Washington | 54809 | University of Washington Power Plant | Commercial CHP | WA | DG3 | 2 | 2 | Petroleum Liquids | DFO | IC | 6 | 1993 |  |  | (SB) Standby/Backup: available for service but not normally used | [6 empty] | King | 47.6539 | -122.3036
19664 | University of Washington | 54809 | University of Washington Power Plant | Commercial CHP | WA | DG4 | 2 | 2 | Petroleum Liquids | DFO | IC | 6 | 1993 |  |  | (SB) Standby/Backup: available for service but not normally used | [6 empty] | King | 47.6539 | -122.3036
19664 | University of Washington | 54809 | University of Washington Power Plant | Commercial CHP | WA | DG5 | 2 | 2 | Petroleum Liquids | DFO | IC | 6 | 1994 |  |  | (SB) Standby/Backup: available for service but not normally used | [6 empty] | King | 47.6539 | -122.3036
19664 | University of Washington | 54809 | University of Washington Power Plant | Commercial CHP | WA | DG6 | 2 | 2 | Petroleum Liquids | DFO | IC | 8 | 2003 |  |  | (SB) Standby/Backup: available for service but not normally used | [6 empty] | King | 47.6539 | -122.3036
19664 | University of Washington | 54809 | University of Washington Power Plant | Commercial CHP | WA | DG7 | 2 | 2 | Petroleum Liquids | DFO | IC | 8 | 2003 |  |  | (SB) Standby/Backup: available for service but not normally used | [6 empty] | King | 47.6539 | -122.3036
19664 | University of Washington | 54809 | University of Washington Power Plant | Commercial CHP | WA | TG2 | 5 | 1 | Natural Gas Steam Turbine | NG | ST | 1 | 1969 |  |  | (OP) Operating | [6 empty] | King | 47.6539 | -122.3036
12454 | Mi-28 Water Power Project LLC | 54812 | Mile 28 Water Power Project | IPP Non-CHP | ID | 1 | 0.7 | 0.7 | Conventional Hydroelectric | WAT | HY | 6 | 1994 |  |  | (OP) Operating | [6 empty] | Jerome | 42.7401 | -114.1612
12454 | Mi-28 Water Power Project LLC | 54812 | Mile 28 Water Power Project | IPP Non-CHP | ID | 2 | 0.7 | 0.7 | Conventional Hydroelectric | WAT | HY | 6 | 1994 |  |  | (OP) Operating | [6 empty] | Jerome | 42.7401 | -114.1612
17069 | Shepherd Center | 54813 | Shepherd Center | IPP Non-CHP | GA | 1 | 0.6 | 0.6 | Petroleum Liquids | DFO | IC | 8 | 1992 |  |  | (SB) Standby/Backup: available for service but not normally used | [6 empty] | FULTON | 33.8111 | -84.3928
17069 | Shepherd Center | 54813 | Shepherd Center | IPP Non-CHP | GA | 2 | 0.6 | 0.6 | Petroleum Liquids | DFO | IC | 8 | 1992 |  |  | (SB) Standby/Backup: available for service but not normally used | [6 empty] | FULTON | 33.8111 | -84.3928
17069 | Shepherd Center | 54813 | Shepherd Center | IPP Non-CHP | GA | 3 | 0.2 | 0.2 | Petroleum Liquids | DFO | IC | 8 | 1989 |  |  | (SB) Standby/Backup: available for service but not normally used | [6 empty] | FULTON | 33.8111 | -84.3928
17069 | Shepherd Center | 54813 | Shepherd Center | IPP Non-CHP | GA | 4 | 0.3 | 0.3 | Petroleum Liquids | DFO | IC | 5 | 1981 |  |  | (SB) Standby/Backup: available for service but not normally used | [6 empty] | FULTON | 33.8111 | -84.3928
17069 | Shepherd Center | 54813 | Shepherd Center | IPP Non-CHP | GA | 5 | 0.6 | 0.6 | Petroleum Liquids | DFO | IC | 8 | 2009 |  |  | (SB) Standby/Backup: available for service but not normally used | [6 empty] | FULTON | 33.8111 | -84.3928
17069 | Shepherd Center | 54813 | Shepherd Center | IPP Non-CHP | GA | 6 | 0.6 | 0.6 | Petroleum Liquids | DFO | IC | 10 | 2010 |  |  | (SB) Standby/Backup: available for service but not normally used | [6 empty] | FULTON | 33.8111 | -84.3928
28473 | Williams Field Services Co | 54814 | Milagro Cogeneration Plant | IPP CHP | NM | GENA | 30.4 | 30.4 | Natural Gas Fired Combustion Turbine | NG | GT | 9 | 1981 |  |  | (OP) Operating | [6 empty] | San Juan | 36.7367 | -107.9417
28473 | Williams Field Services Co | 54814 | Milagro Cogeneration Plant | IPP CHP | NM | GENB | 30.4 | 30.4 | Natural Gas Fired Combustion Turbine | NG | GT | 9 | 1981 |  |  | (OP) Operating | [6 empty] | San Juan | 36.7367 | -107.9417
28473 | Williams Field Services Co | 54814 | Milagro Cogeneration Plant | IPP CHP | NM | GO1A | 30.4 | 30.4 | Natural Gas Fired Combustion Turbine | NG | GT | 2 | 1996 |  |  | (OP) Operating | [6 empty] | San Juan | 36.7367 | -107.9417
28473 | Williams Field Services Co | 54814 | Milagro Cogeneration Plant | IPP CHP | NM | GO1B | 30.4 | 30.4 | Natural Gas Fired Combustion Turbine | NG | GT | 2 | 1996 |  |  | (OP) Operating | [6 empty] | San Juan | 36.7367 | -107.9417
56107 | Highwoods Properties | 54816 | Riverwood 100 Building | Commercial Non-CHP | GA | 11KT | 1.1 | 1.1 | Petroleum Liquids | DFO | IC | 1 | 1989 |  |  | (OS) Out of service and NOT expected to return to service in next calendar year | [6 empty] | Cobb | 33.8775 | -84.4603
2172 | Brazos Electric Power Coop Inc | 54817 | Johnson County | Electric Utility | TX | GT-1 | 178.2 | 163 | Natural Gas Fired Combined Cycle | NG | CT | 9 | 1996 |  |  | (OP) Operating | [6 empty] | Johnson | 32.3994 | -97.4078
2172 | Brazos Electric Power Coop Inc | 54817 | Johnson County | Electric Utility | TX | ST-1 | 104.4 | 104 | Natural Gas Fired Combined Cycle | NG | CA | 11 | 1996 |  |  | (OP) Operating | [6 empty] | Johnson | 32.3994 | -97.4078
21260 | 191 Peachtree Associates | 54818 | 191 Peachtree Tower | Commercial Non-CHP | GA | GEN1 | 1.2 | 1.2 | Petroleum Liquids | DFO | IC | 5 | 1991 |  |  | (SB) Standby/Backup: available for service but not normally used | [6 empty] | Fulton | 33.7583 | -84.3869
21260 | 191 Peachtree Associates | 54818 | 191 Peachtree Tower | Commercial Non-CHP | GA | GEN2 | 1.2 | 1.2 | Petroleum Liquids | DFO | IC | 5 | 1991 |  |  | (SB) Standby/Backup: available for service but not normally used | [6 empty] | Fulton | 33.7583 | -84.3869
17449 | Smithfield Farmland Corp. | 54823 | Smithfield Farmland Corp Bladen | Industrial Non-CHP | NC | GEN1 | 1.5 | 1.5 | Petroleum Liquids | DFO | IC | 10 | 1993 |  |  | (SB) Standby/Backup: available for service but not normally used | [6 empty] | BLADEN | 34.7463 | -78.8073
17449 | Smithfield Farmland Corp. | 54823 | Smithfield Farmland Corp Bladen | Industrial Non-CHP | NC | GEN2 | 1.5 | 1.5 | Petroleum Liquids | DFO | IC | 10 | 1993 |  |  | (SB) Standby/Backup: available for service but not normally used | [6 empty] | BLADEN | 34.7463 | -78.8073
17449 | Smithfield Farmland Corp. | 54823 | Smithfield Farmland Corp Bladen | Industrial Non-CHP | NC | GEN3 | 1.5 | 1.5 | Petroleum Liquids | DFO | IC | 10 | 1993 |  |  | (SB) Standby/Backup: available for service but not normally used | [6 empty] | BLADEN | 34.7463 | -78.8073
17449 | Smithfield Farmland Corp. | 54823 | Smithfield Farmland Corp Bladen | Industrial Non-CHP | NC | GEN4 | 1.5 | 1.5 | Petroleum Liquids | DFO | IC | 10 | 1993 |  |  | (SB) Standby/Backup: available for service but not normally used | [6 empty] | BLADEN | 34.7463 | -78.8073
17449 | Smithfield Farmland Corp. | 54823 | Smithfield Farmland Corp Bladen | Industrial Non-CHP | NC | GEN5 | 1.5 | 1.5 | Petroleum Liquids | DFO | IC | 10 | 1993 |  |  | (SB) Standby/Backup: available for service but not normally used | [6 empty] | BLADEN | 34.7463 | -78.8073
17449 | Smithfield Farmland Corp. | 54823 | Smithfield Farmland Corp Bladen | Industrial Non-CHP | NC | GEN6 | 1.5 | 1.5 | Petroleum Liquids | DFO | IC | 10 | 1993 |  |  | (SB) Standby/Backup: available for service but not normally used | [6 empty] | BLADEN | 34.7463 | -78.8073
17449 | Smithfield Farmland Corp. | 54823 | Smithfield Farmland Corp Bladen | Industrial Non-CHP | NC | GEN7 | 1.5 | 1.5 | Petroleum Liquids | DFO | IC | 10 | 1993 |  |  | (SB) Standby/Backup: available for service but not normally used | [6 empty] | BLADEN | 34.7463 | -78.8073
17449 | Smithfield Farmland Corp. | 54823 | Smithfield Farmland Corp Bladen | Industrial Non-CHP | NC | GEN8 | 1.5 | 1.5 | Petroleum Liquids | DFO | IC | 10 | 1993 |  |  | (SB) Standby/Backup: available for service but not normally used | [6 empty] | BLADEN | 34.7463 | -78.8073
17449 | Smithfield Farmland Corp. | 54823 | Smithfield Farmland Corp Bladen | Industrial Non-CHP | NC | GEN9 | 1.5 | 1.5 | Petroleum Liquids | DFO | IC | 2 | 1998 |  |  | (SB) Standby/Backup: available for service but not normally used | [6 empty] | BLADEN | 34.7463 | -78.8073
17449 | Smithfield Farmland Corp. | 54823 | Smithfield Farmland Corp Bladen | Industrial Non-CHP | NC | GN10 | 1.5 | 1.5 | Petroleum Liquids | DFO | IC | 2 | 1998 |  |  | (SB) Standby/Backup: available for service but not normally used | [6 empty] | BLADEN | 34.7463 | -78.8073
17449 | Smithfield Farmland Corp. | 54823 | Smithfield Farmland Corp Bladen | Industrial Non-CHP | NC | GN11 | 1.5 | 1.5 | Petroleum Liquids | DFO | IC | 2 | 1998 |  |  | (SB) Standby/Backup: available for service but not normally used | [6 empty] | BLADEN | 34.7463 | -78.8073
17449 | Smithfield Farmland Corp. | 54823 | Smithfield Farmland Corp Bladen | Industrial Non-CHP | NC | GN12 | 1.5 | 1.5 | Petroleum Liquids | DFO | IC | 2 | 1998 |  |  | (SB) Standby/Backup: available for service but not normally used | [6 empty] | BLADEN | 34.7463 | -78.8073
17449 | Smithfield Farmland Corp. | 54823 | Smithfield Farmland Corp Bladen | Industrial Non-CHP | NC | GN13 | 1.5 | 1.5 | Petroleum Liquids | DFO | IC | 2 | 1998 |  |  | (SB) Standby/Backup: available for service but not normally used | [6 empty] | BLADEN | 34.7463 | -78.8073
17449 | Smithfield Farmland Corp. | 54823 | Smithfield Farmland Corp Bladen | Industrial Non-CHP | NC | GN14 | 1.5 | 1.5 | Petroleum Liquids | DFO | IC | 2 | 1998 |  |  | (SB) Standby/Backup: available for service but not normally used | [6 empty] | BLADEN | 34.7463 | -78.8073
17449 | Smithfield Farmland Corp. | 54823 | Smithfield Farmland Corp Bladen | Industrial Non-CHP | NC | GN15 | 1.5 | 1.5 | Petroleum Liquids | DFO | IC | 2 | 1998 |  |  | (SB) Standby/Backup: available for service but not normally used | [6 empty] | BLADEN | 34.7463 | -78.8073
17449 | Smithfield Farmland Corp. | 54823 | Smithfield Farmland Corp Bladen | Industrial Non-CHP | NC | GN16 | 1.5 | 1.5 | Petroleum Liquids | DFO | IC | 2 | 1995 |  |  | (SB) Standby/Backup: available for service but not normally used | [6 empty] | BLADEN | 34.7463 | -78.8073
17449 | Smithfield Farmland Corp. | 54823 | Smithfield Farmland Corp Bladen | Industrial Non-CHP | NC | GN17 | 1.5 | 1.5 | Petroleum Liquids | DFO | IC | 2 | 1998 |  |  | (SB) Standby/Backup: available for service but not normally used | [6 empty] | BLADEN | 34.7463 | -78.8073
17449 | Smithfield Farmland Corp. | 54823 | Smithfield Farmland Corp Bladen | Industrial Non-CHP | NC | GN18 | 1.5 | 1.5 | Petroleum Liquids | DFO | IC | 2 | 1995 |  |  | (SB) Standby/Backup: available for service but not normally used | [6 empty] | BLADEN | 34.7463 | -78.8073
17449 | Smithfield Farmland Corp. | 54823 | Smithfield Farmland Corp Bladen | Industrial Non-CHP | NC | GN19 | 1.5 | 1.5 | Petroleum Liquids | DFO | IC | 2 | 1998 |  |  | (SB) Standby/Backup: available for service but not normally used | [6 empty] | BLADEN | 34.7463 | -78.8073
54809 | Wailuku Holding Company LLC | 54827 | Wailuku River Hydroelectric | IPP Non-CHP | HI | 8101 | 5.2 | 4.9 | Conventional Hydroelectric | WAT | HY | 5 | 1993 |  |  | (OP) Operating | [6 empty] | Hawaii | 19.713 | -155.1486
54809 | Wailuku Holding Company LLC | 54827 | Wailuku River Hydroelectric | IPP Non-CHP | HI | 8102 | 5.2 | 4.9 | Conventional Hydroelectric | WAT | HY | 5 | 1993 |  |  | (OP) Operating | [6 empty] | Hawaii | 19.713 | -155.1486
2265 | Bristol-Myers Squibb Co | 54829 | Bristol Myers Squibb New Brunswick | Industrial CHP | NJ | GEN1 | 9.5 | 8.8 | Natural Gas Fired Combustion Turbine | NG | GT | 7 | 1992 |  |  | (OP) Operating | [6 empty] | Middlesex | 40.4757 | -74.4462
2265 | Bristol-Myers Squibb Co | 54829 | Bristol Myers Squibb New Brunswick | Industrial CHP | NJ | GEN2 | 1 | 0.6 | Natural Gas Steam Turbine | NG | ST | 8 | 1999 |  |  | (SB) Standby/Backup: available for service but not normally used | [6 empty] | Middlesex | 40.4757 | -74.4462
50109 | DeKalb Regional Health System | 54830 | Dekalb Medical Center | Commercial Non-CHP | GA | 03 | 1.5 | 1.2 | Petroleum Liquids | DFO | IC | 8 | 2004 |  |  | (SB) Standby/Backup: available for service but not normally used | [6 empty] | DeKalb | 33.7919 | -84.2831
50109 | DeKalb Regional Health System | 54830 | Dekalb Medical Center | Commercial Non-CHP | GA | 90 | 1.2 | 1.2 | Petroleum Liquids | DFO | IC | 5 | 1991 |  |  | (SB) Standby/Backup: available for service but not normally used | [6 empty] | DeKalb | 33.7919 | -84.2831
50109 | DeKalb Regional Health System | 54830 | Dekalb Medical Center | Commercial Non-CHP | GA | 93 | 1.2 | 1.2 | Petroleum Liquids | DFO | IC | 7 | 1993 |  |  | (SB) Standby/Backup: available for service but not normally used | [6 empty] | DeKalb | 33.7919 | -84.2831
14410 | KMC Thermo, LLC | 54832 | Brandywine Power Facility | IPP CHP | MD | 1 | 98.7 |  | Natural Gas Fired Combined Cycle | NG | CT | 10 | 1996 |  |  | (OP) Operating | [6 empty] | Prince Georges | 38.6681 | -76.8678
14410 | KMC Thermo, LLC | 54832 | Brandywine Power Facility | IPP CHP | MD | 2 | 98.7 |  | Natural Gas Fired Combined Cycle | NG | CT | 8 | 1996 |  |  | (OP) Operating | [6 empty] | Prince Georges | 38.6681 | -76.8678
14410 | KMC Thermo, LLC | 54832 | Brandywine Power Facility | IPP CHP | MD | 3 | 91.4 | 230 | Natural Gas Fired Combined Cycle | NG | CA | 9 | 1996 |  |  | (OP) Operating | [6 empty] | Prince Georges | 38.6681 | -76.8678
19272 | Doyon Utilities - Fort Greely | 54834 | Fort Greely Power Plant | Commercial Non-CHP | AK | EN-4 | 1.2 | 1.2 | Petroleum Liquids | DFO | IC | 1 | 1959 |  |  | (SB) Standby/Backup: available for service but not normally used | [6 empty] | SOUTHEAST FAIRBANKS | 63.9736 | -145.7166
19272 | Doyon Utilities - Fort Greely | 54834 | Fort Greely Power Plant | Commercial Non-CHP | AK | EN-5 | 1.2 | 1.2 | Petroleum Liquids | DFO | IC | 1 | 1959 |  |  | (SB) Standby/Backup: available for service but not normally used | [6 empty] | SOUTHEAST FAIRBANKS | 63.9736 | -145.7166
19272 | Doyon Utilities - Fort Greely | 54834 | Fort Greely Power Plant | Commercial Non-CHP | AK | EN-6 | 2.5 | 2.5 | Petroleum Liquids | DFO | IC | 1 | 2010 |  |  | (SB) Standby/Backup: available for service but not normally used | [6 empty] | SOUTHEAST FAIRBANKS | 63.9736 | -145.7166
19272 | Doyon Utilities - Fort Greely | 54834 | Fort Greely Power Plant | Commercial Non-CHP | AK | EN-7 | 2.5 | 2.5 | Petroleum Liquids | DFO | IC | 1 | 2010 |  |  | (SB) Standby/Backup: available for service but not normally used | [6 empty] | SOUTHEAST FAIRBANKS | 63.9736 | -145.7166
56537 | Evonik Degussa Corporation | 54835 | Evonik Industries AG | Industrial Non-CHP | IN | T121 | 1.2 | 1.2 | Petroleum Liquids | DFO | IC | 5 | 1992 |  |  | (SB) Standby/Backup: available for service but not normally used | [6 empty] | TIPPECANOE | 40.3872 | -86.9391
19726 | Valdosta City of | 54839 | Valdosta Water Treatment Plant | Commercial Non-CHP | GA | GEN1 | 1.7 | 1.7 | Petroleum Liquids | DFO | IC | 1 | 1993 |  |  | (SB) Standby/Backup: available for service but not normally used | [6 empty] | Lowndes | 30.9136 | -83.2529
19726 | Valdosta City of | 54839 | Valdosta Water Treatment Plant | Commercial Non-CHP | GA | GEN2 | 1.7 | 1.7 | Petroleum Liquids | DFO | IC | 11 | 2008 |  |  | (SB) Standby/Backup: available for service but not normally used | [6 empty] | Lowndes | 30.9136 | -83.2529
18843 | Thiele Kaolin Co | 54841 | Thiele Kaolin Sandersville | Industrial Non-CHP | GA | G1 | 1.2 | 1.1 | Petroleum Liquids | DFO | IC | 1 | 1991 |  |  | (SB) Standby/Backup: available for service but not normally used | [6 empty] | Washington | 32.9708 | -82.8028
18843 | Thiele Kaolin Co | 54841 | Thiele Kaolin Sandersville | Industrial Non-CHP | GA | G2 | 1.2 | 1.1 | Petroleum Liquids | DFO | IC | 1 | 1991 |  |  | (SB) Standby/Backup: available for service but not normally used | [6 empty] | Washington | 32.9708 | -82.8028
56817 | Outagamie Clean Energy Project LLC | 54842 | Outagamie County Co-Generation Facility | IPP CHP | WI | G1 | 1.6 | 1.6 | Landfill Gas | LFG | IC | 2 | 2007 |  |  | (OP) Operating | [6 empty] | Outagamie | 44.2869 | -88.3339
56817 | Outagamie Clean Energy Project LLC | 54842 | Outagamie County Co-Generation Facility | IPP CHP | WI | G2 | 1.6 | 1.6 | Landfill Gas | LFG | IC | 2 | 2007 |  |  | (OP) Operating | [6 empty] | Outagamie | 44.2869 | -88.3339
56817 | Outagamie Clean Energy Project LLC | 54842 | Outagamie County Co-Generation Facility | IPP CHP | WI | G3 | 1.6 | 1.6 | Landfill Gas | LFG | IC | 2 | 2007 |  |  | (OP) Operating | [6 empty] | Outagamie | 44.2869 | -88.3339
19876 | Virginia Electric & Power Co | 54844 | Gordonsville Energy LP | Electric Utility | VA | GOR1 | 97.2 | 68.4 | Natural Gas Fired Combined Cycle | NG | CT | 3 | 1994 |  |  | (OP) Operating | [6 empty] | Louisa | 38.1247 | -78.2035
19876 | Virginia Electric & Power Co | 54844 | Gordonsville Energy LP | Electric Utility | VA | GOR2 | 97.2 | 68.4 | Natural Gas Fired Combined Cycle | NG | CT | 3 | 1994 |  |  | (OP) Operating | [6 empty] | Louisa | 38.1247 | -78.2035
19876 | Virginia Electric & Power Co | 54844 | Gordonsville Energy LP | Electric Utility | VA | GOR3 | 53 | 40.6 | Natural Gas Fired Combined Cycle | NG | CA | 3 | 1994 |  |  | (OP) Operating | [6 empty] | Louisa | 38.1247 | -78.2035
19876 | Virginia Electric & Power Co | 54844 | Gordonsville Energy LP | Electric Utility | VA | GOR4 | 53 | 40.6 | Natural Gas Fired Combined Cycle | NG | CA | 3 | 1994 |  |  | (OP) Operating | [6 empty] | Louisa | 38.1247 | -78.2035
18166 | Sun Trust Plaza Associates LLC | 54845 | Sun Trust Plaza | Commercial Non-CHP | GA | EG-1 | 1.2 | 1 | Petroleum Liquids | DFO | IC | 1 | 1994 |  |  | (SB) Standby/Backup: available for service but not normally used | [6 empty] | Fulton | 33.7625 | -84.3872
18166 | Sun Trust Plaza Associates LLC | 54845 | Sun Trust Plaza | Commercial Non-CHP | GA | EG-2 | 1.2 | 1 | Petroleum Liquids | DFO | IC | 1 | 1994 |  |  | (SB) Standby/Backup: available for service but not normally used | [6 empty] | Fulton | 33.7625 | -84.3872
11284 | Lowndes County Hospital Authority | 54848 | South Georgia Medical Center | Commercial Non-CHP | GA | GEN 7 | 0.8 | 0.8 | Petroleum Liquids | DFO | IC | 9 | 2008 |  |  | (SB) Standby/Backup: available for service but not normally used | [6 empty] | Lowndes | 30.8625 | -83.2894
11284 | Lowndes County Hospital Authority | 54848 | South Georgia Medical Center | Commercial Non-CHP | GA | GEN1A | 2 | 2 | Petroleum Liquids | DFO | IC | 4 | 2013 |  |  | (SB) Standby/Backup: available for service but not normally used | [6 empty] | Lowndes | 30.8625 | -83.2894
11284 | Lowndes County Hospital Authority | 54848 | South Georgia Medical Center | Commercial Non-CHP | GA | GEN2A | 2 | 2 | Petroleum Liquids | DFO | IC | 4 | 2013 |  |  | (SB) Standby/Backup: available for service but not normally used | [6 empty] | Lowndes | 30.8625 | -83.2894
11284 | Lowndes County Hospital Authority | 54848 | South Georgia Medical Center | Commercial Non-CHP | GA | GEN4 | 0.7 | 0.7 | Petroleum Liquids | DFO | IC | 1 | 2001 |  |  | (SB) Standby/Backup: available for service but not normally used | [6 empty] | Lowndes | 30.8625 | -83.2894
18843 | Thiele Kaolin Co | 54849 | Thiele Kaolin Reedy Creek | Industrial Non-CHP | GA | G1 | 1.1 | 1.1 | Petroleum Liquids | DFO | IC | 1 | 1993 |  |  | (SB) Standby/Backup: available for service but not normally used | [6 empty] | Glascock | 33.2708 | -82.4569
18843 | Thiele Kaolin Co | 54849 | Thiele Kaolin Reedy Creek | Industrial Non-CHP | GA | G2 | 1.1 | 1.1 | Petroleum Liquids | DFO | IC | 1 | 1993 |  |  | (SB) Standby/Backup: available for service but not normally used | [6 empty] | Glascock | 33.2708 | -82.4569
4413 | Cox Interior Inc | 54850 | Cox Waste to Energy | Industrial CHP | KY | 01 | 4 | 3 | Wood/Wood Waste Biomass | WDS | ST | 1 | 1995 |  |  | (OP) Operating | [6 empty] | Taylor | 37.3208 | -85.3611
4413 | Cox Interior Inc | 54850 | Cox Waste to Energy | Industrial CHP | KY | 02 | 1 | 0.3 | Wood/Wood Waste Biomass | WDS | ST | 10 | 2002 |  |  | (OP) Operating | [6 empty] | Taylor | 37.3208 | -85.3611
12619 | Milwaukee Metro Sewerage Dist | 54851 | MMSD Jones Island Wastewater | Commercial CHP | WI | GEN1 | 17.5 | 13 | Natural Gas Fired Combustion Turbine | NG | GT | 1 | 1971 |  |  | (OP) Operating | [6 empty] | Milwaukee | 43.0214 | -87.9014
12619 | Milwaukee Metro Sewerage Dist | 54851 | MMSD Jones Island Wastewater | Commercial CHP | WI | SOL1 | 4.6 | 4.6 | Landfill Gas | LFG | GT | 1 | 2013 |  |  | (OP) Operating | [6 empty] | Milwaukee | 43.0214 | -87.9014
12619 | Milwaukee Metro Sewerage Dist | 54851 | MMSD Jones Island Wastewater | Commercial CHP | WI | SOL2 | 4.6 | 4.6 | Landfill Gas | LFG | GT | 1 | 2013 |  |  | (OP) Operating | [6 empty] | Milwaukee | 43.0214 | -87.9014
12619 | Milwaukee Metro Sewerage Dist | 54851 | MMSD Jones Island Wastewater | Commercial CHP | WI | SOL3 | 4.6 | 4.6 | Landfill Gas | LFG | GT | 1 | 2013 |  |  | (OP) Operating | [6 empty] | Milwaukee | 43.0214 | -87.9014
13407 | Nevada Power Co | 54854 | Sun Peak Generating Station | Electric Utility | NV | 5657 | 74 | 74 | Natural Gas Fired Combustion Turbine | NG | GT | 6 | 1991 |  |  | (SB) Standby/Backup: available for service but not normally used | [6 empty] | Clark | 36.1375 | -115.0339
13407 | Nevada Power Co | 54854 | Sun Peak Generating Station | Electric Utility | NV | 5658 | 74 | 74 | Natural Gas Fired Combustion Turbine | NG | GT | 6 | 1991 |  |  | (SB) Standby/Backup: available for service but not normally used | [6 empty] | Clark | 36.1375 | -115.0339
13407 | Nevada Power Co | 54854 | Sun Peak Generating Station | Electric Utility | NV | 5659 | 74 | 74 | Natural Gas Fired Combustion Turbine | NG | GT | 6 | 1991 |  |  | (SB) Standby/Backup: available for service but not normally used | [6 empty] | Clark | 36.1375 | -115.0339
11390 | M&M Mars Inc | 54855 | Mars Snackfood US | Industrial CHP | IL | 1 | 3.5 | 3 | Natural Gas Fired Combustion Turbine | NG | GT | 5 | 1987 |  |  | (OP) Operating | [6 empty] | Cook | 41.9171 | -87.7922
22035 | Southwestern Bell Telephone Co | 54858 | Southwestern Bell Telephone | Commercial CHP | MO | E/G1 | 2 | 2 | Petroleum Liquids | DFO | IC | 2 | 1992 |  |  | (SB) Standby/Backup: available for service but not normally used | [6 empty] | St Louis City | 38.6276 | -90.1934
22035 | Southwestern Bell Telephone Co | 54858 | Southwestern Bell Telephone | Commercial CHP | MO | E/G2 | 2 | 2 | Petroleum Liquids | DFO | IC | 2 | 1992 |  |  | (SB) Standby/Backup: available for service but not normally used | [6 empty] | St Louis City | 38.6276 | -90.1934
22035 | Southwestern Bell Telephone Co | 54858 | Southwestern Bell Telephone | Commercial CHP | MO | E/G3 | 2 | 2 | Petroleum Liquids | DFO | IC | 2 | 1992 |  |  | (SB) Standby/Backup: available for service but not normally used | [6 empty] | St Louis City | 38.6276 | -90.1934
22035 | Southwestern Bell Telephone Co | 54858 | Southwestern Bell Telephone | Commercial CHP | MO | E/G4 | 2.8 | 2.8 | Petroleum Liquids | DFO | IC | 12 | 2005 |  |  | (SB) Standby/Backup: available for service but not normally used | [6 empty] | St Louis City | 38.6276 | -90.1934
22035 | Southwestern Bell Telephone Co | 54858 | Southwestern Bell Telephone | Commercial CHP | MO | E/G5 | 2.8 | 2.8 | Petroleum Liquids | DFO | IC | 1 | 2008 |  |  | (SB) Standby/Backup: available for service but not normally used | [6 empty] | St Louis City | 38.6276 | -90.1934
22035 | Southwestern Bell Telephone Co | 54858 | Southwestern Bell Telephone | Commercial CHP | MO | E/G6 | 2.8 | 2.8 | Petroleum Liquids | DFO | IC | 8 | 2011 |  |  | (SB) Standby/Backup: available for service but not normally used | [6 empty] | St Louis City | 38.6276 | -90.1934
22035 | Southwestern Bell Telephone Co | 54858 | Southwestern Bell Telephone | Commercial CHP | MO | E/G7 | 2.8 | 2.8 | Petroleum Liquids | DFO | IC | 8 | 2011 |  |  | (SB) Standby/Backup: available for service but not normally used | [6 empty] | St Louis City | 38.6276 | -90.1934
1784 | Black Creek Hydro Inc | 54860 | Black Creek | IPP Non-CHP | WA | GEN1 | 3.7 | 3.7 | Conventional Hydroelectric | WAT | HY | 2 | 1994 |  |  | (OP) Operating | [6 empty] | King | 47.5345 | -121.7026
1362 | Bassett Healthcare | 54863 | Bassett Medical Center | Commercial Non-CHP | NY | 0001 | 0.8 | 0.8 | Petroleum Liquids | DFO | IC | 7 | 1992 |  |  | (SB) Standby/Backup: available for service but not normally used | [6 empty] | OTSEGO | 42.6944 | -74.9242
1362 | Bassett Healthcare | 54863 | Bassett Medical Center | Commercial Non-CHP | NY | 0002 | 0.8 | 0.8 | Petroleum Liquids | DFO | IC | 7 | 1992 |  |  | (SB) Standby/Backup: available for service but not normally used | [6 empty] | OTSEGO | 42.6944 | -74.9242
1362 | Bassett Healthcare | 54863 | Bassett Medical Center | Commercial Non-CHP | NY | 0003 | 0.8 | 0.8 | Petroleum Liquids | DFO | IC | 7 | 1992 |  |  | (SB) Standby/Backup: available for service but not normally used | [6 empty] | OTSEGO | 42.6944 | -74.9242
1362 | Bassett Healthcare | 54863 | Bassett Medical Center | Commercial Non-CHP | NY | 0004 | 1.6 | 1.6 | Petroleum Liquids | DFO | IC | 5 | 2004 |  |  | (SB) Standby/Backup: available for service but not normally used | [6 empty] | OTSEGO | 42.6944 | -74.9242
1362 | Bassett Healthcare | 54863 | Bassett Medical Center | Commercial Non-CHP | NY | 0005 | 1.6 | 1.6 | Petroleum Liquids | DFO | IC | 5 | 2006 |  |  | (SB) Standby/Backup: available for service but not normally used | [6 empty] | OTSEGO | 42.6944 | -74.9242
57280 | Eagle Creek RE LLC | 54865 | Phoenix Hydro Project | IPP Non-CHP | NY | 1-02 | 1.6 | 1.2 | Conventional Hydroelectric | WAT | HY | 1 | 1991 |  |  | (OP) Operating | [6 empty] | Oswego | 43.2271 | -76.3021
57280 | Eagle Creek RE LLC | 54865 | Phoenix Hydro Project | IPP Non-CHP | NY | 2-01 | 1.6 | 1.2 | Conventional Hydroelectric | WAT | HY | 1 | 1991 |  |  | (OP) Operating | [6 empty] | Oswego | 43.2271 | -76.3021
50021 | Neenah Paper Michigan Inc. | 54867 | Neenah Paper Munising Mill | Industrial CHP | MI | M387 | 6.2 | 5.8 | Conventional Steam Coal | BIT | ST | 1 | 1930 |  |  | (OP) Operating | [6 empty] | Alger | 46.4094 | -86.6443
12421 | Mill Shoals Hydro Co Inc | 54872 | Milstead | IPP Non-CHP | GA | GEN1 | 1 | 1 | Conventional Hydroelectric | WAT | HY | 7 | 1994 |  |  | (OP) Operating | [6 empty] | Rockdale | 33.6894 | -83.9903
876 | Atlanta Gift Mart LP | 54877 | Atlanta Gift Mart LP | Commercial Non-CHP | GA | BUG | 1.2 | 1.2 | Petroleum Liquids | DFO | IC | 6 | 1991 |  |  | (SB) Standby/Backup: available for service but not normally used | [6 empty] | FULTON | 33.7611 | -84.3892
32080 | Dunn Paper | 54878 | Dunn Paper | Industrial Non-CHP | NY | 01 | 0.4 | 0.4 | Conventional Hydroelectric | WAT | HY | 1 | 1959 |  |  | (OP) Operating | [6 empty] | St Lawrence | 44.3364 | -75.5027
32080 | Dunn Paper | 54878 | Dunn Paper | Industrial Non-CHP | NY | 02 | 0.3 | 0.3 | Conventional Hydroelectric | WAT | HY | 1 | 1959 |  |  | (OP) Operating | [6 empty] | St Lawrence | 44.3364 | -75.5027
32080 | Dunn Paper | 54878 | Dunn Paper | Industrial Non-CHP | NY | 03 | 0.3 | 0.3 | Conventional Hydroelectric | WAT | HY | 1 | 1959 |  |  | (OP) Operating | [6 empty] | St Lawrence | 44.3364 | -75.5027
56024 | Kamin LLC | 54880 | Kamin LLC Wrens Plant | Industrial CHP | GA | SDT1 | 2 | 1.7 | Natural Gas Fired Combustion Turbine | NG | GT | 6 | 2002 |  |  | (OP) Operating | [6 empty] | Jefferson | 33.2738 | -82.4078
56024 | Kamin LLC | 54880 | Kamin LLC Wrens Plant | Industrial CHP | GA | SDT2 | 2 | 1.7 | Natural Gas Fired Combustion Turbine | NG | GT | 6 | 2002 |  |  | (OP) Operating | [6 empty] | Jefferson | 33.2738 | -82.4078
56024 | Kamin LLC | 54880 | Kamin LLC Wrens Plant | Industrial CHP | GA | SDT3 | 2 | 1.7 | Natural Gas Fired Combustion Turbine | NG | GT | 6 | 2002 |  |  | (OP) Operating | [6 empty] | Jefferson | 33.2738 | -82.4078
17795 | CenturyLink Regional HQ | 54882 | CenturyLink Regional HQ | Commercial Non-CHP | NC | GEN1 | 1 | 0.6 | Petroleum Liquids | DFO | IC | 3 | 1993 |  |  | (SB) Standby/Backup: available for service but not normally used | [6 empty] | Franklin | 36.0205 | -78.516
17795 | CenturyLink Regional HQ | 54882 | CenturyLink Regional HQ | Commercial Non-CHP | NC | GEN2 | 1 | 0.6 | Petroleum Liquids | DFO | IC | 3 | 1993 |  |  | (SB) Standby/Backup: available for service but not normally used | [6 empty] | Franklin | 36.0205 | -78.516
10056 | City of Kaukauna | 54885 | Kimberly Mill | Industrial Non-CHP | WI | 1H | 0.7 | 0.7 | Conventional Hydroelectric | WAT | HY | 1 | 1926 |  |  | (OP) Operating | [6 empty] | Outagamie | 44.2769 | -88.3344
10056 | City of Kaukauna | 54885 | Kimberly Mill | Industrial Non-CHP | WI | 2H | 0.7 | 0.7 | Conventional Hydroelectric | WAT | HY | 1 | 1927 |  |  | (OP) Operating | [6 empty] | Outagamie | 44.2769 | -88.3344
10056 | City of Kaukauna | 54885 | Kimberly Mill | Industrial Non-CHP | WI | 3H | 0.7 | 0.7 | Conventional Hydroelectric | WAT | HY | 1 | 1927 |  |  | (OP) Operating | [6 empty] | Outagamie | 44.2769 | -88.3344
15917 | Presence Health | 54886 | Presence Saint Mary of Nazareth Hospital | Commercial Non-CHP | IL | GEN1 | 0.8 | 0.8 | Natural Gas Internal Combustion Engine | NG | IC | 8 | 1993 |  |  | (SB) Standby/Backup: available for service but not normally used | [6 empty] | Cook | 41.9031 | -87.6831
15917 | Presence Health | 54886 | Presence Saint Mary of Nazareth Hospital | Commercial Non-CHP | IL | GEN3 | 0.8 | 0.8 | Natural Gas Internal Combustion Engine | NG | IC | 8 | 1993 |  |  | (SB) Standby/Backup: available for service but not normally used | [6 empty] | Cook | 41.9031 | -87.6831
15917 | Presence Health | 54886 | Presence Saint Mary of Nazareth Hospital | Commercial Non-CHP | IL | GEN4 | 0.9 | 0.9 | Petroleum Liquids | DFO | IC | 8 | 1993 |  |  | (SB) Standby/Backup: available for service but not normally used | [6 empty] | Cook | 41.9031 | -87.6831
15917 | Presence Health | 54886 | Presence Saint Mary of Nazareth Hospital | Commercial Non-CHP | IL | GEN5 | 0.9 | 0.9 | Petroleum Liquids | DFO | IC | 8 | 1993 |  |  | (SB) Standby/Backup: available for service but not normally used | [6 empty] | Cook | 41.9031 | -87.6831
15917 | Presence Health | 54886 | Presence Saint Mary of Nazareth Hospital | Commercial Non-CHP | IL | GEN6 | 0.8 | 0.8 | Petroleum Liquids | DFO | IC | 12 | 2006 |  |  | (SB) Standby/Backup: available for service but not normally used | [6 empty] | Cook | 41.9031 | -87.6831
59895 | Patheon Manufacturing Service LLC | 54887 | DSM Pharmaceuticals | Industrial CHP | NC | GEN1 | 4 | 3.5 | Natural Gas Fired Combustion Turbine | NG | GT | 8 | 1993 |  |  | (SB) Standby/Backup: available for service but not normally used | [6 empty] | Pitt | 35.666 | -77.3574
59895 | Patheon Manufacturing Service LLC | 54887 | DSM Pharmaceuticals | Industrial CHP | NC | GEN2 | 0.3 | 0.3 | Petroleum Liquids | DFO | IC | 10 | 1994 |  |  | (SB) Standby/Backup: available for service but not normally used | [6 empty] | Pitt | 35.666 | -77.3574
59895 | Patheon Manufacturing Service LLC | 54887 | DSM Pharmaceuticals | Industrial CHP | NC | GEN3 | 1.1 | 1.1 | Petroleum Liquids | DFO | IC | 7 | 1994 |  |  | (SB) Standby/Backup: available for service but not normally used | [6 empty] | Pitt | 35.666 | -77.3574
59895 | Patheon Manufacturing Service LLC | 54887 | DSM Pharmaceuticals | Industrial CHP | NC | GEN4 | 1.2 | 1.2 | Petroleum Liquids | DFO | IC | 8 | 1987 |  |  | (SB) Standby/Backup: available for service but not normally used | [6 empty] | Pitt | 35.666 | -77.3574
59895 | Patheon Manufacturing Service LLC | 54887 | DSM Pharmaceuticals | Industrial CHP | NC | GEN5 | 1 | 1 | Petroleum Liquids | DFO | IC | 7 | 1999 |  |  | (SB) Standby/Backup: available for service but not normally used | [6 empty] | Pitt | 35.666 | -77.3574
59895 | Patheon Manufacturing Service LLC | 54887 | DSM Pharmaceuticals | Industrial CHP | NC | GEN6 | 1.2 | 1.2 | Petroleum Liquids | DFO | IC | 11 | 2003 |  |  | (SB) Standby/Backup: available for service but not normally used | [6 empty] | Pitt | 35.666 | -77.3574
59895 | Patheon Manufacturing Service LLC | 54887 | DSM Pharmaceuticals | Industrial CHP | NC | GEN7 | 0.1 | 0.1 | Petroleum Liquids | DFO | IC | 8 | 2015 |  |  | (SB) Standby/Backup: available for service but not normally used | [6 empty] | Pitt | 35.666 | -77.3574
59895 | Patheon Manufacturing Service LLC | 54887 | DSM Pharmaceuticals | Industrial CHP | NC | GEN8 | 0.3 | 0.3 | Petroleum Liquids | DFO | IC | 8 | 2015 |  |  | (SB) Standby/Backup: available for service but not normally used | [6 empty] | Pitt | 35.666 | -77.3574
13559 | North American Natural Res | 54890 | Peoples Generating Station | IPP Non-CHP | MI | GEN1 | 3.2 | 2.2 | Landfill Gas | LFG | IC | 9 | 1995 |  |  | (OP) Operating | [6 empty] | Saginaw | 43.2797 | -83.8651
317 | Alcoa Power Generating Inc Yadkin Div | 54894 | Narrows (NC) | Electric Utility | NC | YN1 | 24.7 | 30 | Conventional Hydroelectric | WAT | HY | 7 | 1917 |  |  | (OP) Operating | [6 empty] | Stanly | 35.4189 | -80.0917
317 | Alcoa Power Generating Inc Yadkin Div | 54894 | Narrows (NC) | Electric Utility | NC | YN2 | 24.7 | 30 | Conventional Hydroelectric | WAT | HY | 7 | 1917 |  |  | (OP) Operating | [6 empty] | Stanly | 35.4189 | -80.0917
317 | Alcoa Power Generating Inc Yadkin Div | 54894 | Narrows (NC) | Electric Utility | NC | YN3 | 29 | 30 | Conventional Hydroelectric | WAT | HY | 7 | 1917 |  |  | (OP) Operating | [6 empty] | Stanly | 35.4189 | -80.0917
317 | Alcoa Power Generating Inc Yadkin Div | 54894 | Narrows (NC) | Electric Utility | NC | YN4 | 30.4 | 29 | Conventional Hydroelectric | WAT | HY | 12 | 1924 |  |  | (OP) Operating | [6 empty] | Stanly | 35.4189 | -80.0917
317 | Alcoa Power Generating Inc Yadkin Div | 54895 | Falls Hydro | Electric Utility | NC | YF1 | 9 | 9 | Conventional Hydroelectric | WAT | HY | 3 | 1922 |  |  | (OP) Operating | [6 empty] | Stanly | 35.3944 | -80.0753
317 | Alcoa Power Generating Inc Yadkin Div | 54895 | Falls Hydro | Electric Utility | NC | YF2 | 11.2 | 10 | Conventional Hydroelectric | WAT | HY | 9 | 1919 |  |  | (OP) Operating | [6 empty] | Stanly | 35.3944 | -80.0753
317 | Alcoa Power Generating Inc Yadkin Div | 54895 | Falls Hydro | Electric Utility | NC | YF3 | 11.2 | 11 | Conventional Hydroelectric | WAT | HY | 9 | 1919 |  |  | (OP) Operating |  |  |  | 2016 | 12 | 0.5 | Stanly | 35.3944 | -80.0753
317 | Alcoa Power Generating Inc Yadkin Div | 54896 | High Rock Hydro | Electric Utility | NC | HR1 | 11 | 11 | Conventional Hydroelectric | WAT | HY | 11 | 1927 |  |  | (OP) Operating | [6 empty] | Davidson | 35.6008 | -80.2339
317 | Alcoa Power Generating Inc Yadkin Div | 54896 | High Rock Hydro | Electric Utility | NC | HR2 | 11 | 11 | Conventional Hydroelectric | WAT | HY | 11 | 1927 |  |  | (OP) Operating | [6 empty] | Davidson | 35.6008 | -80.2339
317 | Alcoa Power Generating Inc Yadkin Div | 54896 | High Rock Hydro | Electric Utility | NC | HR3 | 11 | 11 | Conventional Hydroelectric | WAT | HY | 11 | 1927 |  |  | (OP) Operating | [6 empty] | Davidson | 35.6008 | -80.2339
317 | Alcoa Power Generating Inc Yadkin Div | 54897 | Tuckertown Hydro | Electric Utility | NC | TT1 | 14 | 13 | Conventional Hydroelectric | WAT | HY | 4 | 1962 |  |  | (OP) Operating | [6 empty] | Montgomery | 35.4856 | -80.1758
317 | Alcoa Power Generating Inc Yadkin Div | 54897 | Tuckertown Hydro | Electric Utility | NC | TT2 | 14 | 13 | Conventional Hydroelectric | WAT | HY | 4 | 1962 |  |  | (OP) Operating | [6 empty] | Montgomery | 35.4856 | -80.1758
317 | Alcoa Power Generating Inc Yadkin Div | 54897 | Tuckertown Hydro | Electric Utility | NC | TT3 | 14 | 13 | Conventional Hydroelectric | WAT | HY | 4 | 1962 |  |  | (OP) Operating | [6 empty] | Montgomery | 35.4856 | -80.1758
306 | Brookfield Smoky Mountain Hydropower LLC | 54898 | Santeetlah | Electric Utility | NC | 1 | 22.5 | 20 | Conventional Hydroelectric | WAT | HY | 6 | 1928 |  |  | (OP) Operating | [6 empty] | Graham | 35.4475 | -83.8639
306 | Brookfield Smoky Mountain Hydropower LLC | 54898 | Santeetlah | Electric Utility | NC | 2 | 22.5 | 20 | Conventional Hydroelectric | WAT | HY | 6 | 1928 |  |  | (OP) Operating | [6 empty] | Graham | 35.4475 | -83.8639
306 | Brookfield Smoky Mountain Hydropower LLC | 54899 | Cheoah | Electric Utility | NC | 1A | 27.5 | 28 | Conventional Hydroelectric | WAT | HY | 9 | 2012 |  |  | (OP) Operating | [6 empty] | Graham | 35.4478 | -83.9383
306 | Brookfield Smoky Mountain Hydropower LLC | 54899 | Cheoah | Electric Utility | NC | 2A | 27.5 | 28 | Conventional Hydroelectric | WAT | HY | 8 | 2012 |  |  | (OP) Operating | [6 empty] | Graham | 35.4478 | -83.9383
306 | Brookfield Smoky Mountain Hydropower LLC | 54899 | Cheoah | Electric Utility | NC | 3A | 27.5 | 28 | Conventional Hydroelectric | WAT | HY | 7 | 2013 |  |  | (OP) Operating | [6 empty] | Graham | 35.4478 | -83.9383
306 | Brookfield Smoky Mountain Hydropower LLC | 54899 | Cheoah | Electric Utility | NC | 4A | 27.5 | 28 | Conventional Hydroelectric | WAT | HY | 11 | 2012 |  |  | (OP) Operating | [6 empty] | Graham | 35.4478 | -83.9383
306 | Brookfield Smoky Mountain Hydropower LLC | 54899 | Cheoah | Electric Utility | NC | 5 | 30 | 31 | Conventional Hydroelectric | WAT | HY | 9 | 1949 |  |  | (OP) Operating |  |  |  | 2019 | 1 | 4.7 | Graham | 35.4478 | -83.9383
306 | Brookfield Smoky Mountain Hydropower LLC | 54900 | Calderwood | Electric Utility | TN | 1 | 52.2 | 52 | Conventional Hydroelectric | WAT | HY | 4 | 1930 |  |  | (OP) Operating | [6 empty] | Blount | 35.4923 | -83.9806
306 | Brookfield Smoky Mountain Hydropower LLC | 54900 | Calderwood | Electric Utility | TN | 2 | 52.2 | 52 | Conventional Hydroelectric | WAT | HY | 4 | 1930 |  |  | (OP) Operating | [6 empty] | Blount | 35.4923 | -83.9806
306 | Brookfield Smoky Mountain Hydropower LLC | 54900 | Calderwood | Electric Utility | TN | 3 | 52.2 | 52 | Conventional Hydroelectric | WAT | HY | 6 | 1938 |  |  | (OP) Operating | [6 empty] | Blount | 35.4923 | -83.9806
306 | Brookfield Smoky Mountain Hydropower LLC | 54901 | Chilhowee | Electric Utility | TN | 1 | 16.6 | 17 | Conventional Hydroelectric | WAT | HY | 8 | 1957 |  |  | (OP) Operating | [6 empty] | Blount | 35.5453 | -84.0503
306 | Brookfield Smoky Mountain Hydropower LLC | 54901 | Chilhowee | Electric Utility | TN | 2 | 16.6 | 17 | Conventional Hydroelectric | WAT | HY | 10 | 1957 |  |  | (OP) Operating | [6 empty] | Blount | 35.5453 | -84.0503
306 | Brookfield Smoky Mountain Hydropower LLC | 54901 | Chilhowee | Electric Utility | TN | 3 | 16.6 | 17 | Conventional Hydroelectric | WAT | HY | 9 | 1957 |  |  | (OP) Operating | [6 empty] | Blount | 35.5453 | -84.0503
56355 | LES Project Holdings LLC | 54903 | Adrian Energy Associates LLC | IPP Non-CHP | MI | UNT1 | 0.8 | 0.8 | Landfill Gas | LFG | IC | 12 | 1994 |  |  | (OP) Operating | [6 empty] | Lenawee | 41.8992 | -84.0411
56355 | LES Project Holdings LLC | 54903 | Adrian Energy Associates LLC | IPP Non-CHP | MI | UNT2 | 0.8 | 0.8 | Landfill Gas | LFG | IC | 12 | 1994 |  |  | (OP) Operating | [6 empty] | Lenawee | 41.8992 | -84.0411
56355 | LES Project Holdings LLC | 54903 | Adrian Energy Associates LLC | IPP Non-CHP | MI | UNT3 | 0.8 | 0.8 | Landfill Gas | LFG | IC | 12 | 1994 |  |  | (OP) Operating | [6 empty] | Lenawee | 41.8992 | -84.0411
6889 | GAMET | 54906 | Georgia Pacific Center | Commercial Non-CHP | GA | 01 | 0.7 | 0.7 | Petroleum Liquids | DFO | IC | 4 | 1982 |  |  | (SB) Standby/Backup: available for service but not normally used | [6 empty] | Fulton | 33.7575 | -84.3869
6889 | GAMET | 54906 | Georgia Pacific Center | Commercial Non-CHP | GA | 02 | 0.7 | 0.7 | Petroleum Liquids | DFO | IC | 4 | 1982 |  |  | (SB) Standby/Backup: available for service but not normally used | [6 empty] | Fulton | 33.7575 | -84.3869
11820 | Massachusetts Inst of Tech | 54907 | Mass Inst Tech Cntrl Utilities/Cogen Plt | Commercial CHP | MA | CTG1 | 21.2 | 19 | Natural Gas Fired Combustion Turbine | NG | GT | 6 | 1995 | 12 | 2019 | (OP) Operating |  |  |  | 2019 | 12 | 20 | Middlesex | 42.361 | -71.0939
772 | Archer Daniels Midland Co | 54908 | Enderlin | Industrial CHP | ND | GEN1 | 5.1 | 5.1 | Other Waste Biomass | AB | ST | 8 | 1983 |  |  | (SB) Standby/Backup: available for service but not normally used | [6 empty] | Ransom | 46.6144 | -97.5765
772 | Archer Daniels Midland Co | 54908 | Enderlin | Industrial CHP | ND | GEN2 | 4.7 | 4.7 | Other Waste Biomass | AB | ST | 8 | 1983 |  |  | (SB) Standby/Backup: available for service but not normally used | [6 empty] | Ransom | 46.6144 | -97.5765
2719 | CalWind Resources Inc | 54909 | Tehachapi Wind Resource II | IPP Non-CHP | CA | EXI2 | 8.3 | 8.3 | Onshore Wind Turbine | WND | WT | 12 | 2002 |  |  | (OP) Operating | [6 empty] | Kern | 35.1061 | -118.3114
2719 | CalWind Resources Inc | 54909 | Tehachapi Wind Resource II | IPP Non-CHP | CA | EXIS | 13.6 | 13.6 | Onshore Wind Turbine | WND | WT | 1 | 1997 |  |  | (OP) Operating | [6 empty] | Kern | 35.1061 | -118.3114
7477 | Granger Electric Co | 54910 | Brent Run Generating Station | IPP Non-CHP | MI | 7-1 | 0.8 | 0.8 | Landfill Gas | LFG | IC | 1 | 1998 |  |  | (OP) Operating | [6 empty] | Genesee | 43.1767 | -83.9
7477 | Granger Electric Co | 54910 | Brent Run Generating Station | IPP Non-CHP | MI | 7-2 | 0.8 | 0.8 | Landfill Gas | LFG | IC | 1 | 1998 |  |  | (OP) Operating | [6 empty] | Genesee | 43.1767 | -83.9
7477 | Granger Electric Co | 54910 | Brent Run Generating Station | IPP Non-CHP | MI | 7-3 | 0.6 | 0.6 | Landfill Gas | LFG | IC | 11 | 2010 |  |  | (OP) Operating | [6 empty] | Genesee | 43.1767 | -83.9
7477 | Granger Electric Co | 54910 | Brent Run Generating Station | IPP Non-CHP | MI | 7-4 | 1.6 | 1.6 | Landfill Gas | LFG | IC | 11 | 2012 |  |  | (OP) Operating | [6 empty] | Genesee | 43.1767 | -83.9
7477 | Granger Electric Co | 54910 | Brent Run Generating Station | IPP Non-CHP | MI | 7-5 | 1.6 | 1.6 | Landfill Gas | LFG | IC | 11 | 2012 |  |  | (OP) Operating | [6 empty] | Genesee | 43.1767 | -83.9
11651 | Martinez Refining Co | 54912 | Martinez Refining | Industrial CHP | CA | GTG1 | 40 | 36 | Natural Gas Fired Combined Cycle | NG | CT | 11 | 1995 |  |  | (OP) Operating | [6 empty] | Contra Costa | 38.0169 | -122.1117
11651 | Martinez Refining Co | 54912 | Martinez Refining | Industrial CHP | CA | GTG2 | 40 | 36 | Natural Gas Fired Combined Cycle | NG | CT | 1 | 1996 |  |  | (OP) Operating | [6 empty] | Contra Costa | 38.0169 | -122.1117
11651 | Martinez Refining Co | 54912 | Martinez Refining | Industrial CHP | CA | STG1 | 20 | 18 | Natural Gas Fired Combined Cycle | NG | CA | 12 | 1995 |  |  | (OP) Operating | [6 empty] | Contra Costa | 38.0169 | -122.1117
2313 | Brooklyn Navy Yard Cogen PLP | 54914 | Brooklyn Navy Yard Cogeneration | IPP CHP | NY | 01 | 121 | 90 | Natural Gas Fired Combined Cycle | NG | CT | 3 | 1996 |  |  | (OP) Operating | [6 empty] | Kings | 40.6994 | -73.9764
2313 | Brooklyn Navy Yard Cogen PLP | 54914 | Brooklyn Navy Yard Cogeneration | IPP CHP | NY | 02 | 121 | 90 | Natural Gas Fired Combined Cycle | NG | CT | 3 | 1996 |  |  | (OP) Operating | [6 empty] | Kings | 40.6994 | -73.9764
2313 | Brooklyn Navy Yard Cogen PLP | 54914 | Brooklyn Navy Yard Cogeneration | IPP CHP | NY | 03 | 40 | 35 | Natural Gas Fired Combined Cycle | NG | CA | 6 | 1996 |  |  | (OP) Operating | [6 empty] | Kings | 40.6994 | -73.9764
2313 | Brooklyn Navy Yard Cogen PLP | 54914 | Brooklyn Navy Yard Cogeneration | IPP CHP | NY | 04 | 40 | 35 | Natural Gas Fired Combined Cycle | NG | CA | 6 | 1996 |  |  | (OP) Operating | [6 empty] | Kings | 40.6994 | -73.9764
49977 | CAMS Michigan LLC | 54915 | Michigan Power LP | IPP CHP | MI | G001 | 58 | 58 | Natural Gas Fired Combined Cycle | NG | CA | 10 | 1995 |  |  | (OP) Operating | [6 empty] | Mason | 43.9375 | -86.425
49977 | CAMS Michigan LLC | 54915 | Michigan Power LP | IPP CHP | MI | G101 | 80.1 | 70 | Natural Gas Fired Combined Cycle | NG | CT | 10 | 1995 |  |  | (OP) Operating | [6 empty] | Mason | 43.9375 | -86.425
6667 | Ergon Refining Inc | 54918 | Ergon Refining Vicksburg | Industrial CHP | MS | TMO1 | 4.8 | 4.4 | Natural Gas Fired Combustion Turbine | NG | GT | 3 | 1995 |  |  | (OP) Operating | [6 empty] | Warren | 32.3883 | -90.9083
7057 | General Mills Inc | 54924 | General Mills West Chicago | Industrial CHP | IL | 1 | 0.8 | 0.8 | Natural Gas Internal Combustion Engine | NG | IC | 4 | 1994 |  |  | (SB) Standby/Backup: available for service but not normally used | [6 empty] | DuPage | 41.8794 | -88.22
7057 | General Mills Inc | 54924 | General Mills West Chicago | Industrial CHP | IL | 2 | 0.8 | 0.8 | Natural Gas Internal Combustion Engine | NG | IC | 4 | 1994 |  |  | (SB) Standby/Backup: available for service but not normally used | [6 empty] | DuPage | 41.8794 | -88.22
7057 | General Mills Inc | 54924 | General Mills West Chicago | Industrial CHP | IL | 3 | 0.8 | 0.8 | Natural Gas Internal Combustion Engine | NG | IC | 4 | 1994 |  |  | (SB) Standby/Backup: available for service but not normally used | [6 empty] | DuPage | 41.8794 | -88.22
7057 | General Mills Inc | 54924 | General Mills West Chicago | Industrial CHP | IL | 4 | 0.8 | 0.8 | Natural Gas Internal Combustion Engine | NG | IC | 4 | 1994 |  |  | (SB) Standby/Backup: available for service but not normally used | [6 empty] | DuPage | 41.8794 | -88.22
7057 | General Mills Inc | 54924 | General Mills West Chicago | Industrial CHP | IL | 5 | 0.8 | 0.8 | Natural Gas Internal Combustion Engine | NG | IC | 4 | 1994 |  |  | (SB) Standby/Backup: available for service but not normally used | [6 empty] | DuPage | 41.8794 | -88.22
7057 | General Mills Inc | 54924 | General Mills West Chicago | Industrial CHP | IL | 6 | 0.8 | 0.8 | Natural Gas Internal Combustion Engine | NG | IC | 4 | 1994 |  |  | (SB) Standby/Backup: available for service but not normally used | [6 empty] | DuPage | 41.8794 | -88.22
7057 | General Mills Inc | 54924 | General Mills West Chicago | Industrial CHP | IL | 7 | 0.8 | 0.8 | Natural Gas Internal Combustion Engine | NG | IC | 4 | 1994 |  |  | (SB) Standby/Backup: available for service but not normally used | [6 empty] | DuPage | 41.8794 | -88.22
7057 | General Mills Inc | 54924 | General Mills West Chicago | Industrial CHP | IL | 8 | 0.8 | 0.8 | Natural Gas Internal Combustion Engine | NG | IC | 4 | 1994 |  |  | (SB) Standby/Backup: available for service but not normally used | [6 empty] | DuPage | 41.8794 | -88.22
40211 | Wabash Valley Power Assn, Inc | 54925 | Twin Bridges LFGTE | Electric Utility | IN | I-1 | 0.8 | 0.8 | Landfill Gas | LFG | IC | 10 | 1994 |  |  | (OP) Operating | [6 empty] | HENDRICKS | 39.745 | -86.4947
40211 | Wabash Valley Power Assn, Inc | 54925 | Twin Bridges LFGTE | Electric Utility | IN | I-2 | 0.8 | 0.8 | Landfill Gas | LFG | IC | 10 | 1994 |  |  | (OP) Operating | [6 empty] | HENDRICKS | 39.745 | -86.4947
40211 | Wabash Valley Power Assn, Inc | 54925 | Twin Bridges LFGTE | Electric Utility | IN | I-3 | 0.8 | 0.8 | Landfill Gas | LFG | IC | 10 | 1994 |  |  | (OP) Operating | [6 empty] | HENDRICKS | 39.745 | -86.4947
40211 | Wabash Valley Power Assn, Inc | 54925 | Twin Bridges LFGTE | Electric Utility | IN | I-4 | 0.8 | 0.8 | Landfill Gas | LFG | IC | 10 | 1994 |  |  | (OP) Operating | [6 empty] | HENDRICKS | 39.745 | -86.4947
40211 | Wabash Valley Power Assn, Inc | 54925 | Twin Bridges LFGTE | Electric Utility | IN | II-1 | 0.8 | 0.8 | Landfill Gas | LFG | IC | 7 | 2002 |  |  | (OP) Operating | [6 empty] | HENDRICKS | 39.745 | -86.4947
40211 | Wabash Valley Power Assn, Inc | 54925 | Twin Bridges LFGTE | Electric Utility | IN | II-2 | 0.8 | 0.8 | Landfill Gas | LFG | IC | 7 | 2002 |  |  | (OP) Operating | [6 empty] | HENDRICKS | 39.745 | -86.4947
40211 | Wabash Valley Power Assn, Inc | 54925 | Twin Bridges LFGTE | Electric Utility | IN | II-3 | 0.8 | 0.8 | Landfill Gas | LFG | IC | 7 | 2002 |  |  | (OP) Operating | [6 empty] | HENDRICKS | 39.745 | -86.4947
40211 | Wabash Valley Power Assn, Inc | 54925 | Twin Bridges LFGTE | Electric Utility | IN | II-4 | 0.8 | 0.8 | Landfill Gas | LFG | IC | 7 | 2002 |  |  | (OP) Operating | [6 empty] | HENDRICKS | 39.745 | -86.4947
40211 | Wabash Valley Power Assn, Inc | 54925 | Twin Bridges LFGTE | Electric Utility | IN | III-1 | 0.8 | 0.8 | Landfill Gas | LFG | IC | 1 | 2009 |  |  | (OP) Operating | [6 empty] | HENDRICKS | 39.745 | -86.4947
40211 | Wabash Valley Power Assn, Inc | 54925 | Twin Bridges LFGTE | Electric Utility | IN | III-2 | 0.8 | 0.8 | Landfill Gas | LFG | IC | 1 | 2009 |  |  | (OP) Operating | [6 empty] | HENDRICKS | 39.745 | -86.4947
40211 | Wabash Valley Power Assn, Inc | 54925 | Twin Bridges LFGTE | Electric Utility | IN | III-3 | 0.8 | 0.8 | Landfill Gas | LFG | IC | 1 | 2009 |  |  | (OP) Operating | [6 empty] | HENDRICKS | 39.745 | -86.4947
40211 | Wabash Valley Power Assn, Inc | 54925 | Twin Bridges LFGTE | Electric Utility | IN | III-4 | 0.8 | 0.8 | Landfill Gas | LFG | IC | 1 | 2009 |  |  | (OP) Operating | [6 empty] | HENDRICKS | 39.745 | -86.4947
40211 | Wabash Valley Power Assn, Inc | 54925 | Twin Bridges LFGTE | Electric Utility | IN | IV-1 | 1.6 | 1.6 | Landfill Gas | LFG | IC | 6 | 2012 |  |  | (OP) Operating | [6 empty] | HENDRICKS | 39.745 | -86.4947
40211 | Wabash Valley Power Assn, Inc | 54925 | Twin Bridges LFGTE | Electric Utility | IN | IV-2 | 1.6 | 1.6 | Landfill Gas | LFG | IC | 6 | 2012 |  |  | (OP) Operating | [6 empty] | HENDRICKS | 39.745 | -86.4947
40211 | Wabash Valley Power Assn, Inc | 54926 | Prairie View I & II LFGTE | Electric Utility | IN | I-1 | 0.8 | 0.8 | Landfill Gas | LFG | IC | 10 | 1994 |  |  | (OP) Operating | [6 empty] | ST JOSEPH | 41.4936 | -86.1658
40211 | Wabash Valley Power Assn, Inc | 54926 | Prairie View I & II LFGTE | Electric Utility | IN | I-2 | 0.8 | 0.8 | Landfill Gas | LFG | IC | 10 | 1994 |  |  | (OP) Operating | [6 empty] | ST JOSEPH | 41.4936 | -86.1658
40211 | Wabash Valley Power Assn, Inc | 54926 | Prairie View I & II LFGTE | Electric Utility | IN | I-3 | 0.8 | 0.8 | Landfill Gas | LFG | IC | 10 | 1994 |  |  | (OP) Operating | [6 empty] | ST JOSEPH | 41.4936 | -86.1658
40211 | Wabash Valley Power Assn, Inc | 54926 | Prairie View I & II LFGTE | Electric Utility | IN | I-4 | 0.8 | 0.8 | Landfill Gas | LFG | IC | 10 | 1994 |  |  | (OP) Operating | [6 empty] | ST JOSEPH | 41.4936 | -86.1658
40211 | Wabash Valley Power Assn, Inc | 54926 | Prairie View I & II LFGTE | Electric Utility | IN | II-1 | 0.8 | 0.8 | Landfill Gas | LFG | IC | 8 | 2007 |  |  | (OP) Operating | [6 empty] | ST JOSEPH | 41.4936 | -86.1658
40211 | Wabash Valley Power Assn, Inc | 54926 | Prairie View I & II LFGTE | Electric Utility | IN | II-2 | 0.8 | 0.8 | Landfill Gas | LFG | IC | 8 | 2007 |  |  | (OP) Operating | [6 empty] | ST JOSEPH | 41.4936 | -86.1658
40211 | Wabash Valley Power Assn, Inc | 54926 | Prairie View I & II LFGTE | Electric Utility | IN | II-3 | 0.8 | 0.8 | Landfill Gas | LFG | IC | 8 | 2007 |  |  | (OP) Operating | [6 empty] | ST JOSEPH | 41.4936 | -86.1658
40211 | Wabash Valley Power Assn, Inc | 54926 | Prairie View I & II LFGTE | Electric Utility | IN | II-4 | 0.8 | 0.8 | Landfill Gas | LFG | IC | 8 | 2007 |  |  | (OP) Operating | [6 empty] | ST JOSEPH | 41.4936 | -86.1658
59162 | COMM Engineering | 54927 | Grand Isle Gas Plant / Treating Station | Industrial Non-CHP | LA | 1 | 3 | 2.9 | Natural Gas Internal Combustion Engine | NG | IC | 1 | 1965 |  |  | (OP) Operating | [6 empty] | Jefferson | 29.2521 | -89.9721
59162 | COMM Engineering | 54927 | Grand Isle Gas Plant / Treating Station | Industrial Non-CHP | LA | 2 | 3 | 2.9 | Natural Gas Internal Combustion Engine | NG | IC | 1 | 1965 |  |  | (OP) Operating | [6 empty] | Jefferson | 29.2521 | -89.9721
59162 | COMM Engineering | 54927 | Grand Isle Gas Plant / Treating Station | Industrial Non-CHP | LA | 3 | 3 | 2.9 | Natural Gas Internal Combustion Engine | NG | IC | 1 | 1965 |  |  | (OP) Operating | [6 empty] | Jefferson | 29.2521 | -89.9721
361 | Industrial Energy Applications Inc | 54929 | Alliant SBD 9403 Aegon DC | IPP Non-CHP | IA | 6111 | 1.1 | 1.1 | Petroleum Liquids | DFO | IC | 1 | 1995 |  |  | (SB) Standby/Backup: available for service but not normally used | [6 empty] | Linn | 41.9167 | -91.6542
361 | Industrial Energy Applications Inc | 54929 | Alliant SBD 9403 Aegon DC | IPP Non-CHP | IA | 6112 | 1.5 | 1.5 | Petroleum Liquids | DFO | IC | 12 | 2003 |  |  | (SB) Standby/Backup: available for service but not normally used | [6 empty] | Linn | 41.9167 | -91.6542
361 | Industrial Energy Applications Inc | 54929 | Alliant SBD 9403 Aegon DC | IPP Non-CHP | IA | 6113 | 1.5 | 1.5 | Petroleum Liquids | DFO | IC | 9 | 2007 |  |  | (SB) Standby/Backup: available for service but not normally used | [6 empty] | Linn | 41.9167 | -91.6542
2770 | Terra-Gen Operating Co LLC | 54931 | Ridgetop | IPP Non-CHP | CA | WGN1 | 46.8 | 46.9 | Onshore Wind Turbine | WND | WT | 4 | 1994 |  |  | (OP) Operating | [6 empty] | Kern | 35.0697 | -118.3167
14417 | Panduit Corp | 54932 | Panduit Tinley Park | Industrial Non-CHP | IL | GEN1 | 0.7 | 0.7 | Natural Gas Internal Combustion Engine | NG | IC | 5 | 1994 |  |  | (SB) Standby/Backup: available for service but not normally used | [6 empty] | Cook | 41.5776 | -87.7704
14417 | Panduit Corp | 54932 | Panduit Tinley Park | Industrial Non-CHP | IL | GEN2 | 0.7 | 0.7 | Natural Gas Internal Combustion Engine | NG | IC | 5 | 1994 |  |  | (SB) Standby/Backup: available for service but not normally used | [6 empty] | Cook | 41.5776 | -87.7704
49778 | Kraft Foods | 54933 | Mondelez Global LLC | Industrial CHP | IL | GEN1 | 4.7 | 5 | Natural Gas Fired Combustion Turbine | NG | GT | 2 | 1995 |  |  | (OP) Operating | [6 empty] | Winnebago | 42.3156 | -89.0356
10230 | Keystone Recovery Inc | 54934 | Keystone Recovery | IPP Non-CHP | PA | NO 1 | 0.8 | 0.7 | Landfill Gas | LFG | IC | 1 | 1995 |  |  | (OP) Operating | [6 empty] | Lackawanna | 41.4363 | -75.5984
10230 | Keystone Recovery Inc | 54934 | Keystone Recovery | IPP Non-CHP | PA | NO 2 | 0.8 | 0.7 | Landfill Gas | LFG | IC | 1 | 1995 |  |  | (OP) Operating | [6 empty] | Lackawanna | 41.4363 | -75.5984
10230 | Keystone Recovery Inc | 54934 | Keystone Recovery | IPP Non-CHP | PA | NO 3 | 0.8 | 0.7 | Landfill Gas | LFG | IC | 1 | 1995 |  |  | (OP) Operating | [6 empty] | Lackawanna | 41.4363 | -75.5984
10230 | Keystone Recovery Inc | 54934 | Keystone Recovery | IPP Non-CHP | PA | NO 4 | 0.8 | 0.7 | Landfill Gas | LFG | IC | 1 | 1995 |  |  | (OP) Operating | [6 empty] | Lackawanna | 41.4363 | -75.5984
10230 | Keystone Recovery Inc | 54934 | Keystone Recovery | IPP Non-CHP | PA | NO 5 | 0.8 | 0.7 | Landfill Gas | LFG | IC | 3 | 1996 |  |  | (OP) Operating | [6 empty] | Lackawanna | 41.4363 | -75.5984
10230 | Keystone Recovery Inc | 54934 | Keystone Recovery | IPP Non-CHP | PA | NO 6 | 0.8 | 0.7 | Landfill Gas | LFG | IC | 3 | 1996 |  |  | (OP) Operating | [6 empty] | Lackawanna | 41.4363 | -75.5984
10230 | Keystone Recovery Inc | 54934 | Keystone Recovery | IPP Non-CHP | PA | NO 7 | 0.8 | 0.7 | Landfill Gas | LFG | IC | 3 | 1996 |  |  | (OP) Operating | [6 empty] | Lackawanna | 41.4363 | -75.5984
2806 | California Dept of Corrections | 54936 | Richard J Donovan Correctional Facility | Commercial CHP | CA | 03 | 2.6 | 2.2 | Natural Gas Fired Combustion Turbine | NG | GT | 1 | 1987 |  |  | (OA) Out of service but expected to return to service in next calendar year | [6 empty] | San Diego | 32.5836 | -116.9309
20347 | Wellesley College | 54937 | Wellesley College Central Utility Plant | Commercial CHP | MA | 1118 | 1.3 | 1.2 | Natural Gas Internal Combustion Engine | NG | IC | 7 | 1994 |  |  | (OP) Operating | [6 empty] | Norfolk | 42.2939 | -71.3081
20347 | Wellesley College | 54937 | Wellesley College Central Utility Plant | Commercial CHP | MA | 1119 | 1.3 | 1.2 | Natural Gas Internal Combustion Engine | NG | IC | 7 | 1994 |  |  | (OP) Operating | [6 empty] | Norfolk | 42.2939 | -71.3081
20347 | Wellesley College | 54937 | Wellesley College Central Utility Plant | Commercial CHP | MA | 1120 | 1.3 | 1.2 | Natural Gas Internal Combustion Engine | NG | IC | 7 | 1994 |  |  | (OP) Operating | [6 empty] | Norfolk | 42.2939 | -71.3081
20347 | Wellesley College | 54937 | Wellesley College Central Utility Plant | Commercial CHP | MA | 1121 | 1.3 | 1.2 | Natural Gas Internal Combustion Engine | NG | IC | 7 | 1994 |  |  | (OP) Operating | [6 empty] | Norfolk | 42.2939 | -71.3081
20347 | Wellesley College | 54937 | Wellesley College Central Utility Plant | Commercial CHP | MA | 8187 | 1.9 | 1.9 | Natural Gas Internal Combustion Engine | NG | IC | 7 | 1999 |  |  | (OP) Operating | [6 empty] | Norfolk | 42.2939 | -71.3081
20347 | Wellesley College | 54937 | Wellesley College Central Utility Plant | Commercial CHP | MA | SB1 | 2.9 | 2.9 | Petroleum Liquids | DFO | IC | 6 | 1985 |  |  | (SB) Standby/Backup: available for service but not normally used | [6 empty] | Norfolk | 42.2939 | -71.3081
54842 | WM Renewable Energy LLC | 54939 | EKS Landfill | IPP Non-CHP | MN | UNT1 | 1.6 | 1.5 | Landfill Gas | LFG | IC | 5 | 1994 |  |  | (OP) Operating | [6 empty] | Dakota | 44.7806 | -93.3094
54842 | WM Renewable Energy LLC | 54939 | EKS Landfill | IPP Non-CHP | MN | UNT2 | 1.6 | 1.5 | Landfill Gas | LFG | IC | 5 | 1994 |  |  | (OP) Operating | [6 empty] | Dakota | 44.7806 | -93.3094
54842 | WM Renewable Energy LLC | 54939 | EKS Landfill | IPP Non-CHP | MN | UNT4 | 1.6 | 1.5 | Landfill Gas | LFG | IC | 7 | 2011 |  |  | (OP) Operating | [6 empty] | Dakota | 44.7806 | -93.3094
4426 | NAES Corp | 54945 | CT Resource Rec Authority Facility | IPP Non-CHP | CT | NO 5 | 45 | 29.7 | Municipal Solid Waste | MSW | ST | 7 | 1988 |  |  | (OP) Operating | [6 empty] | Hartford | 41.7505 | -72.653
4426 | NAES Corp | 54945 | CT Resource Rec Authority Facility | IPP Non-CHP | CT | NO 6 | 45 | 29.7 | Municipal Solid Waste | MSW | ST | 7 | 1988 |  |  | (OP) Operating | [6 empty] | Hartford | 41.7505 | -72.653
24008 | University of Oregon | 54950 | Univ of Oregon Central Power Station | Commercial CHP | OR | CTG1 | 7.5 | 7.5 | Natural Gas Fired Combined Cycle | NG | CT | 12 | 2012 |  |  | (OP) Operating | [6 empty] | Lane | 44.0483 | -123.0739
24008 | University of Oregon | 54950 | Univ of Oregon Central Power Station | Commercial CHP | OR | STG1 | 3.5 | 1.5 | Natural Gas Fired Combined Cycle | NG | CA | 12 | 2012 |  |  | (OP) Operating | [6 empty] | Lane | 44.0483 | -123.0739
12221 | MRWPCA | 54951 | Monterey Regional Water Cogen Facility | Commercial CHP | CA | EG1 | 0.6 | 0.6 | Other Waste Biomass | OBG | IC | 8 | 1988 |  |  | (OP) Operating | [6 empty] | Monterey | 36.7056 | -121.7714
12221 | MRWPCA | 54951 | Monterey Regional Water Cogen Facility | Commercial CHP | CA | EG2 | 0.6 | 0.6 | Other Waste Biomass | OBG | IC | 8 | 1988 |  |  | (OP) Operating | [6 empty] | Monterey | 36.7056 | -121.7714
12221 | MRWPCA | 54951 | Monterey Regional Water Cogen Facility | Commercial CHP | CA | EG3 | 0.6 | 0.6 | Other Waste Biomass | OBG | IC | 8 | 1988 |  |  | (OP) Operating | [6 empty] | Monterey | 36.7056 | -121.7714
55754 | Boralex Hydro Operations Inc | 54953 | Hudson Falls Hydroelectric Project | IPP Non-CHP | NY | GEN1 | 22 | 22 | Conventional Hydroelectric | WAT | HY | 11 | 1995 |  |  | (OP) Operating | [6 empty] | Saratoga | 43.2958 | -73.5956
55754 | Boralex Hydro Operations Inc | 54953 | Hudson Falls Hydroelectric Project | IPP Non-CHP | NY | GEN2 | 22 | 22 | Conventional Hydroelectric | WAT | HY | 11 | 1995 |  |  | (OP) Operating | [6 empty] | Saratoga | 43.2958 | -73.5956
40211 | Wabash Valley Power Assn, Inc | 54956 | Deercroft I & II LFGTE | Electric Utility | IN | I-1 | 0.8 | 0.8 | Landfill Gas | LFG | IC | 8 | 1999 |  |  | (OP) Operating | [6 empty] | LaPorte | 41.6514 | -86.9036
40211 | Wabash Valley Power Assn, Inc | 54956 | Deercroft I & II LFGTE | Electric Utility | IN | I-2 | 0.8 | 0.8 | Landfill Gas | LFG | IC | 8 | 1999 |  |  | (OP) Operating | [6 empty] | LaPorte | 41.6514 | -86.9036
40211 | Wabash Valley Power Assn, Inc | 54956 | Deercroft I & II LFGTE | Electric Utility | IN | I-3 | 0.8 | 0.8 | Landfill Gas | LFG | IC | 8 | 1999 |  |  | (OP) Operating | [6 empty] | LaPorte | 41.6514 | -86.9036
40211 | Wabash Valley Power Assn, Inc | 54956 | Deercroft I & II LFGTE | Electric Utility | IN | I-4 | 0.8 | 0.8 | Landfill Gas | LFG | IC | 8 | 1999 |  |  | (OP) Operating | [6 empty] | LaPorte | 41.6514 | -86.9036
40211 | Wabash Valley Power Assn, Inc | 54956 | Deercroft I & II LFGTE | Electric Utility | IN | II-1 | 0.8 | 0.8 | Landfill Gas | LFG | IC | 9 | 2007 |  |  | (OP) Operating | [6 empty] | LaPorte | 41.6514 | -86.9036
40211 | Wabash Valley Power Assn, Inc | 54956 | Deercroft I & II LFGTE | Electric Utility | IN | II-2 | 0.8 | 0.8 | Landfill Gas | LFG | IC | 9 | 2007 |  |  | (OP) Operating | [6 empty] | LaPorte | 41.6514 | -86.9036
40211 | Wabash Valley Power Assn, Inc | 54956 | Deercroft I & II LFGTE | Electric Utility | IN | II-3 | 0.8 | 0.8 | Landfill Gas | LFG | IC | 9 | 2007 |  |  | (OP) Operating | [6 empty] | LaPorte | 41.6514 | -86.9036
40211 | Wabash Valley Power Assn, Inc | 54956 | Deercroft I & II LFGTE | Electric Utility | IN | II-4 | 0.8 | 0.8 | Landfill Gas | LFG | IC | 9 | 2007 |  |  | (OP) Operating | [6 empty] | LaPorte | 41.6514 | -86.9036
2769 | Cargill Inc | 54965 | Cargill Salt | Industrial CHP | MI | ACTG | 2 | 2 | Conventional Steam Coal | BIT | ST | 1 | 1968 |  |  | (OP) Operating | [6 empty] | St Clair | 42.8183 | -82.4856
361 | Industrial Energy Applications Inc | 54967 | Alliant SBD 9302 Aegon NP | IPP Non-CHP | IA | 7906 | 1.2 | 1.2 | Petroleum Liquids | DFO | IC | 7 | 1995 |  |  | (SB) Standby/Backup: available for service but not normally used | [6 empty] | Linn | 42.0264 | -91.7042
361 | Industrial Energy Applications Inc | 54968 | Alliant SBD 9502 Eaton | IPP Non-CHP | IA | 0385 | 1.8 | 1.8 | Petroleum Liquids | DFO | IC | 12 | 1995 |  |  | (SB) Standby/Backup: available for service but not normally used | [6 empty] | Wright | 42.8381 | -93.6033
361 | Industrial Energy Applications Inc | 54968 | Alliant SBD 9502 Eaton | IPP Non-CHP | IA | 0386 | 1.8 | 1.8 | Petroleum Liquids | DFO | IC | 12 | 1995 |  |  | (SB) Standby/Backup: available for service but not normally used | [6 empty] | Wright | 42.8381 | -93.6033
361 | Industrial Energy Applications Inc | 54968 | Alliant SBD 9502 Eaton | IPP Non-CHP | IA | 5824 | 1.8 | 1.8 | Petroleum Liquids | DFO | IC | 5 | 2000 |  |  | (SB) Standby/Backup: available for service but not normally used | [6 empty] | Wright | 42.8381 | -93.6033
18194 | STS Hydropower Ltd | 54969 | Dixon Hydroelectric Dam | IPP Non-CHP | IL | 1 | 0.6 | 0.6 | Conventional Hydroelectric | WAT | HY | 6 | 1925 |  |  | (OP) Operating | [6 empty] | Lee | 41.8453 | -89.4813
18194 | STS Hydropower Ltd | 54969 | Dixon Hydroelectric Dam | IPP Non-CHP | IL | 2 | 0.6 | 0.6 | Conventional Hydroelectric | WAT | HY | 6 | 1925 |  |  | (OP) Operating | [6 empty] | Lee | 41.8453 | -89.4813
18194 | STS Hydropower Ltd | 54969 | Dixon Hydroelectric Dam | IPP Non-CHP | IL | 3 | 0.6 | 0.6 | Conventional Hydroelectric | WAT | HY | 6 | 1925 |  |  | (OP) Operating | [6 empty] | Lee | 41.8453 | -89.4813
18194 | STS Hydropower Ltd | 54969 | Dixon Hydroelectric Dam | IPP Non-CHP | IL | 4 | 0.6 | 0.6 | Conventional Hydroelectric | WAT | HY | 6 | 1925 |  |  | (OP) Operating | [6 empty] | Lee | 41.8453 | -89.4813
18194 | STS Hydropower Ltd | 54969 | Dixon Hydroelectric Dam | IPP Non-CHP | IL | 5 | 0.6 | 0.6 | Conventional Hydroelectric | WAT | HY | 6 | 1925 |  |  | (OP) Operating | [6 empty] | Lee | 41.8453 | -89.4813
16694 | Sauder Woodworking Co | 54974 | Sauder Power Plant | IPP CHP | OH | UNT1 | 3.6 | 3.6 | Wood/Wood Waste Biomass | WDS | ST | 10 | 1993 |  |  | (OP) Operating | [6 empty] | Fulton | 41.5152 | -84.2935
16694 | Sauder Woodworking Co | 54974 | Sauder Power Plant | IPP CHP | OH | UNT2 | 3.6 | 3.6 | Wood/Wood Waste Biomass | WDS | ST | 10 | 1993 |  |  | (OP) Operating | [6 empty] | Fulton | 41.5152 | -84.2935
21965 | New Mexico State University | 54975 | New Mexico State University | Commercial CHP | NM | 01 | 4.7 | 4.5 | Natural Gas Fired Combustion Turbine | NG | GT | 12 | 1996 |  |  | (OP) Operating | [6 empty] | Dona Ana | 32.1648 | -106.4513
2770 | Terra-Gen Operating Co LLC | 54979 | Big Spring Wind Power Facility | IPP Non-CHP | TX | WIND | 34.3 | 34.3 | Onshore Wind Turbine | WND | WT | 12 | 1998 |  |  | (OP) Operating | [6 empty] | Howard | 32.2075 | -101.3883
56355 | LES Project Holdings LLC | 54980 | Ocean County Landfill | IPP Non-CHP | NJ | UNT1 | 0.8 | 0.8 | Landfill Gas | LFG | IC | 2 | 1997 |  |  | (OP) Operating | [6 empty] | Ocean | 40.0081 | -74.3306
56355 | LES Project Holdings LLC | 54980 | Ocean County Landfill | IPP Non-CHP | NJ | UNT10 | 1.6 | 1.5 | Landfill Gas | LFG | IC | 6 | 2006 |  |  | (OP) Operating | [6 empty] | Ocean | 40.0081 | -74.3306
56355 | LES Project Holdings LLC | 54980 | Ocean County Landfill | IPP Non-CHP | NJ | UNT11 | 1.6 | 1.5 | Landfill Gas | LFG | IC | 6 | 2006 |  |  | (OP) Operating | [6 empty] | Ocean | 40.0081 | -74.3306
56355 | LES Project Holdings LLC | 54980 | Ocean County Landfill | IPP Non-CHP | NJ | UNT12 | 1.6 | 1.5 | Landfill Gas | LFG | IC | 6 | 2006 |  |  | (OP) Operating | [6 empty] | Ocean | 40.0081 | -74.3306
56355 | LES Project Holdings LLC | 54980 | Ocean County Landfill | IPP Non-CHP | NJ | UNT2 | 0.8 | 0.8 | Landfill Gas | LFG | IC | 2 | 1997 |  |  | (OP) Operating | [6 empty] | Ocean | 40.0081 | -74.3306
56355 | LES Project Holdings LLC | 54980 | Ocean County Landfill | IPP Non-CHP | NJ | UNT3 | 0.8 | 0.8 | Landfill Gas | LFG | IC | 2 | 1997 |  |  | (OP) Operating | [6 empty] | Ocean | 40.0081 | -74.3306
56355 | LES Project Holdings LLC | 54980 | Ocean County Landfill | IPP Non-CHP | NJ | UNT4 | 0.8 | 0.8 | Landfill Gas | LFG | IC | 2 | 1997 |  |  | (OP) Operating | [6 empty] | Ocean | 40.0081 | -74.3306
56355 | LES Project Holdings LLC | 54980 | Ocean County Landfill | IPP Non-CHP | NJ | UNT5 | 0.8 | 0.8 | Landfill Gas | LFG | IC | 2 | 1997 |  |  | (OP) Operating | [6 empty] | Ocean | 40.0081 | -74.3306
56355 | LES Project Holdings LLC | 54980 | Ocean County Landfill | IPP Non-CHP | NJ | UNT6 | 0.8 | 0.8 | Landfill Gas | LFG | IC | 2 | 1997 |  |  | (OP) Operating | [6 empty] | Ocean | 40.0081 | -74.3306
56355 | LES Project Holdings LLC | 54980 | Ocean County Landfill | IPP Non-CHP | NJ | UNT7 | 1.6 | 1.5 | Landfill Gas | LFG | IC | 6 | 2006 |  |  | (OP) Operating | [6 empty] | Ocean | 40.0081 | -74.3306
56355 | LES Project Holdings LLC | 54980 | Ocean County Landfill | IPP Non-CHP | NJ | UNT8 | 1.6 | 1.5 | Landfill Gas | LFG | IC | 6 | 2006 |  |  | (OP) Operating | [6 empty] | Ocean | 40.0081 | -74.3306
56355 | LES Project Holdings LLC | 54980 | Ocean County Landfill | IPP Non-CHP | NJ | UNT9 | 1.6 | 1.5 | Landfill Gas | LFG | IC | 6 | 2006 |  |  | (OP) Operating | [6 empty] | Ocean | 40.0081 | -74.3306
8776 | City of Holyoke Gas and Electric Dept. | 54981 | Harris Energy Realty | Electric Utility | MA | ALBA | 0.3 | 0.3 | Conventional Hydroelectric | WAT | HY | 1 | 1999 |  |  | (OP) Operating | [6 empty] | Hampden | 42.2052 | -72.5929
8776 | City of Holyoke Gas and Electric Dept. | 54981 | Harris Energy Realty | Electric Utility | MA | ALBD | 0.5 | 0.4 | Conventional Hydroelectric | WAT | HY | 1 | 1982 |  |  | (OP) Operating | [6 empty] | Hampden | 42.2052 | -72.5929
8776 | City of Holyoke Gas and Electric Dept. | 54981 | Harris Energy Realty | Electric Utility | MA | NONO | 0.5 | 0.5 | Conventional Hydroelectric | WAT | HY | 1 | 1982 |  |  | (OP) Operating | [6 empty] | Hampden | 42.2052 | -72.5929
22331 | Salem Energy Systems LLC | 54984 | Salem Energy Systems LLC | IPP Non-CHP | NC | UNT1 | 4.5 | 3.3 | Landfill Gas | LFG | GT | 7 | 1996 |  |  | (OP) Operating | [6 empty] | Forsyth | 36.1912 | -80.1835
4468 | Crestwood Corp | 54985 | Crestwood Dothan | IPP Non-CHP | AL | GEN1 | 1 | 1.2 | Petroleum Liquids | DFO | IC | 1 | 1995 |  |  | (OP) Operating | [6 empty] | Houston | 31.2624 | -85.4027
4468 | Crestwood Corp | 54985 | Crestwood Dothan | IPP Non-CHP | AL | GEN2 | 1 | 1.2 | Petroleum Liquids | DFO | IC | 1 | 1995 |  |  | (OP) Operating | [6 empty] | Houston | 31.2624 | -85.4027
4468 | Crestwood Corp | 54985 | Crestwood Dothan | IPP Non-CHP | AL | GEN3 | 2 | 1.5 | Petroleum Liquids | DFO | IC | 12 | 2002 |  |  | (OP) Operating | [6 empty] | Houston | 31.2624 | -85.4027
4468 | Crestwood Corp | 54985 | Crestwood Dothan | IPP Non-CHP | AL | GEN5 | 1 | 1.2 | Petroleum Liquids | DFO | IC | 1 | 1996 |  |  | (OP) Operating | [6 empty] | Houston | 31.2624 | -85.4027
4468 | Crestwood Corp | 54985 | Crestwood Dothan | IPP Non-CHP | AL | GEN7 | 1 | 1.2 | Petroleum Liquids | DFO | IC | 10 | 1997 |  |  | (OP) Operating | [6 empty] | Houston | 31.2624 | -85.4027
4468 | Crestwood Corp | 54985 | Crestwood Dothan | IPP Non-CHP | AL | GEN8 | 0.6 | 0.7 | Petroleum Liquids | DFO | IC | 10 | 1997 |  |  | (SB) Standby/Backup: available for service but not normally used | [6 empty] | Houston | 31.2624 | -85.4027
4468 | Crestwood Corp | 54985 | Crestwood Dothan | IPP Non-CHP | AL | GEN9 | 2 | 2 | Petroleum Liquids | DFO | IC | 2 | 2002 |  |  | (OP) Operating | [6 empty] | Houston | 31.2624 | -85.4027
5483 | DuPage County | 54987 | Woodridge Greene Valley Treatment Plant | Commercial CHP | IL | FM01 | 1.5 | 1.5 | Natural Gas Internal Combustion Engine | NG | IC | 4 | 1996 |  |  | (OP) Operating | [6 empty] | DuPage | 41.74 | -88.06
56355 | LES Project Holdings LLC | 54989 | Pine Tree Acres | IPP Non-CHP | MI | GEN1 | 0.8 | 0.8 | Landfill Gas | LFG | IC | 6 | 1998 |  |  | (OP) Operating | [6 empty] | Macomb | 42.7417 | -82.7975
56355 | LES Project Holdings LLC | 54989 | Pine Tree Acres | IPP Non-CHP | MI | GEN2 | 0.8 | 0.8 | Landfill Gas | LFG | IC | 6 | 1998 |  |  | (OP) Operating | [6 empty] | Macomb | 42.7417 | -82.7975
56355 | LES Project Holdings LLC | 54989 | Pine Tree Acres | IPP Non-CHP | MI | GEN3 | 0.8 | 0.8 | Landfill Gas | LFG | IC | 6 | 1998 |  |  | (OP) Operating | [6 empty] | Macomb | 42.7417 | -82.7975
56355 | LES Project Holdings LLC | 54989 | Pine Tree Acres | IPP Non-CHP | MI | GEN4 | 0.8 | 0.8 | Landfill Gas | LFG | IC | 6 | 1998 |  |  | (OP) Operating | [6 empty] | Macomb | 42.7417 | -82.7975
56355 | LES Project Holdings LLC | 54989 | Pine Tree Acres | IPP Non-CHP | MI | GEN5 | 0.8 | 0.8 | Landfill Gas | LFG | IC | 6 | 1998 |  |  | (OP) Operating | [6 empty] | Macomb | 42.7417 | -82.7975
56355 | LES Project Holdings LLC | 54989 | Pine Tree Acres | IPP Non-CHP | MI | GEN6 | 0.8 | 0.8 | Landfill Gas | LFG | IC | 12 | 2003 |  |  | (OP) Operating | [6 empty] | Macomb | 42.7417 | -82.7975
56355 | LES Project Holdings LLC | 54989 | Pine Tree Acres | IPP Non-CHP | MI | GEN7 | 0.8 | 0.8 | Landfill Gas | LFG | IC | 12 | 2003 |  |  | (OP) Operating | [6 empty] | Macomb | 42.7417 | -82.7975
56355 | LES Project Holdings LLC | 54989 | Pine Tree Acres | IPP Non-CHP | MI | GEN8 | 1.6 | 1.6 | Landfill Gas | LFG | IC | 9 | 2010 |  |  | (OP) Operating | [6 empty] | Macomb | 42.7417 | -82.7975
56355 | LES Project Holdings LLC | 54989 | Pine Tree Acres | IPP Non-CHP | MI | GEN9 | 1.6 | 1.6 | Landfill Gas | LFG | IC | 9 | 2010 |  |  | (OP) Operating | [6 empty] | Macomb | 42.7417 | -82.7975
13765 | Northlake Energy | 54995 | Indiana Harbor E 5 AC Station | Industrial CHP | IN | 17TG | 90 | 90 | Other Gases | BFG | ST | 5 | 1996 |  |  | (OP) Operating | [6 empty] | Lake | 41.6844 | -87.4214
49899 | CalEnergy Operating Corporation | 54996 | Salton Sea Power Gen Co - Unit 4 | IPP Non-CHP | CA | 4100 | 47.5 | 44 | Geothermal | GEO | ST | 5 | 1996 |  |  | (OP) Operating | [6 empty] | Imperial | 33.157 | -115.6386
20541 | Wheelabrator Environmental Systems | 54998 | Wheelabrator Portsmouth | Commercial CHP | VA | 1410 | 20 | 15.5 | Municipal Solid Waste | MSW | ST | 10 | 1987 |  |  | (OP) Operating | [6 empty] | Portsmouth City | 36.8083 | -76.3036
20541 | Wheelabrator Environmental Systems | 54998 | Wheelabrator Portsmouth | Commercial CHP | VA | 1420 | 20 | 15.5 | Municipal Solid Waste | MSW | ST | 3 | 1987 |  |  | (OP) Operating | [6 empty] | Portsmouth City | 36.8083 | -76.3036
20541 | Wheelabrator Environmental Systems | 54998 | Wheelabrator Portsmouth | Commercial CHP | VA | 1430 | 20 | 15.5 | Municipal Solid Waste | MSW | ST | 2 | 1987 |  |  | (OP) Operating | [6 empty] | Portsmouth City | 36.8083 | -76.3036
13124 | Murphy - Brown LLC | 55002 | Murphy-Brown LLC | Industrial Non-CHP | NC | 01 | 1.2 | 1.2 | Petroleum Liquids | DFO | IC | 7 | 1995 |  |  | (SB) Standby/Backup: available for service but not normally used | [6 empty] | Duplin | 34.9944 | -78.1583
13124 | Murphy - Brown LLC | 55002 | Murphy-Brown LLC | Industrial Non-CHP | NC | 02 | 1.2 | 1.2 | Petroleum Liquids | DFO | IC | 7 | 1995 |  |  | (SB) Standby/Backup: available for service but not normally used | [6 empty] | Duplin | 34.9944 | -78.1583
18850 | Thorton Township School Dist | 55004 | Thornwood High School | Commercial Non-CHP | IL | 1 | 0.7 | 0.7 | Natural Gas Internal Combustion Engine | NG | IC | 9 | 1996 |  |  | (OP) Operating | [6 empty] | Cook | 41.5839 | -87.6047
18850 | Thorton Township School Dist | 55004 | Thornwood High School | Commercial Non-CHP | IL | 2 | 0.7 | 0.7 | Natural Gas Internal Combustion Engine | NG | IC | 9 | 1996 |  |  | (OP) Operating | [6 empty] | Cook | 41.5839 | -87.6047
18850 | Thorton Township School Dist | 55005 | Thornridge High School | Commercial Non-CHP | IL | 1 | 0.5 | 0.5 | Natural Gas Internal Combustion Engine | NG | IC | 3 | 1996 |  |  | (OP) Operating | [6 empty] | Cook | 41.6225 | -87.5978
18850 | Thorton Township School Dist | 55005 | Thornridge High School | Commercial Non-CHP | IL | 2 | 0.5 | 0.5 | Natural Gas Internal Combustion Engine | NG | IC | 3 | 1996 |  |  | (OP) Operating | [6 empty] | Cook | 41.6225 | -87.5978
57249 | EPP Renewable Energy | 55006 | Nashua Plant | IPP Non-CHP | NH | UNT2 | 0.8 | 0.7 | Landfill Gas | LFG | IC | 4 | 1996 |  |  | (OP) Operating | [6 empty] | Hillsborough | 42.7353 | -71.5228
57249 | EPP Renewable Energy | 55006 | Nashua Plant | IPP Non-CHP | NH | UNT3 | 1.6 | 1.5 | Landfill Gas | LFG | IC | 3 | 2016 |  |  | (OP) Operating | [6 empty] | Hillsborough | 42.7353 | -71.5228
31431 | K-W Co | 55007 | K W Company | IPP Non-CHP | ID | LS1 | 0.1 | 0.1 | Conventional Hydroelectric | WAT | HY | 6 | 1985 |  |  | (OP) Operating | [6 empty] | Twin Falls | 42.5948 | -114.4353
31431 | K-W Co | 55007 | K W Company | IPP Non-CHP | ID | LS2 | 0.1 | 0.1 | Conventional Hydroelectric | WAT | HY | 6 | 1985 |  |  | (OP) Operating | [6 empty] | Twin Falls | 42.5948 | -114.4353
31431 | K-W Co | 55007 | K W Company | IPP Non-CHP | ID | LS3 | 0.1 | 0.1 | Conventional Hydroelectric | WAT | HY | 6 | 1985 |  |  | (OP) Operating | [6 empty] | Twin Falls | 42.5948 | -114.4353
31431 | K-W Co | 55007 | K W Company | IPP Non-CHP | ID | LS4 | 0.1 | 0.1 | Conventional Hydroelectric | WAT | HY | 6 | 1985 |  |  | (OP) Operating | [6 empty] | Twin Falls | 42.5948 | -114.4353
31431 | K-W Co | 55007 | K W Company | IPP Non-CHP | ID | LS5 | 0.1 | 0.1 | Conventional Hydroelectric | WAT | HY | 6 | 1985 |  |  | (OP) Operating | [6 empty] | Twin Falls | 42.5948 | -114.4353
31431 | K-W Co | 55007 | K W Company | IPP Non-CHP | ID | UE5 | 0.1 | 0.1 | Conventional Hydroelectric | WAT | HY | 4 | 1997 |  |  | (OP) Operating | [6 empty] | Twin Falls | 42.5948 | -114.4353
31431 | K-W Co | 55007 | K W Company | IPP Non-CHP | ID | UW1 | 0.2 | 0.2 | Conventional Hydroelectric | WAT | HY | 12 | 1983 |  |  | (OP) Operating | [6 empty] | Twin Falls | 42.5948 | -114.4353
31431 | K-W Co | 55007 | K W Company | IPP Non-CHP | ID | UW2 | 0.2 | 0.2 | Conventional Hydroelectric | WAT | HY | 12 | 1983 |  |  | (OP) Operating | [6 empty] | Twin Falls | 42.5948 | -114.4353
31431 | K-W Co | 55007 | K W Company | IPP Non-CHP | ID | UW3 | 0.2 | 0.2 | Conventional Hydroelectric | WAT | HY | 12 | 1983 |  |  | (OP) Operating | [6 empty] | Twin Falls | 42.5948 | -114.4353
31431 | K-W Co | 55007 | K W Company | IPP Non-CHP | ID | UW4 | 0.2 | 0.2 | Conventional Hydroelectric | WAT | HY | 12 | 1983 |  |  | (OP) Operating | [6 empty] | Twin Falls | 42.5948 | -114.4353
59380 | Enel Green Power NA, Inc. | 55009 | Montgomery Creek Hydro | IPP Non-CHP | CA | GEN1 | 2.6 | 2.6 | Conventional Hydroelectric | WAT | HY | 1 | 1987 |  |  | (OP) Operating | [6 empty] | Shasta | 40.8468 | -121.9564
55912 | Cottage Grove Operating Services LLC | 55010 | LSP-Cottage Grove LP | IPP CHP | MN | CTG1 | 177.3 | 154 | Natural Gas Fired Combined Cycle | NG | CT | 10 | 1997 |  |  | (OP) Operating | [6 empty] | Washington | 44.7956 | -92.9119
55912 | Cottage Grove Operating Services LLC | 55010 | LSP-Cottage Grove LP | IPP CHP | MN | STG1 | 106.2 | 97 | Natural Gas Fired Combined Cycle | NG | CA | 10 | 1997 |  |  | (OP) Operating | [6 empty] | Washington | 44.7956 | -92.9119
55911 | Whitewater Operating Services LLC | 55011 | LSP-Whitewater LP | IPP CHP | WI | CTG1 | 177.3 | 162 | Natural Gas Fired Combined Cycle | NG | CT | 9 | 1997 |  |  | (OP) Operating | [6 empty] | Jefferson | 42.8555 | -88.7299
55911 | Whitewater Operating Services LLC | 55011 | LSP-Whitewater LP | IPP CHP | WI | STG1 | 106.2 | 99 | Natural Gas Fired Combined Cycle | NG | CA | 9 | 1997 |  |  | (OP) Operating | [6 empty] | Jefferson | 42.8555 | -88.7299
54843 | WM Illinois Renewable Energy LLC | 55014 | Greene Valley Gas Recovery | IPP Non-CHP | IL | GEN1 | 3.3 | 2.9 | Landfill Gas | LFG | GT | 5 | 1996 |  |  | (OP) Operating | [6 empty] | DuPage | 41.7338 | -88.0849
54843 | WM Illinois Renewable Energy LLC | 55014 | Greene Valley Gas Recovery | IPP Non-CHP | IL | GEN2 | 3.3 | 2.9 | Landfill Gas | LFG | GT | 5 | 1996 |  |  | (OP) Operating | [6 empty] | DuPage | 41.7338 | -88.0849
22214 | Sweeny Cogeneration LP | 55015 | Sweeny Cogen Facility | IPP CHP | TX | GEN1 | 143 | 109 | Natural Gas Fired Combustion Turbine | NG | GT | 8 | 1997 |  |  | (OP) Operating | [6 empty] | Brazoria | 29.0728 | -95.745
22214 | Sweeny Cogeneration LP | 55015 | Sweeny Cogen Facility | IPP CHP | TX | GEN2 | 143 | 109 | Natural Gas Fired Combustion Turbine | NG | GT | 9 | 1997 |  |  | (OP) Operating | [6 empty] | Brazoria | 29.0728 | -95.745
22214 | Sweeny Cogeneration LP | 55015 | Sweeny Cogen Facility | IPP CHP | TX | GEN3 | 143 | 109 | Natural Gas Fired Combustion Turbine | NG | GT | 10 | 1997 |  |  | (OP) Operating | [6 empty] | Brazoria | 29.0728 | -95.745
22214 | Sweeny Cogeneration LP | 55015 | Sweeny Cogen Facility | IPP CHP | TX | GEN4 | 143 | 109 | Natural Gas Fired Combustion Turbine | NG | GT | 12 | 2000 |  |  | (OP) Operating | [6 empty] | Brazoria | 29.0728 | -95.745
49774 | Kinder Morgan Yates Operation | 55025 | Yates Gas Plant | Industrial CHP | TX | GEN1 | 2.8 | 2.8 | Natural Gas Fired Combustion Turbine | NG | GT | 4 | 1986 |  |  | (OP) Operating | [6 empty] | PECOS | 30.8847 | -101.9208
49774 | Kinder Morgan Yates Operation | 55025 | Yates Gas Plant | Industrial CHP | TX | GEN2 | 2.8 | 2.8 | Natural Gas Fired Combustion Turbine | NG | GT | 4 | 1986 |  |  | (OP) Operating | [6 empty] | PECOS | 30.8847 | -101.9208
55773 | Dighton Power, LLC | 55026 | Dighton Power Plant | IPP Non-CHP | MA | UNT1 | 200 | 164.2 | Natural Gas Fired Combined Cycle | NG | CS | 5 | 1999 |  |  | (OP) Operating | [6 empty] | Bristol | 41.8312 | -71.1239
13157 | Omaha City of | 55027 | Papillion Creek Wastewater | Commercial CHP | NE | 951 | 0.5 | 0.5 | Other Waste Biomass | OBG | IC | 5 | 1987 |  |  | (SB) Standby/Backup: available for service but not normally used | [6 empty] | Sarpy | 41.0772 | -95.87
13157 | Omaha City of | 55027 | Papillion Creek Wastewater | Commercial CHP | NE | 952 | 0.5 | 0.5 | Other Waste Biomass | OBG | IC | 5 | 1987 |  |  | (OP) Operating | [6 empty] | Sarpy | 41.0772 | -95.87
13157 | Omaha City of | 55027 | Papillion Creek Wastewater | Commercial CHP | NE | 953 | 0.5 | 0.5 | Other Waste Biomass | OBG | IC | 5 | 1987 |  |  | (OP) Operating | [6 empty] | Sarpy | 41.0772 | -95.87
20860 | Wisconsin Public Service Corp | 55029 | De Pere Energy Center | Electric Utility | WI | CT01 | 192.3 | 158.3 | Natural Gas Fired Combustion Turbine | NG | GT | 6 | 1999 |  |  | (OP) Operating | [6 empty] | Brown | 44.4486 | -88.072
55738 | Verso Paper Androscoggin LLC | 55031 | Androscoggin Energy Center | Industrial CHP | ME | CT01 | 54.5 | 47.2 | Natural Gas Fired Combustion Turbine | NG | GT | 10 | 1999 |  |  | (OP) Operating | [6 empty] | Franklin | 44.5063 | -70.2423
55738 | Verso Paper Androscoggin LLC | 55031 | Androscoggin Energy Center | Industrial CHP | ME | CT02 | 54.5 | 45.2 | Natural Gas Fired Combustion Turbine | NG | GT | 11 | 1999 |  |  | (OP) Operating | [6 empty] | Franklin | 44.5063 | -70.2423
55738 | Verso Paper Androscoggin LLC | 55031 | Androscoggin Energy Center | Industrial CHP | ME | CT03 | 54.5 | 44.1 | Natural Gas Fired Combustion Turbine | NG | GT | 7 | 2000 |  |  | (OP) Operating | [6 empty] | Franklin | 44.5063 | -70.2423
13157 | Omaha City of | 55033 | Missouri River Wastewater Treatment | Commercial CHP | NE | 6013 | 1 | 1 | Other Waste Biomass | OBG | IC | 7 | 2001 |  |  | (OP) Operating | [6 empty] | Douglas | 41.2033 | -95.9292
13157 | Omaha City of | 55033 | Missouri River Wastewater Treatment | Commercial CHP | NE | 6101 | 1 | 1 | Other Waste Biomass | OBG | IC | 4 | 1985 |  |  | (OP) Operating | [6 empty] | Douglas | 41.2033 | -95.9292
13157 | Omaha City of | 55033 | Missouri River Wastewater Treatment | Commercial CHP | NE | 6102 | 1 | 1 | Other Waste Biomass | OBG | IC | 4 | 1985 |  |  | (OP) Operating | [6 empty] | Douglas | 41.2033 | -95.9292
56383 | Lignetics of Maine, LLC. | 55034 | Lignetics of Maine, LLC. | Industrial CHP | ME | 0001 | 1.3 | 0.4 | Wood/Wood Waste Biomass | WDS | ST | 8 | 1980 |  |  | (OS) Out of service and NOT expected to return to service in next calendar year | [6 empty] | Franklin | 44.8061 | -70.2186
56383 | Lignetics of Maine, LLC. | 55034 | Lignetics of Maine, LLC. | Industrial CHP | ME | 0002 | 0.7 | 0.5 | Wood/Wood Waste Biomass | WDS | ST | 10 | 2004 |  |  | (OS) Out of service and NOT expected to return to service in next calendar year | [6 empty] | Franklin | 44.8061 | -70.2186
29729 | Davenport City of | 55035 | Davenport Water Pollution Control Plant | Commercial CHP | IA | GEN1 | 0.8 | 0.8 | Other Waste Biomass | OBG | IC | 5 | 1995 |  |  | (OP) Operating | [6 empty] | Scott | 41.4928 | -90.6275
29729 | Davenport City of | 55035 | Davenport Water Pollution Control Plant | Commercial CHP | IA | GEN2 | 0.8 | 0.8 | Other Waste Biomass | OBG | IC | 5 | 1995 |  |  | (OP) Operating | [6 empty] | Scott | 41.4928 | -90.6275
21466 | University of Tennessee | 55036 | University of Tennessee Steam Plant | Commercial CHP | TN | GEN1 | 5 | 3.7 | Natural Gas Fired Combustion Turbine | NG | GT | 6 | 1996 |  |  | (OP) Operating | [6 empty] | Knox | 35.9492 | -83.9261
32487 | Gaylord Entertainment Co | 55037 | Opryland USA | Commercial CHP | TN | GTO1 | 4.5 | 3.1 | Natural Gas Fired Combustion Turbine | NG | GT | 7 | 1995 |  |  | (OP) Operating | [6 empty] | Davidson | 36.2114 | -86.6944
15473 | Public Service Co of NM | 55039 | Rio Bravo | Electric Utility | NM | GT1 | 150 | 138 | Natural Gas Fired Combustion Turbine | NG | GT | 4 | 2000 |  |  | (OP) Operating | [6 empty] | Bernalillo | 35.026 | -106.644
12564 | SEPG Operating Services, LLC MGC | 55040 | Mid-Georgia Cogeneration Facility | IPP CHP | GA | CT1 | 106.5 | 101.5 | Natural Gas Fired Combined Cycle | NG | CT | 10 | 1997 |  |  | (OP) Operating | [6 empty] | Houston | 32.4856 | -83.6039
12564 | SEPG Operating Services, LLC MGC | 55040 | Mid-Georgia Cogeneration Facility | IPP CHP | GA | CT2 | 106.5 | 101.5 | Natural Gas Fired Combined Cycle | NG | CT | 2 | 1998 |  |  | (OP) Operating | [6 empty] | Houston | 32.4856 | -83.6039
12564 | SEPG Operating Services, LLC MGC | 55040 | Mid-Georgia Cogeneration Facility | IPP CHP | GA | ST1 | 110 | 100 | Natural Gas Fired Combined Cycle | NG | CA | 12 | 1997 |  |  | (OP) Operating | [6 empty] | Houston | 32.4856 | -83.6039
1616 | Berkshire Power Co LLC | 55041 | Berkshire Power | IPP Non-CHP | MA | GEN2 | 289 | 229.3 | Natural Gas Fired Combined Cycle | NG | CS | 9 | 1999 |  |  | (OP) Operating | [6 empty] | Hampden | 42.0476 | -72.6478
2232 | Bridgeport Energy LLC | 55042 | Bridgeport Energy Project | IPP Non-CHP | CT | GEN1 | 170 | 164 | Natural Gas Fired Combined Cycle | NG | CT | 6 | 1998 |  |  | (OP) Operating | [6 empty] | Fairfield | 41.1692 | -73.1844
2232 | Bridgeport Energy LLC | 55042 | Bridgeport Energy Project | IPP Non-CHP | CT | GEN2 | 170 | 164 | Natural Gas Fired Combined Cycle | NG | CT | 6 | 1998 |  |  | (OP) Operating | [6 empty] | Fairfield | 41.1692 | -73.1844
2232 | Bridgeport Energy LLC | 55042 | Bridgeport Energy Project | IPP Non-CHP | CT | GEN3 | 180 | 164 | Natural Gas Fired Combined Cycle | NG | CA | 5 | 1999 |  |  | (OP) Operating | [6 empty] | Fairfield | 41.1692 | -73.1844
6833 | Cherokee County Cogen Partners LLC | 55043 | Cherokee County Cogen | IPP CHP | SC | GT1 | 60 | 51 | Natural Gas Fired Combined Cycle | NG | CT | 7 | 1998 |  |  | (OP) Operating | [6 empty] | Cherokee | 35.0727 | -81.613
6833 | Cherokee County Cogen Partners LLC | 55043 | Cherokee County Cogen | IPP CHP | SC | ST1 | 41.2 | 35 | Natural Gas Fired Combined Cycle | NG | CA | 7 | 1998 |  |  | (OP) Operating | [6 empty] | Cherokee | 35.0727 | -81.613
56310 | Boise White Paper LLC | 55044 | Boise Cascade Pulp & Paper Mill | Industrial CHP | AL | STG1 | 18 | 17.8 | Natural Gas Steam Turbine | NG | ST | 6 | 1996 |  |  | (OP) Operating | [6 empty] | Clarke | 31.4894 | -87.8989
11059 | Pasadena Cogeneration LP | 55047 | Pasadena Cogeneration | IPP CHP | TX | CTG1 | 175 | 155 | Natural Gas Fired Combined Cycle | NG | CT | 6 | 1998 |  |  | (OP) Operating | [6 empty] | Harris | 29.7248 | -95.1765
11059 | Pasadena Cogeneration LP | 55047 | Pasadena Cogeneration | IPP CHP | TX | CTG2 | 185 | 165 | Natural Gas Fired Combined Cycle | NG | CT | 6 | 2000 |  |  | (OP) Operating | [6 empty] | Harris | 29.7248 | -95.1765
11059 | Pasadena Cogeneration LP | 55047 | Pasadena Cogeneration | IPP CHP | TX | CTG3 | 185 | 165 | Natural Gas Fired Combined Cycle | NG | CT | 6 | 2000 |  |  | (OP) Operating | [6 empty] | Harris | 29.7248 | -95.1765
11059 | Pasadena Cogeneration LP | 55047 | Pasadena Cogeneration | IPP CHP | TX | STG1 | 85 | 60 | Natural Gas Fired Combined Cycle | NG | CA | 6 | 1998 |  |  | (OP) Operating | [6 empty] | Harris | 29.7248 | -95.1765
11059 | Pasadena Cogeneration LP | 55047 | Pasadena Cogeneration | IPP CHP | TX | STG2 | 185 | 165 | Natural Gas Fired Combined Cycle | NG | CA | 6 | 2000 |  |  | (OP) Operating | [6 empty] | Harris | 29.7248 | -95.1765
55510 | Tiverton Power LLC | 55048 | Tiverton Power Plant | IPP Non-CHP | RI | UNT1 | 179.3 | 159.4 | Natural Gas Fired Combined Cycle | NG | CT | 3 | 2000 |  |  | (OP) Operating |  |  |  | 2016 | 11 | 18 | Newport | 41.6422 | -71.1706
55510 | Tiverton Power LLC | 55048 | Tiverton Power Plant | IPP Non-CHP | RI | UNT2 | 93.2 | 90.6 | Natural Gas Fired Combined Cycle | NG | CA | 6 | 2000 |  |  | (OP) Operating |  |  |  | 2016 | 11 | 12 | Newport | 41.6422 | -71.1706
17164 | Sierra Pacific Industries Inc | 55049 | Sierra Pacific Anderson Facility | Industrial CHP | CA | GEN1 | 4 | 3.9 | Wood/Wood Waste Biomass | WDS | ST | 1 | 1999 |  |  | (OP) Operating | [6 empty] | Shasta | 40.4731 | -122.3206
7191 | Axiall Corp | 55051 | Axiall Plaquemine | Industrial CHP | LA | X773 | 102 | 80 | Natural Gas Fired Combustion Turbine | NG | GT | 5 | 1997 |  |  | (OP) Operating | [6 empty] | Iberville | 30.2586 | -91.185
7191 | Axiall Corp | 55051 | Axiall Plaquemine | Industrial CHP | LA | X774 | 102 | 80 | Natural Gas Fired Combustion Turbine | NG | GT | 5 | 1997 |  |  | (OP) Operating | [6 empty] | Iberville | 30.2586 | -91.185
7191 | Axiall Corp | 55051 | Axiall Plaquemine | Industrial CHP | LA | X775 | 102 | 80 | Natural Gas Fired Combustion Turbine | NG | GT | 5 | 1997 |  |  | (OP) Operating | [6 empty] | Iberville | 30.2586 | -91.185
50114 | WTG Jameson, L.P. | 55052 | Jameson Gas Processing Plant | Industrial Non-CHP | TX | 620 | 0.4 | 0.4 | Natural Gas Internal Combustion Engine | NG | IC | 1 | 1981 |  |  | (OP) Operating | [6 empty] | Coke | 32.05 | -100.6917
50114 | WTG Jameson, L.P. | 55052 | Jameson Gas Processing Plant | Industrial Non-CHP | TX | 621 | 0.4 | 0.4 | Natural Gas Internal Combustion Engine | NG | IC | 1 | 1981 |  |  | (OP) Operating | [6 empty] | Coke | 32.05 | -100.6917
50114 | WTG Jameson, L.P. | 55052 | Jameson Gas Processing Plant | Industrial Non-CHP | TX | 622 | 0.5 | 0.5 | Natural Gas Internal Combustion Engine | NG | IC | 1 | 1986 |  |  | (OP) Operating | [6 empty] | Coke | 32.05 | -100.6917
59366 | EnLink Midstream Services, LLC | 55053 | Bridgeport Gas Processing Plant | Industrial Non-CHP | TX | 14 | 0.8 | 0.8 | Natural Gas Internal Combustion Engine | NG | IC | 4 | 2013 |  |  | (OP) Operating | [6 empty] | Wise | 33.1958 | -97.8025
59366 | EnLink Midstream Services, LLC | 55053 | Bridgeport Gas Processing Plant | Industrial Non-CHP | TX | 15 | 0.8 | 0.8 | Natural Gas Internal Combustion Engine | NG | IC | 4 | 2013 |  |  | (OP) Operating | [6 empty] | Wise | 33.1958 | -97.8025
59366 | EnLink Midstream Services, LLC | 55053 | Bridgeport Gas Processing Plant | Industrial Non-CHP | TX | 16 | 0.8 | 0.8 | Natural Gas Internal Combustion Engine | NG | IC | 4 | 2013 |  |  | (OP) Operating | [6 empty] | Wise | 33.1958 | -97.8025
59366 | EnLink Midstream Services, LLC | 55053 | Bridgeport Gas Processing Plant | Industrial Non-CHP | TX | 17 | 0.8 | 0.8 | Natural Gas Internal Combustion Engine | NG | IC | 4 | 2013 |  |  | (OP) Operating | [6 empty] | Wise | 33.1958 | -97.8025
59366 | EnLink Midstream Services, LLC | 55053 | Bridgeport Gas Processing Plant | Industrial Non-CHP | TX | 2723 | 0.8 | 0.8 | Natural Gas Internal Combustion Engine | NG | IC | 12 | 2009 |  |  | (OP) Operating | [6 empty] | Wise | 33.1958 | -97.8025
59366 | EnLink Midstream Services, LLC | 55053 | Bridgeport Gas Processing Plant | Industrial Non-CHP | TX | 654 | 0.8 | 0.8 | Natural Gas Internal Combustion Engine | NG | IC | 7 | 2000 |  |  | (OP) Operating | [6 empty] | Wise | 33.1958 | -97.8025
59366 | EnLink Midstream Services, LLC | 55053 | Bridgeport Gas Processing Plant | Industrial Non-CHP | TX | 655 | 0.8 | 0.8 | Natural Gas Internal Combustion Engine | NG | IC | 2 | 2001 |  |  | (OP) Operating | [6 empty] | Wise | 33.1958 | -97.8025
59366 | EnLink Midstream Services, LLC | 55053 | Bridgeport Gas Processing Plant | Industrial Non-CHP | TX | 656 | 0.8 | 0.8 | Natural Gas Internal Combustion Engine | NG | IC | 2 | 2001 |  |  | (OP) Operating | [6 empty] | Wise | 33.1958 | -97.8025
59366 | EnLink Midstream Services, LLC | 55053 | Bridgeport Gas Processing Plant | Industrial Non-CHP | TX | 657 | 0.8 | 0.8 | Natural Gas Internal Combustion Engine | NG | IC | 4 | 2001 |  |  | (OP) Operating | [6 empty] | Wise | 33.1958 | -97.8025
59366 | EnLink Midstream Services, LLC | 55053 | Bridgeport Gas Processing Plant | Industrial Non-CHP | TX | 658 | 0.8 | 0.8 | Natural Gas Internal Combustion Engine | NG | IC | 2 | 2001 |  |  | (OP) Operating | [6 empty] | Wise | 33.1958 | -97.8025
59366 | EnLink Midstream Services, LLC | 55053 | Bridgeport Gas Processing Plant | Industrial Non-CHP | TX | 666 | 0.8 | 0.8 | Natural Gas Internal Combustion Engine | NG | IC | 9 | 2001 |  |  | (OP) Operating | [6 empty] | Wise | 33.1958 | -97.8025
59366 | EnLink Midstream Services, LLC | 55053 | Bridgeport Gas Processing Plant | Industrial Non-CHP | TX | 667 | 0.8 | 0.8 | Natural Gas Internal Combustion Engine | NG | IC | 9 | 2001 |  |  | (OP) Operating | [6 empty] | Wise | 33.1958 | -97.8025
59366 | EnLink Midstream Services, LLC | 55053 | Bridgeport Gas Processing Plant | Industrial Non-CHP | TX | 671 | 0.8 | 0.8 | Natural Gas Internal Combustion Engine | NG | IC | 9 | 2002 |  |  | (OP) Operating | [6 empty] | Wise | 33.1958 | -97.8025
9267 | Hoosier Energy R E C, Inc | 55054 | Livingston Generating Facility | Electric Utility | IL | 1 | 5 | 4.2 | Landfill Gas | LFG | GT | 12 | 1999 |  |  | (OS) Out of service and NOT expected to return to service in next calendar year | [6 empty] | Livingston | 40.9314 | -88.6548
9267 | Hoosier Energy R E C, Inc | 55054 | Livingston Generating Facility | Electric Utility | IL | 3 | 5 | 4.2 | Landfill Gas | LFG | GT | 12 | 1999 |  |  | (OS) Out of service and NOT expected to return to service in next calendar year | [6 empty] | Livingston | 40.9314 | -88.6548
9267 | Hoosier Energy R E C, Inc | 55054 | Livingston Generating Facility | Electric Utility | IL | GEN2 | 5 | 4.2 | Landfill Gas | LFG | GT | 1 | 2000 |  |  | (OS) Out of service and NOT expected to return to service in next calendar year | [6 empty] | Livingston | 40.9314 | -88.6548
18535 | Tenaska Georgia Partners LP | 55061 | Tenaska Georgia Generation Facility | IPP Non-CHP | GA | GTG1 | 183.2 | 157.5 | Natural Gas Fired Combustion Turbine | NG | GT | 6 | 2001 |  |  | (OP) Operating | [6 empty] | Heard | 33.3516 | -84.9996
18535 | Tenaska Georgia Partners LP | 55061 | Tenaska Georgia Generation Facility | IPP Non-CHP | GA | GTG2 | 183.2 | 157.5 | Natural Gas Fired Combustion Turbine | NG | GT | 8 | 2001 |  |  | (OP) Operating | [6 empty] | Heard | 33.3516 | -84.9996
18535 | Tenaska Georgia Partners LP | 55061 | Tenaska Georgia Generation Facility | IPP Non-CHP | GA | GTG3 | 183.2 | 157.5 | Natural Gas Fired Combustion Turbine | NG | GT | 6 | 2001 |  |  | (OP) Operating | [6 empty] | Heard | 33.3516 | -84.9996
18535 | Tenaska Georgia Partners LP | 55061 | Tenaska Georgia Generation Facility | IPP Non-CHP | GA | GTG4 | 183.2 | 157.5 | Natural Gas Fired Combustion Turbine | NG | GT | 6 | 2002 |  |  | (OP) Operating | [6 empty] | Heard | 33.3516 | -84.9996
18535 | Tenaska Georgia Partners LP | 55061 | Tenaska Georgia Generation Facility | IPP Non-CHP | GA | GTG5 | 183.2 | 157.5 | Natural Gas Fired Combustion Turbine | NG | GT | 6 | 2002 |  |  | (OP) Operating | [6 empty] | Heard | 33.3516 | -84.9996
18535 | Tenaska Georgia Partners LP | 55061 | Tenaska Georgia Generation Facility | IPP Non-CHP | GA | GTG6 | 183.2 | 157.5 | Natural Gas Fired Combustion Turbine | NG | GT | 6 | 2002 |  |  | (OP) Operating | [6 empty] | Heard | 33.3516 | -84.9996
18611 | Tenaska Frontier Partners Ltd | 55062 | Tenaska Frontier Generation Station | IPP Non-CHP | TX | GTG1 | 183.2 | 155 | Natural Gas Fired Combined Cycle | NG | CT | 5 | 2000 |  |  | (OP) Operating | [6 empty] | Grimes | 30.5924 | -95.9178
18611 | Tenaska Frontier Partners Ltd | 55062 | Tenaska Frontier Generation Station | IPP Non-CHP | TX | GTG2 | 183.2 | 155 | Natural Gas Fired Combined Cycle | NG | CT | 5 | 2000 |  |  | (OP) Operating | [6 empty] | Grimes | 30.5924 | -95.9178
18611 | Tenaska Frontier Partners Ltd | 55062 | Tenaska Frontier Generation Station | IPP Non-CHP | TX | GTG3 | 183.2 | 155 | Natural Gas Fired Combined Cycle | NG | CT | 5 | 2000 |  |  | (OP) Operating | [6 empty] | Grimes | 30.5924 | -95.9178
18611 | Tenaska Frontier Partners Ltd | 55062 | Tenaska Frontier Generation Station | IPP Non-CHP | TX | STG1 | 390.1 | 395 | Natural Gas Fired Combined Cycle | NG | CA | 5 | 2000 |  |  | (OP) Operating | [6 empty] | Grimes | 30.5924 | -95.9178
17568 | South Mississippi El Pwr Assn | 55063 | Batesville Generation Facility | Electric Utility | MS | CTG1 | 184.5 | 176 | Natural Gas Fired Combined Cycle | NG | CT | 8 | 2000 |  |  | (OP) Operating | [6 empty] | Panola | 34.3356 | -89.9275
17568 | South Mississippi El Pwr Assn | 55063 | Batesville Generation Facility | Electric Utility | MS | CTG2 | 184.5 | 176 | Natural Gas Fired Combined Cycle | NG | CT | 8 | 2000 |  |  | (OP) Operating | [6 empty] | Panola | 34.3356 | -89.9275
17568 | South Mississippi El Pwr Assn | 55063 | Batesville Generation Facility | Electric Utility | MS | CTG3 | 184.5 | 176 | Natural Gas Fired Combined Cycle | NG | CT | 8 | 2000 |  |  | (OP) Operating | [6 empty] | Panola | 34.3356 | -89.9275
17568 | South Mississippi El Pwr Assn | 55063 | Batesville Generation Facility | Electric Utility | MS | STG1 | 112.5 | 110 | Natural Gas Fired Combined Cycle | NG | CA | 8 | 2000 |  |  | (OP) Operating | [6 empty] | Panola | 34.3356 | -89.9275
17568 | South Mississippi El Pwr Assn | 55063 | Batesville Generation Facility | Electric Utility | MS | STG2 | 112.5 | 110 | Natural Gas Fired Combined Cycle | NG | CA | 8 | 2000 |  |  | (OP) Operating | [6 empty] | Panola | 34.3356 | -89.9275
17568 | South Mississippi El Pwr Assn | 55063 | Batesville Generation Facility | Electric Utility | MS | STG3 | 112.5 | 110 | Natural Gas Fired Combined Cycle | NG | CA | 8 | 2000 |  |  | (OP) Operating | [6 empty] | Panola | 34.3356 | -89.9275
23913 | Borger Energy Associates LP | 55064 | Black Hawk Station | IPP CHP | TX | UNT1 | 126.9 | 109.7 | Natural Gas Fired Combustion Turbine | NG | GT | 6 | 1999 |  |  | (OP) Operating | [6 empty] | Hutchinson | 35.6957 | -101.36
23913 | Borger Energy Associates LP | 55064 | Black Hawk Station | IPP CHP | TX | UNT2B | 117 | 109.7 | Natural Gas Fired Combustion Turbine | NG | GT | 11 | 2005 |  |  | (OP) Operating | [6 empty] | Hutchinson | 35.6957 | -101.36
7349 | Golden Spread Electric Cooperative, Inc | 55065 | Mustang Station | Electric Utility | TX | GEN1 | 174.2 | 159 | Natural Gas Fired Combined Cycle | NG | CT | 6 | 1999 |  |  | (OP) Operating | [6 empty] | Yoakum | 32.9728 | -102.7417
7349 | Golden Spread Electric Cooperative, Inc | 55065 | Mustang Station | Electric Utility | TX | GEN2 | 174.2 | 159 | Natural Gas Fired Combined Cycle | NG | CT | 6 | 1999 |  |  | (OP) Operating | [6 empty] | Yoakum | 32.9728 | -102.7417
7349 | Golden Spread Electric Cooperative, Inc | 55065 | Mustang Station | Electric Utility | TX | GEN3 | 172.6 | 161 | Natural Gas Fired Combined Cycle | NG | CA | 4 | 2000 |  |  | (OP) Operating | [6 empty] | Yoakum | 32.9728 | -102.7417
4174 | Cokenergy Inc | 55066 | Heat Recovery Coke Facility | Industrial Non-CHP | IN | TG18 | 94.6 | 88 | All Other | WH | ST | 4 | 1998 |  |  | (OP) Operating | [6 empty] | Lake | 41.6789 | -87.42
54704 | Metropolitan Pier and Exposition Auth | 55067 | MPEA Energy Center | IPP CHP | IL | GEN1 | 1.1 | 1.1 | Natural Gas Fired Combustion Turbine | NG | GT | 1 | 1997 |  |  | (SB) Standby/Backup: available for service but not normally used | [6 empty] | Cook | 41.8527 | -87.6185
54704 | Metropolitan Pier and Exposition Auth | 55067 | MPEA Energy Center | IPP CHP | IL | GEN2 | 1.1 | 1.1 | Natural Gas Fired Combustion Turbine | NG | GT | 1 | 1997 |  |  | (SB) Standby/Backup: available for service but not normally used | [6 empty] | Cook | 41.8527 | -87.6185
54704 | Metropolitan Pier and Exposition Auth | 55067 | MPEA Energy Center | IPP CHP | IL | GEN3 | 1.1 | 1.1 | Natural Gas Fired Combustion Turbine | NG | GT | 1 | 1997 |  |  | (SB) Standby/Backup: available for service but not normally used | [6 empty] | Cook | 41.8527 | -87.6185
54704 | Metropolitan Pier and Exposition Auth | 55067 | MPEA Energy Center | IPP CHP | IL | GEN4 | 2 | 2 | Petroleum Liquids | DFO | IC | 3 | 2010 |  |  | (SB) Standby/Backup: available for service but not normally used | [6 empty] | Cook | 41.8527 | -87.6185
54704 | Metropolitan Pier and Exposition Auth | 55067 | MPEA Energy Center | IPP CHP | IL | GEN5 | 2 | 2 | Petroleum Liquids | DFO | IC | 3 | 2010 |  |  | (SB) Standby/Backup: available for service but not normally used | [6 empty] | Cook | 41.8527 | -87.6185
54704 | Metropolitan Pier and Exposition Auth | 55067 | MPEA Energy Center | IPP CHP | IL | GEN6 | 2 | 2 | Petroleum Liquids | DFO | IC | 3 | 2010 |  |  | (SB) Standby/Backup: available for service but not normally used | [6 empty] | Cook | 41.8527 | -87.6185
4966 | Casco Bay Energy Co LLC | 55068 | Maine Independence Station | IPP Non-CHP | ME | GEN1 | 177.8 | 155.7 | Natural Gas Fired Combined Cycle | NG | CT | 5 | 2000 |  |  | (OP) Operating | [6 empty] | Penobscot | 44.8242 | -68.7094
4966 | Casco Bay Energy Co LLC | 55068 | Maine Independence Station | IPP Non-CHP | ME | GEN2 | 177.8 | 156.7 | Natural Gas Fired Combined Cycle | NG | CT | 5 | 2000 |  |  | (OP) Operating | [6 empty] | Penobscot | 44.8242 | -68.7094
4966 | Casco Bay Energy Co LLC | 55068 | Maine Independence Station | IPP Non-CHP | ME | GEN3 | 194.6 | 177.6 | Natural Gas Fired Combined Cycle | NG | CA | 5 | 2000 |  |  | (OP) Operating | [6 empty] | Penobscot | 44.8242 | -68.7094
54842 | WM Renewable Energy LLC | 55074 | Lakeview Gas Recovery | IPP Non-CHP | PA | GEN1 | 3 | 3 | Landfill Gas | LFG | IC | 5 | 1997 |  |  | (OP) Operating | [6 empty] | Erie | 42.0786 | -80.0708
54842 | WM Renewable Energy LLC | 55074 | Lakeview Gas Recovery | IPP Non-CHP | PA | GEN2 | 3 | 3 | Landfill Gas | LFG | IC | 6 | 1997 |  |  | (OP) Operating | [6 empty] | Erie | 42.0786 | -80.0708
28764 | Pine Bluff Energy LLC | 55075 | Pine Bluff Energy Center | IPP CHP | AR | CT01 | 180 | 145 | Natural Gas Fired Combined Cycle | NG | CT | 8 | 2001 |  |  | (OP) Operating | [6 empty] | Jefferson | 34.2181 | -91.9025
28764 | Pine Bluff Energy LLC | 55075 | Pine Bluff Energy Center | IPP CHP | AR | ST01 | 56 | 47 | Natural Gas Fired Combined Cycle | NG | CA | 8 | 2001 |  |  | (OP) Operating | [6 empty] | Jefferson | 34.2181 | -91.9025
3593 | Choctaw Generation L.P, L.L.L.P. | 55076 | Red Hills Generating Facility | IPP Non-CHP | MS | RHGF | 513.7 | 440 | Conventional Steam Coal | LIG | ST | 4 | 2001 |  |  | (OP) Operating | [6 empty] | Choctaw | 33.3761 | -89.2183
5695 | Desert Star Energy Center SDG&E | 55077 | Desert Star Energy Center | Electric Utility | NV | ED01 | 170 | 150 | Natural Gas Fired Combined Cycle | NG | CT | 5 | 2000 |  |  | (OP) Operating | [6 empty] | Clark | 35.7889 | -114.9942
5695 | Desert Star Energy Center SDG&E | 55077 | Desert Star Energy Center | Electric Utility | NV | ED02 | 170 | 150 | Natural Gas Fired Combined Cycle | NG | CT | 5 | 2000 |  |  | (OP) Operating | [6 empty] | Clark | 35.7889 | -114.9942
5695 | Desert Star Energy Center SDG&E | 55077 | Desert Star Energy Center | Electric Utility | NV | ED03 | 196 | 150 | Natural Gas Fired Combined Cycle | NG | CA | 5 | 2000 |  |  | (OP) Operating | [6 empty] | Clark | 35.7889 | -114.9942
12713 | Millennium Power Partners LP | 55079 | Millennium Power | IPP Non-CHP | MA | CT01 | 230 | 214.8 | Natural Gas Fired Combined Cycle | NG | CT | 4 | 2001 |  |  | (OP) Operating | [6 empty] | Worcester | 42.1123 | -72.0151
12713 | Millennium Power Partners LP | 55079 | Millennium Power | IPP Non-CHP | MA | ST01 | 130 | 120.1 | Natural Gas Fired Combined Cycle | NG | CA | 4 | 2001 |  |  | (OP) Operating | [6 empty] | Worcester | 42.1123 | -72.0151
55712 | BTEC Turbines LP | 55080 | New Albany Energy Facility | IPP Non-CHP | MS | 1 | 71.2 | 60 | Natural Gas Fired Combustion Turbine | NG | GT | 6 | 1999 |  |  | (OS) Out of service and NOT expected to return to service in next calendar year | [6 empty] | Union | 34.5408 | -88.9397
55712 | BTEC Turbines LP | 55080 | New Albany Energy Facility | IPP Non-CHP | MS | 2 | 71.2 | 60 | Natural Gas Fired Combustion Turbine | NG | GT | 6 | 1999 |  |  | (OS) Out of service and NOT expected to return to service in next calendar year | [6 empty] | Union | 34.5408 | -88.9397
55712 | BTEC Turbines LP | 55080 | New Albany Energy Facility | IPP Non-CHP | MS | 3 | 71.2 | 60 | Natural Gas Fired Combustion Turbine | NG | GT | 6 | 1999 |  |  | (OS) Out of service and NOT expected to return to service in next calendar year | [6 empty] | Union | 34.5408 | -88.9397
55712 | BTEC Turbines LP | 55080 | New Albany Energy Facility | IPP Non-CHP | MS | 4 | 71.2 | 60 | Natural Gas Fired Combustion Turbine | NG | GT | 6 | 1999 |  |  | (OS) Out of service and NOT expected to return to service in next calendar year | [6 empty] | Union | 34.5408 | -88.9397
55712 | BTEC Turbines LP | 55080 | New Albany Energy Facility | IPP Non-CHP | MS | 5 | 71.2 | 60 | Natural Gas Fired Combustion Turbine | NG | GT | 6 | 1999 |  |  | (OS) Out of service and NOT expected to return to service in next calendar year | [6 empty] | Union | 34.5408 | -88.9397
55712 | BTEC Turbines LP | 55080 | New Albany Energy Facility | IPP Non-CHP | MS | 6 | 71.2 | 60 | Natural Gas Fired Combustion Turbine | NG | GT | 6 | 1999 |  |  | (OS) Out of service and NOT expected to return to service in next calendar year | [6 empty] | Union | 34.5408 | -88.9397
18642 | Tennessee Valley Authority | 55081 | Brownsville Peaking Power | Electric Utility | TN | 1 | 112 | 110 | Natural Gas Fired Combustion Turbine | NG | GT | 6 | 1999 |  |  | (OP) Operating | [6 empty] | Haywood | 35.5438 | -89.198
18642 | Tennessee Valley Authority | 55081 | Brownsville Peaking Power | Electric Utility | TN | 2 | 112 | 110 | Natural Gas Fired Combustion Turbine | NG | GT | 6 | 1999 |  |  | (OP) Operating | [6 empty] | Haywood | 35.5438 | -89.198
18642 | Tennessee Valley Authority | 55081 | Brownsville Peaking Power | Electric Utility | TN | 3 | 118 | 118 | Natural Gas Fired Combustion Turbine | NG | GT | 6 | 1999 |  |  | (OP) Operating | [6 empty] | Haywood | 35.5438 | -89.198
18642 | Tennessee Valley Authority | 55081 | Brownsville Peaking Power | Electric Utility | TN | 4 | 118 | 118 | Natural Gas Fired Combustion Turbine | NG | GT | 6 | 1999 |  |  | (OP) Operating | [6 empty] | Haywood | 35.5438 | -89.198
4464 | Crockett Cogeneration | 55084 | Crockett Cogen Project | IPP CHP | CA | GE1 | 247.4 | 247.4 | Natural Gas Fired Combined Cycle | NG | CS | 12 | 1995 |  |  | (OP) Operating | [6 empty] | Contra Costa | 38.0569 | -122.2161
7667 | Gregory Power Partners LP | 55086 | Gregory Power Facility | IPP CHP | TX | GT1A | 166 | 141 | Natural Gas Fired Combined Cycle | NG | CT | 7 | 2000 |  |  | (OP) Operating | [6 empty] | San Patricio | 27.8893 | -97.2584
7667 | Gregory Power Partners LP | 55086 | Gregory Power Facility | IPP CHP | TX | GT1B | 166 | 140 | Natural Gas Fired Combined Cycle | NG | CT | 7 | 2000 |  |  | (OP) Operating | [6 empty] | San Patricio | 27.8893 | -97.2584
7667 | Gregory Power Partners LP | 55086 | Gregory Power Facility | IPP CHP | TX | STG | 100 | 85 | Natural Gas Fired Combined Cycle | NG | CA | 7 | 2000 |  |  | (OP) Operating | [6 empty] | San Patricio | 27.8893 | -97.2584
4254 | Consumers Energy Co | 55087 | Zeeland Generating Station | Electric Utility | MI | 1A | 188.7 | 158 | Natural Gas Fired Combustion Turbine | NG | GT | 6 | 2001 |  |  | (OP) Operating | [6 empty] | Ottawa | 42.8206 | -85.9975
4254 | Consumers Energy Co | 55087 | Zeeland Generating Station | Electric Utility | MI | 1B | 188.7 | 158 | Natural Gas Fired Combustion Turbine | NG | GT | 6 | 2001 |  |  | (OP) Operating | [6 empty] | Ottawa | 42.8206 | -85.9975
4254 | Consumers Energy Co | 55087 | Zeeland Generating Station | Electric Utility | MI | 2A | 188.7 | 157 | Natural Gas Fired Combined Cycle | NG | CT | 8 | 2002 |  |  | (OP) Operating | [6 empty] | Ottawa | 42.8206 | -85.9975
4254 | Consumers Energy Co | 55087 | Zeeland Generating Station | Electric Utility | MI | 2B | 188.7 | 157 | Natural Gas Fired Combined Cycle | NG | CT | 8 | 2002 |  |  | (OP) Operating | [6 empty] | Ottawa | 42.8206 | -85.9975
4254 | Consumers Energy Co | 55087 | Zeeland Generating Station | Electric Utility | MI | 2C | 213.4 | 213 | Natural Gas Fired Combined Cycle | NG | CA | 8 | 2002 |  |  | (OP) Operating | [6 empty] | Ottawa | 42.8206 | -85.9975
4945 | Dearborn Industrial Gen Inc | 55088 | Dearborn Industrial Generation | IPP CHP | MI | GT 1 | 170 | 171.8 | Natural Gas Fired Combustion Turbine | NG | GT | 7 | 2001 |  |  | (OP) Operating | [6 empty] | Wayne | 42.3026 | -83.154
4945 | Dearborn Industrial Gen Inc | 55088 | Dearborn Industrial Generation | IPP CHP | MI | GT2 | 170 | 169.8 | Natural Gas Fired Combustion Turbine | NG | GT | 7 | 2001 |  |  | (OP) Operating | [6 empty] | Wayne | 42.3026 | -83.154
4945 | Dearborn Industrial Gen Inc | 55088 | Dearborn Industrial Generation | IPP CHP | MI | GTP1 | 170 | 150 | Natural Gas Fired Combustion Turbine | NG | GT | 6 | 1999 |  |  | (OP) Operating | [6 empty] | Wayne | 42.3026 | -83.154
4945 | Dearborn Industrial Gen Inc | 55088 | Dearborn Industrial Generation | IPP CHP | MI | ST1 | 250 | 250 | Other Gases | BFG | ST | 8 | 2001 |  |  | (OP) Operating | [6 empty] | Wayne | 42.3026 | -83.154
13914 | Occidental Chemical Corporation | 55089 | Taft Cogeneration Facility | Industrial CHP | LA | CT1 | 178.5 | 146.6 | Natural Gas Fired Combined Cycle | NG | CT | 7 | 2002 |  |  | (OP) Operating | [6 empty] | St Charles | 29.9888 | -90.4599
13914 | Occidental Chemical Corporation | 55089 | Taft Cogeneration Facility | Industrial CHP | LA | CT2 | 178.5 | 142.9 | Natural Gas Fired Combined Cycle | NG | CT | 8 | 2002 |  |  | (OP) Operating | [6 empty] | St Charles | 29.9888 | -90.4599
13914 | Occidental Chemical Corporation | 55089 | Taft Cogeneration Facility | Industrial CHP | LA | CT3 | 178.5 | 150.3 | Natural Gas Fired Combined Cycle | NG | CT | 9 | 2002 |  |  | (OP) Operating | [6 empty] | St Charles | 29.9888 | -90.4599
13914 | Occidental Chemical Corporation | 55089 | Taft Cogeneration Facility | Industrial CHP | LA | ST1 | 358.7 | 299.1 | Natural Gas Fired Combined Cycle | NG | CA | 10 | 2002 |  |  | (OP) Operating | [6 empty] | St Charles | 29.9888 | -90.4599
54900 | Stimson Lumber Company | 55090 | Plummer Cogen | IPP CHP | ID | GEN1 | 6.2 | 5.8 | Wood/Wood Waste Biomass | WDS | ST | 12 | 1982 |  |  | (OP) Operating | [6 empty] | Benewah | 47.331 | -116.8904
12501 | Midlothian Energy LLC | 55091 | Midlothian Energy Facility | IPP Non-CHP | TX | STK1 | 289 | 249 | Natural Gas Fired Combined Cycle | NG | CS | 5 | 2000 |  |  | (OP) Operating | [6 empty] | Ellis | 32.4302 | -97.0537
12501 | Midlothian Energy LLC | 55091 | Midlothian Energy Facility | IPP Non-CHP | TX | STK2 | 289 | 249 | Natural Gas Fired Combined Cycle | NG | CS | 5 | 2000 |  |  | (OP) Operating | [6 empty] | Ellis | 32.4302 | -97.0537
12501 | Midlothian Energy LLC | 55091 | Midlothian Energy Facility | IPP Non-CHP | TX | STK3 | 289 | 240 | Natural Gas Fired Combined Cycle | NG | CS | 7 | 2000 |  |  | (OP) Operating | [6 empty] | Ellis | 32.4302 | -97.0537
12501 | Midlothian Energy LLC | 55091 | Midlothian Energy Facility | IPP Non-CHP | TX | STK4 | 289 | 246 | Natural Gas Fired Combined Cycle | NG | CS | 9 | 2000 |  |  | (OP) Operating | [6 empty] | Ellis | 32.4302 | -97.0537
12501 | Midlothian Energy LLC | 55091 | Midlothian Energy Facility | IPP Non-CHP | TX | STK5 | 289 | 247 | Natural Gas Fired Combined Cycle | NG | CS | 8 | 2001 |  |  | (OP) Operating | [6 empty] | Ellis | 32.4302 | -97.0537
12501 | Midlothian Energy LLC | 55091 | Midlothian Energy Facility | IPP Non-CHP | TX | STK6 | 289 | 252 | Natural Gas Fired Combined Cycle | NG | CS | 9 | 2001 |  |  | (OP) Operating | [6 empty] | Ellis | 32.4302 | -97.0537
57226 | MM Taunton Energy LLC | 55093 | MM Taunton Energy | IPP Non-CHP | MA | UNT1 | 0.9 | 0.9 | Landfill Gas | LFG | IC | 9 | 1997 |  |  | (OP) Operating | [6 empty] | Bristol | 41.9231 | -71.0864
57226 | MM Taunton Energy LLC | 55093 | MM Taunton Energy | IPP Non-CHP | MA | UNT2 | 0.9 | 0.9 | Landfill Gas | LFG | IC | 9 | 1997 |  |  | (OP) Operating | [6 empty] | Bristol | 41.9231 | -71.0864
57226 | MM Taunton Energy LLC | 55093 | MM Taunton Energy | IPP Non-CHP | MA | UNT3 | 0.9 | 0.9 | Landfill Gas | LFG | IC | 5 | 2011 |  |  | (OP) Operating | [6 empty] | Bristol | 41.9231 | -71.0864
57226 | MM Taunton Energy LLC | 55093 | MM Taunton Energy | IPP Non-CHP | MA | UNT4 | 0.9 | 0.9 | Landfill Gas | LFG | IC | 5 | 2011 |  |  | (OP) Operating | [6 empty] | Bristol | 41.9231 | -71.0864
57227 | MM San Diego Energy-Miramar | 55094 | MM San Diego-Miramar | IPP CHP | CA | UNT1 | 1.6 | 1.6 | Landfill Gas | LFG | IC | 7 | 1997 |  |  | (OP) Operating | [6 empty] | San Diego | 32.8448 | -117.1627
57227 | MM San Diego Energy-Miramar | 55094 | MM San Diego-Miramar | IPP CHP | CA | UNT2 | 1.6 | 1.6 | Landfill Gas | LFG | IC | 7 | 1997 |  |  | (OP) Operating | [6 empty] | San Diego | 32.8448 | -117.1627
57227 | MM San Diego Energy-Miramar | 55094 | MM San Diego-Miramar | IPP CHP | CA | UNT3 | 1.6 | 1.6 | Landfill Gas | LFG | IC | 7 | 1997 |  |  | (OP) Operating | [6 empty] | San Diego | 32.8448 | -117.1627
57227 | MM San Diego Energy-Miramar | 55094 | MM San Diego-Miramar | IPP CHP | CA | UNT4 | 1.6 | 1.6 | Landfill Gas | LFG | IC | 7 | 1997 |  |  | (OP) Operating | [6 empty] | San Diego | 32.8448 | -117.1627
15343 | Portside Energy Corp | 55096 | Portside Energy | IPP CHP | IN | GT | 42 | 34 | Natural Gas Fired Combined Cycle | NG | CT | 9 | 1997 |  |  | (OP) Operating | [6 empty] | PORTER | 41.6317 | -87.1728
15343 | Portside Energy Corp | 55096 | Portside Energy | IPP CHP | IN | ST | 19 | 19 | Natural Gas Fired Combined Cycle | NG | CA | 9 | 1997 |  |  | (OP) Operating | [6 empty] | PORTER | 41.6317 | -87.1728
10755 | Lamar Power Partners LP | 55097 | Lamar Power Project | IPP Non-CHP | TX | CTG1 | 171.7 | 150.2 | Natural Gas Fired Combined Cycle | NG | CT | 5 | 2000 |  |  | (OP) Operating | [6 empty] | Lamar | 33.6308 | -95.59
10755 | Lamar Power Partners LP | 55097 | Lamar Power Project | IPP Non-CHP | TX | CTG2 | 176 | 150.2 | Natural Gas Fired Combined Cycle | NG | CT | 5 | 2000 |  |  | (OP) Operating | [6 empty] | Lamar | 33.6308 | -95.59
10755 | Lamar Power Partners LP | 55097 | Lamar Power Project | IPP Non-CHP | TX | CTG3 | 176 | 158.2 | Natural Gas Fired Combined Cycle | NG | CT | 12 | 2000 |  |  | (OP) Operating | [6 empty] | Lamar | 33.6308 | -95.59
10755 | Lamar Power Partners LP | 55097 | Lamar Power Project | IPP Non-CHP | TX | CTG4 | 176 | 158.2 | Natural Gas Fired Combined Cycle | NG | CT | 12 | 2000 |  |  | (OP) Operating | [6 empty] | Lamar | 33.6308 | -95.59
10755 | Lamar Power Partners LP | 55097 | Lamar Power Project | IPP Non-CHP | TX | STG1 | 204.3 | 200.6 | Natural Gas Fired Combined Cycle | NG | CA | 5 | 2000 |  |  | (OP) Operating | [6 empty] | Lamar | 33.6308 | -95.59
10755 | Lamar Power Partners LP | 55097 | Lamar Power Project | IPP Non-CHP | TX | STG2 | 204.3 | 200.6 | Natural Gas Fired Combined Cycle | NG | CA | 5 | 2000 |  |  | (OP) Operating | [6 empty] | Lamar | 33.6308 | -95.59
6519 | Frontera Generation Limited Partnership | 55098 | Frontera Energy Center | IPP Non-CHP | TX | GEN1 | 172 | 177 | Natural Gas Fired Combined Cycle | NG | CT | 6 | 1999 |  |  | (OP) Operating | [6 empty] | Hidalgo | 26.208 | -98.3992
6519 | Frontera Generation Limited Partnership | 55098 | Frontera Energy Center | IPP Non-CHP | TX | GEN2 | 172 | 177 | Natural Gas Fired Combined Cycle | NG | CT | 7 | 1999 |  |  | (OP) Operating | [6 empty] | Hidalgo | 26.208 | -98.3992
6519 | Frontera Generation Limited Partnership | 55098 | Frontera Energy Center | IPP Non-CHP | TX | GEN3 | 185 | 181 | Natural Gas Fired Combined Cycle | NG | CA | 5 | 2000 |  |  | (OP) Operating | [6 empty] | Hidalgo | 26.208 | -98.3992
13886 | NRG Sterlington Power LLC | 55099 | NRG Sterlington Power | IPP Non-CHP | LA | 01 | 25 | 24 | Natural Gas Fired Combustion Turbine | NG | GT | 6 | 2000 |  |  | (OP) Operating | [6 empty] | Ouachita | 32.6889 | -92.0811
13886 | NRG Sterlington Power LLC | 55099 | NRG Sterlington Power | IPP Non-CHP | LA | 02 | 25 | 22 | Natural Gas Fired Combustion Turbine | NG | GT | 6 | 2000 |  |  | (OP) Operating | [6 empty] | Ouachita | 32.6889 | -92.0811
13886 | NRG Sterlington Power LLC | 55099 | NRG Sterlington Power | IPP Non-CHP | LA | 03 | 25 | 22 | Natural Gas Fired Combustion Turbine | NG | GT | 1 | 2001 |  |  | (OP) Operating | [6 empty] | Ouachita | 32.6889 | -92.0811
13886 | NRG Sterlington Power LLC | 55099 | NRG Sterlington Power | IPP Non-CHP | LA | 04 | 25 | 23 | Natural Gas Fired Combustion Turbine | NG | GT | 1 | 2001 |  |  | (OP) Operating | [6 empty] | Ouachita | 32.6889 | -92.0811
13886 | NRG Sterlington Power LLC | 55099 | NRG Sterlington Power | IPP Non-CHP | LA | 06 | 21.8 | 18 | Natural Gas Fired Combustion Turbine | NG | GT | 6 | 2001 |  |  | (OP) Operating | [6 empty] | Ouachita | 32.6889 | -92.0811
13886 | NRG Sterlington Power LLC | 55099 | NRG Sterlington Power | IPP Non-CHP | LA | 07 | 28.7 | 16 | Natural Gas Fired Combustion Turbine | NG | GT | 6 | 2001 |  |  | (OP) Operating | [6 empty] | Ouachita | 32.6889 | -92.0811
13886 | NRG Sterlington Power LLC | 55099 | NRG Sterlington Power | IPP Non-CHP | LA | 08 | 25 | 19 | Natural Gas Fired Combustion Turbine | NG | GT | 6 | 2000 |  |  | (OS) Out of service and NOT expected to return to service in next calendar year | [6 empty] | Ouachita | 32.6889 | -92.0811
13886 | NRG Sterlington Power LLC | 55099 | NRG Sterlington Power | IPP Non-CHP | LA | 09 | 17 | 16 | Natural Gas Fired Combustion Turbine | NG | GT | 8 | 2000 |  |  | (OP) Operating | [6 empty] | Ouachita | 32.6889 | -92.0811
13886 | NRG Sterlington Power LLC | 55099 | NRG Sterlington Power | IPP Non-CHP | LA | 10 | 16 | 16 | Natural Gas Fired Combustion Turbine | NG | GT | 7 | 2000 |  |  | (OP) Operating | [6 empty] | Ouachita | 32.6889 | -92.0811
54821 | Rumford Power | 55100 | Rumford Power, Inc | IPP Non-CHP | ME | UNT1 | 179.4 | 164 | Natural Gas Fired Combined Cycle | NG | CT | 7 | 2000 |  |  | (OP) Operating | [6 empty] | Oxford | 44.5303 | -70.5219
54821 | Rumford Power | 55100 | Rumford Power, Inc | IPP Non-CHP | ME | UNT2 | 95.1 | 90 | Natural Gas Fired Combined Cycle | NG | CA | 7 | 2000 |  |  | (OP) Operating | [6 empty] | Oxford | 44.5303 | -70.5219
3838 | CMS Generation MI Power LLC | 55101 | Kalamazoo River Generating Station | IPP Non-CHP | MI | 0001 | 73.1 | 65 | Natural Gas Fired Combustion Turbine | NG | GT | 6 | 1999 |  |  | (OP) Operating | [6 empty] | Kalamazoo | 42.2813 | -85.495
3838 | CMS Generation MI Power LLC | 55102 | Livingston Generating Station | IPP Non-CHP | MI | 001 | 42.9 | 33 | Natural Gas Fired Combustion Turbine | NG | GT | 6 | 1999 |  |  | (OP) Operating | [6 empty] | Otsego | 45.0304 | -84.7308
3838 | CMS Generation MI Power LLC | 55102 | Livingston Generating Station | IPP Non-CHP | MI | 002 | 42.4 | 33 | Natural Gas Fired Combustion Turbine | NG | GT | 6 | 1999 |  |  | (OP) Operating | [6 empty] | Otsego | 45.0304 | -84.7308
3838 | CMS Generation MI Power LLC | 55102 | Livingston Generating Station | IPP Non-CHP | MI | 003 | 42.4 | 33 | Natural Gas Fired Combustion Turbine | NG | GT | 6 | 1999 |  |  | (OP) Operating | [6 empty] | Otsego | 45.0304 | -84.7308
3838 | CMS Generation MI Power LLC | 55102 | Livingston Generating Station | IPP Non-CHP | MI | 004 | 42.4 | 33 | Natural Gas Fired Combustion Turbine | NG | GT | 6 | 1999 |  |  | (OP) Operating | [6 empty] | Otsego | 45.0304 | -84.7308
14372 | Pacific Klamath Energy Inc | 55103 | Klamath Cogeneration Plant | IPP CHP | OR | CT1 | 161.5 | 155 | Natural Gas Fired Combined Cycle | NG | CT | 7 | 2001 |  |  | (OP) Operating | [6 empty] | Klamath | 42.1739 | -121.8106
14372 | Pacific Klamath Energy Inc | 55103 | Klamath Cogeneration Plant | IPP CHP | OR | CT2 | 161.5 | 155 | Natural Gas Fired Combined Cycle | NG | CT | 7 | 2001 |  |  | (OP) Operating | [6 empty] | Klamath | 42.1739 | -121.8106
14372 | Pacific Klamath Energy Inc | 55103 | Klamath Cogeneration Plant | IPP CHP | OR | ST1 | 178.5 | 180 | Natural Gas Fired Combined Cycle | NG | CA | 7 | 2001 |  |  | (OP) Operating | [6 empty] | Klamath | 42.1739 | -121.8106
58305 |  | 55104 | Sabine Cogen | IPP CHP | TX | CTG1 | 37.4 | 32.1 | Natural Gas Fired Combined Cycle | NG | CT | 1 | 2000 |  |  | (OP) Operating | [6 empty] | Orange | 30.0444 | -93.7714
58305 |  | 55104 | Sabine Cogen | IPP CHP | TX | CTG2 | 37.4 | 32.6 | Natural Gas Fired Combined Cycle | NG | CT | 1 | 2000 |  |  | (OP) Operating | [6 empty] | Orange | 30.0444 | -93.7714
58305 |  | 55104 | Sabine Cogen | IPP CHP | TX | STG | 31.7 | 22.5 | Natural Gas Fired Combined Cycle | NG | CA | 1 | 2000 |  |  | (OP) Operating | [6 empty] | Orange | 30.0444 | -93.7714
6832 | RISEC Opeating Services | 55107 | Rhode Island State Energy Center | IPP Non-CHP | RI | CTG1 | 196 | 160.5 | Natural Gas Fired Combined Cycle | NG | CT | 10 | 2002 |  |  | (OP) Operating | [6 empty] | Providence | 41.8017 | -71.5186
6832 | RISEC Opeating Services | 55107 | Rhode Island State Energy Center | IPP Non-CHP | RI | CTG2 | 196 | 160.5 | Natural Gas Fired Combined Cycle | NG | CT | 10 | 2002 |  |  | (OP) Operating | [6 empty] | Providence | 41.8017 | -71.5186
6832 | RISEC Opeating Services | 55107 | Rhode Island State Energy Center | IPP Non-CHP | RI | STG1 | 204 | 218 | Natural Gas Fired Combined Cycle | NG | CA | 10 | 2002 |  |  | (OP) Operating | [6 empty] | Providence | 41.8017 | -71.5186
16197 | Rocky Road Power LLC | 55109 | Rocky Road Power LLC | IPP Non-CHP | IL | T4 | 122.4 | 101.5 | Natural Gas Fired Combustion Turbine | NG | GT | 6 | 2000 |  |  | (OP) Operating | [6 empty] | Kane | 42.0931 | -88.2397
16197 | Rocky Road Power LLC | 55109 | Rocky Road Power LLC | IPP Non-CHP | IL | TG1 | 125.8 | 99.9 | Natural Gas Fired Combustion Turbine | NG | GT | 6 | 1999 |  |  | (OP) Operating | [6 empty] | Kane | 42.0931 | -88.2397
16197 | Rocky Road Power LLC | 55109 | Rocky Road Power LLC | IPP Non-CHP | IL | TG2 | 125.8 | 99.5 | Natural Gas Fired Combustion Turbine | NG | GT | 6 | 1999 |  |  | (OP) Operating | [6 empty] | Kane | 42.0931 | -88.2397
16197 | Rocky Road Power LLC | 55109 | Rocky Road Power LLC | IPP Non-CHP | IL | TG3 | 41.5 | 29.5 | Natural Gas Fired Combustion Turbine | NG | GT | 6 | 1999 |  |  | (OP) Operating | [6 empty] | Kane | 42.0931 | -88.2397
15470 | Duke Energy Indiana, LLC | 55110 | Madison | Electric Utility | OH | CT1 | 86.5 | 72 | Natural Gas Fired Combustion Turbine | NG | GT | 6 | 2000 |  |  | (OP) Operating | [6 empty] | Butler | 39.4522 | -84.4647
15470 | Duke Energy Indiana, LLC | 55110 | Madison | Electric Utility | OH | CT2 | 86.5 | 72 | Natural Gas Fired Combustion Turbine | NG | GT | 6 | 2000 |  |  | (OP) Operating | [6 empty] | Butler | 39.4522 | -84.4647
15470 | Duke Energy Indiana, LLC | 55110 | Madison | Electric Utility | OH | CT3 | 86.5 | 72 | Natural Gas Fired Combustion Turbine | NG | GT | 6 | 2000 |  |  | (OP) Operating | [6 empty] | Butler | 39.4522 | -84.4647
15470 | Duke Energy Indiana, LLC | 55110 | Madison | Electric Utility | OH | CT4 | 86.5 | 72 | Natural Gas Fired Combustion Turbine | NG | GT | 6 | 2000 |  |  | (OP) Operating | [6 empty] | Butler | 39.4522 | -84.4647
15470 | Duke Energy Indiana, LLC | 55110 | Madison | Electric Utility | OH | CT5 | 86.5 | 72 | Natural Gas Fired Combustion Turbine | NG | GT | 6 | 2000 |  |  | (OP) Operating | [6 empty] | Butler | 39.4522 | -84.4647
15470 | Duke Energy Indiana, LLC | 55110 | Madison | Electric Utility | OH | CT6 | 86.5 | 72 | Natural Gas Fired Combustion Turbine | NG | GT | 6 | 2000 |  |  | (OP) Operating | [6 empty] | Butler | 39.4522 | -84.4647
15470 | Duke Energy Indiana, LLC | 55110 | Madison | Electric Utility | OH | CT7 | 86.5 | 72 | Natural Gas Fired Combustion Turbine | NG | GT | 6 | 2000 |  |  | (OP) Operating | [6 empty] | Butler | 39.4522 | -84.4647
15470 | Duke Energy Indiana, LLC | 55110 | Madison | Electric Utility | OH | CT8 | 86.5 | 72 | Natural Gas Fired Combustion Turbine | NG | GT | 6 | 2000 |  |  | (OP) Operating | [6 empty] | Butler | 39.4522 | -84.4647
3542 | Duke Energy Ohio Inc | 55111 | Vermillion Energy Facility | Electric Utility | IN | CT1 | 86.5 | 71 | Natural Gas Fired Combustion Turbine | NG | GT | 6 | 2000 |  |  | (OP) Operating | [6 empty] | Vermillion | 39.9223 | -87.4464
3542 | Duke Energy Ohio Inc | 55111 | Vermillion Energy Facility | Electric Utility | IN | CT2 | 86.5 | 71 | Natural Gas Fired Combustion Turbine | NG | GT | 6 | 2000 |  |  | (OP) Operating | [6 empty] | Vermillion | 39.9223 | -87.4464
3542 | Duke Energy Ohio Inc | 55111 | Vermillion Energy Facility | Electric Utility | IN | CT3 | 86.5 | 71 | Natural Gas Fired Combustion Turbine | NG | GT | 6 | 2000 |  |  | (OP) Operating | [6 empty] | Vermillion | 39.9223 | -87.4464
3542 | Duke Energy Ohio Inc | 55111 | Vermillion Energy Facility | Electric Utility | IN | CT4 | 86.5 | 71 | Natural Gas Fired Combustion Turbine | NG | GT | 6 | 2000 |  |  | (OP) Operating | [6 empty] | Vermillion | 39.9223 | -87.4464
3542 | Duke Energy Ohio Inc | 55111 | Vermillion Energy Facility | Electric Utility | IN | CT5 | 86.5 | 71 | Natural Gas Fired Combustion Turbine | NG | GT | 6 | 2000 |  |  | (OP) Operating | [6 empty] | Vermillion | 39.9223 | -87.4464
3542 | Duke Energy Ohio Inc | 55111 | Vermillion Energy Facility | Electric Utility | IN | CT6 | 86.5 | 71 | Natural Gas Fired Combustion Turbine | NG | GT | 6 | 2000 |  |  | (OP) Operating | [6 empty] | Vermillion | 39.9223 | -87.4464
3542 | Duke Energy Ohio Inc | 55111 | Vermillion Energy Facility | Electric Utility | IN | CT7 | 86.5 | 71 | Natural Gas Fired Combustion Turbine | NG | GT | 6 | 2000 |  |  | (OP) Operating | [6 empty] | Vermillion | 39.9223 | -87.4464
3542 | Duke Energy Ohio Inc | 55111 | Vermillion Energy Facility | Electric Utility | IN | CT8 | 86.5 | 71 | Natural Gas Fired Combustion Turbine | NG | GT | 6 | 2000 |  |  | (OP) Operating | [6 empty] | Vermillion | 39.9223 | -87.4464
22650 | Calpine Corp-Sutter | 55112 | Sutter Energy Center | IPP Non-CHP | CA | CT01 | 212 | 175 | Natural Gas Fired Combined Cycle | NG | CT | 7 | 2001 |  |  | (OP) Operating | [6 empty] | Sutter | 39.0531 | -121.6959
22650 | Calpine Corp-Sutter | 55112 | Sutter Energy Center | IPP Non-CHP | CA | CT02 | 212 | 175 | Natural Gas Fired Combined Cycle | NG | CT | 7 | 2001 |  |  | (OP) Operating | [6 empty] | Sutter | 39.0531 | -121.6959
22650 | Calpine Corp-Sutter | 55112 | Sutter Energy Center | IPP Non-CHP | CA | ST01 | 212 | 180 | Natural Gas Fired Combined Cycle | NG | CA | 7 | 2001 |  |  | (OP) Operating | [6 empty] | Sutter | 39.0531 | -121.6959
5416 | Duke Energy Carolinas, LLC | 55116 | Rockingham County CT Station | Electric Utility | NC | CT1 | 195.5 | 165 | Natural Gas Fired Combustion Turbine | NG | GT | 6 | 2000 |  |  | (SB) Standby/Backup: available for service but not normally used | [6 empty] | Rockingham | 36.3297 | -79.8297
5416 | Duke Energy Carolinas, LLC | 55116 | Rockingham County CT Station | Electric Utility | NC | CT2 | 195.5 | 165 | Natural Gas Fired Combustion Turbine | NG | GT | 6 | 2000 |  |  | (SB) Standby/Backup: available for service but not normally used | [6 empty] | Rockingham | 36.3297 | -79.8297
5416 | Duke Energy Carolinas, LLC | 55116 | Rockingham County CT Station | Electric Utility | NC | CT3 | 195.5 | 165 | Natural Gas Fired Combustion Turbine | NG | GT | 6 | 2000 |  |  | (SB) Standby/Backup: available for service but not normally used | [6 empty] | Rockingham | 36.3297 | -79.8297
5416 | Duke Energy Carolinas, LLC | 55116 | Rockingham County CT Station | Electric Utility | NC | CT4 | 195.5 | 165 | Natural Gas Fired Combustion Turbine | NG | GT | 6 | 2000 |  |  | (SB) Standby/Backup: available for service but not normally used | [6 empty] | Rockingham | 36.3297 | -79.8297
5416 | Duke Energy Carolinas, LLC | 55116 | Rockingham County CT Station | Electric Utility | NC | CT5 | 195.5 | 165 | Natural Gas Fired Combustion Turbine | NG | GT | 6 | 2000 |  |  | (SB) Standby/Backup: available for service but not normally used | [6 empty] | Rockingham | 36.3297 | -79.8297
14306 | Eagle 2 US LLC | 55117 | RS Cogen | Industrial CHP | LA | RS-4 | 103 | 80 | Natural Gas Fired Combined Cycle | NG | CA | 12 | 2002 |  |  | (OP) Operating | [6 empty] | Calcasieu | 30.221 | -93.2992
14306 | Eagle 2 US LLC | 55117 | RS Cogen | Industrial CHP | LA | RS-5 | 195 | 167.7 | Natural Gas Fired Combined Cycle | NG | CT | 12 | 2002 |  |  | (OP) Operating | [6 empty] | Calcasieu | 30.221 | -93.2992
14306 | Eagle 2 US LLC | 55117 | RS Cogen | Industrial CHP | LA | RS-6 | 195 | 167.7 | Natural Gas Fired Combined Cycle | NG | CT | 12 | 2002 |  |  | (OP) Operating | [6 empty] | Calcasieu | 30.221 | -93.2992
1357 | BASF Corp | 55122 | NAFTA Region Olefins Complex Cogen Fac | Industrial CHP | TX | UN1 | 41.6 | 35 | Natural Gas Fired Combustion Turbine | NG | GT | 7 | 2001 |  |  | (OP) Operating | [6 empty] | Jefferson | 29.9543 | -93.8836
1357 | BASF Corp | 55122 | NAFTA Region Olefins Complex Cogen Fac | Industrial CHP | TX | UN2 | 41.6 | 35 | Natural Gas Fired Combustion Turbine | NG | GT | 7 | 2001 |  |  | (OP) Operating | [6 empty] | Jefferson | 29.9543 | -93.8836
2877 | Calpine Corp-Magic Valley | 55123 | Magic Valley Generating Station | IPP Non-CHP | TX | CTG1 | 267 | 221 | Natural Gas Fired Combined Cycle | NG | CT | 2 | 2002 |  |  | (OP) Operating | [6 empty] | Hidalgo | 26.3403 | -98.19
2877 | Calpine Corp-Magic Valley | 55123 | Magic Valley Generating Station | IPP Non-CHP | TX | CTG2 | 267 | 221 | Natural Gas Fired Combined Cycle | NG | CT | 2 | 2002 |  |  | (OP) Operating | [6 empty] | Hidalgo | 26.3403 | -98.19
2877 | Calpine Corp-Magic Valley | 55123 | Magic Valley Generating Station | IPP Non-CHP | TX | STG | 267 | 240 | Natural Gas Fired Combined Cycle | NG | CA | 2 | 2002 |  |  | (OP) Operating | [6 empty] | Hidalgo | 26.3403 | -98.19
56090 | Star West Gen Griffith Energy LLC | 55124 | Griffith Energy LLC | IPP Non-CHP | AZ | CTG1 | 176 | 147 | Natural Gas Fired Combined Cycle | NG | CT | 1 | 2002 |  |  | (OP) Operating |  |  | 0 |  |  | 0 | Mohave | 35.054 | -114.1333
56090 | Star West Gen Griffith Energy LLC | 55124 | Griffith Energy LLC | IPP Non-CHP | AZ | CTG2 | 176.6 | 147 | Natural Gas Fired Combined Cycle | NG | CT | 1 | 2002 |  |  | (OP) Operating |  |  | 0 |  |  | 0 | Mohave | 35.054 | -114.1333
56090 | Star West Gen Griffith Energy LLC | 55124 | Griffith Energy LLC | IPP Non-CHP | AZ | STG | 301.8 | 276 | Natural Gas Fired Combined Cycle | NG | CA | 1 | 2002 |  |  | (OP) Operating |  |  | 0 |  |  | 0 | Mohave | 35.054 | -114.1333
6017 | ESI Vansycle Partners LP | 55125 | Vansycle | IPP Non-CHP | OR | WGNS | 25 | 25 | Onshore Wind Turbine | WND | WT | 8 | 1998 |  |  | (OP) Operating | [6 empty] | Umatilla | 45.9362 | -118.66
12568 | Milford Power Co LLC | 55126 | Milford Power Project | IPP Non-CHP | CT | CA01 | 289 | 253.6 | Natural Gas Fired Combined Cycle | NG | CS | 2 | 2004 |  |  | (OP) Operating | [6 empty] | New Haven | 41.2244 | -73.0997
12568 | Milford Power Co LLC | 55126 | Milford Power Project | IPP Non-CHP | CT | CA02 | 289 | 253.1 | Natural Gas Fired Combined Cycle | NG | CS | 5 | 2004 |  |  | (OP) Operating | [6 empty] | New Haven | 41.2244 | -73.0997
11569 | Manchief Power Co LLC | 55127 | Manchief Electric Generating Station | IPP Non-CHP | CO | UN1 | 150 | 132 | Natural Gas Fired Combustion Turbine | NG | GT | 6 | 2000 |  |  | (OP) Operating | [6 empty] | Morgan | 40.2171 | -103.685
11569 | Manchief Power Co LLC | 55127 | Manchief Electric Generating Station | IPP Non-CHP | CO | UN2 | 150 | 132 | Natural Gas Fired Combustion Turbine | NG | GT | 6 | 2000 |  |  | (OP) Operating | [6 empty] | Morgan | 40.2171 | -103.685
59415 | SEPG Operating Services, LLC Walton | 55128 | Walton County Power LLC | IPP Non-CHP | GA | 101G | 164.7 | 151.5 | Natural Gas Fired Combustion Turbine | NG | GT | 6 | 2001 |  |  | (OP) Operating | [6 empty] | Walton | 33.8148 | -83.6954
59415 | SEPG Operating Services, LLC Walton | 55128 | Walton County Power LLC | IPP Non-CHP | GA | 102G | 164.7 | 151.5 | Natural Gas Fired Combustion Turbine | NG | GT | 6 | 2001 |  |  | (OP) Operating | [6 empty] | Walton | 33.8148 | -83.6954
59415 | SEPG Operating Services, LLC Walton | 55128 | Walton County Power LLC | IPP Non-CHP | GA | 103G | 164.7 | 151.5 | Natural Gas Fired Combustion Turbine | NG | GT | 6 | 2001 |  |  | (OP) Operating | [6 empty] | Walton | 33.8148 | -83.6954
16572 | Salt River Project | 55129 | Desert Basin | Electric Utility | AZ | CTG1 | 187 | 162 | Natural Gas Fired Combined Cycle | NG | CT | 10 | 2001 |  |  | (OP) Operating | [6 empty] | Pinal | 32.9042 | -111.7889
16572 | Salt River Project | 55129 | Desert Basin | Electric Utility | AZ | CTG2 | 187 | 162 | Natural Gas Fired Combined Cycle | NG | CT | 10 | 2001 |  |  | (OP) Operating | [6 empty] | Pinal | 32.9042 | -111.7889
16572 | Salt River Project | 55129 | Desert Basin | Electric Utility | AZ | STG | 272.1 | 253 | Natural Gas Fired Combined Cycle | NG | CA | 10 | 2001 |  |  | (OP) Operating | [6 empty] | Pinal | 32.9042 | -111.7889
57141 | Dynegy Kendall Energy LLC | 55131 | Kendall County Generation Facility | IPP Non-CHP | IL | CTG1 | 180 | 160 | Natural Gas Fired Combined Cycle | NG | CT | 3 | 2002 |  |  | (OP) Operating | [6 empty] | Kendall | 41.4797 | -88.2581
57141 | Dynegy Kendall Energy LLC | 55131 | Kendall County Generation Facility | IPP Non-CHP | IL | CTG2 | 180 | 160 | Natural Gas Fired Combined Cycle | NG | CT | 4 | 2002 |  |  | (OP) Operating | [6 empty] | Kendall | 41.4797 | -88.2581
57141 | Dynegy Kendall Energy LLC | 55131 | Kendall County Generation Facility | IPP Non-CHP | IL | CTG3 | 180 | 160 | Natural Gas Fired Combined Cycle | NG | CT | 4 | 2002 |  |  | (OP) Operating | [6 empty] | Kendall | 41.4797 | -88.2581
57141 | Dynegy Kendall Energy LLC | 55131 | Kendall County Generation Facility | IPP Non-CHP | IL | CTG4 | 180 | 160 | Natural Gas Fired Combined Cycle | NG | CT | 5 | 2002 |  |  | (OP) Operating | [6 empty] | Kendall | 41.4797 | -88.2581
57141 | Dynegy Kendall Energy LLC | 55131 | Kendall County Generation Facility | IPP Non-CHP | IL | STG1 | 134 | 125 | Natural Gas Fired Combined Cycle | NG | CA | 3 | 2002 |  |  | (OP) Operating | [6 empty] | Kendall | 41.4797 | -88.2581
57141 | Dynegy Kendall Energy LLC | 55131 | Kendall County Generation Facility | IPP Non-CHP | IL | STG2 | 134 | 125 | Natural Gas Fired Combined Cycle | NG | CA | 4 | 2002 |  |  | (OP) Operating | [6 empty] | Kendall | 41.4797 | -88.2581
57141 | Dynegy Kendall Energy LLC | 55131 | Kendall County Generation Facility | IPP Non-CHP | IL | STG3 | 134 | 125 | Natural Gas Fired Combined Cycle | NG | CA | 4 | 2002 |  |  | (OP) Operating | [6 empty] | Kendall | 41.4797 | -88.2581
57141 | Dynegy Kendall Energy LLC | 55131 | Kendall County Generation Facility | IPP Non-CHP | IL | STG4 | 134 | 125 | Natural Gas Fired Combined Cycle | NG | CA | 5 | 2002 |  |  | (OP) Operating | [6 empty] | Kendall | 41.4797 | -88.2581
18518 | Tenaska Gateway Partners Ltd | 55132 | Tenaska Gateway Generating Station | IPP Non-CHP | TX | GTG1 | 183.2 | 149 | Natural Gas Fired Combined Cycle | NG | CT | 7 | 2001 |  |  | (OP) Operating | [6 empty] | Rusk | 32.0178 | -94.6197
18518 | Tenaska Gateway Partners Ltd | 55132 | Tenaska Gateway Generating Station | IPP Non-CHP | TX | GTG2 | 183.2 | 148 | Natural Gas Fired Combined Cycle | NG | CT | 7 | 2001 |  |  | (OP) Operating | [6 empty] | Rusk | 32.0178 | -94.6197
18518 | Tenaska Gateway Partners Ltd | 55132 | Tenaska Gateway Generating Station | IPP Non-CHP | TX | GTG3 | 183.2 | 149 | Natural Gas Fired Combined Cycle | NG | CT | 7 | 2001 |  |  | (OP) Operating | [6 empty] | Rusk | 32.0178 | -94.6197
18518 | Tenaska Gateway Partners Ltd | 55132 | Tenaska Gateway Generating Station | IPP Non-CHP | TX | STG1 | 390 | 398 | Natural Gas Fired Combined Cycle | NG | CA | 7 | 2001 |  |  | (OP) Operating | [6 empty] | Rusk | 32.0178 | -94.6197
18981 | Thomson Corp | 55133 | Thomson Reuters Campus Bldg A-D | Industrial Non-CHP | MN | 3086 | 2 | 1.6 | Petroleum Liquids | DFO | IC | 4 | 1999 |  |  | (SB) Standby/Backup: available for service but not normally used | [6 empty] | DAKOTA | 44.8196 | -93.1156
18981 | Thomson Corp | 55133 | Thomson Reuters Campus Bldg A-D | Industrial Non-CHP | MN | 3087 | 2 | 1.6 | Petroleum Liquids | DFO | IC | 4 | 1999 |  |  | (SB) Standby/Backup: available for service but not normally used | [6 empty] | DAKOTA | 44.8196 | -93.1156
18981 | Thomson Corp | 55133 | Thomson Reuters Campus Bldg A-D | Industrial Non-CHP | MN | 3088 | 2 | 1.6 | Petroleum Liquids | DFO | IC | 4 | 1999 |  |  | (SB) Standby/Backup: available for service but not normally used | [6 empty] | DAKOTA | 44.8196 | -93.1156
18981 | Thomson Corp | 55133 | Thomson Reuters Campus Bldg A-D | Industrial Non-CHP | MN | 3089 | 2 | 1.6 | Petroleum Liquids | DFO | IC | 6 | 1999 |  |  | (SB) Standby/Backup: available for service but not normally used | [6 empty] | DAKOTA | 44.8196 | -93.1156
18981 | Thomson Corp | 55133 | Thomson Reuters Campus Bldg A-D | Industrial Non-CHP | MN | 3090 | 2 | 1.6 | Petroleum Liquids | DFO | IC | 6 | 1999 |  |  | (SB) Standby/Backup: available for service but not normally used | [6 empty] | DAKOTA | 44.8196 | -93.1156
18981 | Thomson Corp | 55133 | Thomson Reuters Campus Bldg A-D | Industrial Non-CHP | MN | 3091 | 2 | 1.6 | Petroleum Liquids | DFO | IC | 4 | 1999 |  |  | (SB) Standby/Backup: available for service but not normally used | [6 empty] | DAKOTA | 44.8196 | -93.1156
18981 | Thomson Corp | 55133 | Thomson Reuters Campus Bldg A-D | Industrial Non-CHP | MN | 3093 | 2 | 1.6 | Petroleum Liquids | DFO | IC | 4 | 1999 |  |  | (SB) Standby/Backup: available for service but not normally used | [6 empty] | DAKOTA | 44.8196 | -93.1156
20856 | Wisconsin Power & Light Co | 55135 | Alliant Energy Neenah | Electric Utility | WI | CT01 | 185.5 | 153.4 | Natural Gas Fired Combustion Turbine | NG | GT | 5 | 2000 |  |  | (OP) Operating | [6 empty] | Winnebago | 44.1936 | -88.5064
20856 | Wisconsin Power & Light Co | 55135 | Alliant Energy Neenah | Electric Utility | WI | CT02 | 185.5 | 149.8 | Natural Gas Fired Combustion Turbine | NG | GT | 5 | 2000 |  |  | (OP) Operating | [6 empty] | Winnebago | 44.1936 | -88.5064
16604 | City of San Antonio - (TX) | 55137 | Rio Nogales Power Project | Electric Utility | TX | CTG1 | 189 | 149 | Natural Gas Fired Combined Cycle | NG | CT | 5 | 2002 |  |  | (OP) Operating | [6 empty] | Guadalupe | 29.5931 | -97.9732
16604 | City of San Antonio - (TX) | 55137 | Rio Nogales Power Project | Electric Utility | TX | CTG2 | 189 | 148 | Natural Gas Fired Combined Cycle | NG | CT | 5 | 2002 |  |  | (OP) Operating | [6 empty] | Guadalupe | 29.5931 | -97.9732
16604 | City of San Antonio - (TX) | 55137 | Rio Nogales Power Project | Electric Utility | TX | CTG3 | 189 | 159 | Natural Gas Fired Combined Cycle | NG | CT | 5 | 2002 |  |  | (OP) Operating | [6 empty] | Guadalupe | 29.5931 | -97.9732
16604 | City of San Antonio - (TX) | 55137 | Rio Nogales Power Project | Electric Utility | TX | STG1 | 373.2 | 300 | Natural Gas Fired Combined Cycle | NG | CA | 5 | 2002 |  |  | (OP) Operating | [6 empty] | Guadalupe | 29.5931 | -97.9732
17555 | South Eastern Elec Devt Corp | 55138 | Lee County | IPP Non-CHP | AL | UN1 | 51.5 | 50 | Natural Gas Fired Combustion Turbine | NG | GT | 6 | 1999 |  |  | (OP) Operating | [6 empty] | LEE | 32.541 | -85.0389
17555 | South Eastern Elec Devt Corp | 55138 | Lee County | IPP Non-CHP | AL | UN2 | 51.5 | 50 | Natural Gas Fired Combustion Turbine | NG | GT | 6 | 1999 |  |  | (OP) Operating | [6 empty] | LEE | 32.541 | -85.0389
6035 | Exelon Power | 55139 | Wolf Hollow I LP | IPP Non-CHP | TX | CTG1 | 243.9 | 212.5 | Natural Gas Fired Combined Cycle | NG | CT | 8 | 2003 |  |  | (OP) Operating | [6 empty] | Hood | 32.3342 | -97.7317
6035 | Exelon Power | 55139 | Wolf Hollow I LP | IPP Non-CHP | TX | CTG2 | 243.9 | 212.5 | Natural Gas Fired Combined Cycle | NG | CT | 8 | 2003 |  |  | (OP) Operating | [6 empty] | Hood | 32.3342 | -97.7317
6035 | Exelon Power | 55139 | Wolf Hollow I LP | IPP Non-CHP | TX | ST | 300.6 | 248.3 | Natural Gas Fired Combined Cycle | NG | CA | 8 | 2003 |  |  | (OP) Operating | [6 empty] | Hood | 32.3342 | -97.7317
13994 | Oglethorpe Power Corporation | 55141 | Hawk Road Facility | Electric Utility | GA | CT1 | 165 | 162.6 | Natural Gas Fired Combustion Turbine | NG | GT | 5 | 2001 |  |  | (OP) Operating | [6 empty] | Heard | 33.3585 | -84.9914
13994 | Oglethorpe Power Corporation | 55141 | Hawk Road Facility | Electric Utility | GA | CT2 | 165 | 161.4 | Natural Gas Fired Combustion Turbine | NG | GT | 5 | 2001 |  |  | (OP) Operating | [6 empty] | Heard | 33.3585 | -84.9914
13994 | Oglethorpe Power Corporation | 55141 | Hawk Road Facility | Electric Utility | GA | CT3 | 165 | 162.9 | Natural Gas Fired Combustion Turbine | NG | GT | 5 | 2001 |  |  | (OP) Operating | [6 empty] | Heard | 33.3585 | -84.9914
1074 | Hays Energy, LLC | 55144 | Hays Energy Project | IPP Non-CHP | TX | U1 | 241.7 | 215 | Natural Gas Fired Combined Cycle | NG | CS | 5 | 2002 |  |  | (OP) Operating | [6 empty] | Hays | 29.7806 | -97.9894
1074 | Hays Energy, LLC | 55144 | Hays Energy Project | IPP Non-CHP | TX | U2 | 241.7 | 215 | Natural Gas Fired Combined Cycle | NG | CS | 4 | 2002 |  |  | (OP) Operating | [6 empty] | Hays | 29.7806 | -97.9894
1074 | Hays Energy, LLC | 55144 | Hays Energy Project | IPP Non-CHP | TX | U3 | 252.8 | 224 | Natural Gas Fired Combined Cycle | NG | CS | 8 | 2002 |  |  | (OP) Operating | [6 empty] | Hays | 29.7806 | -97.9894
1074 | Hays Energy, LLC | 55144 | Hays Energy Project | IPP Non-CHP | TX | U4 | 252.8 | 227 | Natural Gas Fired Combined Cycle | NG | CS | 8 | 2002 |  |  | (OP) Operating | [6 empty] | Hays | 29.7806 | -97.9894
7597 | Green Country OP Services LLC | 55146 | Green Country Energy LLC | IPP Non-CHP | OK | CTG1 | 179.3 | 155 | Natural Gas Fired Combined Cycle | NG | CT | 2 | 2002 |  |  | (OP) Operating | [6 empty] | Tulsa | 35.9833 | -95.9346
7597 | Green Country OP Services LLC | 55146 | Green Country Energy LLC | IPP Non-CHP | OK | CTG2 | 179.3 | 155 | Natural Gas Fired Combined Cycle | NG | CT | 2 | 2002 |  |  | (OP) Operating | [6 empty] | Tulsa | 35.9833 | -95.9346
7597 | Green Country OP Services LLC | 55146 | Green Country Energy LLC | IPP Non-CHP | OK | CTG3 | 179.3 | 155 | Natural Gas Fired Combined Cycle | NG | CT | 2 | 2002 |  |  | (OP) Operating | [6 empty] | Tulsa | 35.9833 | -95.9346
7597 | Green Country OP Services LLC | 55146 | Green Country Energy LLC | IPP Non-CHP | OK | STG1 | 122 | 106 | Natural Gas Fired Combined Cycle | NG | CA | 2 | 2002 |  |  | (OP) Operating | [6 empty] | Tulsa | 35.9833 | -95.9346
7597 | Green Country OP Services LLC | 55146 | Green Country Energy LLC | IPP Non-CHP | OK | STG2 | 122 | 106 | Natural Gas Fired Combined Cycle | NG | CA | 2 | 2002 |  |  | (OP) Operating | [6 empty] | Tulsa | 35.9833 | -95.9346
7597 | Green Country OP Services LLC | 55146 | Green Country Energy LLC | IPP Non-CHP | OK | STG3 | 122 | 106 | Natural Gas Fired Combined Cycle | NG | CA | 2 | 2002 |  |  | (OP) Operating | [6 empty] | Tulsa | 35.9833 | -95.9346
9267 | Hoosier Energy R E C, Inc | 55148 | Worthington Generation LLC | Electric Utility | IN | 1 | 60.5 | 43.9 | Natural Gas Fired Combustion Turbine | NG | GT | 6 | 2000 |  |  | (OP) Operating | [6 empty] | Greene | 39.0708 | -87.0128
9267 | Hoosier Energy R E C, Inc | 55148 | Worthington Generation LLC | Electric Utility | IN | 2 | 60.5 | 44 | Natural Gas Fired Combustion Turbine | NG | GT | 6 | 2000 |  |  | (OP) Operating | [6 empty] | Greene | 39.0708 | -87.0128
9267 | Hoosier Energy R E C, Inc | 55148 | Worthington Generation LLC | Electric Utility | IN | 3 | 60.5 | 43 | Natural Gas Fired Combustion Turbine | NG | GT | 6 | 2000 |  |  | (OP) Operating | [6 empty] | Greene | 39.0708 | -87.0128
9267 | Hoosier Energy R E C, Inc | 55148 | Worthington Generation LLC | Electric Utility | IN | 4 | 60.5 | 43.6 | Natural Gas Fired Combustion Turbine | NG | GT | 6 | 2000 |  |  | (OP) Operating | [6 empty] | Greene | 39.0708 | -87.0128
10576 | Lake Road Generating Co LP | 55149 | Lake Road Generating Plant | IPP Non-CHP | CT | U1 | 280 | 245.8 | Natural Gas Fired Combined Cycle | NG | CS | 3 | 2002 |  |  | (OP) Operating | [6 empty] | Windham | 41.872 | -71.8958
10576 | Lake Road Generating Co LP | 55149 | Lake Road Generating Plant | IPP Non-CHP | CT | U2 | 280 | 251.2 | Natural Gas Fired Combined Cycle | NG | CS | 3 | 2002 |  |  | (OP) Operating | [6 empty] | Windham | 41.872 | -71.8958
10576 | Lake Road Generating Co LP | 55149 | Lake Road Generating Plant | IPP Non-CHP | CT | U3 | 280 | 260.3 | Natural Gas Fired Combined Cycle | NG | CS | 5 | 2002 |  |  | (OP) Operating | [6 empty] | Windham | 41.872 | -71.8958
26853 | La Paloma Generating Co LLC | 55151 | La Paloma Generating LLC | IPP Non-CHP | CA | GEN1 | 300 | 243.7 | Natural Gas Fired Combined Cycle | NG | CS | 1 | 2003 |  |  | (OP) Operating | [6 empty] | Kern | 35.2956 | -119.5919
26853 | La Paloma Generating Co LLC | 55151 | La Paloma Generating LLC | IPP Non-CHP | CA | GEN2 | 300 | 241.6 | Natural Gas Fired Combined Cycle | NG | CS | 3 | 2003 |  |  | (OP) Operating | [6 empty] | Kern | 35.2956 | -119.5919
26853 | La Paloma Generating Co LLC | 55151 | La Paloma Generating LLC | IPP Non-CHP | CA | GEN3 | 300 | 237.4 | Natural Gas Fired Combined Cycle | NG | CS | 1 | 2003 |  |  | (OP) Operating | [6 empty] | Kern | 35.2956 | -119.5919
26853 | La Paloma Generating Co LLC | 55151 | La Paloma Generating LLC | IPP Non-CHP | CA | GEN4 | 300 | 242.7 | Natural Gas Fired Combined Cycle | NG | CS | 3 | 2003 |  |  | (OP) Operating | [6 empty] | Kern | 35.2956 | -119.5919
3790 | BF ATL Realty Services LLC | 55152 | Bank of America Plaza | Commercial Non-CHP | GA | GEN1 | 1.5 | 1.3 | Petroleum Liquids | DFO | IC | 11 | 1991 |  |  | (SB) Standby/Backup: available for service but not normally used | [6 empty] | Fulton | 33.7708 | -84.3861
3790 | BF ATL Realty Services LLC | 55152 | Bank of America Plaza | Commercial Non-CHP | GA | GEN2 | 1.5 | 1.3 | Petroleum Liquids | DFO | IC | 11 | 1991 |  |  | (SB) Standby/Backup: available for service but not normally used | [6 empty] | Fulton | 33.7708 | -84.3861
57045 | Guadalupe Power Partners LP | 55153 | Guadalupe Generating Station | IPP Non-CHP | TX | CTG1 | 171.1 | 148 | Natural Gas Fired Combined Cycle | NG | CT | 10 | 2000 |  |  | (OP) Operating | [6 empty] | Guadalupe | 29.6244 | -98.1419
57045 | Guadalupe Power Partners LP | 55153 | Guadalupe Generating Station | IPP Non-CHP | TX | CTG2 | 171.1 | 148 | Natural Gas Fired Combined Cycle | NG | CT | 10 | 2000 |  |  | (OP) Operating | [6 empty] | Guadalupe | 29.6244 | -98.1419
57045 | Guadalupe Power Partners LP | 55153 | Guadalupe Generating Station | IPP Non-CHP | TX | CTG3 | 171.1 | 148 | Natural Gas Fired Combined Cycle | NG | CT | 12 | 2000 |  |  | (OP) Operating | [6 empty] | Guadalupe | 29.6244 | -98.1419
57045 | Guadalupe Power Partners LP | 55153 | Guadalupe Generating Station | IPP Non-CHP | TX | CTG4 | 171.1 | 148 | Natural Gas Fired Combined Cycle | NG | CT | 12 | 2000 |  |  | (OP) Operating | [6 empty] | Guadalupe | 29.6244 | -98.1419
57045 | Guadalupe Power Partners LP | 55153 | Guadalupe Generating Station | IPP Non-CHP | TX | STG1 | 201.9 | 197 | Natural Gas Fired Combined Cycle | NG | CA | 10 | 2000 |  |  | (OP) Operating | [6 empty] | Guadalupe | 29.6244 | -98.1419
57045 | Guadalupe Power Partners LP | 55153 | Guadalupe Generating Station | IPP Non-CHP | TX | STG2 | 201.9 | 197 | Natural Gas Fired Combined Cycle | NG | CA | 10 | 2000 |  |  | (OP) Operating | [6 empty] | Guadalupe | 29.6244 | -98.1419
11269 | Lower Colorado River Authority | 55154 | Lost Pines 1 Power Project | Electric Utility | TX | CTA | 195.5 | 169 | Natural Gas Fired Combined Cycle | NG | CT | 5 | 2001 |  |  | (OP) Operating | [6 empty] | Bastrop | 30.1478 | -97.2714
11269 | Lower Colorado River Authority | 55154 | Lost Pines 1 Power Project | Electric Utility | TX | CTB | 195.5 | 169 | Natural Gas Fired Combined Cycle | NG | CT | 5 | 2001 |  |  | (OP) Operating | [6 empty] | Bastrop | 30.1478 | -97.2714
11269 | Lower Colorado River Authority | 55154 | Lost Pines 1 Power Project | Electric Utility | TX | ST | 204 | 172 | Natural Gas Fired Combined Cycle | NG | CA | 5 | 2001 |  |  | (OP) Operating | [6 empty] | Bastrop | 30.1478 | -97.2714
57229 | MM Albany Energy LLC | 55155 | MM Albany Energy | IPP Non-CHP | NY | UNT1 | 0.9 | 0.9 | Landfill Gas | LFG | IC | 3 | 1998 |  |  | (OP) Operating | [6 empty] | Albany | 42.7044 | -73.8509
57229 | MM Albany Energy LLC | 55155 | MM Albany Energy | IPP Non-CHP | NY | UNT2 | 0.9 | 0.9 | Landfill Gas | LFG | IC | 3 | 1998 |  |  | (OP) Operating | [6 empty] | Albany | 42.7044 | -73.8509
57229 | MM Albany Energy LLC | 55155 | MM Albany Energy | IPP Non-CHP | NY | UNT3 | 0.9 | 0.9 | Landfill Gas | LFG | IC | 11 | 2008 |  |  | (OP) Operating | [6 empty] | Albany | 42.7044 | -73.8509
57229 | MM Albany Energy LLC | 55155 | MM Albany Energy | IPP Non-CHP | NY | UNT4 | 1.6 | 1.6 | Landfill Gas | LFG | IC | 5 | 2012 |  |  | (OP) Operating | [6 empty] | Albany | 42.7044 | -73.8509
57229 | MM Albany Energy LLC | 55155 | MM Albany Energy | IPP Non-CHP | NY | UNT5 | 1.6 | 1.6 | Landfill Gas | LFG | IC | 5 | 2012 |  |  | (OP) Operating | [6 empty] | Albany | 42.7044 | -73.8509
57230 | MM Prince William Energy LLC | 55156 | MM Prince William Energy | IPP Non-CHP | VA | UNT1 | 0.9 | 0.9 | Landfill Gas | LFG | IC | 11 | 1998 |  |  | (OP) Operating | [6 empty] | Prince William | 38.6383 | -77.4147
57230 | MM Prince William Energy LLC | 55156 | MM Prince William Energy | IPP Non-CHP | VA | UNT2 | 0.9 | 0.9 | Landfill Gas | LFG | IC | 11 | 1998 |  |  | (OP) Operating | [6 empty] | Prince William | 38.6383 | -77.4147
57230 | MM Prince William Energy LLC | 55156 | MM Prince William Energy | IPP Non-CHP | VA | UNT3 | 1.6 | 1.6 | Landfill Gas | LFG | IC | 10 | 2013 |  |  | (OP) Operating | [6 empty] | Prince William | 38.6383 | -77.4147
57230 | MM Prince William Energy LLC | 55156 | MM Prince William Energy | IPP Non-CHP | VA | UNT4 | 1.6 | 1.6 | Landfill Gas | LFG | IC | 10 | 2013 |  |  | (OP) Operating | [6 empty] | Prince William | 38.6383 | -77.4147
57230 | MM Prince William Energy LLC | 55156 | MM Prince William Energy | IPP Non-CHP | VA | UNT5 | 1.6 | 1.6 | Landfill Gas | LFG | IC | 10 | 2013 |  |  | (OP) Operating | [6 empty] | Prince William | 38.6383 | -77.4147
57232 | MM Lopez Energy LLC | 55161 | MM Lopez Energy | IPP Non-CHP | CA | UNT1 | 3 | 2.7 | Landfill Gas | LFG | IC | 12 | 1998 |  |  | (OP) Operating | [6 empty] | Los Angeles | 34.2925 | -118.3894
57232 | MM Lopez Energy LLC | 55161 | MM Lopez Energy | IPP Non-CHP | CA | UNT2 | 3 | 2.7 | Landfill Gas | LFG | IC | 12 | 1998 |  |  | (OP) Operating | [6 empty] | Los Angeles | 34.2925 | -118.3894
59630 | DeltaPro Energy Inc | 55163 | MM Hartford Energy | IPP Non-CHP | CT | UNT1 | 0.9 | 0.9 | Landfill Gas | LFG | IC | 8 | 1998 |  |  | (OS) Out of service and NOT expected to return to service in next calendar year | [5 empty] | 0 | Hartford | 41.7861 | -72.6544
59630 | DeltaPro Energy Inc | 55163 | MM Hartford Energy | IPP Non-CHP | CT | UNT2 | 0.9 | 0.9 | Landfill Gas | LFG | IC | 8 | 1998 |  |  | (OP) Operating | [5 empty] | 0 | Hartford | 41.7861 | -72.6544
59630 | DeltaPro Energy Inc | 55163 | MM Hartford Energy | IPP Non-CHP | CT | UNT3 | 0.9 | 0.9 | Landfill Gas | LFG | IC | 8 | 1998 |  |  | (OP) Operating | [5 empty] | 0 | Hartford | 41.7861 | -72.6544
5580 | East Kentucky Power Coop, Inc | 55164 | Bluegrass Generating Station | Electric Utility | KY | CT1 | 208 | 167 | Natural Gas Fired Combustion Turbine | NG | GT | 6 | 2002 |  |  | (OP) Operating | [6 empty] | Oldham | 38.3902 | -85.4133
5580 | East Kentucky Power Coop, Inc | 55164 | Bluegrass Generating Station | Electric Utility | KY | CT2 | 208 | 167 | Natural Gas Fired Combustion Turbine | NG | GT | 6 | 2002 |  |  | (OP) Operating | [6 empty] | Oldham | 38.3902 | -85.4133
5580 | East Kentucky Power Coop, Inc | 55164 | Bluegrass Generating Station | Electric Utility | KY | CT3 | 208 | 167 | Natural Gas Fired Combustion Turbine | NG | GT | 6 | 2002 |  |  | (OP) Operating | [6 empty] | Oldham | 38.3902 | -85.4133
11241 | Entergy Louisiana LLC | 55165 | Calcasieu | Electric Utility | LA | G101 | 174.3 | 142.2 | Natural Gas Fired Combustion Turbine | NG | GT | 5 | 2000 |  |  | (OP) Operating | [6 empty] | Calcasieu | 30.1608 | -93.345
11241 | Entergy Louisiana LLC | 55165 | Calcasieu | Electric Utility | LA | G102 | 184.5 | 159.4 | Natural Gas Fired Combustion Turbine | NG | GT | 4 | 2001 |  |  | (OP) Operating | [6 empty] | Calcasieu | 30.1608 | -93.345
54810 | Broad River Energy LLC | 55166 | Broad River Energy Center | IPP Non-CHP | SC | CT01 | 197 | 175.9 | Natural Gas Fired Combustion Turbine | NG | GT | 7 | 2000 |  |  | (OP) Operating | [6 empty] | Cherokee | 35.0786 | -81.575
54810 | Broad River Energy LLC | 55166 | Broad River Energy Center | IPP Non-CHP | SC | CT02 | 197 | 165.8 | Natural Gas Fired Combustion Turbine | NG | GT | 7 | 2000 |  |  | (OP) Operating | [6 empty] | Cherokee | 35.0786 | -81.575
54810 | Broad River Energy LLC | 55166 | Broad River Energy Center | IPP Non-CHP | SC | CT03 | 197 | 168.2 | Natural Gas Fired Combustion Turbine | NG | GT | 7 | 2000 |  |  | (OP) Operating | [6 empty] | Cherokee | 35.0786 | -81.575
54810 | Broad River Energy LLC | 55166 | Broad River Energy Center | IPP Non-CHP | SC | CT04 | 197 | 169.5 | Natural Gas Fired Combustion Turbine | NG | GT | 6 | 2001 |  |  | (OP) Operating | [6 empty] | Cherokee | 35.0786 | -81.575
54810 | Broad River Energy LLC | 55166 | Broad River Energy Center | IPP Non-CHP | SC | CT05 | 197 | 171.4 | Natural Gas Fired Combustion Turbine | NG | GT | 7 | 2001 |  |  | (OP) Operating | [6 empty] | Cherokee | 35.0786 | -81.575
49768 | Bastrop Energy Partners, LP | 55168 | Bastrop Energy Center | IPP Non-CHP | TX | 0001 | 188.2 | 149 | Natural Gas Fired Combined Cycle | NG | CT | 5 | 2002 |  |  | (OP) Operating | [6 empty] | Bastrop | 30.1458 | -97.55
49768 | Bastrop Energy Partners, LP | 55168 | Bastrop Energy Center | IPP Non-CHP | TX | 0002 | 188.2 | 149 | Natural Gas Fired Combined Cycle | NG | CT | 5 | 2002 |  |  | (OP) Operating | [6 empty] | Bastrop | 30.1458 | -97.55
49768 | Bastrop Energy Partners, LP | 55168 | Bastrop Energy Center | IPP Non-CHP | TX | 0003 | 242.3 | 227 | Natural Gas Fired Combined Cycle | NG | CA | 5 | 2002 |  |  | (OP) Operating | [6 empty] | Bastrop | 30.1458 | -97.55
88 | Granite Ridge Energy LLC | 55170 | Granite Ridge | IPP Non-CHP | NH | CT11 | 260 | 222 | Natural Gas Fired Combined Cycle | NG | CT | 3 | 2003 |  |  | (OP) Operating | [6 empty] | Rockingham | 42.9042 | -71.4261
88 | Granite Ridge Energy LLC | 55170 | Granite Ridge | IPP Non-CHP | NH | CT12 | 260 | 222 | Natural Gas Fired Combined Cycle | NG | CT | 3 | 2003 |  |  | (OP) Operating | [6 empty] | Rockingham | 42.9042 | -71.4261
88 | Granite Ridge Energy LLC | 55170 | Granite Ridge | IPP Non-CHP | NH | STG | 270 | 234 | Natural Gas Fired Combined Cycle | NG | CA | 3 | 2003 |  |  | (OP) Operating | [6 empty] | Rockingham | 42.9042 | -71.4261
55899 | Calpine Bosque Energy Center LLC | 55172 | Bosque County Peaking | IPP Non-CHP | TX | GT-1 | 154 | 154 | Natural Gas Fired Combined Cycle | NG | CT | 7 | 2000 |  |  | (OP) Operating | [6 empty] | Bosque | 31.8594 | -97.3586
55899 | Calpine Bosque Energy Center LLC | 55172 | Bosque County Peaking | IPP Non-CHP | TX | GT-2 | 154 | 154 | Natural Gas Fired Combined Cycle | NG | CT | 7 | 2000 |  |  | (OP) Operating | [6 empty] | Bosque | 31.8594 | -97.3586
55899 | Calpine Bosque Energy Center LLC | 55172 | Bosque County Peaking | IPP Non-CHP | TX | GT-3 | 154 | 154 | Natural Gas Fired Combined Cycle | NG | CT | 6 | 2001 |  |  | (OP) Operating | [6 empty] | Bosque | 31.8594 | -97.3586
55899 | Calpine Bosque Energy Center LLC | 55172 | Bosque County Peaking | IPP Non-CHP | TX | ST-4 | 95 | 86 | Natural Gas Fired Combined Cycle | NG | CA | 6 | 2001 |  |  | (OP) Operating | [6 empty] | Bosque | 31.8594 | -97.3586
55899 | Calpine Bosque Energy Center LLC | 55172 | Bosque County Peaking | IPP Non-CHP | TX | ST-5 | 250 | 200 | Natural Gas Fired Combined Cycle | NG | CA | 1 | 2010 |  |  | (OP) Operating | [6 empty] | Bosque | 31.8594 | -97.3586
3265 | Cleco Power LLC | 55173 | Acadia Energy Center | Electric Utility | LA | CT11 | 215.1 | 172.4 | Natural Gas Fired Combined Cycle | NG | CT | 7 | 2002 |  |  | (OP) Operating | [6 empty] | Acadia | 30.4286 | -92.4131
3265 | Cleco Power LLC | 55173 | Acadia Energy Center | Electric Utility | LA | CT12 | 215.1 | 174.7 | Natural Gas Fired Combined Cycle | NG | CT | 7 | 2002 |  |  | (OP) Operating | [6 empty] | Acadia | 30.4286 | -92.4131
3265 | Cleco Power LLC | 55173 | Acadia Energy Center | Electric Utility | LA | CT24 | 215.1 | 158.4 | Natural Gas Fired Combined Cycle | NG | CT | 8 | 2002 |  |  | (OP) Operating | [6 empty] | Acadia | 30.4286 | -92.4131
3265 | Cleco Power LLC | 55173 | Acadia Energy Center | Electric Utility | LA | CT25 | 215.1 | 154.5 | Natural Gas Fired Combined Cycle | NG | CT | 8 | 2002 |  |  | (OP) Operating | [6 empty] | Acadia | 30.4286 | -92.4131
3265 | Cleco Power LLC | 55173 | Acadia Energy Center | Electric Utility | LA | ST13 | 264.4 | 219.1 | Natural Gas Fired Combined Cycle | NG | CA | 7 | 2002 |  |  | (OP) Operating | [6 empty] | Acadia | 30.4286 | -92.4131
3265 | Cleco Power LLC | 55173 | Acadia Energy Center | Electric Utility | LA | ST26 | 264.4 | 244 | Natural Gas Fired Combined Cycle | NG | CA | 8 | 2002 |  |  | (OP) Operating | [6 empty] | Acadia | 30.4286 | -92.4131
49791 | Eastman Cogeneration LP | 55176 | Eastman Cogeneration Facility | IPP CHP | TX | GEN1 | 170 | 146.2 | Natural Gas Fired Combined Cycle | NG | CT | 4 | 2001 |  |  | (OP) Operating |  |  | 0 |  |  | 0 | Harrison | 32.4481 | -94.6903
49791 | Eastman Cogeneration LP | 55176 | Eastman Cogeneration Facility | IPP CHP | TX | GEN2 | 170 | 146.2 | Natural Gas Fired Combined Cycle | NG | CT | 7 | 2001 |  |  | (OP) Operating |  |  | 0 |  |  | 0 | Harrison | 32.4481 | -94.6903
49791 | Eastman Cogeneration LP | 55176 | Eastman Cogeneration Facility | IPP CHP | TX | GEN3 | 127.7 | 109.8 | Natural Gas Fired Combined Cycle | NG | CA | 7 | 2001 |  |  | (OP) Operating |  |  | 0 |  |  | 0 | Harrison | 32.4481 | -94.6903
50157 | South Point Energy Center LLC | 55177 | South Point Energy Center | IPP Non-CHP | AZ | A | 236 | 180 | Natural Gas Fired Combined Cycle | NG | CT | 6 | 2001 |  |  | (OP) Operating | [6 empty] | Mohave | 34.8678 | -114.5317
50157 | South Point Energy Center LLC | 55177 | South Point Energy Center | IPP Non-CHP | AZ | B | 236 | 180 | Natural Gas Fired Combined Cycle | NG | CT | 6 | 2001 |  |  | (OA) Out of service but expected to return to service in next calendar year | [6 empty] | Mohave | 34.8678 | -114.5317
50157 | South Point Energy Center LLC | 55177 | South Point Energy Center | IPP Non-CHP | AZ | ST1 | 236 | 190 | Natural Gas Fired Combined Cycle | NG | CA | 6 | 2001 |  |  | (OP) Operating | [6 empty] | Mohave | 34.8678 | -114.5317
54915 | Dogwood Power Management, LLC | 55178 | Dogwood Energy Facility | IPP Non-CHP | MO | CT-1 | 180 | 180 | Natural Gas Fired Combined Cycle | NG | CT | 6 | 2001 |  |  | (OP) Operating | [6 empty] | Cass | 38.7931 | -94.3006
54915 | Dogwood Power Management, LLC | 55178 | Dogwood Energy Facility | IPP Non-CHP | MO | CT-2 | 180 | 176 | Natural Gas Fired Combined Cycle | NG | CT | 6 | 2001 |  |  | (OP) Operating | [6 empty] | Cass | 38.7931 | -94.3006
54915 | Dogwood Power Management, LLC | 55178 | Dogwood Energy Facility | IPP Non-CHP | MO | ST-1 | 270 | 260 | Natural Gas Fired Combined Cycle | NG | CA | 2 | 2002 |  |  | (OP) Operating | [6 empty] | Cass | 38.7931 | -94.3006
15708 | Rathdrum Operating Services Co., Inc. | 55179 | Rathdrum Power LLC | IPP Non-CHP | ID | CTG1 | 179.4 | 150 | Natural Gas Fired Combined Cycle | NG | CT | 9 | 2001 |  |  | (OP) Operating | [6 empty] | Kootenai | 47.7858 | -116.9203
15708 | Rathdrum Operating Services Co., Inc. | 55179 | Rathdrum Power LLC | IPP Non-CHP | ID | STG1 | 122.1 | 98 | Natural Gas Fired Combined Cycle | NG | CA | 9 | 2001 |  |  | (OP) Operating | [6 empty] | Kootenai | 47.7858 | -116.9203
18320 | Sunrise Power Co LLC | 55182 | Sunrise Power LLC | IPP Non-CHP | CA | STG | 270 | 245 | Natural Gas Fired Combined Cycle | NG | CA | 6 | 2003 |  |  | (OP) Operating | [6 empty] | Kern | 35.2097 | -119.585
18320 | Sunrise Power Co LLC | 55182 | Sunrise Power LLC | IPP Non-CHP | CA | X718 | 167.7 | 150 | Natural Gas Fired Combined Cycle | NG | CT | 6 | 2001 |  |  | (OP) Operating | [6 empty] | Kern | 35.2097 | -119.585
18320 | Sunrise Power Co LLC | 55182 | Sunrise Power LLC | IPP Non-CHP | CA | X719 | 167.7 | 150 | Natural Gas Fired Combined Cycle | NG | CT | 6 | 2001 |  |  | (OP) Operating | [6 empty] | Kern | 35.2097 | -119.585
49893 | Invenergy Services LLC | 55183 | Nelson Energy Center | IPP Non-CHP | IL | CT1 | 181.9 | 155.7 | Natural Gas Fired Combined Cycle | NG | CT | 5 | 2015 |  |  | (OP) Operating | [6 empty] | Lee | 41.7744 | -89.6072
49893 | Invenergy Services LLC | 55183 | Nelson Energy Center | IPP Non-CHP | IL | CT2 | 179.4 | 155.7 | Natural Gas Fired Combined Cycle | NG | CT | 5 | 2015 |  |  | (OP) Operating | [6 empty] | Lee | 41.7744 | -89.6072
49893 | Invenergy Services LLC | 55183 | Nelson Energy Center | IPP Non-CHP | IL | ST1 | 133.5 | 129.6 | Natural Gas Fired Combined Cycle | NG | CA | 5 | 2015 |  |  | (OP) Operating | [6 empty] | Lee | 41.7744 | -89.6072
49893 | Invenergy Services LLC | 55183 | Nelson Energy Center | IPP Non-CHP | IL | ST2 | 133.5 | 129.6 | Natural Gas Fired Combined Cycle | NG | CA | 5 | 2015 |  |  | (OP) Operating | [6 empty] | Lee | 41.7744 | -89.6072
24536 | Aera Energy LLC-San Ardo | 55184 | Aera San Ardo Cogen Facility | Industrial CHP | CA | UN-A | 3 | 2.8 | Natural Gas Fired Combustion Turbine | NG | GT | 7 | 1989 |  |  | (OP) Operating | [6 empty] | MONTEREY | 35.9533 | -120.86
24536 | Aera Energy LLC-San Ardo | 55184 | Aera San Ardo Cogen Facility | Industrial CHP | CA | UN-B | 3.2 | 2.8 | Natural Gas Fired Combustion Turbine | NG | GT | 7 | 1989 |  |  | (OP) Operating | [6 empty] | MONTEREY | 35.9533 | -120.86
56380 | EIF Channelview Cogeneration LLC | 55187 | Channelview Cogeneration Plant | IPP CHP | TX | GT1 | 192.1 | 171 | Natural Gas Fired Combined Cycle | NG | CT | 6 | 2002 |  |  | (OP) Operating | [6 empty] | Harris | 29.837 | -95.1217
56380 | EIF Channelview Cogeneration LLC | 55187 | Channelview Cogeneration Plant | IPP CHP | TX | GT2 | 192.1 | 165 | Natural Gas Fired Combined Cycle | NG | CT | 6 | 2002 |  |  | (OP) Operating | [6 empty] | Harris | 29.837 | -95.1217
56380 | EIF Channelview Cogeneration LLC | 55187 | Channelview Cogeneration Plant | IPP CHP | TX | GT3 | 192.1 | 167 | Natural Gas Fired Combined Cycle | NG | CT | 6 | 2002 |  |  | (OP) Operating | [6 empty] | Harris | 29.837 | -95.1217
56380 | EIF Channelview Cogeneration LLC | 55187 | Channelview Cogeneration Plant | IPP CHP | TX | GT4 | 192.1 | 171 | Natural Gas Fired Combined Cycle | NG | CT | 8 | 2001 |  |  | (OP) Operating | [6 empty] | Harris | 29.837 | -95.1217
56380 | EIF Channelview Cogeneration LLC | 55187 | Channelview Cogeneration Plant | IPP CHP | TX | ST1 | 149.9 | 145 | Natural Gas Fired Combined Cycle | NG | CA | 6 | 2002 |  |  | (OP) Operating | [6 empty] | Harris | 29.837 | -95.1217
4210 | Cordova Energy Co LLC | 55188 | Cordova Energy | IPP Non-CHP | IL | PT11 | 210 | 165 | Natural Gas Fired Combined Cycle | NG | CT | 6 | 2001 |  |  | (OP) Operating | [6 empty] | Rock Island | 41.7122 | -90.2797
4210 | Cordova Energy Co LLC | 55188 | Cordova Energy | IPP Non-CHP | IL | PT21 | 210 | 165 | Natural Gas Fired Combined Cycle | NG | CT | 6 | 2001 |  |  | (OP) Operating | [6 empty] | Rock Island | 41.7122 | -90.2797
4210 | Cordova Energy Co LLC | 55188 | Cordova Energy | IPP Non-CHP | IL | PT31 | 191.2 | 191.2 | Natural Gas Fired Combined Cycle | NG | CA | 6 | 2001 |  |  | (OP) Operating | [6 empty] | Rock Island | 41.7122 | -90.2797
50096 | NRG Florida LP | 55192 | Osceola (FL) | IPP Non-CHP | FL | CTG1 | 200 | 157 | Natural Gas Fired Combustion Turbine | NG | GT | 12 | 2001 |  |  | (OS) Out of service and NOT expected to return to service in next calendar year | [6 empty] | Osceola | 28.1289 | -81.0978
50096 | NRG Florida LP | 55192 | Osceola (FL) | IPP Non-CHP | FL | CTG2 | 200 | 157 | Natural Gas Fired Combustion Turbine | NG | GT | 12 | 2001 |  |  | (OS) Out of service and NOT expected to return to service in next calendar year | [6 empty] | Osceola | 28.1289 | -81.0978
50096 | NRG Florida LP | 55192 | Osceola (FL) | IPP Non-CHP | FL | CTG3 | 200 | 157 | Natural Gas Fired Combustion Turbine | NG | GT | 6 | 2002 |  |  | (OS) Out of service and NOT expected to return to service in next calendar year | [6 empty] | Osceola | 28.1289 | -81.0978
55649 | Ontelaunee Energy Center | 55193 | Ontelaunee Energy Center | IPP Non-CHP | PA | CTG1 | 250 | 180 | Natural Gas Fired Combined Cycle | NG | CT | 5 | 2002 |  |  | (OP) Operating | [6 empty] | Berks | 40.4219 | -75.9356
55649 | Ontelaunee Energy Center | 55193 | Ontelaunee Energy Center | IPP Non-CHP | PA | CTG2 | 250 | 180 | Natural Gas Fired Combined Cycle | NG | CT | 5 | 2002 |  |  | (OP) Operating | [6 empty] | Berks | 40.4219 | -75.9356
55649 | Ontelaunee Energy Center | 55193 | Ontelaunee Energy Center | IPP Non-CHP | PA | STG | 228 | 180 | Natural Gas Fired Combined Cycle | NG | CA | 5 | 2002 |  |  | (OP) Operating | [6 empty] | Berks | 40.4219 | -75.9356
23279 | Allegheny Energy Supply Co LLC | 55196 | FirstEnergy Springdale 1 & 2 | IPP Non-CHP | PA | UNT1 | 43.8 | 44 | Natural Gas Fired Combustion Turbine | NG | GT | 12 | 1999 |  |  | (OP) Operating | [6 empty] | Allegheny | 40.5467 | -79.7683
23279 | Allegheny Energy Supply Co LLC | 55196 | FirstEnergy Springdale 1 & 2 | IPP Non-CHP | PA | UNT2 | 43.8 | 44 | Natural Gas Fired Combustion Turbine | NG | GT | 12 | 1999 |  |  | (OP) Operating | [6 empty] | Allegheny | 40.5467 | -79.7683
18642 | Tennessee Valley Authority | 55197 | Caledonia | Electric Utility | MS | CTG1 | 161 | 157 | Natural Gas Fired Combined Cycle | NG | CT | 6 | 2003 |  |  | (OP) Operating | [6 empty] | Lowndes | 33.6464 | -88.2717
18642 | Tennessee Valley Authority | 55197 | Caledonia | Electric Utility | MS | CTG2 | 161 | 157 | Natural Gas Fired Combined Cycle | NG | CT | 6 | 2003 |  |  | (OP) Operating | [6 empty] | Lowndes | 33.6464 | -88.2717
18642 | Tennessee Valley Authority | 55197 | Caledonia | Electric Utility | MS | CTG3 | 161 | 157 | Natural Gas Fired Combined Cycle | NG | CT | 6 | 2003 |  |  | (OP) Operating | [6 empty] | Lowndes | 33.6464 | -88.2717
18642 | Tennessee Valley Authority | 55197 | Caledonia | Electric Utility | MS | STG1 | 106 | 98 | Natural Gas Fired Combined Cycle | NG | CA | 6 | 2003 |  |  | (OP) Operating | [6 empty] | Lowndes | 33.6464 | -88.2717
18642 | Tennessee Valley Authority | 55197 | Caledonia | Electric Utility | MS | STG2 | 106 | 98 | Natural Gas Fired Combined Cycle | NG | CA | 6 | 2003 |  |  | (OP) Operating | [6 empty] | Lowndes | 33.6464 | -88.2717
18642 | Tennessee Valley Authority | 55197 | Caledonia | Electric Utility | MS | STG3 | 106 | 98 | Natural Gas Fired Combined Cycle | NG | CA | 6 | 2003 |  |  | (OP) Operating | [6 empty] | Lowndes | 33.6464 | -88.2717
16124 | Riverside Generating Co LLC | 55198 | Riverside Generating LLC | IPP Non-CHP | KY | GTG1 | 230 | 165 | Natural Gas Fired Combustion Turbine | NG | GT | 7 | 2001 |  |  | (OP) Operating | [6 empty] | Lawrence | 38.1917 | -82.6046
16124 | Riverside Generating Co LLC | 55198 | Riverside Generating LLC | IPP Non-CHP | KY | GTG2 | 230 | 165 | Natural Gas Fired Combustion Turbine | NG | GT | 7 | 2001 |  |  | (OP) Operating | [6 empty] | Lawrence | 38.1917 | -82.6046
16124 | Riverside Generating Co LLC | 55198 | Riverside Generating LLC | IPP Non-CHP | KY | GTG3 | 230 | 165 | Natural Gas Fired Combustion Turbine | NG | GT | 7 | 2001 |  |  | (OP) Operating | [6 empty] | Lawrence | 38.1917 | -82.6046
16124 | Riverside Generating Co LLC | 55198 | Riverside Generating LLC | IPP Non-CHP | KY | GTG4 | 230 | 165 | Natural Gas Fired Combustion Turbine | NG | GT | 6 | 2002 |  |  | (OP) Operating | [6 empty] | Lawrence | 38.1917 | -82.6046
16124 | Riverside Generating Co LLC | 55198 | Riverside Generating LLC | IPP Non-CHP | KY | GTG5 | 230 | 165 | Natural Gas Fired Combustion Turbine | NG | GT | 6 | 2002 |  |  | (OP) Operating | [6 empty] | Lawrence | 38.1917 | -82.6046
5259 | Elwood Energy LLC | 55199 | Elwood Energy LLC | IPP Non-CHP | IL | GT1 | 192 | 150 | Natural Gas Fired Combustion Turbine | NG | GT | 7 | 1999 |  |  | (OP) Operating | [6 empty] | Will | 41.4388 | -88.1236
5259 | Elwood Energy LLC | 55199 | Elwood Energy LLC | IPP Non-CHP | IL | GT2 | 192 | 150 | Natural Gas Fired Combustion Turbine | NG | GT | 7 | 1999 |  |  | (OP) Operating | [6 empty] | Will | 41.4388 | -88.1236
5259 | Elwood Energy LLC | 55199 | Elwood Energy LLC | IPP Non-CHP | IL | GT3 | 192 | 150 | Natural Gas Fired Combustion Turbine | NG | GT | 7 | 1999 |  |  | (OP) Operating | [6 empty] | Will | 41.4388 | -88.1236
5259 | Elwood Energy LLC | 55199 | Elwood Energy LLC | IPP Non-CHP | IL | GT4 | 192 | 150 | Natural Gas Fired Combustion Turbine | NG | GT | 7 | 1999 |  |  | (OP) Operating | [6 empty] | Will | 41.4388 | -88.1236
5259 | Elwood Energy LLC | 55199 | Elwood Energy LLC | IPP Non-CHP | IL | GT5 | 192 | 150 | Natural Gas Fired Combustion Turbine | NG | GT | 7 | 2001 |  |  | (OP) Operating | [6 empty] | Will | 41.4388 | -88.1236
5259 | Elwood Energy LLC | 55199 | Elwood Energy LLC | IPP Non-CHP | IL | GT6 | 192 | 150 | Natural Gas Fired Combustion Turbine | NG | GT | 7 | 2001 |  |  | (OP) Operating | [6 empty] | Will | 41.4388 | -88.1236
5259 | Elwood Energy LLC | 55199 | Elwood Energy LLC | IPP Non-CHP | IL | GT7 | 192 | 150 | Natural Gas Fired Combustion Turbine | NG | GT | 8 | 2001 |  |  | (OP) Operating | [6 empty] | Will | 41.4388 | -88.1236
5259 | Elwood Energy LLC | 55199 | Elwood Energy LLC | IPP Non-CHP | IL | GT8 | 192 | 150 | Natural Gas Fired Combustion Turbine | NG | GT | 8 | 2001 |  |  | (OP) Operating | [6 empty] | Will | 41.4388 | -88.1236
5259 | Elwood Energy LLC | 55199 | Elwood Energy LLC | IPP Non-CHP | IL | GT9 | 192 | 150 | Natural Gas Fired Combustion Turbine | NG | GT | 7 | 2001 |  |  | (OP) Operating | [6 empty] | Will | 41.4388 | -88.1236
58517 | SWG Arapahoe, LLC | 55200 | Arapahoe Combustion Turbine Project | IPP Non-CHP | CO | UN5 | 71.1 | 39 | Natural Gas Fired Combined Cycle | NG | CT | 5 | 2000 |  |  | (OP) Operating | [6 empty] | Denver | 39.6692 | -105.0018
58517 | SWG Arapahoe, LLC | 55200 | Arapahoe Combustion Turbine Project | IPP Non-CHP | CO | UN6 | 71.1 | 39 | Natural Gas Fired Combined Cycle | NG | CT | 5 | 2000 |  |  | (OP) Operating | [6 empty] | Denver | 39.6692 | -105.0018
58517 | SWG Arapahoe, LLC | 55200 | Arapahoe Combustion Turbine Project | IPP Non-CHP | CO | UN7 | 51.8 | 44.5 | Natural Gas Fired Combined Cycle | NG | CA | 10 | 2002 |  |  | (OP) Operating | [6 empty] | Denver | 39.6692 | -105.0018
59371 | Mainline Generation LLC | 55201 | Gibson City Energy Center LLC | IPP Non-CHP | IL | 1 | 135 | 114 | Natural Gas Fired Combustion Turbine | NG | GT | 6 | 2000 |  |  | (OP) Operating | [6 empty] | Ford | 40.4705 | -88.3987
59371 | Mainline Generation LLC | 55201 | Gibson City Energy Center LLC | IPP Non-CHP | IL | 2 | 135 | 114 | Natural Gas Fired Combustion Turbine | NG | GT | 7 | 2000 |  |  | (OP) Operating | [6 empty] | Ford | 40.4705 | -88.3987
19436 | Union Electric Co - (MO) | 55202 | Pinckneyville | Electric Utility | IL | 1 | 45 | 44 | Natural Gas Fired Combustion Turbine | NG | GT | 6 | 2000 |  |  | (OP) Operating | [6 empty] | Perry | 38.1114 | -89.3467
19436 | Union Electric Co - (MO) | 55202 | Pinckneyville | Electric Utility | IL | 2 | 45 | 44 | Natural Gas Fired Combustion Turbine | NG | GT | 6 | 2000 |  |  | (OP) Operating | [6 empty] | Perry | 38.1114 | -89.3467
19436 | Union Electric Co - (MO) | 55202 | Pinckneyville | Electric Utility | IL | 3 | 45 | 44 | Natural Gas Fired Combustion Turbine | NG | GT | 6 | 2000 |  |  | (OP) Operating | [6 empty] | Perry | 38.1114 | -89.3467
19436 | Union Electric Co - (MO) | 55202 | Pinckneyville | Electric Utility | IL | 4 | 45 | 44 | Natural Gas Fired Combustion Turbine | NG | GT | 6 | 2000 |  |  | (OP) Operating | [6 empty] | Perry | 38.1114 | -89.3467
19436 | Union Electric Co - (MO) | 55202 | Pinckneyville | Electric Utility | IL | 5 | 50 | 35 | Natural Gas Fired Combustion Turbine | NG | GT | 6 | 2001 |  |  | (OP) Operating | [6 empty] | Perry | 38.1114 | -89.3467
19436 | Union Electric Co - (MO) | 55202 | Pinckneyville | Electric Utility | IL | 6 | 50 | 35 | Natural Gas Fired Combustion Turbine | NG | GT | 6 | 2001 |  |  | (OP) Operating | [6 empty] | Perry | 38.1114 | -89.3467
19436 | Union Electric Co - (MO) | 55202 | Pinckneyville | Electric Utility | IL | 7 | 50 | 35 | Natural Gas Fired Combustion Turbine | NG | GT | 6 | 2001 |  |  | (OP) Operating | [6 empty] | Perry | 38.1114 | -89.3467
19436 | Union Electric Co - (MO) | 55202 | Pinckneyville | Electric Utility | IL | 8 | 50 | 35 | Natural Gas Fired Combustion Turbine | NG | GT | 7 | 2001 |  |  | (OP) Operating | [6 empty] | Perry | 38.1114 | -89.3467
15222 | Ponnequin Acquisitions, LLC | 55203 | Ponnequin Phase 1 | IPP Non-CHP | CO | EXIS | 5.2 | 5.2 | Onshore Wind Turbine | WND | WT | 3 | 1998 |  |  | (OS) Out of service and NOT expected to return to service in next calendar year | [6 empty] | Weld | 40.9962 | -104.8249
19436 | Union Electric Co - (MO) | 55204 | Kinmundy | Electric Utility | IL | 1 | 135 | 104 | Natural Gas Fired Combustion Turbine | NG | GT | 4 | 2001 |  |  | (OP) Operating | [6 empty] | Marion | 38.7619 | -89.0128
19436 | Union Electric Co - (MO) | 55204 | Kinmundy | Electric Utility | IL | 2 | 135 | 103 | Natural Gas Fired Combustion Turbine | NG | GT | 5 | 2001 |  |  | (OP) Operating | [6 empty] | Marion | 38.7619 | -89.0128
4383 | Corpus Christi Cogeneration LLC | 55206 | Corpus Christi Energy Center | IPP CHP | TX | CT1 | 198.9 | 152 | Natural Gas Fired Combined Cycle | NG | CT | 10 | 2002 |  |  | (OP) Operating | [6 empty] | Nueces | 27.8139 | -97.4283
4383 | Corpus Christi Cogeneration LLC | 55206 | Corpus Christi Energy Center | IPP CHP | TX | CT2 | 198.9 | 152 | Natural Gas Fired Combined Cycle | NG | CT | 10 | 2002 |  |  | (OP) Operating | [6 empty] | Nueces | 27.8139 | -97.4283
4383 | Corpus Christi Cogeneration LLC | 55206 | Corpus Christi Energy Center | IPP CHP | TX | ST1 | 195.5 | 165 | Natural Gas Fired Combined Cycle | NG | CA | 10 | 2002 |  |  | (OP) Operating | [6 empty] | Nueces | 27.8139 | -97.4283
1415 | SWG Colorado LLC | 55207 | Valmont Combustion Turbine Project | IPP Non-CHP | CO | UN7 | 71.1 | 39.9 | Natural Gas Fired Combustion Turbine | NG | GT | 5 | 2000 |  |  | (OP) Operating | [6 empty] | BOULDER | 40.0205 | -105.2009
1415 | SWG Colorado LLC | 55207 | Valmont Combustion Turbine Project | IPP Non-CHP | CO | UN8 | 71.1 | 39.9 | Natural Gas Fired Combustion Turbine | NG | GT | 5 | 2001 |  |  | (OP) Operating | [6 empty] | BOULDER | 40.0205 | -105.2009
59496 | Allete Clean Energy | 55208 | Lake Benton I | IPP Non-CHP | MN | EXIS | 107.2 | 104.5 | Onshore Wind Turbine | WND | WT | 2 | 1998 |  |  | (OP) Operating | [6 empty] | Lincoln | 44.2917 | -96.375
15473 | Public Service Co of NM | 55210 | Afton Generating Station | Electric Utility | NM | 0001 | 177 | 141 | Natural Gas Fired Combined Cycle | NG | CT | 11 | 2002 |  |  | (OP) Operating | [6 empty] | Dona Ana | 32.1142 | -106.8465
15473 | Public Service Co of NM | 55210 | Afton Generating Station | Electric Utility | NM | 0002 | 110 | 94.6 | Natural Gas Fired Combined Cycle | NG | CA | 10 | 2007 |  |  | (OP) Operating | [6 empty] | Dona Ana | 32.1142 | -106.8465
641 | ANP Bellingham Energy Company LLC | 55211 | ANP Bellingham Energy Project | IPP Non-CHP | MA | U1 | 289 | 254.7 | Natural Gas Fired Combined Cycle | NG | CS | 11 | 2002 |  |  | (OP) Operating | [6 empty] | Norfolk | 42.1106 | -71.4535
641 | ANP Bellingham Energy Company LLC | 55211 | ANP Bellingham Energy Project | IPP Non-CHP | MA | U2 | 289 | 247.3 | Natural Gas Fired Combined Cycle | NG | CS | 12 | 2002 |  |  | (OP) Operating | [6 empty] | Norfolk | 42.1106 | -71.4535
656 | ANP Blackstone Energy Company LLC | 55212 | ANP Blackstone Energy Project | IPP Non-CHP | MA | U1 | 289 | 247.3 | Natural Gas Fired Combined Cycle | NG | CS | 6 | 2001 |  |  | (OP) Operating | [6 empty] | Worcester | 42.0599 | -71.5158
656 | ANP Blackstone Energy Company LLC | 55212 | ANP Blackstone Energy Project | IPP Non-CHP | MA | U2 | 289 | 239.3 | Natural Gas Fired Combined Cycle | NG | CS | 7 | 2001 |  |  | (OP) Operating | [6 empty] | Worcester | 42.0599 | -71.5158
14298 | Odessa-Ector Power Partners LP | 55215 | Odessa Ector Generating Station | IPP Non-CHP | TX | CTG1 | 176 | 148.9 | Natural Gas Fired Combined Cycle | NG | CT | 7 | 2001 |  |  | (OP) Operating | [6 empty] | Ector | 31.8403 | -102.3264
14298 | Odessa-Ector Power Partners LP | 55215 | Odessa Ector Generating Station | IPP Non-CHP | TX | CTG2 | 176 | 135.2 | Natural Gas Fired Combined Cycle | NG | CT | 7 | 2001 |  |  | (OP) Operating | [6 empty] | Ector | 31.8403 | -102.3264
14298 | Odessa-Ector Power Partners LP | 55215 | Odessa Ector Generating Station | IPP Non-CHP | TX | CTG3 | 176 | 136.7 | Natural Gas Fired Combined Cycle | NG | CT | 8 | 2001 |  |  | (OP) Operating | [6 empty] | Ector | 31.8403 | -102.3264
14298 | Odessa-Ector Power Partners LP | 55215 | Odessa Ector Generating Station | IPP Non-CHP | TX | CTG4 | 176 | 142.8 | Natural Gas Fired Combined Cycle | NG | CT | 8 | 2001 |  |  | (OP) Operating | [6 empty] | Ector | 31.8403 | -102.3264
14298 | Odessa-Ector Power Partners LP | 55215 | Odessa Ector Generating Station | IPP Non-CHP | TX | STG1 | 224.4 | 208.9 | Natural Gas Fired Combined Cycle | NG | CA | 7 | 2001 |  |  | (OP) Operating | [6 empty] | Ector | 31.8403 | -102.3264
14298 | Odessa-Ector Power Partners LP | 55215 | Odessa Ector Generating Station | IPP Non-CHP | TX | STG2 | 224.4 | 211.5 | Natural Gas Fired Combined Cycle | NG | CA | 8 | 2001 |  |  | (OP) Operating | [6 empty] | Ector | 31.8403 | -102.3264
54755 | Morris Cogeneration LLC | 55216 | Morris Cogeneration LLC | IPP CHP | IL | STG1 | 62 | 62 | Natural Gas Fired Combined Cycle | NG | CA | 6 | 2000 |  |  | (OP) Operating | [5 empty] | 0 | Grundy | 41.4119 | -88.3328
54755 | Morris Cogeneration LLC | 55216 | Morris Cogeneration LLC | IPP CHP | IL | UNT1 | 39 | 40.6 | Natural Gas Fired Combined Cycle | NG | CT | 11 | 1998 |  |  | (OP) Operating |  |  |  | 2016 | 10 | 3.4 | Grundy | 41.4119 | -88.3328
54755 | Morris Cogeneration LLC | 55216 | Morris Cogeneration LLC | IPP CHP | IL | UNT2 | 39 | 40.6 | Natural Gas Fired Combined Cycle | NG | CT | 11 | 1998 |  |  | (OP) Operating |  |  |  | 2016 | 10 | 3.4 | Grundy | 41.4119 | -88.3328
54755 | Morris Cogeneration LLC | 55216 | Morris Cogeneration LLC | IPP CHP | IL | UNT3 | 39 | 40.6 | Natural Gas Fired Combined Cycle | NG | CT | 11 | 1998 |  |  | (OP) Operating |  |  |  | 2017 | 5 | 3.4 | Grundy | 41.4119 | -88.3328
2843 | Los Medanos Energy Center LLC | 55217 | Los Medanos Energy Center | IPP CHP | CA | CTG1 | 198.9 | 165 | Natural Gas Fired Combined Cycle | NG | CT | 8 | 2001 |  |  | (OP) Operating | [6 empty] | Contra Costa | 38.0301 | -121.873
2843 | Los Medanos Energy Center LLC | 55217 | Los Medanos Energy Center | IPP CHP | CA | CTG2 | 198.9 | 165 | Natural Gas Fired Combined Cycle | NG | CT | 8 | 2001 |  |  | (OP) Operating | [6 empty] | Contra Costa | 38.0301 | -121.873
2843 | Los Medanos Energy Center LLC | 55217 | Los Medanos Energy Center | IPP CHP | CA | STG3 | 280.5 | 237 | Natural Gas Fired Combined Cycle | NG | CA | 8 | 2001 |  |  | (OP) Operating | [6 empty] | Contra Costa | 38.0301 | -121.873
12685 | Entergy Mississippi Inc | 55218 | Hinds Energy Facility | Electric Utility | MS | H01 | 176.6 | 142.2 | Natural Gas Fired Combined Cycle | NG | CT | 5 | 2001 |  |  | (OP) Operating | [6 empty] | Hinds | 32.379 | -90.2199
12685 | Entergy Mississippi Inc | 55218 | Hinds Energy Facility | Electric Utility | MS | H02 | 176.6 | 143.2 | Natural Gas Fired Combined Cycle | NG | CT | 5 | 2001 |  |  | (OP) Operating | [6 empty] | Hinds | 32.379 | -90.2199
12685 | Entergy Mississippi Inc | 55218 | Hinds Energy Facility | Electric Utility | MS | H03 | 198.1 | 159 | Natural Gas Fired Combined Cycle | NG | CA | 5 | 2001 |  |  | (OP) Operating | [6 empty] | Hinds | 32.379 | -90.2199
12685 | Entergy Mississippi Inc | 55220 | Attala | Electric Utility | MS | A01 | 176.6 | 146.9 | Natural Gas Fired Combined Cycle | NG | CT | 3 | 2001 |  |  | (OP) Operating | [6 empty] | Attala | 33.0147 | -89.6753
12685 | Entergy Mississippi Inc | 55220 | Attala | Electric Utility | MS | A02 | 176.6 | 146.6 | Natural Gas Fired Combined Cycle | NG | CT | 3 | 2001 |  |  | (OP) Operating | [6 empty] | Attala | 33.0147 | -89.6753
12685 | Entergy Mississippi Inc | 55220 | Attala | Electric Utility | MS | A03 | 198.1 | 159.3 | Natural Gas Fired Combined Cycle | NG | CA | 3 | 2001 |  |  | (OP) Operating | [6 empty] | Attala | 33.0147 | -89.6753
807 | Arkansas Electric Coop Corp | 55221 | Harry L. Oswald | Electric Utility | AR | G1 | 51 | 47 | Natural Gas Fired Combined Cycle | NG | CT | 7 | 2002 |  |  | (OP) Operating | [6 empty] | Pulaski | 34.5923 | -92.2166
807 | Arkansas Electric Coop Corp | 55221 | Harry L. Oswald | Electric Utility | AR | G2 | 51 | 47 | Natural Gas Fired Combined Cycle | NG | CT | 7 | 2002 |  |  | (OP) Operating | [6 empty] | Pulaski | 34.5923 | -92.2166
807 | Arkansas Electric Coop Corp | 55221 | Harry L. Oswald | Electric Utility | AR | G3 | 51 | 47 | Natural Gas Fired Combined Cycle | NG | CT | 7 | 2002 |  |  | (OP) Operating | [6 empty] | Pulaski | 34.5923 | -92.2166
807 | Arkansas Electric Coop Corp | 55221 | Harry L. Oswald | Electric Utility | AR | G4 | 51 | 47 | Natural Gas Fired Combined Cycle | NG | CT | 7 | 2002 |  |  | (OP) Operating | [6 empty] | Pulaski | 34.5923 | -92.2166
807 | Arkansas Electric Coop Corp | 55221 | Harry L. Oswald | Electric Utility | AR | G5 | 51 | 47 | Natural Gas Fired Combined Cycle | NG | CT | 7 | 2002 |  |  | (OP) Operating | [6 empty] | Pulaski | 34.5923 | -92.2166
807 | Arkansas Electric Coop Corp | 55221 | Harry L. Oswald | Electric Utility | AR | G6 | 51 | 47 | Natural Gas Fired Combined Cycle | NG | CT | 7 | 2002 |  |  | (OP) Operating | [6 empty] | Pulaski | 34.5923 | -92.2166
807 | Arkansas Electric Coop Corp | 55221 | Harry L. Oswald | Electric Utility | AR | G7 | 83.5 | 76 | Natural Gas Fired Combined Cycle | NG | CT | 7 | 2002 |  |  | (OP) Operating | [6 empty] | Pulaski | 34.5923 | -92.2166
807 | Arkansas Electric Coop Corp | 55221 | Harry L. Oswald | Electric Utility | AR | G8 | 105 | 95 | Natural Gas Fired Combined Cycle | NG | CA | 7 | 2002 |  |  | (OP) Operating | [6 empty] | Pulaski | 34.5923 | -92.2166
807 | Arkansas Electric Coop Corp | 55221 | Harry L. Oswald | Electric Utility | AR | G9 | 105 | 95 | Natural Gas Fired Combined Cycle | NG | CA | 7 | 2002 |  |  | (OP) Operating | [6 empty] | Pulaski | 34.5923 | -92.2166
50094 | Lincoln Generating Facility LLC | 55222 | Lincoln Generating Facility | IPP Non-CHP | IL | CTG1 | 86.5 | 77.5 | Natural Gas Fired Combustion Turbine | NG | GT | 6 | 2000 |  |  | (OP) Operating | [6 empty] | Will | 41.3933 | -87.9436
50094 | Lincoln Generating Facility LLC | 55222 | Lincoln Generating Facility | IPP Non-CHP | IL | CTG2 | 86.5 | 77.8 | Natural Gas Fired Combustion Turbine | NG | GT | 6 | 2000 |  |  | (OP) Operating | [6 empty] | Will | 41.3933 | -87.9436
50094 | Lincoln Generating Facility LLC | 55222 | Lincoln Generating Facility | IPP Non-CHP | IL | CTG3 | 86.5 | 78 | Natural Gas Fired Combustion Turbine | NG | GT | 6 | 2000 |  |  | (OP) Operating | [6 empty] | Will | 41.3933 | -87.9436
50094 | Lincoln Generating Facility LLC | 55222 | Lincoln Generating Facility | IPP Non-CHP | IL | CTG4 | 86.5 | 78 | Natural Gas Fired Combustion Turbine | NG | GT | 6 | 2000 |  |  | (OP) Operating | [6 empty] | Will | 41.3933 | -87.9436
50094 | Lincoln Generating Facility LLC | 55222 | Lincoln Generating Facility | IPP Non-CHP | IL | CTG5 | 86.5 | 77.5 | Natural Gas Fired Combustion Turbine | NG | GT | 6 | 2000 |  |  | (OP) Operating | [6 empty] | Will | 41.3933 | -87.9436
50094 | Lincoln Generating Facility LLC | 55222 | Lincoln Generating Facility | IPP Non-CHP | IL | CTG6 | 86.5 | 77.3 | Natural Gas Fired Combustion Turbine | NG | GT | 6 | 2000 |  |  | (OP) Operating | [6 empty] | Will | 41.3933 | -87.9436
50094 | Lincoln Generating Facility LLC | 55222 | Lincoln Generating Facility | IPP Non-CHP | IL | CTG7 | 86.5 | 78.2 | Natural Gas Fired Combustion Turbine | NG | GT | 6 | 2000 |  |  | (OP) Operating | [6 empty] | Will | 41.3933 | -87.9436
50094 | Lincoln Generating Facility LLC | 55222 | Lincoln Generating Facility | IPP Non-CHP | IL | CTG8 | 86.5 | 78.6 | Natural Gas Fired Combustion Turbine | NG | GT | 6 | 2000 |  |  | (OP) Operating | [6 empty] | Will | 41.3933 | -87.9436
5761 | Ennis Power Company LLC | 55223 | Ennis Power Company LLC | IPP Non-CHP | TX | GT1 | 285 | 245.1 | Natural Gas Fired Combined Cycle | NG | CT | 5 | 2002 |  |  | (OP) Operating | [6 empty] | Ellis | 32.32 | -96.675
5761 | Ennis Power Company LLC | 55223 | Ennis Power Company LLC | IPP Non-CHP | TX | ST1 | 133 | 114.4 | Natural Gas Fired Combined Cycle | NG | CA | 5 | 2002 |  |  | (OP) Operating | [6 empty] | Ellis | 32.32 | -96.675
15470 | Duke Energy Indiana, LLC | 55224 | Wheatland Generating Facility | Electric Utility | IN | CTG1 | 125.1 | 115 | Natural Gas Fired Combustion Turbine | NG | GT | 6 | 2000 |  |  | (OP) Operating | [6 empty] | Knox | 38.6716 | -87.2931
15470 | Duke Energy Indiana, LLC | 55224 | Wheatland Generating Facility | Electric Utility | IN | CTG2 | 125.1 | 115 | Natural Gas Fired Combustion Turbine | NG | GT | 6 | 2000 |  |  | (OP) Operating | [6 empty] | Knox | 38.6716 | -87.2931
15470 | Duke Energy Indiana, LLC | 55224 | Wheatland Generating Facility | Electric Utility | IN | CTG3 | 125.1 | 115 | Natural Gas Fired Combustion Turbine | NG | GT | 6 | 2000 |  |  | (OP) Operating | [6 empty] | Knox | 38.6716 | -87.2931
15470 | Duke Energy Indiana, LLC | 55224 | Wheatland Generating Facility | Electric Utility | IN | CTG4 | 125.1 | 115 | Natural Gas Fired Combustion Turbine | NG | GT | 6 | 2000 |  |  | (OP) Operating | [6 empty] | Knox | 38.6716 | -87.2931
2897 | Oneta Power LLC | 55225 | Oneta Energy Center | IPP Non-CHP | OK | CTG1 | 176 | 149.3 | Natural Gas Fired Combined Cycle | NG | CT | 7 | 2002 |  |  | (OP) Operating | [6 empty] | Wagoner | 36.0119 | -95.6967
2897 | Oneta Power LLC | 55225 | Oneta Energy Center | IPP Non-CHP | OK | CTG2 | 176 | 149.3 | Natural Gas Fired Combined Cycle | NG | CT | 7 | 2002 |  |  | (OP) Operating | [6 empty] | Wagoner | 36.0119 | -95.6967
2897 | Oneta Power LLC | 55225 | Oneta Energy Center | IPP Non-CHP | OK | CTG3 | 176 | 149.3 | Natural Gas Fired Combined Cycle | NG | CT | 6 | 2003 |  |  | (OP) Operating | [6 empty] | Wagoner | 36.0119 | -95.6967
2897 | Oneta Power LLC | 55225 | Oneta Energy Center | IPP Non-CHP | OK | CTG4 | 176 | 149.3 | Natural Gas Fired Combined Cycle | NG | CT | 6 | 2003 |  |  | (OP) Operating | [6 empty] | Wagoner | 36.0119 | -95.6967
2897 | Oneta Power LLC | 55225 | Oneta Energy Center | IPP Non-CHP | OK | STG1 | 255 | 244.6 | Natural Gas Fired Combined Cycle | NG | CA | 7 | 2002 |  |  | (OP) Operating | [6 empty] | Wagoner | 36.0119 | -95.6967
2897 | Oneta Power LLC | 55225 | Oneta Energy Center | IPP Non-CHP | OK | STG2 | 255 | 244.6 | Natural Gas Fired Combined Cycle | NG | CA | 6 | 2003 |  |  | (OP) Operating | [6 empty] | Wagoner | 36.0119 | -95.6967
6763 | Freestone Power Generation LLC | 55226 | Freestone Energy Center | IPP Non-CHP | TX | GT1 | 166.7 | 153 | Natural Gas Fired Combined Cycle | NG | CT | 6 | 2002 |  |  | (OP) Operating | [6 empty] | Freestone | 31.8907 | -96.1131
6763 | Freestone Power Generation LLC | 55226 | Freestone Energy Center | IPP Non-CHP | TX | GT2 | 166.7 | 153 | Natural Gas Fired Combined Cycle | NG | CT | 6 | 2002 |  |  | (OP) Operating | [6 empty] | Freestone | 31.8907 | -96.1131
6763 | Freestone Power Generation LLC | 55226 | Freestone Energy Center | IPP Non-CHP | TX | GT3 | 166.7 | 149 | Natural Gas Fired Combined Cycle | NG | CT | 7 | 2002 |  |  | (OP) Operating | [6 empty] | Freestone | 31.8907 | -96.1131
6763 | Freestone Power Generation LLC | 55226 | Freestone Energy Center | IPP Non-CHP | TX | GT4 | 166.7 | 149 | Natural Gas Fired Combined Cycle | NG | CT | 7 | 2002 |  |  | (OP) Operating | [6 empty] | Freestone | 31.8907 | -96.1131
6763 | Freestone Power Generation LLC | 55226 | Freestone Energy Center | IPP Non-CHP | TX | ST3 | 184.6 | 177 | Natural Gas Fired Combined Cycle | NG | CA | 6 | 2002 |  |  | (OP) Operating | [6 empty] | Freestone | 31.8907 | -96.1131
6763 | Freestone Power Generation LLC | 55226 | Freestone Energy Center | IPP Non-CHP | TX | ST6 | 184.6 | 172 | Natural Gas Fired Combined Cycle | NG | CA | 7 | 2002 |  |  | (OP) Operating | [6 empty] | Freestone | 31.8907 | -96.1131
7004 | Buckeye Power, Inc | 55228 | Greenville Electric Generating Station | Electric Utility | OH | GT1 | 59 | 49 | Natural Gas Fired Combustion Turbine | NG | GT | 6 | 2000 |  |  | (OP) Operating | [6 empty] | Darke | 40.0758 | -84.6151
7004 | Buckeye Power, Inc | 55228 | Greenville Electric Generating Station | Electric Utility | OH | GT2 | 59 | 49 | Natural Gas Fired Combustion Turbine | NG | GT | 6 | 2000 |  |  | (OP) Operating | [6 empty] | Darke | 40.0758 | -84.6151
7004 | Buckeye Power, Inc | 55228 | Greenville Electric Generating Station | Electric Utility | OH | GT3 | 59 | 49 | Natural Gas Fired Combustion Turbine | NG | GT | 6 | 2000 |  |  | (OP) Operating | [6 empty] | Darke | 40.0758 | -84.6151
7004 | Buckeye Power, Inc | 55228 | Greenville Electric Generating Station | Electric Utility | OH | GT4 | 59 | 49 | Natural Gas Fired Combustion Turbine | NG | GT | 6 | 2000 |  |  | (OP) Operating | [6 empty] | Darke | 40.0758 | -84.6151
5302 | AES Ohio Generation LLC | 55229 | Montpelier Electric Generating Station | IPP Non-CHP | IN | GT1 | 59 | 45 | Natural Gas Fired Combustion Turbine | NG | GT | 6 | 2001 |  |  | (OP) Operating | [6 empty] | Wells | 40.6206 | -85.3057
5302 | AES Ohio Generation LLC | 55229 | Montpelier Electric Generating Station | IPP Non-CHP | IN | GT2 | 59 | 45 | Natural Gas Fired Combustion Turbine | NG | GT | 6 | 2001 |  |  | (OP) Operating | [6 empty] | Wells | 40.6206 | -85.3057
5302 | AES Ohio Generation LLC | 55229 | Montpelier Electric Generating Station | IPP Non-CHP | IN | GT3 | 59 | 45 | Natural Gas Fired Combustion Turbine | NG | GT | 6 | 2001 |  |  | (OP) Operating | [6 empty] | Wells | 40.6206 | -85.3057
5302 | AES Ohio Generation LLC | 55229 | Montpelier Electric Generating Station | IPP Non-CHP | IN | GT4 | 59 | 45 | Natural Gas Fired Combustion Turbine | NG | GT | 6 | 2001 |  |  | (OP) Operating | [6 empty] | Wells | 40.6206 | -85.3057
2172 | Brazos Electric Power Coop Inc | 55230 | Jack County | Electric Utility | TX | CT1 | 170 | 165 | Natural Gas Fired Combined Cycle | NG | CT | 2 | 2006 |  |  | (OP) Operating | [6 empty] | Wise | 33.101 | -97.9574
2172 | Brazos Electric Power Coop Inc | 55230 | Jack County | Electric Utility | TX | CT2 | 170 | 165 | Natural Gas Fired Combined Cycle | NG | CT | 2 | 2006 |  |  | (OP) Operating | [6 empty] | Wise | 33.101 | -97.9574
2172 | Brazos Electric Power Coop Inc | 55230 | Jack County | Electric Utility | TX | CT3 | 170 | 165 | Natural Gas Fired Combined Cycle | NG | CT | 3 | 2011 |  |  | (OP) Operating | [6 empty] | Wise | 33.101 | -97.9574
2172 | Brazos Electric Power Coop Inc | 55230 | Jack County | Electric Utility | TX | CT4 | 170 | 165 | Natural Gas Fired Combined Cycle | NG | CT | 3 | 2011 |  |  | (OP) Operating | [6 empty] | Wise | 33.101 | -97.9574
2172 | Brazos Electric Power Coop Inc | 55230 | Jack County | Electric Utility | TX | ST1 | 300 | 290.5 | Natural Gas Fired Combined Cycle | NG | CA | 2 | 2006 |  |  | (OP) Operating | [6 empty] | Wise | 33.101 | -97.9574
2172 | Brazos Electric Power Coop Inc | 55230 | Jack County | Electric Utility | TX | ST2 | 300 | 290.5 | Natural Gas Fired Combined Cycle | NG | CA | 3 | 2011 |  |  | (OP) Operating | [6 empty] | Wise | 33.101 | -97.9574
27031 | Liberty Electric Power LLC | 55231 | Liberty Electric Power Plant | IPP Non-CHP | PA | GTG1 | 186 | 158.6 | Natural Gas Fired Combined Cycle | NG | CT | 5 | 2002 |  |  | (OP) Operating |  |  |  | 2017 | 4 | 10.5 | Delaware | 39.8614 | -75.3358
27031 | Liberty Electric Power LLC | 55231 | Liberty Electric Power Plant | IPP Non-CHP | PA | GTG2 | 186 | 158.6 | Natural Gas Fired Combined Cycle | NG | CT | 5 | 2002 |  |  | (OP) Operating |  |  |  | 2016 | 10 | 10.5 | Delaware | 39.8614 | -75.3358
27031 | Liberty Electric Power LLC | 55231 | Liberty Electric Power Plant | IPP Non-CHP | PA | STG | 242 | 223.8 | Natural Gas Fired Combined Cycle | NG | CA | 5 | 2002 |  |  | (OP) Operating | [6 empty] | Delaware | 39.8614 | -75.3358
18642 | Tennessee Valley Authority | 55232 | Marshall Energy Facility | Electric Utility | KY | CT1 | 86 | 72.7 | Natural Gas Fired Combustion Turbine | NG | GT | 6 | 2002 |  |  | (OP) Operating | [6 empty] | Marshall | 37.0286 | -88.3958
18642 | Tennessee Valley Authority | 55232 | Marshall Energy Facility | Electric Utility | KY | CT2 | 86 | 72.7 | Natural Gas Fired Combustion Turbine | NG | GT | 6 | 2002 |  |  | (OP) Operating | [6 empty] | Marshall | 37.0286 | -88.3958
18642 | Tennessee Valley Authority | 55232 | Marshall Energy Facility | Electric Utility | KY | CT3 | 86 | 72.7 | Natural Gas Fired Combustion Turbine | NG | GT | 6 | 2002 |  |  | (OP) Operating | [6 empty] | Marshall | 37.0286 | -88.3958
18642 | Tennessee Valley Authority | 55232 | Marshall Energy Facility | Electric Utility | KY | CT4 | 86 | 72.7 | Natural Gas Fired Combustion Turbine | NG | GT | 6 | 2002 |  |  | (SB) Standby/Backup: available for service but not normally used | [6 empty] | Marshall | 37.0286 | -88.3958
18642 | Tennessee Valley Authority | 55232 | Marshall Energy Facility | Electric Utility | KY | CT5 | 86 | 72.7 | Natural Gas Fired Combustion Turbine | NG | GT | 6 | 2002 |  |  | (SB) Standby/Backup: available for service but not normally used | [6 empty] | Marshall | 37.0286 | -88.3958
18642 | Tennessee Valley Authority | 55232 | Marshall Energy Facility | Electric Utility | KY | CT6 | 86 | 72.7 | Natural Gas Fired Combustion Turbine | NG | GT | 8 | 2002 |  |  | (SB) Standby/Backup: available for service but not normally used | [6 empty] | Marshall | 37.0286 | -88.3958
18642 | Tennessee Valley Authority | 55232 | Marshall Energy Facility | Electric Utility | KY | CT7 | 86 | 72.7 | Natural Gas Fired Combustion Turbine | NG | GT | 8 | 2002 |  |  | (SB) Standby/Backup: available for service but not normally used | [6 empty] | Marshall | 37.0286 | -88.3958
18642 | Tennessee Valley Authority | 55232 | Marshall Energy Facility | Electric Utility | KY | CT8 | 86 | 72.7 | Natural Gas Fired Combustion Turbine | NG | GT | 8 | 2002 |  |  | (SB) Standby/Backup: available for service but not normally used | [6 empty] | Marshall | 37.0286 | -88.3958
8027 | Handsome Lake Energy LLC | 55233 | Handsome Lake Energy LLC | IPP Non-CHP | PA | GT01 | 58.9 | 53.5 | Natural Gas Fired Combustion Turbine | NG | GT | 8 | 2001 |  |  | (OP) Operating | [6 empty] | Venango | 41.2908 | -79.8061
8027 | Handsome Lake Energy LLC | 55233 | Handsome Lake Energy LLC | IPP Non-CHP | PA | GT02 | 58.9 | 53.5 | Natural Gas Fired Combustion Turbine | NG | GT | 8 | 2001 |  |  | (OP) Operating | [6 empty] | Venango | 41.2908 | -79.8061
8027 | Handsome Lake Energy LLC | 55233 | Handsome Lake Energy LLC | IPP Non-CHP | PA | GT03 | 58.9 | 53.5 | Natural Gas Fired Combustion Turbine | NG | GT | 7 | 2001 |  |  | (OP) Operating | [6 empty] | Venango | 41.2908 | -79.8061
8027 | Handsome Lake Energy LLC | 55233 | Handsome Lake Energy LLC | IPP Non-CHP | PA | GT04 | 58.9 | 53.5 | Natural Gas Fired Combustion Turbine | NG | GT | 7 | 2001 |  |  | (OP) Operating | [6 empty] | Venango | 41.2908 | -79.8061
8027 | Handsome Lake Energy LLC | 55233 | Handsome Lake Energy LLC | IPP Non-CHP | PA | GT05 | 58.9 | 53.5 | Natural Gas Fired Combustion Turbine | NG | GT | 7 | 2001 |  |  | (OP) Operating | [6 empty] | Venango | 41.2908 | -79.8061
19436 | Union Electric Co - (MO) | 55234 | Audrain Generating Station | Electric Utility | MO | GT1 | 101.8 | 75 | Natural Gas Fired Combustion Turbine | NG | GT | 2 | 2001 |  |  | (OP) Operating | [6 empty] | Audrain | 39.3092 | -91.5369
19436 | Union Electric Co - (MO) | 55234 | Audrain Generating Station | Electric Utility | MO | GT2 | 101.8 | 75 | Natural Gas Fired Combustion Turbine | NG | GT | 2 | 2001 |  |  | (OP) Operating | [6 empty] | Audrain | 39.3092 | -91.5369
19436 | Union Electric Co - (MO) | 55234 | Audrain Generating Station | Electric Utility | MO | GT3 | 101.8 | 75 | Natural Gas Fired Combustion Turbine | NG | GT | 2 | 2001 |  |  | (OP) Operating | [6 empty] | Audrain | 39.3092 | -91.5369
19436 | Union Electric Co - (MO) | 55234 | Audrain Generating Station | Electric Utility | MO | GT4 | 101.8 | 75 | Natural Gas Fired Combustion Turbine | NG | GT | 2 | 2001 |  |  | (OP) Operating | [6 empty] | Audrain | 39.3092 | -91.5369
19436 | Union Electric Co - (MO) | 55234 | Audrain Generating Station | Electric Utility | MO | GT5 | 101.8 | 75 | Natural Gas Fired Combustion Turbine | NG | GT | 3 | 2001 |  |  | (OP) Operating | [6 empty] | Audrain | 39.3092 | -91.5369
19436 | Union Electric Co - (MO) | 55234 | Audrain Generating Station | Electric Utility | MO | GT6 | 101.8 | 75 | Natural Gas Fired Combustion Turbine | NG | GT | 4 | 2001 |  |  | (OP) Operating | [6 empty] | Audrain | 39.3092 | -91.5369
19436 | Union Electric Co - (MO) | 55234 | Audrain Generating Station | Electric Utility | MO | GT7 | 101.8 | 75 | Natural Gas Fired Combustion Turbine | NG | GT | 4 | 2001 |  |  | (OP) Operating | [6 empty] | Audrain | 39.3092 | -91.5369
19436 | Union Electric Co - (MO) | 55234 | Audrain Generating Station | Electric Utility | MO | GT8 | 101.8 | 75 | Natural Gas Fired Combustion Turbine | NG | GT | 4 | 2001 |  |  | (OP) Operating | [6 empty] | Audrain | 39.3092 | -91.5369
59921 | Dynegy Lee Energy Facility | 55236 | Lee Energy Facility | IPP Non-CHP | IL | CT1 | 101.8 | 71 | Natural Gas Fired Combustion Turbine | NG | GT | 6 | 2001 |  |  | (OP) Operating | [6 empty] | Lee | 41.8287 | -89.4054
59921 | Dynegy Lee Energy Facility | 55236 | Lee Energy Facility | IPP Non-CHP | IL | CT2 | 101.8 | 71 | Natural Gas Fired Combustion Turbine | NG | GT | 6 | 2001 |  |  | (OP) Operating | [6 empty] | Lee | 41.8287 | -89.4054
59921 | Dynegy Lee Energy Facility | 55236 | Lee Energy Facility | IPP Non-CHP | IL | CT3 | 101.8 | 71 | Natural Gas Fired Combustion Turbine | NG | GT | 6 | 2001 |  |  | (OP) Operating | [6 empty] | Lee | 41.8287 | -89.4054
59921 | Dynegy Lee Energy Facility | 55236 | Lee Energy Facility | IPP Non-CHP | IL | CT4 | 101.8 | 71 | Natural Gas Fired Combustion Turbine | NG | GT | 6 | 2001 |  |  | (OP) Operating | [6 empty] | Lee | 41.8287 | -89.4054
59921 | Dynegy Lee Energy Facility | 55236 | Lee Energy Facility | IPP Non-CHP | IL | CT5 | 101.8 | 71 | Natural Gas Fired Combustion Turbine | NG | GT | 5 | 2001 |  |  | (OP) Operating | [6 empty] | Lee | 41.8287 | -89.4054
59921 | Dynegy Lee Energy Facility | 55236 | Lee Energy Facility | IPP Non-CHP | IL | CT6 | 101.8 | 71 | Natural Gas Fired Combustion Turbine | NG | GT | 5 | 2001 |  |  | (OP) Operating | [6 empty] | Lee | 41.8287 | -89.4054
59921 | Dynegy Lee Energy Facility | 55236 | Lee Energy Facility | IPP Non-CHP | IL | CT7 | 101.8 | 71 | Natural Gas Fired Combustion Turbine | NG | GT | 6 | 2001 |  |  | (OP) Operating | [6 empty] | Lee | 41.8287 | -89.4054
59921 | Dynegy Lee Energy Facility | 55236 | Lee Energy Facility | IPP Non-CHP | IL | CT8 | 101.8 | 71 | Natural Gas Fired Combustion Turbine | NG | GT | 6 | 2001 |  |  | (OP) Operating | [6 empty] | Lee | 41.8287 | -89.4054
54885 | NRG Wholesale Generation LP | 55237 | Energy Shelby County | IPP Non-CHP | IL | CTG1 | 60.5 | 42 | Natural Gas Fired Combustion Turbine | NG | GT | 6 | 2000 |  |  | (SB) Standby/Backup: available for service but not normally used | [6 empty] | Shelby | 39.2794 | -88.4772
54885 | NRG Wholesale Generation LP | 55237 | Energy Shelby County | IPP Non-CHP | IL | CTG2 | 60.5 | 42 | Natural Gas Fired Combustion Turbine | NG | GT | 6 | 2000 |  |  | (SB) Standby/Backup: available for service but not normally used | [6 empty] | Shelby | 39.2794 | -88.4772
54885 | NRG Wholesale Generation LP | 55237 | Energy Shelby County | IPP Non-CHP | IL | CTG3 | 60.5 | 42 | Natural Gas Fired Combustion Turbine | NG | GT | 6 | 2000 |  |  | (SB) Standby/Backup: available for service but not normally used | [6 empty] | Shelby | 39.2794 | -88.4772
54885 | NRG Wholesale Generation LP | 55237 | Energy Shelby County | IPP Non-CHP | IL | CTG4 | 60.5 | 42 | Natural Gas Fired Combustion Turbine | NG | GT | 6 | 2000 |  |  | (SB) Standby/Backup: available for service but not normally used | [6 empty] | Shelby | 39.2794 | -88.4772
54885 | NRG Wholesale Generation LP | 55237 | Energy Shelby County | IPP Non-CHP | IL | CTG5 | 60.5 | 42 | Natural Gas Fired Combustion Turbine | NG | GT | 6 | 2000 |  |  | (SB) Standby/Backup: available for service but not normally used | [6 empty] | Shelby | 39.2794 | -88.4772
54885 | NRG Wholesale Generation LP | 55237 | Energy Shelby County | IPP Non-CHP | IL | CTG6 | 60.5 | 42 | Natural Gas Fired Combustion Turbine | NG | GT | 6 | 2000 |  |  | (SB) Standby/Backup: available for service but not normally used | [6 empty] | Shelby | 39.2794 | -88.4772
54885 | NRG Wholesale Generation LP | 55237 | Energy Shelby County | IPP Non-CHP | IL | CTG7 | 60 | 42 | Natural Gas Fired Combustion Turbine | NG | GT | 5 | 2001 |  |  | (SB) Standby/Backup: available for service but not normally used | [6 empty] | Shelby | 39.2794 | -88.4772
54885 | NRG Wholesale Generation LP | 55237 | Energy Shelby County | IPP Non-CHP | IL | CTG8 | 60 | 42 | Natural Gas Fired Combustion Turbine | NG | GT | 5 | 2001 |  |  | (SB) Standby/Backup: available for service but not normally used | [6 empty] | Shelby | 39.2794 | -88.4772
9262 | Indeck Operations Inc | 55238 | NRG Rockford I | IPP Non-CHP | IL | 0001 | 158 | 150 | Natural Gas Fired Combustion Turbine | NG | GT | 6 | 2000 |  |  | (OP) Operating | [6 empty] | Winnebago | 42.2386 | -89.1012
9262 | Indeck Operations Inc | 55238 | NRG Rockford I | IPP Non-CHP | IL | 0002 | 158 | 149.6 | Natural Gas Fired Combustion Turbine | NG | GT | 6 | 2000 |  |  | (OP) Operating | [6 empty] | Winnebago | 42.2386 | -89.1012
22131 | Red Oak Operating Services LLC | 55239 | Red Oak Power LLC | IPP Non-CHP | NJ | 0001 | 180.2 | 165.3 | Natural Gas Fired Combined Cycle | NG | CT | 3 | 2002 |  |  | (OP) Operating | [6 empty] | Middlesex | 40.4487 | -74.3489
22131 | Red Oak Operating Services LLC | 55239 | Red Oak Power LLC | IPP Non-CHP | NJ | 0002 | 180.2 | 165.3 | Natural Gas Fired Combined Cycle | NG | CT | 3 | 2002 |  |  | (OP) Operating | [6 empty] | Middlesex | 40.4487 | -74.3489
22131 | Red Oak Operating Services LLC | 55239 | Red Oak Power LLC | IPP Non-CHP | NJ | 0003 | 180.2 | 165.3 | Natural Gas Fired Combined Cycle | NG | CT | 3 | 2002 |  |  | (OP) Operating | [5 empty] | 0 | Middlesex | 40.4487 | -74.3489
22131 | Red Oak Operating Services LLC | 55239 | Red Oak Power LLC | IPP Non-CHP | NJ | 0004 | 280.5 | 270 | Natural Gas Fired Combined Cycle | NG | CA | 4 | 2002 |  |  | (OP) Operating | [6 empty] | Middlesex | 40.4487 | -74.3489
12739 | Mobile Energy LLC | 55241 | Hog Bayou Energy Center | IPP Non-CHP | AL | CT01 | 200 | 155 | Natural Gas Fired Combined Cycle | NG | CT | 7 | 2001 |  |  | (OP) Operating | [6 empty] | Mobile | 30.7478 | -88.0575
12739 | Mobile Energy LLC | 55241 | Hog Bayou Energy Center | IPP Non-CHP | AL | ST01 | 80 | 75 | Natural Gas Fired Combined Cycle | NG | CA | 7 | 2001 |  |  | (OP) Operating | [6 empty] | Mobile | 30.7478 | -88.0575
54692 | Santa Rosa Energy Center LLC | 55242 | Santa Rosa Energy Center | IPP CHP | FL | CT01 | 200 | 161.4 | Natural Gas Fired Combined Cycle | NG | CT | 6 | 2003 |  |  | (OP) Operating | [6 empty] | Santa Rosa | 30.5664 | -87.115
54692 | Santa Rosa Energy Center LLC | 55242 | Santa Rosa Energy Center | IPP CHP | FL | ST01 | 74.5 | 74.5 | Natural Gas Fired Combined Cycle | NG | CA | 6 | 2003 |  |  | (OP) Operating | [6 empty] | Santa Rosa | 30.5664 | -87.115
13582 | NRG Astoria Gas Turbine Operations Inc | 55243 | Astoria Gas Turbines | IPP Non-CHP | NY | 10 | 23.8 | 17 | Petroleum Liquids | KER | GT | 1 | 1971 |  |  | (SB) Standby/Backup: available for service but not normally used | [6 empty] | Queens | 40.787 | -73.9048
13582 | NRG Astoria Gas Turbine Operations Inc | 55243 | Astoria Gas Turbines | IPP Non-CHP | NY | 11 | 23.8 | 17.3 | Petroleum Liquids | KER | GT | 1 | 1971 |  |  | (SB) Standby/Backup: available for service but not normally used | [6 empty] | Queens | 40.787 | -73.9048
13582 | NRG Astoria Gas Turbine Operations Inc | 55243 | Astoria Gas Turbines | IPP Non-CHP | NY | 12 | 23.8 | 17.6 | Petroleum Liquids | KER | GT | 1 | 1971 |  |  | (SB) Standby/Backup: available for service but not normally used | [6 empty] | Queens | 40.787 | -73.9048
13582 | NRG Astoria Gas Turbine Operations Inc | 55243 | Astoria Gas Turbines | IPP Non-CHP | NY | 13 | 23.8 | 16.9 | Petroleum Liquids | KER | GT | 1 | 1971 |  |  | (SB) Standby/Backup: available for service but not normally used | [6 empty] | Queens | 40.787 | -73.9048
13582 | NRG Astoria Gas Turbine Operations Inc | 55243 | Astoria Gas Turbines | IPP Non-CHP | NY | 2-1 | 41.9 | 36.2 | Natural Gas Fired Combustion Turbine | NG | GT | 1 | 1970 |  |  | (OP) Operating | [6 empty] | Queens | 40.787 | -73.9048
13582 | NRG Astoria Gas Turbine Operations Inc | 55243 | Astoria Gas Turbines | IPP Non-CHP | NY | 2-2 | 41.9 | 33.6 | Natural Gas Fired Combustion Turbine | NG | GT | 1 | 1970 |  |  | (OP) Operating | [6 empty] | Queens | 40.787 | -73.9048
13582 | NRG Astoria Gas Turbine Operations Inc | 55243 | Astoria Gas Turbines | IPP Non-CHP | NY | 2-3 | 41.9 | 34.4 | Natural Gas Fired Combustion Turbine | NG | GT | 1 | 1970 |  |  | (OP) Operating | [6 empty] | Queens | 40.787 | -73.9048
13582 | NRG Astoria Gas Turbine Operations Inc | 55243 | Astoria Gas Turbines | IPP Non-CHP | NY | 2-4 | 41.9 | 34 | Natural Gas Fired Combustion Turbine | NG | GT | 1 | 1970 |  |  | (OP) Operating | [6 empty] | Queens | 40.787 | -73.9048
13582 | NRG Astoria Gas Turbine Operations Inc | 55243 | Astoria Gas Turbines | IPP Non-CHP | NY | 3-1 | 41.9 | 32.8 | Natural Gas Fired Combustion Turbine | NG | GT | 1 | 1970 |  |  | (OP) Operating | [6 empty] | Queens | 40.787 | -73.9048
13582 | NRG Astoria Gas Turbine Operations Inc | 55243 | Astoria Gas Turbines | IPP Non-CHP | NY | 3-2 | 41.9 | 35.5 | Natural Gas Fired Combustion Turbine | NG | GT | 1 | 1970 |  |  | (OP) Operating | [6 empty] | Queens | 40.787 | -73.9048
13582 | NRG Astoria Gas Turbine Operations Inc | 55243 | Astoria Gas Turbines | IPP Non-CHP | NY | 3-3 | 41.9 | 33.6 | Natural Gas Fired Combustion Turbine | NG | GT | 1 | 1970 |  |  | (OP) Operating | [6 empty] | Queens | 40.787 | -73.9048
13582 | NRG Astoria Gas Turbine Operations Inc | 55243 | Astoria Gas Turbines | IPP Non-CHP | NY | 3-4 | 41.9 | 35.5 | Natural Gas Fired Combustion Turbine | NG | GT | 1 | 1970 |  |  | (OP) Operating | [6 empty] | Queens | 40.787 | -73.9048
13582 | NRG Astoria Gas Turbine Operations Inc | 55243 | Astoria Gas Turbines | IPP Non-CHP | NY | 4-1 | 41.9 | 34.4 | Natural Gas Fired Combustion Turbine | NG | GT | 1 | 1970 |  |  | (OP) Operating | [6 empty] | Queens | 40.787 | -73.9048
13582 | NRG Astoria Gas Turbine Operations Inc | 55243 | Astoria Gas Turbines | IPP Non-CHP | NY | 4-2 | 41.9 | 33.6 | Natural Gas Fired Combustion Turbine | NG | GT | 1 | 1970 |  |  | (OP) Operating | [6 empty] | Queens | 40.787 | -73.9048
13582 | NRG Astoria Gas Turbine Operations Inc | 55243 | Astoria Gas Turbines | IPP Non-CHP | NY | 4-3 | 41.9 | 33.5 | Natural Gas Fired Combustion Turbine | NG | GT | 1 | 1970 |  |  | (OP) Operating | [6 empty] | Queens | 40.787 | -73.9048
13582 | NRG Astoria Gas Turbine Operations Inc | 55243 | Astoria Gas Turbines | IPP Non-CHP | NY | 4-4 | 41.9 | 32.6 | Natural Gas Fired Combustion Turbine | NG | GT | 1 | 1970 |  |  | (OP) Operating | [6 empty] | Queens | 40.787 | -73.9048
13582 | NRG Astoria Gas Turbine Operations Inc | 55243 | Astoria Gas Turbines | IPP Non-CHP | NY | 5 | 16.3 | 12.9 | Petroleum Liquids | KER | GT | 1 | 1970 |  |  | (SB) Standby/Backup: available for service but not normally used | [6 empty] | Queens | 40.787 | -73.9048
13582 | NRG Astoria Gas Turbine Operations Inc | 55243 | Astoria Gas Turbines | IPP Non-CHP | NY | 7 | 16.3 | 12.1 | Petroleum Liquids | KER | GT | 1 | 1970 |  |  | (SB) Standby/Backup: available for service but not normally used | [6 empty] | Queens | 40.787 | -73.9048
13582 | NRG Astoria Gas Turbine Operations Inc | 55243 | Astoria Gas Turbines | IPP Non-CHP | NY | 8 | 16.3 | 11.9 | Petroleum Liquids | KER | GT | 1 | 1970 |  |  | (SB) Standby/Backup: available for service but not normally used | [6 empty] | Queens | 40.787 | -73.9048
13994 | Oglethorpe Power Corporation | 55244 | Doyle Energy Facility | Electric Utility | GA | CTG1 | 64 | 61 | Natural Gas Fired Combustion Turbine | NG | GT | 8 | 2000 |  |  | (SB) Standby/Backup: available for service but not normally used | [6 empty] | Walton | 33.8377 | -83.6996
13994 | Oglethorpe Power Corporation | 55244 | Doyle Energy Facility | Electric Utility | GA | CTG2 | 71.8 | 58 | Natural Gas Fired Combustion Turbine | NG | GT | 5 | 2000 |  |  | (SB) Standby/Backup: available for service but not normally used | [6 empty] | Walton | 33.8377 | -83.6996
13994 | Oglethorpe Power Corporation | 55244 | Doyle Energy Facility | Electric Utility | GA | CTG3 | 71.8 | 60 | Natural Gas Fired Combustion Turbine | NG | GT | 5 | 2000 |  |  | (SB) Standby/Backup: available for service but not normally used | [6 empty] | Walton | 33.8377 | -83.6996
13994 | Oglethorpe Power Corporation | 55244 | Doyle Energy Facility | Electric Utility | GA | CTG4 | 100.7 | 73.8 | Natural Gas Fired Combustion Turbine | NG | GT | 6 | 2000 |  |  | (SB) Standby/Backup: available for service but not normally used | [6 empty] | Walton | 33.8377 | -83.6996
13994 | Oglethorpe Power Corporation | 55244 | Doyle Energy Facility | Electric Utility | GA | CTG5 | 100.7 | 73.9 | Natural Gas Fired Combustion Turbine | NG | GT | 7 | 2000 |  |  | (SB) Standby/Backup: available for service but not normally used | [6 empty] | Walton | 33.8377 | -83.6996
19145 | DTE Tuscola, LLC | 55245 | Tuscola Station | Industrial CHP | IL | TG1 | 6 | 3.8 | Conventional Steam Coal | BIT | ST | 6 | 1953 |  |  | (OP) Operating | [6 empty] | Douglas | 39.7982 | -88.3498
19145 | DTE Tuscola, LLC | 55245 | Tuscola Station | Industrial CHP | IL | TG2 | 6 | 4.9 | Conventional Steam Coal | BIT | ST | 6 | 1953 |  |  | (OP) Operating | [6 empty] | Douglas | 39.7982 | -88.3498
19145 | DTE Tuscola, LLC | 55245 | Tuscola Station | Industrial CHP | IL | TG3 | 6 | 4.8 | Conventional Steam Coal | BIT | ST | 1 | 2001 |  |  | (OP) Operating | [6 empty] | Douglas | 39.7982 | -88.3498
58620 | AEP Generation Resources Inc | 55247 | Darby Electric Generating Station | IPP Non-CHP | OH | GT1 | 94 | 72.5 | Natural Gas Fired Combustion Turbine | NG | GT | 5 | 2001 |  |  | (OP) Operating | [6 empty] | Pickaway | 39.7139 | -83.1778
58620 | AEP Generation Resources Inc | 55247 | Darby Electric Generating Station | IPP Non-CHP | OH | GT2 | 94 | 72.5 | Natural Gas Fired Combustion Turbine | NG | GT | 5 | 2001 |  |  | (OP) Operating | [6 empty] | Pickaway | 39.7139 | -83.1778
58620 | AEP Generation Resources Inc | 55247 | Darby Electric Generating Station | IPP Non-CHP | OH | GT3 | 94 | 72.5 | Natural Gas Fired Combustion Turbine | NG | GT | 5 | 2001 |  |  | (OP) Operating | [6 empty] | Pickaway | 39.7139 | -83.1778
58620 | AEP Generation Resources Inc | 55247 | Darby Electric Generating Station | IPP Non-CHP | OH | GT4 | 94 | 72.5 | Natural Gas Fired Combustion Turbine | NG | GT | 5 | 2001 |  |  | (OP) Operating | [6 empty] | Pickaway | 39.7139 | -83.1778
58620 | AEP Generation Resources Inc | 55247 | Darby Electric Generating Station | IPP Non-CHP | OH | GT5 | 94 | 72.5 | Natural Gas Fired Combustion Turbine | NG | GT | 5 | 2002 |  |  | (OP) Operating | [6 empty] | Pickaway | 39.7139 | -83.1778
58620 | AEP Generation Resources Inc | 55247 | Darby Electric Generating Station | IPP Non-CHP | OH | GT6 | 94 | 72.5 | Natural Gas Fired Combustion Turbine | NG | GT | 5 | 2002 |  |  | (OP) Operating | [6 empty] | Pickaway | 39.7139 | -83.1778
5302 | AES Ohio Generation LLC | 55248 | Tait Electric Generating Station | IPP Non-CHP | OH | GT4 | 94 | 85 | Natural Gas Fired Combustion Turbine | NG | GT | 5 | 2002 |  |  | (OP) Operating | [6 empty] | Montgomery | 39.7277 | -84.2095
5302 | AES Ohio Generation LLC | 55248 | Tait Electric Generating Station | IPP Non-CHP | OH | GT5 | 94 | 85 | Natural Gas Fired Combustion Turbine | NG | GT | 5 | 2002 |  |  | (OP) Operating | [6 empty] | Montgomery | 39.7277 | -84.2095
5302 | AES Ohio Generation LLC | 55248 | Tait Electric Generating Station | IPP Non-CHP | OH | GT6 | 94 | 85 | Natural Gas Fired Combustion Turbine | NG | GT | 4 | 2002 |  |  | (OP) Operating | [6 empty] | Montgomery | 39.7277 | -84.2095
5302 | AES Ohio Generation LLC | 55248 | Tait Electric Generating Station | IPP Non-CHP | OH | GT7 | 94 | 85 | Natural Gas Fired Combustion Turbine | NG | GT | 4 | 2002 |  |  | (OP) Operating | [6 empty] | Montgomery | 39.7277 | -84.2095
57043 | University Park Energy LLC | 55250 | University Park South | IPP Non-CHP | IL | UPG1 | 58.9 | 50 | Natural Gas Fired Combustion Turbine | NG | GT | 6 | 2001 |  |  | (OP) Operating | [6 empty] | Will | 41.4409 | -87.7532
57043 | University Park Energy LLC | 55250 | University Park South | IPP Non-CHP | IL | UPG2 | 58.9 | 50 | Natural Gas Fired Combustion Turbine | NG | GT | 6 | 2001 |  |  | (OP) Operating | [6 empty] | Will | 41.4409 | -87.7532
57043 | University Park Energy LLC | 55250 | University Park South | IPP Non-CHP | IL | UPG3 | 58.9 | 50 | Natural Gas Fired Combustion Turbine | NG | GT | 6 | 2001 |  |  | (OP) Operating | [6 empty] | Will | 41.4409 | -87.7532
57043 | University Park Energy LLC | 55250 | University Park South | IPP Non-CHP | IL | UPG4 | 58.9 | 50 | Natural Gas Fired Combustion Turbine | NG | GT | 6 | 2001 |  |  | (OP) Operating | [6 empty] | Will | 41.4409 | -87.7532
57043 | University Park Energy LLC | 55250 | University Park South | IPP Non-CHP | IL | UPG5 | 58.9 | 50 | Natural Gas Fired Combustion Turbine | NG | GT | 6 | 2001 |  |  | (OP) Operating | [6 empty] | Will | 41.4409 | -87.7532
57043 | University Park Energy LLC | 55250 | University Park South | IPP Non-CHP | IL | UPG6 | 58.9 | 50 | Natural Gas Fired Combustion Turbine | NG | GT | 7 | 2001 |  |  | (OP) Operating | [6 empty] | Will | 41.4409 | -87.7532
18642 | Tennessee Valley Authority | 55251 | Gleason Generating Facility | Electric Utility | TN | CTG1 | 185.4 | 120 | Natural Gas Fired Combustion Turbine | NG | GT | 6 | 2000 |  |  | (OP) Operating | [6 empty] | Weakley | 36.2454 | -88.612
18642 | Tennessee Valley Authority | 55251 | Gleason Generating Facility | Electric Utility | TN | CTG2 | 191.2 | 100 | Natural Gas Fired Combustion Turbine | NG | GT | 6 | 2000 |  |  | (OP) Operating | [6 empty] | Weakley | 36.2454 | -88.612
18642 | Tennessee Valley Authority | 55251 | Gleason Generating Facility | Electric Utility | TN | CTG3 | 191.2 | 140 | Natural Gas Fired Combustion Turbine | NG | GT | 6 | 2000 |  |  | (OP) Operating | [6 empty] | Weakley | 36.2454 | -88.612
50166 | Crete Energy Venture LLC | 55253 | Crete Energy Venture LLC | IPP Non-CHP | IL | GT1 | 89 | 75 | Natural Gas Fired Combustion Turbine | NG | GT | 5 | 2002 |  |  | (OP) Operating | [6 empty] | Will | 41.4294 | -87.6187
50166 | Crete Energy Venture LLC | 55253 | Crete Energy Venture LLC | IPP Non-CHP | IL | GT2 | 89 | 75 | Natural Gas Fired Combustion Turbine | NG | GT | 5 | 2002 |  |  | (OP) Operating | [6 empty] | Will | 41.4294 | -87.6187
50166 | Crete Energy Venture LLC | 55253 | Crete Energy Venture LLC | IPP Non-CHP | IL | GT3 | 89 | 75 | Natural Gas Fired Combustion Turbine | NG | GT | 5 | 2002 |  |  | (OP) Operating | [6 empty] | Will | 41.4294 | -87.6187
50166 | Crete Energy Venture LLC | 55253 | Crete Energy Venture LLC | IPP Non-CHP | IL | GT4 | 89 | 75 | Natural Gas Fired Combustion Turbine | NG | GT | 5 | 2002 |  |  | (OP) Operating | [6 empty] | Will | 41.4294 | -87.6187
56195 | BP Alternative Energy | 55259 | Whiting Clean Energy | IPP CHP | IN | CT1 | 181.9 | 150 | Natural Gas Fired Combined Cycle | NG | CT | 4 | 2002 |  |  | (OP) Operating | [6 empty] | Lake | 41.6739 | -87.4775
56195 | BP Alternative Energy | 55259 | Whiting Clean Energy | IPP CHP | IN | CT2 | 181.9 | 150 | Natural Gas Fired Combined Cycle | NG | CT | 4 | 2002 |  |  | (OP) Operating | [6 empty] | Lake | 41.6739 | -87.4775
56195 | BP Alternative Energy | 55259 | Whiting Clean Energy | IPP CHP | IN | ST1 | 213 | 213 | Natural Gas Fired Combined Cycle | NG | CA | 4 | 2002 |  |  | (OP) Operating | [6 empty] | Lake | 41.6739 | -87.4775
40577 | American Mun Power-Ohio, Inc | 55262 | Bowling Green Generating Station | Electric Utility | OH | CT1 | 33 | 26 | Natural Gas Fired Combustion Turbine | NG | GT | 6 | 2000 |  |  | (OP) Operating | [6 empty] | Wood | 41.3974 | -83.6412
40577 | American Mun Power-Ohio, Inc | 55262 | Bowling Green Generating Station | Electric Utility | OH | CT2 | 16.5 | 12 | Natural Gas Fired Combustion Turbine | NG | GT | 6 | 2000 |  |  | (OP) Operating | [6 empty] | Wood | 41.3974 | -83.6412
40577 | American Mun Power-Ohio, Inc | 55263 | Galion Generating Station | Electric Utility | OH | CT1 | 33 | 26 | Natural Gas Fired Combustion Turbine | NG | GT | 6 | 2000 |  |  | (OP) Operating | [6 empty] | Crawford | 40.7167 | -82.789
40577 | American Mun Power-Ohio, Inc | 55263 | Galion Generating Station | Electric Utility | OH | CT2 | 16.5 | 12 | Natural Gas Fired Combustion Turbine | NG | GT | 6 | 2000 |  |  | (OP) Operating | [6 empty] | Crawford | 40.7167 | -82.789
40577 | American Mun Power-Ohio, Inc | 55264 | Napoleon Peaking Station | Electric Utility | OH | CT1 | 33 | 26 | Natural Gas Fired Combustion Turbine | NG | GT | 6 | 2000 |  |  | (OP) Operating | [6 empty] | Henry | 41.4079 | -84.1095
40577 | American Mun Power-Ohio, Inc | 55264 | Napoleon Peaking Station | Electric Utility | OH | CT2 | 16.5 | 12 | Natural Gas Fired Combustion Turbine | NG | GT | 6 | 2000 |  |  | (OP) Operating | [6 empty] | Henry | 41.4079 | -84.1095
26867 | Lake Benton Power Part II LLC | 55265 | Lake Benton II | IPP Non-CHP | MN | EXIS | 103.5 | 103.5 | Onshore Wind Turbine | WND | WT | 6 | 1999 |  |  | (OP) Operating | [6 empty] | Pipestone | 44.1294 | -96.117
17650 | Southern Power Co | 55267 | Edward L. Addison Generating Plant | IPP Non-CHP | GA | 712 | 175.3 | 151.6 | Natural Gas Fired Combustion Turbine | NG | GT | 6 | 2000 |  |  | (OP) Operating | [6 empty] | Upson | 32.9111 | -84.3064
17650 | Southern Power Co | 55267 | Edward L. Addison Generating Plant | IPP Non-CHP | GA | 713 | 175.3 | 148.6 | Natural Gas Fired Combustion Turbine | NG | GT | 6 | 2000 |  |  | (OP) Operating | [6 empty] | Upson | 32.9111 | -84.3064
17650 | Southern Power Co | 55267 | Edward L. Addison Generating Plant | IPP Non-CHP | GA | 714 | 175.3 | 150.5 | Natural Gas Fired Combustion Turbine | NG | GT | 6 | 2000 |  |  | (OP) Operating | [6 empty] | Upson | 32.9111 | -84.3064
17650 | Southern Power Co | 55267 | Edward L. Addison Generating Plant | IPP Non-CHP | GA | 715 | 175.3 | 144.4 | Natural Gas Fired Combustion Turbine | NG | GT | 6 | 2000 |  |  | (OP) Operating | [6 empty] | Upson | 32.9111 | -84.3064
18642 | Tennessee Valley Authority | 55269 | TVA Southaven Combined Cycle | Electric Utility | MS | CTG1 | 179.3 | 157 | Natural Gas Fired Combined Cycle | NG | CT | 5 | 2003 |  |  | (OP) Operating | [6 empty] | DeSoto | 34.9939 | -90.0378
18642 | Tennessee Valley Authority | 55269 | TVA Southaven Combined Cycle | Electric Utility | MS | CTG2 | 179.3 | 157 | Natural Gas Fired Combined Cycle | NG | CT | 5 | 2003 |  |  | (OP) Operating | [6 empty] | DeSoto | 34.9939 | -90.0378
18642 | Tennessee Valley Authority | 55269 | TVA Southaven Combined Cycle | Electric Utility | MS | CTG3 | 179.3 | 157 | Natural Gas Fired Combined Cycle | NG | CT | 5 | 2003 |  |  | (OP) Operating | [6 empty] | DeSoto | 34.9939 | -90.0378
18642 | Tennessee Valley Authority | 55269 | TVA Southaven Combined Cycle | Electric Utility | MS | STG1 | 122 | 103 | Natural Gas Fired Combined Cycle | NG | CA | 5 | 2003 |  |  | (OP) Operating | [6 empty] | DeSoto | 34.9939 | -90.0378
18642 | Tennessee Valley Authority | 55269 | TVA Southaven Combined Cycle | Electric Utility | MS | STG2 | 122 | 103 | Natural Gas Fired Combined Cycle | NG | CA | 5 | 2003 |  |  | (OP) Operating | [6 empty] | DeSoto | 34.9939 | -90.0378
18642 | Tennessee Valley Authority | 55269 | TVA Southaven Combined Cycle | Electric Utility | MS | STG3 | 122 | 103 | Natural Gas Fired Combined Cycle | NG | CA | 5 | 2003 |  |  | (OP) Operating | [6 empty] | DeSoto | 34.9939 | -90.0378
4254 | Consumers Energy Co | 55270 | Jackson Generating Station | Electric Utility | MI | 7EA | 79 | 70 | Natural Gas Fired Combined Cycle | NG | CT | 7 | 2002 |  |  | (OP) Operating | [6 empty] | Jackson | 42.2488 | -84.3767
4254 | Consumers Energy Co | 55270 | Jackson Generating Station | Electric Utility | MI | LM1 | 60 | 49 | Natural Gas Fired Combined Cycle | NG | CT | 7 | 2002 |  |  | (OP) Operating | [6 empty] | Jackson | 42.2488 | -84.3767
4254 | Consumers Energy Co | 55270 | Jackson Generating Station | Electric Utility | MI | LM2 | 60 | 49 | Natural Gas Fired Combined Cycle | NG | CT | 7 | 2002 |  |  | (OP) Operating | [6 empty] | Jackson | 42.2488 | -84.3767
4254 | Consumers Energy Co | 55270 | Jackson Generating Station | Electric Utility | MI | LM3 | 60 | 49 | Natural Gas Fired Combined Cycle | NG | CT | 7 | 2002 |  |  | (OP) Operating | [6 empty] | Jackson | 42.2488 | -84.3767
4254 | Consumers Energy Co | 55270 | Jackson Generating Station | Electric Utility | MI | LM4 | 60 | 49 | Natural Gas Fired Combined Cycle | NG | CT | 7 | 2002 |  |  | (OP) Operating | [6 empty] | Jackson | 42.2488 | -84.3767
4254 | Consumers Energy Co | 55270 | Jackson Generating Station | Electric Utility | MI | LM5 | 60 | 49 | Natural Gas Fired Combined Cycle | NG | CT | 7 | 2002 |  |  | (OP) Operating | [6 empty] | Jackson | 42.2488 | -84.3767
4254 | Consumers Energy Co | 55270 | Jackson Generating Station | Electric Utility | MI | LM6 | 60 | 49 | Natural Gas Fired Combined Cycle | NG | CT | 7 | 2002 |  |  | (OP) Operating | [6 empty] | Jackson | 42.2488 | -84.3767
4254 | Consumers Energy Co | 55270 | Jackson Generating Station | Electric Utility | MI | ST1 | 105 | 100 | Natural Gas Fired Combined Cycle | NG | CA | 7 | 2002 |  |  | (OP) Operating | [6 empty] | Jackson | 42.2488 | -84.3767
4254 | Consumers Energy Co | 55270 | Jackson Generating Station | Electric Utility | MI | ST2 | 105 | 100 | Natural Gas Fired Combined Cycle | NG | CA | 7 | 2002 |  |  | (OP) Operating | [6 empty] | Jackson | 42.2488 | -84.3767
31386 | Tenaska Alabama Partners LP | 55271 | Tenaska Lindsay Hill Generating Station | IPP Non-CHP | AL | GTG1 | 183.1 | 152 | Natural Gas Fired Combined Cycle | NG | CT | 5 | 2002 |  |  | (OP) Operating | [6 empty] | Autauga | 32.6514 | -86.7386
31386 | Tenaska Alabama Partners LP | 55271 | Tenaska Lindsay Hill Generating Station | IPP Non-CHP | AL | GTG2 | 183.1 | 152 | Natural Gas Fired Combined Cycle | NG | CT | 5 | 2002 |  |  | (OP) Operating | [6 empty] | Autauga | 32.6514 | -86.7386
31386 | Tenaska Alabama Partners LP | 55271 | Tenaska Lindsay Hill Generating Station | IPP Non-CHP | AL | GTG3 | 183.1 | 149 | Natural Gas Fired Combined Cycle | NG | CT | 5 | 2002 |  |  | (OP) Operating | [6 empty] | Autauga | 32.6514 | -86.7386
31386 | Tenaska Alabama Partners LP | 55271 | Tenaska Lindsay Hill Generating Station | IPP Non-CHP | AL | STG1 | 390.1 | 392 | Natural Gas Fired Combined Cycle | NG | CA | 5 | 2002 |  |  | (OP) Operating | [6 empty] | Autauga | 32.6514 | -86.7386
18016 | State Farm Mutual Auto Ins Co | 55274 | State Farm Support Center East | Commercial Non-CHP | GA | 2A | 1.8 | 1.8 | Petroleum Liquids | DFO | IC | 1 | 1998 |  |  | (SB) Standby/Backup: available for service but not normally used | [6 empty] | Fulton | 34.086 | -84.245
18016 | State Farm Mutual Auto Ins Co | 55274 | State Farm Support Center East | Commercial Non-CHP | GA | 2B | 1.8 | 1.8 | Petroleum Liquids | DFO | IC | 1 | 1998 |  |  | (SB) Standby/Backup: available for service but not normally used | [6 empty] | Fulton | 34.086 | -84.245
18016 | State Farm Mutual Auto Ins Co | 55274 | State Farm Support Center East | Commercial Non-CHP | GA | 3A | 1.8 | 1.8 | Petroleum Liquids | DFO | IC | 1 | 1998 |  |  | (SB) Standby/Backup: available for service but not normally used | [6 empty] | Fulton | 34.086 | -84.245
18016 | State Farm Mutual Auto Ins Co | 55274 | State Farm Support Center East | Commercial Non-CHP | GA | 3B | 1.8 | 1.8 | Petroleum Liquids | DFO | IC | 1 | 1998 |  |  | (SB) Standby/Backup: available for service but not normally used | [6 empty] | Fulton | 34.086 | -84.245
18016 | State Farm Mutual Auto Ins Co | 55274 | State Farm Support Center East | Commercial Non-CHP | GA | 4A | 1.8 | 1.8 | Petroleum Liquids | DFO | IC | 1 | 1998 |  |  | (SB) Standby/Backup: available for service but not normally used | [6 empty] | Fulton | 34.086 | -84.245
18016 | State Farm Mutual Auto Ins Co | 55274 | State Farm Support Center East | Commercial Non-CHP | GA | 4B | 1.8 | 1.8 | Petroleum Liquids | DFO | IC | 1 | 1998 |  |  | (SB) Standby/Backup: available for service but not normally used | [6 empty] | Fulton | 34.086 | -84.245
733 | Appalachian Power Co | 55276 | Ceredo Generating Station | Electric Utility | WV | 01 | 86.5 | 75 | Natural Gas Fired Combustion Turbine | NG | GT | 6 | 2001 |  |  | (OP) Operating | [6 empty] | Wayne | 38.3681 | -82.5339
733 | Appalachian Power Co | 55276 | Ceredo Generating Station | Electric Utility | WV | 02 | 86.5 | 75 | Natural Gas Fired Combustion Turbine | NG | GT | 6 | 2001 |  |  | (OP) Operating | [6 empty] | Wayne | 38.3681 | -82.5339
733 | Appalachian Power Co | 55276 | Ceredo Generating Station | Electric Utility | WV | 03 | 86.5 | 75 | Natural Gas Fired Combustion Turbine | NG | GT | 6 | 2001 |  |  | (OP) Operating | [6 empty] | Wayne | 38.3681 | -82.5339
733 | Appalachian Power Co | 55276 | Ceredo Generating Station | Electric Utility | WV | 04 | 86.5 | 75 | Natural Gas Fired Combustion Turbine | NG | GT | 6 | 2001 |  |  | (OP) Operating | [6 empty] | Wayne | 38.3681 | -82.5339
733 | Appalachian Power Co | 55276 | Ceredo Generating Station | Electric Utility | WV | 05 | 86.5 | 75 | Natural Gas Fired Combustion Turbine | NG | GT | 6 | 2001 |  |  | (OP) Operating | [6 empty] | Wayne | 38.3681 | -82.5339
733 | Appalachian Power Co | 55276 | Ceredo Generating Station | Electric Utility | WV | 06 | 86.5 | 75 | Natural Gas Fired Combustion Turbine | NG | GT | 6 | 2001 |  |  | (OP) Operating | [6 empty] | Wayne | 38.3681 | -82.5339
5199 | Devon Energy Production Co | 55278 | Beaver Creek Gas Plant | Industrial CHP | WY | 1 | 2.5 | 1.8 | Natural Gas Fired Combustion Turbine | NG | GT | 12 | 1983 |  |  | (OP) Operating | [6 empty] | FREMONT | 42.8475 | -108.3136
5199 | Devon Energy Production Co | 55278 | Beaver Creek Gas Plant | Industrial CHP | WY | 2 | 2.5 | 1.8 | Natural Gas Fired Combustion Turbine | NG | GT | 11 | 1992 |  |  | (OP) Operating | [6 empty] | FREMONT | 42.8475 | -108.3136
54885 | NRG Wholesale Generation LP | 55279 | Aurora | IPP Non-CHP | IL | CTG1 | 213 | 145 | Natural Gas Fired Combustion Turbine | NG | GT | 6 | 2002 |  |  | (OP) Operating | [6 empty] | DuPage | 41.8151 | -88.2265
54885 | NRG Wholesale Generation LP | 55279 | Aurora | IPP Non-CHP | IL | CTG10 | 71 | 42 | Natural Gas Fired Combustion Turbine | NG | GT | 6 | 2001 |  |  | (OP) Operating | [6 empty] | DuPage | 41.8151 | -88.2265
54885 | NRG Wholesale Generation LP | 55279 | Aurora | IPP Non-CHP | IL | CTG2 | 213 | 145 | Natural Gas Fired Combustion Turbine | NG | GT | 6 | 2001 |  |  | (OP) Operating | [6 empty] | DuPage | 41.8151 | -88.2265
54885 | NRG Wholesale Generation LP | 55279 | Aurora | IPP Non-CHP | IL | CTG3 | 210 | 145 | Natural Gas Fired Combustion Turbine | NG | GT | 6 | 2001 |  |  | (OP) Operating | [6 empty] | DuPage | 41.8151 | -88.2265
54885 | NRG Wholesale Generation LP | 55279 | Aurora | IPP Non-CHP | IL | CTG4 | 213 | 145 | Natural Gas Fired Combustion Turbine | NG | GT | 5 | 2001 |  |  | (OP) Operating | [6 empty] | DuPage | 41.8151 | -88.2265
54885 | NRG Wholesale Generation LP | 55279 | Aurora | IPP Non-CHP | IL | CTG5 | 71 | 42 | Natural Gas Fired Combustion Turbine | NG | GT | 5 | 2001 |  |  | (OP) Operating | [6 empty] | DuPage | 41.8151 | -88.2265
54885 | NRG Wholesale Generation LP | 55279 | Aurora | IPP Non-CHP | IL | CTG6 | 71 | 42 | Natural Gas Fired Combustion Turbine | NG | GT | 5 | 2001 |  |  | (OP) Operating | [6 empty] | DuPage | 41.8151 | -88.2265
54885 | NRG Wholesale Generation LP | 55279 | Aurora | IPP Non-CHP | IL | CTG7 | 71 | 42 | Natural Gas Fired Combustion Turbine | NG | GT | 6 | 2001 |  |  | (OP) Operating | [6 empty] | DuPage | 41.8151 | -88.2265
54885 | NRG Wholesale Generation LP | 55279 | Aurora | IPP Non-CHP | IL | CTG8 | 71 | 42 | Natural Gas Fired Combustion Turbine | NG | GT | 5 | 2001 |  |  | (OP) Operating | [6 empty] | DuPage | 41.8151 | -88.2265
54885 | NRG Wholesale Generation LP | 55279 | Aurora | IPP Non-CHP | IL | CTG9 | 71 | 42 | Natural Gas Fired Combustion Turbine | NG | GT | 6 | 2001 |  |  | (OP) Operating | [6 empty] | DuPage | 41.8151 | -88.2265
6035 | Exelon Power | 55281 | Southeast Chicago Energy Project | IPP Non-CHP | IL | GT05 | 50.9 | 37 | Natural Gas Fired Combustion Turbine | NG | GT | 6 | 2002 |  |  | (OP) Operating | [6 empty] | Cook | 41.7181 | -87.5449
6035 | Exelon Power | 55281 | Southeast Chicago Energy Project | IPP Non-CHP | IL | GT06 | 50.9 | 37 | Natural Gas Fired Combustion Turbine | NG | GT | 6 | 2002 |  |  | (OP) Operating | [6 empty] | Cook | 41.7181 | -87.5449
6035 | Exelon Power | 55281 | Southeast Chicago Energy Project | IPP Non-CHP | IL | GT07 | 50.9 | 37 | Natural Gas Fired Combustion Turbine | NG | GT | 6 | 2002 |  |  | (OP) Operating | [6 empty] | Cook | 41.7181 | -87.5449
6035 | Exelon Power | 55281 | Southeast Chicago Energy Project | IPP Non-CHP | IL | GT08 | 50.9 | 37 | Natural Gas Fired Combustion Turbine | NG | GT | 6 | 2002 |  |  | (OP) Operating | [6 empty] | Cook | 41.7181 | -87.5449
6035 | Exelon Power | 55281 | Southeast Chicago Energy Project | IPP Non-CHP | IL | GT09 | 50.9 | 37 | Natural Gas Fired Combustion Turbine | NG | GT | 6 | 2002 |  |  | (OP) Operating | [6 empty] | Cook | 41.7181 | -87.5449
6035 | Exelon Power | 55281 | Southeast Chicago Energy Project | IPP Non-CHP | IL | GT10 | 50.9 | 37 | Natural Gas Fired Combustion Turbine | NG | GT | 6 | 2002 |  |  | (OP) Operating | [6 empty] | Cook | 41.7181 | -87.5449
6035 | Exelon Power | 55281 | Southeast Chicago Energy Project | IPP Non-CHP | IL | GT11 | 50.9 | 37 | Natural Gas Fired Combustion Turbine | NG | GT | 6 | 2002 |  |  | (OP) Operating | [6 empty] | Cook | 41.7181 | -87.5449
6035 | Exelon Power | 55281 | Southeast Chicago Energy Project | IPP Non-CHP | IL | GT12 | 50.9 | 37 | Natural Gas Fired Combustion Turbine | NG | GT | 6 | 2002 |  |  | (OP) Operating | [6 empty] | Cook | 41.7181 | -87.5449
56812 | Arlington Valley LLC | 55282 | Arlington Valley Energy Facility | IPP Non-CHP | AZ | CTG1 | 198 | 162 | Natural Gas Fired Combined Cycle | NG | CT | 6 | 2002 |  |  | (OP) Operating | [6 empty] | Maricopa | 33.3417 | -112.8897
56812 | Arlington Valley LLC | 55282 | Arlington Valley Energy Facility | IPP Non-CHP | AZ | CTG2 | 198 | 163 | Natural Gas Fired Combined Cycle | NG | CT | 6 | 2002 |  |  | (OP) Operating | [6 empty] | Maricopa | 33.3417 | -112.8897
56812 | Arlington Valley LLC | 55282 | Arlington Valley Energy Facility | IPP Non-CHP | AZ | STG1 | 317 | 255 | Natural Gas Fired Combined Cycle | NG | CA | 6 | 2002 |  |  | (OP) Operating | [6 empty] | Maricopa | 33.3417 | -112.8897
3989 | City of Colorado Springs - (CO) | 55283 | Front Range Power Plant | Electric Utility | CO | 1 | 154 | 135 | Natural Gas Fired Combined Cycle | NG | CT | 4 | 2003 |  |  | (OP) Operating | [6 empty] | El Paso | 38.6281 | -104.7069
3989 | City of Colorado Springs - (CO) | 55283 | Front Range Power Plant | Electric Utility | CO | 2 | 154 | 135 | Natural Gas Fired Combined Cycle | NG | CT | 4 | 2003 |  |  | (OP) Operating | [6 empty] | El Paso | 38.6281 | -104.7069
3989 | City of Colorado Springs - (CO) | 55283 | Front Range Power Plant | Electric Utility | CO | 3 | 233 | 190 | Natural Gas Fired Combined Cycle | NG | CA | 4 | 2003 |  |  | (OP) Operating | [6 empty] | El Paso | 38.6281 | -104.7069
56886 | Big Sandy Peaker Plant LLC | 55284 | Big Sandy Peaker Plant | IPP Non-CHP | WV | BSG1 | 58.9 | 50 | Natural Gas Fired Combustion Turbine | NG | GT | 7 | 2001 |  |  | (OP) Operating | [6 empty] | Wayne | 38.3441 | 82.5938
56886 | Big Sandy Peaker Plant LLC | 55284 | Big Sandy Peaker Plant | IPP Non-CHP | WV | BSG2 | 58.9 | 50 | Natural Gas Fired Combustion Turbine | NG | GT | 7 | 2001 |  |  | (OP) Operating | [6 empty] | Wayne | 38.3441 | 82.5938
56886 | Big Sandy Peaker Plant LLC | 55284 | Big Sandy Peaker Plant | IPP Non-CHP | WV | BSG3 | 58.9 | 50 | Natural Gas Fired Combustion Turbine | NG | GT | 7 | 2001 |  |  | (OP) Operating | [6 empty] | Wayne | 38.3441 | 82.5938
56886 | Big Sandy Peaker Plant LLC | 55284 | Big Sandy Peaker Plant | IPP Non-CHP | WV | BSG4 | 58.9 | 50 | Natural Gas Fired Combustion Turbine | NG | GT | 7 | 2001 |  |  | (OP) Operating | [6 empty] | Wayne | 38.3441 | 82.5938
56886 | Big Sandy Peaker Plant LLC | 55284 | Big Sandy Peaker Plant | IPP Non-CHP | WV | BSG5 | 58.9 | 50 | Natural Gas Fired Combustion Turbine | NG | GT | 7 | 2001 |  |  | (OP) Operating | [6 empty] | Wayne | 38.3441 | 82.5938
56886 | Big Sandy Peaker Plant LLC | 55284 | Big Sandy Peaker Plant | IPP Non-CHP | WV | BSG6 | 58.9 | 50 | Natural Gas Fired Combustion Turbine | NG | GT | 8 | 2001 |  |  | (OP) Operating | [6 empty] | Wayne | 38.3441 | 82.5938
57264 | Wolf Hills Energy LLC | 55285 | Wolf Hills Energy | IPP Non-CHP | VA | WHG1 | 57 | 50 | Natural Gas Fired Combustion Turbine | NG | GT | 6 | 2001 |  |  | (OP) Operating | [6 empty] | Washington | 36.6644 | -82.1044
57264 | Wolf Hills Energy LLC | 55285 | Wolf Hills Energy | IPP Non-CHP | VA | WHG2 | 57 | 50 | Natural Gas Fired Combustion Turbine | NG | GT | 6 | 2001 |  |  | (OP) Operating | [6 empty] | Washington | 36.6644 | -82.1044
57264 | Wolf Hills Energy LLC | 55285 | Wolf Hills Energy | IPP Non-CHP | VA | WHG3 | 57 | 50 | Natural Gas Fired Combustion Turbine | NG | GT | 6 | 2001 |  |  | (OP) Operating | [6 empty] | Washington | 36.6644 | -82.1044
57264 | Wolf Hills Energy LLC | 55285 | Wolf Hills Energy | IPP Non-CHP | VA | WHG4 | 57 | 50 | Natural Gas Fired Combustion Turbine | NG | GT | 5 | 2001 |  |  | (OP) Operating | [6 empty] | Washington | 36.6644 | -82.1044
57264 | Wolf Hills Energy LLC | 55285 | Wolf Hills Energy | IPP Non-CHP | VA | WHG5 | 57 | 50 | Natural Gas Fired Combustion Turbine | NG | GT | 5 | 2001 |  |  | (OP) Operating | [6 empty] | Washington | 36.6644 | -82.1044
17650 | Southern Power Co | 55286 | Oleander Power Project LP | IPP Non-CHP | FL | OG1 | 198.9 | 163.8 | Natural Gas Fired Combustion Turbine | NG | GT | 6 | 2002 |  |  | (OP) Operating | [6 empty] | Brevard | 28.3661 | -80.7947
17650 | Southern Power Co | 55286 | Oleander Power Project LP | IPP Non-CHP | FL | OG2 | 198.9 | 155.4 | Natural Gas Fired Combustion Turbine | NG | GT | 6 | 2002 |  |  | (OP) Operating | [6 empty] | Brevard | 28.3661 | -80.7947
17650 | Southern Power Co | 55286 | Oleander Power Project LP | IPP Non-CHP | FL | OG3 | 198.9 | 155.1 | Natural Gas Fired Combustion Turbine | NG | GT | 7 | 2002 |  |  | (OP) Operating | [6 empty] | Brevard | 28.3661 | -80.7947
17650 | Southern Power Co | 55286 | Oleander Power Project LP | IPP Non-CHP | FL | OG4 | 198.9 | 155.7 | Natural Gas Fired Combustion Turbine | NG | GT | 8 | 2002 |  |  | (OP) Operating | [6 empty] | Brevard | 28.3661 | -80.7947
17650 | Southern Power Co | 55286 | Oleander Power Project LP | IPP Non-CHP | FL | OG5 | 198.8 | 160.2 | Natural Gas Fired Combustion Turbine | NG | GT | 12 | 2007 |  |  | (OP) Operating | [6 empty] | Brevard | 28.3661 | -80.7947
59496 | Allete Clean Energy | 55287 | Storm Lake II | IPP Non-CHP | IA | EXIS | 80.2 | 76.5 | Onshore Wind Turbine | WND | WT | 4 | 1999 |  |  | (OP) Operating | [6 empty] | Buena Vista | 42.8417 | -95.405
59178 | Brookfield Black Bear Hydro, LLC | 55288 | Medway Hydro | IPP Non-CHP | ME | MW01 | 0.8 | 0.7 | Conventional Hydroelectric | WAT | HY | 1 | 1923 |  |  | (OP) Operating | [6 empty] | Penobscot | 45.6072 | -68.5453
59178 | Brookfield Black Bear Hydro, LLC | 55288 | Medway Hydro | IPP Non-CHP | ME | MW02 | 0.8 | 0.7 | Conventional Hydroelectric | WAT | HY | 1 | 1923 |  |  | (OP) Operating | [6 empty] | Penobscot | 45.6072 | -68.5453
59178 | Brookfield Black Bear Hydro, LLC | 55288 | Medway Hydro | IPP Non-CHP | ME | MW03 | 0.8 | 0.7 | Conventional Hydroelectric | WAT | HY | 1 | 1923 |  |  | (OP) Operating | [6 empty] | Penobscot | 45.6072 | -68.5453
59178 | Brookfield Black Bear Hydro, LLC | 55288 | Medway Hydro | IPP Non-CHP | ME | MW04 | 0.8 | 0.9 | Conventional Hydroelectric | WAT | HY | 1 | 1925 |  |  | (OP) Operating | [6 empty] | Penobscot | 45.6072 | -68.5453
59178 | Brookfield Black Bear Hydro, LLC | 55288 | Medway Hydro | IPP Non-CHP | ME | MW05 | 0.8 | 0.9 | Conventional Hydroelectric | WAT | HY | 1 | 1925 |  |  | (OP) Operating | [6 empty] | Penobscot | 45.6072 | -68.5453
2929 | Decatur Energy Center LLC | 55292 | Decatur Energy Center | IPP Non-CHP | AL | CTG1 | 210.8 | 155 | Natural Gas Fired Combined Cycle | NG | CT | 6 | 2002 |  |  | (OP) Operating | [6 empty] | Morgan | 34.6292 | -87.0214
2929 | Decatur Energy Center LLC | 55292 | Decatur Energy Center | IPP Non-CHP | AL | CTG2 | 210.8 | 155 | Natural Gas Fired Combined Cycle | NG | CT | 6 | 2002 |  |  | (OP) Operating | [6 empty] | Morgan | 34.6292 | -87.0214
2929 | Decatur Energy Center LLC | 55292 | Decatur Energy Center | IPP Non-CHP | AL | CTG3 | 210.8 | 155 | Natural Gas Fired Combined Cycle | NG | CT | 6 | 2003 |  |  | (OP) Operating | [6 empty] | Morgan | 34.6292 | -87.0214
2929 | Decatur Energy Center LLC | 55292 | Decatur Energy Center | IPP Non-CHP | AL | STG1 | 270 | 260 | Natural Gas Fired Combined Cycle | NG | CA | 6 | 2002 |  |  | (OP) Operating | [6 empty] | Morgan | 34.6292 | -87.0214
29122 | Morgan Energy Center LLC | 55293 | Morgan Energy Center | IPP CHP | AL | CTG1 | 210 | 161 | Natural Gas Fired Combined Cycle | NG | CT | 1 | 2004 |  |  | (OP) Operating | [6 empty] | Morgan | 34.6397 | -87.0639
29122 | Morgan Energy Center LLC | 55293 | Morgan Energy Center | IPP CHP | AL | CTG2 | 210 | 161 | Natural Gas Fired Combined Cycle | NG | CT | 6 | 2003 |  |  | (OP) Operating | [6 empty] | Morgan | 34.6397 | -87.0639
29122 | Morgan Energy Center LLC | 55293 | Morgan Energy Center | IPP CHP | AL | CTG3 | 210 | 161 | Natural Gas Fired Combined Cycle | NG | CT | 6 | 2003 |  |  | (OP) Operating | [6 empty] | Morgan | 34.6397 | -87.0639
29122 | Morgan Energy Center LLC | 55293 | Morgan Energy Center | IPP CHP | AL | STG1 | 270 | 266 | Natural Gas Fired Combined Cycle | NG | CA | 6 | 2003 |  |  | (OP) Operating | [6 empty] | Morgan | 34.6397 | -87.0639
2891 | Westbrook Energy Center | 55294 | Westbrook Energy Center Power Plant | IPP Non-CHP | ME | GTG1 | 184.2 | 160.5 | Natural Gas Fired Combined Cycle | NG | CT | 5 | 2001 |  |  | (OP) Operating | [6 empty] | Cumberland | 43.6575 | -70.375
2891 | Westbrook Energy Center | 55294 | Westbrook Energy Center Power Plant | IPP Non-CHP | ME | GTG2 | 184.2 | 160.5 | Natural Gas Fired Combined Cycle | NG | CT | 5 | 2001 |  |  | (OP) Operating | [6 empty] | Cumberland | 43.6575 | -70.375
2891 | Westbrook Energy Center | 55294 | Westbrook Energy Center Power Plant | IPP Non-CHP | ME | STG3 | 195.5 | 185 | Natural Gas Fired Combined Cycle | NG | CA | 5 | 2001 |  |  | (OP) Operating | [6 empty] | Cumberland | 43.6575 | -70.375
58453 | AltaGas Blythe Operations Inc | 55295 | Blythe Energy Inc | IPP Non-CHP | CA | CT1 | 182 | 156.5 | Natural Gas Fired Combined Cycle | NG | CT | 12 | 2003 |  |  | (OP) Operating | [6 empty] | Riverside | 33.6157 | -114.6865
58453 | AltaGas Blythe Operations Inc | 55295 | Blythe Energy Inc | IPP Non-CHP | CA | CT2 | 182 | 156.5 | Natural Gas Fired Combined Cycle | NG | CT | 12 | 2003 |  |  | (OP) Operating | [6 empty] | Riverside | 33.6157 | -114.6865
58453 | AltaGas Blythe Operations Inc | 55295 | Blythe Energy Inc | IPP Non-CHP | CA | ST1 | 227 | 201 | Natural Gas Fired Combined Cycle | NG | CA | 12 | 2003 |  |  | (OP) Operating | [6 empty] | Riverside | 33.6157 | -114.6865
56213 | IPA Operations Inc - Calumet | 55296 | Calumet Energy Team LLC | IPP Non-CHP | IL | CT11 | 156.4 | 157.2 | Natural Gas Fired Combustion Turbine | NG | GT | 6 | 2002 |  |  | (OP) Operating |  | 0 | 0 |  | 0 | 0 | Cook | 41.6835 | -87.5563
56213 | IPA Operations Inc - Calumet | 55296 | Calumet Energy Team LLC | IPP Non-CHP | IL | CT12 | 156.4 | 164 | Natural Gas Fired Combustion Turbine | NG | GT | 6 | 2002 |  |  | (OP) Operating | [6 empty] | Cook | 41.6835 | -87.5563
21579 | New Covert Generating Company LLC | 55297 | New Covert Generating Facility | IPP Non-CHP | MI | 1 | 245 | 210.7 | Natural Gas Fired Combined Cycle | NG | CT | 3 | 2004 |  |  | (OP) Operating | [6 empty] | Van Buren | 42.3224 | -86.2937
21579 | New Covert Generating Company LLC | 55297 | New Covert Generating Facility | IPP Non-CHP | MI | 1A | 147 | 136 | Natural Gas Fired Combined Cycle | NG | CA | 3 | 2004 |  |  | (OP) Operating | [6 empty] | Van Buren | 42.3224 | -86.2937
21579 | New Covert Generating Company LLC | 55297 | New Covert Generating Facility | IPP Non-CHP | MI | 2 | 245 | 210.7 | Natural Gas Fired Combined Cycle | NG | CT | 3 | 2004 |  |  | (OP) Operating | [6 empty] | Van Buren | 42.3224 | -86.2937
21579 | New Covert Generating Company LLC | 55297 | New Covert Generating Facility | IPP Non-CHP | MI | 2A | 147 | 136 | Natural Gas Fired Combined Cycle | NG | CA | 3 | 2004 |  |  | (OP) Operating | [6 empty] | Van Buren | 42.3224 | -86.2937
21579 | New Covert Generating Company LLC | 55297 | New Covert Generating Facility | IPP Non-CHP | MI | 3 | 245 | 210.7 | Natural Gas Fired Combined Cycle | NG | CT | 3 | 2004 |  |  | (OP) Operating | [6 empty] | Van Buren | 42.3224 | -86.2937
21579 | New Covert Generating Company LLC | 55297 | New Covert Generating Facility | IPP Non-CHP | MI | 3A | 147 | 136 | Natural Gas Fired Combined Cycle | NG | CA | 3 | 2004 |  |  | (OP) Operating | [6 empty] | Van Buren | 42.3224 | -86.2937
54817 | Fairless Energy LLC | 55298 | Fairless Energy Center | IPP Non-CHP | PA | CT1A | 198.9 | 189 | Natural Gas Fired Combined Cycle | NG | CT | 5 | 2004 |  |  | (OP) Operating | [6 empty] | Bucks | 40.1475 | -74.7411
54817 | Fairless Energy LLC | 55298 | Fairless Energy Center | IPP Non-CHP | PA | CT1B | 198.9 | 189 | Natural Gas Fired Combined Cycle | NG | CT | 5 | 2004 |  |  | (OP) Operating | [6 empty] | Bucks | 40.1475 | -74.7411
54817 | Fairless Energy LLC | 55298 | Fairless Energy Center | IPP Non-CHP | PA | CT2A | 198.9 | 189 | Natural Gas Fired Combined Cycle | NG | CT | 6 | 2004 |  |  | (OP) Operating | [6 empty] | Bucks | 40.1475 | -74.7411
54817 | Fairless Energy LLC | 55298 | Fairless Energy Center | IPP Non-CHP | PA | CT2B | 198.9 | 189 | Natural Gas Fired Combined Cycle | NG | CT | 6 | 2004 |  |  | (OP) Operating | [6 empty] | Bucks | 40.1475 | -74.7411
54817 | Fairless Energy LLC | 55298 | Fairless Energy Center | IPP Non-CHP | PA | ST1 | 271.2 | 258 | Natural Gas Fired Combined Cycle | NG | CA | 5 | 2004 |  |  | (OP) Operating | [6 empty] | Bucks | 40.1475 | -74.7411
54817 | Fairless Energy LLC | 55298 | Fairless Energy Center | IPP Non-CHP | PA | ST2 | 271.2 | 258 | Natural Gas Fired Combined Cycle | NG | CA | 6 | 2004 |  |  | (OP) Operating | [6 empty] | Bucks | 40.1475 | -74.7411
3370 | Channel Energy Center LLC | 55299 | Channel Energy Center LLC | IPP CHP | TX | CTG1 | 215 | 185 | Natural Gas Fired Combined Cycle | NG | CT | 7 | 2001 |  |  | (OP) Operating | [6 empty] | Harris | 29.7189 | -95.2319
3370 | Channel Energy Center LLC | 55299 | Channel Energy Center LLC | IPP CHP | TX | CTG2 | 215 | 185 | Natural Gas Fired Combined Cycle | NG | CT | 4 | 2002 |  |  | (OP) Operating | [6 empty] | Harris | 29.7189 | -95.2319
3370 | Channel Energy Center LLC | 55299 | Channel Energy Center LLC | IPP CHP | TX | CTG3 | 208.8 | 183 | Natural Gas Fired Combined Cycle | NG | CT | 6 | 2014 |  |  | (OP) Operating | [6 empty] | Harris | 29.7189 | -95.2319
3370 | Channel Energy Center LLC | 55299 | Channel Energy Center LLC | IPP CHP | TX | ST-1 | 285 | 215 | Natural Gas Fired Combined Cycle | NG | CA | 4 | 2002 |  |  | (OP) Operating | [6 empty] | Harris | 29.7189 | -95.2319
29849 | Wasatch Integrated Waste Management | 55302 | Wasatch Energy Systems Energy Recovery | IPP CHP | UT | 1 | 1.6 | 1.4 | Municipal Solid Waste | MSW | ST | 8 | 1986 |  |  | (OP) Operating | [6 empty] | DAVIS | 41.1097 | -111.9554
2671 | Baconton Power LLC | 55304 | Baconton Power Plant | IPP Non-CHP | GA | CT1 | 60.5 | 49 | Natural Gas Fired Combustion Turbine | NG | GT | 6 | 2000 |  |  | (OP) Operating | [6 empty] | Mitchell | 31.3869 | -84.08
2671 | Baconton Power LLC | 55304 | Baconton Power Plant | IPP Non-CHP | GA | CT4 | 60.5 | 49 | Natural Gas Fired Combustion Turbine | NG | GT | 7 | 2000 |  |  | (OP) Operating | [6 empty] | Mitchell | 31.3869 | -84.08
2671 | Baconton Power LLC | 55304 | Baconton Power Plant | IPP Non-CHP | GA | CT5 | 60.5 | 49 | Natural Gas Fired Combustion Turbine | NG | GT | 7 | 2000 |  |  | (OP) Operating | [6 empty] | Mitchell | 31.3869 | -84.08
2671 | Baconton Power LLC | 55304 | Baconton Power Plant | IPP Non-CHP | GA | CT6 | 60.5 | 49 | Natural Gas Fired Combustion Turbine | NG | GT | 8 | 2000 |  |  | (OP) Operating | [6 empty] | Mitchell | 31.3869 | -84.08
14412 | Gila River Power Station LP | 55306 | Gila River Power Station | IPP Non-CHP | AZ | CTG7 | 174 | 146 | Natural Gas Fired Combined Cycle | NG | CT | 5 | 2003 |  |  | (OP) Operating | [6 empty] | Maricopa | 32.975 | -112.6944
14412 | Gila River Power Station LP | 55306 | Gila River Power Station | IPP Non-CHP | AZ | CTG8 | 174 | 146 | Natural Gas Fired Combined Cycle | NG | CT | 5 | 2003 |  |  | (OP) Operating | [6 empty] | Maricopa | 32.975 | -112.6944
14412 | Gila River Power Station LP | 55306 | Gila River Power Station | IPP Non-CHP | AZ | ST12 | 271 | 223 | Natural Gas Fired Combined Cycle | NG | CA | 6 | 2003 |  |  | (OP) Operating | [6 empty] | Maricopa | 32.975 | -112.6944
57295 | DTE Calvert City LLC | 55308 | Calvert City | Industrial CHP | KY | GEN1 | 26.7 | 23 | Natural Gas Fired Combustion Turbine | NG | GT | 4 | 2000 |  |  | (OP) Operating | [6 empty] | Marshall | 37.0483 | -88.3539
56304 | Air Products LLC | 55309 | Air Products Port Arthur | Industrial CHP | TX | GEN 5 | 32.8 | 32.8 | Natural Gas Fired Combustion Turbine | NG | GT | 12 | 2012 |  |  | (OP) Operating | [6 empty] | Jefferson | 29.8665 | -93.9651
56304 | Air Products LLC | 55309 | Air Products Port Arthur | Industrial CHP | TX | GEN1 | 37.6 | 33.2 | Natural Gas Fired Combustion Turbine | NG | GT | 11 | 2000 |  |  | (OP) Operating | [6 empty] | Jefferson | 29.8665 | -93.9651
56304 | Air Products LLC | 55309 | Air Products Port Arthur | Industrial CHP | TX | GEN3 | 20.5 | 20.5 | Natural Gas Fired Combined Cycle | NG | CA | 11 | 2006 |  |  | (OP) Operating | [6 empty] | Jefferson | 29.8665 | -93.9651
56304 | Air Products LLC | 55309 | Air Products Port Arthur | Industrial CHP | TX | GEN4 | 78.2 | 72.4 | Natural Gas Fired Combined Cycle | NG | CT | 10 | 2006 |  |  | (OP) Operating | [6 empty] | Jefferson | 29.8665 | -93.9651
1182 | BASF Corporation | 55311 | BASF Freeport Works | Industrial CHP | TX | GEN1 | 81 | 75 | Natural Gas Fired Combustion Turbine | NG | GT | 5 | 1999 |  |  | (OP) Operating | [6 empty] | Brazoria | 29.002 | -95.394
1182 | BASF Corporation | 55311 | BASF Freeport Works | Industrial CHP | TX | GEN2 | 11.7 | 11.7 | Natural Gas Steam Turbine | NG | ST | 6 | 1999 |  |  | (OP) Operating | [6 empty] | Brazoria | 29.002 | -95.394
23102 | FreePort-McMoRan-Corp-Cobre Mines | 55312 | Phelps Dodge Cobre Mining | Industrial Non-CHP | NM | 1 | 0.8 | 0.8 | Petroleum Liquids | DFO | IC | 1 | 1982 |  |  | (SB) Standby/Backup: available for service but not normally used | [6 empty] | Grant | 32.8561 | -108.0847
23102 | FreePort-McMoRan-Corp-Cobre Mines | 55312 | Phelps Dodge Cobre Mining | Industrial Non-CHP | NM | 2 | 0.8 | 0.8 | Petroleum Liquids | DFO | IC | 1 | 1982 |  |  | (SB) Standby/Backup: available for service but not normally used | [6 empty] | Grant | 32.8561 | -108.0847
23102 | FreePort-McMoRan-Corp-Cobre Mines | 55312 | Phelps Dodge Cobre Mining | Industrial Non-CHP | NM | 3 | 0.8 | 0.8 | Petroleum Liquids | DFO | IC | 1 | 1982 |  |  | (OS) Out of service and NOT expected to return to service in next calendar year | [6 empty] | Grant | 32.8561 | -108.0847
26469 | Ingleside Cogeneration LP | 55313 | Ingleside Cogeneration | Industrial CHP | TX | CTG1 | 170.1 | 155 | Natural Gas Fired Combined Cycle | NG | CT | 7 | 1999 |  |  | (OP) Operating | [6 empty] | San Patricio | 27.8828 | -97.2428
26469 | Ingleside Cogeneration LP | 55313 | Ingleside Cogeneration | Industrial CHP | TX | CTG2 | 170.1 | 155 | Natural Gas Fired Combined Cycle | NG | CT | 7 | 1999 |  |  | (OP) Operating | [6 empty] | San Patricio | 27.8828 | -97.2428
26469 | Ingleside Cogeneration LP | 55313 | Ingleside Cogeneration | Industrial CHP | TX | STG | 176.8 | 150 | Natural Gas Fired Combined Cycle | NG | CA | 7 | 1999 |  |  | (OP) Operating | [6 empty] | San Patricio | 27.8828 | -97.2428
59368 | Calpine Fore River Energy Center, LLC | 55317 | Fore River Generating Station | IPP Non-CHP | MA | GT11 | 278.6 | 228.8 | Natural Gas Fired Combined Cycle | NG | CT | 8 | 2003 |  |  | (OP) Operating | [6 empty] | Norfolk | 42.2422 | -70.9661
59368 | Calpine Fore River Energy Center, LLC | 55317 | Fore River Generating Station | IPP Non-CHP | MA | GT12 | 278.6 | 228.1 | Natural Gas Fired Combined Cycle | NG | CT | 8 | 2003 |  |  | (OP) Operating | [6 empty] | Norfolk | 42.2422 | -70.9661
59368 | Calpine Fore River Energy Center, LLC | 55317 | Fore River Generating Station | IPP Non-CHP | MA | ST15 | 315 | 269.1 | Natural Gas Fired Combined Cycle | NG | CA | 8 | 2003 |  |  | (OP) Operating | [6 empty] | Norfolk | 42.2422 | -70.9661
14610 | Orlando Utilities Comm | 55318 | Indian River | Electric Utility | FL | 1 | 79 | 75.5 | Natural Gas Steam Turbine | NG | ST | 2 | 1960 |  |  | (OS) Out of service and NOT expected to return to service in next calendar year | [6 empty] | Brevard | 28.4932 | -80.7802
14610 | Orlando Utilities Comm | 55318 | Indian River | Electric Utility | FL | 2 | 213 | 181.3 | Natural Gas Steam Turbine | NG | ST | 12 | 1964 |  |  | (OS) Out of service and NOT expected to return to service in next calendar year | [6 empty] | Brevard | 28.4932 | -80.7802
14610 | Orlando Utilities Comm | 55318 | Indian River | Electric Utility | FL | 3 | 317 | 319.6 | Natural Gas Steam Turbine | NG | ST | 2 | 1974 |  |  | (OS) Out of service and NOT expected to return to service in next calendar year | [6 empty] | Brevard | 28.4932 | -80.7802
38021 | Athens Regional Medical Center | 55319 | Athens Regional Medical Center | Commercial Non-CHP | GA | CT1 | 0.7 | 0.7 | Petroleum Liquids | DFO | IC | 1 | 1994 |  |  | (SB) Standby/Backup: available for service but not normally used | [5 empty] | 0 | Clarke | 33.9625 | -83.3981
38021 | Athens Regional Medical Center | 55319 | Athens Regional Medical Center | Commercial Non-CHP | GA | CT3 | 0.7 | 0.7 | Petroleum Liquids | DFO | IC | 1 | 1994 |  |  | (SB) Standby/Backup: available for service but not normally used | [5 empty] | 0 | Clarke | 33.9625 | -83.3981
38021 | Athens Regional Medical Center | 55319 | Athens Regional Medical Center | Commercial Non-CHP | GA | STEG3 | 0.8 | 0.8 | Petroleum Liquids | DFO | IC | 6 | 2007 |  |  | (SB) Standby/Backup: available for service but not normally used | [5 empty] | 0 | Clarke | 33.9625 | -83.3981
38021 | Athens Regional Medical Center | 55319 | Athens Regional Medical Center | Commercial Non-CHP | GA | STEG4 | 0.8 | 0.8 | Petroleum Liquids | DFO | IC | 6 | 2007 |  |  | (SB) Standby/Backup: available for service but not normally used | [6 empty] | Clarke | 33.9625 | -83.3981
38021 | Athens Regional Medical Center | 55319 | Athens Regional Medical Center | Commercial Non-CHP | GA | STEG5 | 0.8 | 0.8 | Petroleum Liquids | DFO | IC | 6 | 2007 |  |  | (SB) Standby/Backup: available for service but not normally used | [6 empty] | Clarke | 33.9625 | -83.3981
38021 | Athens Regional Medical Center | 55319 | Athens Regional Medical Center | Commercial Non-CHP | GA | STEG6 | 0.8 | 0.8 | Petroleum Liquids | DFO | IC | 12 | 2007 |  |  | (SB) Standby/Backup: available for service but not normally used | [5 empty] | 0 | Clarke | 33.9625 | -83.3981
21668 | Wise County Power Company LLC | 55320 | Wise County Power LLC | IPP Non-CHP | TX | GT1 | 242 | 225 | Natural Gas Fired Combined Cycle | NG | CT | 7 | 2004 |  |  | (OP) Operating | [6 empty] | Wise | 33.0583 | -97.9103
21668 | Wise County Power Company LLC | 55320 | Wise County Power LLC | IPP Non-CHP | TX | GT2 | 242 | 225 | Natural Gas Fired Combined Cycle | NG | CT | 7 | 2004 |  |  | (OP) Operating | [6 empty] | Wise | 33.0583 | -97.9103
21668 | Wise County Power Company LLC | 55320 | Wise County Power LLC | IPP Non-CHP | TX | ST1 | 262 | 230 | Natural Gas Fired Combined Cycle | NG | CA | 7 | 2004 |  |  | (OP) Operating | [6 empty] | Wise | 33.0583 | -97.9103
13407 | Nevada Power Co | 55322 | Chuck Lenzie Generating Station | Electric Utility | NV | CTG1 | 201.5 | 165 | Natural Gas Fired Combined Cycle | NG | CT | 1 | 2006 |  |  | (OP) Operating | [6 empty] | Clark | 36.3837 | -114.9218
13407 | Nevada Power Co | 55322 | Chuck Lenzie Generating Station | Electric Utility | NV | CTG2 | 201.5 | 165 | Natural Gas Fired Combined Cycle | NG | CT | 1 | 2006 |  |  | (OP) Operating | [6 empty] | Clark | 36.3837 | -114.9218
13407 | Nevada Power Co | 55322 | Chuck Lenzie Generating Station | Electric Utility | NV | CTG3 | 201.5 | 165 | Natural Gas Fired Combined Cycle | NG | CT | 4 | 2006 |  |  | (OP) Operating | [6 empty] | Clark | 36.3837 | -114.9218
13407 | Nevada Power Co | 55322 | Chuck Lenzie Generating Station | Electric Utility | NV | CTG4 | 201.5 | 165 | Natural Gas Fired Combined Cycle | NG | CT | 4 | 2006 |  |  | (OP) Operating | [6 empty] | Clark | 36.3837 | -114.9218
13407 | Nevada Power Co | 55322 | Chuck Lenzie Generating Station | Electric Utility | NV | ST1 | 329.8 | 255 | Natural Gas Fired Combined Cycle | NG | CA | 1 | 2006 |  |  | (OP) Operating | [6 empty] | Clark | 36.3837 | -114.9218
13407 | Nevada Power Co | 55322 | Chuck Lenzie Generating Station | Electric Utility | NV | ST2 | 329.8 | 255 | Natural Gas Fired Combined Cycle | NG | CA | 4 | 2006 |  |  | (OP) Operating | [6 empty] | Clark | 36.3837 | -114.9218
2838 | Baytown Energy Center LLC | 55327 | Baytown Energy Center | IPP CHP | TX | CTG1 | 210 | 165 | Natural Gas Fired Combined Cycle | NG | CT | 6 | 2002 |  |  | (OP) Operating | [6 empty] | Chambers | 29.7731 | -94.9019
2838 | Baytown Energy Center LLC | 55327 | Baytown Energy Center | IPP CHP | TX | CTG2 | 214.8 | 165 | Natural Gas Fired Combined Cycle | NG | CT | 6 | 2002 |  |  | (OP) Operating | [6 empty] | Chambers | 29.7731 | -94.9019
2838 | Baytown Energy Center LLC | 55327 | Baytown Energy Center | IPP CHP | TX | CTG3 | 214.8 | 165 | Natural Gas Fired Combined Cycle | NG | CT | 6 | 2002 |  |  | (OP) Operating | [6 empty] | Chambers | 29.7731 | -94.9019
2838 | Baytown Energy Center LLC | 55327 | Baytown Energy Center | IPP CHP | TX | STG1 | 275 | 275 | Natural Gas Fired Combined Cycle | NG | CA | 6 | 2002 |  |  | (OP) Operating | [6 empty] | Chambers | 29.7731 | -94.9019
7869 | Hermiston Power Partnership | 55328 | Hermiston Power Partnership | IPP Non-CHP | OR | CTG1 | 212.5 | 184 | Natural Gas Fired Combined Cycle | NG | CT | 8 | 2002 |  |  | (OP) Operating | [6 empty] | Umatilla | 45.794 | -119.3133
7869 | Hermiston Power Partnership | 55328 | Hermiston Power Partnership | IPP Non-CHP | OR | CTG2 | 212.5 | 184 | Natural Gas Fired Combined Cycle | NG | CT | 8 | 2002 |  |  | (OP) Operating | [6 empty] | Umatilla | 45.794 | -119.3133
7869 | Hermiston Power Partnership | 55328 | Hermiston Power Partnership | IPP Non-CHP | OR | STG1 | 264.4 | 247 | Natural Gas Fired Combined Cycle | NG | CA | 8 | 2002 |  |  | (OP) Operating | [6 empty] | Umatilla | 45.794 | -119.3133
59416 | SEPG Operating Services, LLC WCP | 55332 | Washington County Power LLC | IPP Non-CHP | GA | 1 | 198.9 | 151 | Natural Gas Fired Combustion Turbine | NG | GT | 6 | 2003 |  |  | (OP) Operating | [6 empty] | Washington | 33.0922 | -82.98
59416 | SEPG Operating Services, LLC WCP | 55332 | Washington County Power LLC | IPP Non-CHP | GA | 2 | 198.9 | 157.9 | Natural Gas Fired Combustion Turbine | NG | GT | 6 | 2003 |  |  | (OP) Operating | [6 empty] | Washington | 33.0922 | -82.98
59416 | SEPG Operating Services, LLC WCP | 55332 | Washington County Power LLC | IPP Non-CHP | GA | 3 | 198.9 | 150 | Natural Gas Fired Combustion Turbine | NG | GT | 6 | 2003 |  |  | (OP) Operating | [6 empty] | Washington | 33.0922 | -82.98
59416 | SEPG Operating Services, LLC WCP | 55332 | Washington County Power LLC | IPP Non-CHP | GA | 4 | 198.9 | 156.6 | Natural Gas Fired Combustion Turbine | NG | GT | 6 | 2003 |  |  | (OP) Operating | [6 empty] | Washington | 33.0922 | -82.98
5030 | Delta Energy Center LLC | 55333 | Delta Energy Center | IPP Non-CHP | CA | CTG1 | 212 | 176 | Natural Gas Fired Combined Cycle | NG | CT | 5 | 2002 |  |  | (OP) Operating | [6 empty] | Contra Costa | 38.0169 | -121.8439
5030 | Delta Energy Center LLC | 55333 | Delta Energy Center | IPP Non-CHP | CA | CTG2 | 212 | 165 | Natural Gas Fired Combined Cycle | NG | CT | 5 | 2002 |  |  | (OP) Operating | [6 empty] | Contra Costa | 38.0169 | -121.8439
5030 | Delta Energy Center LLC | 55333 | Delta Energy Center | IPP Non-CHP | CA | CTG3 | 213.5 | 165 | Natural Gas Fired Combined Cycle | NG | CT | 5 | 2002 |  |  | (OP) Operating | [6 empty] | Contra Costa | 38.0169 | -121.8439
5030 | Delta Energy Center LLC | 55333 | Delta Energy Center | IPP Non-CHP | CA | STG1 | 306 | 263.1 | Natural Gas Fired Combined Cycle | NG | CA | 5 | 2002 |  |  | (OP) Operating | [6 empty] | Contra Costa | 38.0169 | -121.8439
49974 | NAES Corporation - (WA) | 55334 | Holland Energy Facility | Electric Utility | IL | CTG1 | 178.5 | 145.4 | Natural Gas Fired Combined Cycle | NG | CT | 9 | 2002 |  |  | (OP) Operating | [6 empty] | Shelby | 39.2231 | -88.7584
49974 | NAES Corporation - (WA) | 55334 | Holland Energy Facility | Electric Utility | IL | CTG2 | 178.5 | 149.8 | Natural Gas Fired Combined Cycle | NG | CT | 9 | 2002 |  |  | (OP) Operating | [6 empty] | Shelby | 39.2231 | -88.7584
49974 | NAES Corporation - (WA) | 55334 | Holland Energy Facility | Electric Utility | IL | STG1 | 345.1 | 317.5 | Natural Gas Fired Combined Cycle | NG | CA | 9 | 2002 |  |  | (OP) Operating | [6 empty] | Shelby | 39.2231 | -88.7584
58199 | TalenEnergy Ironwood LLC | 55337 | TalenEnergy Ironwood LLC | IPP Non-CHP | PA | CT1 | 259.2 | 218.7 | Natural Gas Fired Combined Cycle | NG | CT | 12 | 2001 |  |  | (OP) Operating | [6 empty] | Lebanon | 40.3509 | -76.3658
58199 | TalenEnergy Ironwood LLC | 55337 | TalenEnergy Ironwood LLC | IPP Non-CHP | PA | CT2 | 259.2 | 221.7 | Natural Gas Fired Combined Cycle | NG | CT | 12 | 2001 |  |  | (OP) Operating | [6 empty] | Lebanon | 40.3509 | -76.3658
58199 | TalenEnergy Ironwood LLC | 55337 | TalenEnergy Ironwood LLC | IPP Non-CHP | PA | ST4 | 259.2 | 219.7 | Natural Gas Fired Combined Cycle | NG | CA | 12 | 2001 |  |  | (OP) Operating | [6 empty] | Lebanon | 40.3509 | -76.3658
924 | Associated Electric Coop, Inc | 55340 | Dell Power Station | Electric Utility | AR | CTG1 | 199.3 | 150 | Natural Gas Fired Combined Cycle | NG | CT | 8 | 2007 |  |  | (OP) Operating | [6 empty] | Mississippi | 35.8619 | -90.0253
924 | Associated Electric Coop, Inc | 55340 | Dell Power Station | Electric Utility | AR | CTG2 | 199.3 | 151 | Natural Gas Fired Combined Cycle | NG | CT | 8 | 2007 |  |  | (OP) Operating | [6 empty] | Mississippi | 35.8619 | -90.0253
924 | Associated Electric Coop, Inc | 55340 | Dell Power Station | Electric Utility | AR | STG | 280.5 | 136 | Natural Gas Fired Combined Cycle | NG | CA | 8 | 2007 |  |  | (OP) Operating | [6 empty] | Mississippi | 35.8619 | -90.0253
56894 | Woodstock Hills | 55342 | Woodstock Windfarm | IPP Non-CHP | MN | WIND | 10.2 | 10.2 | Onshore Wind Turbine | WND | WT | 5 | 1999 |  |  | (OP) Operating | [6 empty] | Pipestone | 43.9858 | -96.0786
15473 | Public Service Co of NM | 55343 | Luna Energy Facility | Electric Utility | NM | CTG1 | 175 | 150.5 | Natural Gas Fired Combined Cycle | NG | CT | 4 | 2006 |  |  | (OP) Operating | [6 empty] | Luna | 32.2993 | -107.7834
15473 | Public Service Co of NM | 55343 | Luna Energy Facility | Electric Utility | NM | CTG2 | 175 | 150.5 | Natural Gas Fired Combined Cycle | NG | CT | 4 | 2006 |  |  | (OP) Operating | [6 empty] | Luna | 32.2993 | -107.7834
15473 | Public Service Co of NM | 55343 | Luna Energy Facility | Electric Utility | NM | STG1 | 300 | 258 | Natural Gas Fired Combined Cycle | NG | CA | 4 | 2006 |  |  | (OP) Operating | [6 empty] | Luna | 32.2993 | -107.7834
14274 | Otay Mesa Energy Center LLC | 55345 | Otay Mesa Generating Project | IPP Non-CHP | CA | 1-01 | 198.9 | 152.8 | Natural Gas Fired Combined Cycle | NG | CT | 10 | 2009 |  |  | (OP) Operating | [6 empty] | San Diego | 32.5815 | -116.915
14274 | Otay Mesa Energy Center LLC | 55345 | Otay Mesa Generating Project | IPP Non-CHP | CA | 1-02 | 198.9 | 152.8 | Natural Gas Fired Combined Cycle | NG | CT | 10 | 2009 |  |  | (OP) Operating | [6 empty] | San Diego | 32.5815 | -116.915
14274 | Otay Mesa Energy Center LLC | 55345 | Otay Mesa Generating Project | IPP Non-CHP | CA | 1-03 | 290.7 | 265.4 | Natural Gas Fired Combined Cycle | NG | CA | 10 | 2009 |  |  | (OP) Operating | [6 empty] | San Diego | 32.5815 | -116.915
56412 | IPA Operations Inc - Armstrong | 55347 | Armstrong | IPP Non-CHP | PA | 1 | 172 | 155.4 | Natural Gas Fired Combustion Turbine | NG | GT | 5 | 2002 |  |  | (OP) Operating | [6 empty] | Armstrong | 40.638 | -79.3517
56412 | IPA Operations Inc - Armstrong | 55347 | Armstrong | IPP Non-CHP | PA | 2 | 172 | 155.3 | Natural Gas Fired Combustion Turbine | NG | GT | 5 | 2002 |  |  | (OP) Operating | [6 empty] | Armstrong | 40.638 | -79.3517
56412 | IPA Operations Inc - Armstrong | 55347 | Armstrong | IPP Non-CHP | PA | 3 | 172 | 146.4 | Natural Gas Fired Combustion Turbine | NG | GT | 5 | 2002 |  |  | (OP) Operating | [6 empty] | Armstrong | 40.638 | -79.3517
56412 | IPA Operations Inc - Armstrong | 55347 | Armstrong | IPP Non-CHP | PA | 4 | 172 | 146 | Natural Gas Fired Combustion Turbine | NG | GT | 5 | 2002 |  |  | (OP) Operating | [6 empty] | Armstrong | 40.638 | -79.3517
56533 | Troy Energy LLC | 55348 | Troy Energy LLC | IPP Non-CHP | OH | 1 | 172 | 146 | Natural Gas Fired Combustion Turbine | NG | GT | 6 | 2002 |  |  | (OP) Operating | [6 empty] | Wood | 41.4772 | -83.4598
56533 | Troy Energy LLC | 55348 | Troy Energy LLC | IPP Non-CHP | OH | 2 | 172 | 146 | Natural Gas Fired Combustion Turbine | NG | GT | 6 | 2002 |  |  | (OP) Operating | [6 empty] | Wood | 41.4772 | -83.4598
56533 | Troy Energy LLC | 55348 | Troy Energy LLC | IPP Non-CHP | OH | 3 | 172 | 146 | Natural Gas Fired Combustion Turbine | NG | GT | 6 | 2002 |  |  | (OP) Operating | [6 empty] | Wood | 41.4772 | -83.4598
56533 | Troy Energy LLC | 55348 | Troy Energy LLC | IPP Non-CHP | OH | 4 | 172 | 146 | Natural Gas Fired Combustion Turbine | NG | GT | 6 | 2002 |  |  | (OP) Operating | [6 empty] | Wood | 41.4772 | -83.4598
55749 | Pleasants Energy LLC | 55349 | Pleasants Energy LLC | IPP Non-CHP | WV | 1 | 172 | 160.2 | Natural Gas Fired Combustion Turbine | NG | GT | 3 | 2002 |  |  | (OP) Operating | [6 empty] | Pleasants | 39.3325 | -81.3642
55749 | Pleasants Energy LLC | 55349 | Pleasants Energy LLC | IPP Non-CHP | WV | 2 | 172 | 161.1 | Natural Gas Fired Combustion Turbine | NG | GT | 3 | 2002 |  |  | (OP) Operating | [6 empty] | Pleasants | 39.3325 | -81.3642
733 | Appalachian Power Co | 55350 | Dresden Energy Facility | Electric Utility | OH | 1 | 198.9 | 158.3 | Natural Gas Fired Combined Cycle | NG | CT | 2 | 2012 |  |  | (OP) Operating | [6 empty] | Muskingum | 40.0928 | -82.0276
733 | Appalachian Power Co | 55350 | Dresden Energy Facility | Electric Utility | OH | 2 | 198.9 | 158.3 | Natural Gas Fired Combined Cycle | NG | CT | 2 | 2012 |  |  | (OP) Operating | [6 empty] | Muskingum | 40.0928 | -82.0276
733 | Appalachian Power Co | 55350 | Dresden Energy Facility | Electric Utility | OH | 3 | 280.5 | 223.4 | Natural Gas Fired Combined Cycle | NG | CA | 2 | 2012 |  |  | (OP) Operating | [6 empty] | Muskingum | 40.0928 | -82.0276
59182 | Energy Operations Group LLC (MN) | 55353 | Lakota Ridge LLC | IPP Non-CHP | MN | NMO1 | 11.2 | 11.2 | Onshore Wind Turbine | WND | WT | 4 | 1999 |  |  | (OP) Operating | [6 empty] | Lincoln | 44.3996 | -96.4284
59182 | Energy Operations Group LLC (MN) | 55354 | Shaokatan Hills LLC | IPP Non-CHP | MN | 6150 | 11.8 | 11.8 | Onshore Wind Turbine | WND | WT | 8 | 1999 |  |  | (OP) Operating | [6 empty] | Lincoln | 44.4217 | -96.4347
2171 | Brazos Valley Energy | 55357 | Brazos Valley Generating Facility | IPP Non-CHP | TX | CTG1 | 200 | 166 | Natural Gas Fired Combined Cycle | NG | CT | 5 | 2003 |  |  | (OP) Operating | [6 empty] | Fort Bend | 29.4731 | -95.6244
2171 | Brazos Valley Energy | 55357 | Brazos Valley Generating Facility | IPP Non-CHP | TX | CTG2 | 200 | 166 | Natural Gas Fired Combined Cycle | NG | CT | 5 | 2003 |  |  | (OP) Operating | [6 empty] | Fort Bend | 29.4731 | -95.6244
2171 | Brazos Valley Energy | 55357 | Brazos Valley Generating Facility | IPP Non-CHP | TX | STG1 | 275.6 | 193 | Natural Gas Fired Combined Cycle | NG | CA | 5 | 2003 |  |  | (OP) Operating | [6 empty] | Fort Bend | 29.4731 | -95.6244
4405 | Cottonwood Energy Co LP | 55358 | Cottonwood Energy Project | IPP Non-CHP | TX | CT1 | 198.9 | 163.7 | Natural Gas Fired Combined Cycle | NG | CT | 7 | 2003 |  |  | (OP) Operating | [6 empty] | Newton | 30.2588 | -93.7353
4405 | Cottonwood Energy Co LP | 55358 | Cottonwood Energy Project | IPP Non-CHP | TX | CT2 | 198.9 | 163.7 | Natural Gas Fired Combined Cycle | NG | CT | 7 | 2003 |  |  | (OP) Operating | [6 empty] | Newton | 30.2588 | -93.7353
4405 | Cottonwood Energy Co LP | 55358 | Cottonwood Energy Project | IPP Non-CHP | TX | CT3 | 198.9 | 163.7 | Natural Gas Fired Combined Cycle | NG | CT | 7 | 2003 |  |  | (OP) Operating | [6 empty] | Newton | 30.2588 | -93.7353
4405 | Cottonwood Energy Co LP | 55358 | Cottonwood Energy Project | IPP Non-CHP | TX | CT4 | 198.9 | 163.7 | Natural Gas Fired Combined Cycle | NG | CT | 7 | 2003 |  |  | (OP) Operating | [6 empty] | Newton | 30.2588 | -93.7353
4405 | Cottonwood Energy Co LP | 55358 | Cottonwood Energy Project | IPP Non-CHP | TX | ST1 | 159.5 | 131.3 | Natural Gas Fired Combined Cycle | NG | CA | 7 | 2003 |  |  | (OP) Operating | [6 empty] | Newton | 30.2588 | -93.7353
4405 | Cottonwood Energy Co LP | 55358 | Cottonwood Energy Project | IPP Non-CHP | TX | ST2 | 159.5 | 131.3 | Natural Gas Fired Combined Cycle | NG | CA | 7 | 2003 |  |  | (OP) Operating | [6 empty] | Newton | 30.2588 | -93.7353
4405 | Cottonwood Energy Co LP | 55358 | Cottonwood Energy Project | IPP Non-CHP | TX | ST3 | 159.5 | 131.3 | Natural Gas Fired Combined Cycle | NG | CA | 7 | 2003 |  |  | (OP) Operating | [6 empty] | Newton | 30.2588 | -93.7353
4405 | Cottonwood Energy Co LP | 55358 | Cottonwood Energy Project | IPP Non-CHP | TX | ST4 | 159.5 | 131.3 | Natural Gas Fired Combined Cycle | NG | CA | 7 | 2003 |  |  | (OP) Operating | [6 empty] | Newton | 30.2588 | -93.7353
13756 | Northern Indiana Pub Serv Co | 55364 | Sugar Creek Power | Electric Utility | IN | CT01 | 203.2 | 164.4 | Natural Gas Fired Combined Cycle | NG | CT | 6 | 2002 |  |  | (OP) Operating | [6 empty] | Vigo | 39.3931 | -87.5108
13756 | Northern Indiana Pub Serv Co | 55364 | Sugar Creek Power | Electric Utility | IN | CT02 | 203.2 | 166.6 | Natural Gas Fired Combined Cycle | NG | CT | 6 | 2002 |  |  | (OP) Operating | [6 empty] | Vigo | 39.3931 | -87.5108
13756 | Northern Indiana Pub Serv Co | 55364 | Sugar Creek Power | Electric Utility | IN | ST1 | 213 | 218 | Natural Gas Fired Combined Cycle | NG | CA | 6 | 2003 |  |  | (OP) Operating | [6 empty] | Vigo | 39.3931 | -87.5108
6035 | Exelon Power | 55365 | Exelon LaPorte Generating Station | IPP Non-CHP | TX | GT1 | 59 | 38.3 | Natural Gas Fired Combustion Turbine | NG | GT | 7 | 2001 |  |  | (OP) Operating | [6 empty] | Harris | 29.7028 | -95.0718
6035 | Exelon Power | 55365 | Exelon LaPorte Generating Station | IPP Non-CHP | TX | GT2 | 59 | 38.3 | Natural Gas Fired Combustion Turbine | NG | GT | 7 | 2001 |  |  | (OP) Operating | [6 empty] | Harris | 29.7028 | -95.0718
6035 | Exelon Power | 55365 | Exelon LaPorte Generating Station | IPP Non-CHP | TX | GT3 | 59 | 38.3 | Natural Gas Fired Combustion Turbine | NG | GT | 7 | 2001 |  |  | (OP) Operating | [6 empty] | Harris | 29.7028 | -95.0718
6035 | Exelon Power | 55365 | Exelon LaPorte Generating Station | IPP Non-CHP | TX | GT4 | 59 | 38.3 | Natural Gas Fired Combustion Turbine | NG | GT | 7 | 2001 |  |  | (OP) Operating | [6 empty] | Harris | 29.7028 | -95.0718
20424 | West Texas Wind Energy Partners LLC | 55367 | West Texas Wind Energy LLC | IPP Non-CHP | TX | 01 | 75 | 75 | Onshore Wind Turbine | WND | WT | 6 | 1999 |  |  | (OP) Operating | [6 empty] | Upton | 31.1392 | -102.2253
34688 | CHI Energy Inc | 55368 | Wethersfield Wind Farm | IPP Non-CHP | NY | V47 | 6.6 | 6.6 | Onshore Wind Turbine | WND | WT | 8 | 2000 |  |  | (SB) Standby/Backup: available for service but not normally used | [6 empty] | Wyoming | 42.6788 | -78.2438
7972 | Hamakua Energy Partners LP | 55369 | Hamakua Energy Plant | IPP Non-CHP | HI | CT1 | 23 | 21.7 | Petroleum Liquids | WO | CT | 7 | 2000 |  |  | (OP) Operating | [6 empty] | Hawaii | 20.0939 | -155.4711
7972 | Hamakua Energy Partners LP | 55369 | Hamakua Energy Plant | IPP Non-CHP | HI | CT2 | 23 | 21.7 | Petroleum Liquids | WO | CT | 10 | 2000 |  |  | (OP) Operating | [6 empty] | Hawaii | 20.0939 | -155.4711
7972 | Hamakua Energy Partners LP | 55369 | Hamakua Energy Plant | IPP Non-CHP | HI | ST1 | 20 | 17.4 | Petroleum Liquids | WO | CA | 10 | 2000 |  |  | (OP) Operating | [6 empty] | Hawaii | 20.0939 | -155.4711
32790 | New Harquahala Generating Co, LLC | 55372 | Harquahala Generating Project | IPP Non-CHP | AZ | CTG1 | 281.7 | 227.4 | Natural Gas Fired Combined Cycle | NG | CT | 6 | 2004 |  |  | (OP) Operating | [6 empty] | Maricopa | 33.476 | -113.1134
32790 | New Harquahala Generating Co, LLC | 55372 | Harquahala Generating Project | IPP Non-CHP | AZ | CTG2 | 281.7 | 229 | Natural Gas Fired Combined Cycle | NG | CT | 9 | 2004 |  |  | (OP) Operating | [6 empty] | Maricopa | 33.476 | -113.1134
32790 | New Harquahala Generating Co, LLC | 55372 | Harquahala Generating Project | IPP Non-CHP | AZ | CTG3 | 281.7 | 221.9 | Natural Gas Fired Combined Cycle | NG | CT | 8 | 2004 |  |  | (OP) Operating | [6 empty] | Maricopa | 33.476 | -113.1134
32790 | New Harquahala Generating Co, LLC | 55372 | Harquahala Generating Project | IPP Non-CHP | AZ | STG1 | 160 | 113.3 | Natural Gas Fired Combined Cycle | NG | CA | 6 | 2004 |  |  | (OP) Operating | [6 empty] | Maricopa | 33.476 | -113.1134
32790 | New Harquahala Generating Co, LLC | 55372 | Harquahala Generating Project | IPP Non-CHP | AZ | STG2 | 160 | 114.9 | Natural Gas Fired Combined Cycle | NG | CA | 9 | 2004 |  |  | (OP) Operating | [6 empty] | Maricopa | 33.476 | -113.1134
32790 | New Harquahala Generating Co, LLC | 55372 | Harquahala Generating Project | IPP Non-CHP | AZ | STG3 | 160 | 111.5 | Natural Gas Fired Combined Cycle | NG | CA | 8 | 2004 |  |  | (OP) Operating | [6 empty] | Maricopa | 33.476 | -113.1134
22979 | Astoria Energy LLC | 55375 | Astoria Energy | IPP Non-CHP | NY | CT1 | 170 | 156 | Natural Gas Fired Combined Cycle | NG | CT | 5 | 2006 |  |  | (OP) Operating | [6 empty] | Queens | 40.7825 | -73.8964
22979 | Astoria Energy LLC | 55375 | Astoria Energy | IPP Non-CHP | NY | CT2 | 170 | 156 | Natural Gas Fired Combined Cycle | NG | CT | 5 | 2006 |  |  | (OP) Operating | [6 empty] | Queens | 40.7825 | -73.8964
22979 | Astoria Energy LLC | 55375 | Astoria Energy | IPP Non-CHP | NY | ST1 | 255 | 228 | Natural Gas Fired Combined Cycle | NG | CA | 5 | 2006 |  |  | (OP) Operating | [6 empty] | Queens | 40.7825 | -73.8964
23279 | Allegheny Energy Supply Co LLC | 55377 | FirstEnergy Gans | IPP Non-CHP | PA | UNT8 | 43.8 | 44 | Natural Gas Fired Combustion Turbine | NG | GT | 11 | 2000 |  |  | (OP) Operating | [6 empty] | FAYETTE | 39.7475 | -79.8389
23279 | Allegheny Energy Supply Co LLC | 55377 | FirstEnergy Gans | IPP Non-CHP | PA | UNT9 | 43.8 | 44 | Natural Gas Fired Combustion Turbine | NG | GT | 11 | 2000 |  |  | (OP) Operating | [6 empty] | FAYETTE | 39.7475 | -79.8389
54796 | Union Power Partners LP | 55380 | Union Power Partners LP | IPP Non-CHP | AR | CTG1 | 176 | 145 | Natural Gas Fired Combined Cycle | NG | CT | 1 | 2003 |  |  | (OP) Operating | [6 empty] | Union | 33.2961 | -92.5894
54796 | Union Power Partners LP | 55380 | Union Power Partners LP | IPP Non-CHP | AR | CTG2 | 176 | 145 | Natural Gas Fired Combined Cycle | NG | CT | 1 | 2003 |  |  | (OP) Operating | [6 empty] | Union | 33.2961 | -92.5894
54796 | Union Power Partners LP | 55380 | Union Power Partners LP | IPP Non-CHP | AR | CTG3 | 176 | 145 | Natural Gas Fired Combined Cycle | NG | CT | 4 | 2003 |  |  | (OP) Operating | [6 empty] | Union | 33.2961 | -92.5894
54796 | Union Power Partners LP | 55380 | Union Power Partners LP | IPP Non-CHP | AR | CTG4 | 176 | 145 | Natural Gas Fired Combined Cycle | NG | CT | 4 | 2003 |  |  | (OP) Operating | [6 empty] | Union | 33.2961 | -92.5894
54796 | Union Power Partners LP | 55380 | Union Power Partners LP | IPP Non-CHP | AR | CTG5 | 176 | 145 | Natural Gas Fired Combined Cycle | NG | CT | 5 | 2003 |  |  | (OP) Operating | [6 empty] | Union | 33.2961 | -92.5894
54796 | Union Power Partners LP | 55380 | Union Power Partners LP | IPP Non-CHP | AR | CTG6 | 176 | 145 | Natural Gas Fired Combined Cycle | NG | CT | 5 | 2003 |  |  | (OP) Operating | [6 empty] | Union | 33.2961 | -92.5894
54796 | Union Power Partners LP | 55380 | Union Power Partners LP | IPP Non-CHP | AR | CTG7 | 176 | 145 | Natural Gas Fired Combined Cycle | NG | CT | 6 | 2003 |  |  | (OP) Operating | [6 empty] | Union | 33.2961 | -92.5894
54796 | Union Power Partners LP | 55380 | Union Power Partners LP | IPP Non-CHP | AR | CTG8 | 176 | 145 | Natural Gas Fired Combined Cycle | NG | CT | 6 | 2003 |  |  | (OP) Operating | [6 empty] | Union | 33.2961 | -92.5894
54796 | Union Power Partners LP | 55380 | Union Power Partners LP | IPP Non-CHP | AR | STG1 | 255 | 215 | Natural Gas Fired Combined Cycle | NG | CA | 1 | 2003 |  |  | (OP) Operating | [6 empty] | Union | 33.2961 | -92.5894
54796 | Union Power Partners LP | 55380 | Union Power Partners LP | IPP Non-CHP | AR | STG2 | 255 | 215 | Natural Gas Fired Combined Cycle | NG | CA | 4 | 2003 |  |  | (OP) Operating | [6 empty] | Union | 33.2961 | -92.5894
54796 | Union Power Partners LP | 55380 | Union Power Partners LP | IPP Non-CHP | AR | STG3 | 255 | 215 | Natural Gas Fired Combined Cycle | NG | CA | 5 | 2003 |  |  | (OP) Operating | [6 empty] | Union | 33.2961 | -92.5894
54796 | Union Power Partners LP | 55380 | Union Power Partners LP | IPP Non-CHP | AR | STG4 | 255 | 215 | Natural Gas Fired Combined Cycle | NG | CA | 6 | 2003 |  |  | (OP) Operating | [6 empty] | Union | 33.2961 | -92.5894
4194 | Commonwealth Chesapeake Co LLC | 55381 | Commonwealth Chesapeake | IPP Non-CHP | VA | UNT1 | 57.5 | 46.2 | Petroleum Liquids | DFO | GT | 8 | 2000 |  |  | (SB) Standby/Backup: available for service but not normally used | [6 empty] | Accomack | 37.9892 | -75.54
4194 | Commonwealth Chesapeake Co LLC | 55381 | Commonwealth Chesapeake | IPP Non-CHP | VA | UNT2 | 57.5 | 44.4 | Petroleum Liquids | DFO | GT | 9 | 2000 |  |  | (SB) Standby/Backup: available for service but not normally used | [6 empty] | Accomack | 37.9892 | -75.54
4194 | Commonwealth Chesapeake Co LLC | 55381 | Commonwealth Chesapeake | IPP Non-CHP | VA | UNT3 | 57.5 | 45 | Petroleum Liquids | DFO | GT | 9 | 2000 |  |  | (SB) Standby/Backup: available for service but not normally used | [6 empty] | Accomack | 37.9892 | -75.54
4194 | Commonwealth Chesapeake Co LLC | 55381 | Commonwealth Chesapeake | IPP Non-CHP | VA | UNT4 | 57.5 | 46.4 | Petroleum Liquids | DFO | GT | 6 | 2001 |  |  | (SB) Standby/Backup: available for service but not normally used | [6 empty] | Accomack | 37.9892 | -75.54
4194 | Commonwealth Chesapeake Co LLC | 55381 | Commonwealth Chesapeake | IPP Non-CHP | VA | UNT5 | 57.5 | 46.8 | Petroleum Liquids | DFO | GT | 6 | 2001 |  |  | (SB) Standby/Backup: available for service but not normally used | [6 empty] | Accomack | 37.9892 | -75.54
4194 | Commonwealth Chesapeake Co LLC | 55381 | Commonwealth Chesapeake | IPP Non-CHP | VA | UNT6 | 57.5 | 45.8 | Petroleum Liquids | DFO | GT | 6 | 2001 |  |  | (SB) Standby/Backup: available for service but not normally used | [6 empty] | Accomack | 37.9892 | -75.54
4194 | Commonwealth Chesapeake Co LLC | 55381 | Commonwealth Chesapeake | IPP Non-CHP | VA | UNT7 | 57.5 | 45.8 | Petroleum Liquids | DFO | GT | 8 | 2001 |  |  | (SB) Standby/Backup: available for service but not normally used | [6 empty] | Accomack | 37.9892 | -75.54
13994 | Oglethorpe Power Corporation | 55382 | Thomas A Smith Energy Facility | Electric Utility | GA | 1GT1 | 147 | 175 | Natural Gas Fired Combined Cycle | NG | CT | 6 | 2002 |  |  | (OP) Operating | [6 empty] | Murray | 34.7094 | -84.9175
13994 | Oglethorpe Power Corporation | 55382 | Thomas A Smith Energy Facility | Electric Utility | GA | 1GT2 | 147 | 175 | Natural Gas Fired Combined Cycle | NG | CT | 6 | 2002 |  |  | (OP) Operating | [6 empty] | Murray | 34.7094 | -84.9175
13994 | Oglethorpe Power Corporation | 55382 | Thomas A Smith Energy Facility | Electric Utility | GA | 1STG | 302 | 293 | Natural Gas Fired Combined Cycle | NG | CA | 6 | 2002 |  |  | (OP) Operating | [6 empty] | Murray | 34.7094 | -84.9175
13994 | Oglethorpe Power Corporation | 55382 | Thomas A Smith Energy Facility | Electric Utility | GA | 2GT1 | 147 | 175 | Natural Gas Fired Combined Cycle | NG | CT | 6 | 2002 |  |  | (OP) Operating | [6 empty] | Murray | 34.7094 | -84.9175
13994 | Oglethorpe Power Corporation | 55382 | Thomas A Smith Energy Facility | Electric Utility | GA | 2GT2 | 147 | 175 | Natural Gas Fired Combined Cycle | NG | CT | 6 | 2002 |  |  | (OP) Operating | [6 empty] | Murray | 34.7094 | -84.9175
13994 | Oglethorpe Power Corporation | 55382 | Thomas A Smith Energy Facility | Electric Utility | GA | 2STG | 302 | 293 | Natural Gas Fired Combined Cycle | NG | CA | 7 | 2002 |  |  | (OP) Operating | [6 empty] | Murray | 34.7094 | -84.9175
4028 | Columbia Energy LLC | 55386 | Columbia Energy Center (SC) | IPP CHP | SC | CT1 | 197 | 151.5 | Natural Gas Fired Combined Cycle | NG | CT | 5 | 2004 |  |  | (OP) Operating | [6 empty] | Calhoun | 33.8697 | -81.0178
4028 | Columbia Energy LLC | 55386 | Columbia Energy Center (SC) | IPP CHP | SC | CT2 | 197 | 151.5 | Natural Gas Fired Combined Cycle | NG | CT | 5 | 2004 |  |  | (OP) Operating | [6 empty] | Calhoun | 33.8697 | -81.0178
4028 | Columbia Energy LLC | 55386 | Columbia Energy Center (SC) | IPP CHP | SC | ST1 | 274.5 | 240 | Natural Gas Fired Combined Cycle | NG | CA | 5 | 2004 |  |  | (OP) Operating | [6 empty] | Calhoun | 33.8697 | -81.0178
18050 | State Farm Mutual Auto Ins Co | 55390 | State Farm Insur Support Center Central | Commercial Non-CHP | TX | 2A | 1.8 | 1.8 | Petroleum Liquids | DFO | IC | 1 | 1998 |  |  | (SB) Standby/Backup: available for service but not normally used | [6 empty] | Dallas | 32.9192 | -96.9894
18050 | State Farm Mutual Auto Ins Co | 55390 | State Farm Insur Support Center Central | Commercial Non-CHP | TX | 2B | 1.8 | 1.8 | Petroleum Liquids | DFO | IC | 1 | 1998 |  |  | (SB) Standby/Backup: available for service but not normally used | [6 empty] | Dallas | 32.9192 | -96.9894
18050 | State Farm Mutual Auto Ins Co | 55390 | State Farm Insur Support Center Central | Commercial Non-CHP | TX | 3A | 1.8 | 1.8 | Petroleum Liquids | DFO | IC | 1 | 1998 |  |  | (SB) Standby/Backup: available for service but not normally used | [6 empty] | Dallas | 32.9192 | -96.9894
18050 | State Farm Mutual Auto Ins Co | 55390 | State Farm Insur Support Center Central | Commercial Non-CHP | TX | 3B | 1.8 | 1.8 | Petroleum Liquids | DFO | IC | 1 | 1998 |  |  | (SB) Standby/Backup: available for service but not normally used | [6 empty] | Dallas | 32.9192 | -96.9894
18050 | State Farm Mutual Auto Ins Co | 55390 | State Farm Insur Support Center Central | Commercial Non-CHP | TX | 4A | 1.8 | 1.8 | Petroleum Liquids | DFO | IC | 1 | 1998 |  |  | (SB) Standby/Backup: available for service but not normally used | [6 empty] | Dallas | 32.9192 | -96.9894
18050 | State Farm Mutual Auto Ins Co | 55390 | State Farm Insur Support Center Central | Commercial Non-CHP | TX | 4B | 1.8 | 1.8 | Petroleum Liquids | DFO | IC | 1 | 1998 |  |  | (SB) Standby/Backup: available for service but not normally used | [6 empty] | Dallas | 32.9192 | -96.9894
24121 | Calpine -RockGen Energy | 55391 | RockGen Energy Center | IPP Non-CHP | WI | 01 | 187 | 157 | Natural Gas Fired Combustion Turbine | NG | GT | 6 | 2001 |  |  | (OP) Operating | [6 empty] | Dane | 42.9767 | -89.0492
24121 | Calpine -RockGen Energy | 55391 | RockGen Energy Center | IPP Non-CHP | WI | 02 | 187 | 157 | Natural Gas Fired Combustion Turbine | NG | GT | 6 | 2001 |  |  | (OP) Operating | [6 empty] | Dane | 42.9767 | -89.0492
24121 | Calpine -RockGen Energy | 55391 | RockGen Energy Center | IPP Non-CHP | WI | 03 | 187 | 157 | Natural Gas Fired Combustion Turbine | NG | GT | 6 | 2001 |  |  | (OP) Operating | [6 empty] | Dane | 42.9767 | -89.0492
21191 | Zion Energy LLC | 55392 | Zion Energy Center | IPP Non-CHP | IL | CTG1 | 198.9 | 152 | Natural Gas Fired Combustion Turbine | NG | GT | 6 | 2002 |  |  | (OP) Operating | [6 empty] | Lake | 42.4776 | -87.895
21191 | Zion Energy LLC | 55392 | Zion Energy Center | IPP Non-CHP | IL | CTG2 | 198.9 | 152 | Natural Gas Fired Combustion Turbine | NG | GT | 6 | 2002 |  |  | (OP) Operating | [6 empty] | Lake | 42.4776 | -87.895
21191 | Zion Energy LLC | 55392 | Zion Energy Center | IPP Non-CHP | IL | CTG3 | 198.9 | 152 | Natural Gas Fired Combustion Turbine | NG | GT | 6 | 2003 |  |  | (OP) Operating | [6 empty] | Lake | 42.4776 | -87.895
2799 | Calpine Corp - Metcalf Energy Center | 55393 | Metcalf Energy Center | IPP Non-CHP | CA | CTG1 | 200 | 172 | Natural Gas Fired Combined Cycle | NG | CT | 6 | 2005 |  |  | (OP) Operating | [6 empty] | Santa Clara | 37.2207 | -121.7457
2799 | Calpine Corp - Metcalf Energy Center | 55393 | Metcalf Energy Center | IPP Non-CHP | CA | CTG2 | 200 | 172 | Natural Gas Fired Combined Cycle | NG | CT | 6 | 2005 |  |  | (OP) Operating | [6 empty] | Santa Clara | 37.2207 | -121.7457
2799 | Calpine Corp - Metcalf Energy Center | 55393 | Metcalf Energy Center | IPP Non-CHP | CA | STG1 | 235 | 202.1 | Natural Gas Fired Combined Cycle | NG | CA | 6 | 2005 |  |  | (OP) Operating | [6 empty] | Santa Clara | 37.2207 | -121.7457
3702 | Clarksdale Public Utilities | 55395 | Crossroads Energy Center | Electric Utility | MS | CT01 | 76.6 | 77 | Natural Gas Fired Combustion Turbine | NG | GT | 7 | 2002 |  |  | (OP) Operating | [6 empty] | Coahoma | 34.183 | -90.5621
3702 | Clarksdale Public Utilities | 55395 | Crossroads Energy Center | Electric Utility | MS | CT02 | 76.6 | 77 | Natural Gas Fired Combustion Turbine | NG | GT | 7 | 2002 |  |  | (OP) Operating | [6 empty] | Coahoma | 34.183 | -90.5621
3702 | Clarksdale Public Utilities | 55395 | Crossroads Energy Center | Electric Utility | MS | CT03 | 76.6 | 77 | Natural Gas Fired Combustion Turbine | NG | GT | 7 | 2002 |  |  | (OP) Operating | [6 empty] | Coahoma | 34.183 | -90.5621
3702 | Clarksdale Public Utilities | 55395 | Crossroads Energy Center | Electric Utility | MS | CT04 | 76.6 | 77 | Natural Gas Fired Combustion Turbine | NG | GT | 7 | 2002 |  |  | (OP) Operating | [6 empty] | Coahoma | 34.183 | -90.5621
49750 | FPL Energy Green Power | 55396 | Green Power I | IPP Non-CHP | CA | WGNS | 16.5 | 16.5 | Onshore Wind Turbine | WND | WT | 7 | 1975 |  |  | (OP) Operating | [6 empty] | Riverside | 33.9014 | -116.7167
59922 | Dynegy Washington Energy Facility | 55397 | Washington Energy Facility | IPP Non-CHP | OH | CT1 | 198.9 | 169 | Natural Gas Fired Combined Cycle | NG | CT | 6 | 2002 |  |  | (OP) Operating |  |  |  | 2016 | 6 | 13 | Washington | 39.58 | -81.6564
59922 | Dynegy Washington Energy Facility | 55397 | Washington Energy Facility | IPP Non-CHP | OH | CT2 | 198.9 | 169 | Natural Gas Fired Combined Cycle | NG | CT | 6 | 2002 |  |  | (OP) Operating |  |  |  | 2016 | 6 | 13 | Washington | 39.58 | -81.6564
59922 | Dynegy Washington Energy Facility | 55397 | Washington Energy Facility | IPP Non-CHP | OH | ST1 | 317.1 | 288 | Natural Gas Fired Combined Cycle | NG | CA | 6 | 2002 |  |  | (OP) Operating |  |  |  | 2016 | 6 | 5 | Washington | 39.58 | -81.6564
34164 | Elk Hills Power LLC | 55400 | Elk Hills Power LLC | IPP CHP | CA | CTG1 | 199 | 156 | Natural Gas Fired Combined Cycle | NG | CT | 7 | 2003 |  |  | (OP) Operating | [6 empty] | Kern | 35.2803 | -119.4707
34164 | Elk Hills Power LLC | 55400 | Elk Hills Power LLC | IPP CHP | CA | CTG2 | 199 | 156 | Natural Gas Fired Combined Cycle | NG | CT | 7 | 2003 |  |  | (OP) Operating | [6 empty] | Kern | 35.2803 | -119.4707
34164 | Elk Hills Power LLC | 55400 | Elk Hills Power LLC | IPP CHP | CA | STG | 225 | 213 | Natural Gas Fired Combined Cycle | NG | CA | 7 | 2003 |  |  | (OP) Operating | [6 empty] | Kern | 35.2803 | -119.4707
56558 | Rolling Hills Generating LLC | 55401 | Rolling Hills Generating | IPP Non-CHP | OH | CT1 | 195.5 | 165 | Natural Gas Fired Combustion Turbine | NG | GT | 6 | 2003 |  |  | (OP) Operating | [6 empty] | Vinton | 39.0839 | -82.3328
56558 | Rolling Hills Generating LLC | 55401 | Rolling Hills Generating | IPP Non-CHP | OH | CT2 | 195.5 | 165 | Natural Gas Fired Combustion Turbine | NG | GT | 6 | 2003 |  |  | (OP) Operating | [6 empty] | Vinton | 39.0839 | -82.3328
56558 | Rolling Hills Generating LLC | 55401 | Rolling Hills Generating | IPP Non-CHP | OH | CT3 | 195.5 | 165 | Natural Gas Fired Combustion Turbine | NG | GT | 6 | 2003 |  |  | (OP) Operating | [6 empty] | Vinton | 39.0839 | -82.3328
56558 | Rolling Hills Generating LLC | 55401 | Rolling Hills Generating | IPP Non-CHP | OH | CT4 | 195.5 | 165 | Natural Gas Fired Combustion Turbine | NG | GT | 6 | 2003 |  |  | (OP) Operating | [6 empty] | Vinton | 39.0839 | -82.3328
56558 | Rolling Hills Generating LLC | 55401 | Rolling Hills Generating | IPP Non-CHP | OH | CT5 | 195.5 | 165 | Natural Gas Fired Combustion Turbine | NG | GT | 6 | 2003 |  |  | (OP) Operating | [6 empty] | Vinton | 39.0839 | -82.3328
5109 | DTE Electric Company | 55402 | Renaissance Power Plant | IPP Non-CHP | MI | CT1 | 170 | 165 | Natural Gas Fired Combustion Turbine | NG | GT | 3 | 2002 |  |  | (OP) Operating | [6 empty] | Montcalm | 43.1864 | -84.8429
5109 | DTE Electric Company | 55402 | Renaissance Power Plant | IPP Non-CHP | MI | CT2 | 170 | 165 | Natural Gas Fired Combustion Turbine | NG | GT | 3 | 2002 |  |  | (OP) Operating | [6 empty] | Montcalm | 43.1864 | -84.8429
5109 | DTE Electric Company | 55402 | Renaissance Power Plant | IPP Non-CHP | MI | CT3 | 170 | 165 | Natural Gas Fired Combustion Turbine | NG | GT | 3 | 2002 |  |  | (OP) Operating | [6 empty] | Montcalm | 43.1864 | -84.8429
5109 | DTE Electric Company | 55402 | Renaissance Power Plant | IPP Non-CHP | MI | CT4 | 170 | 165 | Natural Gas Fired Combustion Turbine | NG | GT | 3 | 2002 |  |  | (OP) Operating | [6 empty] | Montcalm | 43.1864 | -84.8429
3131 | Carville Energy LLC | 55404 | Carville Energy LLC | IPP CHP | LA | CTG1 | 187 | 170 | Natural Gas Fired Combined Cycle | NG | CT | 6 | 2003 |  |  | (OP) Operating | [6 empty] | Iberville | 30.2294 | -91.065
3131 | Carville Energy LLC | 55404 | Carville Energy LLC | IPP CHP | LA | CTG2 | 187 | 170 | Natural Gas Fired Combined Cycle | NG | CT | 6 | 2003 |  |  | (OP) Operating | [6 empty] | Iberville | 30.2294 | -91.065
3131 | Carville Energy LLC | 55404 | Carville Energy LLC | IPP CHP | LA | STG | 196 | 185 | Natural Gas Fired Combined Cycle | NG | CA | 6 | 2003 |  |  | (OP) Operating | [6 empty] | Iberville | 30.2294 | -91.065
32173 | New Athens Generating Company LLC | 55405 | Athens Generating Plant | IPP Non-CHP | NY | CT1 | 300 | 219.7 | Natural Gas Fired Combined Cycle | NG | CT | 4 | 2004 |  |  | (OP) Operating | [6 empty] | Greene | 42.2728 | -73.8492
32173 | New Athens Generating Company LLC | 55405 | Athens Generating Plant | IPP Non-CHP | NY | CT2 | 300 | 216.6 | Natural Gas Fired Combined Cycle | NG | CT | 5 | 2004 |  |  | (OP) Operating | [6 empty] | Greene | 42.2728 | -73.8492
32173 | New Athens Generating Company LLC | 55405 | Athens Generating Plant | IPP Non-CHP | NY | CT3 | 300 | 213.4 | Natural Gas Fired Combined Cycle | NG | CT | 4 | 2003 |  |  | (OP) Operating | [6 empty] | Greene | 42.2728 | -73.8492
32173 | New Athens Generating Company LLC | 55405 | Athens Generating Plant | IPP Non-CHP | NY | ST1 | 141 | 104.8 | Natural Gas Fired Combined Cycle | NG | CA | 1 | 2004 |  |  | (OP) Operating | [6 empty] | Greene | 42.2728 | -73.8492
32173 | New Athens Generating Company LLC | 55405 | Athens Generating Plant | IPP Non-CHP | NY | ST2 | 141 | 107.2 | Natural Gas Fired Combined Cycle | NG | CA | 1 | 2004 |  |  | (OP) Operating | [6 empty] | Greene | 42.2728 | -73.8492
32173 | New Athens Generating Company LLC | 55405 | Athens Generating Plant | IPP Non-CHP | NY | ST3 | 141 | 107.2 | Natural Gas Fired Combined Cycle | NG | CA | 1 | 2004 |  |  | (OP) Operating | [6 empty] | Greene | 42.2728 | -73.8492
59423 | SEPG Operating Services, LLC Effingham | 55406 | Effingham County Power Project | IPP Non-CHP | GA | STG | 197.8 | 176 | Natural Gas Fired Combined Cycle | NG | CA | 8 | 2003 |  |  | (OP) Operating | [6 empty] | Effingham | 32.2773 | -81.2844
59423 | SEPG Operating Services, LLC Effingham | 55406 | Effingham County Power Project | IPP Non-CHP | GA | UNT1 | 199.4 | 169 | Natural Gas Fired Combined Cycle | NG | CT | 8 | 2003 |  |  | (OP) Operating | [6 empty] | Effingham | 32.2773 | -81.2844
59423 | SEPG Operating Services, LLC Effingham | 55406 | Effingham County Power Project | IPP Non-CHP | GA | UNT2 | 199.4 | 164 | Natural Gas Fired Combined Cycle | NG | CT | 8 | 2003 |  |  | (OP) Operating | [6 empty] | Effingham | 32.2773 | -81.2844
34028 | Calhoun Power Co LLC | 55409 | Calhoun Energy Center | IPP Non-CHP | AL | CAL1 | 187 | 158 | Natural Gas Fired Combustion Turbine | NG | GT | 1 | 2003 |  |  | (OP) Operating | [6 empty] | Calhoun | 33.5883 | -85.9731
34028 | Calhoun Power Co LLC | 55409 | Calhoun Energy Center | IPP Non-CHP | AL | CAL2 | 187 | 158 | Natural Gas Fired Combustion Turbine | NG | GT | 2 | 2003 |  |  | (OP) Operating | [6 empty] | Calhoun | 33.5883 | -85.9731
34028 | Calhoun Power Co LLC | 55409 | Calhoun Energy Center | IPP Non-CHP | AL | CAL3 | 187 | 158 | Natural Gas Fired Combustion Turbine | NG | GT | 3 | 2003 |  |  | (OP) Operating | [6 empty] | Calhoun | 33.5883 | -85.9731
34028 | Calhoun Power Co LLC | 55409 | Calhoun Energy Center | IPP Non-CHP | AL | CAL4 | 187 | 158 | Natural Gas Fired Combustion Turbine | NG | GT | 4 | 2003 |  |  | (OP) Operating | [6 empty] | Calhoun | 33.5883 | -85.9731
55987 | CER Generation LLC | 55411 | Hillabee Energy Center | IPP Non-CHP | AL | HEC1 | 258.4 | 220.5 | Natural Gas Fired Combined Cycle | NG | CT | 6 | 2010 |  |  | (OP) Operating | [6 empty] | Tallapoosa | 33.0007 | -85.9033
55987 | CER Generation LLC | 55411 | Hillabee Energy Center | IPP Non-CHP | AL | HEC2 | 258.4 | 220.5 | Natural Gas Fired Combined Cycle | NG | CT | 6 | 2010 |  |  | (OP) Operating | [6 empty] | Tallapoosa | 33.0007 | -85.9033
55987 | CER Generation LLC | 55411 | Hillabee Energy Center | IPP Non-CHP | AL | HECS | 306 | 280.8 | Natural Gas Fired Combined Cycle | NG | CA | 6 | 2010 |  |  | (OP) Operating | [6 empty] | Tallapoosa | 33.0007 | -85.9033
54693 | Osprey Energy Center | 55412 | Osprey Energy Center Power Plant | IPP Non-CHP | FL | OEC1 | 192.1 | 175 | Natural Gas Fired Combined Cycle | NG | CT | 5 | 2004 |  |  | (OP) Operating | [6 empty] | Polk | 28.0525 | -81.8083
54693 | Osprey Energy Center | 55412 | Osprey Energy Center Power Plant | IPP Non-CHP | FL | OEC2 | 192.1 | 175 | Natural Gas Fired Combined Cycle | NG | CT | 5 | 2004 |  |  | (OP) Operating | [6 empty] | Polk | 28.0525 | -81.8083
54693 | Osprey Energy Center | 55412 | Osprey Energy Center Power Plant | IPP Non-CHP | FL | OECS | 260 | 240 | Natural Gas Fired Combined Cycle | NG | CA | 5 | 2004 |  |  | (OP) Operating | [6 empty] | Polk | 28.0525 | -81.8083
40192 | Shady Hills Power Co LLC | 55414 | Shady Hills Generating Station | IPP Non-CHP | FL | G101 | 180.4 | 154.4 | Natural Gas Fired Combustion Turbine | NG | GT | 1 | 2002 |  |  | (OP) Operating | [6 empty] | Pasco | 28.3665 | -82.5586
40192 | Shady Hills Power Co LLC | 55414 | Shady Hills Generating Station | IPP Non-CHP | FL | G201 | 180.4 | 154.4 | Natural Gas Fired Combustion Turbine | NG | GT | 1 | 2002 |  |  | (OP) Operating | [6 empty] | Pasco | 28.3665 | -82.5586
40192 | Shady Hills Power Co LLC | 55414 | Shady Hills Generating Station | IPP Non-CHP | FL | G301 | 180.4 | 154.4 | Natural Gas Fired Combustion Turbine | NG | GT | 1 | 2002 |  |  | (OP) Operating | [6 empty] | Pasco | 28.3665 | -82.5586
39125 | Vandolah Power Co LLC | 55415 | Vandolah Power Station | IPP Non-CHP | FL | G101 | 182 | 161.5 | Natural Gas Fired Combustion Turbine | NG | GT | 6 | 2002 |  |  | (OP) Operating | [6 empty] | Hardee | 27.5236 | -81.924
39125 | Vandolah Power Co LLC | 55415 | Vandolah Power Station | IPP Non-CHP | FL | G201 | 182 | 161.5 | Natural Gas Fired Combustion Turbine | NG | GT | 6 | 2002 |  |  | (OP) Operating | [6 empty] | Hardee | 27.5236 | -81.924
39125 | Vandolah Power Co LLC | 55415 | Vandolah Power Station | IPP Non-CHP | FL | G301 | 182 | 161.5 | Natural Gas Fired Combustion Turbine | NG | GT | 6 | 2002 |  |  | (OP) Operating | [6 empty] | Hardee | 27.5236 | -81.924
39125 | Vandolah Power Co LLC | 55415 | Vandolah Power Station | IPP Non-CHP | FL | G401 | 182 | 161.5 | Natural Gas Fired Combustion Turbine | NG | GT | 6 | 2002 |  |  | (OP) Operating | [6 empty] | Hardee | 27.5236 | -81.924
19436 | Union Electric Co - (MO) | 55417 | Raccoon Creek Energy Center | Electric Utility | IL | CT01 | 114 | 75 | Natural Gas Fired Combustion Turbine | NG | GT | 6 | 2002 |  |  | (OP) Operating | [6 empty] | Clay | 38.6996 | -88.5392
19436 | Union Electric Co - (MO) | 55417 | Raccoon Creek Energy Center | Electric Utility | IL | CT02 | 114 | 75 | Natural Gas Fired Combustion Turbine | NG | GT | 6 | 2002 |  |  | (OP) Operating | [6 empty] | Clay | 38.6996 | -88.5392
19436 | Union Electric Co - (MO) | 55417 | Raccoon Creek Energy Center | Electric Utility | IL | CT03 | 114 | 75 | Natural Gas Fired Combustion Turbine | NG | GT | 6 | 2002 |  |  | (OP) Operating | [6 empty] | Clay | 38.6996 | -88.5392
19436 | Union Electric Co - (MO) | 55417 | Raccoon Creek Energy Center | Electric Utility | IL | CT04 | 114 | 75 | Natural Gas Fired Combustion Turbine | NG | GT | 6 | 2002 |  |  | (OP) Operating | [6 empty] | Clay | 38.6996 | -88.5392
814 | Entergy Arkansas Inc | 55418 | Hot Spring Generating Facility | Electric Utility | AR | CT1 | 198.9 | 162.7 | Natural Gas Fired Combined Cycle | NG | CT | 6 | 2002 |  |  | (OP) Operating | [6 empty] | Hot Spring | 34.2976 | -92.8683
814 | Entergy Arkansas Inc | 55418 | Hot Spring Generating Facility | Electric Utility | AR | CT2 | 198.9 | 163.3 | Natural Gas Fired Combined Cycle | NG | CT | 6 | 2002 |  |  | (OP) Operating | [6 empty] | Hot Spring | 34.2976 | -92.8683
814 | Entergy Arkansas Inc | 55418 | Hot Spring Generating Facility | Electric Utility | AR | ST1 | 317 | 276.4 | Natural Gas Fired Combined Cycle | NG | CA | 6 | 2002 |  |  | (OP) Operating | [6 empty] | Hot Spring | 34.2976 | -92.8683
5347 | Dow Chemical Co | 55419 | Plaquemine Cogeneration Plant | Industrial CHP | LA | G500 | 198 | 151 | Natural Gas Fired Combined Cycle | NG | CT | 3 | 2004 |  |  | (OP) Operating | [6 empty] | Iberville | 30.3217 | -91.2347
5347 | Dow Chemical Co | 55419 | Plaquemine Cogeneration Plant | Industrial CHP | LA | G600 | 198 | 151 | Natural Gas Fired Combined Cycle | NG | CT | 3 | 2004 |  |  | (OP) Operating | [6 empty] | Iberville | 30.3217 | -91.2347
5347 | Dow Chemical Co | 55419 | Plaquemine Cogeneration Plant | Industrial CHP | LA | G700 | 198 | 151 | Natural Gas Fired Combined Cycle | NG | CT | 3 | 2004 |  |  | (OP) Operating | [6 empty] | Iberville | 30.3217 | -91.2347
5347 | Dow Chemical Co | 55419 | Plaquemine Cogeneration Plant | Industrial CHP | LA | G800 | 198 | 151 | Natural Gas Fired Combined Cycle | NG | CT | 3 | 2004 |  |  | (OP) Operating | [6 empty] | Iberville | 30.3217 | -91.2347
5347 | Dow Chemical Co | 55419 | Plaquemine Cogeneration Plant | Industrial CHP | LA | ST5 | 195 | 189 | Natural Gas Fired Combined Cycle | NG | CA | 3 | 2004 |  |  | (OP) Operating | [6 empty] | Iberville | 30.3217 | -91.2347
55839 | Domtar Paper Company LLC | 55429 | Kentucky Mills | Industrial CHP | KY | 01 | 88 | 49 | Wood/Wood Waste Biomass | BLQ | ST | 6 | 2001 |  |  | (OP) Operating | [6 empty] | Hancock | 37.8948 | -86.6854
13908 | NRG South CentralOperationsInc | 55433 | Bayou Cove Peaking Power | IPP Non-CHP | LA | 0001 | 104 | 75 | Natural Gas Fired Combustion Turbine | NG | GT | 7 | 2002 |  |  | (OP) Operating | [6 empty] | Acadia | 30.2825 | -92.5997
13908 | NRG South CentralOperationsInc | 55433 | Bayou Cove Peaking Power | IPP Non-CHP | LA | 0002 | 104 | 75 | Natural Gas Fired Combustion Turbine | NG | GT | 7 | 2002 |  |  | (OP) Operating | [6 empty] | Acadia | 30.2825 | -92.5997
13908 | NRG South CentralOperationsInc | 55433 | Bayou Cove Peaking Power | IPP Non-CHP | LA | 0003 | 104 | 75 | Natural Gas Fired Combustion Turbine | NG | GT | 8 | 2002 |  |  | (OP) Operating | [6 empty] | Acadia | 30.2825 | -92.5997
13908 | NRG South CentralOperationsInc | 55433 | Bayou Cove Peaking Power | IPP Non-CHP | LA | 0004 | 104 | 75 | Natural Gas Fired Combustion Turbine | NG | GT | 8 | 2002 |  |  | (OP) Operating | [6 empty] | Acadia | 30.2825 | -92.5997
59371 | Mainline Generation LLC | 55438 | Elgin Energy Center LLC | IPP Non-CHP | IL | CT01 | 135 | 115 | Natural Gas Fired Combustion Turbine | NG | GT | 9 | 2002 |  |  | (OP) Operating | [6 empty] | Kane | 42.0001 | -88.2446
59371 | Mainline Generation LLC | 55438 | Elgin Energy Center LLC | IPP Non-CHP | IL | CT02 | 135 | 115 | Natural Gas Fired Combustion Turbine | NG | GT | 10 | 2002 |  |  | (OP) Operating | [6 empty] | Kane | 42.0001 | -88.2446
59371 | Mainline Generation LLC | 55438 | Elgin Energy Center LLC | IPP Non-CHP | IL | CT03 | 135 | 115 | Natural Gas Fired Combustion Turbine | NG | GT | 10 | 2002 |  |  | (OP) Operating | [6 empty] | Kane | 42.0001 | -88.2446
59371 | Mainline Generation LLC | 55438 | Elgin Energy Center LLC | IPP Non-CHP | IL | CT04 | 135 | 115 | Natural Gas Fired Combustion Turbine | NG | GT | 11 | 2002 |  |  | (OP) Operating | [6 empty] | Kane | 42.0001 | -88.2446
18569 | Tenaska Virginia Partners LP | 55439 | Tenaska Virginia Generating Station | IPP Non-CHP | VA | CTG1 | 183.3 | 180 | Natural Gas Fired Combined Cycle | NG | CT | 4 | 2004 |  |  | (OP) Operating | [6 empty] | Fluvanna | 37.8667 | -78.3813
18569 | Tenaska Virginia Partners LP | 55439 | Tenaska Virginia Generating Station | IPP Non-CHP | VA | CTG2 | 183.3 | 180 | Natural Gas Fired Combined Cycle | NG | CT | 4 | 2004 |  |  | (OP) Operating | [6 empty] | Fluvanna | 37.8667 | -78.3813
18569 | Tenaska Virginia Partners LP | 55439 | Tenaska Virginia Generating Station | IPP Non-CHP | VA | CTG3 | 183.3 | 186 | Natural Gas Fired Combined Cycle | NG | CT | 4 | 2004 |  |  | (OP) Operating | [6 empty] | Fluvanna | 37.8667 | -78.3813
18569 | Tenaska Virginia Partners LP | 55439 | Tenaska Virginia Generating Station | IPP Non-CHP | VA | STG1 | 396.2 | 395.1 | Natural Gas Fired Combined Cycle | NG | CA | 4 | 2004 |  |  | (OP) Operating | [6 empty] | Fluvanna | 37.8667 | -78.3813
18835 | Tenaska Alabama B LP | 55440 | Tenaska Central Alabama Generating Stn | IPP Non-CHP | AL | CTG1 | 179 | 174.3 | Natural Gas Fired Combined Cycle | NG | CT | 5 | 2003 |  |  | (OP) Operating | [6 empty] | Autauga | 32.6497 | -86.74
18835 | Tenaska Alabama B LP | 55440 | Tenaska Central Alabama Generating Stn | IPP Non-CHP | AL | CTG2 | 179 | 173.6 | Natural Gas Fired Combined Cycle | NG | CT | 5 | 2003 |  |  | (OP) Operating | [6 empty] | Autauga | 32.6497 | -86.74
18835 | Tenaska Alabama B LP | 55440 | Tenaska Central Alabama Generating Stn | IPP Non-CHP | AL | CTG3 | 179 | 177.4 | Natural Gas Fired Combined Cycle | NG | CT | 5 | 2003 |  |  | (OP) Operating | [6 empty] | Autauga | 32.6497 | -86.74
18835 | Tenaska Alabama B LP | 55440 | Tenaska Central Alabama Generating Stn | IPP Non-CHP | AL | ST1 | 390.1 | 398.5 | Natural Gas Fired Combined Cycle | NG | CA | 5 | 2003 |  |  | (OP) Operating | [6 empty] | Autauga | 32.6497 | -86.74
4045 | City of Columbia - (MO) | 55447 | Columbia Energy Center | Electric Utility | MO | CT01 | 40.7 | 35 | Natural Gas Fired Combustion Turbine | NG | GT | 7 | 2001 |  |  | (OP) Operating | [6 empty] | Boone | 39.0192 | -92.2629
4045 | City of Columbia - (MO) | 55447 | Columbia Energy Center | Electric Utility | MO | CT02 | 40.7 | 35 | Natural Gas Fired Combustion Turbine | NG | GT | 7 | 2001 |  |  | (OP) Operating | [6 empty] | Boone | 39.0192 | -92.2629
4045 | City of Columbia - (MO) | 55447 | Columbia Energy Center | Electric Utility | MO | CT03 | 40.7 | 35 | Natural Gas Fired Combustion Turbine | NG | GT | 6 | 2001 |  |  | (OP) Operating | [6 empty] | Boone | 39.0192 | -92.2629
4045 | City of Columbia - (MO) | 55447 | Columbia Energy Center | Electric Utility | MO | CT04 | 40.7 | 35 | Natural Gas Fired Combustion Turbine | NG | GT | 7 | 2001 |  |  | (OP) Operating | [6 empty] | Boone | 39.0192 | -92.2629
18642 | Tennessee Valley Authority | 55451 | Magnolia Power Plant | Electric Utility | MS | CTG1 | 178.5 | 156 | Natural Gas Fired Combined Cycle | NG | CT | 8 | 2003 |  |  | (OP) Operating | [6 empty] | Benton | 34.835 | -89.2026
18642 | Tennessee Valley Authority | 55451 | Magnolia Power Plant | Electric Utility | MS | CTG2 | 178.5 | 156 | Natural Gas Fired Combined Cycle | NG | CT | 8 | 2003 |  |  | (OP) Operating | [6 empty] | Benton | 34.835 | -89.2026
18642 | Tennessee Valley Authority | 55451 | Magnolia Power Plant | Electric Utility | MS | CTG3 | 178.5 | 156 | Natural Gas Fired Combined Cycle | NG | CT | 8 | 2003 |  |  | (OP) Operating | [6 empty] | Benton | 34.835 | -89.2026
18642 | Tennessee Valley Authority | 55451 | Magnolia Power Plant | Electric Utility | MS | STG1 | 156 | 150 | Natural Gas Fired Combined Cycle | NG | CA | 8 | 2003 |  |  | (OP) Operating | [6 empty] | Benton | 34.835 | -89.2026
18642 | Tennessee Valley Authority | 55451 | Magnolia Power Plant | Electric Utility | MS | STG2 | 156 | 150 | Natural Gas Fired Combined Cycle | NG | CA | 8 | 2003 |  |  | (OP) Operating | [6 empty] | Benton | 34.835 | -89.2026
18642 | Tennessee Valley Authority | 55451 | Magnolia Power Plant | Electric Utility | MS | STG3 | 156 | 150 | Natural Gas Fired Combined Cycle | NG | CA | 8 | 2003 |  |  | (OP) Operating | [6 empty] | Benton | 34.835 | -89.2026
6632 | Fountain Valley Power LLC | 55453 | Fountain Valley Power Facility | IPP Non-CHP | CO | S1 | 38 | 39 | Natural Gas Fired Combustion Turbine | NG | GT | 7 | 2001 |  |  | (OP) Operating | [6 empty] | El Paso | 38.5569 | -104.6875
6632 | Fountain Valley Power LLC | 55453 | Fountain Valley Power Facility | IPP Non-CHP | CO | S2 | 38 | 39 | Natural Gas Fired Combustion Turbine | NG | GT | 7 | 2001 |  |  | (OP) Operating | [6 empty] | El Paso | 38.5569 | -104.6875
6632 | Fountain Valley Power LLC | 55453 | Fountain Valley Power Facility | IPP Non-CHP | CO | S3 | 38 | 39 | Natural Gas Fired Combustion Turbine | NG | GT | 7 | 2001 |  |  | (OP) Operating | [6 empty] | El Paso | 38.5569 | -104.6875
6632 | Fountain Valley Power LLC | 55453 | Fountain Valley Power Facility | IPP Non-CHP | CO | S4 | 38 | 39 | Natural Gas Fired Combustion Turbine | NG | GT | 7 | 2001 |  |  | (OP) Operating | [6 empty] | El Paso | 38.5569 | -104.6875
6632 | Fountain Valley Power LLC | 55453 | Fountain Valley Power Facility | IPP Non-CHP | CO | S5 | 38 | 39 | Natural Gas Fired Combustion Turbine | NG | GT | 7 | 2001 |  |  | (OP) Operating | [6 empty] | El Paso | 38.5569 | -104.6875
6632 | Fountain Valley Power LLC | 55453 | Fountain Valley Power Facility | IPP Non-CHP | CO | S6 | 38 | 39 | Natural Gas Fired Combustion Turbine | NG | GT | 8 | 2001 |  |  | (OP) Operating | [6 empty] | El Paso | 38.5569 | -104.6875
803 | Arizona Public Service Co | 55455 | Red Hawk | Electric Utility | AZ | CT1A | 187.5 | 148 | Natural Gas Fired Combined Cycle | NG | CT | 7 | 2002 |  |  | (OP) Operating | [6 empty] | Maricopa | 33.3346 | -112.8406
803 | Arizona Public Service Co | 55455 | Red Hawk | Electric Utility | AZ | CT1B | 181.6 | 148 | Natural Gas Fired Combined Cycle | NG | CT | 7 | 2002 |  |  | (OP) Operating | [6 empty] | Maricopa | 33.3346 | -112.8406
803 | Arizona Public Service Co | 55455 | Red Hawk | Electric Utility | AZ | CT2A | 181.6 | 148 | Natural Gas Fired Combined Cycle | NG | CT | 7 | 2002 |  |  | (OP) Operating | [6 empty] | Maricopa | 33.3346 | -112.8406
803 | Arizona Public Service Co | 55455 | Red Hawk | Electric Utility | AZ | CT2B | 181.6 | 148 | Natural Gas Fired Combined Cycle | NG | CT | 7 | 2002 |  |  | (OP) Operating | [6 empty] | Maricopa | 33.3346 | -112.8406
803 | Arizona Public Service Co | 55455 | Red Hawk | Electric Utility | AZ | ST1 | 204 | 171 | Natural Gas Fired Combined Cycle | NG | CA | 7 | 2002 |  |  | (OP) Operating | [6 empty] | Maricopa | 33.3346 | -112.8406
803 | Arizona Public Service Co | 55455 | Red Hawk | Electric Utility | AZ | ST2 | 204 | 171 | Natural Gas Fired Combined Cycle | NG | CA | 7 | 2002 |  |  | (OP) Operating | [6 empty] | Maricopa | 33.3346 | -112.8406
14063 | Oklahoma Gas & Electric Co | 55457 | McClain Energy Facility | Electric Utility | OK | CT1 | 176.6 | 162 | Natural Gas Fired Combined Cycle | NG | CT | 6 | 2001 |  |  | (OP) Operating | [6 empty] | McClain | 35.2977 | -97.5898
14063 | Oklahoma Gas & Electric Co | 55457 | McClain Energy Facility | Electric Utility | OK | CT2 | 176.6 | 157.7 | Natural Gas Fired Combined Cycle | NG | CT | 6 | 2001 |  |  | (OP) Operating | [6 empty] | McClain | 35.2977 | -97.5898
14063 | Oklahoma Gas & Electric Co | 55457 | McClain Energy Facility | Electric Utility | OK | ST1 | 198.1 | 173.9 | Natural Gas Fired Combined Cycle | NG | CA | 6 | 2001 |  |  | (OP) Operating | [6 empty] | McClain | 35.2977 | -97.5898
14063 | Oklahoma Gas & Electric Co | 55463 | Redbud Power Plant | Electric Utility | OK | CT01 | 198.9 |  | Natural Gas Fired Combined Cycle | NG | CT | 5 | 2004 |  |  | (OP) Operating | [6 empty] | Oklahoma | 35.6856 | -97.2264
14063 | Oklahoma Gas & Electric Co | 55463 | Redbud Power Plant | Electric Utility | OK | CT02 | 198.9 |  | Natural Gas Fired Combined Cycle | NG | CT | 5 | 2004 |  |  | (OP) Operating | [6 empty] | Oklahoma | 35.6856 | -97.2264
14063 | Oklahoma Gas & Electric Co | 55463 | Redbud Power Plant | Electric Utility | OK | CT03 | 198.9 |  | Natural Gas Fired Combined Cycle | NG | CT | 5 | 2004 |  |  | (OP) Operating | [6 empty] | Oklahoma | 35.6856 | -97.2264
14063 | Oklahoma Gas & Electric Co | 55463 | Redbud Power Plant | Electric Utility | OK | CT04 | 198.9 |  | Natural Gas Fired Combined Cycle | NG | CT | 5 | 2004 |  |  | (OP) Operating | [6 empty] | Oklahoma | 35.6856 | -97.2264
14063 | Oklahoma Gas & Electric Co | 55463 | Redbud Power Plant | Electric Utility | OK | ST01 | 159.5 | 309.4 | Natural Gas Fired Combined Cycle | NG | CA | 5 | 2004 |  |  | (OP) Operating | [6 empty] | Oklahoma | 35.6856 | -97.2264
14063 | Oklahoma Gas & Electric Co | 55463 | Redbud Power Plant | Electric Utility | OK | ST02 | 159.5 | 303.7 | Natural Gas Fired Combined Cycle | NG | CA | 5 | 2004 |  |  | (OP) Operating | [6 empty] | Oklahoma | 35.6856 | -97.2264
14063 | Oklahoma Gas & Electric Co | 55463 | Redbud Power Plant | Electric Utility | OK | ST03 | 159.5 | 305.8 | Natural Gas Fired Combined Cycle | NG | CA | 5 | 2004 |  |  | (OP) Operating | [6 empty] | Oklahoma | 35.6856 | -97.2264
14063 | Oklahoma Gas & Electric Co | 55463 | Redbud Power Plant | Electric Utility | OK | ST04 | 159.5 | 300.6 | Natural Gas Fired Combined Cycle | NG | CA | 5 | 2004 |  |  | (OP) Operating | [6 empty] | Oklahoma | 35.6856 | -97.2264
4994 | Deer Park Energy Center | 55464 | Deer Park Energy Center | IPP CHP | TX | CTG1 | 180 | 169.8 | Natural Gas Fired Combined Cycle | NG | CT | 6 | 2003 |  |  | (OP) Operating | [6 empty] | Harris | 29.7134 | -95.1345
4994 | Deer Park Energy Center | 55464 | Deer Park Energy Center | IPP CHP | TX | CTG2 | 180 | 169.8 | Natural Gas Fired Combined Cycle | NG | CT | 6 | 2003 |  |  | (OP) Operating | [6 empty] | Harris | 29.7134 | -95.1345
4994 | Deer Park Energy Center | 55464 | Deer Park Energy Center | IPP CHP | TX | CTG3 | 180 | 169.8 | Natural Gas Fired Combined Cycle | NG | CT | 6 | 2004 |  |  | (OP) Operating | [6 empty] | Harris | 29.7134 | -95.1345
4994 | Deer Park Energy Center | 55464 | Deer Park Energy Center | IPP CHP | TX | CTG4 | 180 | 169.8 | Natural Gas Fired Combined Cycle | NG | CT | 6 | 2004 |  |  | (OP) Operating | [6 empty] | Harris | 29.7134 | -95.1345
4994 | Deer Park Energy Center | 55464 | Deer Park Energy Center | IPP CHP | TX | CTG6 | 180 | 154.8 | Natural Gas Fired Combined Cycle | NG | CT | 6 | 2014 |  |  | (OP) Operating | [6 empty] | Harris | 29.7134 | -95.1345
4994 | Deer Park Energy Center | 55464 | Deer Park Energy Center | IPP CHP | TX | STG1 | 276 | 282 | Natural Gas Fired Combined Cycle | NG | CA | 6 | 2004 |  |  | (OP) Operating | [6 empty] | Harris | 29.7134 | -95.1345
11241 | Entergy Louisiana LLC | 55467 | Ouachita | Electric Utility | LA | CTG1 | 179.3 | 145.1 | Natural Gas Fired Combined Cycle | NG | CT | 8 | 2002 |  |  | (OP) Operating | [6 empty] | Ouachita | 32.7061 | -92.0683
11241 | Entergy Louisiana LLC | 55467 | Ouachita | Electric Utility | LA | CTG2 | 179.3 | 143.3 | Natural Gas Fired Combined Cycle | NG | CT | 8 | 2002 |  |  | (OP) Operating | [6 empty] | Ouachita | 32.7061 | -92.0683
11241 | Entergy Louisiana LLC | 55467 | Ouachita | Electric Utility | LA | CTG3 | 179.3 | 146.9 | Natural Gas Fired Combined Cycle | NG | CT | 8 | 2002 |  |  | (OP) Operating | [6 empty] | Ouachita | 32.7061 | -92.0683
11241 | Entergy Louisiana LLC | 55467 | Ouachita | Electric Utility | LA | STG1 | 122 | 103 | Natural Gas Fired Combined Cycle | NG | CA | 8 | 2002 |  |  | (OP) Operating | [6 empty] | Ouachita | 32.7061 | -92.0683
11241 | Entergy Louisiana LLC | 55467 | Ouachita | Electric Utility | LA | STG2 | 122 | 101.8 | Natural Gas Fired Combined Cycle | NG | CA | 8 | 2002 |  |  | (OP) Operating | [6 empty] | Ouachita | 32.7061 | -92.0683
11241 | Entergy Louisiana LLC | 55467 | Ouachita | Electric Utility | LA | STG3 | 122 | 101 | Natural Gas Fired Combined Cycle | NG | CA | 8 | 2002 |  |  | (OP) Operating | [6 empty] | Ouachita | 32.7061 | -92.0683
17566 | South Houston Green Power LLC | 55470 | Green Power 2 | Industrial CHP | TX | ST1 | 110 | 110 | Natural Gas Fired Combined Cycle | NG | CA | 12 | 2003 |  |  | (OP) Operating | [6 empty] | Galveston | 29.3781 | -94.9328
17566 | South Houston Green Power LLC | 55470 | Green Power 2 | Industrial CHP | TX | ST805 | 250 | 241.5 | Natural Gas Fired Combined Cycle | NG | CA | 5 | 2009 |  |  | (OP) Operating | [6 empty] | Galveston | 29.3781 | -94.9328
17566 | South Houston Green Power LLC | 55470 | Green Power 2 | Industrial CHP | TX | TR1 | 167 | 158 | Natural Gas Fired Combined Cycle | NG | CT | 12 | 2003 |  |  | (OP) Operating | [6 empty] | Galveston | 29.3781 | -94.9328
17566 | South Houston Green Power LLC | 55470 | Green Power 2 | Industrial CHP | TX | TR2 | 167 | 158 | Natural Gas Fired Combined Cycle | NG | CT | 12 | 2003 |  |  | (OP) Operating | [6 empty] | Galveston | 29.3781 | -94.9328
17566 | South Houston Green Power LLC | 55470 | Green Power 2 | Industrial CHP | TX | TR3 | 167 | 158 | Natural Gas Fired Combined Cycle | NG | CT | 12 | 2003 |  |  | (OP) Operating | [6 empty] | Galveston | 29.3781 | -94.9328
19545 | Black Hills Power, Inc. d/b/a Black Hills Energy | 55477 | Neil Simpson Gas Turbine #2 | Electric Utility | WY | GT2 | 40 | 34 | Natural Gas Fired Combustion Turbine | NG | GT | 4 | 2001 |  |  | (OP) Operating | [6 empty] | Campbell | 44.285 | -105.3786
19545 | Black Hills Power, Inc. d/b/a Black Hills Energy | 55478 | Lange Gas Turbines | Electric Utility | SD | 0001 | 40 | 34 | Natural Gas Fired Combustion Turbine | NG | GT | 3 | 2002 |  |  | (OP) Operating | [6 empty] | Pennington | 44.1203 | -103.26
1652 | Black Hills Ontario LLC | 55479 | Wygen 1 | IPP Non-CHP | WY | 0001 | 90 | 85 | Conventional Steam Coal | SUB | ST | 1 | 2003 |  |  | (OP) Operating | [6 empty] | CAMPBELL | 44.2858 | -105.3833
6844 | FPLE Forney LP | 55480 | Forney Energy Center | IPP Non-CHP | TX | ST1 | 416 | 415 | Natural Gas Fired Combined Cycle | NG | CA | 4 | 2003 |  |  | (OP) Operating | [6 empty] | Kaufman | 32.7563 | -96.4916
6844 | FPLE Forney LP | 55480 | Forney Energy Center | IPP Non-CHP | TX | ST2 | 416 | 415 | Natural Gas Fired Combined Cycle | NG | CA | 7 | 2003 |  |  | (OP) Operating | [6 empty] | Kaufman | 32.7563 | -96.4916
6844 | FPLE Forney LP | 55480 | Forney Energy Center | IPP Non-CHP | TX | U1 | 169.8 | 168 | Natural Gas Fired Combined Cycle | NG | CT | 2 | 2003 |  |  | (OP) Operating | [6 empty] | Kaufman | 32.7563 | -96.4916
6844 | FPLE Forney LP | 55480 | Forney Energy Center | IPP Non-CHP | TX | U2 | 169.8 | 168 | Natural Gas Fired Combined Cycle | NG | CT | 2 | 2003 |  |  | (OP) Operating | [6 empty] | Kaufman | 32.7563 | -96.4916
6844 | FPLE Forney LP | 55480 | Forney Energy Center | IPP Non-CHP | TX | U3 | 169.8 | 168 | Natural Gas Fired Combined Cycle | NG | CT | 2 | 2003 |  |  | (OP) Operating | [6 empty] | Kaufman | 32.7563 | -96.4916
6844 | FPLE Forney LP | 55480 | Forney Energy Center | IPP Non-CHP | TX | U4 | 169.8 | 168 | Natural Gas Fired Combined Cycle | NG | CT | 5 | 2003 |  |  | (OP) Operating | [6 empty] | Kaufman | 32.7563 | -96.4916
6844 | FPLE Forney LP | 55480 | Forney Energy Center | IPP Non-CHP | TX | U5 | 169.8 | 168 | Natural Gas Fired Combined Cycle | NG | CT | 5 | 2003 |  |  | (OP) Operating | [6 empty] | Kaufman | 32.7563 | -96.4916
6844 | FPLE Forney LP | 55480 | Forney Energy Center | IPP Non-CHP | TX | U6 | 169.8 | 168 | Natural Gas Fired Combined Cycle | NG | CT | 5 | 2003 |  |  | (OP) Operating | [6 empty] | Kaufman | 32.7563 | -96.4916
59532 | CAMS | 55481 | Mesquite Generating Station Block 2 | IPP Non-CHP | AZ | GT3 | 185.3 | 153 | Natural Gas Fired Combined Cycle | NG | CT | 12 | 2003 |  |  | (OP) Operating | [6 empty] | Maricopa | 33.345 | -112.8642
59532 | CAMS | 55481 | Mesquite Generating Station Block 2 | IPP Non-CHP | AZ | GT4 | 185.3 | 153 | Natural Gas Fired Combined Cycle | NG | CT | 12 | 2003 |  |  | (OP) Operating | [6 empty] | Maricopa | 33.345 | -112.8642
59532 | CAMS | 55481 | Mesquite Generating Station Block 2 | IPP Non-CHP | AZ | ST2 | 321 | 289 | Natural Gas Fired Combined Cycle | NG | CA | 12 | 2003 |  |  | (OP) Operating | [6 empty] | Maricopa | 33.345 | -112.8642
15500 | Puget Sound Energy Inc | 55482 | Goldendale Generating Station | Electric Utility | WA | G1 | 170 | 146.1 | Natural Gas Fired Combined Cycle | NG | CT | 8 | 2004 |  |  | (OP) Operating |  |  |  | 2016 | 6 | 7 | Klickitat | 45.8114 | -120.833
15500 | Puget Sound Energy Inc | 55482 | Goldendale Generating Station | Electric Utility | WA | G2 | 114.3 | 110.6 | Natural Gas Fired Combined Cycle | NG | CA | 8 | 2004 |  |  | (OP) Operating | [6 empty] | Klickitat | 45.8114 | -120.833
3057 | Catawba County | 55488 | Blackburn Landfill Co-Generation | IPP CHP | NC | BB1 | 1 | 1 | Landfill Gas | LFG | IC | 9 | 1999 |  |  | (OP) Operating | [6 empty] | CATAWBA | 35.6067 | -81.3006
3057 | Catawba County | 55488 | Blackburn Landfill Co-Generation | IPP CHP | NC | BB2 | 1 | 1 | Landfill Gas | LFG | IC | 12 | 1999 |  |  | (OP) Operating | [6 empty] | CATAWBA | 35.6067 | -81.3006
3057 | Catawba County | 55488 | Blackburn Landfill Co-Generation | IPP CHP | NC | BB3 | 0.9 | 0.9 | Landfill Gas | LFG | IC | 3 | 2002 |  |  | (OP) Operating | [6 empty] | CATAWBA | 35.6067 | -81.3006
13193 | Naniwa Energy LLC | 55494 | Tri Center Naniwa Energy | IPP Non-CHP | NV | CT3 | 64 | 50 | Natural Gas Fired Combustion Turbine | NG | GT | 6 | 2001 |  |  | (OP) Operating | [6 empty] | Storey | 39.5572 | -119.5178
13193 | Naniwa Energy LLC | 55494 | Tri Center Naniwa Energy | IPP Non-CHP | NV | CT4 | 64 | 50 | Natural Gas Fired Combustion Turbine | NG | GT | 6 | 2001 |  |  | (OP) Operating | [6 empty] | Storey | 39.5572 | -119.5178
13193 | Naniwa Energy LLC | 55494 | Tri Center Naniwa Energy | IPP Non-CHP | NV | CT5 | 62 | 50 | Natural Gas Fired Combustion Turbine | NG | GT | 7 | 2001 |  |  | (OP) Operating | [6 empty] | Storey | 39.5572 | -119.5178
13193 | Naniwa Energy LLC | 55494 | Tri Center Naniwa Energy | IPP Non-CHP | NV | CT6 | 62 | 50 | Natural Gas Fired Combustion Turbine | NG | GT | 7 | 2001 |  |  | (OP) Operating | [6 empty] | Storey | 39.5572 | -119.5178
19436 | Union Electric Co - (MO) | 55496 | Goose Creek Energy Center | Electric Utility | IL | CT01 | 114 | 72 | Natural Gas Fired Combustion Turbine | NG | GT | 5 | 2003 |  |  | (OP) Operating | [6 empty] | Piatt | 40.1069 | -88.5999
19436 | Union Electric Co - (MO) | 55496 | Goose Creek Energy Center | Electric Utility | IL | CT02 | 114 | 72 | Natural Gas Fired Combustion Turbine | NG | GT | 5 | 2003 |  |  | (OP) Operating | [6 empty] | Piatt | 40.1069 | -88.5999
19436 | Union Electric Co - (MO) | 55496 | Goose Creek Energy Center | Electric Utility | IL | CT03 | 114 | 72 | Natural Gas Fired Combustion Turbine | NG | GT | 5 | 2003 |  |  | (OP) Operating | [6 empty] | Piatt | 40.1069 | -88.5999
19436 | Union Electric Co - (MO) | 55496 | Goose Creek Energy Center | Electric Utility | IL | CT04 | 114 | 72 | Natural Gas Fired Combustion Turbine | NG | GT | 5 | 2003 |  |  | (OP) Operating | [6 empty] | Piatt | 40.1069 | -88.5999
19436 | Union Electric Co - (MO) | 55496 | Goose Creek Energy Center | Electric Utility | IL | CT05 | 114 | 72 | Natural Gas Fired Combustion Turbine | NG | GT | 5 | 2003 |  |  | (OP) Operating | [6 empty] | Piatt | 40.1069 | -88.5999
19436 | Union Electric Co - (MO) | 55496 | Goose Creek Energy Center | Electric Utility | IL | CT06 | 114 | 72 | Natural Gas Fired Combustion Turbine | NG | GT | 5 | 2003 |  |  | (OP) Operating | [6 empty] | Piatt | 40.1069 | -88.5999
59527 | Calpeak Operating Services, LLC | 55499 | CalPeak Power Vaca Dixon Peaker Plant | IPP Non-CHP | CA | CPP1 | 60.5 | 48 | Natural Gas Fired Combustion Turbine | NG | GT | 6 | 2002 |  |  | (OP) Operating | [6 empty] | Solano | 38.3989 | -121.924
10362 | Kiowa Power Partners LLC | 55501 | Kiamichi Energy Facility | IPP Non-CHP | OK | CTG1 | 183.9 | 158.2 | Natural Gas Fired Combined Cycle | NG | CT | 4 | 2003 |  |  | (OP) Operating | [6 empty] | Pittsburg | 34.6831 | -95.9349
10362 | Kiowa Power Partners LLC | 55501 | Kiamichi Energy Facility | IPP Non-CHP | OK | CTG2 | 183.9 | 158.2 | Natural Gas Fired Combined Cycle | NG | CT | 4 | 2003 |  |  | (OP) Operating | [6 empty] | Pittsburg | 34.6831 | -95.9349
10362 | Kiowa Power Partners LLC | 55501 | Kiamichi Energy Facility | IPP Non-CHP | OK | CTG3 | 183.9 | 158.2 | Natural Gas Fired Combined Cycle | NG | CT | 4 | 2003 |  |  | (OP) Operating | [6 empty] | Pittsburg | 34.6831 | -95.9349
10362 | Kiowa Power Partners LLC | 55501 | Kiamichi Energy Facility | IPP Non-CHP | OK | CTG4 | 183.9 | 158.2 | Natural Gas Fired Combined Cycle | NG | CT | 4 | 2003 |  |  | (OP) Operating | [6 empty] | Pittsburg | 34.6831 | -95.9349
10362 | Kiowa Power Partners LLC | 55501 | Kiamichi Energy Facility | IPP Non-CHP | OK | STG1 | 317.2 | 272.8 | Natural Gas Fired Combined Cycle | NG | CA | 4 | 2003 |  |  | (OP) Operating | [6 empty] | Pittsburg | 34.6831 | -95.9349
10362 | Kiowa Power Partners LLC | 55501 | Kiamichi Energy Facility | IPP Non-CHP | OK | STG2 | 317.2 | 272.8 | Natural Gas Fired Combined Cycle | NG | CA | 4 | 2003 |  |  | (OP) Operating | [6 empty] | Pittsburg | 34.6831 | -95.9349
343 | AEP Generating Company | 55502 | Lawrenceburg Energy Facility | Electric Utility | IN | 0100 | 268 | 238 | Natural Gas Fired Combined Cycle | NG | CA | 6 | 2004 |  |  | (OP) Operating | [6 empty] | Dearborn | 39.0911 | -84.8669
343 | AEP Generating Company | 55502 | Lawrenceburg Energy Facility | Electric Utility | IN | 0200 | 268 | 238 | Natural Gas Fired Combined Cycle | NG | CA | 6 | 2004 |  |  | (OP) Operating | [6 empty] | Dearborn | 39.0911 | -84.8669
343 | AEP Generating Company | 55502 | Lawrenceburg Energy Facility | Electric Utility | IN | 1100 | 174 | 151 | Natural Gas Fired Combined Cycle | NG | CT | 6 | 2004 |  |  | (OP) Operating | [6 empty] | Dearborn | 39.0911 | -84.8669
343 | AEP Generating Company | 55502 | Lawrenceburg Energy Facility | Electric Utility | IN | 1200 | 174 | 151 | Natural Gas Fired Combined Cycle | NG | CT | 6 | 2004 |  |  | (OP) Operating | [6 empty] | Dearborn | 39.0911 | -84.8669
343 | AEP Generating Company | 55502 | Lawrenceburg Energy Facility | Electric Utility | IN | 2100 | 174 | 151 | Natural Gas Fired Combined Cycle | NG | CT | 6 | 2004 |  |  | (OP) Operating | [6 empty] | Dearborn | 39.0911 | -84.8669
343 | AEP Generating Company | 55502 | Lawrenceburg Energy Facility | Electric Utility | IN | 2200 | 174 | 151 | Natural Gas Fired Combined Cycle | NG | CT | 6 | 2004 |  |  | (OP) Operating | [6 empty] | Dearborn | 39.0911 | -84.8669
58620 | AEP Generation Resources Inc | 55503 | AEP Waterford Facility | IPP Non-CHP | OH | CTG1 | 174.2 | 155 | Natural Gas Fired Combined Cycle | NG | CT | 8 | 2003 |  |  | (OP) Operating | [6 empty] | Washington | 39.5333 | -81.7178
58620 | AEP Generation Resources Inc | 55503 | AEP Waterford Facility | IPP Non-CHP | OH | CTG2 | 174.2 | 155 | Natural Gas Fired Combined Cycle | NG | CT | 8 | 2003 |  |  | (OP) Operating | [6 empty] | Washington | 39.5333 | -81.7178
58620 | AEP Generation Resources Inc | 55503 | AEP Waterford Facility | IPP Non-CHP | OH | CTG3 | 174.2 | 155 | Natural Gas Fired Combined Cycle | NG | CT | 8 | 2003 |  |  | (OP) Operating | [6 empty] | Washington | 39.5333 | -81.7178
58620 | AEP Generation Resources Inc | 55503 | AEP Waterford Facility | IPP Non-CHP | OH | ST1 | 399 | 345 | Natural Gas Fired Combined Cycle | NG | CA | 8 | 2003 |  |  | (OP) Operating | [6 empty] | Washington | 39.5333 | -81.7178
30151 | Tri-State G & T Assn, Inc | 55504 | Limon Generating Station | Electric Utility | CO | L1 | 77.1 | 67 | Natural Gas Fired Combustion Turbine | NG | GT | 2 | 2002 |  |  | (OP) Operating | [6 empty] | Lincoln | 39.2038 | -103.7005
30151 | Tri-State G & T Assn, Inc | 55504 | Limon Generating Station | Electric Utility | CO | L2 | 77.1 | 67 | Natural Gas Fired Combustion Turbine | NG | GT | 2 | 2002 |  |  | (OP) Operating | [6 empty] | Lincoln | 39.2038 | -103.7005
30151 | Tri-State G & T Assn, Inc | 55505 | Frank Knutson | Electric Utility | CO | BR1 | 77.1 | 67 | Natural Gas Fired Combustion Turbine | NG | GT | 5 | 2002 |  |  | (OP) Operating | [6 empty] | Adams | 39.9411 | -104.682
30151 | Tri-State G & T Assn, Inc | 55505 | Frank Knutson | Electric Utility | CO | BR2 | 77.1 | 67 | Natural Gas Fired Combustion Turbine | NG | GT | 5 | 2002 |  |  | (OP) Operating | [6 empty] | Adams | 39.9411 | -104.682
59527 | Calpeak Operating Services, LLC | 55508 | CalPeak Power Panoche Peaker Plant | IPP Non-CHP | CA | CPP2 | 60.5 | 48 | Natural Gas Fired Combustion Turbine | NG | GT | 12 | 2001 |  |  | (OP) Operating | [6 empty] | Fresno | 36.6529 | -120.5806
59527 | Calpeak Operating Services, LLC | 55510 | CalPeak Power Border Peaker Plant | IPP Non-CHP | CA | CPP4 | 60.5 | 48 | Natural Gas Fired Combustion Turbine | NG | GT | 11 | 2001 |  |  | (OP) Operating | [6 empty] | San Diego | 32.5624 | -116.9439
16609 | San Diego Gas & Electric Co | 55512 | Cuyamaca Peak Energy Plant | Electric Utility | CA | CPP6 | 48.7 | 48.7 | Natural Gas Fired Combustion Turbine | NG | GT | 5 | 2002 |  |  | (OP) Operating | [6 empty] | San Diego | 32.7965 | -116.9721
59527 | Calpeak Operating Services, LLC | 55513 | CalPeak Power Enterprise Peaker Plant | IPP Non-CHP | CA | CPP7 | 58.9 | 48 | Natural Gas Fired Combustion Turbine | NG | GT | 11 | 2001 |  |  | (OP) Operating | [6 empty] | San Diego | 33.1219 | -117.1174
11208 | Los Angeles Department of Water & Power | 55514 | Apex Generating Station | Electric Utility | NV | CTG1 | 174 | 149.6 | Natural Gas Fired Combined Cycle | NG | CT | 5 | 2003 |  |  | (OP) Operating | [6 empty] | Clark | 36.416 | -114.9609
11208 | Los Angeles Department of Water & Power | 55514 | Apex Generating Station | Electric Utility | NV | CTG2 | 174 | 149.6 | Natural Gas Fired Combined Cycle | NG | CT | 5 | 2003 |  |  | (OP) Operating | [6 empty] | Clark | 36.416 | -114.9609
11208 | Los Angeles Department of Water & Power | 55514 | Apex Generating Station | Electric Utility | NV | STG1 | 252.6 | 195.2 | Natural Gas Fired Combined Cycle | NG | CA | 5 | 2003 |  |  | (OP) Operating | [6 empty] | Clark | 36.416 | -114.9609
59923 | Dynegy Fayette Energy Facility | 55516 | Fayette Energy Facility | IPP Non-CHP | PA | CTG1 | 163.5 | 174 | Natural Gas Fired Combined Cycle | NG | CT | 6 | 2003 |  |  | (OP) Operating | [6 empty] | Fayette | 39.8592 | -79.9182
59923 | Dynegy Fayette Energy Facility | 55516 | Fayette Energy Facility | IPP Non-CHP | PA | CTG2 | 163.5 | 174 | Natural Gas Fired Combined Cycle | NG | CT | 6 | 2003 |  |  | (OP) Operating | [6 empty] | Fayette | 39.8592 | -79.9182
59923 | Dynegy Fayette Energy Facility | 55516 | Fayette Energy Facility | IPP Non-CHP | PA | STG1 | 317.1 | 314 | Natural Gas Fired Combined Cycle | NG | CA | 6 | 2003 |  |  | (OP) Operating | [6 empty] | Fayette | 39.8592 | -79.9182
56927 | Wallingford Energy LLC | 55517 | Wallingford Energy | IPP Non-CHP | CT | CTG1 | 50 | 42.3 | Natural Gas Fired Combustion Turbine | NG | GT | 10 | 2001 |  |  | (OP) Operating | [6 empty] | New Haven | 41.4487 | -72.8354
56927 | Wallingford Energy LLC | 55517 | Wallingford Energy | IPP Non-CHP | CT | CTG2 | 50 | 42.3 | Natural Gas Fired Combustion Turbine | NG | GT | 9 | 2001 |  |  | (OP) Operating | [6 empty] | New Haven | 41.4487 | -72.8354
56927 | Wallingford Energy LLC | 55517 | Wallingford Energy | IPP Non-CHP | CT | CTG3 | 50 | 42.3 | Natural Gas Fired Combustion Turbine | NG | GT | 8 | 2001 |  |  | (OP) Operating | [6 empty] | New Haven | 41.4487 | -72.8354
56927 | Wallingford Energy LLC | 55517 | Wallingford Energy | IPP Non-CHP | CT | CTG4 | 50 | 42.3 | Natural Gas Fired Combustion Turbine | NG | GT | 8 | 2001 |  |  | (OP) Operating | [6 empty] | New Haven | 41.4487 | -72.8354
56927 | Wallingford Energy LLC | 55517 | Wallingford Energy | IPP Non-CHP | CT | CTG5 | 50 | 42.3 | Natural Gas Fired Combustion Turbine | NG | GT | 8 | 2001 |  |  | (OP) Operating | [6 empty] | New Haven | 41.4487 | -72.8354
56559 | High Desert Power Project LLC | 55518 | High Desert Power Plant | IPP Non-CHP | CA | CTG1 | 173 | 156.3 | Natural Gas Fired Combined Cycle | NG | CT | 4 | 2003 |  |  | (OP) Operating |  |  |  | 2017 | 11 | 15 | San Bernardino | 34.5953 | -117.3647
56559 | High Desert Power Project LLC | 55518 | High Desert Power Plant | IPP Non-CHP | CA | CTG2 | 173 | 156.7 | Natural Gas Fired Combined Cycle | NG | CT | 4 | 2003 |  |  | (OP) Operating |  |  |  | 2018 | 5 | 15 | San Bernardino | 34.5953 | -117.3647
56559 | High Desert Power Project LLC | 55518 | High Desert Power Plant | IPP Non-CHP | CA | CTG3 | 173 | 156.5 | Natural Gas Fired Combined Cycle | NG | CT | 4 | 2003 |  |  | (OP) Operating |  |  |  | 2017 | 11 | 15 | San Bernardino | 34.5953 | -117.3647
56559 | High Desert Power Project LLC | 55518 | High Desert Power Plant | IPP Non-CHP | CA | STG1 | 333 | 304.8 | Natural Gas Fired Combined Cycle | NG | CA | 4 | 2003 |  |  | (OP) Operating | [6 empty] | San Bernardino | 34.5953 | -117.3647
803 | Arizona Public Service Co | 55522 | Sundance | Electric Utility | AZ | CT1 | 60.5 | 41 | Natural Gas Fired Combustion Turbine | NG | GT | 5 | 2002 |  |  | (OP) Operating | [6 empty] | Pinal | 32.9285 | -111.5899
803 | Arizona Public Service Co | 55522 | Sundance | Electric Utility | AZ | CT10 | 60.5 | 41 | Natural Gas Fired Combustion Turbine | NG | GT | 6 | 2002 |  |  | (OP) Operating | [6 empty] | Pinal | 32.9285 | -111.5899
803 | Arizona Public Service Co | 55522 | Sundance | Electric Utility | AZ | CT2 | 60.5 | 41 | Natural Gas Fired Combustion Turbine | NG | GT | 5 | 2002 |  |  | (OP) Operating | [6 empty] | Pinal | 32.9285 | -111.5899
803 | Arizona Public Service Co | 55522 | Sundance | Electric Utility | AZ | CT3 | 60.5 | 41 | Natural Gas Fired Combustion Turbine | NG | GT | 5 | 2002 |  |  | (OP) Operating | [6 empty] | Pinal | 32.9285 | -111.5899
803 | Arizona Public Service Co | 55522 | Sundance | Electric Utility | AZ | CT4 | 60.5 | 41 | Natural Gas Fired Combustion Turbine | NG | GT | 5 | 2002 |  |  | (OP) Operating | [6 empty] | Pinal | 32.9285 | -111.5899
803 | Arizona Public Service Co | 55522 | Sundance | Electric Utility | AZ | CT5 | 60.5 | 41 | Natural Gas Fired Combustion Turbine | NG | GT | 5 | 2002 |  |  | (OP) Operating | [6 empty] | Pinal | 32.9285 | -111.5899
803 | Arizona Public Service Co | 55522 | Sundance | Electric Utility | AZ | CT6 | 60.5 | 41 | Natural Gas Fired Combustion Turbine | NG | GT | 5 | 2002 |  |  | (OP) Operating | [6 empty] | Pinal | 32.9285 | -111.5899
803 | Arizona Public Service Co | 55522 | Sundance | Electric Utility | AZ | CT7 | 60.5 | 41 | Natural Gas Fired Combustion Turbine | NG | GT | 6 | 2002 |  |  | (OP) Operating | [6 empty] | Pinal | 32.9285 | -111.5899
803 | Arizona Public Service Co | 55522 | Sundance | Electric Utility | AZ | CT8 | 60.5 | 41 | Natural Gas Fired Combustion Turbine | NG | GT | 6 | 2002 |  |  | (OP) Operating | [6 empty] | Pinal | 32.9285 | -111.5899
803 | Arizona Public Service Co | 55522 | Sundance | Electric Utility | AZ | CT9 | 60.5 | 41 | Natural Gas Fired Combustion Turbine | NG | GT | 6 | 2002 |  |  | (OP) Operating | [6 empty] | Pinal | 32.9285 | -111.5899
56608 | Calpine Mid-Merit LLC | 55524 | York Energy Center | IPP Non-CHP | PA | CTG1 | 120 | 113 | Natural Gas Fired Combined Cycle | NG | CT | 3 | 2011 |  |  | (OP) Operating | [6 empty] | York | 39.7375 | -76.3067
56608 | Calpine Mid-Merit LLC | 55524 | York Energy Center | IPP Non-CHP | PA | CTG2 | 120 | 122 | Natural Gas Fired Combined Cycle | NG | CT | 3 | 2011 |  |  | (OP) Operating | [6 empty] | York | 39.7375 | -76.3067
56608 | Calpine Mid-Merit LLC | 55524 | York Energy Center | IPP Non-CHP | PA | CTG3 | 120 | 122 | Natural Gas Fired Combined Cycle | NG | CT | 3 | 2011 |  |  | (OP) Operating | [6 empty] | York | 39.7375 | -76.3067
56608 | Calpine Mid-Merit LLC | 55524 | York Energy Center | IPP Non-CHP | PA | STG1 | 200 | 188 | Natural Gas Fired Combined Cycle | NG | CA | 3 | 2011 |  |  | (OP) Operating | [6 empty] | York | 39.7375 | -76.3067
12619 | Milwaukee Metro Sewerage Dist | 55525 | MMSD South Shore Wastewater | Commercial CHP | WI | 1 | 1.5 | 1.4 | Other Waste Biomass | OBG | IC | 8 | 2000 |  |  | (OP) Operating | [6 empty] | Milwaukee | 42.8869 | -87.8422
12619 | Milwaukee Metro Sewerage Dist | 55525 | MMSD South Shore Wastewater | Commercial CHP | WI | 1CAT | 0.9 | 0.9 | Other Waste Biomass | OBG | IC | 2 | 2009 |  |  | (OP) Operating | [6 empty] | Milwaukee | 42.8869 | -87.8422
12619 | Milwaukee Metro Sewerage Dist | 55525 | MMSD South Shore Wastewater | Commercial CHP | WI | 2CAT | 0.9 | 0.9 | Other Waste Biomass | OBG | IC | 1 | 2010 |  |  | (OP) Operating | [6 empty] | Milwaukee | 42.8869 | -87.8422
12619 | Milwaukee Metro Sewerage Dist | 55525 | MMSD South Shore Wastewater | Commercial CHP | WI | 3CAT | 0.9 | 0.9 | Other Waste Biomass | OBG | IC | 1 | 2009 |  |  | (OP) Operating | [6 empty] | Milwaukee | 42.8869 | -87.8422
12619 | Milwaukee Metro Sewerage Dist | 55525 | MMSD South Shore Wastewater | Commercial CHP | WI | 4CAT | 0.9 | 0.9 | Other Waste Biomass | OBG | IC | 1 | 2009 |  |  | (OP) Operating | [6 empty] | Milwaukee | 42.8869 | -87.8422
56772 | TX LFG Energy, LP | 55526 | Atascosita | IPP Non-CHP | TX | GEN1 | 1.7 | 1.7 | Landfill Gas | LFG | IC | 3 | 2003 |  |  | (OP) Operating | [6 empty] | Harris | 29.9522 | -95.2422
56772 | TX LFG Energy, LP | 55526 | Atascosita | IPP Non-CHP | TX | GEN2 | 1.7 | 1.7 | Landfill Gas | LFG | IC | 3 | 2003 |  |  | (OP) Operating | [6 empty] | Harris | 29.9522 | -95.2422
56772 | TX LFG Energy, LP | 55526 | Atascosita | IPP Non-CHP | TX | GEN3 | 1.7 | 1.7 | Landfill Gas | LFG | IC | 3 | 2003 |  |  | (OP) Operating | [6 empty] | Harris | 29.9522 | -95.2422
56772 | TX LFG Energy, LP | 55526 | Atascosita | IPP Non-CHP | TX | GEN4 | 1.7 | 1.7 | Landfill Gas | LFG | IC | 3 | 2003 |  |  | (OP) Operating | [6 empty] | Harris | 29.9522 | -95.2422
56772 | TX LFG Energy, LP | 55526 | Atascosita | IPP Non-CHP | TX | GEN5 | 1.7 | 1.7 | Landfill Gas | LFG | IC | 3 | 2003 |  |  | (OP) Operating | [6 empty] | Harris | 29.9522 | -95.2422
56772 | TX LFG Energy, LP | 55526 | Atascosita | IPP Non-CHP | TX | GEN6 | 1.7 | 1.7 | Landfill Gas | LFG | IC | 7 | 2004 |  |  | (OP) Operating | [6 empty] | Harris | 29.9522 | -95.2422
12944 | City of Morganton - (NC) | 55534 | Water Filter Plant #2 | Electric Utility | NC | 1299 | 1.8 | 1.7 | Petroleum Liquids | DFO | IC | 5 | 2013 |  |  | (OP) Operating | [6 empty] | Burke | 35.7377 | -81.7278
20323 | Wellhead Services Inc | 55538 | Escondido Energy Center | IPP Non-CHP | CA | CTG1 | 49.9 | 45 | Natural Gas Fired Combustion Turbine | NG | GT | 1 | 2014 |  |  | (OP) Operating | [6 empty] | San Diego | 33.1261 | -117.1172
20323 | Wellhead Services Inc | 55540 | Chula Vista Energy Center | IPP Non-CHP | CA | GEN1 | 44 | 33.6 | Natural Gas Fired Combustion Turbine | NG | GT | 5 | 2001 |  |  | (OP) Operating | [6 empty] | San Diego | 32.5917 | -117.0586
49981 | Diamond Generating Corporation | 55541 | Indigo Energy Facility | IPP Non-CHP | CA | CTG1 | 49.9 | 46.7 | Natural Gas Fired Combustion Turbine | NG | GT | 7 | 2001 |  |  | (OP) Operating | [6 empty] | Riverside | 33.9109 | -116.553
49981 | Diamond Generating Corporation | 55541 | Indigo Energy Facility | IPP Non-CHP | CA | CTG2 | 49.9 | 47.6 | Natural Gas Fired Combustion Turbine | NG | GT | 7 | 2001 |  |  | (OP) Operating | [6 empty] | Riverside | 33.9109 | -116.553
49981 | Diamond Generating Corporation | 55541 | Indigo Energy Facility | IPP Non-CHP | CA | CTG3 | 49.9 | 48.2 | Natural Gas Fired Combustion Turbine | NG | GT | 8 | 2001 |  |  | (OP) Operating | [6 empty] | Riverside | 33.9109 | -116.553
49981 | Diamond Generating Corporation | 55542 | Larkspur Energy Facility | IPP Non-CHP | CA | CTG1 | 49.9 | 45.6 | Natural Gas Fired Combustion Turbine | NG | GT | 7 | 2001 |  |  | (OP) Operating | [6 empty] | San Diego | 32.567 | -116.9442
49981 | Diamond Generating Corporation | 55542 | Larkspur Energy Facility | IPP Non-CHP | CA | CTG2 | 49.9 | 46 | Natural Gas Fired Combustion Turbine | NG | GT | 7 | 2001 |  |  | (OP) Operating | [6 empty] | San Diego | 32.567 | -116.9442
14372 | Pacific Klamath Energy Inc | 55544 | Klamath Expansion Project | IPP Non-CHP | OR | GT1 | 29.4 | 25 | Natural Gas Fired Combustion Turbine | NG | GT | 5 | 2002 |  |  | (OP) Operating | [6 empty] | Klamath | 42.1727 | -121.8144
14372 | Pacific Klamath Energy Inc | 55544 | Klamath Expansion Project | IPP Non-CHP | OR | GT2 | 29.4 | 25 | Natural Gas Fired Combustion Turbine | NG | GT | 5 | 2002 |  |  | (OP) Operating | [6 empty] | Klamath | 42.1727 | -121.8144
14372 | Pacific Klamath Energy Inc | 55544 | Klamath Expansion Project | IPP Non-CHP | OR | GT3 | 29.4 | 25 | Natural Gas Fired Combustion Turbine | NG | GT | 5 | 2002 |  |  | (OP) Operating | [6 empty] | Klamath | 42.1727 | -121.8144
14372 | Pacific Klamath Energy Inc | 55544 | Klamath Expansion Project | IPP Non-CHP | OR | GT4 | 29.4 | 25 | Natural Gas Fired Combustion Turbine | NG | GT | 5 | 2002 |  |  | (OP) Operating | [6 empty] | Klamath | 42.1727 | -121.8144
2934 | Calpine Corp - Hidalgo | 55545 | Hidalgo Energy Center | IPP Non-CHP | TX | CTG1 | 176.6 | 149 | Natural Gas Fired Combined Cycle | NG | CT | 6 | 2000 |  |  | (OP) Operating | [6 empty] | Hidalgo | 26.3417 | -98.1758
2934 | Calpine Corp - Hidalgo | 55545 | Hidalgo Energy Center | IPP Non-CHP | TX | CTG2 | 176.6 | 149 | Natural Gas Fired Combined Cycle | NG | CT | 6 | 2000 |  |  | (OP) Operating | [6 empty] | Hidalgo | 26.3417 | -98.1758
2934 | Calpine Corp - Hidalgo | 55545 | Hidalgo Energy Center | IPP Non-CHP | TX | STG1 | 198.1 | 172 | Natural Gas Fired Combined Cycle | NG | CA | 6 | 2000 |  |  | (OP) Operating | [6 empty] | Hidalgo | 26.3417 | -98.1758
56772 | TX LFG Energy, LP | 55551 | Baytown | IPP Non-CHP | TX | UNT1 | 1 | 1 | Landfill Gas | LFG | IC | 12 | 2003 |  |  | (OP) Operating | [6 empty] | Chambers | 29.6744 | -94.9139
56772 | TX LFG Energy, LP | 55551 | Baytown | IPP Non-CHP | TX | UNT2 | 1 | 1 | Landfill Gas | LFG | IC | 12 | 2003 |  |  | (OP) Operating | [6 empty] | Chambers | 29.6744 | -94.9139
56772 | TX LFG Energy, LP | 55551 | Baytown | IPP Non-CHP | TX | UNT3 | 1 | 1 | Landfill Gas | LFG | IC | 12 | 2003 |  |  | (OP) Operating | [6 empty] | Chambers | 29.6744 | -94.9139
56772 | TX LFG Energy, LP | 55551 | Baytown | IPP Non-CHP | TX | UNT4 | 1 | 1 | Landfill Gas | LFG | IC | 12 | 2003 |  |  | (OP) Operating | [6 empty] | Chambers | 29.6744 | -94.9139
56772 | TX LFG Energy, LP | 55552 | Bluebonnet | IPP Non-CHP | TX | UNT1 | 1 | 1 | Landfill Gas | LFG | IC | 8 | 2003 |  |  | (OP) Operating | [6 empty] | Harris | 29.8108 | -95.2539
56772 | TX LFG Energy, LP | 55552 | Bluebonnet | IPP Non-CHP | TX | UNT2 | 1 | 1 | Landfill Gas | LFG | IC | 8 | 2003 |  |  | (OS) Out of service and NOT expected to return to service in next calendar year | [6 empty] | Harris | 29.8108 | -95.2539
56772 | TX LFG Energy, LP | 55552 | Bluebonnet | IPP Non-CHP | TX | UNT3 | 1 | 1 | Landfill Gas | LFG | IC | 8 | 2003 |  |  | (OP) Operating | [6 empty] | Harris | 29.8108 | -95.2539
56772 | TX LFG Energy, LP | 55552 | Bluebonnet | IPP Non-CHP | TX | UNT4 | 1 | 1 | Landfill Gas | LFG | IC | 8 | 2003 |  |  | (OP) Operating | [6 empty] | Harris | 29.8108 | -95.2539
56772 | TX LFG Energy, LP | 55554 | Coastal Plains | IPP Non-CHP | TX | UNT1 | 1.7 | 1.7 | Landfill Gas | LFG | IC | 3 | 2003 |  |  | (OP) Operating | [6 empty] | Galveston | 29.425 | -95.1872
56772 | TX LFG Energy, LP | 55554 | Coastal Plains | IPP Non-CHP | TX | UNT2 | 1.7 | 1.7 | Landfill Gas | LFG | IC | 3 | 2003 |  |  | (OP) Operating | [6 empty] | Galveston | 29.425 | -95.1872
56772 | TX LFG Energy, LP | 55554 | Coastal Plains | IPP Non-CHP | TX | UNT3 | 1.7 | 1.7 | Landfill Gas | LFG | IC | 3 | 2003 |  |  | (OP) Operating | [6 empty] | Galveston | 29.425 | -95.1872
56772 | TX LFG Energy, LP | 55554 | Coastal Plains | IPP Non-CHP | TX | UNT4 | 1.7 | 1.7 | Landfill Gas | LFG | IC | 3 | 2003 |  |  | (OP) Operating | [6 empty] | Galveston | 29.425 | -95.1872
56772 | TX LFG Energy, LP | 55556 | Security | IPP Non-CHP | TX | UNT2 | 1.7 | 1.7 | Landfill Gas | LFG | IC | 12 | 2003 |  |  | (OP) Operating | [6 empty] | Montgomery | 30.3225 | -95.2681
56772 | TX LFG Energy, LP | 55556 | Security | IPP Non-CHP | TX | UNT3 | 1.7 | 1.7 | Landfill Gas | LFG | IC | 12 | 2003 |  |  | (OP) Operating | [6 empty] | Montgomery | 30.3225 | -95.2681
991 | Air Products & Chemicals Inc | 55557 | Wilmington Hydrogen Plant | Industrial CHP | CA | T101 | 31.9 | 28.1 | All Other | WH | ST | 3 | 1996 |  |  | (OP) Operating | [6 empty] | Los Angeles | 33.7803 | -118.24
21025 | WPS Power Developement | 55558 | Combined Locks Energy Center | Industrial CHP | WI | GEN1 | 60.5 | 45.9 | Natural Gas Fired Combined Cycle | NG | CT | 5 | 2002 |  |  | (SB) Standby/Backup: available for service but not normally used | [6 empty] | Outagamie | 44.2717 | -88.3011
21025 | WPS Power Developement | 55558 | Combined Locks Energy Center | Industrial CHP | WI | GEN2 | 6 | 5 | Natural Gas Fired Combined Cycle | NG | CA | 5 | 2002 |  |  | (OP) Operating | [6 empty] | Outagamie | 44.2717 | -88.3011
6607 | FPL Energy Vansycle LLC | 55560 | FPL Energy Vansycle LLC (WA) | IPP Non-CHP | WA | V-47 | 176.9 | 176.9 | Onshore Wind Turbine | WND | WT | 12 | 2001 |  |  | (OP) Operating | [6 empty] | Walla Walla | 46.06 | -118.917
54725 | CHI Operations Inc | 55561 | Tsar Nicholas LLC | IPP Non-CHP | MN | TN30 | 1.9 | 1.9 | Onshore Wind Turbine | WND | WT | 2 | 2001 |  |  | (OP) Operating | [6 empty] | Lincoln | 44.42 | -96.4347
54725 | CHI Operations Inc | 55562 | Sun River LLC | IPP Non-CHP | MN | SU30 | 1.9 | 1.9 | Onshore Wind Turbine | WND | WT | 2 | 2001 |  |  | (OP) Operating | [6 empty] | Lincoln | 44.4289 | -96.4358
54725 | CHI Operations Inc | 55563 | Julia Hills LLC | IPP Non-CHP | MN | JH30 | 1.9 | 1.9 | Onshore Wind Turbine | WND | WT | 2 | 2001 |  |  | (OP) Operating | [6 empty] | Lincoln | 44.4231 | -96.4458
54725 | CHI Operations Inc | 55564 | Jessica Mills LLC | IPP Non-CHP | MN | JM30 | 1.9 | 1.9 | Onshore Wind Turbine | WND | WT | 2 | 2001 |  |  | (OP) Operating | [6 empty] | Lincoln | 44.4278 | -96.43
54725 | CHI Operations Inc | 55565 | Jack River LLC | IPP Non-CHP | MN | JR30 | 1.9 | 1.9 | Onshore Wind Turbine | WND | WT | 2 | 2001 |  |  | (OP) Operating | [6 empty] | Lincoln | 44.4233 | -96.4411
54725 | CHI Operations Inc | 55566 | Autumn Hills LLC | IPP Non-CHP | MN | AH30 | 1.9 | 1.9 | Onshore Wind Turbine | WND | WT | 2 | 2001 |  |  | (OP) Operating | [6 empty] | Lincoln | 44.4131 | -96.4325
54725 | CHI Operations Inc | 55567 | Winters Spawn LLC | IPP Non-CHP | MN | WS30 | 1.9 | 1.9 | Onshore Wind Turbine | WND | WT | 1 | 2001 |  |  | (OP) Operating | [6 empty] | Lincoln | 44.2081 | -96.1989
54725 | CHI Operations Inc | 55568 | Twin Lake Hills LLC | IPP Non-CHP | MN | TL30 | 1.9 | 1.9 | Onshore Wind Turbine | WND | WT | 12 | 2000 |  |  | (OP) Operating | [6 empty] | Lincoln | 44.2258 | -96.2789
54725 | CHI Operations Inc | 55569 | Spartan Hills LLC | IPP Non-CHP | MN | SH30 | 1.9 | 1.9 | Onshore Wind Turbine | WND | WT | 1 | 2001 |  |  | (OP) Operating | [6 empty] | Lincoln | 44.2358 | -96.2383
54725 | CHI Operations Inc | 55570 | Soliloquoy Ridge LLC | IPP Non-CHP | MN | SR30 | 1.9 | 1.9 | Onshore Wind Turbine | WND | WT | 1 | 2001 |  |  | (OP) Operating | [6 empty] | Lincoln | 44.2364 | -96.2331
54725 | CHI Operations Inc | 55571 | Ruthton Ridge LLC | IPP Non-CHP | MN | RR30 | 1.9 | 1.9 | Onshore Wind Turbine | WND | WT | 1 | 2001 |  |  | (OP) Operating | [6 empty] | Lincoln | 44.2128 | -96.2131
54725 | CHI Operations Inc | 55572 | Hope Creek LLC | IPP Non-CHP | MN | HC30 | 1.9 | 1.9 | Onshore Wind Turbine | WND | WT | 1 | 2001 |  |  | (OP) Operating | [6 empty] | Lincoln | 44.2275 | -96.2192
54725 | CHI Operations Inc | 55573 | Hadley Ridge LLC | IPP Non-CHP | MN | HR30 | 1.9 | 1.9 | Onshore Wind Turbine | WND | WT | 12 | 2000 |  |  | (OP) Operating | [6 empty] | Lincoln | 44.2253 | -96.235
54725 | CHI Operations Inc | 55574 | Florence Hills LLC | IPP Non-CHP | MN | FH30 | 1.9 | 1.9 | Onshore Wind Turbine | WND | WT | 1 | 2001 |  |  | (OP) Operating | [6 empty] | Lincoln | 44.2297 | -96.225
54725 | CHI Operations Inc | 55576 | Agassiz Beach LLC | IPP Non-CHP | MN | AB30 | 1.9 | 1.9 | Onshore Wind Turbine | WND | WT | 2 | 2001 |  |  | (OP) Operating | [6 empty] | Clay | 47.0053 | -96.4356
5701 | El Paso Electric Co | 55578 | Hueco Mountain Wind Ranch | Electric Utility | TX | EXIS | 1.3 | 1.3 | Onshore Wind Turbine | WND | WT | 2 | 2001 | 6 | 2016 | (OP) Operating | [6 empty] | Hudspeth | 31.7158 | -105.9908
17058 | Shell Wind Energy Inc. | 55579 | Llano Estacado Wind Ranch | IPP Non-CHP | TX | EXIS | 80 | 80 | Onshore Wind Turbine | WND | WT | 12 | 2001 |  |  | (OP) Operating | [6 empty] | Carson | 35.4789 | -101.2439
6354 | FPL Energy Upton Wind LP | 55581 | King Mountain Wind Ranch 1 | IPP Non-CHP | TX | EXIS | 278 | 278 | Onshore Wind Turbine | WND | WT | 6 | 2001 |  |  | (OP) Operating | [6 empty] | Upton | 31.2092 | -102.2417
25049 | Gas Recovery Systems Inc | 55588 | GRS Sunset Farms | IPP Non-CHP | TX | 1 | 1 | 0.9 | Landfill Gas | LFG | IC | 12 | 1996 |  |  | (OP) Operating | [6 empty] | Travis | 30.3431 | -97.6203
25049 | Gas Recovery Systems Inc | 55588 | GRS Sunset Farms | IPP Non-CHP | TX | 2 | 1 | 0.9 | Landfill Gas | LFG | IC | 12 | 1996 |  |  | (OP) Operating | [6 empty] | Travis | 30.3431 | -97.6203
25049 | Gas Recovery Systems Inc | 55588 | GRS Sunset Farms | IPP Non-CHP | TX | 3 | 1 | 0.9 | Landfill Gas | LFG | IC | 12 | 1996 |  |  | (OP) Operating | [6 empty] | Travis | 30.3431 | -97.6203
25049 | Gas Recovery Systems Inc | 55588 | GRS Sunset Farms | IPP Non-CHP | TX | 4 | 1 | 0.9 | Landfill Gas | LFG | IC | 1 | 2004 |  |  | (OP) Operating | [6 empty] | Travis | 30.3431 | -97.6203
25049 | Gas Recovery Systems Inc | 55589 | GRS Fall River | IPP Non-CHP | MA | 3 | 5.3 | 4.4 | Landfill Gas | LFG | GT | 7 | 2000 |  |  | (OP) Operating | [6 empty] | Bristol | 41.7487 | -71.1065
7011 | Gas Recovery Services-IL Inc | 55592 | Mallard Lake Electric | IPP Non-CHP | IL | 1 | 5 | 3.8 | Landfill Gas | LFG | CT | 10 | 1997 |  |  | (OP) Operating | [6 empty] | DuPage | 41.9527 | -88.1437
7011 | Gas Recovery Services-IL Inc | 55592 | Mallard Lake Electric | IPP Non-CHP | IL | 2 | 5 | 3.8 | Landfill Gas | LFG | CT | 10 | 1997 |  |  | (OP) Operating | [6 empty] | DuPage | 41.9527 | -88.1437
7011 | Gas Recovery Services-IL Inc | 55592 | Mallard Lake Electric | IPP Non-CHP | IL | 4 | 10 | 7.6 | Landfill Gas | LFG | CA | 10 | 1997 |  |  | (OP) Operating | [6 empty] | DuPage | 41.9527 | -88.1437
25049 | Gas Recovery Systems Inc | 55596 | GRS Arbor Hills | IPP Non-CHP | MI | 0001 | 5 | 3.8 | Landfill Gas | LFG | CT | 6 | 1996 |  |  | (OP) Operating | [6 empty] | Washtenaw | 42.3953 | -83.558
25049 | Gas Recovery Systems Inc | 55596 | GRS Arbor Hills | IPP Non-CHP | MI | 0002 | 5 | 3.8 | Landfill Gas | LFG | CT | 6 | 1996 |  |  | (OP) Operating | [6 empty] | Washtenaw | 42.3953 | -83.558
25049 | Gas Recovery Systems Inc | 55596 | GRS Arbor Hills | IPP Non-CHP | MI | 0003 | 5 | 3.8 | Landfill Gas | LFG | CT | 6 | 1996 |  |  | (OP) Operating | [6 empty] | Washtenaw | 42.3953 | -83.558
25049 | Gas Recovery Systems Inc | 55596 | GRS Arbor Hills | IPP Non-CHP | MI | 0004 | 10 | 7.6 | Landfill Gas | LFG | CA | 6 | 1996 |  |  | (OP) Operating | [6 empty] | Washtenaw | 42.3953 | -83.558
25049 | Gas Recovery Systems Inc | 55596 | GRS Arbor Hills | IPP Non-CHP | MI | 0005 | 5.3 | 4.8 | Landfill Gas | LFG | CT | 11 | 2005 |  |  | (OP) Operating | [6 empty] | Washtenaw | 42.3953 | -83.558
25049 | Gas Recovery Systems Inc | 55597 | GRS C&C | IPP Non-CHP | MI | 1 | 1 | 0.9 | Landfill Gas | LFG | IC | 2 | 1995 |  |  | (OP) Operating | [6 empty] | Calhoun | 42.3563 | -85.0058
25049 | Gas Recovery Systems Inc | 55597 | GRS C&C | IPP Non-CHP | MI | 2 | 1 | 0.9 | Landfill Gas | LFG | IC | 2 | 1995 |  |  | (OS) Out of service and NOT expected to return to service in next calendar year | [6 empty] | Calhoun | 42.3563 | -85.0058
25049 | Gas Recovery Systems Inc | 55597 | GRS C&C | IPP Non-CHP | MI | 3 | 1 | 0.9 | Landfill Gas | LFG | IC | 2 | 1995 |  |  | (OP) Operating | [6 empty] | Calhoun | 42.3563 | -85.0058
25049 | Gas Recovery Systems Inc | 55597 | GRS C&C | IPP Non-CHP | MI | 4 | 2.7 | 2.3 | Landfill Gas | LFG | GT | 2 | 2007 |  |  | (OP) Operating | [6 empty] | Calhoun | 42.3563 | -85.0058
57247 | Pine Bend LLC | 55598 | GRS Pine Bend | IPP Non-CHP | MN | 1 | 5 | 3.8 | Landfill Gas | LFG | CT | 4 | 1996 |  |  | (OP) Operating | [6 empty] | Dakota | 44.787 | -93.0556
57247 | Pine Bend LLC | 55598 | GRS Pine Bend | IPP Non-CHP | MN | 2 | 5 | 3.8 | Landfill Gas | LFG | CT | 4 | 1996 |  |  | (OP) Operating | [6 empty] | Dakota | 44.787 | -93.0556
57247 | Pine Bend LLC | 55598 | GRS Pine Bend | IPP Non-CHP | MN | 3 | 6.6 | 6 | Landfill Gas | LFG | CA | 4 | 1996 |  |  | (OS) Out of service and NOT expected to return to service in next calendar year | [6 empty] | Dakota | 44.787 | -93.0556
25049 | Gas Recovery Systems Inc | 55599 | GRS CMS | IPP Non-CHP | NC | 1 | 5.3 | 4.3 | Landfill Gas | LFG | GT | 12 | 1999 |  |  | (OP) Operating | [6 empty] | Cabarrus | 35.3533 | -80.668
20323 | Wellhead Services Inc | 55600 | Binghamton Cogen | IPP CHP | NY | 1 | 47.7 | 42 | Natural Gas Fired Combustion Turbine | NG | GT | 6 | 1992 |  |  | (OP) Operating | [6 empty] | Broome | 42.1072 | -75.9278
57250 | MM Prima Deshecha Energy LLC | 55601 | Prima Plant | IPP Non-CHP | CA | UNT1 | 3 | 2.7 | Landfill Gas | LFG | IC | 3 | 1999 |  |  | (OP) Operating | [6 empty] | Orange | 33.4949 | -117.6146
57250 | MM Prima Deshecha Energy LLC | 55601 | Prima Plant | IPP Non-CHP | CA | UNT2 | 3 | 2.7 | Landfill Gas | LFG | IC | 3 | 1999 |  |  | (OP) Operating | [6 empty] | Orange | 33.4949 | -117.6146
57235 | MM San Diego Energy-North City | 55602 | MM San Diego-North City | IPP Non-CHP | CA | UNT1 | 0.9 | 0.9 | Landfill Gas | LFG | IC | 3 | 1999 |  |  | (OP) Operating | [6 empty] | San Diego | 32.8817 | -117.1958
57235 | MM San Diego Energy-North City | 55602 | MM San Diego-North City | IPP Non-CHP | CA | UNT2 | 0.9 | 0.9 | Landfill Gas | LFG | IC | 3 | 1999 |  |  | (OP) Operating | [6 empty] | San Diego | 32.8817 | -117.1958
57235 | MM San Diego Energy-North City | 55602 | MM San Diego-North City | IPP Non-CHP | CA | UNT3 | 0.9 | 0.9 | Landfill Gas | LFG | IC | 3 | 1999 |  |  | (OP) Operating | [6 empty] | San Diego | 32.8817 | -117.1958
57235 | MM San Diego Energy-North City | 55602 | MM San Diego-North City | IPP Non-CHP | CA | UNT4 | 0.9 | 0.9 | Landfill Gas | LFG | IC | 3 | 1999 |  |  | (OP) Operating | [6 empty] | San Diego | 32.8817 | -117.1958
57251 | MM Tajiguas Energy LLC | 55603 | Tajiguas Plant | IPP Non-CHP | CA | UNT1 | 3 | 2.7 | Landfill Gas | LFG | IC | 8 | 2000 |  |  | (OP) Operating | [6 empty] | Santa Barbara | 34.4383 | -119.9397
14354 | PacifiCorp | 55607 | Foote Creek I | Electric Utility | WY | GEN1 | 41.4 | 41.4 | Onshore Wind Turbine | WND | WT | 4 | 1999 |  |  | (OP) Operating | [6 empty] | Carbon | 41.6283 | -106.2013
2770 | Terra-Gen Operating Co LLC | 55608 | Foote Creek II | IPP Non-CHP | WY | GEN1 | 1.8 | 1.8 | Onshore Wind Turbine | WND | WT | 6 | 1999 |  |  | (OP) Operating | [6 empty] | Albany | 41.6575 | -106.1892
2770 | Terra-Gen Operating Co LLC | 55609 | Foote Creek III | IPP Non-CHP | WY | GEN1 | 24.8 | 24.8 | Onshore Wind Turbine | WND | WT | 6 | 1999 |  |  | (OP) Operating | [6 empty] | Albany | 41.6665 | -106.1833
2770 | Terra-Gen Operating Co LLC | 55610 | Foote Creek IV | IPP Non-CHP | WY | GEN1 | 16.8 | 16.8 | Onshore Wind Turbine | WND | WT | 8 | 2000 |  |  | (OP) Operating | [6 empty] | Carbon | 41.6744 | -106.1805
12773 | Monmouth Energy Inc | 55618 | Monmouth Landfill Gas to Energy | IPP Non-CHP | NJ | GEN1 | 4.9 | 3.3 | Landfill Gas | LFG | GT | 7 | 1998 |  |  | (OP) Operating | [6 empty] | Monmouth | 40.2468 | -74.1174
12773 | Monmouth Energy Inc | 55618 | Monmouth Landfill Gas to Energy | IPP Non-CHP | NJ | GEN2 | 4.9 | 3.3 | Landfill Gas | LFG | GT | 7 | 1998 |  |  | (OP) Operating | [6 empty] | Monmouth | 40.2468 | -74.1174
20238 | Watchtower Bible & Tract Soc-NY | 55619 | Watchtower Educational Center | Commercial Non-CHP | NY | GEN1 | 0.7 | 0.7 | Natural Gas Internal Combustion Engine | NG | IC | 2 | 1996 |  |  | (SB) Standby/Backup: available for service but not normally used | [6 empty] | PUTNAM | 41.4984 | -73.5746
20238 | Watchtower Bible & Tract Soc-NY | 55619 | Watchtower Educational Center | Commercial Non-CHP | NY | GEN2 | 0.7 | 0.7 | Petroleum Liquids | DFO | IC | 6 | 1993 |  |  | (SB) Standby/Backup: available for service but not normally used | [6 empty] | PUTNAM | 41.4984 | -73.5746
20238 | Watchtower Bible & Tract Soc-NY | 55619 | Watchtower Educational Center | Commercial Non-CHP | NY | GEN3 | 0.7 | 0.7 | Natural Gas Internal Combustion Engine | NG | IC | 2 | 2000 |  |  | (SB) Standby/Backup: available for service but not normally used | [6 empty] | PUTNAM | 41.4984 | -73.5746
11241 | Entergy Louisiana LLC | 55620 | Perryville Power Station | Electric Utility | LA | 2-CT | 186.2 | 155.7 | Natural Gas Fired Combustion Turbine | NG | GT | 6 | 2001 |  |  | (OP) Operating | [6 empty] | Ouachita | 32.6908 | -92.0183
11241 | Entergy Louisiana LLC | 55620 | Perryville Power Station | Electric Utility | LA | CT-1 | 198.9 | 157.2 | Natural Gas Fired Combined Cycle | NG | CT | 6 | 2002 |  |  | (OP) Operating | [6 empty] | Ouachita | 32.6908 | -92.0183
11241 | Entergy Louisiana LLC | 55620 | Perryville Power Station | Electric Utility | LA | CT-2 | 198.9 | 159.4 | Natural Gas Fired Combined Cycle | NG | CT | 7 | 2002 |  |  | (OP) Operating | [6 empty] | Ouachita | 32.6908 | -92.0183
11241 | Entergy Louisiana LLC | 55620 | Perryville Power Station | Electric Utility | LA | ST-1 | 240.1 | 229 | Natural Gas Fired Combined Cycle | NG | CA | 7 | 2002 |  |  | (OP) Operating | [6 empty] | Ouachita | 32.6908 | -92.0183
59367 | West Valley Power, LLC | 55622 | West Valley Generation Project | IPP Non-CHP | UT | U1 | 43.4 | 37 | Natural Gas Fired Combustion Turbine | NG | GT | 5 | 2002 |  |  | (OP) Operating | [6 empty] | Salt Lake | 40.6667 | -112.0317
59367 | West Valley Power, LLC | 55622 | West Valley Generation Project | IPP Non-CHP | UT | U2 | 43.4 | 37 | Natural Gas Fired Combustion Turbine | NG | GT | 5 | 2002 |  |  | (OP) Operating | [6 empty] | Salt Lake | 40.6667 | -112.0317
59367 | West Valley Power, LLC | 55622 | West Valley Generation Project | IPP Non-CHP | UT | U3 | 43.4 | 37 | Natural Gas Fired Combustion Turbine | NG | GT | 10 | 2001 |  |  | (OP) Operating | [6 empty] | Salt Lake | 40.6667 | -112.0317
59367 | West Valley Power, LLC | 55622 | West Valley Generation Project | IPP Non-CHP | UT | U4 | 43.4 | 37 | Natural Gas Fired Combustion Turbine | NG | GT | 10 | 2001 |  |  | (OP) Operating | [6 empty] | Salt Lake | 40.6667 | -112.0317
59367 | West Valley Power, LLC | 55622 | West Valley Generation Project | IPP Non-CHP | UT | U5 | 43.4 | 37 | Natural Gas Fired Combustion Turbine | NG | GT | 7 | 2002 |  |  | (OP) Operating | [6 empty] | Salt Lake | 40.6667 | -112.0317
49971 | Creed Energy Center LLC | 55625 | Creed Energy Center | IPP Non-CHP | CA | CT1 | 47 | 45 | Natural Gas Fired Combustion Turbine | NG | GT | 1 | 2003 |  |  | (OP) Operating | [6 empty] | SOLANO | 38.2422 | -121.8547
49972 | Gilroy Energy Center LLC | 55626 | Lambie Energy Center | IPP Non-CHP | CA | CT1 | 47 | 45 | Natural Gas Fired Combustion Turbine | NG | GT | 1 | 2003 |  |  | (OP) Operating | [6 empty] | Solano | 38.2216 | -121.8683
49970 | Goose Haven Energy Center | 55627 | Goose Haven Energy Center | IPP Non-CHP | CA | CT1 | 47 | 45 | Natural Gas Fired Combustion Turbine | NG | GT | 1 | 2003 |  |  | (OP) Operating | [6 empty] | Solano | 38.2268 | -121.8433
56928 | LSP University Park LLC | 55640 | University Park North | IPP Non-CHP | IL | 1 | 60.5 | 42 | Natural Gas Fired Combustion Turbine | NG | GT | 6 | 2002 |  |  | (OP) Operating | [6 empty] | Will | 41.4425 | -87.7514
56928 | LSP University Park LLC | 55640 | University Park North | IPP Non-CHP | IL | 10 | 60.5 | 42 | Natural Gas Fired Combustion Turbine | NG | GT | 7 | 2002 |  |  | (OP) Operating | [6 empty] | Will | 41.4425 | -87.7514
56928 | LSP University Park LLC | 55640 | University Park North | IPP Non-CHP | IL | 11 | 60.5 | 42 | Natural Gas Fired Combustion Turbine | NG | GT | 7 | 2002 |  |  | (OP) Operating | [6 empty] | Will | 41.4425 | -87.7514
56928 | LSP University Park LLC | 55640 | University Park North | IPP Non-CHP | IL | 12 | 60.5 | 42 | Natural Gas Fired Combustion Turbine | NG | GT | 7 | 2002 |  |  | (OP) Operating | [6 empty] | Will | 41.4425 | -87.7514
56928 | LSP University Park LLC | 55640 | University Park North | IPP Non-CHP | IL | 2 | 60.5 | 42 | Natural Gas Fired Combustion Turbine | NG | GT | 6 | 2002 |  |  | (OP) Operating | [6 empty] | Will | 41.4425 | -87.7514
56928 | LSP University Park LLC | 55640 | University Park North | IPP Non-CHP | IL | 3 | 60.5 | 42 | Natural Gas Fired Combustion Turbine | NG | GT | 6 | 2002 |  |  | (OP) Operating | [6 empty] | Will | 41.4425 | -87.7514
56928 | LSP University Park LLC | 55640 | University Park North | IPP Non-CHP | IL | 4 | 60.5 | 42 | Natural Gas Fired Combustion Turbine | NG | GT | 6 | 2002 |  |  | (OP) Operating | [6 empty] | Will | 41.4425 | -87.7514
56928 | LSP University Park LLC | 55640 | University Park North | IPP Non-CHP | IL | 5 | 60.5 | 42 | Natural Gas Fired Combustion Turbine | NG | GT | 6 | 2002 |  |  | (OP) Operating | [6 empty] | Will | 41.4425 | -87.7514
56928 | LSP University Park LLC | 55640 | University Park North | IPP Non-CHP | IL | 6 | 60.5 | 42 | Natural Gas Fired Combustion Turbine | NG | GT | 6 | 2002 |  |  | (OP) Operating | [6 empty] | Will | 41.4425 | -87.7514
56928 | LSP University Park LLC | 55640 | University Park North | IPP Non-CHP | IL | 7 | 60.5 | 42 | Natural Gas Fired Combustion Turbine | NG | GT | 6 | 2002 |  |  | (OP) Operating | [6 empty] | Will | 41.4425 | -87.7514
56928 | LSP University Park LLC | 55640 | University Park North | IPP Non-CHP | IL | 8 | 60.5 | 42 | Natural Gas Fired Combustion Turbine | NG | GT | 6 | 2002 |  |  | (OP) Operating | [6 empty] | Will | 41.4425 | -87.7514
56928 | LSP University Park LLC | 55640 | University Park North | IPP Non-CHP | IL | 9 | 60.5 | 42 | Natural Gas Fired Combustion Turbine | NG | GT | 6 | 2002 |  |  | (OP) Operating | [6 empty] | Will | 41.4425 | -87.7514
20856 | Wisconsin Power & Light Co | 55641 | Riverside Energy Center | Electric Utility | WI | CTG1 | 198.9 | 151.1 | Natural Gas Fired Combined Cycle | NG | CT | 6 | 2004 |  |  | (OP) Operating | [6 empty] | Rock | 42.5831 | -89.0358
20856 | Wisconsin Power & Light Co | 55641 | Riverside Energy Center | Electric Utility | WI | CTG2 | 198.9 | 150.7 | Natural Gas Fired Combined Cycle | NG | CT | 6 | 2004 |  |  | (OP) Operating | [6 empty] | Rock | 42.5831 | -89.0358
20856 | Wisconsin Power & Light Co | 55641 | Riverside Energy Center | Electric Utility | WI | STG1 | 277.1 | 271.7 | Natural Gas Fired Combined Cycle | NG | CA | 6 | 2004 |  |  | (OP) Operating | [6 empty] | Rock | 42.5831 | -89.0358
15466 | Public Service Co of Colorado | 55645 | Blue Spruce Energy Center | Electric Utility | CO | CT01 | 198.9 | 130 | Natural Gas Fired Combustion Turbine | NG | GT | 5 | 2003 |  |  | (OP) Operating | [6 empty] | Adams | 39.7479 | -104.6814
15466 | Public Service Co of Colorado | 55645 | Blue Spruce Energy Center | Electric Utility | CO | CT02 | 198.9 | 134 | Natural Gas Fired Combustion Turbine | NG | GT | 5 | 2003 |  |  | (OP) Operating | [6 empty] | Adams | 39.7479 | -104.6814
15142 | Plains End Operating Services LLC | 55650 | Plains End | IPP Non-CHP | CO | GE10 | 5.7 | 5.7 | Natural Gas Internal Combustion Engine | NG | IC | 5 | 2002 |  |  | (OP) Operating | [6 empty] | Jefferson | 39.8575 | -105.226
15142 | Plains End Operating Services LLC | 55650 | Plains End | IPP Non-CHP | CO | GE11 | 5.7 | 5.7 | Natural Gas Internal Combustion Engine | NG | IC | 5 | 2002 |  |  | (OP) Operating | [6 empty] | Jefferson | 39.8575 | -105.226
15142 | Plains End Operating Services LLC | 55650 | Plains End | IPP Non-CHP | CO | GE12 | 5.7 | 5.7 | Natural Gas Internal Combustion Engine | NG | IC | 5 | 2002 |  |  | (OP) Operating | [6 empty] | Jefferson | 39.8575 | -105.226
15142 | Plains End Operating Services LLC | 55650 | Plains End | IPP Non-CHP | CO | GE13 | 5.7 | 5.7 | Natural Gas Internal Combustion Engine | NG | IC | 5 | 2002 |  |  | (OP) Operating | [6 empty] | Jefferson | 39.8575 | -105.226
15142 | Plains End Operating Services LLC | 55650 | Plains End | IPP Non-CHP | CO | GE14 | 5.7 | 5.7 | Natural Gas Internal Combustion Engine | NG | IC | 5 | 2002 |  |  | (OP) Operating | [6 empty] | Jefferson | 39.8575 | -105.226
15142 | Plains End Operating Services LLC | 55650 | Plains End | IPP Non-CHP | CO | GE15 | 5.7 | 5.7 | Natural Gas Internal Combustion Engine | NG | IC | 5 | 2002 |  |  | (OP) Operating | [6 empty] | Jefferson | 39.8575 | -105.226
15142 | Plains End Operating Services LLC | 55650 | Plains End | IPP Non-CHP | CO | GE16 | 5.7 | 5.7 | Natural Gas Internal Combustion Engine | NG | IC | 5 | 2002 |  |  | (OP) Operating | [6 empty] | Jefferson | 39.8575 | -105.226
15142 | Plains End Operating Services LLC | 55650 | Plains End | IPP Non-CHP | CO | GE17 | 5.7 | 5.7 | Natural Gas Internal Combustion Engine | NG | IC | 5 | 2002 |  |  | (OP) Operating | [6 empty] | Jefferson | 39.8575 | -105.226
15142 | Plains End Operating Services LLC | 55650 | Plains End | IPP Non-CHP | CO | GE18 | 5.7 | 5.7 | Natural Gas Internal Combustion Engine | NG | IC | 5 | 2002 |  |  | (OP) Operating | [6 empty] | Jefferson | 39.8575 | -105.226
15142 | Plains End Operating Services LLC | 55650 | Plains End | IPP Non-CHP | CO | GE19 | 5.7 | 5.7 | Natural Gas Internal Combustion Engine | NG | IC | 5 | 2002 |  |  | (OP) Operating | [6 empty] | Jefferson | 39.8575 | -105.226
15142 | Plains End Operating Services LLC | 55650 | Plains End | IPP Non-CHP | CO | GE20 | 5.7 | 5.7 | Natural Gas Internal Combustion Engine | NG | IC | 5 | 2002 |  |  | (OP) Operating | [6 empty] | Jefferson | 39.8575 | -105.226
15142 | Plains End Operating Services LLC | 55650 | Plains End | IPP Non-CHP | CO | GEN1 | 5.7 | 5.7 | Natural Gas Internal Combustion Engine | NG | IC | 5 | 2002 |  |  | (OP) Operating | [6 empty] | Jefferson | 39.8575 | -105.226
15142 | Plains End Operating Services LLC | 55650 | Plains End | IPP Non-CHP | CO | GEN2 | 5.7 | 5.7 | Natural Gas Internal Combustion Engine | NG | IC | 5 | 2002 |  |  | (OP) Operating | [6 empty] | Jefferson | 39.8575 | -105.226
15142 | Plains End Operating Services LLC | 55650 | Plains End | IPP Non-CHP | CO | GEN3 | 5.7 | 5.7 | Natural Gas Internal Combustion Engine | NG | IC | 5 | 2002 |  |  | (OP) Operating | [6 empty] | Jefferson | 39.8575 | -105.226
15142 | Plains End Operating Services LLC | 55650 | Plains End | IPP Non-CHP | CO | GEN4 | 5.7 | 5.7 | Natural Gas Internal Combustion Engine | NG | IC | 5 | 2002 |  |  | (OP) Operating | [6 empty] | Jefferson | 39.8575 | -105.226
15142 | Plains End Operating Services LLC | 55650 | Plains End | IPP Non-CHP | CO | GEN5 | 5.7 | 5.7 | Natural Gas Internal Combustion Engine | NG | IC | 5 | 2002 |  |  | (OP) Operating | [6 empty] | Jefferson | 39.8575 | -105.226
15142 | Plains End Operating Services LLC | 55650 | Plains End | IPP Non-CHP | CO | GEN6 | 5.7 | 5.7 | Natural Gas Internal Combustion Engine | NG | IC | 5 | 2002 |  |  | (OP) Operating | [6 empty] | Jefferson | 39.8575 | -105.226
15142 | Plains End Operating Services LLC | 55650 | Plains End | IPP Non-CHP | CO | GEN7 | 5.7 | 5.7 | Natural Gas Internal Combustion Engine | NG | IC | 5 | 2002 |  |  | (OP) Operating | [6 empty] | Jefferson | 39.8575 | -105.226
15142 | Plains End Operating Services LLC | 55650 | Plains End | IPP Non-CHP | CO | GEN8 | 5.7 | 5.7 | Natural Gas Internal Combustion Engine | NG | IC | 5 | 2002 |  |  | (OP) Operating | [6 empty] | Jefferson | 39.8575 | -105.226
15142 | Plains End Operating Services LLC | 55650 | Plains End | IPP Non-CHP | CO | GEN9 | 5.7 | 5.7 | Natural Gas Internal Combustion Engine | NG | IC | 5 | 2002 |  |  | (OP) Operating | [6 empty] | Jefferson | 39.8575 | -105.226
22500 | Westar Energy Inc | 55651 | Spring Creek Energy Center | Electric Utility | OK | CT01 | 84.5 | 68 | Natural Gas Fired Combustion Turbine | NG | GT | 5 | 2001 |  |  | (OP) Operating | [6 empty] | Logan | 35.7422 | -97.655
22500 | Westar Energy Inc | 55651 | Spring Creek Energy Center | Electric Utility | OK | CT02 | 84.5 | 68 | Natural Gas Fired Combustion Turbine | NG | GT | 5 | 2001 |  |  | (OP) Operating | [6 empty] | Logan | 35.7422 | -97.655
22500 | Westar Energy Inc | 55651 | Spring Creek Energy Center | Electric Utility | OK | CT03 | 84.5 | 67 | Natural Gas Fired Combustion Turbine | NG | GT | 5 | 2001 |  |  | (OP) Operating | [6 empty] | Logan | 35.7422 | -97.655
22500 | Westar Energy Inc | 55651 | Spring Creek Energy Center | Electric Utility | OK | CT04 | 84.5 | 68 | Natural Gas Fired Combustion Turbine | NG | GT | 5 | 2001 |  |  | (OP) Operating | [6 empty] | Logan | 35.7422 | -97.655
23279 | Allegheny Energy Supply Co LLC | 55654 | FirstEnergy Chambersburg | IPP Non-CHP | PA | UN12 | 43.8 | 44 | Natural Gas Fired Combustion Turbine | NG | GT | 11 | 2001 |  |  | (OP) Operating | [6 empty] | Franklin | 39.8669 | -77.6858
23279 | Allegheny Energy Supply Co LLC | 55654 | FirstEnergy Chambersburg | IPP Non-CHP | PA | UN13 | 43.8 | 44 | Natural Gas Fired Combustion Turbine | NG | GT | 11 | 2001 |  |  | (OP) Operating | [6 empty] | Franklin | 39.8669 | -77.6858
20447 | Western Farmers Elec Coop, Inc | 55655 | WFEC GenCo LLC | Electric Utility | OK | GEN1 | 45 | 45 | Natural Gas Fired Combustion Turbine | NG | GT | 5 | 2001 |  |  | (OP) Operating | [6 empty] | Caddo | 35.0833 | -98.2264
20447 | Western Farmers Elec Coop, Inc | 55655 | WFEC GenCo LLC | Electric Utility | OK | GEN2 | 45 | 45 | Natural Gas Fired Combustion Turbine | NG | GT | 5 | 2001 |  |  | (OP) Operating | [6 empty] | Caddo | 35.0833 | -98.2264
2820 | Calpine Corp - Pastoria Energy Center | 55656 | Pastoria Energy Facility, LLC | IPP Non-CHP | CA | CT01 | 168 | 156 | Natural Gas Fired Combined Cycle | NG | CT | 7 | 2005 |  |  | (OP) Operating | [6 empty] | Kern | 34.9556 | -118.844
2820 | Calpine Corp - Pastoria Energy Center | 55656 | Pastoria Energy Facility, LLC | IPP Non-CHP | CA | CT02 | 168 | 156 | Natural Gas Fired Combined Cycle | NG | CT | 7 | 2005 |  |  | (OP) Operating | [6 empty] | Kern | 34.9556 | -118.844
2820 | Calpine Corp - Pastoria Energy Center | 55656 | Pastoria Energy Facility, LLC | IPP Non-CHP | CA | CT04 | 168 | 156 | Natural Gas Fired Combined Cycle | NG | CT | 5 | 2005 |  |  | (OP) Operating | [6 empty] | Kern | 34.9556 | -118.844
2820 | Calpine Corp - Pastoria Energy Center | 55656 | Pastoria Energy Facility, LLC | IPP Non-CHP | CA | ST03 | 185 | 169 | Natural Gas Fired Combined Cycle | NG | CA | 7 | 2005 |  |  | (OP) Operating | [6 empty] | Kern | 34.9556 | -118.844
2820 | Calpine Corp - Pastoria Energy Center | 55656 | Pastoria Energy Facility, LLC | IPP Non-CHP | CA | ST05 | 90 | 87 | Natural Gas Fired Combined Cycle | NG | CA | 5 | 2005 |  |  | (OP) Operating | [6 empty] | Kern | 34.9556 | -118.844
13538 | Essential Power Newington LLC | 55661 | Essential Power Newington LLC | IPP Non-CHP | NH | GT-1 | 185.6 | 167.9 | Natural Gas Fired Combined Cycle | NG | CT | 10 | 2002 |  |  | (OP) Operating | [6 empty] | Rockingham | 43.1047 | -70.8061
13538 | Essential Power Newington LLC | 55661 | Essential Power Newington LLC | IPP Non-CHP | NH | GT-2 | 185.6 | 165.6 | Natural Gas Fired Combined Cycle | NG | CT | 10 | 2002 |  |  | (OP) Operating | [6 empty] | Rockingham | 43.1047 | -70.8061
13538 | Essential Power Newington LLC | 55661 | Essential Power Newington LLC | IPP Non-CHP | NH | ST | 234.3 | 223.7 | Natural Gas Fired Combined Cycle | NG | CA | 10 | 2002 |  |  | (OP) Operating | [6 empty] | Rockingham | 43.1047 | -70.8061
14354 | PacifiCorp | 55662 | Chehalis Generating Facility | Electric Utility | WA | CA | 230 | 157 | Natural Gas Fired Combined Cycle | NG | CA | 8 | 2003 |  |  | (OP) Operating | [6 empty] | Lewis | 46.6225 | -122.9131
14354 | PacifiCorp | 55662 | Chehalis Generating Facility | Electric Utility | WA | CT1 | 234 | 160 | Natural Gas Fired Combined Cycle | NG | CT | 8 | 2003 |  |  | (OP) Operating | [6 empty] | Lewis | 46.6225 | -122.9131
14354 | PacifiCorp | 55662 | Chehalis Generating Facility | Electric Utility | WA | CT2 | 234 | 160 | Natural Gas Fired Combined Cycle | NG | CT | 8 | 2003 |  |  | (OP) Operating | [6 empty] | Lewis | 46.6225 | -122.9131
39347 | East Texas Electric Coop, Inc | 55664 | Harrison County Power Project | Electric Utility | TX | GT-1 | 170 | 144.5 | Natural Gas Fired Combined Cycle | NG | CT | 6 | 2003 |  |  | (OP) Operating | [6 empty] | Harrison | 32.3958 | -94.4367
39347 | East Texas Electric Coop, Inc | 55664 | Harrison County Power Project | Electric Utility | TX | GT-2 | 170 | 144.5 | Natural Gas Fired Combined Cycle | NG | CT | 6 | 2003 |  |  | (OP) Operating | [6 empty] | Harrison | 32.3958 | -94.4367
39347 | East Texas Electric Coop, Inc | 55664 | Harrison County Power Project | Electric Utility | TX | ST-1 | 230 | 225.4 | Natural Gas Fired Combined Cycle | NG | CA | 6 | 2003 |  |  | (OP) Operating | [6 empty] | Harrison | 32.3958 | -94.4367
11275 | Lower Mount Bethel Energy LLC | 55667 | Lower Mount Bethel Energy | IPP Non-CHP | PA | G1 | 211.5 | 160.9 | Natural Gas Fired Combined Cycle | NG | CT | 3 | 2004 |  |  | (OP) Operating | [6 empty] | Northampton | 40.8019 | -75.1076
11275 | Lower Mount Bethel Energy LLC | 55667 | Lower Mount Bethel Energy | IPP Non-CHP | PA | G2 | 211.5 | 162.6 | Natural Gas Fired Combined Cycle | NG | CT | 3 | 2004 |  |  | (OP) Operating | [6 empty] | Northampton | 40.8019 | -75.1076
11275 | Lower Mount Bethel Energy LLC | 55667 | Lower Mount Bethel Energy | IPP Non-CHP | PA | G3 | 228.6 | 214 | Natural Gas Fired Combined Cycle | NG | CA | 2 | 2004 |  |  | (OP) Operating | [6 empty] | Northampton | 40.8019 | -75.1076
59417 | SEPG Operating Services, LLC ALS | 55672 | AL Sandersville LLC | IPP Non-CHP | GA | CT1 | 86.5 | 72.1 | Natural Gas Fired Combustion Turbine | NG | GT | 5 | 2002 |  |  | (OP) Operating | [6 empty] | Washington | 33.1189 | -82.8608
59417 | SEPG Operating Services, LLC ALS | 55672 | AL Sandersville LLC | IPP Non-CHP | GA | CT2 | 86.5 | 72.1 | Natural Gas Fired Combustion Turbine | NG | GT | 5 | 2002 |  |  | (OP) Operating | [6 empty] | Washington | 33.1189 | -82.8608
59417 | SEPG Operating Services, LLC ALS | 55672 | AL Sandersville LLC | IPP Non-CHP | GA | CT3 | 86.5 | 72 | Natural Gas Fired Combustion Turbine | NG | GT | 5 | 2002 |  |  | (OP) Operating | [6 empty] | Washington | 33.1189 | -82.8608
59417 | SEPG Operating Services, LLC ALS | 55672 | AL Sandersville LLC | IPP Non-CHP | GA | CT4 | 86.5 | 72 | Natural Gas Fired Combustion Turbine | NG | GT | 5 | 2002 |  |  | (OP) Operating | [6 empty] | Washington | 33.1189 | -82.8608
59417 | SEPG Operating Services, LLC ALS | 55672 | AL Sandersville LLC | IPP Non-CHP | GA | CT5 | 86.5 | 72.1 | Natural Gas Fired Combustion Turbine | NG | GT | 5 | 2002 |  |  | (OP) Operating | [6 empty] | Washington | 33.1189 | -82.8608
59417 | SEPG Operating Services, LLC ALS | 55672 | AL Sandersville LLC | IPP Non-CHP | GA | CT6 | 86.5 | 72.1 | Natural Gas Fired Combustion Turbine | NG | GT | 5 | 2002 |  |  | (OP) Operating | [6 empty] | Washington | 33.1189 | -82.8608
59417 | SEPG Operating Services, LLC ALS | 55672 | AL Sandersville LLC | IPP Non-CHP | GA | CT7 | 86.5 | 72 | Natural Gas Fired Combustion Turbine | NG | GT | 5 | 2002 |  |  | (OP) Operating | [6 empty] | Washington | 33.1189 | -82.8608
59417 | SEPG Operating Services, LLC ALS | 55672 | AL Sandersville LLC | IPP Non-CHP | GA | CT8 | 86.5 | 72 | Natural Gas Fired Combustion Turbine | NG | GT | 5 | 2002 |  |  | (OP) Operating | [6 empty] | Washington | 33.1189 | -82.8608
58149 | Renewable World Energies LLC | 55684 | Flambeau Crowley Rapids Project | IPP Non-CHP | WI | GEN1 | 1 | 1 | Conventional Hydroelectric | WAT | HY | 1 | 1930 |  |  | (OP) Operating | [6 empty] | Price | 45.8683 | -90.5844
58149 | Renewable World Energies LLC | 55684 | Flambeau Crowley Rapids Project | IPP Non-CHP | WI | GEN2 | 0.5 | 0.5 | Conventional Hydroelectric | WAT | HY | 1 | 1930 |  |  | (OP) Operating | [6 empty] | Price | 45.8683 | -90.5844
58149 | Renewable World Energies LLC | 55685 | Flambeau Lower Project | IPP Non-CHP | WI | GEN1 | 0.4 | 0.4 | Conventional Hydroelectric | WAT | HY | 1 | 1923 |  |  | (OP) Operating | [6 empty] | Price | 45.9135 | -90.4475
58149 | Renewable World Energies LLC | 55685 | Flambeau Lower Project | IPP Non-CHP | WI | GEN2 | 0.4 | 0.4 | Conventional Hydroelectric | WAT | HY | 1 | 1923 |  |  | (OP) Operating | [6 empty] | Price | 45.9135 | -90.4475
58149 | Renewable World Energies LLC | 55685 | Flambeau Lower Project | IPP Non-CHP | WI | GEN3 | 0.4 | 0.4 | Conventional Hydroelectric | WAT | HY | 1 | 1923 |  |  | (OP) Operating | [6 empty] | Price | 45.9135 | -90.4475
13407 | Nevada Power Co | 55687 | Higgins Generating Station | Electric Utility | NV | A01 | 178 | 157 | Natural Gas Fired Combined Cycle | NG | CT | 2 | 2004 |  |  | (OP) Operating | [6 empty] | Clark | 35.6139 | -115.3561
13407 | Nevada Power Co | 55687 | Higgins Generating Station | Electric Utility | NV | A02 | 178 | 157 | Natural Gas Fired Combined Cycle | NG | CT | 2 | 2004 |  |  | (OP) Operating | [6 empty] | Clark | 35.6139 | -115.3561
13407 | Nevada Power Co | 55687 | Higgins Generating Station | Electric Utility | NV | ST1 | 332.4 | 236 | Natural Gas Fired Combined Cycle | NG | CA | 2 | 2004 |  |  | (OP) Operating | [6 empty] | Clark | 35.6139 | -115.3561
56607 | Calpine Bethlehem LLC | 55690 | Bethlehem Power Plant | IPP Non-CHP | PA | CTG1 | 127 | 118 | Natural Gas Fired Combined Cycle | NG | CT | 12 | 2002 |  |  | (OP) Operating | [6 empty] | Northampton | 40.6175 | -75.3147
56607 | Calpine Bethlehem LLC | 55690 | Bethlehem Power Plant | IPP Non-CHP | PA | CTG2 | 127 | 127 | Natural Gas Fired Combined Cycle | NG | CT | 12 | 2002 |  |  | (OP) Operating | [6 empty] | Northampton | 40.6175 | -75.3147
56607 | Calpine Bethlehem LLC | 55690 | Bethlehem Power Plant | IPP Non-CHP | PA | CTG3 | 127 | 127 | Natural Gas Fired Combined Cycle | NG | CT | 12 | 2002 |  |  | (OP) Operating | [6 empty] | Northampton | 40.6175 | -75.3147
56607 | Calpine Bethlehem LLC | 55690 | Bethlehem Power Plant | IPP Non-CHP | PA | CTG5 | 127 | 118 | Natural Gas Fired Combined Cycle | NG | CT | 1 | 2003 |  |  | (OP) Operating | [6 empty] | Northampton | 40.6175 | -75.3147
56607 | Calpine Bethlehem LLC | 55690 | Bethlehem Power Plant | IPP Non-CHP | PA | CTG6 | 127 | 127 | Natural Gas Fired Combined Cycle | NG | CT | 2 | 2003 |  |  | (OP) Operating | [6 empty] | Northampton | 40.6175 | -75.3147
56607 | Calpine Bethlehem LLC | 55690 | Bethlehem Power Plant | IPP Non-CHP | PA | CTG7 | 127 | 127 | Natural Gas Fired Combined Cycle | NG | CT | 4 | 2003 |  |  | (OP) Operating | [6 empty] | Northampton | 40.6175 | -75.3147
56607 | Calpine Bethlehem LLC | 55690 | Bethlehem Power Plant | IPP Non-CHP | PA | STG4 | 195.5 | 195 | Natural Gas Fired Combined Cycle | NG | CA | 5 | 2003 |  |  | (OP) Operating | [6 empty] | Northampton | 40.6175 | -75.3147
56607 | Calpine Bethlehem LLC | 55690 | Bethlehem Power Plant | IPP Non-CHP | PA | STG8 | 195.5 | 195 | Natural Gas Fired Combined Cycle | NG | CA | 12 | 2003 |  |  | (OP) Operating | [6 empty] | Northampton | 40.6175 | -75.3147
18642 | Tennessee Valley Authority | 55694 | Quantum Choctaw Power LLC | IPP Non-CHP | MS | CT1 | 270 | 220 | Natural Gas Fired Combined Cycle | NG | CT | 6 | 2006 |  |  | (OP) Operating | [6 empty] | Choctaw | 33.3792 | -89.2089
18642 | Tennessee Valley Authority | 55694 | Quantum Choctaw Power LLC | IPP Non-CHP | MS | CT2 | 270 | 220 | Natural Gas Fired Combined Cycle | NG | CT | 11 | 2006 |  |  | (OP) Operating | [6 empty] | Choctaw | 33.3792 | -89.2089
18642 | Tennessee Valley Authority | 55694 | Quantum Choctaw Power LLC | IPP Non-CHP | MS | ST1 | 310.5 | 270 | Natural Gas Fired Combined Cycle | NG | CA | 7 | 2006 |  |  | (OP) Operating | [6 empty] | Choctaw | 33.3792 | -89.2089
7724 | GWF Energy LLC | 55698 | Hanford Energy Park Peaker | IPP Non-CHP | CA | HEP1 | 46.1 | 45.9 | Natural Gas Fired Combustion Turbine | NG | GT | 9 | 2001 |  |  | (OP) Operating | [6 empty] | Kings | 36.2701 | -119.6481
7724 | GWF Energy LLC | 55698 | Hanford Energy Park Peaker | IPP Non-CHP | CA | HEP2 | 46.1 | 45.9 | Natural Gas Fired Combustion Turbine | NG | GT | 9 | 2001 |  |  | (OP) Operating | [6 empty] | Kings | 36.2701 | -119.6481
1268 | Bayswater Peaking Facility LLC | 55699 | Bayswater Peaking Facility LLC | IPP Non-CHP | NY | 1 | 60.5 | 53.9 | Natural Gas Fired Combustion Turbine | NG | GT | 6 | 2002 |  |  | (OP) Operating | [6 empty] | Queens | 40.6107 | -73.7622
15500 | Puget Sound Energy Inc | 55700 | Mint Farm Generating Station | Electric Utility | WA | 1STG | 133 | 120.5 | Natural Gas Fired Combined Cycle | NG | CA | 1 | 2008 |  |  | (OP) Operating |  |  |  | 2017 | 4 | 5 | Cowlitz | 46.1388 | -122.9855
15500 | Puget Sound Energy Inc | 55700 | Mint Farm Generating Station | Electric Utility | WA | CTG1 | 186 | 155.4 | Natural Gas Fired Combined Cycle | NG | CT | 1 | 2008 |  |  | (OP) Operating |  |  |  | 2017 | 4 | 13.9 | Cowlitz | 46.1388 | -122.9855
40577 | American Mun Power-Ohio, Inc | 55701 | Fremont Energy Center | Electric Utility | OH | CA01 | 358.7 | 343.1 | Natural Gas Fired Combined Cycle | NG | CA | 1 | 2012 |  |  | (OP) Operating | [6 empty] | SANDUSKY | 41.3771 | -83.1614
40577 | American Mun Power-Ohio, Inc | 55701 | Fremont Energy Center | Electric Utility | OH | CT01 | 190.4 | 167.4 | Natural Gas Fired Combined Cycle | NG | CT | 1 | 2012 |  |  | (OP) Operating | [6 empty] | SANDUSKY | 41.3771 | -83.1614
40577 | American Mun Power-Ohio, Inc | 55701 | Fremont Energy Center | Electric Utility | OH | CT02 | 190.4 | 166.2 | Natural Gas Fired Combined Cycle | NG | CT | 1 | 2012 |  |  | (OP) Operating | [6 empty] | SANDUSKY | 41.3771 | -83.1614
54885 | NRG Wholesale Generation LP | 55706 | Choctaw County | IPP Non-CHP | MS | CTG1 | 179 | 164 | Natural Gas Fired Combined Cycle | NG | CT | 7 | 2003 |  |  | (OS) Out of service and NOT expected to return to service in next calendar year | [6 empty] | Choctaw | 33.2881 | -89.4201
54885 | NRG Wholesale Generation LP | 55706 | Choctaw County | IPP Non-CHP | MS | CTG2 | 179 | 164 | Natural Gas Fired Combined Cycle | NG | CT | 7 | 2003 |  |  | (OP) Operating | [6 empty] | Choctaw | 33.2881 | -89.4201
54885 | NRG Wholesale Generation LP | 55706 | Choctaw County | IPP Non-CHP | MS | CTG3 | 179 | 164 | Natural Gas Fired Combined Cycle | NG | CT | 7 | 2003 |  |  | (OP) Operating | [6 empty] | Choctaw | 33.2881 | -89.4201
54885 | NRG Wholesale Generation LP | 55706 | Choctaw County | IPP Non-CHP | MS | STG1 | 362 | 289 | Natural Gas Fired Combined Cycle | NG | CA | 7 | 2003 |  |  | (OP) Operating | [6 empty] | Choctaw | 33.2881 | -89.4201
17650 | Southern Power Co | 55708 | Nacogdoches Power | IPP Non-CHP | TX | STG4 | 114 | 100 | Wood/Wood Waste Biomass | WDS | ST | 6 | 2012 |  |  | (OP) Operating | [6 empty] | Nacogdoches | 31.8321 | -94.9006
23279 | Allegheny Energy Supply Co LLC | 55710 | FirstEnergy Allegheny Energy Units 3 4 & 5 | IPP Non-CHP | PA | UNT3 | 184 | 167 | Natural Gas Fired Combined Cycle | NG | CT | 7 | 2003 |  |  | (OP) Operating | [6 empty] | Allegheny | 40.5453 | -79.7686
23279 | Allegheny Energy Supply Co LLC | 55710 | FirstEnergy Allegheny Energy Units 3 4 & 5 | IPP Non-CHP | PA | UNT4 | 184 | 167 | Natural Gas Fired Combined Cycle | NG | CT | 7 | 2003 |  |  | (OP) Operating | [6 empty] | Allegheny | 40.5453 | -79.7686
23279 | Allegheny Energy Supply Co LLC | 55710 | FirstEnergy Allegheny Energy Units 3 4 & 5 | IPP Non-CHP | PA | UNT5 | 188 | 175 | Natural Gas Fired Combined Cycle | NG | CA | 7 | 2003 |  |  | (OP) Operating | [6 empty] | Allegheny | 40.5453 | -79.7686
807 | Arkansas Electric Coop Corp | 55714 | Magnet Cove | Electric Utility | AR | GT1 | 242 | 208.1 | Natural Gas Fired Combined Cycle | NG | CT | 7 | 2005 |  |  | (OP) Operating | [6 empty] | Hot Spring | 34.4297 | -92.8317
807 | Arkansas Electric Coop Corp | 55714 | Magnet Cove | Electric Utility | AR | GT2 | 242 | 208.1 | Natural Gas Fired Combined Cycle | NG | CT | 1 | 2006 |  |  | (OP) Operating | [6 empty] | Hot Spring | 34.4297 | -92.8317
807 | Arkansas Electric Coop Corp | 55714 | Magnet Cove | Electric Utility | AR | ST1 | 262 | 225.3 | Natural Gas Fired Combined Cycle | NG | CA | 7 | 2005 |  |  | (OP) Operating | [6 empty] | Hot Spring | 34.4297 | -92.8317
5109 | DTE Electric Company | 55718 | Dean | IPP Non-CHP | MI | GT1 | 89.4 | 73 | Natural Gas Fired Combustion Turbine | NG | GT | 6 | 2002 |  |  | (OP) Operating | [6 empty] | St Clair | 42.7725 | -82.4953
5109 | DTE Electric Company | 55718 | Dean | IPP Non-CHP | MI | GT2 | 89.4 | 72.6 | Natural Gas Fired Combustion Turbine | NG | GT | 6 | 2002 |  |  | (OP) Operating | [6 empty] | St Clair | 42.7725 | -82.4953
5109 | DTE Electric Company | 55718 | Dean | IPP Non-CHP | MI | GT3 | 89.4 | 74.1 | Natural Gas Fired Combustion Turbine | NG | GT | 6 | 2002 |  |  | (OP) Operating | [6 empty] | St Clair | 42.7725 | -82.4953
5109 | DTE Electric Company | 55718 | Dean | IPP Non-CHP | MI | GT4 | 89.4 | 75.7 | Natural Gas Fired Combustion Turbine | NG | GT | 6 | 2002 |  |  | (OP) Operating | [6 empty] | St Clair | 42.7725 | -82.4953
19740 | AES Wind Generation Inc | 55719 | Mountain View I&2 | IPP Non-CHP | CA | GEN2 | 22.2 | 22.2 | Onshore Wind Turbine | WND | WT | 7 | 2001 |  |  | (OP) Operating | [6 empty] | Riverside | 33.9211 | -116.5642
19740 | AES Wind Generation Inc | 55719 | Mountain View I&2 | IPP Non-CHP | CA | GENI | 44.4 | 44.4 | Onshore Wind Turbine | WND | WT | 6 | 2001 |  |  | (OP) Operating | [6 empty] | Riverside | 33.9211 | -116.5642
9191 | Idaho Power Co | 55733 | Bennett Mountain | Electric Utility | ID | 1 | 172.8 | 164 | Natural Gas Fired Combustion Turbine | NG | GT | 4 | 2005 |  |  | (OP) Operating | [6 empty] | Elmore | 43.1472 | -115.6666
7531 | Gray County Wind Energy LLC | 55734 | Gray County Wind Energy | IPP Non-CHP | KS | V47 | 112 | 112 | Onshore Wind Turbine | WND | WT | 11 | 2001 |  |  | (OP) Operating | [6 empty] | Gray | 37.6133 | -100.3782
59924 | Dynegy Hanging Rock Energy Facility | 55736 | Hanging Rock Energy Facility | IPP Non-CHP | OH | 1GT1 | 163.5 | 181 | Natural Gas Fired Combined Cycle | NG | CT | 6 | 2003 |  |  | (OP) Operating | [6 empty] | Lawrence | 38.5731 | -82.7833
59924 | Dynegy Hanging Rock Energy Facility | 55736 | Hanging Rock Energy Facility | IPP Non-CHP | OH | 1GT2 | 163.5 | 181 | Natural Gas Fired Combined Cycle | NG | CT | 6 | 2003 |  |  | (OP) Operating | [6 empty] | Lawrence | 38.5731 | -82.7833
59924 | Dynegy Hanging Rock Energy Facility | 55736 | Hanging Rock Energy Facility | IPP Non-CHP | OH | 1ST | 317.1 | 299 | Natural Gas Fired Combined Cycle | NG | CA | 6 | 2003 |  |  | (OP) Operating | [6 empty] | Lawrence | 38.5731 | -82.7833
59924 | Dynegy Hanging Rock Energy Facility | 55736 | Hanging Rock Energy Facility | IPP Non-CHP | OH | 2GT1 | 163.5 | 181 | Natural Gas Fired Combined Cycle | NG | CT | 7 | 2003 |  |  | (OP) Operating | [6 empty] | Lawrence | 38.5731 | -82.7833
59924 | Dynegy Hanging Rock Energy Facility | 55736 | Hanging Rock Energy Facility | IPP Non-CHP | OH | 2GT2 | 163.5 | 181 | Natural Gas Fired Combined Cycle | NG | CT | 7 | 2003 |  |  | (OP) Operating | [6 empty] | Lawrence | 38.5731 | -82.7833
59924 | Dynegy Hanging Rock Energy Facility | 55736 | Hanging Rock Energy Facility | IPP Non-CHP | OH | 2ST | 317.1 | 299 | Natural Gas Fired Combined Cycle | NG | CA | 7 | 2003 |  |  | (OP) Operating | [6 empty] | Lawrence | 38.5731 | -82.7833
23279 | Allegheny Energy Supply Co LLC | 55738 | Buchanan Generation LLC | IPP Non-CHP | VA | 1 | 44 | 40 | Natural Gas Fired Combustion Turbine | NG | GT | 6 | 2002 |  |  | (OP) Operating | [6 empty] | Buchanan | 37.1753 | -81.9614
23279 | Allegheny Energy Supply Co LLC | 55738 | Buchanan Generation LLC | IPP Non-CHP | VA | 2 | 44 | 40 | Natural Gas Fired Combustion Turbine | NG | GT | 6 | 2002 |  |  | (OP) Operating | [6 empty] | Buchanan | 37.1753 | -81.9614
59496 | Allete Clean Energy | 55739 | Condon Windpower LLC | IPP Non-CHP | OR | GEN1 | 24.6 | 24.6 | Onshore Wind Turbine | WND | WT | 12 | 2001 |  |  | (OP) Operating | [6 empty] | Gilliam | 45.2766 | -120.2794
59496 | Allete Clean Energy | 55739 | Condon Windpower LLC | IPP Non-CHP | OR | GEN2 | 25.2 | 25.2 | Onshore Wind Turbine | WND | WT | 5 | 2002 |  |  | (OP) Operating | [6 empty] | Gilliam | 45.2766 | -120.2794
58772 | MHI Wind Power | 55740 | Rock River I LLC | IPP Non-CHP | WY | GEN1 | 50 | 50 | Onshore Wind Turbine | WND | WT | 10 | 2001 |  |  | (OP) Operating | [6 empty] | Carbon | 41.7172 | -106.1077
5906 | EDF Renewable Services Inc | 55741 | Ridge Crest Wind Partners | IPP Non-CHP | CO | A1 | 29.7 | 29.7 | Onshore Wind Turbine | WND | WT | 12 | 2001 |  |  | (OP) Operating | [6 empty] | Logan | 40.9459 | -103.162
20847 | Wisconsin Electric Power Co | 55742 | Montfort Wind Energy Center | Electric Utility | WI | ER15 | 30 | 2 | Onshore Wind Turbine | WND | WT | 6 | 2002 |  |  | (OP) Operating | [6 empty] | Iowa | 42.9625 | -90.3867
13866 | NWP Indian Mesa Wind Farm LP | 55747 | NWP Indian Mesa Wind Farm | IPP Non-CHP | TX | NWP2 | 82.5 | 82.5 | Onshore Wind Turbine | WND | WT | 5 | 2001 |  |  | (OP) Operating | [6 empty] | Pecos | 30.9315 | -102.2014
2860 | Los Esteros Critical Energy Facility LLC | 55748 | Los Esteros Critical Energy Center | IPP Non-CHP | CA | CAG5 | 126.1 | 126.1 | Natural Gas Fired Combined Cycle | NG | CA | 8 | 2013 |  |  | (OP) Operating | [6 empty] | Santa Clara | 37.425 | -121.9319
2860 | Los Esteros Critical Energy Facility LLC | 55748 | Los Esteros Critical Energy Center | IPP Non-CHP | CA | CTG1 | 45 | 45 | Natural Gas Fired Combined Cycle | NG | CT | 2 | 2003 |  |  | (OP) Operating | [6 empty] | Santa Clara | 37.425 | -121.9319
2860 | Los Esteros Critical Energy Facility LLC | 55748 | Los Esteros Critical Energy Center | IPP Non-CHP | CA | CTG2 | 45 | 45 | Natural Gas Fired Combined Cycle | NG | CT | 2 | 2003 |  |  | (OP) Operating | [6 empty] | Santa Clara | 37.425 | -121.9319
2860 | Los Esteros Critical Energy Facility LLC | 55748 | Los Esteros Critical Energy Center | IPP Non-CHP | CA | CTG3 | 45 | 45 | Natural Gas Fired Combined Cycle | NG | CT | 2 | 2003 |  |  | (OP) Operating | [6 empty] | Santa Clara | 37.425 | -121.9319
2860 | Los Esteros Critical Energy Facility LLC | 55748 | Los Esteros Critical Energy Center | IPP Non-CHP | CA | CTG4 | 45 | 45 | Natural Gas Fired Combined Cycle | NG | CT | 2 | 2003 |  |  | (OP) Operating | [6 empty] | Santa Clara | 37.425 | -121.9319
16233 | Rocky Mountain Power Inc | 55749 | Hardin Generator Project | IPP Non-CHP | MT | UNT1 | 115.7 | 107 | Conventional Steam Coal | SUB | ST | 3 | 2006 |  |  | (OP) Operating | [6 empty] | Big Horn | 45.7578 | -107.6
17412 | County of Sonoma Dept of Trnsp | 55752 | Sonoma Central Landfill Phase I | Commercial Non-CHP | CA | P-11 | 0.8 | 0.7 | Landfill Gas | LFG | IC | 7 | 1993 |  |  | (OP) Operating | [6 empty] | Sonoma | 38.3017 | -122.7489
17412 | County of Sonoma Dept of Trnsp | 55752 | Sonoma Central Landfill Phase I | Commercial Non-CHP | CA | P-12 | 0.8 | 0.7 | Landfill Gas | LFG | IC | 7 | 1993 |  |  | (OP) Operating | [6 empty] | Sonoma | 38.3017 | -122.7489
17412 | County of Sonoma Dept of Trnsp | 55752 | Sonoma Central Landfill Phase I | Commercial Non-CHP | CA | P-13 | 0.8 | 0.7 | Landfill Gas | LFG | IC | 7 | 1993 |  |  | (OP) Operating | [6 empty] | Sonoma | 38.3017 | -122.7489
17412 | County of Sonoma Dept of Trnsp | 55752 | Sonoma Central Landfill Phase I | Commercial Non-CHP | CA | P-14 | 0.8 | 0.7 | Landfill Gas | LFG | IC | 7 | 1993 |  |  | (OP) Operating | [6 empty] | Sonoma | 38.3017 | -122.7489
17412 | County of Sonoma Dept of Trnsp | 55753 | Sonoma Central Landfill Phase II | Commercial Non-CHP | CA | P-21 | 0.8 | 0.7 | Landfill Gas | LFG | IC | 6 | 1996 |  |  | (OP) Operating | [6 empty] | Sonoma | 38.3017 | -122.7489
17412 | County of Sonoma Dept of Trnsp | 55753 | Sonoma Central Landfill Phase II | Commercial Non-CHP | CA | P-22 | 0.8 | 0.7 | Landfill Gas | LFG | IC | 6 | 1996 |  |  | (OP) Operating | [6 empty] | Sonoma | 38.3017 | -122.7489
17412 | County of Sonoma Dept of Trnsp | 55753 | Sonoma Central Landfill Phase II | Commercial Non-CHP | CA | P-23 | 0.8 | 0.7 | Landfill Gas | LFG | IC | 6 | 1996 |  |  | (OP) Operating | [6 empty] | Sonoma | 38.3017 | -122.7489
17412 | County of Sonoma Dept of Trnsp | 55753 | Sonoma Central Landfill Phase II | Commercial Non-CHP | CA | P-24 | 0.8 | 0.7 | Landfill Gas | LFG | IC | 6 | 1996 |  |  | (OP) Operating | [6 empty] | Sonoma | 38.3017 | -122.7489
12758 | Model City Energy LLC | 55757 | Model City Energy Facility | IPP Non-CHP | NY | GEN1 | 0.8 | 0.8 | Landfill Gas | LFG | IC | 6 | 2001 |  |  | (OP) Operating | [6 empty] | Niagara | 43.2094 | -78.9836
12758 | Model City Energy LLC | 55757 | Model City Energy Facility | IPP Non-CHP | NY | GEN2 | 0.8 | 0.8 | Landfill Gas | LFG | IC | 6 | 2001 |  |  | (OP) Operating | [6 empty] | Niagara | 43.2094 | -78.9836
12758 | Model City Energy LLC | 55757 | Model City Energy Facility | IPP Non-CHP | NY | GEN3 | 0.8 | 0.8 | Landfill Gas | LFG | IC | 6 | 2001 |  |  | (OP) Operating | [6 empty] | Niagara | 43.2094 | -78.9836
12758 | Model City Energy LLC | 55757 | Model City Energy Facility | IPP Non-CHP | NY | GEN4 | 0.8 | 0.8 | Landfill Gas | LFG | IC | 6 | 2001 |  |  | (OP) Operating | [6 empty] | Niagara | 43.2094 | -78.9836
12758 | Model City Energy LLC | 55757 | Model City Energy Facility | IPP Non-CHP | NY | GEN5 | 0.8 | 0.8 | Landfill Gas | LFG | IC | 6 | 2001 |  |  | (OP) Operating | [6 empty] | Niagara | 43.2094 | -78.9836
12758 | Model City Energy LLC | 55757 | Model City Energy Facility | IPP Non-CHP | NY | GEN6 | 0.8 | 0.8 | Landfill Gas | LFG | IC | 6 | 2001 |  |  | (OP) Operating | [6 empty] | Niagara | 43.2094 | -78.9836
12758 | Model City Energy LLC | 55757 | Model City Energy Facility | IPP Non-CHP | NY | GEN7 | 0.8 | 0.8 | Landfill Gas | LFG | IC | 6 | 2001 |  |  | (OP) Operating | [6 empty] | Niagara | 43.2094 | -78.9836
9205 | Illinois Electricial Gen Partn | 55760 | Streator Energy Partners LLC | IPP Non-CHP | IL | ST1 | 1.1 | 0.9 | Landfill Gas | LFG | IC | 12 | 1999 |  |  | (OP) Operating | [6 empty] | Livingston | 41.0919 | -88.8519
9205 | Illinois Electricial Gen Partn | 55763 | Dixon/Lee Energy Partners LLC | IPP Non-CHP | IL | DX1 | 1.1 | 0.9 | Landfill Gas | LFG | IC | 6 | 1999 |  |  | (OP) Operating | [6 empty] | Lee | 41.7383 | -89.3828
9205 | Illinois Electricial Gen Partn | 55763 | Dixon/Lee Energy Partners LLC | IPP Non-CHP | IL | DX2 | 1.1 | 0.9 | Landfill Gas | LFG | IC | 6 | 1999 |  |  | (OP) Operating | [6 empty] | Lee | 41.7383 | -89.3828
9205 | Illinois Electricial Gen Partn | 55763 | Dixon/Lee Energy Partners LLC | IPP Non-CHP | IL | DX3 | 1.1 | 0.9 | Landfill Gas | LFG | IC | 6 | 1999 |  |  | (OP) Operating | [6 empty] | Lee | 41.7383 | -89.3828
9205 | Illinois Electricial Gen Partn | 55763 | Dixon/Lee Energy Partners LLC | IPP Non-CHP | IL | DX4 | 1.1 | 0.9 | Landfill Gas | LFG | IC | 6 | 1999 |  |  | (OP) Operating | [6 empty] | Lee | 41.7383 | -89.3828
20183 | Waste Management Inc | 55765 | Green Knight Energy Center | IPP Non-CHP | PA | TG1 | 3.3 | 2.4 | Landfill Gas | LFG | GT | 2 | 2001 |  |  | (OP) Operating | [6 empty] | Northampton | 40.8592 | -75.2627
20183 | Waste Management Inc | 55765 | Green Knight Energy Center | IPP Non-CHP | PA | TG2 | 3.3 | 2.4 | Landfill Gas | LFG | GT | 2 | 2001 |  |  | (OP) Operating | [6 empty] | Northampton | 40.8592 | -75.2627
20183 | Waste Management Inc | 55765 | Green Knight Energy Center | IPP Non-CHP | PA | TG3 | 3.3 | 2.4 | Landfill Gas | LFG | GT | 2 | 2001 |  |  | (OP) Operating | [6 empty] | Northampton | 40.8592 | -75.2627
16546 | Sacramento County of Dpt Waste | 55766 | Kiefer Landfill | Commercial Non-CHP | CA | 361A | 3 | 2.8 | Landfill Gas | LFG | IC | 12 | 1999 |  |  | (OP) Operating | [6 empty] | Sacramento | 38.5136 | -121.1944
16546 | Sacramento County of Dpt Waste | 55766 | Kiefer Landfill | Commercial Non-CHP | CA | 361B | 3 | 2.8 | Landfill Gas | LFG | IC | 12 | 1999 |  |  | (OP) Operating | [6 empty] | Sacramento | 38.5136 | -121.1944
16546 | Sacramento County of Dpt Waste | 55766 | Kiefer Landfill | Commercial Non-CHP | CA | 361C | 3 | 2.8 | Landfill Gas | LFG | IC | 12 | 1999 |  |  | (OP) Operating | [6 empty] | Sacramento | 38.5136 | -121.1944
49880 | EDP Renewables North America LLC | 55769 | Madison Windpower LLC | IPP Non-CHP | NY | MADW | 11.5 | 11.5 | Onshore Wind Turbine | WND | WT | 10 | 2000 |  |  | (OP) Operating | [6 empty] | Madison | 42.8947 | -75.4517
4767 | Dane County Public Works | 55770 | Dane County Landfill #2 Rodefeld | IPP Non-CHP | WI | GEN1 | 0.8 | 0.8 | Landfill Gas | LFG | IC | 10 | 1997 |  |  | (OP) Operating | [6 empty] | DANE | 43.0453 | -89.2539
4767 | Dane County Public Works | 55770 | Dane County Landfill #2 Rodefeld | IPP Non-CHP | WI | GEN2 | 0.8 | 0.8 | Landfill Gas | LFG | IC | 10 | 1997 |  |  | (OP) Operating | [6 empty] | DANE | 43.0453 | -89.2539
4767 | Dane County Public Works | 55770 | Dane County Landfill #2 Rodefeld | IPP Non-CHP | WI | GEN3 | 0.8 | 0.8 | Landfill Gas | LFG | IC | 4 | 2004 |  |  | (OP) Operating | [6 empty] | DANE | 43.0453 | -89.2539
4767 | Dane County Public Works | 55770 | Dane County Landfill #2 Rodefeld | IPP Non-CHP | WI | GEN4 | 1.6 | 1.6 | Landfill Gas | LFG | IC | 12 | 2004 |  |  | (OP) Operating | [6 empty] | DANE | 43.0453 | -89.2539
4767 | Dane County Public Works | 55770 | Dane County Landfill #2 Rodefeld | IPP Non-CHP | WI | GEN5 | 0.8 | 0.8 | Landfill Gas | LFG | IC | 4 | 2012 |  |  | (OP) Operating | [6 empty] | DANE | 43.0453 | -89.2539
4767 | Dane County Public Works | 55770 | Dane County Landfill #2 Rodefeld | IPP Non-CHP | WI | GEN6 | 0.8 | 0.8 | Landfill Gas | LFG | IC | 1 | 2011 |  |  | (OP) Operating | [6 empty] | DANE | 43.0453 | -89.2539
4767 | Dane County Public Works | 55770 | Dane County Landfill #2 Rodefeld | IPP Non-CHP | WI | GEN7 | 0.8 | 0.8 | Landfill Gas | LFG | IC | 1 | 2011 |  |  | (OP) Operating | [6 empty] | DANE | 43.0453 | -89.2539
9205 | Illinois Electricial Gen Partn | 55773 | Countyside Genco LLC | IPP Non-CHP | IL | CS10 | 3.2 | 2 | Landfill Gas | LFG | GT | 7 | 2012 |  |  | (OP) Operating | [6 empty] | Lake | 42.3211 | -88.0319
9205 | Illinois Electricial Gen Partn | 55773 | Countyside Genco LLC | IPP Non-CHP | IL | CS7 | 3.2 | 2 | Landfill Gas | LFG | GT | 7 | 2012 |  |  | (OP) Operating | [6 empty] | Lake | 42.3211 | -88.0319
9205 | Illinois Electricial Gen Partn | 55773 | Countyside Genco LLC | IPP Non-CHP | IL | CS8 | 3.2 | 2 | Landfill Gas | LFG | GT | 7 | 2012 |  |  | (OP) Operating | [6 empty] | Lake | 42.3211 | -88.0319
9205 | Illinois Electricial Gen Partn | 55773 | Countyside Genco LLC | IPP Non-CHP | IL | CS9 | 3.2 | 2 | Landfill Gas | LFG | GT | 7 | 2012 |  |  | (OP) Operating | [6 empty] | Lake | 42.3211 | -88.0319
9205 | Illinois Electricial Gen Partn | 55774 | Morris Genco LLC | IPP Non-CHP | IL | MO4 | 1.1 | 1 | Landfill Gas | LFG | IC | 2 | 2012 |  |  | (OP) Operating | [6 empty] | Grundy | 41.3031 | -88.4028
9205 | Illinois Electricial Gen Partn | 55774 | Morris Genco LLC | IPP Non-CHP | IL | MO5 | 1.1 | 1 | Landfill Gas | LFG | IC | 2 | 2012 |  |  | (OP) Operating | [6 empty] | Grundy | 41.3031 | -88.4028
21148 | Zapco Energy Tactics Corp | 55776 | Barre | IPP Non-CHP | MA | BA1 | 0.5 | 0.4 | Landfill Gas | LFG | IC | 1 | 1996 |  |  | (OP) Operating | [6 empty] | Worcester | 42.4192 | -72.1106
21148 | Zapco Energy Tactics Corp | 55776 | Barre | IPP Non-CHP | MA | BA2 | 0.5 | 0.4 | Landfill Gas | LFG | IC | 1 | 1996 |  |  | (OP) Operating | [6 empty] | Worcester | 42.4192 | -72.1106
55728 | Bright Light Capital LLC | 55782 | Wilmont Hills LLC | IPP Non-CHP | MN | WH01 | 1.5 | 1.5 | Onshore Wind Turbine | WND | WT | 12 | 2001 |  |  | (OP) Operating | [6 empty] | Nobles | 43.7547 | -95.8534
56852 | Edgewood Energy LLC | 55786 | Edgewood Energy LLC | IPP Non-CHP | NY | CT01 | 50 | 42.5 | Natural Gas Fired Combustion Turbine | NG | GT | 7 | 2002 |  |  | (OP) Operating | [6 empty] | Suffolk | 40.7861 | -73.2931
56852 | Edgewood Energy LLC | 55786 | Edgewood Energy LLC | IPP Non-CHP | NY | CT02 | 50 | 42.5 | Natural Gas Fired Combustion Turbine | NG | GT | 7 | 2002 |  |  | (OP) Operating | [6 empty] | Suffolk | 40.7861 | -73.2931
56853 | Shoreham Energy LLC | 55787 | Shoreham Energy LLC | IPP Non-CHP | NY | CT01 | 50 | 42.5 | Petroleum Liquids | DFO | GT | 7 | 2002 |  |  | (OP) Operating | [6 empty] | Suffolk | 40.9571 | -72.8659
56853 | Shoreham Energy LLC | 55787 | Shoreham Energy LLC | IPP Non-CHP | NY | CT02 | 50 | 42.5 | Petroleum Liquids | DFO | GT | 7 | 2002 |  |  | (OP) Operating | [6 empty] | Suffolk | 40.9571 | -72.8659
34688 | CHI Energy Inc | 55790 | Fenner Wind | IPP Non-CHP | NY | 1 | 30 | 30 | Onshore Wind Turbine | WND | WT | 10 | 2001 |  |  | (OP) Operating | [6 empty] | Madison | 42.989 | -75.7625
14629 | Pecos Wind II LP | 55795 | Woodward Mountain II | IPP Non-CHP | TX | 01 | 78 | 78 | Onshore Wind Turbine | WND | WT | 7 | 2001 |  |  | (OP) Operating | [6 empty] | Pecos | 30.9514 | -102.4141
14628 | Pecos Wind I LP | 55796 | Woodward Mountain I | IPP Non-CHP | TX | 01 | 82 | 82 | Onshore Wind Turbine | WND | WT | 7 | 2001 |  |  | (OP) Operating | [6 empty] | Pecos | 30.9514 | -102.4141
55703 | Otsego Paper Inc | 55799 | Otsego Mill Power Plant | Industrial CHP | MI | NRTH | 10.6 | 8.8 | Natural Gas Fired Combustion Turbine | NG | GT | 11 | 1995 |  |  | (OP) Operating | [6 empty] | Allegan | 42.4628 | -85.6961
55703 | Otsego Paper Inc | 55799 | Otsego Mill Power Plant | Industrial CHP | MI | SOTH | 10.6 | 8.8 | Natural Gas Fired Combustion Turbine | NG | GT | 11 | 1995 |  |  | (OP) Operating | [6 empty] | Allegan | 42.4628 | -85.6961
6693 | FPL Energy Marcus Hook LP | 55801 | FPL Energy Marcus Hook LP | IPP CHP | PA | CT13 | 188.2 | 172 | Natural Gas Fired Combined Cycle | NG | CT | 12 | 2004 |  |  | (OP) Operating | [6 empty] | Delaware | 39.807 | -75.4216
6693 | FPL Energy Marcus Hook LP | 55801 | FPL Energy Marcus Hook LP | IPP CHP | PA | CT1A | 188.2 | 178.7 | Natural Gas Fired Combined Cycle | NG | CT | 12 | 2004 |  |  | (OP) Operating | [6 empty] | Delaware | 39.807 | -75.4216
6693 | FPL Energy Marcus Hook LP | 55801 | FPL Energy Marcus Hook LP | IPP CHP | PA | CTIB | 188.2 | 172 | Natural Gas Fired Combined Cycle | NG | CT | 12 | 2004 |  |  | (OP) Operating | [6 empty] | Delaware | 39.807 | -75.4216
6693 | FPL Energy Marcus Hook LP | 55801 | FPL Energy Marcus Hook LP | IPP CHP | PA | STG | 271.5 | 263 | Natural Gas Fired Combined Cycle | NG | CA | 12 | 2004 |  |  | (OP) Operating | [6 empty] | Delaware | 39.807 | -75.4216
55972 | Valencia Power LLC | 55802 | Valencia Energy Facility | IPP Non-CHP | NM | CTG1 | 159.5 | 144.3 | Natural Gas Fired Combustion Turbine | NG | GT | 5 | 2008 |  |  | (OP) Operating | [6 empty] | Valencia | 34.6115 | -106.7322
17515 | Somerset Windpower LLC | 55803 | FPL E Somerset Windpower LLC | IPP Non-CHP | PA | EW | 9 | 9 | Onshore Wind Turbine | WND | WT | 12 | 2001 |  |  | (OP) Operating | [6 empty] | Somerset | 39.9792 | -79.0128
13808 | Northern Iowa Windpower LLC | 55804 | Top of Iowa Windfarm | IPP Non-CHP | IA | NM | 80 | 80 | Onshore Wind Turbine | WND | WT | 10 | 2001 |  |  | (OP) Operating | [6 empty] | Worth | 43.3833 | -93.4167
12562 | FPL Energy FPL E Mill Run WIndpower LLC | 55805 | Mill Run Windpower | IPP Non-CHP | PA | G1 | 15 | 15 | Onshore Wind Turbine | WND | WT | 12 | 2001 |  |  | (OP) Operating | [6 empty] | Somerset | 39.9134 | -79.3936
7724 | GWF Energy LLC | 55807 | Henrietta Peaker | IPP Non-CHP | CA | HPP1 | 49 | 46.3 | Natural Gas Fired Combustion Turbine | NG | GT | 6 | 2002 |  |  | (OP) Operating | [6 empty] | Kings | 36.2397 | -119.9044
7724 | GWF Energy LLC | 55807 | Henrietta Peaker | IPP Non-CHP | CA | HPP2 | 49 | 46.1 | Natural Gas Fired Combustion Turbine | NG | GT | 6 | 2002 |  |  | (OP) Operating | [6 empty] | Kings | 36.2397 | -119.9044
10046 | Kas Brothers Windfarm LLC | 55809 | Kas Brothers Windfarm | IPP Non-CHP | MN | G1 | 1.5 | 1.5 | Onshore Wind Turbine | WND | WT | 12 | 2001 |  |  | (OP) Operating | [6 empty] | Pipestone | 44.0119 | -96.1125
3028 | Calpine Gilroy Cogen LP | 55810 | Gilroy Peaking Energy Center | IPP Non-CHP | CA | S3 | 45 | 45 | Natural Gas Fired Combustion Turbine | NG | GT | 11 | 2001 |  |  | (OP) Operating | [6 empty] | Santa Clara | 36.999 | -121.5363
3028 | Calpine Gilroy Cogen LP | 55810 | Gilroy Peaking Energy Center | IPP Non-CHP | CA | S4 | 45 | 45 | Natural Gas Fired Combustion Turbine | NG | GT | 11 | 2001 |  |  | (OP) Operating | [6 empty] | Santa Clara | 36.999 | -121.5363
3028 | Calpine Gilroy Cogen LP | 55810 | Gilroy Peaking Energy Center | IPP Non-CHP | CA | S5 | 45 | 45 | Natural Gas Fired Combustion Turbine | NG | GT | 2 | 2002 |  |  | (OP) Operating | [6 empty] | Santa Clara | 36.999 | -121.5363
2865 | Calpine Corp-King City | 55811 | King City Peaking | IPP Non-CHP | CA | CTG1 | 47.3 | 44 | Natural Gas Fired Combustion Turbine | NG | GT | 4 | 2002 |  |  | (OP) Operating | [6 empty] | Monterey | 36.2248 | -121.1246
2867 | Calpine Corp-Yuba City | 55813 | Yuba City Energy Center | IPP Non-CHP | CA | CTG1 | 47.3 | 45 | Natural Gas Fired Combustion Turbine | NG | GT | 8 | 2002 |  |  | (OP) Operating | [6 empty] | Sutter | 39.1392 | -121.6387
8294 | Hawkeye Power Partners LLC | 55816 | Hawkeye Power Partners LLC | IPP Non-CHP | IA | 48M | 42 | 42 | Onshore Wind Turbine | WND | WT | 4 | 1999 |  |  | (OP) Operating | [6 empty] | Cerro Gordo | 43.0472 | -93.4775
56613 | Frederickson Power LP | 55818 | Frederickson Power LP | IPP Non-CHP | WA | FICT | 192 | 160 | Natural Gas Fired Combined Cycle | NG | CT | 8 | 2002 |  |  | (OP) Operating | [6 empty] | Pierce | 47.0861 | -122.3657
56613 | Frederickson Power LP | 55818 | Frederickson Power LP | IPP Non-CHP | WA | FIST | 126.3 | 82 | Natural Gas Fired Combined Cycle | NG | CA | 8 | 2002 |  |  | (OP) Operating | [6 empty] | Pierce | 47.0861 | -122.3657
16045 | Riverside County Waste Management Dept | 55820 | RCWMD Badlands Landfill Gas Project | Commercial Non-CHP | CA | GEN1 | 1.3 | 1 | Landfill Gas | LFG | IC | 2 | 2001 |  |  | (OP) Operating | [6 empty] | Riverside | 33.9583 | -117.125
17650 | Southern Power Co | 55821 | Curtis H Stanton Energy Center | IPP Non-CHP | FL | A | 203.2 | 656.9 | Natural Gas Fired Combined Cycle | NG | CT | 10 | 2003 |  |  | (OP) Operating | [6 empty] | Orange | 28.4882 | -81.1669
17650 | Southern Power Co | 55821 | Curtis H Stanton Energy Center | IPP Non-CHP | FL | B | 203.2 |  | Natural Gas Fired Combined Cycle | NG | CT | 10 | 2003 |  |  | (OP) Operating | [6 empty] | Orange | 28.4882 | -81.1669
17650 | Southern Power Co | 55821 | Curtis H Stanton Energy Center | IPP Non-CHP | FL | C | 281.9 |  | Natural Gas Fired Combined Cycle | NG | CA | 10 | 2003 |  |  | (OP) Operating | [6 empty] | Orange | 28.4882 | -81.1669
21144 | Ziegler Power Systems | 55824 | MNDOT Standby Generation | Commercial Non-CHP | MN | UNT1 | 2 | 1.9 | Petroleum Liquids | DFO | IC | 7 | 1995 |  |  | (SB) Standby/Backup: available for service but not normally used | [6 empty] | Ramsey | 44.953 | -93.1057
57207 | HC-50 MAIN STREET, LLC | 55830 | East Millinocket Mill | Industrial CHP | ME | M2S1 | 15.6 | 14.5 | Wood/Wood Waste Biomass | WDS | ST | 7 | 1954 |  |  | (OS) Out of service and NOT expected to return to service in next calendar year | [6 empty] | Penobscot | 45.6219 | -68.5756
57207 | HC-50 MAIN STREET, LLC | 55830 | East Millinocket Mill | Industrial CHP | ME | M2S2 | 15.6 | 14.5 | Wood/Wood Waste Biomass | WDS | ST | 7 | 1956 |  |  | (OS) Out of service and NOT expected to return to service in next calendar year | [6 empty] | Penobscot | 45.6219 | -68.5756
57207 | HC-50 MAIN STREET, LLC | 55830 | East Millinocket Mill | Industrial CHP | ME | M2S3 | 30.2 | 28.1 | Wood/Wood Waste Biomass | WDS | ST | 5 | 1990 |  |  | (OS) Out of service and NOT expected to return to service in next calendar year | [6 empty] | Penobscot | 45.6219 | -68.5756
2872 | Auburndale Peaker Energy Center LLC | 55833 | Auburndale Peaker Energy Center | IPP Non-CHP | FL | CTP | 130.1 | 117 | Natural Gas Fired Combustion Turbine | NG | GT | 5 | 2002 |  |  | (OP) Operating | [6 empty] | Polk | 28.0535 | -81.8059
15466 | Public Service Co of Colorado | 55835 | Rocky Mountain Energy Center | Electric Utility | CO | CTG1 | 175.1 | 145 | Natural Gas Fired Combined Cycle | NG | CT | 5 | 2004 |  |  | (OP) Operating | [6 empty] | Weld | 40.0908 | -104.5953
15466 | Public Service Co of Colorado | 55835 | Rocky Mountain Energy Center | Electric Utility | CO | CTG2 | 175.1 | 145 | Natural Gas Fired Combined Cycle | NG | CT | 5 | 2004 |  |  | (OP) Operating | [6 empty] | Weld | 40.0908 | -104.5953
15466 | Public Service Co of Colorado | 55835 | Rocky Mountain Energy Center | Electric Utility | CO | STG1 | 334.9 | 290 | Natural Gas Fired Combined Cycle | NG | CA | 5 | 2004 |  |  | (OP) Operating | [6 empty] | Weld | 40.0908 | -104.5953
20858 | WPPI Energy | 55836 | Island Street Peaking Plant | Electric Utility | WI | FT81 | 60.5 | 52 | Natural Gas Fired Combustion Turbine | NG | GT | 6 | 2004 |  |  | (OP) Operating | [6 empty] | Outagamie | 44.2761 | -88.2658
13407 | Nevada Power Co | 55841 | Silverhawk | Electric Utility | NV | CT1 | 197.2 | 157 | Natural Gas Fired Combined Cycle | NG | CT | 5 | 2004 |  |  | (OP) Operating | [6 empty] | Clark | 36.4078 | -114.9606
13407 | Nevada Power Co | 55841 | Silverhawk | Electric Utility | NV | CT2 | 197.2 | 157 | Natural Gas Fired Combined Cycle | NG | CT | 5 | 2004 |  |  | (OP) Operating | [6 empty] | Clark | 36.4078 | -114.9606
13407 | Nevada Power Co | 55841 | Silverhawk | Electric Utility | NV | ST1 | 270.3 | 246 | Natural Gas Fired Combined Cycle | NG | CA | 5 | 2004 |  |  | (OP) Operating | [6 empty] | Clark | 36.4078 | -114.9606
2867 | Calpine Corp-Yuba City | 55847 | Feather River Energy Center | IPP Non-CHP | CA | CTG1 | 47 | 45 | Natural Gas Fired Combustion Turbine | NG | GT | 1 | 2003 |  |  | (OP) Operating | [6 empty] | Sutter | 39.1093 | -121.6093
19676 | Valero Refining Co California | 55851 | Valero Refinery Cogeneration Unit 1 | Industrial CHP | CA | GT 1 | 51 | 45.4 | Natural Gas Fired Combustion Turbine | NG | GT | 10 | 2002 |  |  | (OP) Operating | [6 empty] | Solano | 38.0736 | -122.1411
9155 | Inland Empire Energy Ctr LLC | 55853 | Inland Empire Energy Center | IPP Non-CHP | CA | 1 | 409.5 | 345 | Natural Gas Fired Combined Cycle | NG | CS | 7 | 2009 |  |  | (OP) Operating | [6 empty] | Riverside | 33.7388 | -117.1704
9155 | Inland Empire Energy Ctr LLC | 55853 | Inland Empire Energy Center | IPP Non-CHP | CA | 2 | 409.5 | 345 | Natural Gas Fired Combined Cycle | NG | CS | 5 | 2010 |  |  | (OP) Operating | [6 empty] | Riverside | 33.7388 | -117.1704
49972 | Gilroy Energy Center LLC | 55855 | Wolfskill Energy Center | IPP Non-CHP | CA | CTG1 | 47 | 45 | Natural Gas Fired Combustion Turbine | NG | GT | 1 | 2003 |  |  | (OP) Operating | [6 empty] | Solano | 38.2285 | -122.0752
15330 | Prairie State Generating Co LLC | 55856 | Prairie State Generating Station | IPP Non-CHP | IL | PC1 | 883 | 812 | Conventional Steam Coal | BIT | ST | 6 | 2012 |  |  | (OP) Operating | [6 empty] | St Clair | 38.2792 | -89.6669
15330 | Prairie State Generating Co LLC | 55856 | Prairie State Generating Station | IPP Non-CHP | IL | PC2 | 883 | 816 | Conventional Steam Coal | BIT | ST | 11 | 2012 |  |  | (OP) Operating | [6 empty] | St Clair | 38.2792 | -89.6669
3455 | Chevron Oronite Co LLC | 55857 | Oak Point Cogen | Industrial CHP | LA | 5121 | 4.7 | 4 | Natural Gas Fired Combustion Turbine | NG | GT | 10 | 1999 |  |  | (OP) Operating | [6 empty] | Plaquemines | 29.812 | -90.0084
3455 | Chevron Oronite Co LLC | 55857 | Oak Point Cogen | Industrial CHP | LA | 5131 | 4.7 | 4 | Natural Gas Fired Combustion Turbine | NG | GT | 10 | 1999 |  |  | (OP) Operating | [6 empty] | Plaquemines | 29.812 | -90.0084
3455 | Chevron Oronite Co LLC | 55857 | Oak Point Cogen | Industrial CHP | LA | 5141 | 4.7 | 4 | Natural Gas Fired Combustion Turbine | NG | GT | 10 | 1999 |  |  | (OP) Operating | [6 empty] | Plaquemines | 29.812 | -90.0084
3455 | Chevron Oronite Co LLC | 55857 | Oak Point Cogen | Industrial CHP | LA | 5151 | 4.7 | 4 | Natural Gas Fired Combustion Turbine | NG | GT | 10 | 1999 |  |  | (OP) Operating | [6 empty] | Plaquemines | 29.812 | -90.0084
3455 | Chevron Oronite Co LLC | 55857 | Oak Point Cogen | Industrial CHP | LA | 5161 | 4.7 | 4 | Natural Gas Fired Combustion Turbine | NG | GT | 10 | 1999 |  |  | (OP) Operating | [6 empty] | Plaquemines | 29.812 | -90.0084
25771 | Quinebaug Associates LLC | 55860 | Quinebaug Lower Project | IPP Non-CHP | CT | 5-M | 0.3 | 0.3 | Conventional Hydroelectric | WAT | HY | 8 | 1990 |  |  | (OP) Operating | [6 empty] | Windham | 41.7987 | -71.8868
25771 | Quinebaug Associates LLC | 55860 | Quinebaug Lower Project | IPP Non-CHP | CT | MF | 0.1 | 0.1 | Conventional Hydroelectric | WAT | HY | 4 | 1990 |  |  | (OP) Operating | [6 empty] | Windham | 41.7987 | -71.8868
25771 | Quinebaug Associates LLC | 55860 | Quinebaug Lower Project | IPP Non-CHP | CT | U2 | 0.8 | 0.8 | Conventional Hydroelectric | WAT | HY | 8 | 1990 |  |  | (OP) Operating | [6 empty] | Windham | 41.7987 | -71.8868
25771 | Quinebaug Associates LLC | 55860 | Quinebaug Lower Project | IPP Non-CHP | CT | UI | 1.3 | 1.2 | Conventional Hydroelectric | WAT | HY | 8 | 1990 |  |  | (OP) Operating | [6 empty] | Windham | 41.7987 | -71.8868
55965 | Verso Corporation | 55861 | Stevens Point Mill | Industrial CHP | WI | SP | 7.6 | 7 | Natural Gas Steam Turbine | NG | ST | 2 | 2002 |  |  | (OP) Operating | [6 empty] | Portage | 44.3528 | -89.5836
8286 | Hawaiian Commercial and Sugar Company | 55864 | Kaheka Hydro | Industrial Non-CHP | HI | KAH1 | 1.5 | 1.5 | Conventional Hydroelectric | WAT | HY | 1 | 1925 |  |  | (OP) Operating | [6 empty] | MAUI | 20.8886 | -156.3569
8286 | Hawaiian Commercial and Sugar Company | 55864 | Kaheka Hydro | Industrial Non-CHP | HI | KAH2 | 1.5 | 1.5 | Conventional Hydroelectric | WAT | HY | 1 | 1925 |  |  | (OP) Operating | [6 empty] | MAUI | 20.8886 | -156.3569
8286 | Hawaiian Commercial and Sugar Company | 55864 | Kaheka Hydro | Industrial Non-CHP | HI | KAH3 | 1.5 | 1.5 | Conventional Hydroelectric | WAT | HY | 1 | 1925 |  |  | (OP) Operating | [6 empty] | MAUI | 20.8886 | -156.3569
1308 | Basin Creek Power Services LLC | 55866 | Basin Creek Plant | IPP Non-CHP | MT | 1 | 6.1 | 6 | Natural Gas Internal Combustion Engine | NG | IC | 6 | 2006 |  |  | (OP) Operating | [6 empty] | Silver Bow | 45.9293 | -112.5194
1308 | Basin Creek Power Services LLC | 55866 | Basin Creek Plant | IPP Non-CHP | MT | 2 | 6.1 | 6 | Natural Gas Internal Combustion Engine | NG | IC | 6 | 2006 |  |  | (OP) Operating | [6 empty] | Silver Bow | 45.9293 | -112.5194
1308 | Basin Creek Power Services LLC | 55866 | Basin Creek Plant | IPP Non-CHP | MT | 3 | 6.1 | 6 | Natural Gas Internal Combustion Engine | NG | IC | 6 | 2006 |  |  | (OP) Operating | [6 empty] | Silver Bow | 45.9293 | -112.5194
1308 | Basin Creek Power Services LLC | 55866 | Basin Creek Plant | IPP Non-CHP | MT | 4 | 6.1 | 6 | Natural Gas Internal Combustion Engine | NG | IC | 6 | 2006 |  |  | (OP) Operating | [6 empty] | Silver Bow | 45.9293 | -112.5194
1308 | Basin Creek Power Services LLC | 55866 | Basin Creek Plant | IPP Non-CHP | MT | 5 | 6.1 | 6 | Natural Gas Internal Combustion Engine | NG | IC | 6 | 2006 |  |  | (OP) Operating | [6 empty] | Silver Bow | 45.9293 | -112.5194
1308 | Basin Creek Power Services LLC | 55866 | Basin Creek Plant | IPP Non-CHP | MT | 6 | 6.1 | 6 | Natural Gas Internal Combustion Engine | NG | IC | 6 | 2006 |  |  | (OP) Operating | [6 empty] | Silver Bow | 45.9293 | -112.5194
1308 | Basin Creek Power Services LLC | 55866 | Basin Creek Plant | IPP Non-CHP | MT | 7 | 6.1 | 6 | Natural Gas Internal Combustion Engine | NG | IC | 6 | 2006 |  |  | (OP) Operating | [6 empty] | Silver Bow | 45.9293 | -112.5194
1308 | Basin Creek Power Services LLC | 55866 | Basin Creek Plant | IPP Non-CHP | MT | 8 | 6.1 | 6 | Natural Gas Internal Combustion Engine | NG | IC | 6 | 2006 |  |  | (OP) Operating | [6 empty] | Silver Bow | 45.9293 | -112.5194
1308 | Basin Creek Power Services LLC | 55866 | Basin Creek Plant | IPP Non-CHP | MT | 9 | 6.1 | 6 | Natural Gas Internal Combustion Engine | NG | IC | 6 | 2006 |  |  | (OP) Operating | [6 empty] | Silver Bow | 45.9293 | -112.5194
6306 | Benson Power, LLC. | 55867 | Benson Power Biomass Plant | IPP Non-CHP | MN | G1 | 62.5 | 55 | Wood/Wood Waste Biomass | WDS | ST | 5 | 2007 |  |  | (OP) Operating | [6 empty] | Swift | 45.3224 | -95.6295
15399 | Iberdrola Renewables Inc | 55871 | Klondike Wind Power | IPP Non-CHP | OR | Ph 1 | 24.5 | 24 | Onshore Wind Turbine | WND | WT | 1 | 2002 |  |  | (OP) Operating | [6 empty] | Sherman | 45.5563 | -120.5507
20323 | Wellhead Services Inc | 55874 | Panoche Peaker | IPP Non-CHP | CA | 8 | 49.9 | 40 | Natural Gas Fired Combustion Turbine | NG | GT | 8 | 1973 |  |  | (OP) Operating | [6 empty] | Fresno | 36.6535 | -120.5783
17412 | County of Sonoma Dept of Trnsp | 55880 | Sonoma Central Landfill Phase III | Commercial Non-CHP | CA | P-31 | 0.8 | 0.7 | Landfill Gas | LFG | IC | 7 | 2004 |  |  | (OS) Out of service and NOT expected to return to service in next calendar year | [6 empty] | Sonoma | 38.3017 | -122.7489
17412 | County of Sonoma Dept of Trnsp | 55880 | Sonoma Central Landfill Phase III | Commercial Non-CHP | CA | P-32 | 0.8 | 0.7 | Landfill Gas | LFG | IC | 7 | 2004 |  |  | (OS) Out of service and NOT expected to return to service in next calendar year | [6 empty] | Sonoma | 38.3017 | -122.7489
17164 | Sierra Pacific Industries Inc | 55882 | Sierra Pacific Aberdeen | Industrial CHP | WA | GEN1 | 18 | 17.4 | Wood/Wood Waste Biomass | WDS | ST | 3 | 2003 |  |  | (OP) Operating | [6 empty] | Grays Harbor | 46.9728 | -123.7739
56318 | CB&I | 55885 | Montgomery County Oaks LFGE Plant | IPP Non-CHP | MD | CAT35 | 1.6 | 1.5 | Landfill Gas | LFG | IC | 6 | 2009 |  |  | (OP) Operating | [6 empty] | Montgomery | 39.1833 | -77.1167
56318 | CB&I | 55885 | Montgomery County Oaks LFGE Plant | IPP Non-CHP | MD | GEJGC | 0.8 | 0.8 | Landfill Gas | LFG | IC | 6 | 2009 |  |  | (OP) Operating | [6 empty] | Montgomery | 39.1833 | -77.1167
1687 | Bio-Energy Partners | 55925 | Ridgeview | IPP Non-CHP | WI | GEN1 | 0.8 | 0.8 | Landfill Gas | LFG | IC | 9 | 2002 |  |  | (OP) Operating | [6 empty] | Manitowoc | 44.1119 | -87.9494
1687 | Bio-Energy Partners | 55925 | Ridgeview | IPP Non-CHP | WI | GEN2 | 0.8 | 0.8 | Landfill Gas | LFG | IC | 9 | 2002 |  |  | (OP) Operating | [6 empty] | Manitowoc | 44.1119 | -87.9494
1687 | Bio-Energy Partners | 55925 | Ridgeview | IPP Non-CHP | WI | GEN3 | 0.8 | 0.8 | Landfill Gas | LFG | IC | 9 | 2002 |  |  | (OP) Operating | [6 empty] | Manitowoc | 44.1119 | -87.9494
1687 | Bio-Energy Partners | 55925 | Ridgeview | IPP Non-CHP | WI | GEN4 | 0.8 | 0.8 | Landfill Gas | LFG | IC | 6 | 2003 |  |  | (OP) Operating | [6 empty] | Manitowoc | 44.1119 | -87.9494
1687 | Bio-Energy Partners | 55925 | Ridgeview | IPP Non-CHP | WI | GEN5 | 0.8 | 0.8 | Landfill Gas | LFG | IC | 12 | 2006 |  |  | (OP) Operating | [6 empty] | Manitowoc | 44.1119 | -87.9494
1687 | Bio-Energy Partners | 55925 | Ridgeview | IPP Non-CHP | WI | GEN6 | 0.8 | 0.8 | Landfill Gas | LFG | IC | 12 | 2006 |  |  | (OP) Operating | [6 empty] | Manitowoc | 44.1119 | -87.9494
1687 | Bio-Energy Partners | 55925 | Ridgeview | IPP Non-CHP | WI | GEN7 | 0.8 | 0.8 | Landfill Gas | LFG | IC | 12 | 2006 |  |  | (OP) Operating | [6 empty] | Manitowoc | 44.1119 | -87.9494
1687 | Bio-Energy Partners | 55925 | Ridgeview | IPP Non-CHP | WI | GEN8 | 0.8 | 0.8 | Landfill Gas | LFG | IC | 12 | 2006 |  |  | (OP) Operating | [6 empty] | Manitowoc | 44.1119 | -87.9494
17539 | South Carolina Electric&Gas Company | 55927 | Jasper | Electric Utility | SC | CT1 | 198.9 | 158 | Natural Gas Fired Combined Cycle | NG | CT | 5 | 2004 |  |  | (OP) Operating | [6 empty] | Jasper | 32.3594 | -81.1242
17539 | South Carolina Electric&Gas Company | 55927 | Jasper | Electric Utility | SC | CT2 | 198.9 | 168 | Natural Gas Fired Combined Cycle | NG | CT | 5 | 2004 |  |  | (OP) Operating | [6 empty] | Jasper | 32.3594 | -81.1242
17539 | South Carolina Electric&Gas Company | 55927 | Jasper | Electric Utility | SC | CT3 | 198.9 | 151 | Natural Gas Fired Combined Cycle | NG | CT | 5 | 2004 |  |  | (OP) Operating | [6 empty] | Jasper | 32.3594 | -81.1242
17539 | South Carolina Electric&Gas Company | 55927 | Jasper | Electric Utility | SC | ST1 | 405 | 385 | Natural Gas Fired Combined Cycle | NG | CA | 5 | 2004 |  |  | (OP) Operating | [6 empty] | Jasper | 32.3594 | -81.1242
12186 | McMinnville Electric System | 55928 | McMinnville | Electric Utility | TN | 1 | 2 | 1.8 | Petroleum Liquids | DFO | IC | 6 | 2001 |  |  | (OP) Operating | [6 empty] | Warren | 35.705 | -85.7439
12186 | McMinnville Electric System | 55928 | McMinnville | Electric Utility | TN | 10 | 2 | 1.8 | Petroleum Liquids | DFO | IC | 6 | 2001 |  |  | (OP) Operating | [6 empty] | Warren | 35.705 | -85.7439
12186 | McMinnville Electric System | 55928 | McMinnville | Electric Utility | TN | 11 | 2 | 1.8 | Petroleum Liquids | DFO | IC | 6 | 2001 |  |  | (OP) Operating | [6 empty] | Warren | 35.705 | -85.7439
12186 | McMinnville Electric System | 55928 | McMinnville | Electric Utility | TN | 12 | 2 | 1.8 | Other Waste Biomass | OBL | IC | 7 | 2005 |  |  | (OP) Operating | [6 empty] | Warren | 35.705 | -85.7439
12186 | McMinnville Electric System | 55928 | McMinnville | Electric Utility | TN | 2 | 2 | 1.8 | Petroleum Liquids | DFO | IC | 6 | 2001 |  |  | (OP) Operating | [6 empty] | Warren | 35.705 | -85.7439
12186 | McMinnville Electric System | 55928 | McMinnville | Electric Utility | TN | 3 | 2 | 1.8 | Petroleum Liquids | DFO | IC | 6 | 2001 |  |  | (OP) Operating | [6 empty] | Warren | 35.705 | -85.7439
12186 | McMinnville Electric System | 55928 | McMinnville | Electric Utility | TN | 4 | 2 | 1.8 | Petroleum Liquids | DFO | IC | 6 | 2001 |  |  | (OP) Operating | [6 empty] | Warren | 35.705 | -85.7439
12186 | McMinnville Electric System | 55928 | McMinnville | Electric Utility | TN | 5 | 2 | 1.8 | Petroleum Liquids | DFO | IC | 6 | 2001 |  |  | (OP) Operating | [6 empty] | Warren | 35.705 | -85.7439
12186 | McMinnville Electric System | 55928 | McMinnville | Electric Utility | TN | 6 | 2 | 1.8 | Petroleum Liquids | DFO | IC | 6 | 2001 |  |  | (OP) Operating | [6 empty] | Warren | 35.705 | -85.7439
12186 | McMinnville Electric System | 55928 | McMinnville | Electric Utility | TN | 7 | 2 | 1.8 | Petroleum Liquids | DFO | IC | 6 | 2001 |  |  | (OP) Operating | [6 empty] | Warren | 35.705 | -85.7439
12186 | McMinnville Electric System | 55928 | McMinnville | Electric Utility | TN | 8 | 2 | 1.8 | Petroleum Liquids | DFO | IC | 6 | 2001 |  |  | (OP) Operating | [6 empty] | Warren | 35.705 | -85.7439
12186 | McMinnville Electric System | 55928 | McMinnville | Electric Utility | TN | 9 | 2 | 1.8 | Petroleum Liquids | DFO | IC | 6 | 2001 |  |  | (OP) Operating | [6 empty] | Warren | 35.705 | -85.7439
1994 | Boulder City of | 55931 | Boulder City Silver Lake Hydro | IPP Non-CHP | CO | 0001 | 3.3 | 3.3 | Conventional Hydroelectric | WAT | HY | 5 | 2000 |  |  | (OP) Operating | [6 empty] | Boulder | 39.9913 | -105.5
7724 | GWF Energy LLC | 55933 | Tracy Combined Cycle Power Plant | IPP Non-CHP | CA | TCC1 | 167.3 | 156.2 | Natural Gas Fired Combined Cycle | NG | CA | 7 | 2012 |  |  | (OP) Operating | [6 empty] | San Joaquin | 37.7107 | -121.4906
7724 | GWF Energy LLC | 55933 | Tracy Combined Cycle Power Plant | IPP Non-CHP | CA | TPP1 | 84.4 | 82.1 | Natural Gas Fired Combined Cycle | NG | CT | 4 | 2003 |  |  | (OP) Operating | [6 empty] | San Joaquin | 37.7107 | -121.4906
7724 | GWF Energy LLC | 55933 | Tracy Combined Cycle Power Plant | IPP Non-CHP | CA | TPP2 | 84.4 | 81.8 | Natural Gas Fired Combined Cycle | NG | CT | 4 | 2003 |  |  | (OP) Operating | [6 empty] | San Joaquin | 37.7107 | -121.4906
4382 | Colton Power LP | 55934 | Century Generating Facility | IPP Non-CHP | CA | C1 | 11.2 | 9.5 | Natural Gas Fired Combustion Turbine | NG | GT | 9 | 2001 |  |  | (OP) Operating | [6 empty] | San Bernardino | 34.0606 | -117.3533
4382 | Colton Power LP | 55934 | Century Generating Facility | IPP Non-CHP | CA | C2 | 11.2 | 9.5 | Natural Gas Fired Combustion Turbine | NG | GT | 9 | 2001 |  |  | (OP) Operating | [6 empty] | San Bernardino | 34.0606 | -117.3533
4382 | Colton Power LP | 55934 | Century Generating Facility | IPP Non-CHP | CA | C3 | 11.2 | 9.5 | Natural Gas Fired Combustion Turbine | NG | GT | 9 | 2001 |  |  | (OP) Operating | [6 empty] | San Bernardino | 34.0606 | -117.3533
4382 | Colton Power LP | 55934 | Century Generating Facility | IPP Non-CHP | CA | C4 | 11.2 | 9.5 | Natural Gas Fired Combustion Turbine | NG | GT | 9 | 2001 |  |  | (OP) Operating | [6 empty] | San Bernardino | 34.0606 | -117.3533
4382 | Colton Power LP | 55935 | Drews Generating Facility | IPP Non-CHP | CA | D1 | 11.2 | 9.5 | Natural Gas Fired Combustion Turbine | NG | GT | 8 | 2001 |  |  | (OP) Operating | [6 empty] | San Bernardino | 34.0609 | -117.3532
4382 | Colton Power LP | 55935 | Drews Generating Facility | IPP Non-CHP | CA | D2 | 11.2 | 9.5 | Natural Gas Fired Combustion Turbine | NG | GT | 8 | 2001 |  |  | (OP) Operating | [6 empty] | San Bernardino | 34.0609 | -117.3532
4382 | Colton Power LP | 55935 | Drews Generating Facility | IPP Non-CHP | CA | D3 | 11.2 | 9.5 | Natural Gas Fired Combustion Turbine | NG | GT | 8 | 2001 |  |  | (OP) Operating | [6 empty] | San Bernardino | 34.0609 | -117.3532
4382 | Colton Power LP | 55935 | Drews Generating Facility | IPP Non-CHP | CA | D4 | 11.2 | 9.5 | Natural Gas Fired Combustion Turbine | NG | GT | 8 | 2001 |  |  | (OP) Operating | [6 empty] | San Bernardino | 34.0609 | -117.3532
9262 | Indeck Operations Inc | 55936 | NRG Rockford II Energy Center | IPP Non-CHP | IL | GT3 | 168 | 156.6 | Natural Gas Fired Combustion Turbine | NG | GT | 6 | 2002 |  |  | (OP) Operating | [6 empty] | Winnebago | 42.2383 | -89.1011
56160 | NAEA Operating Company LLC | 55938 | NAEA Ocean Peaking Power LLC | IPP Non-CHP | NJ | OPP3 | 191.5 | 162.8 | Natural Gas Fired Combustion Turbine | NG | GT | 5 | 2003 |  |  | (OP) Operating | [6 empty] | Ocean | 40.0633 | -74.1672
56160 | NAEA Operating Company LLC | 55938 | NAEA Ocean Peaking Power LLC | IPP Non-CHP | NJ | OPP4 | 191.5 | 162.8 | Natural Gas Fired Combustion Turbine | NG | GT | 5 | 2003 |  |  | (OP) Operating | [6 empty] | Ocean | 40.0633 | -74.1672
19876 | Virginia Electric & Power Co | 55939 | Warren County | Electric Utility | VA | CT01 | 297.5 | 297.5 | Natural Gas Fired Combined Cycle | NG | CT | 12 | 2014 |  |  | (OP) Operating | [6 empty] | Warren | 38.9717 | -78.1772
19876 | Virginia Electric & Power Co | 55939 | Warren County | Electric Utility | VA | CT02 | 297.5 | 297.5 | Natural Gas Fired Combined Cycle | NG | CT | 12 | 2014 |  |  | (OP) Operating | [6 empty] | Warren | 38.9717 | -78.1772
19876 | Virginia Electric & Power Co | 55939 | Warren County | Electric Utility | VA | CT03 | 297.5 | 297.5 | Natural Gas Fired Combined Cycle | NG | CT | 12 | 2014 |  |  | (OP) Operating | [6 empty] | Warren | 38.9717 | -78.1772
19876 | Virginia Electric & Power Co | 55939 | Warren County | Electric Utility | VA | ST01 | 579.7 | 579.7 | Natural Gas Fired Combined Cycle | NG | CA | 12 | 2014 |  |  | (OP) Operating | [6 empty] | Warren | 38.9717 | -78.1772
1361 | Bay Windpower LLC | 55944 | Bay Windpower I | IPP Non-CHP | MI | BAY | 1.8 | 1.8 | Onshore Wind Turbine | WND | WT | 12 | 2001 |  |  | (OP) Operating | [6 empty] | CHEBOYGAN | 45.7644 | -84.7381
13989 | California Resources Elk Hills LLC | 55950 | Elk Hills Cogen | Industrial CHP | CA | U1 | 23.3 | 23.3 | Natural Gas Fired Combustion Turbine | NG | GT | 11 | 1994 |  |  | (OP) Operating | [6 empty] | KERN | 35.4791 | -119.7375
13989 | California Resources Elk Hills LLC | 55950 | Elk Hills Cogen | Industrial CHP | CA | U2 | 23.3 | 23.3 | Natural Gas Fired Combustion Turbine | NG | GT | 11 | 1994 |  |  | (OP) Operating | [6 empty] | KERN | 35.4791 | -119.7375
5532 | E I Colton LLC | 55951 | Agua Mansa Power Plant | Electric Utility | CA | AMP1 | 60.5 | 40.8 | Natural Gas Fired Combustion Turbine | NG | GT | 6 | 2003 |  |  | (OP) Operating | [6 empty] | San Bernardino | 34.0414 | -117.3603
6715 | City of Franklin - (VA) | 55953 | Pretlow | Electric Utility | VA | 1 | 1.6 | 1.6 | Petroleum Liquids | DFO | IC | 4 | 2001 |  |  | (OP) Operating | [6 empty] | Southampton | 36.6592 | -76.9267
6715 | City of Franklin - (VA) | 55953 | Pretlow | Electric Utility | VA | 2 | 1.6 | 1.6 | Petroleum Liquids | DFO | IC | 4 | 2001 |  |  | (OP) Operating | [6 empty] | Southampton | 36.6592 | -76.9267
6715 | City of Franklin - (VA) | 55954 | Downtown | Electric Utility | VA | 1 | 1.6 | 1.6 | Petroleum Liquids | DFO | IC | 11 | 1992 |  |  | (OP) Operating | [6 empty] | Southampton | 36.6803 | -76.9219
6715 | City of Franklin - (VA) | 55954 | Downtown | Electric Utility | VA | 2 | 1.6 | 1.6 | Petroleum Liquids | DFO | IC | 11 | 1992 |  |  | (OP) Operating | [6 empty] | Southampton | 36.6803 | -76.9219
2874 | Gilroy Energy Center for Riverview | 55963 | Riverview Energy Center | IPP Non-CHP | CA | CTG1 | 47 | 46.1 | Natural Gas Fired Combustion Turbine | NG | GT | 5 | 2003 |  |  | (OP) Operating | [6 empty] | Contra Costa | 38.0144 | -121.7907
15380 | Prince George's County | 55964 | Brown Station Road Plant II | Commercial Non-CHP | MD | 1 | 1 | 0.8 | Landfill Gas | LFG | IC | 12 | 2003 |  |  | (OP) Operating | [6 empty] | PRINCE GEORGES | 38.8403 | -76.7764
15380 | Prince George's County | 55964 | Brown Station Road Plant II | Commercial Non-CHP | MD | 2 | 1 | 0.8 | Landfill Gas | LFG | IC | 12 | 2003 |  |  | (OP) Operating | [6 empty] | PRINCE GEORGES | 38.8403 | -76.7764
15380 | Prince George's County | 55964 | Brown Station Road Plant II | Commercial Non-CHP | MD | 3 | 1 | 0.8 | Landfill Gas | LFG | IC | 12 | 2003 |  |  | (OP) Operating | [6 empty] | PRINCE GEORGES | 38.8403 | -76.7764
15380 | Prince George's County | 55964 | Brown Station Road Plant II | Commercial Non-CHP | MD | 4 | 1 | 0.8 | Landfill Gas | LFG | IC | 12 | 2003 |  |  | (OP) Operating | [6 empty] | PRINCE GEORGES | 38.8403 | -76.7764
17650 | Southern Power Co | 55965 | Wansley Combined Cycle | IPP Non-CHP | GA | CT6A | 203.1 | 570 | Natural Gas Fired Combined Cycle | NG | CT | 6 | 2002 |  |  | (OP) Operating | [6 empty] | Heard | 33.4064 | -85.037
17650 | Southern Power Co | 55965 | Wansley Combined Cycle | IPP Non-CHP | GA | CT6B | 203.1 |  | Natural Gas Fired Combined Cycle | NG | CT | 6 | 2002 |  |  | (OP) Operating | [6 empty] | Heard | 33.4064 | -85.037
17650 | Southern Power Co | 55965 | Wansley Combined Cycle | IPP Non-CHP | GA | CT7A | 203.1 | 575.5 | Natural Gas Fired Combined Cycle | NG | CT | 6 | 2002 |  |  | (OP) Operating | [6 empty] | Heard | 33.4064 | -85.037
17650 | Southern Power Co | 55965 | Wansley Combined Cycle | IPP Non-CHP | GA | CT7B | 203.1 |  | Natural Gas Fired Combined Cycle | NG | CT | 6 | 2002 |  |  | (OP) Operating | [6 empty] | Heard | 33.4064 | -85.037
17650 | Southern Power Co | 55965 | Wansley Combined Cycle | IPP Non-CHP | GA | ST6 | 213.3 |  | Natural Gas Fired Combined Cycle | NG | CA | 6 | 2002 |  |  | (OP) Operating | [6 empty] | Heard | 33.4064 | -85.037
17650 | Southern Power Co | 55965 | Wansley Combined Cycle | IPP Non-CHP | GA | ST7 | 213.3 |  | Natural Gas Fired Combined Cycle | NG | CA | 6 | 2002 |  |  | (OP) Operating | [6 empty] | Heard | 33.4064 | -85.037
19558 | Homer Electric Assn Inc | 55966 | Nikiski Co-Generation | Electric Utility | AK | GT1 | 37.9 | 37.9 | Natural Gas Fired Combined Cycle | NG | CT | 9 | 1986 |  |  | (OP) Operating | [6 empty] | Kenai Peninsula | 60.6765 | -151.3777
19558 | Homer Electric Assn Inc | 55966 | Nikiski Co-Generation | Electric Utility | AK | ST1 | 40 | 40 | Natural Gas Fired Combined Cycle | NG | CA | 7 | 2013 |  |  | (OP) Operating | [6 empty] | Kenai Peninsula | 60.6765 | -151.3777
19171 | Trent Wind Farm LP | 55968 | Trent Wind Farm LP | IPP Non-CHP | TX | WTG1 | 150 | 150 | Onshore Wind Turbine | WND | WT | 7 | 2001 |  |  | (OP) Operating | [6 empty] | Nolan | 32.4301 | -100.2357
7308 | Hawkeye Energy Greenport LLC | 55969 | Hawkeye Energy Greenport LLC | IPP Non-CHP | NY | U-01 | 54 | 52.7 | Petroleum Liquids | KER | GT | 7 | 2003 | 7 | 2018 | (OP) Operating | [6 empty] | SUFFOLK | 41.106 | -72.3762
16534 | Sacramento Municipal Util Dist | 55970 | Cosumnes | Electric Utility | CA | 1 | 190 | 171 | Natural Gas Fired Combined Cycle | NG | CA | 2 | 2006 |  |  | (OP) Operating | [6 empty] | Sacramento | 38.3385 | -121.124
16534 | Sacramento Municipal Util Dist | 55970 | Cosumnes | Electric Utility | CA | 2 | 170 | 166 | Natural Gas Fired Combined Cycle | NG | CT | 2 | 2006 |  |  | (OP) Operating | [6 empty] | Sacramento | 38.3385 | -121.124
16534 | Sacramento Municipal Util Dist | 55970 | Cosumnes | Electric Utility | CA | 3 | 170 | 166 | Natural Gas Fired Combined Cycle | NG | CT | 2 | 2006 |  |  | (OP) Operating | [6 empty] | Sacramento | 38.3385 | -121.124
14127 | Omaha Public Power District | 55972 | Cass County | Electric Utility | NE | CT-1 | 172.5 | 161.9 | Natural Gas Fired Combustion Turbine | NG | GT | 5 | 2003 |  |  | (OP) Operating | [6 empty] | Cass | 40.9479 | -95.964
14127 | Omaha Public Power District | 55972 | Cass County | Electric Utility | NE | CT-2 | 172.5 | 162.5 | Natural Gas Fired Combustion Turbine | NG | GT | 5 | 2003 |  |  | (OP) Operating | [6 empty] | Cass | 40.9479 | -95.964
54885 | NRG Wholesale Generation LP | 55976 | Hunterstown Power Plant | IPP Non-CHP | PA | 101 | 179 | 153 | Natural Gas Fired Combined Cycle | NG | CT | 7 | 2003 |  |  | (OP) Operating | [6 empty] | Adams | 39.8725 | -77.1672
54885 | NRG Wholesale Generation LP | 55976 | Hunterstown Power Plant | IPP Non-CHP | PA | 201 | 179 | 153 | Natural Gas Fired Combined Cycle | NG | CT | 7 | 2003 |  |  | (OP) Operating | [6 empty] | Adams | 39.8725 | -77.1672
54885 | NRG Wholesale Generation LP | 55976 | Hunterstown Power Plant | IPP Non-CHP | PA | 301 | 179 | 153 | Natural Gas Fired Combined Cycle | NG | CT | 7 | 2003 |  |  | (OP) Operating | [6 empty] | Adams | 39.8725 | -77.1672
54885 | NRG Wholesale Generation LP | 55976 | Hunterstown Power Plant | IPP Non-CHP | PA | 401 | 361 | 299 | Natural Gas Fired Combined Cycle | NG | CA | 7 | 2003 |  |  | (OP) Operating | [6 empty] | Adams | 39.8725 | -77.1672
6204 | City of Farmington - (NM) | 55977 | Bluffview | Electric Utility | NM | CTG1 | 40 | 31 | Natural Gas Fired Combined Cycle | NG | CT | 5 | 2005 |  |  | (OP) Operating | [6 empty] | San Juan | 36.7166 | -108.2153
6204 | City of Farmington - (NM) | 55977 | Bluffview | Electric Utility | NM | STG1 | 27 | 27 | Natural Gas Fired Combined Cycle | NG | CA | 5 | 2005 |  |  | (OP) Operating | [6 empty] | San Juan | 36.7166 | -108.2153
57170 | EDF Renewable Asset Holdings, Inc. | 55980 | Champepaden Wind Power | IPP Non-CHP | MN | 1 | 2 | 2 | Onshore Wind Turbine | WND | WT | 12 | 2001 |  |  | (OP) Operating | [6 empty] | Murray | 43.8997 | -95.9506
57170 | EDF Renewable Asset Holdings, Inc. | 55981 | Moulton Wind Power | IPP Non-CHP | MN | 1 | 2 | 2 | Onshore Wind Turbine | WND | WT | 12 | 2001 |  |  | (OP) Operating | [6 empty] | Murray | 43.9204 | -95.9559
49899 | CalEnergy Operating Corporation | 55983 | Salton Sea Power LLC - Unit 5 | IPP Non-CHP | CA | TG51 | 58.3 | 46 | Geothermal | GEO | ST | 4 | 2000 |  |  | (OP) Operating | [6 empty] | Imperial | 33.1533 | -115.6384
49899 | CalEnergy Operating Corporation | 55984 | CE Turbo LLC | IPP Non-CHP | CA | TG21 | 11.5 | 10.9 | Geothermal | GEO | ST | 7 | 2000 |  |  | (OP) Operating | [6 empty] | Imperial | 33.1669 | -115.5114
16609 | San Diego Gas & Electric Co | 55985 | Palomar Energy | Electric Utility | CA | CTG1 | 165 | 170 | Natural Gas Fired Combined Cycle | NG | CT | 10 | 2005 |  |  | (OP) Operating | [6 empty] | San Diego | 33.1197 | -117.1178
16609 | San Diego Gas & Electric Co | 55985 | Palomar Energy | Electric Utility | CA | CTG2 | 165 | 170 | Natural Gas Fired Combined Cycle | NG | CT | 11 | 2005 |  |  | (OP) Operating | [6 empty] | San Diego | 33.1197 | -117.1178
16609 | San Diego Gas & Electric Co | 55985 | Palomar Energy | Electric Utility | CA | STG | 229 | 222 | Natural Gas Fired Combined Cycle | NG | CA | 1 | 2006 |  |  | (OP) Operating | [6 empty] | San Diego | 33.1197 | -117.1178
6870 | Backbone Mountain Windpower, LLC | 55986 | Mountaineer Wind Energy Center | IPP Non-CHP | WV | WT1 | 66 | 66 | Onshore Wind Turbine | WND | WT | 12 | 2002 |  |  | (OP) Operating | [6 empty] | Tucker | 39.1828 | -79.5372
18125 | Stillwater Utilities Authority | 55987 | Stillwater Water Treatment Plant | Electric Utility | OK | 6 | 2 | 2 | Petroleum Liquids | DFO | IC | 9 | 2003 |  |  | (OP) Operating | [6 empty] | Payne | 36.2039 | -97.0739
8785 | Homestretch Geothermal LLC | 55988 | Wabuska | IPP Non-CHP | NV | 1 | 0.6 | 0.4 | Geothermal | GEO | ST | 3 | 1984 |  |  | (OP) Operating | [6 empty] | Lyon | 39.1641 | -119.1801
8785 | Homestretch Geothermal LLC | 55988 | Wabuska | IPP Non-CHP | NV | 2 | 0.8 | 0.4 | Geothermal | GEO | ST | 5 | 1988 |  |  | (OP) Operating | [6 empty] | Lyon | 39.1641 | -119.1801
8785 | Homestretch Geothermal LLC | 55988 | Wabuska | IPP Non-CHP | NV | 3 | 0.8 | 0.1 | Geothermal | GEO | ST | 7 | 2002 |  |  | (OP) Operating | [6 empty] | Lyon | 39.1641 | -119.1801
8785 | Homestretch Geothermal LLC | 55988 | Wabuska | IPP Non-CHP | NV | 4 | 0.8 | 0.4 | Geothermal | GEO | ST | 8 | 2011 |  |  | (OP) Operating | [6 empty] | Lyon | 39.1641 | -119.1801
8785 | Homestretch Geothermal LLC | 55988 | Wabuska | IPP Non-CHP | NV | 5 | 0.8 | 0.4 | Geothermal | GEO | ST | 9 | 2011 |  |  | (OP) Operating | [6 empty] | Lyon | 39.1641 | -119.1801
8785 | Homestretch Geothermal LLC | 55988 | Wabuska | IPP Non-CHP | NV | 6 | 0.8 | 0.4 | Geothermal | GEO | ST | 8 | 2011 |  |  | (OP) Operating | [6 empty] | Lyon | 39.1641 | -119.1801
8785 | Homestretch Geothermal LLC | 55988 | Wabuska | IPP Non-CHP | NV | 7 | 0.8 | 0.4 | Geothermal | GEO | ST | 8 | 2011 |  |  | (OP) Operating | [6 empty] | Lyon | 39.1641 | -119.1801
6607 | FPL Energy Vansycle LLC | 55989 | FPL Energy Vansycle LLC (OR) | IPP Non-CHP | OR | V-47 | 122.8 | 122.8 | Onshore Wind Turbine | WND | WT | 12 | 2001 |  |  | (OP) Operating | [6 empty] | Umatilla | 46.0128 | -118.8162
58115 | DTE Ashtabula, LLC | 55990 | Ashtabula | IPP CHP | OH | 1 | 4.9 | 4.4 | Natural Gas Fired Combined Cycle | NG | CT | 2 | 2001 |  |  | (OP) Operating | [5 empty] | 0 | Ashtabula | 41.89 | -80.7612
58115 | DTE Ashtabula, LLC | 55990 | Ashtabula | IPP CHP | OH | 2 | 4.9 | 4.4 | Natural Gas Fired Combined Cycle | NG | CT | 2 | 2001 |  |  | (OP) Operating | [5 empty] | 0 | Ashtabula | 41.89 | -80.7612
58115 | DTE Ashtabula, LLC | 55990 | Ashtabula | IPP CHP | OH | 3 | 4.9 | 4.4 | Natural Gas Fired Combined Cycle | NG | CT | 2 | 2001 |  |  | (OP) Operating | [5 empty] | 0 | Ashtabula | 41.89 | -80.7612
58115 | DTE Ashtabula, LLC | 55990 | Ashtabula | IPP CHP | OH | 4 | 4.9 | 4.4 | Natural Gas Fired Combined Cycle | NG | CT | 2 | 2001 |  |  | (OP) Operating | [6 empty] | Ashtabula | 41.89 | -80.7612
58115 | DTE Ashtabula, LLC | 55990 | Ashtabula | IPP CHP | OH | 5 | 4.9 | 4.4 | Natural Gas Fired Combined Cycle | NG | CT | 2 | 2001 |  |  | (OP) Operating | [6 empty] | Ashtabula | 41.89 | -80.7612
58115 | DTE Ashtabula, LLC | 55990 | Ashtabula | IPP CHP | OH | 6 | 0.8 | 0.7 | Natural Gas Fired Combined Cycle | NG | CA | 2 | 2001 |  |  | (OP) Operating | [6 empty] | Ashtabula | 41.89 | -80.7612
58115 | DTE Ashtabula, LLC | 55990 | Ashtabula | IPP CHP | OH | 7 | 0.8 | 0.7 | Natural Gas Fired Combined Cycle | NG | CA | 2 | 2001 |  |  | (OP) Operating | [6 empty] | Ashtabula | 41.89 | -80.7612
34691 | Ormat Nevada Inc | 55991 | Brady | IPP Non-CHP | NV | OEC | 6.5 | 5.5 | Geothermal | GEO | ST | 8 | 2002 |  |  | (OP) Operating | [6 empty] | Churchill | 39.796 | -119.01
34691 | Ormat Nevada Inc | 55991 | Brady | IPP Non-CHP | NV | TG-1 | 9.2 | 7.5 | Geothermal | GEO | ST | 6 | 1992 |  |  | (OP) Operating | [6 empty] | Churchill | 39.796 | -119.01
34691 | Ormat Nevada Inc | 55991 | Brady | IPP Non-CHP | NV | TG-2 | 9.2 | 7.5 | Geothermal | GEO | ST | 6 | 1992 |  |  | (OP) Operating | [6 empty] | Churchill | 39.796 | -119.01
34691 | Ormat Nevada Inc | 55991 | Brady | IPP Non-CHP | NV | TG-3 | 8 | 6.3 | Geothermal | GEO | ST | 6 | 1992 |  |  | (OP) Operating | [6 empty] | Churchill | 39.796 | -119.01
49796 | Desert Sky Wind Farm LP | 55992 | Desert Sky | IPP Non-CHP | TX | 1 | 160.5 | 160.5 | Onshore Wind Turbine | WND | WT | 1 | 2002 |  |  | (OP) Operating | [6 empty] | Pecos | 30.9178 | -102.0867
1307 | Basin Electric Power Coop | 55995 | Minot Wind Project | Electric Utility | ND | MWP | 2.6 | 2.6 | Onshore Wind Turbine | WND | WT | 1 | 2003 |  |  | (OP) Operating | [6 empty] | Ward | 48.0213 | -101.2805
1307 | Basin Electric Power Coop | 55995 | Minot Wind Project | Electric Utility | ND | MWP2 | 4.5 | 4.5 | Onshore Wind Turbine | WND | WT | 12 | 2009 |  |  | (OP) Operating | [6 empty] | Ward | 48.0213 | -101.2805
361 | Industrial Energy Applications Inc | 55996 | Alliant SBD0201 Penford Produc | IPP Non-CHP | IA | 01 | 1.8 | 1.8 | Petroleum Liquids | DFO | IC | 6 | 2003 |  |  | (SB) Standby/Backup: available for service but not normally used | [6 empty] | Linn | 41.9701 | -91.6662
361 | Industrial Energy Applications Inc | 55996 | Alliant SBD0201 Penford Produc | IPP Non-CHP | IA | 02 | 1.6 | 1.6 | Petroleum Liquids | DFO | IC | 6 | 2003 |  |  | (SB) Standby/Backup: available for service but not normally used | [6 empty] | Linn | 41.9701 | -91.6662
361 | Industrial Energy Applications Inc | 55996 | Alliant SBD0201 Penford Produc | IPP Non-CHP | IA | 03 | 1.6 | 1.6 | Petroleum Liquids | DFO | IC | 6 | 2003 |  |  | (SB) Standby/Backup: available for service but not normally used | [6 empty] | Linn | 41.9701 | -91.6662
361 | Industrial Energy Applications Inc | 55996 | Alliant SBD0201 Penford Produc | IPP Non-CHP | IA | 04 | 1.1 | 1.1 | Petroleum Liquids | DFO | IC | 6 | 2003 |  |  | (SB) Standby/Backup: available for service but not normally used | [6 empty] | Linn | 41.9701 | -91.6662
3329 | Borough of Chambersburg | 55997 | Orchard Park | Electric Utility | PA | 10 | 6 | 5.8 | Natural Gas Internal Combustion Engine | NG | IC | 12 | 2003 |  |  | (OP) Operating | [6 empty] | FRANKLIN | 39.9109 | -77.6667
3329 | Borough of Chambersburg | 55997 | Orchard Park | Electric Utility | PA | 11 | 6 | 5.8 | Natural Gas Internal Combustion Engine | NG | IC | 12 | 2003 |  |  | (OP) Operating | [6 empty] | FRANKLIN | 39.9109 | -77.6667
3329 | Borough of Chambersburg | 55997 | Orchard Park | Electric Utility | PA | 8 | 6 | 5.8 | Natural Gas Internal Combustion Engine | NG | IC | 12 | 2003 |  |  | (OP) Operating | [6 empty] | FRANKLIN | 39.9109 | -77.6667
3329 | Borough of Chambersburg | 55997 | Orchard Park | Electric Utility | PA | 9 | 6 | 5.8 | Natural Gas Internal Combustion Engine | NG | IC | 12 | 2003 |  |  | (OP) Operating | [6 empty] | FRANKLIN | 39.9109 | -77.6667
13815 | Northwestern Wisconsin Elec Co | 55998 | Danbury Diesel | Electric Utility | WI | GT1 | 6.7 | 4 | Petroleum Liquids | DFO | GT | 11 | 1981 |  |  | (OP) Operating | [6 empty] | BURNETT | 46.0028 | -92.3714
13815 | Northwestern Wisconsin Elec Co | 55998 | Danbury Diesel | Electric Utility | WI | IC1 | 0.5 | 0.5 | Petroleum Liquids | DFO | IC | 3 | 1982 |  |  | (OP) Operating | [6 empty] | BURNETT | 46.0028 | -92.3714
13815 | Northwestern Wisconsin Elec Co | 55998 | Danbury Diesel | Electric Utility | WI | IC2 | 0.6 | 0.5 | Petroleum Liquids | DFO | IC | 12 | 1966 |  |  | (OP) Operating | [6 empty] | BURNETT | 46.0028 | -92.3714
56221 | New England Confectionery Co Inc | 55999 | NECCO Co-Generation | IPP CHP | MA | GEN1 | 2.9 | 2.8 | Natural Gas Internal Combustion Engine | NG | IC | 3 | 2004 |  |  | (OP) Operating | [6 empty] | Suffolk | 42.415 | -71.0039
56221 | New England Confectionery Co Inc | 55999 | NECCO Co-Generation | IPP CHP | MA | GEN2 | 2.9 | 2.8 | Natural Gas Internal Combustion Engine | NG | IC | 3 | 2004 |  |  | (OP) Operating | [6 empty] | Suffolk | 42.415 | -71.0039
20208 | Waymart Wind Farm | 56001 | Waymart Wind | IPP Non-CHP | PA | GE15 | 64.5 | 64.5 | Onshore Wind Turbine | WND | WT | 10 | 2003 |  |  | (OP) Operating | [6 empty] | Wayne | 41.5533 | -75.4542
12582 | Minwind Energy LLC | 56002 | Minwind | IPP Non-CHP | MN | 1 | 3.8 | 3.8 | Onshore Wind Turbine | WND | WT | 10 | 2002 |  |  | (OP) Operating | [6 empty] | Rock | 43.5564 | -96.3036
8198 | City of Harrisonburg - (VA) | 56004 | Mount Clinton | Electric Utility | VA | D-2 | 2 | 2 | Petroleum Liquids | DFO | IC | 9 | 2002 |  |  | (OP) Operating | [6 empty] | Rockingham | 38.4681 | -78.865
8198 | City of Harrisonburg - (VA) | 56004 | Mount Clinton | Electric Utility | VA | D-3 | 2 | 2 | Petroleum Liquids | DFO | IC | 9 | 2002 |  |  | (OP) Operating | [6 empty] | Rockingham | 38.4681 | -78.865
8198 | City of Harrisonburg - (VA) | 56004 | Mount Clinton | Electric Utility | VA | D-5 | 2 | 2 | Petroleum Liquids | DFO | IC | 4 | 2004 |  |  | (OP) Operating | [6 empty] | Rockingham | 38.4681 | -78.865
8198 | City of Harrisonburg - (VA) | 56004 | Mount Clinton | Electric Utility | VA | D-7 | 2 | 2 | Petroleum Liquids | DFO | IC | 11 | 2009 |  |  | (OP) Operating | [6 empty] | Rockingham | 38.4681 | -78.865
8198 | City of Harrisonburg - (VA) | 56004 | Mount Clinton | Electric Utility | VA | D-8 | 2 | 2 | Petroleum Liquids | DFO | IC | 11 | 2009 |  |  | (OP) Operating | [6 empty] | Rockingham | 38.4681 | -78.865
8198 | City of Harrisonburg - (VA) | 56004 | Mount Clinton | Electric Utility | VA | MC-1 | 14 | 9 | Petroleum Liquids | DFO | GT | 5 | 1999 |  |  | (OP) Operating | [6 empty] | Rockingham | 38.4681 | -78.865
8198 | City of Harrisonburg - (VA) | 56005 | Pleasant Valley (VA) | Electric Utility | VA | D-4 | 2 | 2 | Petroleum Liquids | DFO | IC | 9 | 2002 |  |  | (OP) Operating | [6 empty] | Rockingham | 38.4006 | -78.8983
8198 | City of Harrisonburg - (VA) | 56005 | Pleasant Valley (VA) | Electric Utility | VA | D-6 | 2 | 2 | Petroleum Liquids | DFO | IC | 9 | 2006 |  |  | (OP) Operating | [6 empty] | Rockingham | 38.4006 | -78.8983
8198 | City of Harrisonburg - (VA) | 56005 | Pleasant Valley (VA) | Electric Utility | VA | PV-1 | 16.5 | 9 | Petroleum Liquids | DFO | GT | 4 | 1997 |  |  | (OP) Operating | [6 empty] | Rockingham | 38.4006 | -78.8983
8198 | City of Harrisonburg - (VA) | 56006 | Harrisonburg Power Plant | Electric Utility | VA | ST-1 | 2.5 | 2.7 | Natural Gas Steam Turbine | NG | ST | 9 | 1997 | 6 | 2016 | (OP) Operating | [6 empty] | HARRISONBURG CITY | 38.4319 | -78.8642
6850 | FPL Energy Hancock County Wind, LLC | 56010 | Hancock County Wind Energy Center | IPP Non-CHP | IA | V-47 | 98 | 98 | Onshore Wind Turbine | WND | WT | 12 | 2002 |  |  | (OP) Operating | [6 empty] | Hancock | 43.0533 | -93.6305
17058 | Shell Wind Energy Inc. | 56011 | Cabazon Wind Partners | IPP Non-CHP | CA | V-47 | 41 | 41 | Onshore Wind Turbine | WND | WT | 10 | 2002 |  |  | (OP) Operating | [6 empty] | Riverside | 33.9172 | -116.735
17058 | Shell Wind Energy Inc. | 56012 | Whitewater Hill Wind Partners | IPP Non-CHP | CA | 1 | 61.5 | 61.5 | Onshore Wind Turbine | WND | WT | 10 | 2002 |  |  | (OP) Operating | [6 empty] | Riverside | 33.925 | -116.6178
20421 | Western Minnesota Mun Pwr Agny | 56013 | Exira | Electric Utility | IA | U1 | 60.5 | 46.5 | Natural Gas Fired Combustion Turbine | NG | GT | 4 | 2004 |  |  | (OP) Operating | [6 empty] | Audubon | 41.5144 | -94.9197
20421 | Western Minnesota Mun Pwr Agny | 56013 | Exira | Electric Utility | IA | U2 | 60.5 | 46.5 | Natural Gas Fired Combustion Turbine | NG | GT | 5 | 2004 |  |  | (OP) Operating | [6 empty] | Audubon | 41.5144 | -94.9197
20421 | Western Minnesota Mun Pwr Agny | 56013 | Exira | Electric Utility | IA | U3 | 60.5 | 46.5 | Natural Gas Fired Combustion Turbine | NG | GT | 4 | 2007 |  |  | (OP) Operating | [6 empty] | Audubon | 41.5144 | -94.9197
17555 | South Eastern Elec Devt Corp | 56015 | Bainbridge | IPP Non-CHP | GA | SEG1 | 40 | 37 | Petroleum Liquids | DFO | GT | 7 | 2000 |  |  | (OP) Operating | [6 empty] | Decatur | 30.911 | -84.5473
17555 | South Eastern Elec Devt Corp | 56015 | Bainbridge | IPP Non-CHP | GA | SEGC | 40 | 37 | Petroleum Liquids | DFO | GT | 7 | 2000 |  |  | (OP) Operating | [6 empty] | Decatur | 30.911 | -84.5473
22040 | Washington State University | 56016 | Grimes Way | Commercial Non-CHP | WA | 1 | 1.1 | 1 | Natural Gas Internal Combustion Engine | NG | IC | 1 | 2005 |  |  | (SB) Standby/Backup: available for service but not normally used | [6 empty] | WHITMAN | 46.7289 | -117.1514
22040 | Washington State University | 56016 | Grimes Way | Commercial Non-CHP | WA | 2 | 1.1 | 1 | Natural Gas Internal Combustion Engine | NG | IC | 1 | 2005 |  |  | (SB) Standby/Backup: available for service but not normally used | [6 empty] | WHITMAN | 46.7289 | -117.1514
22040 | Washington State University | 56016 | Grimes Way | Commercial Non-CHP | WA | 3 | 1.8 | 1.7 | Petroleum Liquids | DFO | IC | 1 | 2005 |  |  | (SB) Standby/Backup: available for service but not normally used | [6 empty] | WHITMAN | 46.7289 | -117.1514
6716 | PUD No 1 of Franklin County | 56017 | Franklin/Grays | Electric Utility | WA | GT1 | 11.4 | 10.5 | Natural Gas Fired Combustion Turbine | NG | GT | 7 | 2002 |  |  | (SB) Standby/Backup: available for service but not normally used | [6 empty] | Franklin | 46.3069 | -119.1139
6716 | PUD No 1 of Franklin County | 56017 | Franklin/Grays | Electric Utility | WA | GT2 | 11.4 | 10.5 | Natural Gas Fired Combustion Turbine | NG | GT | 7 | 2002 |  |  | (SB) Standby/Backup: available for service but not normally used | [6 empty] | Franklin | 46.3069 | -119.1139
6716 | PUD No 1 of Franklin County | 56017 | Franklin/Grays | Electric Utility | WA | GT3 | 11.4 | 10.5 | Natural Gas Fired Combustion Turbine | NG | GT | 7 | 2002 |  |  | (SB) Standby/Backup: available for service but not normally used | [6 empty] | Franklin | 46.3069 | -119.1139
6716 | PUD No 1 of Franklin County | 56017 | Franklin/Grays | Electric Utility | WA | GT4 | 11.4 | 10.5 | Natural Gas Fired Combustion Turbine | NG | GT | 7 | 2002 |  |  | (SB) Standby/Backup: available for service but not normally used | [6 empty] | Franklin | 46.3069 | -119.1139
40614 | Alabama Municipal Elec Authority | 56018 | AMEA Peaking | Electric Utility | AL | 1 | 49.3 | 47.5 | Natural Gas Fired Combustion Turbine | NG | GT | 5 | 2004 |  |  | (OP) Operating | [6 empty] | TALLADEGA | 33.1661 | -86.2825
40614 | Alabama Municipal Elec Authority | 56018 | AMEA Peaking | Electric Utility | AL | 2 | 49.3 | 47.5 | Natural Gas Fired Combustion Turbine | NG | GT | 5 | 2004 |  |  | (OP) Operating | [6 empty] | TALLADEGA | 33.1661 | -86.2825
20813 | City of Winfield - (KS) | 56022 | Waste Water Plant Generator | Electric Utility | KS | 1 | 1.6 | 1.6 | Petroleum Liquids | DFO | IC | 7 | 2003 |  |  | (SB) Standby/Backup: available for service but not normally used | [6 empty] | Cowley | 37.2278 | -96.9897
19062 | City of Traer - (IA) | 56025 | Traer East | Electric Utility | IA | 6 | 2 | 2 | Petroleum Liquids | DFO | IC | 3 | 2004 |  |  | (SB) Standby/Backup: available for service but not normally used | [6 empty] | Tama | 42.1817 | -92.4663
19062 | City of Traer - (IA) | 56025 | Traer East | Electric Utility | IA | 7 | 2 | 2 | Petroleum Liquids | DFO | IC | 3 | 2004 |  |  | (SB) Standby/Backup: available for service but not normally used | [6 empty] | Tama | 42.1817 | -92.4663
16655 | City of Santa Clara - (CA) | 56026 | Donald Von Raesfeld Power Plant | Electric Utility | CA | CTG1 | 50 | 50 | Natural Gas Fired Combined Cycle | NG | CT | 3 | 2005 |  |  | (OP) Operating | [6 empty] | Santa Clara | 37.3767 | -121.9508
16655 | City of Santa Clara - (CA) | 56026 | Donald Von Raesfeld Power Plant | Electric Utility | CA | CTG2 | 50 | 50 | Natural Gas Fired Combined Cycle | NG | CT | 3 | 2005 |  |  | (OP) Operating | [6 empty] | Santa Clara | 37.3767 | -121.9508
16655 | City of Santa Clara - (CA) | 56026 | Donald Von Raesfeld Power Plant | Electric Utility | CA | STG | 54 | 54 | Natural Gas Fired Combined Cycle | NG | CA | 3 | 2005 |  |  | (OP) Operating | [6 empty] | Santa Clara | 37.3767 | -121.9508
20860 | Wisconsin Public Service Corp | 56031 | Fox Energy Center | Electric Utility | WI | CTG1 | 198.9 | 160.7 | Natural Gas Fired Combined Cycle | NG | CT | 6 | 2006 |  |  | (OP) Operating | [6 empty] | Outagamie | 44.3204 | -88.2089
20860 | Wisconsin Public Service Corp | 56031 | Fox Energy Center | Electric Utility | WI | CTG2 | 198.9 | 160.2 | Natural Gas Fired Combined Cycle | NG | CT | 6 | 2005 |  |  | (OP) Operating | [6 empty] | Outagamie | 44.3204 | -88.2089
20860 | Wisconsin Public Service Corp | 56031 | Fox Energy Center | Electric Utility | WI | STG | 221 | 233.3 | Natural Gas Fired Combined Cycle | NG | CA | 6 | 2005 |  |  | (OP) Operating | [6 empty] | Outagamie | 44.3204 | -88.2089
49845 | Equus Power I, L.P., | 56032 | Equus Freeport Power | IPP Non-CHP | NY | 0001 | 60 | 47.9 | Natural Gas Fired Combustion Turbine | NG | GT | 6 | 2004 |  |  | (OP) Operating | [6 empty] | Nassau | 40.6439 | -73.5683
49845 | Equus Power I, L.P., | 56032 | Equus Freeport Power | IPP Non-CHP | NY | 001 | 60 | 48.1 | Natural Gas Fired Combustion Turbine | NG | GT | 6 | 2004 |  |  | (OP) Operating | [6 empty] | Nassau | 40.6439 | -73.5683
18065 | Smithfield Farmland Corp-Wilson | 56035 | Smithfield Farmland Corp-Wilson | IPP CHP | NC | 1 | 1.4 | 1.3 | Petroleum Liquids | DFO | IC | 2 | 2002 |  |  | (SB) Standby/Backup: available for service but not normally used | [6 empty] | WILSON | 35.6943 | -77.9192
18065 | Smithfield Farmland Corp-Wilson | 56035 | Smithfield Farmland Corp-Wilson | IPP CHP | NC | 2 | 1.4 | 1.3 | Petroleum Liquids | DFO | IC | 2 | 2002 |  |  | (SB) Standby/Backup: available for service but not normally used | [6 empty] | WILSON | 35.6943 | -77.9192
5571 | East Bay Municipal Util Dist | 56036 | WWTP Power Generation Station | Commercial CHP | CA | GEN1 | 2.2 | 2 | Other Waste Biomass | OBG | IC | 8 | 1985 |  |  | (OP) Operating | [6 empty] | Alameda | 37.8258 | -122.2961
5571 | East Bay Municipal Util Dist | 56036 | WWTP Power Generation Station | Commercial CHP | CA | GEN2 | 2.2 | 2 | Other Waste Biomass | OBG | IC | 8 | 1985 |  |  | (OP) Operating | [6 empty] | Alameda | 37.8258 | -122.2961
5571 | East Bay Municipal Util Dist | 56036 | WWTP Power Generation Station | Commercial CHP | CA | GEN3 | 2.2 | 2 | Other Waste Biomass | OBG | IC | 8 | 1985 |  |  | (OP) Operating | [6 empty] | Alameda | 37.8258 | -122.2961
19165 | Trigen-Cinergy Solutions College Park | 56038 | UMCP CHP Plant | IPP CHP | MD | 1 | 11 | 9.4 | Natural Gas Fired Combustion Turbine | NG | GT | 6 | 2003 |  |  | (OP) Operating | [6 empty] | Prince Georges | 38.9858 | -76.9355
19165 | Trigen-Cinergy Solutions College Park | 56038 | UMCP CHP Plant | IPP CHP | MD | 2 | 11 | 9.4 | Natural Gas Fired Combustion Turbine | NG | GT | 6 | 2003 |  |  | (OP) Operating | [6 empty] | Prince Georges | 38.9858 | -76.9355
19165 | Trigen-Cinergy Solutions College Park | 56038 | UMCP CHP Plant | IPP CHP | MD | 3 | 5.4 | 2 | Natural Gas Steam Turbine | NG | ST | 7 | 2003 |  |  | (OP) Operating | [6 empty] | Prince Georges | 38.9858 | -76.9355
19798 | City of Vernon | 56039 | H. Gonzales | Electric Utility | CA | G1 | 5.9 | 5.4 | Natural Gas Fired Combustion Turbine | NG | GT | 1 | 1987 |  |  | (OP) Operating | [6 empty] | Los Angeles | 33.9986 | -118.2219
19798 | City of Vernon | 56039 | H. Gonzales | Electric Utility | CA | G2 | 5.9 | 5.4 | Natural Gas Fired Combustion Turbine | NG | GT | 1 | 1987 |  |  | (OP) Operating | [6 empty] | Los Angeles | 33.9986 | -118.2219
29116 | Colorado Energy Management LLC | 56041 | Malburg | IPP Non-CHP | CA | M1 | 40 | 42 | Natural Gas Fired Combined Cycle | NG | CT | 10 | 2005 |  |  | (OP) Operating | [6 empty] | LOS ANGELES | 33.9986 | -118.2219
29116 | Colorado Energy Management LLC | 56041 | Malburg | IPP Non-CHP | CA | M2 | 40 | 42 | Natural Gas Fired Combined Cycle | NG | CT | 10 | 2005 |  |  | (OP) Operating | [6 empty] | LOS ANGELES | 33.9986 | -118.2219
29116 | Colorado Energy Management LLC | 56041 | Malburg | IPP Non-CHP | CA | M3 | 50 | 50 | Natural Gas Fired Combined Cycle | NG | CA | 10 | 2005 |  |  | (OP) Operating | [6 empty] | LOS ANGELES | 33.9986 | -118.2219
2507 | City of Burbank Water and Power | 56046 | Magnolia Power Project | Electric Utility | CA | 1 | 198.9 | 161 | Natural Gas Fired Combined Cycle | NG | CT | 9 | 2005 |  |  | (OP) Operating | [6 empty] | Los Angeles | 34.1786 | -118.3153
2507 | City of Burbank Water and Power | 56046 | Magnolia Power Project | Electric Utility | CA | 2 | 188.7 | 140 | Natural Gas Fired Combined Cycle | NG | CA | 9 | 2005 |  |  | (OP) Operating | [6 empty] | Los Angeles | 34.1786 | -118.3153
19198 | Trigen Inner Harbor East, LLC | 56050 | Inner Harbor East Heating | Commercial CHP | MD | 1 | 2.1 | 2.1 | Natural Gas Internal Combustion Engine | NG | IC | 9 | 2004 |  |  | (SB) Standby/Backup: available for service but not normally used | [6 empty] | BALTIMORE CITY | 39.2837 | -76.5994
18986 | THUMS Long Beach Company | 56051 | THUMS | Industrial Non-CHP | CA | GEN1 | 57.4 | 45 | Natural Gas Fired Combustion Turbine | NG | GT | 1 | 2003 |  |  | (OP) Operating | [6 empty] | Los Angeles | 33.7684 | -118.2141
6865 | FPL Energy Meyersdale Windpower LLC | 56052 | Meyersdale Windpower | IPP Non-CHP | PA | GE15 | 30 | 30 | Onshore Wind Turbine | WND | WT | 12 | 2003 |  |  | (OP) Operating | [6 empty] | Somerset | 39.7907 | -79.002
3153 | City of Casey - (IL) | 56053 | Casey City of | Electric Utility | IL | 1 | 1.8 | 1.8 | Petroleum Liquids | DFO | IC | 5 | 2002 |  |  | (SB) Standby/Backup: available for service but not normally used | [6 empty] | CLARK | 39.3106 | -87.9926
3153 | City of Casey - (IL) | 56053 | Casey City of | Electric Utility | IL | 2 | 1.8 | 1.8 | Petroleum Liquids | DFO | IC | 5 | 2002 |  |  | (SB) Standby/Backup: available for service but not normally used | [6 empty] | CLARK | 39.3106 | -87.9926
3153 | City of Casey - (IL) | 56053 | Casey City of | Electric Utility | IL | 3 | 1.8 | 1.8 | Petroleum Liquids | DFO | IC | 5 | 2002 |  |  | (SB) Standby/Backup: available for service but not normally used | [6 empty] | CLARK | 39.3106 | -87.9926
6985 | Garwin McNeilus | 56054 | G McNeilus Wind Farm Dodge Center | IPP Non-CHP | MN | GM1 | 32 | 32 | Onshore Wind Turbine | WND | WT | 9 | 2002 |  |  | (OP) Operating | [6 empty] | DODGE | 43.9785 | -92.8511
6985 | Garwin McNeilus | 56054 | G McNeilus Wind Farm Dodge Center | IPP Non-CHP | MN | GM2 | 8 | 8 | Onshore Wind Turbine | WND | WT | 5 | 2003 |  |  | (OP) Operating | [6 empty] | DODGE | 43.9785 | -92.8511
6985 | Garwin McNeilus | 56054 | G McNeilus Wind Farm Dodge Center | IPP Non-CHP | MN | GM3 | 3 | 3 | Onshore Wind Turbine | WND | WT | 5 | 2004 |  |  | (OP) Operating | [6 empty] | DODGE | 43.9785 | -92.8511
11843 | Maui Electric Co Ltd | 56055 | Hana Substation | Electric Utility | HI | MH1 | 1 | 1 | Petroleum Liquids | DFO | IC | 4 | 2001 |  |  | (OP) Operating | [6 empty] | Maui | 20.7658 | -155.9961
11843 | Maui Electric Co Ltd | 56055 | Hana Substation | Electric Utility | HI | MH2 | 1 | 1 | Petroleum Liquids | DFO | IC | 4 | 2001 |  |  | (OP) Operating | [6 empty] | Maui | 20.7658 | -155.9961
13630 | North Carolina Mun Power Agny #1 | 56059 | High Point, Fairfield | Electric Utility | NC | 1 | 1.8 | 1.8 | Petroleum Liquids | DFO | IC | 6 | 2002 |  |  | (OP) Operating | [6 empty] | Guilford | 35.9269 | -79.9858
13630 | North Carolina Mun Power Agny #1 | 56062 | Statesville, Highway 64 | Electric Utility | NC | 1 | 1.8 | 1.8 | Petroleum Liquids | DFO | IC | 6 | 2002 |  |  | (OP) Operating | [6 empty] | Iredell | 35.7985 | -80.9427
13630 | North Carolina Mun Power Agny #1 | 56063 | Shelby, Toms Street | Electric Utility | NC | 1 | 1.8 | 1.8 | Petroleum Liquids | DFO | IC | 6 | 2002 |  |  | (OP) Operating | [6 empty] | Cleveland | 35.3036 | -81.5225
13630 | North Carolina Mun Power Agny #1 | 56064 | Morganton, Parker Road | Electric Utility | NC | 1 | 1.8 | 1.8 | Petroleum Liquids | DFO | IC | 6 | 2002 |  |  | (OP) Operating | [6 empty] | Burke | 35.7208 | -81.6624
13630 | North Carolina Mun Power Agny #1 | 56067 | Lexington Health Center | Electric Utility | NC | 1 | 1.8 | 1.8 | Petroleum Liquids | DFO | IC | 6 | 2002 |  |  | (OP) Operating | [6 empty] | Davidson | 35.8309 | -80.2422
20847 | Wisconsin Electric Power Co | 56068 | Elm Road Generating Station | Electric Utility | WI | 1 | 701.3 | 634 | Conventional Steam Coal | SUB | ST | 2 | 2010 |  |  | (OP) Operating | [6 empty] | Milwaukee | 42.8492 | -87.8336
20847 | Wisconsin Electric Power Co | 56068 | Elm Road Generating Station | Electric Utility | WI | 2 | 701.3 | 634 | Conventional Steam Coal | SUB | ST | 1 | 2011 |  |  | (OP) Operating | [6 empty] | Milwaukee | 42.8492 | -87.8336
54842 | WM Renewable Energy LLC | 56069 | Berlin Landfill Gas | IPP Non-CHP | WI | 1 | 0.8 | 0.8 | Landfill Gas | LFG | IC | 8 | 2001 |  |  | (OP) Operating | [6 empty] | Green Lake | 43.9603 | -88.9158
54842 | WM Renewable Energy LLC | 56069 | Berlin Landfill Gas | IPP Non-CHP | WI | 2 | 0.8 | 0.8 | Landfill Gas | LFG | IC | 8 | 2001 |  |  | (OP) Operating | [6 empty] | Green Lake | 43.9603 | -88.9158
54842 | WM Renewable Energy LLC | 56069 | Berlin Landfill Gas | IPP Non-CHP | WI | 3 | 0.8 | 0.8 | Landfill Gas | LFG | IC | 8 | 2001 |  |  | (OP) Operating | [6 empty] | Green Lake | 43.9603 | -88.9158
11479 | Madison Gas & Electric Co | 56070 | Diesel Generators | Electric Utility | WI | 1 | 54 | 49.7 | Petroleum Liquids | DFO | IC | 6 | 2001 |  |  | (OP) Operating | [6 empty] | Dane | 43.0802 | -89.3747
361 | Industrial Energy Applications Inc | 56073 | Alliant SBG 9802 Toyota | IPP Non-CHP | IA | 01 | 1 | 1 | Natural Gas Internal Combustion Engine | NG | IC | 12 | 1998 |  |  | (SB) Standby/Backup: available for service but not normally used | [6 empty] | Linn | 42.0277 | -91.7111
361 | Industrial Energy Applications Inc | 56074 | Alliant SBD 9901 GE Capital | IPP Non-CHP | IA | 01 | 1.1 | 1.1 | Petroleum Liquids | DFO | IC | 12 | 2000 |  |  | (SB) Standby/Backup: available for service but not normally used | [6 empty] | Linn | 41.9244 | -91.6385
8565 | FPLE High Winds, LLC | 56075 | High Winds LLC | IPP Non-CHP | CA | 1 | 145.8 | 145.8 | Onshore Wind Turbine | WND | WT | 7 | 2003 |  |  | (OP) Operating | [6 empty] | Solano | 38.1381 | -121.8053
8565 | FPLE High Winds, LLC | 56075 | High Winds LLC | IPP Non-CHP | CA | 2 | 16.2 | 16.2 | Onshore Wind Turbine | WND | WT | 12 | 2003 |  |  | (OP) Operating | [6 empty] | Solano | 38.1381 | -121.8053
5321 | Drummond Company, Inc. | 56076 | ABC Coke | Industrial CHP | AL | 1 | 3.8 | 3.8 | Other Gases | OG | ST | 8 | 1997 |  |  | (OP) Operating | [6 empty] | Jefferson | 33.5828 | -86.7799
19281 | Turlock Irrigation District | 56078 | Walnut Energy Center | Electric Utility | CA | 1 | 94.9 | 84 | Natural Gas Fired Combined Cycle | NG | CT | 2 | 2006 |  |  | (OP) Operating | [6 empty] | Stanislaus | 37.4878 | -120.8956
19281 | Turlock Irrigation District | 56078 | Walnut Energy Center | Electric Utility | CA | 2 | 94.9 | 84 | Natural Gas Fired Combined Cycle | NG | CT | 2 | 2006 |  |  | (OP) Operating | [6 empty] | Stanislaus | 37.4878 | -120.8956
19281 | Turlock Irrigation District | 56078 | Walnut Energy Center | Electric Utility | CA | 3 | 110.8 | 101 | Natural Gas Fired Combined Cycle | NG | CA | 2 | 2006 |  |  | (OP) Operating | [6 empty] | Stanislaus | 37.4878 | -120.8956
15597 | Riceland Foods Inc. | 56079 | Riceland Foods Cogeneration Plant | IPP CHP | AR | STEC | 18 | 8 | Other Waste Biomass | OBS | ST | 1 | 1997 |  |  | (OA) Out of service but expected to return to service in next calendar year | [6 empty] | Arkansas | 34.5136 | -91.5331
16657 | San Jose/Santa Clara Water P C | 56080 | SJ/SC WPCP | Commercial CHP | CA | E2 | 0.8 | 0.8 | Other Waste Biomass | OBG | IC | 2 | 1953 |  |  | (OP) Operating | [6 empty] | Santa Clara | 37.4344 | -121.9464
16657 | San Jose/Santa Clara Water P C | 56080 | SJ/SC WPCP | Commercial CHP | CA | E5 | 1.8 | 1.8 | Other Waste Biomass | OBG | IC | 3 | 1963 |  |  | (OP) Operating | [6 empty] | Santa Clara | 37.4344 | -121.9464
16657 | San Jose/Santa Clara Water P C | 56080 | SJ/SC WPCP | Commercial CHP | CA | EG1 | 2.8 | 2.8 | Natural Gas Internal Combustion Engine | NG | IC | 11 | 1995 |  |  | (OP) Operating | [6 empty] | Santa Clara | 37.4344 | -121.9464
16657 | San Jose/Santa Clara Water P C | 56080 | SJ/SC WPCP | Commercial CHP | CA | EG2 | 2.8 | 2.8 | Natural Gas Internal Combustion Engine | NG | IC | 7 | 1985 |  |  | (OP) Operating | [6 empty] | Santa Clara | 37.4344 | -121.9464
16657 | San Jose/Santa Clara Water P C | 56080 | SJ/SC WPCP | Commercial CHP | CA | EG3 | 2.8 | 2.8 | Natural Gas Internal Combustion Engine | NG | IC | 7 | 1985 |  |  | (OP) Operating | [6 empty] | Santa Clara | 37.4344 | -121.9464
1881 | Blue Canyon Windpower LLC | 56081 | Blue Canyon Windpower | IPP Non-CHP | OK | EW | 85 | 74.3 | Onshore Wind Turbine | WND | WT | 12 | 2003 |  |  | (OP) Operating | [6 empty] | Comanche | 34.8508 | -98.5773
1828 | Linn Operating Inc | 56090 | Blacksand Generating Facility | Industrial Non-CHP | CA | D182 | 4 | 2.5 | Other Gases | OG | GT | 6 | 2000 |  |  | (OP) Operating | [6 empty] | Orange | 33.9328 | -117.855
1828 | Linn Operating Inc | 56090 | Blacksand Generating Facility | Industrial Non-CHP | CA | D189 | 3.7 | 3 | Other Gases | OG | GT | 11 | 2000 |  |  | (OP) Operating | [6 empty] | Orange | 33.9328 | -117.855
1828 | Linn Operating Inc | 56090 | Blacksand Generating Facility | Industrial Non-CHP | CA | D190 | 0.3 | 0.3 | Other Gases | OG | GT | 9 | 2012 |  |  | (OP) Operating | [6 empty] | Orange | 33.9328 | -117.855
34721 | FPL Energy South Dakota Wind LLC | 56092 | South Dakota Wind Energy Cente | IPP Non-CHP | SD | GE15 | 40.5 | 40.5 | Onshore Wind Turbine | WND | WT | 10 | 2003 |  |  | (OP) Operating | [6 empty] | Hyde | 44.5492 | -99.5
58528 | NextEra Energy Operating Services LLC | 56093 | TransAlta Wyoming Wind | IPP Non-CHP | WY | GE15 | 144 | 144 | Onshore Wind Turbine | WND | WT | 12 | 2003 |  |  | (OP) Operating | [6 empty] | Uinta | 41.2874 | -110.5556
34719 | FPL Energy Oklahoma Wind LLC | 56094 | Oklahoma Wind Energy Center | IPP Non-CHP | OK | GE15 | 51 | 51 | Onshore Wind Turbine | WND | WT | 10 | 2003 |  |  | (OP) Operating | [6 empty] | Woodward | 36.604 | -99.34
34719 | FPL Energy Oklahoma Wind LLC | 56094 | Oklahoma Wind Energy Center | IPP Non-CHP | OK | GSOO | 51 | 51 | Onshore Wind Turbine | WND | WT | 10 | 2003 |  |  | (OP) Operating | [6 empty] | Woodward | 36.604 | -99.34
34717 | FPL Energy New Mexico Wind LLC | 56097 | New Mexico Wind Energy Center | IPP Non-CHP | NM | GE15 | 204 | 204 | Onshore Wind Turbine | WND | WT | 9 | 2003 |  |  | (OP) Operating | [6 empty] | Quay | 34.6357 | -104.0473
8628 | City of Hillsboro - (ND) | 56098 | Hillsboro | Electric Utility | ND | 1 | 2 | 2 | Petroleum Liquids | DFO | IC | 7 | 2002 |  |  | (OP) Operating | [6 empty] | TRAILL | 47.3969 | -97.0606
8628 | City of Hillsboro - (ND) | 56098 | Hillsboro | Electric Utility | ND | 2 | 2 | 2 | Petroleum Liquids | DFO | IC | 7 | 2002 |  |  | (OP) Operating | [6 empty] | TRAILL | 47.3969 | -97.0606
34723 | FPL Energy North Dakota Wind LLC | 56099 | FPL Energy North Dakota Wind I/II | IPP Non-CHP | ND | GE15 | 61.5 | 61.5 | Onshore Wind Turbine | WND | WT | 10 | 2003 |  |  | (OP) Operating | [6 empty] | LaMoure | 46.3272 | -98.8984
17862 | City of St Charles - (MN) | 56100 | St. Charles Power Plant | Electric Utility | MN | 1 | 2.2 | 2 | Petroleum Liquids | DFO | IC | 12 | 2004 |  |  | (OP) Operating | [6 empty] | Winona | 43.9742 | -92.0597
17862 | City of St Charles - (MN) | 56100 | St. Charles Power Plant | Electric Utility | MN | 2 | 2.2 | 2 | Petroleum Liquids | DFO | IC | 12 | 2004 |  |  | (OP) Operating | [6 empty] | Winona | 43.9742 | -92.0597
17862 | City of St Charles - (MN) | 56100 | St. Charles Power Plant | Electric Utility | MN | 3 | 2.2 | 2 | Petroleum Liquids | DFO | IC | 12 | 2004 |  |  | (OP) Operating | [6 empty] | Winona | 43.9742 | -92.0597
17862 | City of St Charles - (MN) | 56100 | St. Charles Power Plant | Electric Utility | MN | 4 | 2.2 | 2 | Petroleum Liquids | DFO | IC | 12 | 2004 |  |  | (OP) Operating | [6 empty] | Winona | 43.9742 | -92.0597
14354 | PacifiCorp | 56102 | Currant Creek | Electric Utility | UT | CT1A | 172 | 135 | Natural Gas Fired Combined Cycle | NG | CT | 6 | 2005 |  |  | (OP) Operating | [6 empty] | Juab | 39.8214 | -111.8935
14354 | PacifiCorp | 56102 | Currant Creek | Electric Utility | UT | CT1B | 172 | 135 | Natural Gas Fired Combined Cycle | NG | CT | 6 | 2005 |  |  | (OP) Operating | [6 empty] | Juab | 39.8214 | -111.8935
14354 | PacifiCorp | 56102 | Currant Creek | Electric Utility | UT | ST1 | 305 | 254 | Natural Gas Fired Combined Cycle | NG | CA | 4 | 2006 |  |  | (OP) Operating | [6 empty] | Juab | 39.8214 | -111.8935
2338 | Calpine Central LP | 56104 | Mankato Energy Center | IPP Non-CHP | MN | CTG2 | 210 | 160 | Natural Gas Fired Combined Cycle | NG | CT | 7 | 2006 |  |  | (OP) Operating | [6 empty] | Blue Earth | 44.1988 | -94.003
2338 | Calpine Central LP | 56104 | Mankato Energy Center | IPP Non-CHP | MN | STG1 | 320 | 140 | Natural Gas Fired Combined Cycle | NG | CA | 7 | 2006 |  |  | (OP) Operating | [6 empty] | Blue Earth | 44.1988 | -94.003
21352 | Municipal Energy Agency of NE | 56106 | MEAN Wind Project | Electric Utility | NE | 1 | 10.5 | 10.5 | Onshore Wind Turbine | WND | WT | 10 | 2002 |  |  | (OP) Operating | [6 empty] | Kimball | 41.2736 | -103.6983
50111 | Lafayette Utilities System | 56108 | T J Labbe Electric Generating | Electric Utility | LA | U-1 | 50.4 | 47 | Natural Gas Fired Combustion Turbine | NG | GT | 8 | 2005 |  |  | (OP) Operating | [6 empty] | Lafayette | 30.2554 | -92.0433
50111 | Lafayette Utilities System | 56108 | T J Labbe Electric Generating | Electric Utility | LA | U-2 | 50.4 | 47 | Natural Gas Fired Combustion Turbine | NG | GT | 8 | 2005 |  |  | (OP) Operating | [6 empty] | Lafayette | 30.2554 | -92.0433
17058 | Shell Wind Energy Inc. | 56111 | Brazos Wind Farm | IPP Non-CHP | TX | GEN1 | 160 | 160 | Onshore Wind Turbine | WND | WT | 12 | 2003 |  |  | (OP) Operating | [6 empty] | Scurry | 32.9479 | -101.1478
15399 | Iberdrola Renewables Inc | 56112 | Mountain View III | IPP Non-CHP | CA | V47 | 22.4 | 22.4 | Onshore Wind Turbine | WND | WT | 12 | 2003 |  |  | (OP) Operating | [6 empty] | Riverside | 33.9141 | -116.5914
55858 | Energy Developments Inc | 56113 | Tessman Road | IPP Non-CHP | TX | 1 | 1.4 | 1.4 | Landfill Gas | LFG | IC | 5 | 2003 |  |  | (OP) Operating | [6 empty] | Bexar | 29.4289 | -98.3433
55858 | Energy Developments Inc | 56113 | Tessman Road | IPP Non-CHP | TX | 2 | 1.4 | 1.4 | Landfill Gas | LFG | IC | 5 | 2003 |  |  | (OP) Operating | [6 empty] | Bexar | 29.4289 | -98.3433
55858 | Energy Developments Inc | 56113 | Tessman Road | IPP Non-CHP | TX | 3 | 1.4 | 1.4 | Landfill Gas | LFG | IC | 5 | 2003 |  |  | (OP) Operating | [6 empty] | Bexar | 29.4289 | -98.3433
55858 | Energy Developments Inc | 56113 | Tessman Road | IPP Non-CHP | TX | 4 | 1.4 | 1.4 | Landfill Gas | LFG | IC | 5 | 2003 |  |  | (OP) Operating | [6 empty] | Bexar | 29.4289 | -98.3433
55858 | Energy Developments Inc | 56113 | Tessman Road | IPP Non-CHP | TX | 5 | 1.4 | 1.4 | Landfill Gas | LFG | IC | 5 | 2003 |  |  | (OP) Operating | [6 empty] | Bexar | 29.4289 | -98.3433
55858 | Energy Developments Inc | 56113 | Tessman Road | IPP Non-CHP | TX | 6 | 1.4 | 1.4 | Landfill Gas | LFG | IC | 5 | 2003 |  |  | (OP) Operating | [6 empty] | Bexar | 29.4289 | -98.3433
55858 | Energy Developments Inc | 56113 | Tessman Road | IPP Non-CHP | TX | 7 | 1.4 | 1.4 | Landfill Gas | LFG | IC | 3 | 2015 |  |  | (OP) Operating | [6 empty] | Bexar | 29.4289 | -98.3433
8573 | City of Highland | 56114 | IMEA Highland | Electric Utility | IL | 1 | 1.8 | 1.8 | Petroleum Liquids | DFO | IC | 6 | 1996 |  |  | (SB) Standby/Backup: available for service but not normally used | [6 empty] | Madison | 38.7417 | -89.6847
8573 | City of Highland | 56114 | IMEA Highland | Electric Utility | IL | 2 | 1.8 | 1.8 | Petroleum Liquids | DFO | IC | 6 | 1996 |  |  | (SB) Standby/Backup: available for service but not normally used | [6 empty] | Madison | 38.7417 | -89.6847
9286 | Illinois Municipal Elec Agency | 56116 | IMEA Flora | Electric Utility | IL | 10 | 1.8 | 1.8 | Petroleum Liquids | DFO | IC | 12 | 2000 |  |  | (OP) Operating | [6 empty] | Clay | 38.6658 | -88.4625
9286 | Illinois Municipal Elec Agency | 56116 | IMEA Flora | Electric Utility | IL | 6 | 1.8 | 1.8 | Petroleum Liquids | DFO | IC | 12 | 2000 |  |  | (OP) Operating | [6 empty] | Clay | 38.6658 | -88.4625
9286 | Illinois Municipal Elec Agency | 56116 | IMEA Flora | Electric Utility | IL | 7 | 1.8 | 1.8 | Petroleum Liquids | DFO | IC | 12 | 2000 |  |  | (OP) Operating | [6 empty] | Clay | 38.6658 | -88.4625
9286 | Illinois Municipal Elec Agency | 56116 | IMEA Flora | Electric Utility | IL | 8 | 1.8 | 1.8 | Petroleum Liquids | DFO | IC | 12 | 2000 |  |  | (OP) Operating | [6 empty] | Clay | 38.6658 | -88.4625
9286 | Illinois Municipal Elec Agency | 56116 | IMEA Flora | Electric Utility | IL | 9 | 1.8 | 1.8 | Petroleum Liquids | DFO | IC | 12 | 2000 |  |  | (OP) Operating | [6 empty] | Clay | 38.6658 | -88.4625
6417 | City of Flora - (IL) | 56117 | Flora Site A | Electric Utility | IL | 1 | 1.8 | 1.8 | Petroleum Liquids | DFO | IC | 12 | 2001 |  |  | (OP) Operating | [6 empty] | Clay | 38.6693 | -88.4635
6417 | City of Flora - (IL) | 56117 | Flora Site A | Electric Utility | IL | 2 | 1.8 | 1.8 | Petroleum Liquids | DFO | IC | 12 | 2001 |  |  | (OP) Operating | [6 empty] | Clay | 38.6693 | -88.4635
6417 | City of Flora - (IL) | 56117 | Flora Site A | Electric Utility | IL | 3 | 1.8 | 1.8 | Petroleum Liquids | DFO | IC | 12 | 2001 |  |  | (OP) Operating | [6 empty] | Clay | 38.6693 | -88.4635
6417 | City of Flora - (IL) | 56118 | Flora Site B | Electric Utility | IL | 4 | 1.8 | 1.9 | Petroleum Liquids | DFO | IC | 12 | 2001 |  |  | (OP) Operating | [6 empty] | Clay | 38.6714 | -88.4894
6417 | City of Flora - (IL) | 56118 | Flora Site B | Electric Utility | IL | 5 | 1.8 | 1.8 | Petroleum Liquids | DFO | IC | 12 | 2001 |  |  | (OP) Operating | [6 empty] | Clay | 38.6714 | -88.4894
49775 | Middlesex Generating Company LLC | 56119 | Middlesex Generating Facility | IPP CHP | NJ | 100 | 6 | 4.1 | Landfill Gas | LFG | CT | 10 | 2001 |  |  | (OP) Operating | [6 empty] | MIDDLESEX | 40.4903 | -74.3156
49775 | Middlesex Generating Company LLC | 56119 | Middlesex Generating Facility | IPP CHP | NJ | 200 | 6 | 4.1 | Landfill Gas | LFG | CT | 10 | 2001 |  |  | (OP) Operating | [6 empty] | MIDDLESEX | 40.4903 | -74.3156
49775 | Middlesex Generating Company LLC | 56119 | Middlesex Generating Facility | IPP CHP | NJ | 300 | 10.5 | 10.6 | Landfill Gas | LFG | CA | 1 | 1961 |  |  | (OP) Operating | [6 empty] | MIDDLESEX | 40.4903 | -74.3156
17543 | South Carolina Public Service Authority | 56120 | Lee County Landfill | Electric Utility | SC | L1 | 1.9 | 1.8 | Landfill Gas | LFG | IC | 1 | 2005 |  |  | (OP) Operating | [6 empty] | Lee | 34.181 | -80.2678
17543 | South Carolina Public Service Authority | 56120 | Lee County Landfill | Electric Utility | SC | L2 | 1.9 | 1.8 | Landfill Gas | LFG | IC | 1 | 2005 |  |  | (OP) Operating | [6 empty] | Lee | 34.181 | -80.2678
17543 | South Carolina Public Service Authority | 56120 | Lee County Landfill | Electric Utility | SC | L3 | 1.9 | 1.8 | Landfill Gas | LFG | IC | 1 | 2005 |  |  | (OP) Operating | [6 empty] | Lee | 34.181 | -80.2678
17543 | South Carolina Public Service Authority | 56120 | Lee County Landfill | Electric Utility | SC | L4 | 5.5 | 5.2 | Landfill Gas | LFG | GT | 9 | 2006 |  |  | (OP) Operating | [6 empty] | Lee | 34.181 | -80.2678
17543 | South Carolina Public Service Authority | 56121 | Anderson Regional Landfill | Electric Utility | SC | A2 | 1.6 | 1.5 | Landfill Gas | LFG | IC | 7 | 2008 |  |  | (OP) Operating | [6 empty] | Anderson | 34.5739 | -82.4621
17543 | South Carolina Public Service Authority | 56121 | Anderson Regional Landfill | Electric Utility | SC | A3 | 1.6 | 1.5 | Landfill Gas | LFG | IC | 7 | 2008 |  |  | (OP) Operating | [6 empty] | Anderson | 34.5739 | -82.4621
17543 | South Carolina Public Service Authority | 56122 | Richland County Landfill | Electric Utility | SC | R1 | 5.7 | 5.2 | Landfill Gas | LFG | GT | 1 | 2006 |  |  | (OP) Operating | [6 empty] | Richland | 34.103 | -80.7905
17543 | South Carolina Public Service Authority | 56122 | Richland County Landfill | Electric Utility | SC | R2 | 1.6 | 1.5 | Landfill Gas | LFG | IC | 12 | 2010 |  |  | (OP) Operating | [6 empty] | Richland | 34.103 | -80.7905
17543 | South Carolina Public Service Authority | 56122 | Richland County Landfill | Electric Utility | SC | R3 | 1.6 | 1.5 | Landfill Gas | LFG | IC | 12 | 2010 |  |  | (OP) Operating | [6 empty] | Richland | 34.103 | -80.7905
12582 | Minwind Energy LLC | 56123 | Minwind 3-9 | IPP Non-CHP | MN | 1 | 11.5 | 11.6 | Onshore Wind Turbine | WND | WT | 12 | 2004 |  |  | (OP) Operating | [6 empty] | Rock | 43.6383 | -96.3919
30076 | Calleguas Mun Water District | 56125 | Springville Hydroelectric | IPP Non-CHP | CA | 4152 | 1 | 1 | Conventional Hydroelectric | WAT | HY | 3 | 1994 |  |  | (OP) Operating | [6 empty] | VENTURA | 34.2253 | -119.0858
11460 | City of Macon - (MO) | 56126 | Sub 2 Generating Station | Electric Utility | MO | 1 | 1.8 | 1.8 | Petroleum Liquids | DFO | IC | 1 | 2004 |  |  | (SB) Standby/Backup: available for service but not normally used | [6 empty] | Macon | 39.7503 | -92.5
11460 | City of Macon - (MO) | 56126 | Sub 2 Generating Station | Electric Utility | MO | 2 | 1.8 | 1.8 | Petroleum Liquids | DFO | IC | 1 | 2004 |  |  | (SB) Standby/Backup: available for service but not normally used | [6 empty] | Macon | 39.7503 | -92.5
11460 | City of Macon - (MO) | 56127 | Macon Energy Center | Electric Utility | MO | 1 | 10 | 8.5 | Natural Gas Fired Combustion Turbine | NG | GT | 5 | 2003 |  |  | (OP) Operating | [6 empty] | Macon | 39.749 | -92.3845
11460 | City of Macon - (MO) | 56128 | Sub 3 Generating Station | Electric Utility | MO | 1 | 1.8 | 1.8 | Petroleum Liquids | DFO | IC | 11 | 2003 |  |  | (SB) Standby/Backup: available for service but not normally used | [6 empty] | Macon | 39.7614 | -92.4533
11460 | City of Macon - (MO) | 56128 | Sub 3 Generating Station | Electric Utility | MO | 2 | 1.8 | 1.8 | Petroleum Liquids | DFO | IC | 11 | 2003 |  |  | (SB) Standby/Backup: available for service but not normally used | [6 empty] | Macon | 39.7614 | -92.4533
11460 | City of Macon - (MO) | 56128 | Sub 3 Generating Station | Electric Utility | MO | 3 | 1.8 | 1.8 | Petroleum Liquids | DFO | IC | 11 | 2003 |  |  | (SB) Standby/Backup: available for service but not normally used | [6 empty] | Macon | 39.7614 | -92.4533
11460 | City of Macon - (MO) | 56128 | Sub 3 Generating Station | Electric Utility | MO | 4 | 1.8 | 1.8 | Petroleum Liquids | DFO | IC | 11 | 2003 |  |  | (SB) Standby/Backup: available for service but not normally used | [6 empty] | Macon | 39.7614 | -92.4533
59159 | Central Electric Power | 56129 | Thermal Kem | Electric Utility | SC | 1 | 2.9 | 2.4 | Petroleum Liquids | DFO | IC | 7 | 2003 |  |  | (OP) Operating | [6 empty] | York | 34.8894 | -81.0725
59159 | Central Electric Power | 56131 | Valenite | Electric Utility | SC | 1 | 2.9 | 2.4 | Petroleum Liquids | DFO | IC | 7 | 2003 |  |  | (OP) Operating | [6 empty] | Oconee | 34.6572 | -83.0383
59159 | Central Electric Power | 56132 | Honea Path | Electric Utility | SC | 1 | 2.9 | 2.4 | Petroleum Liquids | DFO | IC | 7 | 2003 |  |  | (OP) Operating | [6 empty] | Abbeville | 34.4413 | -82.3652
55934 | City of Stockton MUD | 56134 | Regional Wastewater Control Facility | Commercial CHP | CA | 0101 | 1 | 1 | Natural Gas Internal Combustion Engine | NG | IC | 11 | 2000 |  |  | (OP) Operating | [6 empty] | San Joaquin | 37.9369 | -121.3294
55934 | City of Stockton MUD | 56134 | Regional Wastewater Control Facility | Commercial CHP | CA | 0301 | 1 | 1 | Natural Gas Internal Combustion Engine | NG | IC | 11 | 2000 |  |  | (OP) Operating | [6 empty] | San Joaquin | 37.9369 | -121.3294
55934 | City of Stockton MUD | 56134 | Regional Wastewater Control Facility | Commercial CHP | CA | 0401 | 1 | 1 | Natural Gas Internal Combustion Engine | NG | IC | 11 | 2000 |  |  | (OP) Operating | [6 empty] | San Joaquin | 37.9369 | -121.3294
55934 | City of Stockton MUD | 56134 | Regional Wastewater Control Facility | Commercial CHP | CA | 0501 | 1.8 | 1 | Petroleum Liquids | DFO | IC | 11 | 2000 |  |  | (SB) Standby/Backup: available for service but not normally used | [6 empty] | San Joaquin | 37.9369 | -121.3294
12745 | Modesto Irrigation District | 56135 | Ripon Generation Station | Electric Utility | CA | 1 | 60.5 | 48 | Natural Gas Fired Combustion Turbine | NG | GT | 6 | 2006 |  |  | (OP) Operating | [6 empty] | San Joaquin | 37.7315 | -121.116
12745 | Modesto Irrigation District | 56135 | Ripon Generation Station | Electric Utility | CA | 2 | 60.5 | 48 | Natural Gas Fired Combustion Turbine | NG | GT | 6 | 2006 |  |  | (OP) Operating | [6 empty] | San Joaquin | 37.7315 | -121.116
12341 | MidAmerican Energy Co | 56138 | Anderson Erickson | Electric Utility | IA | 1 | 2 | 2 | Petroleum Liquids | DFO | IC | 4 | 2000 |  |  | (OP) Operating | [6 empty] | Polk | 41.6014 | -93.5765
29925 | Enterprise Products Optg LP | 56139 | Neptune Gas Processing Plant | Industrial Non-CHP | LA | NPCG | 4.5 | 3.1 | All Other | OTH | OT | 2 | 2004 |  |  | (OP) Operating | [6 empty] | St Mary | 29.7336 | -91.4431
49786 | Jamaica Bay Peaking Facility, LLC | 56141 | Jamaica Bay Peaking | IPP Non-CHP | NY | 2 | 60.5 | 54.3 | Petroleum Liquids | KER | GT | 7 | 2003 |  |  | (OP) Operating | [6 empty] | Queens | 40.6097 | -73.7622
59496 | Allete Clean Energy | 56142 | Chanarambie Power Partners, LLC | IPP Non-CHP | MN | WND1 | 85.5 | 85.5 | Onshore Wind Turbine | WND | WT | 12 | 2003 |  |  | (OP) Operating | [6 empty] | Murray | 44.011 | -96.0446
16088 | City of Riverside - (CA) | 56143 | Riverside Energy Resource Center | Electric Utility | CA | 1 | 50 | 50 | Natural Gas Fired Combustion Turbine | NG | GT | 6 | 2006 |  |  | (OP) Operating | [6 empty] | Riverside | 33.9636 | -117.4528
16088 | City of Riverside - (CA) | 56143 | Riverside Energy Resource Center | Electric Utility | CA | 2 | 50 | 50 | Natural Gas Fired Combustion Turbine | NG | GT | 7 | 2006 |  |  | (OP) Operating | [6 empty] | Riverside | 33.9636 | -117.4528
16088 | City of Riverside - (CA) | 56143 | Riverside Energy Resource Center | Electric Utility | CA | 3 | 48 | 48 | Natural Gas Fired Combustion Turbine | NG | GT | 4 | 2011 |  |  | (OP) Operating | [6 empty] | Riverside | 33.9636 | -117.4528
16088 | City of Riverside - (CA) | 56143 | Riverside Energy Resource Center | Electric Utility | CA | 4 | 48 | 48 | Natural Gas Fired Combustion Turbine | NG | GT | 4 | 2011 |  |  | (OP) Operating | [6 empty] | Riverside | 33.9636 | -117.4528
16088 | City of Riverside - (CA) | 56144 | Springs Generating Station | Electric Utility | CA | 1 | 10 | 10 | Natural Gas Fired Combustion Turbine | NG | GT | 7 | 2002 |  |  | (OP) Operating | [6 empty] | Riverside | 33.9308 | -117.2933
16088 | City of Riverside - (CA) | 56144 | Springs Generating Station | Electric Utility | CA | 2 | 10 | 10 | Natural Gas Fired Combustion Turbine | NG | GT | 7 | 2002 |  |  | (OP) Operating | [6 empty] | Riverside | 33.9308 | -117.2933
16088 | City of Riverside - (CA) | 56144 | Springs Generating Station | Electric Utility | CA | 3 | 10 | 10 | Natural Gas Fired Combustion Turbine | NG | GT | 7 | 2002 |  |  | (OP) Operating | [6 empty] | Riverside | 33.9308 | -117.2933
16088 | City of Riverside - (CA) | 56144 | Springs Generating Station | Electric Utility | CA | 4 | 10 | 10 | Natural Gas Fired Combustion Turbine | NG | GT | 7 | 2002 |  |  | (OP) Operating | [6 empty] | Riverside | 33.9308 | -117.2933
219 | Alaska Power and Telephone Co | 56146 | False Island | Electric Utility | AK | 1 | 1.3 | 1.3 | Petroleum Liquids | DFO | IC | 11 | 2003 |  |  | (OP) Operating | [6 empty] | Prince of Wales Ketchikan | 55.4892 | -133.1345
219 | Alaska Power and Telephone Co | 56147 | Viking | Electric Utility | AK | 1 | 1 | 1 | Petroleum Liquids | DFO | IC | 2 | 2003 |  |  | (OP) Operating | [6 empty] | Prince of Wales Ketchikan | 55.5407 | -133.1023
6615 | City of Fort Pierre - (SD) | 56148 | Ft. Pierre | Electric Utility | SD | 5 | 2 | 2 | Petroleum Liquids | DFO | IC | 10 | 2004 |  |  | (OP) Operating | [6 empty] | Stanley | 44.3681 | -100.3808
6615 | City of Fort Pierre - (SD) | 56148 | Ft. Pierre | Electric Utility | SD | 6 | 2 | 2 | Petroleum Liquids | DFO | IC | 10 | 2004 |  |  | (OP) Operating | [6 empty] | Stanley | 44.3681 | -100.3808
6615 | City of Fort Pierre - (SD) | 56148 | Ft. Pierre | Electric Utility | SD | 7 | 2 | 2 | Petroleum Liquids | DFO | IC | 10 | 2004 |  |  | (OP) Operating | [6 empty] | Stanley | 44.3681 | -100.3808
4716 | Dairyland Power Coop | 56149 | Seven Mile Creek LFG | Electric Utility | WI | 1 | 1 | 0.8 | Landfill Gas | LFG | IC | 4 | 2004 |  |  | (OP) Operating | [6 empty] | Eau Claire | 44.8298 | -91.3731
4716 | Dairyland Power Coop | 56149 | Seven Mile Creek LFG | Electric Utility | WI | 2 | 1 | 0.8 | Landfill Gas | LFG | IC | 4 | 2004 |  |  | (OP) Operating | [6 empty] | Eau Claire | 44.8298 | -91.3731
4716 | Dairyland Power Coop | 56149 | Seven Mile Creek LFG | Electric Utility | WI | 3 | 1 | 0.8 | Landfill Gas | LFG | IC | 4 | 2004 |  |  | (OP) Operating | [6 empty] | Eau Claire | 44.8298 | -91.3731
4716 | Dairyland Power Coop | 56149 | Seven Mile Creek LFG | Electric Utility | WI | 4 | 1 | 1 | Landfill Gas | LFG | IC | 4 | 2008 |  |  | (OP) Operating | [6 empty] | Eau Claire | 44.8298 | -91.3731
7140 | Georgia Power Co | 56150 | McIntosh Combined Cycle Facility | Electric Utility | GA | 10ST | 281.9 | 628.5 | Natural Gas Fired Combined Cycle | NG | CA | 6 | 2005 |  |  | (OP) Operating | [6 empty] | Effingham | 32.3478 | -81.1817
7140 | Georgia Power Co | 56150 | McIntosh Combined Cycle Facility | Electric Utility | GA | 11ST | 281.9 | 628.3 | Natural Gas Fired Combined Cycle | NG | CA | 6 | 2005 |  |  | (OP) Operating | [6 empty] | Effingham | 32.3478 | -81.1817
7140 | Georgia Power Co | 56150 | McIntosh Combined Cycle Facility | Electric Utility | GA | C10A | 203.2 |  | Natural Gas Fired Combined Cycle | NG | CT | 6 | 2005 |  |  | (OP) Operating | [6 empty] | Effingham | 32.3478 | -81.1817
7140 | Georgia Power Co | 56150 | McIntosh Combined Cycle Facility | Electric Utility | GA | C10B | 203.2 |  | Natural Gas Fired Combined Cycle | NG | CT | 6 | 2005 |  |  | (OP) Operating | [6 empty] | Effingham | 32.3478 | -81.1817
7140 | Georgia Power Co | 56150 | McIntosh Combined Cycle Facility | Electric Utility | GA | C11A | 203.2 |  | Natural Gas Fired Combined Cycle | NG | CT | 6 | 2005 |  |  | (OP) Operating | [6 empty] | Effingham | 32.3478 | -81.1817
7140 | Georgia Power Co | 56150 | McIntosh Combined Cycle Facility | Electric Utility | GA | C11B | 203.2 |  | Natural Gas Fired Combined Cycle | NG | CT | 6 | 2005 |  |  | (OP) Operating | [6 empty] | Effingham | 32.3478 | -81.1817
56211 | KCP&L Greater Missouri Operations Co | 56151 | South Harper | Electric Utility | MO | GT1 | 117 | 101.2 | Natural Gas Fired Combustion Turbine | NG | GT | 8 | 2005 |  |  | (OP) Operating | [6 empty] | Cass | 38.6803 | -94.4824
56211 | KCP&L Greater Missouri Operations Co | 56151 | South Harper | Electric Utility | MO | GT2 | 117 | 102.1 | Natural Gas Fired Combustion Turbine | NG | GT | 8 | 2005 |  |  | (OP) Operating | [6 empty] | Cass | 38.6803 | -94.4824
56211 | KCP&L Greater Missouri Operations Co | 56151 | South Harper | Electric Utility | MO | GT3 | 117 | 100 | Natural Gas Fired Combustion Turbine | NG | GT | 8 | 2005 |  |  | (OP) Operating | [6 empty] | Cass | 38.6803 | -94.4824
5338 | Dow Chemical Co | 56152 | Freeport Energy Center | Industrial CHP | TX | CTG1 | 180 | 169.4 | Natural Gas Fired Combined Cycle | NG | CT | 5 | 2007 |  |  | (OP) Operating | [6 empty] | Brazoria | 28.9888 | -95.3954
5338 | Dow Chemical Co | 56152 | Freeport Energy Center | Industrial CHP | TX | STG1 | 80 | 50 | Natural Gas Fired Combined Cycle | NG | CA | 5 | 2007 |  |  | (OP) Operating | [6 empty] | Brazoria | 28.9888 | -95.3954
59496 | Allete Clean Energy | 56153 | Viking Wind Partners | IPP Non-CHP | MN | 1 | 12 | 12 | Onshore Wind Turbine | WND | WT | 12 | 2003 |  |  | (OP) Operating | [6 empty] | Murray | 43.9835 | -96.0118
50123 | Leeward Asset Management, LLC | 56160 | Mendota Hills, LLC | IPP Non-CHP | IL | GEN1 | 50.4 | 50.4 | Onshore Wind Turbine | WND | WT | 11 | 2003 |  |  | (OP) Operating | [6 empty] | Lee | 41.7194 | -89.0492
13337 | Nebraska Public Power District | 56162 | Ainsworth Wind | Electric Utility | NE | 1 | 59.4 | 59.4 | Onshore Wind Turbine | WND | WT | 10 | 2005 |  |  | (OP) Operating | [6 empty] | Brown | 42.4489 | -99.8917
49805 | Kennecott Utah Copper | 56163 | Kennecott Power Plant | Industrial CHP | UT | 1 | 50 | 50 | Conventional Steam Coal | BIT | ST | 1 | 1943 |  |  | (OP) Operating | [6 empty] | Salt Lake | 40.7119 | -112.1225
49805 | Kennecott Utah Copper | 56163 | Kennecott Power Plant | Industrial CHP | UT | 2 | 25 | 25 | Conventional Steam Coal | BIT | ST | 1 | 1943 |  |  | (OP) Operating | [6 empty] | Salt Lake | 40.7119 | -112.1225
49805 | Kennecott Utah Copper | 56163 | Kennecott Power Plant | Industrial CHP | UT | 3 | 25 | 25 | Conventional Steam Coal | BIT | ST | 1 | 1946 |  |  | (OP) Operating | [6 empty] | Salt Lake | 40.7119 | -112.1225
49805 | Kennecott Utah Copper | 56163 | Kennecott Power Plant | Industrial CHP | UT | 4 | 82 | 75 | Conventional Steam Coal | BIT | ST | 1 | 1958 |  |  | (OP) Operating | [6 empty] | Salt Lake | 40.7119 | -112.1225
49805 | Kennecott Utah Copper | 56163 | Kennecott Power Plant | Industrial CHP | UT | RCHP | 6.4 | 5.9 | Natural Gas Fired Combustion Turbine | NG | GT | 12 | 2010 |  |  | (OP) Operating | [6 empty] | Salt Lake | 40.7119 | -112.1225
49805 | Kennecott Utah Copper | 56163 | Kennecott Power Plant | Industrial CHP | UT | SM58 | 31.8 | 31.8 | All Other | WH | ST | 1 | 1995 |  |  | (OP) Operating | [6 empty] | Salt Lake | 40.7119 | -112.1225
12667 | Minnesota Municipal Power Agny | 56164 | Faribault Energy Park | Electric Utility | MN | EU01 | 212.5 | 153 | Natural Gas Fired Combined Cycle | NG | CT | 5 | 2005 |  |  | (OP) Operating | [6 empty] | Rice | 44.3356 | -93.2906
12667 | Minnesota Municipal Power Agny | 56164 | Faribault Energy Park | Electric Utility | MN | HRSG | 122 | 108 | Natural Gas Fired Combined Cycle | NG | CA | 8 | 2007 |  |  | (OP) Operating | [6 empty] | Rice | 44.3356 | -93.2906
20856 | Wisconsin Power & Light Co | 56166 | Sheboygan Falls | Electric Utility | WI | 1 | 173.4 | 150.6 | Natural Gas Fired Combustion Turbine | NG | GT | 6 | 2005 |  |  | (OP) Operating | [6 empty] | Sheboygan | 43.7518 | -87.8781
20856 | Wisconsin Power & Light Co | 56166 | Sheboygan Falls | Electric Utility | WI | 2 | 173.4 | 149.9 | Natural Gas Fired Combustion Turbine | NG | GT | 6 | 2005 |  |  | (OP) Operating | [6 empty] | Sheboygan | 43.7518 | -87.8781
49812 | NEO Freehold Gen LLC | 56169 | NEO Freehold Gen LLC | IPP CHP | NJ | UNT1 | 1.1 | 1.1 | Natural Gas Internal Combustion Engine | NG | IC | 10 | 1997 |  |  | (OP) Operating | [6 empty] | Monmouth | 40.2448 | -74.2547
49812 | NEO Freehold Gen LLC | 56169 | NEO Freehold Gen LLC | IPP CHP | NJ | UNT2 | 1.1 | 1.1 | Natural Gas Internal Combustion Engine | NG | IC | 10 | 1997 |  |  | (OP) Operating | [6 empty] | Monmouth | 40.2448 | -74.2547
57253 | MM Mid Valley Genco LLC | 56170 | Mid Valley Plant | IPP Non-CHP | CA | UNT1 | 1.3 | 1.3 | Landfill Gas | LFG | IC | 6 | 2003 |  |  | (OP) Operating | [6 empty] | San Bernardino | 34.1425 | -117.4274
57253 | MM Mid Valley Genco LLC | 56170 | Mid Valley Plant | IPP Non-CHP | CA | UNT2 | 1.3 | 1.3 | Landfill Gas | LFG | IC | 6 | 2003 |  |  | (OP) Operating | [6 empty] | San Bernardino | 34.1425 | -117.4274
15399 | Iberdrola Renewables Inc | 56172 | Flying Cloud Power Partners LLC | IPP Non-CHP | IA | FC | 43.5 | 43.5 | Onshore Wind Turbine | WND | WT | 12 | 2003 |  |  | (OP) Operating | [6 empty] | Dickinson | 43.3897 | -95.2997
15399 | Iberdrola Renewables Inc | 56173 | Colorado Green Holdings LLC | IPP Non-CHP | CO | CG | 162 | 162 | Onshore Wind Turbine | WND | WT | 12 | 2003 |  |  | (OP) Operating | [6 empty] | Prowers | 37.7033 | -102.6231
15399 | Iberdrola Renewables Inc | 56174 | Moraine Wind LLC | IPP Non-CHP | MN | MOR | 51 | 51 | Onshore Wind Turbine | WND | WT | 12 | 2003 |  |  | (OP) Operating | [6 empty] | Pipestone | 44.0667 | -96.0667
40575 | Utah Associated Mun Power Sys | 56177 | Nebo Power Station | IPP Non-CHP | UT | GT1 | 65 | 65 | Natural Gas Fired Combined Cycle | NG | CT | 6 | 2004 |  |  | (OP) Operating | [6 empty] | UTAH | 40.0614 | -111.7294
40575 | Utah Associated Mun Power Sys | 56177 | Nebo Power Station | IPP Non-CHP | UT | ST1 | 75 | 65 | Natural Gas Fired Combined Cycle | NG | CA | 6 | 2004 |  |  | (OP) Operating | [6 empty] | UTAH | 40.0614 | -111.7294
7100 | Village of Genoa - (OH) | 56181 | Genoa Diesel Generating Station | Electric Utility | OH | 1 | 2 | 2 | Petroleum Liquids | DFO | IC | 12 | 2004 |  |  | (OP) Operating | [6 empty] | Ottawa | 41.5092 | -83.3606
7100 | Village of Genoa - (OH) | 56181 | Genoa Diesel Generating Station | Electric Utility | OH | 2 | 2 | 2 | Petroleum Liquids | DFO | IC | 12 | 2004 |  |  | (OP) Operating | [6 empty] | Ottawa | 41.5092 | -83.3606
7100 | Village of Genoa - (OH) | 56181 | Genoa Diesel Generating Station | Electric Utility | OH | 3 | 2 | 2 | Petroleum Liquids | DFO | IC | 12 | 2004 |  |  | (OP) Operating | [6 empty] | Ottawa | 41.5092 | -83.3606
49831 | Unilin Flooring NC LLC-Columbia Flooring | 56182 | Columbia Flooring Melbourne | Industrial CHP | AR | Kato | 2 | 1.7 | Wood/Wood Waste Biomass | WDS | ST | 1 | 1980 |  |  | (OP) Operating | [6 empty] | Izard | 36.0605 | -91.9198
55784 | California Power Holdings LLC | 56184 | Red Bluff | IPP Non-CHP | CA | IC1 | 2.9 | 2.8 | Natural Gas Internal Combustion Engine | NG | IC | 8 | 2001 |  |  | (OP) Operating | [6 empty] | TEHAMA | 40.1501 | -122.2124
55784 | California Power Holdings LLC | 56184 | Red Bluff | IPP Non-CHP | CA | IC10 | 2.9 | 2.8 | Natural Gas Internal Combustion Engine | NG | IC | 8 | 2001 |  |  | (OP) Operating | [6 empty] | TEHAMA | 40.1501 | -122.2124
55784 | California Power Holdings LLC | 56184 | Red Bluff | IPP Non-CHP | CA | IC11 | 2.9 | 2.8 | Natural Gas Internal Combustion Engine | NG | IC | 8 | 2001 |  |  | (OP) Operating | [6 empty] | TEHAMA | 40.1501 | -122.2124
55784 | California Power Holdings LLC | 56184 | Red Bluff | IPP Non-CHP | CA | IC12 | 2.9 | 2.8 | Natural Gas Internal Combustion Engine | NG | IC | 8 | 2001 |  |  | (OP) Operating | [6 empty] | TEHAMA | 40.1501 | -122.2124
55784 | California Power Holdings LLC | 56184 | Red Bluff | IPP Non-CHP | CA | IC13 | 2.9 | 2.8 | Natural Gas Internal Combustion Engine | NG | IC | 8 | 2001 |  |  | (OP) Operating | [6 empty] | TEHAMA | 40.1501 | -122.2124
55784 | California Power Holdings LLC | 56184 | Red Bluff | IPP Non-CHP | CA | IC14 | 2.9 | 2.8 | Natural Gas Internal Combustion Engine | NG | IC | 8 | 2001 |  |  | (OP) Operating | [6 empty] | TEHAMA | 40.1501 | -122.2124
55784 | California Power Holdings LLC | 56184 | Red Bluff | IPP Non-CHP | CA | IC15 | 2.9 | 2.8 | Natural Gas Internal Combustion Engine | NG | IC | 8 | 2001 |  |  | (OP) Operating | [6 empty] | TEHAMA | 40.1501 | -122.2124
55784 | California Power Holdings LLC | 56184 | Red Bluff | IPP Non-CHP | CA | IC16 | 2.9 | 2.8 | Natural Gas Internal Combustion Engine | NG | IC | 8 | 2001 |  |  | (OP) Operating | [6 empty] | TEHAMA | 40.1501 | -122.2124
55784 | California Power Holdings LLC | 56184 | Red Bluff | IPP Non-CHP | CA | IC2 | 2.9 | 2.8 | Natural Gas Internal Combustion Engine | NG | IC | 8 | 2001 |  |  | (OP) Operating | [6 empty] | TEHAMA | 40.1501 | -122.2124
55784 | California Power Holdings LLC | 56184 | Red Bluff | IPP Non-CHP | CA | IC3 | 2.9 | 2.8 | Natural Gas Internal Combustion Engine | NG | IC | 8 | 2001 |  |  | (OP) Operating | [6 empty] | TEHAMA | 40.1501 | -122.2124
55784 | California Power Holdings LLC | 56184 | Red Bluff | IPP Non-CHP | CA | IC4 | 2.9 | 2.8 | Natural Gas Internal Combustion Engine | NG | IC | 8 | 2001 |  |  | (OP) Operating | [6 empty] | TEHAMA | 40.1501 | -122.2124
55784 | California Power Holdings LLC | 56184 | Red Bluff | IPP Non-CHP | CA | IC5 | 2.9 | 2.8 | Natural Gas Internal Combustion Engine | NG | IC | 8 | 2001 |  |  | (OP) Operating | [6 empty] | TEHAMA | 40.1501 | -122.2124
55784 | California Power Holdings LLC | 56184 | Red Bluff | IPP Non-CHP | CA | IC6 | 2.9 | 2.8 | Natural Gas Internal Combustion Engine | NG | IC | 8 | 2001 |  |  | (OP) Operating | [6 empty] | TEHAMA | 40.1501 | -122.2124
55784 | California Power Holdings LLC | 56184 | Red Bluff | IPP Non-CHP | CA | IC7 | 2.9 | 2.8 | Natural Gas Internal Combustion Engine | NG | IC | 8 | 2001 |  |  | (OP) Operating | [6 empty] | TEHAMA | 40.1501 | -122.2124
55784 | California Power Holdings LLC | 56184 | Red Bluff | IPP Non-CHP | CA | IC8 | 2.9 | 2.8 | Natural Gas Internal Combustion Engine | NG | IC | 8 | 2001 |  |  | (OP) Operating | [6 empty] | TEHAMA | 40.1501 | -122.2124
55784 | California Power Holdings LLC | 56184 | Red Bluff | IPP Non-CHP | CA | IC9 | 2.9 | 2.8 | Natural Gas Internal Combustion Engine | NG | IC | 8 | 2001 |  |  | (OP) Operating | [6 empty] | TEHAMA | 40.1501 | -122.2124
55784 | California Power Holdings LLC | 56185 | Chowchilla II | IPP Non-CHP | CA | IC1 | 3.1 | 3.1 | Natural Gas Internal Combustion Engine | NG | IC | 6 | 2001 |  |  | (OP) Operating | [6 empty] | MADERA | 37.1073 | -120.2485
55784 | California Power Holdings LLC | 56185 | Chowchilla II | IPP Non-CHP | CA | IC10 | 3.1 | 3.1 | Natural Gas Internal Combustion Engine | NG | IC | 6 | 2001 |  |  | (OP) Operating | [6 empty] | MADERA | 37.1073 | -120.2485
55784 | California Power Holdings LLC | 56185 | Chowchilla II | IPP Non-CHP | CA | IC11 | 3.1 | 3.1 | Natural Gas Internal Combustion Engine | NG | IC | 6 | 2001 |  |  | (OP) Operating | [6 empty] | MADERA | 37.1073 | -120.2485
55784 | California Power Holdings LLC | 56185 | Chowchilla II | IPP Non-CHP | CA | IC12 | 3.1 | 3.1 | Natural Gas Internal Combustion Engine | NG | IC | 6 | 2001 |  |  | (OP) Operating | [6 empty] | MADERA | 37.1073 | -120.2485
55784 | California Power Holdings LLC | 56185 | Chowchilla II | IPP Non-CHP | CA | IC13 | 3.1 | 3.1 | Natural Gas Internal Combustion Engine | NG | IC | 6 | 2001 |  |  | (OP) Operating | [6 empty] | MADERA | 37.1073 | -120.2485
55784 | California Power Holdings LLC | 56185 | Chowchilla II | IPP Non-CHP | CA | IC14 | 3.1 | 3.1 | Natural Gas Internal Combustion Engine | NG | IC | 6 | 2001 |  |  | (OP) Operating | [6 empty] | MADERA | 37.1073 | -120.2485
55784 | California Power Holdings LLC | 56185 | Chowchilla II | IPP Non-CHP | CA | IC15 | 3.1 | 3.1 | Natural Gas Internal Combustion Engine | NG | IC | 6 | 2001 |  |  | (OP) Operating | [6 empty] | MADERA | 37.1073 | -120.2485
55784 | California Power Holdings LLC | 56185 | Chowchilla II | IPP Non-CHP | CA | IC16 | 3.1 | 3.1 | Natural Gas Internal Combustion Engine | NG | IC | 6 | 2001 |  |  | (OP) Operating | [6 empty] | MADERA | 37.1073 | -120.2485
55784 | California Power Holdings LLC | 56185 | Chowchilla II | IPP Non-CHP | CA | IC2 | 3.1 | 3.1 | Natural Gas Internal Combustion Engine | NG | IC | 6 | 2001 |  |  | (OP) Operating | [6 empty] | MADERA | 37.1073 | -120.2485
55784 | California Power Holdings LLC | 56185 | Chowchilla II | IPP Non-CHP | CA | IC3 | 3.1 | 3.1 | Natural Gas Internal Combustion Engine | NG | IC | 6 | 2001 |  |  | (OP) Operating | [6 empty] | MADERA | 37.1073 | -120.2485
55784 | California Power Holdings LLC | 56185 | Chowchilla II | IPP Non-CHP | CA | IC4 | 3.1 | 3.1 | Natural Gas Internal Combustion Engine | NG | IC | 6 | 2001 |  |  | (OP) Operating | [6 empty] | MADERA | 37.1073 | -120.2485
55784 | California Power Holdings LLC | 56185 | Chowchilla II | IPP Non-CHP | CA | IC5 | 3.1 | 3.1 | Natural Gas Internal Combustion Engine | NG | IC | 6 | 2001 |  |  | (OP) Operating | [6 empty] | MADERA | 37.1073 | -120.2485
55784 | California Power Holdings LLC | 56185 | Chowchilla II | IPP Non-CHP | CA | IC6 | 3.1 | 3.1 | Natural Gas Internal Combustion Engine | NG | IC | 6 | 2001 |  |  | (OP) Operating | [6 empty] | MADERA | 37.1073 | -120.2485
55784 | California Power Holdings LLC | 56185 | Chowchilla II | IPP Non-CHP | CA | IC7 | 3.1 | 3.1 | Natural Gas Internal Combustion Engine | NG | IC | 6 | 2001 |  |  | (OP) Operating | [6 empty] | MADERA | 37.1073 | -120.2485
55784 | California Power Holdings LLC | 56185 | Chowchilla II | IPP Non-CHP | CA | IC8 | 3.1 | 3.1 | Natural Gas Internal Combustion Engine | NG | IC | 6 | 2001 |  |  | (OP) Operating | [6 empty] | MADERA | 37.1073 | -120.2485
55784 | California Power Holdings LLC | 56185 | Chowchilla II | IPP Non-CHP | CA | IC9 | 3.1 | 3.1 | Natural Gas Internal Combustion Engine | NG | IC | 6 | 2001 |  |  | (OP) Operating | [6 empty] | MADERA | 37.1073 | -120.2485
49837 | Pinelawn Power LLC | 56188 | Pinelawn Power LLC | IPP Non-CHP | NY | CTG | 50 | 47 | Natural Gas Fired Combined Cycle | NG | CT | 7 | 2005 |  |  | (OP) Operating | [6 empty] | SUFFOLK | 40.7366 | -73.3884
49837 | Pinelawn Power LLC | 56188 | Pinelawn Power LLC | IPP Non-CHP | NY | STG | 32 | 27.5 | Natural Gas Fired Combined Cycle | NG | CA | 10 | 2005 |  |  | (OP) Operating | [6 empty] | SUFFOLK | 40.7366 | -73.3884
49840 | Waterside Power, LLC | 56189 | Waterside Power, LLC | IPP Non-CHP | CT | 4 | 23.2 | 23.3 | Petroleum Liquids | DFO | GT | 5 | 2004 |  |  | (OP) Operating | [6 empty] | Fairfield | 41.0372 | -73.5564
49840 | Waterside Power, LLC | 56189 | Waterside Power, LLC | IPP Non-CHP | CT | 5 | 23.2 | 23.3 | Petroleum Liquids | DFO | GT | 5 | 2004 |  |  | (OP) Operating | [6 empty] | Fairfield | 41.0372 | -73.5564
49840 | Waterside Power, LLC | 56189 | Waterside Power, LLC | IPP Non-CHP | CT | 7 | 23.2 | 23.3 | Petroleum Liquids | DFO | GT | 5 | 2006 |  |  | (OP) Operating | [6 empty] | Fairfield | 41.0372 | -73.5564
3304 | Central Michigan University | 56190 | Central Michigan University | Commercial CHP | MI | GT1 | 3.8 | 3.2 | Natural Gas Fired Combustion Turbine | NG | GT | 12 | 1990 |  |  | (OP) Operating | [6 empty] | Isabella | 43.5969 | -84.7669
3304 | Central Michigan University | 56190 | Central Michigan University | Commercial CHP | MI | STM1 | 1 | 1 | Natural Gas Steam Turbine | NG | ST | 12 | 1987 |  |  | (OP) Operating | [6 empty] | Isabella | 43.5969 | -84.7669
49842 | Georgia-Pacific Consr Prods LP-Wauna | 56192 | Georgia-Pacific Wauna Mill | Industrial CHP | OR | 1 | 36 | 22 | Wood/Wood Waste Biomass | BLQ | ST | 2 | 1996 |  |  | (OP) Operating | [6 empty] | Clatsop | 46.154 | -123.4066
50082 | Boise Cascade Wood Products LLC | 56193 | Medford Operation | Industrial CHP | OR | 1 | 3.5 | 3.1 | Wood/Wood Waste Biomass | WDS | ST | 6 | 1956 |  |  | (OS) Out of service and NOT expected to return to service in next calendar year | [6 empty] | Jackson | 42.3555 | -122.9046
50082 | Boise Cascade Wood Products LLC | 56193 | Medford Operation | Industrial CHP | OR | 2 | 5 | 4.4 | Wood/Wood Waste Biomass | WDS | ST | 1 | 1965 |  |  | (OS) Out of service and NOT expected to return to service in next calendar year | [6 empty] | Jackson | 42.3555 | -122.9046
5155 | City of Dike | 56194 | Dike City Power Plant | Electric Utility | IA | 001 | 2.2 | 2.2 | Petroleum Liquids | DFO | IC | 6 | 2005 |  |  | (OP) Operating | [6 empty] | GRUNDY | 42.4622 | -92.6264
49844 | Eurus Combine Hills I LLC | 56195 | Combine Hills I | IPP Non-CHP | OR | 001 | 41 | 41 | Onshore Wind Turbine | WND | WT | 12 | 2003 |  |  | (OP) Operating | [6 empty] | Umatilla | 45.943 | -118.591
15296 | New York Power Authority | 56196 | 500MW CC | Electric Utility | NY | CA01 | 188 | 161.7 | Natural Gas Fired Combined Cycle | NG | CA | 12 | 2005 |  |  | (OP) Operating | [6 empty] | Queens | 40.7889 | -73.9069
15296 | New York Power Authority | 56196 | 500MW CC | Electric Utility | NY | CT01 | 170 | 146.2 | Natural Gas Fired Combined Cycle | NG | CT | 12 | 2005 |  |  | (OP) Operating | [6 empty] | Queens | 40.7889 | -73.9069
15296 | New York Power Authority | 56196 | 500MW CC | Electric Utility | NY | CT02 | 170 | 146.2 | Natural Gas Fired Combined Cycle | NG | CT | 12 | 2005 |  |  | (OP) Operating | [6 empty] | Queens | 40.7889 | -73.9069
59883 | NRG Energy Gas & Wind Holdings Inc | 56199 | TG Windfarm LLC | IPP Non-CHP | MN | 1 | 2 | 2 | Onshore Wind Turbine | WND | WT | 11 | 2003 |  |  | (OP) Operating | [6 empty] | Pipestone | 43.9897 | -96.2236
59883 | NRG Energy Gas & Wind Holdings Inc | 56200 | CG Windfarm LLC | IPP Non-CHP | MN | I | 2 | 2 | Onshore Wind Turbine | WND | WT | 12 | 2003 |  |  | (OP) Operating | [6 empty] | Pipestone | 43.9931 | -96.2186
59883 | NRG Energy Gas & Wind Holdings Inc | 56201 | Bisson Windfarm LLC | IPP Non-CHP | MN | I | 2 | 2 | Onshore Wind Turbine | WND | WT | 10 | 2003 |  |  | (OP) Operating | [6 empty] | Pipestone | 43.9844 | -96.2194
49867 | Tofteland Windfarm LLC | 56202 | Tofteland Windfarm LLC | IPP Non-CHP | MN | I | 2 | 2 | Onshore Wind Turbine | WND | WT | 10 | 2003 |  |  | (OP) Operating | [6 empty] | Pipestone | 43.9803 | -96.2233
59883 | NRG Energy Gas & Wind Holdings Inc | 56203 | Westridge Windfarm LLC | IPP Non-CHP | MN | 1 | 2 | 2 | Onshore Wind Turbine | WND | WT | 11 | 2003 |  |  | (OP) Operating | [6 empty] | Pipestone | 43.9886 | -96.2156
49869 | Fey Windfarm LLC | 56204 | Fey Windfarm LLC | IPP Non-CHP | MN | 1 | 2 | 2 | Onshore Wind Turbine | WND | WT | 9 | 2003 |  |  | (OP) Operating | [6 empty] | Pipestone | 44.0364 | -96.0736
49870 | Windcurrent Farms LLC | 56205 | Windcurrent Farms LLC | IPP Non-CHP | MN | 1 | 2 | 2 | Onshore Wind Turbine | WND | WT | 9 | 2003 |  |  | (OP) Operating | [6 empty] | Pipestone | 44.0236 | -96.0789
59883 | NRG Energy Gas & Wind Holdings Inc | 56206 | K-Brink Windfarm LLC | IPP Non-CHP | MN | 1 | 2 | 2 | Onshore Wind Turbine | WND | WT | 2 | 2003 |  |  | (OP) Operating | [6 empty] | Pipestone | 44.0197 | -96.1183
56800 | Brewster | 56207 | DL Windy Acres LLC | IPP Non-CHP | MN | 1 | 2 | 2 | Onshore Wind Turbine | WND | WT | 12 | 2003 |  |  | (OP) Operating | [6 empty] | Jackson | 43.6514 | -95.3686
56800 | Brewster | 56208 | S&P Windfarm LLC | IPP Non-CHP | MN | 1 | 2 | 2 | Onshore Wind Turbine | WND | WT | 12 | 2003 |  |  | (OP) Operating | [6 empty] | Jackson | 43.6514 | -95.3825
59883 | NRG Energy Gas & Wind Holdings Inc | 56209 | Boeve Windfarm LLC | IPP Non-CHP | MN | 1 | 2 | 2 | Onshore Wind Turbine | WND | WT | 8 | 2003 |  |  | (OP) Operating | [6 empty] | Pipestone | 44.0508 | -96.0933
56800 | Brewster | 56210 | B&K Energy Systems LLC | IPP Non-CHP | MN | 1 | 2 | 2 | Onshore Wind Turbine | WND | WT | 12 | 2003 |  |  | (OP) Operating | [6 empty] | Jackson | 43.6514 | -95.3755
50123 | Leeward Asset Management, LLC | 56211 | Sweetwater Wind 1 LLC | IPP Non-CHP | TX | SW1 | 37.5 | 37.5 | Onshore Wind Turbine | WND | WT | 12 | 2003 |  |  | (OP) Operating | [6 empty] | Nolan | 32.3606 | -100.3389
50123 | Leeward Asset Management, LLC | 56212 | Sweetwater Wind 2 LLC | IPP Non-CHP | TX | SW2 | 91.5 | 91.5 | Onshore Wind Turbine | WND | WT | 2 | 2005 |  |  | (OP) Operating | [6 empty] | Nolan | 32.3472 | -100.3703
28086 | Energy Unlimited Inc | 56214 | Aeroturbine | IPP Non-CHP | CA | WT120 | 4.7 | 4.7 | Onshore Wind Turbine | WND | WT | 9 | 1989 |  |  | (OP) Operating | [6 empty] | Riverside | 33.875 | -116.625
57202 | E&E Enterprises LLC | 56215 | Allendorf | IPP Non-CHP | IA | A1 | 1.2 | 1.4 | Onshore Wind Turbine | WND | WT | 10 | 1998 |  |  | (OP) Operating | [6 empty] | Osceola | 43.4 | -95.6333
28541 | Clatskanie Peoples Util Dist | 56223 | Alden Bailey Power Plant | Electric Utility | OR | LOKI | 10.9 | 9.8 | Natural Gas Fired Combustion Turbine | NG | GT | 12 | 2001 |  |  | (SB) Standby/Backup: available for service but not normally used | [6 empty] | Clatsop | 46.1584 | -123.406
49896 | Newmont Nevada Energy Investment, LLC | 56224 | TS Power Plant | IPP Non-CHP | NV | 001 | 242 | 218.4 | Conventional Steam Coal | SUB | ST | 6 | 2008 |  |  | (OP) Operating | [6 empty] | Eureka | 40.7461 | -116.5297
49903 | Aeolus Wind LLC | 56225 | Aeolus Wind Facility | IPP Non-CHP | TX | V90 | 3 | 3 | Onshore Wind Turbine | WND | WT | 12 | 2003 |  |  | (OP) Operating | [6 empty] | Hansford | 36.4725 | -101.3278
40577 | American Mun Power-Ohio, Inc | 56226 | Bowling Green Wind | Electric Utility | OH | 1 | 1.8 | 1.8 | Onshore Wind Turbine | WND | WT | 12 | 2004 |  |  | (OP) Operating | [6 empty] | Wood | 41.3786 | -83.7383
40577 | American Mun Power-Ohio, Inc | 56226 | Bowling Green Wind | Electric Utility | OH | 2 | 1.8 | 1.8 | Onshore Wind Turbine | WND | WT | 10 | 2003 |  |  | (OP) Operating | [6 empty] | Wood | 41.3786 | -83.7383
40577 | American Mun Power-Ohio, Inc | 56226 | Bowling Green Wind | Electric Utility | OH | 3 | 1.8 | 1.8 | Onshore Wind Turbine | WND | WT | 10 | 2003 |  |  | (OP) Operating | [6 empty] | Wood | 41.3786 | -83.7383
40577 | American Mun Power-Ohio, Inc | 56226 | Bowling Green Wind | Electric Utility | OH | 4 | 1.8 | 1.8 | Onshore Wind Turbine | WND | WT | 11 | 2004 |  |  | (OP) Operating | [6 empty] | Wood | 41.3786 | -83.7383
15248 | Portland General Electric Co | 56227 | Port Westward | Electric Utility | OR | 1 | 312 | 256.2 | Natural Gas Fired Combined Cycle | NG | CT | 6 | 2007 |  |  | (OP) Operating | [6 empty] | Columbia | 46.1789 | -123.172
15248 | Portland General Electric Co | 56227 | Port Westward | Electric Utility | OR | 2 | 171 | 136 | Natural Gas Fired Combined Cycle | NG | CA | 6 | 2007 |  |  | (OP) Operating | [6 empty] | Columbia | 46.1789 | -123.172
803 | Arizona Public Service Co | 56228 | Prescott Airport | Electric Utility | AZ | PV1 | 2.1 | 2.1 | Solar Photovoltaic | SUN | PV | 10 | 2002 |  |  | (OP) Operating | [6 empty] | Yavapai | 34.6584 | -112.4008
49913 | University of Arizona | 56229 | Cogeneration 1 | Commercial CHP | AZ | CT1 | 9 | 8.3 | Natural Gas Fired Combined Cycle | NG | CS | 11 | 2002 |  |  | (OP) Operating | [6 empty] | Pima | 32.2299 | -110.9528
50109 | DeKalb Regional Health System | 56231 | DeKalb Medical Center-Hillandale | Commercial Non-CHP | GA | 01 | 0.8 | 0.7 | Petroleum Liquids | DFO | IC | 7 | 2005 |  |  | (SB) Standby/Backup: available for service but not normally used | [6 empty] | DeKalb | 33.7036 | -84.1494
50109 | DeKalb Regional Health System | 56231 | DeKalb Medical Center-Hillandale | Commercial Non-CHP | GA | 02 | 0.8 | 0.7 | Petroleum Liquids | DFO | IC | 7 | 2005 |  |  | (SB) Standby/Backup: available for service but not normally used | [6 empty] | DeKalb | 33.7036 | -84.1494
16609 | San Diego Gas & Electric Co | 56232 | Miramar Energy Facility | Electric Utility | CA | 1 | 53 | 47 | Natural Gas Fired Combustion Turbine | NG | GT | 6 | 2005 |  |  | (OP) Operating | [6 empty] | San Diego | 32.8769 | -117.1664
16609 | San Diego Gas & Electric Co | 56232 | Miramar Energy Facility | Electric Utility | CA | 2 | 53 | 47 | Natural Gas Fired Combustion Turbine | NG | GT | 8 | 2009 |  |  | (OP) Operating | [6 empty] | San Diego | 32.8769 | -117.1664
49949 | Kinder Morgan Production Company LP | 56233 | EG178 Facility | Industrial Non-CHP | TX | CT02 | 60.5 | 46 | Natural Gas Fired Combined Cycle | NG | CT | 6 | 2005 |  |  | (OP) Operating | [6 empty] | Scurry | 32.7471 | -100.9547
49949 | Kinder Morgan Production Company LP | 56233 | EG178 Facility | Industrial Non-CHP | TX | CTG1 | 60.5 | 46 | Natural Gas Fired Combined Cycle | NG | CT | 6 | 2005 |  |  | (OP) Operating | [6 empty] | Scurry | 32.7471 | -100.9547
49949 | Kinder Morgan Production Company LP | 56233 | EG178 Facility | Industrial Non-CHP | TX | STG | 32.9 | 18 | Natural Gas Fired Combined Cycle | NG | CA | 6 | 2005 |  |  | (OP) Operating | [6 empty] | Scurry | 32.7471 | -100.9547
49950 | Caithness Long Island, LLC | 56234 | Caithness Long Island Energy Center | IPP Non-CHP | NY | CT01 | 196.2 | 179.9 | Natural Gas Fired Combined Cycle | NG | CT | 8 | 2009 |  |  | (OP) Operating | [6 empty] | Suffolk | 40.8142 | -72.9403
49950 | Caithness Long Island, LLC | 56234 | Caithness Long Island Energy Center | IPP Non-CHP | NY | ST01 | 152.7 | 137 | Natural Gas Fired Combined Cycle | NG | CA | 8 | 2009 |  |  | (OP) Operating | [6 empty] | Suffolk | 40.8142 | -72.9403
14354 | PacifiCorp | 56237 | Lake Side Power Plant | Electric Utility | UT | CT01 | 203 | 169 | Natural Gas Fired Combined Cycle | NG | CT | 9 | 2007 |  |  | (OP) Operating | [6 empty] | Utah | 40.3317 | -111.7542
14354 | PacifiCorp | 56237 | Lake Side Power Plant | Electric Utility | UT | CT02 | 203 | 169 | Natural Gas Fired Combined Cycle | NG | CT | 9 | 2007 |  |  | (OP) Operating | [6 empty] | Utah | 40.3317 | -111.7542
14354 | PacifiCorp | 56237 | Lake Side Power Plant | Electric Utility | UT | CT21 | 206 | 178 | Natural Gas Fired Combined Cycle | NG | CT | 5 | 2014 |  |  | (OP) Operating | [6 empty] | Utah | 40.3317 | -111.7542
14354 | PacifiCorp | 56237 | Lake Side Power Plant | Electric Utility | UT | CT22 | 206 | 178 | Natural Gas Fired Combined Cycle | NG | CT | 5 | 2014 |  |  | (OP) Operating | [6 empty] | Utah | 40.3317 | -111.7542
14354 | PacifiCorp | 56237 | Lake Side Power Plant | Electric Utility | UT | ST01 | 251 | 209 | Natural Gas Fired Combined Cycle | NG | CA | 9 | 2007 |  |  | (OP) Operating | [6 empty] | Utah | 40.3317 | -111.7542
14354 | PacifiCorp | 56237 | Lake Side Power Plant | Electric Utility | UT | ST2 | 316 | 273 | Natural Gas Fired Combined Cycle | NG | CA | 5 | 2014 |  |  | (OP) Operating | [6 empty] | Utah | 40.3317 | -111.7542
1307 | Basin Electric Power Coop | 56238 | Groton Generating Station | Electric Utility | SD | GT01 | 93.5 | 82.1 | Natural Gas Fired Combustion Turbine | NG | GT | 7 | 2006 |  |  | (OP) Operating | [6 empty] | Brown | 45.3735 | -98.0987
1307 | Basin Electric Power Coop | 56238 | Groton Generating Station | Electric Utility | SD | GT02 | 95 | 76.8 | Natural Gas Fired Combustion Turbine | NG | GT | 7 | 2008 |  |  | (OP) Operating | [6 empty] | Brown | 45.3735 | -98.0987
59527 | Calpeak Operating Services, LLC | 56239 | Malaga Power LLC | IPP Non-CHP | CA | GT-1 | 60.5 | 48 | Natural Gas Fired Combustion Turbine | NG | GT | 9 | 2005 |  |  | (OP) Operating | [6 empty] | FRESNO | 36.6697 | -119.7404
59527 | Calpeak Operating Services, LLC | 56239 | Malaga Power LLC | IPP Non-CHP | CA | GT-2 | 60.5 | 48 | Natural Gas Fired Combustion Turbine | NG | GT | 9 | 2005 |  |  | (OP) Operating | [6 empty] | FRESNO | 36.6697 | -119.7404
19740 | AES Wind Generation Inc | 56240 | Buffalo Gap Wind Farm | IPP Non-CHP | TX | 1 | 120.6 | 120.6 | Onshore Wind Turbine | WND | WT | 4 | 2006 |  |  | (OP) Operating | [6 empty] | Taylor | 32.3116 | -100.0616
49893 | Invenergy Services LLC | 56241 | Cannon Falls Energy Center | IPP Non-CHP | MN | UNT1 | 204 | 199 | Natural Gas Fired Combustion Turbine | NG | GT | 4 | 2008 |  |  | (OP) Operating | [6 empty] | Goodhue | 44.5367 | -92.9155
49893 | Invenergy Services LLC | 56241 | Cannon Falls Energy Center | IPP Non-CHP | MN | UNT2 | 204 | 199 | Natural Gas Fired Combustion Turbine | NG | GT | 4 | 2008 |  |  | (OP) Operating | [6 empty] | Goodhue | 44.5367 | -92.9155
49991 | Kindred Public School | 56242 | Kindred School | Commercial Non-CHP | ND | 1 | 2 | 2 | Petroleum Liquids | DFO | IC | 10 | 2001 |  |  | (SB) Standby/Backup: available for service but not normally used | [6 empty] | CASS | 46.6497 | -97.0095
58200 | Prairie Lakes Municipal Solid Waste Auth | 56243 | Perham Incinerator | Commercial CHP | MN | 1 | 4.5 | 1.2 | Municipal Solid Waste | MSW | ST | 4 | 2003 |  |  | (SB) Standby/Backup: available for service but not normally used | [6 empty] | Otter Tail | 46.5915 | -95.5648
49989 | State Auto Insurance, Inc. | 56244 | State Auto Insurance | Commercial Non-CHP | SD | 1 | 1.7 | 1.7 | Petroleum Liquids | DFO | IC | 4 | 2001 |  |  | (SB) Standby/Backup: available for service but not normally used | [6 empty] | Grant | 45.2207 | -96.6168
49993 | Stevens Community Medical Center | 56245 | Stevens Community Medical Center | Commercial Non-CHP | MN | 1 | 1 | 1 | Petroleum Liquids | DFO | IC | 5 | 2004 |  |  | (SB) Standby/Backup: available for service but not normally used | [5 empty] | 0 | Stevens | 45.585 | -95.9042
18981 | Thomson Corp | 56247 | West Group Data Center F | Commercial Non-CHP | MN | 1 | 2 | 0.6 | Petroleum Liquids | DFO | IC | 6 | 2004 |  |  | (SB) Standby/Backup: available for service but not normally used | [6 empty] | Dakota | 44.8283 | -93.1167
18981 | Thomson Corp | 56247 | West Group Data Center F | Commercial Non-CHP | MN | 2 | 2 | 0.6 | Petroleum Liquids | DFO | IC | 6 | 2004 |  |  | (SB) Standby/Backup: available for service but not normally used | [6 empty] | Dakota | 44.8283 | -93.1167
18981 | Thomson Corp | 56247 | West Group Data Center F | Commercial Non-CHP | MN | 3 | 2 | 0.6 | Petroleum Liquids | DFO | IC | 6 | 2004 |  |  | (SB) Standby/Backup: available for service but not normally used | [6 empty] | Dakota | 44.8283 | -93.1167
18981 | Thomson Corp | 56247 | West Group Data Center F | Commercial Non-CHP | MN | 4 | 2 | 0.6 | Petroleum Liquids | DFO | IC | 6 | 2004 |  |  | (SB) Standby/Backup: available for service but not normally used | [6 empty] | Dakota | 44.8283 | -93.1167
32501 | Air Liquide America Corp | 56248 | Shell Chemical | Industrial CHP | LA | 101G | 40 | 34.5 | Natural Gas Fired Combustion Turbine | NG | GT | 8 | 2002 |  |  | (OP) Operating | [6 empty] | Ascension | 30.1875 | -90.984
32501 | Air Liquide America Corp | 56248 | Shell Chemical | Industrial CHP | LA | 201G | 40 | 34.5 | Natural Gas Fired Combustion Turbine | NG | GT | 8 | 2002 |  |  | (OP) Operating | [6 empty] | Ascension | 30.1875 | -90.984
13683 | North Carolina El Member Corp | 56249 | Anson County Generation Facility | Electric Utility | NC | 1 | 57.3 | 56.5 | Natural Gas Fired Combustion Turbine | NG | GT | 6 | 2007 |  |  | (OP) Operating | [6 empty] | Anson | 34.9687 | -79.9217
13683 | North Carolina El Member Corp | 56249 | Anson County Generation Facility | Electric Utility | NC | 2 | 57.3 | 56.5 | Natural Gas Fired Combustion Turbine | NG | GT | 6 | 2007 |  |  | (OP) Operating | [6 empty] | Anson | 34.9687 | -79.9217
13683 | North Carolina El Member Corp | 56249 | Anson County Generation Facility | Electric Utility | NC | 3 | 57.3 | 56.5 | Natural Gas Fired Combustion Turbine | NG | GT | 6 | 2007 |  |  | (OP) Operating | [6 empty] | Anson | 34.9687 | -79.9217
13683 | North Carolina El Member Corp | 56249 | Anson County Generation Facility | Electric Utility | NC | 4 | 57.3 | 56.5 | Natural Gas Fired Combustion Turbine | NG | GT | 6 | 2007 |  |  | (OP) Operating | [6 empty] | Anson | 34.9687 | -79.9217
13683 | North Carolina El Member Corp | 56249 | Anson County Generation Facility | Electric Utility | NC | 5 | 57.3 | 56.5 | Natural Gas Fired Combustion Turbine | NG | GT | 6 | 2007 |  |  | (OP) Operating | [6 empty] | Anson | 34.9687 | -79.9217
13683 | North Carolina El Member Corp | 56249 | Anson County Generation Facility | Electric Utility | NC | 6 | 57.3 | 56.5 | Natural Gas Fired Combustion Turbine | NG | GT | 6 | 2007 |  |  | (OP) Operating | [6 empty] | Anson | 34.9687 | -79.9217
17283 | Seneca Energy II | 56250 | Ontario LFGTE | IPP Non-CHP | NY | GEN1 | 0.8 | 0.8 | Landfill Gas | LFG | IC | 11 | 2003 |  |  | (OP) Operating | [6 empty] | Ontario | 42.8586 | -77.0872
17283 | Seneca Energy II | 56250 | Ontario LFGTE | IPP Non-CHP | NY | GEN10 | 1.6 | 1.6 | Landfill Gas | LFG | IC | 3 | 2013 |  |  | (OP) Operating | [6 empty] | Ontario | 42.8586 | -77.0872
17283 | Seneca Energy II | 56250 | Ontario LFGTE | IPP Non-CHP | NY | GEN11 | 1.6 | 1.6 | Landfill Gas | LFG | IC | 3 | 2013 |  |  | (OP) Operating | [6 empty] | Ontario | 42.8586 | -77.0872
17283 | Seneca Energy II | 56250 | Ontario LFGTE | IPP Non-CHP | NY | GEN2 | 0.8 | 0.8 | Landfill Gas | LFG | IC | 11 | 2003 |  |  | (OP) Operating | [6 empty] | Ontario | 42.8586 | -77.0872
17283 | Seneca Energy II | 56250 | Ontario LFGTE | IPP Non-CHP | NY | GEN3 | 0.8 | 0.8 | Landfill Gas | LFG | IC | 11 | 2003 |  |  | (OP) Operating | [6 empty] | Ontario | 42.8586 | -77.0872
17283 | Seneca Energy II | 56250 | Ontario LFGTE | IPP Non-CHP | NY | GEN4 | 0.8 | 0.8 | Landfill Gas | LFG | IC | 11 | 2003 |  |  | (OP) Operating | [6 empty] | Ontario | 42.8586 | -77.0872
17283 | Seneca Energy II | 56250 | Ontario LFGTE | IPP Non-CHP | NY | GEN5 | 0.8 | 0.8 | Landfill Gas | LFG | IC | 5 | 2005 |  |  | (OP) Operating | [6 empty] | Ontario | 42.8586 | -77.0872
17283 | Seneca Energy II | 56250 | Ontario LFGTE | IPP Non-CHP | NY | GEN6 | 0.8 | 0.8 | Landfill Gas | LFG | IC | 5 | 2005 |  |  | (OP) Operating | [6 empty] | Ontario | 42.8586 | -77.0872
17283 | Seneca Energy II | 56250 | Ontario LFGTE | IPP Non-CHP | NY | GEN7 | 0.8 | 0.8 | Landfill Gas | LFG | IC | 5 | 2005 |  |  | (OP) Operating | [6 empty] | Ontario | 42.8586 | -77.0872
17283 | Seneca Energy II | 56250 | Ontario LFGTE | IPP Non-CHP | NY | GEN8 | 0.8 | 0.8 | Landfill Gas | LFG | IC | 11 | 2010 |  |  | (OP) Operating | [6 empty] | Ontario | 42.8586 | -77.0872
17283 | Seneca Energy II | 56250 | Ontario LFGTE | IPP Non-CHP | NY | GEN9 | 1.6 | 1.6 | Landfill Gas | LFG | IC | 3 | 2013 |  |  | (OP) Operating | [6 empty] | Ontario | 42.8586 | -77.0872
12341 | MidAmerican Energy Co | 56251 | Intrepid | Electric Utility | IA | INWF | 160.5 | 160.5 | Onshore Wind Turbine | WND | WT | 12 | 2004 |  |  | (OP) Operating | [6 empty] | Buena Vista | 42.5539 | -95.3283
12341 | MidAmerican Energy Co | 56251 | Intrepid | Electric Utility | IA | INWF2 | 22.5 | 22.5 | Onshore Wind Turbine | WND | WT | 12 | 2005 |  |  | (OP) Operating | [6 empty] | Buena Vista | 42.5539 | -95.3283
12341 | MidAmerican Energy Co | 56252 | Century | Electric Utility | IA | CWF | 185 | 150 | Onshore Wind Turbine | WND | WT | 9 | 2005 |  |  | (OP) Operating | [6 empty] | Hamilton | 42.5644 | -93.6369
12341 | MidAmerican Energy Co | 56252 | Century | Electric Utility | IA | CWF2 | 35 | 35 | Onshore Wind Turbine | WND | WT | 12 | 2007 |  |  | (OP) Operating | [6 empty] | Hamilton | 42.5644 | -93.6369
12341 | MidAmerican Energy Co | 56252 | Century | Electric Utility | IA | CWF3 | 15 | 15 | Onshore Wind Turbine | WND | WT | 12 | 2007 |  |  | (OP) Operating | [6 empty] | Hamilton | 42.5644 | -93.6369
17874 | City of St George | 56253 | Millcreek Power Generation | Electric Utility | UT | MC1 | 40 | 36.8 | Natural Gas Fired Combustion Turbine | NG | GT | 4 | 2006 |  |  | (OP) Operating | [6 empty] | Washington | 37.1121 | -113.5166
17874 | City of St George | 56253 | Millcreek Power Generation | Electric Utility | UT | MC2 | 40 | 36.8 | Natural Gas Fired Combustion Turbine | NG | GT | 6 | 2010 |  |  | (OP) Operating | [6 empty] | Washington | 37.1121 | -113.5166
15500 | Puget Sound Energy Inc | 56255 | Hopkins Ridge Wind | Electric Utility | WA | 1 | 149.4 | 149.4 | Onshore Wind Turbine | WND | WT | 11 | 2005 |  |  | (OP) Operating | [6 empty] | Columbia | 46.4211 | -117.8331
15500 | Puget Sound Energy Inc | 56255 | Hopkins Ridge Wind | Electric Utility | WA | 2 | 7.2 | 7.2 | Onshore Wind Turbine | WND | WT | 8 | 2008 |  |  | (OP) Operating | [6 empty] | Columbia | 46.4211 | -117.8331
4180 | Connecticut Mun Elec Engy Coop | 56256 | John Street 1, 3, 4 & 5 | Electric Utility | CT | JS 3 | 1.8 | 2 | Petroleum Liquids | DFO | IC | 1 | 2006 |  |  | (OS) Out of service and NOT expected to return to service in next calendar year | [6 empty] | New Haven | 41.4458 | -72.8364
4180 | Connecticut Mun Elec Engy Coop | 56256 | John Street 1, 3, 4 & 5 | Electric Utility | CT | JS 4 | 1.8 | 2 | Petroleum Liquids | DFO | IC | 1 | 2006 |  |  | (OS) Out of service and NOT expected to return to service in next calendar year | [6 empty] | New Haven | 41.4458 | -72.8364
4180 | Connecticut Mun Elec Engy Coop | 56256 | John Street 1, 3, 4 & 5 | Electric Utility | CT | JS 5 | 1.8 | 2 | Petroleum Liquids | DFO | IC | 12 | 2007 |  |  | (OS) Out of service and NOT expected to return to service in next calendar year | [6 empty] | New Haven | 41.4458 | -72.8364
10071 | Kauai Island Utility Cooperative | 56258 | Kapaia Power Station | Electric Utility | HI | CT1 | 39.1 | 26.6 | All Other | OTH | GT | 9 | 2002 |  |  | (OP) Operating | [6 empty] | Kauai | 21.9965 | -159.3758
56480 | Empire Generating Co LLC | 56259 | Empire Generating Co LLC | IPP CHP | NY | CT11 | 179 | 155 | Natural Gas Fired Combined Cycle | NG | CT | 9 | 2010 |  |  | (OP) Operating | [6 empty] | Rensselaer | 42.6252 | -73.75
56480 | Empire Generating Co LLC | 56259 | Empire Generating Co LLC | IPP CHP | NY | CT12 | 179 | 155 | Natural Gas Fired Combined Cycle | NG | CT | 9 | 2010 |  |  | (OP) Operating | [6 empty] | Rensselaer | 42.6252 | -73.75
56480 | Empire Generating Co LLC | 56259 | Empire Generating Co LLC | IPP CHP | NY | ST13 | 295.7 | 270 | Natural Gas Fired Combined Cycle | NG | CA | 9 | 2010 |  |  | (OP) Operating | [6 empty] | Rensselaer | 42.6252 | -73.75
13630 | North Carolina Mun Power Agny #1 | 56260 | High Point, Pump Station Rd | Electric Utility | NC | Unit1 | 1.8 | 1.8 | Petroleum Liquids | DFO | IC | 7 | 2005 |  |  | (OP) Operating | [6 empty] | Guilford | 35.9861 | -79.9497
13630 | North Carolina Mun Power Agny #1 | 56260 | High Point, Pump Station Rd | Electric Utility | NC | Unit2 | 1.8 | 1.8 | Petroleum Liquids | DFO | IC | 7 | 2005 |  |  | (OP) Operating | [6 empty] | Guilford | 35.9861 | -79.9497
13630 | North Carolina Mun Power Agny #1 | 56261 | Lexington | Electric Utility | NC | Unit1 | 1.8 | 1.8 | Petroleum Liquids | DFO | IC | 8 | 2005 |  |  | (OP) Operating | [6 empty] | Davidson | 35.7736 | -80.2594
13630 | North Carolina Mun Power Agny #1 | 56261 | Lexington | Electric Utility | NC | Unit2 | 1.8 | 1.8 | Petroleum Liquids | DFO | IC | 8 | 2005 |  |  | (OP) Operating | [6 empty] | Davidson | 35.7736 | -80.2594
13630 | North Carolina Mun Power Agny #1 | 56262 | Gastonia, Tulip Drive | Electric Utility | NC | DG3 | 1.8 | 1.8 | Petroleum Liquids | DFO | IC | 8 | 2005 |  |  | (OP) Operating | [6 empty] | Gaston | 35.2891 | -81.2052
13630 | North Carolina Mun Power Agny #1 | 56262 | Gastonia, Tulip Drive | Electric Utility | NC | Unit1 | 1.8 | 1.8 | Petroleum Liquids | DFO | IC | 8 | 2005 |  |  | (OP) Operating | [6 empty] | Gaston | 35.2891 | -81.2052
13630 | North Carolina Mun Power Agny #1 | 56262 | Gastonia, Tulip Drive | Electric Utility | NC | Unit2 | 1.8 | 1.8 | Petroleum Liquids | DFO | IC | 8 | 2005 |  |  | (OP) Operating | [6 empty] | Gaston | 35.2891 | -81.2052
13630 | North Carolina Mun Power Agny #1 | 56263 | Albemarle Prime Power Park | Electric Utility | NC | Unit1 | 1.8 | 1.8 | Petroleum Liquids | DFO | IC | 5 | 2006 |  |  | (OP) Operating | [6 empty] | Stanly | 35.4039 | -80.16
13630 | North Carolina Mun Power Agny #1 | 56263 | Albemarle Prime Power Park | Electric Utility | NC | Unit2 | 1.8 | 1.8 | Petroleum Liquids | DFO | IC | 5 | 2006 |  |  | (OP) Operating | [6 empty] | Stanly | 35.4039 | -80.16
219 | Alaska Power and Telephone Co | 56265 | South Fork | Electric Utility | AK | 1 | 2 | 1.9 | Conventional Hydroelectric | WAT | HY | 12 | 2005 |  |  | (OP) Operating | [6 empty] | Prince of Wales Ketchikan | 55.5633 | -132.8911
20858 | WPPI Energy | 56266 | WPPI Hartford DG | Electric Utility | WI | 1 | 1.1 | 1.1 | Petroleum Liquids | DFO | IC | 4 | 2005 |  |  | (OP) Operating | [6 empty] | Washington | 43.3358 | -88.4097
16181 | Rochester Public Utilities | 56269 | IBM West | Electric Utility | MN | 1 | 1.8 | 1.8 | Petroleum Liquids | DFO | IC | 10 | 2005 |  |  | (SB) Standby/Backup: available for service but not normally used | [6 empty] | Olmsted | 44.0587 | -92.5119
16181 | Rochester Public Utilities | 56269 | IBM West | Electric Utility | MN | 2 | 1.8 | 1.8 | Petroleum Liquids | DFO | IC | 10 | 2005 |  |  | (SB) Standby/Backup: available for service but not normally used | [6 empty] | Olmsted | 44.0587 | -92.5119
50012 | FPL Energy Callahan Wind, LLC | 56270 | Callahan Divide Wind Energy Center | IPP Non-CHP | TX | 1 | 114 | 114 | Onshore Wind Turbine | WND | WT | 3 | 2005 |  |  | (OP) Operating | [6 empty] | Taylor | 32.3039 | -100.0217
50013 | Diablo Wind LLC | 56271 | Diablo Wind LLC | IPP Non-CHP | CA | VEST | 18 | 18 | Onshore Wind Turbine | WND | WT | 12 | 2004 |  |  | (OP) Operating | [6 empty] | Alameda | 37.7637 | -121.6144
50014 | FPL Energy Weatherford, LLC | 56273 | Weatherford Wind Energy Center | IPP Non-CHP | OK | 1 | 106.5 | 106.5 | Onshore Wind Turbine | WND | WT | 4 | 2005 |  |  | (OP) Operating | [6 empty] | Custer | 35.5094 | -98.7346
50014 | FPL Energy Weatherford, LLC | 56273 | Weatherford Wind Energy Center | IPP Non-CHP | OK | 2 | 40.5 | 40.5 | Onshore Wind Turbine | WND | WT | 12 | 2005 |  |  | (OP) Operating | [6 empty] | Custer | 35.5094 | -98.7346
49988 | Valley Queen Cheese Factory, Inc. | 56274 | Valley Queen Cheese | IPP Non-CHP | SD | 1 | 1.5 | 0.5 | Petroleum Liquids | DFO | IC | 4 | 2002 |  |  | (SB) Standby/Backup: available for service but not normally used | [6 empty] | GRANT | 45.2211 | -96.6372
49988 | Valley Queen Cheese Factory, Inc. | 56274 | Valley Queen Cheese | IPP Non-CHP | SD | 2 | 1.5 | 0.5 | Petroleum Liquids | DFO | IC | 4 | 2002 |  |  | (SB) Standby/Backup: available for service but not normally used | [6 empty] | GRANT | 45.2211 | -96.6372
49988 | Valley Queen Cheese Factory, Inc. | 56274 | Valley Queen Cheese | IPP Non-CHP | SD | 3 | 1.5 | 0.5 | Petroleum Liquids | DFO | IC | 5 | 2004 |  |  | (SB) Standby/Backup: available for service but not normally used | [6 empty] | GRANT | 45.2211 | -96.6372
56899 | Wind Stream Operations LLC | 56275 | Helzel & Schwarzhoff 86 | IPP Non-CHP | CA | WGNS | 2.4 | 2.4 | Onshore Wind Turbine | WND | WT | 12 | 1986 |  |  | (OP) Operating | [6 empty] | Kern | 35.0925 | -118.3952
19740 | AES Wind Generation Inc | 56276 | ZCO | IPP Non-CHP | CA | WGNS | 1.6 | 1.6 | Onshore Wind Turbine | WND | WT | 12 | 1985 |  |  | (OP) Operating | [6 empty] | Kern | 35.0772 | -118.3811
5580 | East Kentucky Power Coop, Inc | 56277 | Bavarian LFGTE | Electric Utility | KY | 1 | 0.8 | 0.8 | Landfill Gas | LFG | IC | 9 | 2003 |  |  | (OP) Operating | [6 empty] | Boone | 38.8608 | -84.6556
5580 | East Kentucky Power Coop, Inc | 56277 | Bavarian LFGTE | Electric Utility | KY | 2 | 0.8 | 0.8 | Landfill Gas | LFG | IC | 9 | 2003 |  |  | (OP) Operating | [6 empty] | Boone | 38.8608 | -84.6556
5580 | East Kentucky Power Coop, Inc | 56277 | Bavarian LFGTE | Electric Utility | KY | 3 | 0.8 | 0.8 | Landfill Gas | LFG | IC | 9 | 2003 |  |  | (OP) Operating | [6 empty] | Boone | 38.8608 | -84.6556
5580 | East Kentucky Power Coop, Inc | 56277 | Bavarian LFGTE | Electric Utility | KY | 4 | 0.8 | 0.8 | Landfill Gas | LFG | IC | 9 | 2003 |  |  | (OP) Operating | [6 empty] | Boone | 38.8608 | -84.6556
5580 | East Kentucky Power Coop, Inc | 56278 | Green Valley LFGTE | Electric Utility | KY | 1 | 0.8 | 0.8 | Landfill Gas | LFG | IC | 9 | 2003 |  |  | (OP) Operating | [6 empty] | Greenup | 38.3967 | -82.8088
5580 | East Kentucky Power Coop, Inc | 56278 | Green Valley LFGTE | Electric Utility | KY | 2 | 0.8 | 0.8 | Landfill Gas | LFG | IC | 9 | 2003 |  |  | (OP) Operating | [6 empty] | Greenup | 38.3967 | -82.8088
5580 | East Kentucky Power Coop, Inc | 56278 | Green Valley LFGTE | Electric Utility | KY | 3 | 0.8 | 0.8 | Landfill Gas | LFG | IC | 9 | 2003 |  |  | (OP) Operating | [6 empty] | Greenup | 38.3967 | -82.8088
5580 | East Kentucky Power Coop, Inc | 56279 | Laurel Ridge LFGTE | Electric Utility | KY | 1 | 0.8 | 0.8 | Landfill Gas | LFG | IC | 9 | 2003 |  |  | (OP) Operating | [6 empty] | Laurel | 37.035 | -84.0933
5580 | East Kentucky Power Coop, Inc | 56279 | Laurel Ridge LFGTE | Electric Utility | KY | 2 | 0.8 | 0.8 | Landfill Gas | LFG | IC | 9 | 2003 |  |  | (OP) Operating | [6 empty] | Laurel | 37.035 | -84.0933
5580 | East Kentucky Power Coop, Inc | 56279 | Laurel Ridge LFGTE | Electric Utility | KY | 3 | 0.8 | 0.8 | Landfill Gas | LFG | IC | 9 | 2003 |  |  | (OP) Operating | [6 empty] | Laurel | 37.035 | -84.0933
5580 | East Kentucky Power Coop, Inc | 56279 | Laurel Ridge LFGTE | Electric Utility | KY | 4 | 0.8 | 0.8 | Landfill Gas | LFG | IC | 9 | 2003 |  |  | (OP) Operating | [6 empty] | Laurel | 37.035 | -84.0933
5580 | East Kentucky Power Coop, Inc | 56279 | Laurel Ridge LFGTE | Electric Utility | KY | 5 | 0.8 | 0.8 | Landfill Gas | LFG | IC | 2 | 2006 |  |  | (OP) Operating | [6 empty] | Laurel | 37.035 | -84.0933
5580 | East Kentucky Power Coop, Inc | 56280 | Hardin County LFGTE | Electric Utility | KY | 1 | 0.8 | 0.8 | Landfill Gas | LFG | IC | 1 | 2006 |  |  | (OP) Operating | [6 empty] | Hardin | 37.7258 | -85.7258
5580 | East Kentucky Power Coop, Inc | 56280 | Hardin County LFGTE | Electric Utility | KY | 2 | 0.8 | 0.8 | Landfill Gas | LFG | IC | 1 | 2006 |  |  | (OP) Operating | [6 empty] | Hardin | 37.7258 | -85.7258
5580 | East Kentucky Power Coop, Inc | 56280 | Hardin County LFGTE | Electric Utility | KY | 3 | 0.8 | 0.8 | Landfill Gas | LFG | IC | 1 | 2006 |  |  | (OP) Operating | [6 empty] | Hardin | 37.7258 | -85.7258
50111 | Lafayette Utilities System | 56283 | Hargis-Hebert Electric Generating | Electric Utility | LA | U-1 | 50.4 | 47 | Natural Gas Fired Combustion Turbine | NG | GT | 6 | 2006 |  |  | (OP) Operating | [6 empty] | Lafayette | 30.1694 | -91.9923
50111 | Lafayette Utilities System | 56283 | Hargis-Hebert Electric Generating | Electric Utility | LA | U-2 | 50.4 | 47 | Natural Gas Fired Combustion Turbine | NG | GT | 6 | 2006 |  |  | (OP) Operating | [6 empty] | Lafayette | 30.1694 | -91.9923
50045 | Phillips 66 Company | 56284 | Santa Maria EPG | Industrial Non-CHP | CA | EPG | 5.5 | 5.3 | Other Gases | OG | ST | 12 | 1995 |  |  | (OP) Operating | [6 empty] | San Luis Obispo | 35.0408 | -120.6367
16558 | City of Salem - (VA) | 56288 | Salem Water Plant | Commercial Non-CHP | VA | 1 | 2 | 2 | Petroleum Liquids | DFO | IC | 8 | 2003 |  |  | (SB) Standby/Backup: available for service but not normally used | [6 empty] | Salem City | 37.2875 | -80.0771
16558 | City of Salem - (VA) | 56289 | Salem Street Dept | Commercial Non-CHP | VA | 1 | 1.8 | 2 | Petroleum Liquids | DFO | IC | 7 | 2005 |  |  | (SB) Standby/Backup: available for service but not normally used | [6 empty] | Salem City | 37.2794 | -80.0447
54684 | Flat Rock Windpower, LLC | 56290 | Maple Ridge Wind Farm | IPP Non-CHP | NY | 1 | 137 | 137 | Onshore Wind Turbine | WND | WT | 12 | 2005 |  |  | (OP) Operating | [6 empty] | Lewis | 43.7853 | -75.5753
54684 | Flat Rock Windpower, LLC | 56290 | Maple Ridge Wind Farm | IPP Non-CHP | NY | 1A | 61 | 61 | Onshore Wind Turbine | WND | WT | 1 | 2006 |  |  | (OP) Operating | [6 empty] | Lewis | 43.7853 | -75.5753
54684 | Flat Rock Windpower, LLC | 56290 | Maple Ridge Wind Farm | IPP Non-CHP | NY | 2 | 33 | 33 | Onshore Wind Turbine | WND | WT | 6 | 2006 |  |  | (OP) Operating | [6 empty] | Lewis | 43.7853 | -75.5753
54684 | Flat Rock Windpower, LLC | 56290 | Maple Ridge Wind Farm | IPP Non-CHP | NY | 3 | 91 | 91 | Onshore Wind Turbine | WND | WT | 12 | 2006 |  |  | (OP) Operating | [6 empty] | Lewis | 43.7853 | -75.5753
50063 | FPL Energy Horse Hollow LLC | 56291 | Horse Hollow Wind Energy Center | IPP Non-CHP | TX | 1 | 213 | 213 | Onshore Wind Turbine | WND | WT | 12 | 2005 |  |  | (OP) Operating | [6 empty] | Taylor | 32.214 | -100.0571
50063 | FPL Energy Horse Hollow LLC | 56291 | Horse Hollow Wind Energy Center | IPP Non-CHP | TX | 2 | 223.5 | 223.5 | Onshore Wind Turbine | WND | WT | 6 | 2006 |  |  | (OP) Operating | [6 empty] | Taylor | 32.214 | -100.0571
50063 | FPL Energy Horse Hollow LLC | 56291 | Horse Hollow Wind Energy Center | IPP Non-CHP | TX | 3 | 299 | 299 | Onshore Wind Turbine | WND | WT | 6 | 2006 |  |  | (OP) Operating | [6 empty] | Taylor | 32.214 | -100.0571
13683 | North Carolina El Member Corp | 56292 | Hamlet Generating Facility | Electric Utility | NC | ES1 | 57.3 | 56.5 | Natural Gas Fired Combustion Turbine | NG | GT | 12 | 2007 |  |  | (OP) Operating | [6 empty] | Richmond | 34.8423 | -79.7361
13683 | North Carolina El Member Corp | 56292 | Hamlet Generating Facility | Electric Utility | NC | ES2 | 57.3 | 56.5 | Natural Gas Fired Combustion Turbine | NG | GT | 12 | 2007 |  |  | (OP) Operating | [6 empty] | Richmond | 34.8423 | -79.7361
13683 | North Carolina El Member Corp | 56292 | Hamlet Generating Facility | Electric Utility | NC | ES3 | 57.3 | 56.5 | Natural Gas Fired Combustion Turbine | NG | GT | 12 | 2007 |  |  | (OP) Operating | [6 empty] | Richmond | 34.8423 | -79.7361
13683 | North Carolina El Member Corp | 56292 | Hamlet Generating Facility | Electric Utility | NC | ES4 | 57.3 | 56.5 | Natural Gas Fired Combustion Turbine | NG | GT | 12 | 2007 |  |  | (OP) Operating | [6 empty] | Richmond | 34.8423 | -79.7361
13683 | North Carolina El Member Corp | 56292 | Hamlet Generating Facility | Electric Utility | NC | ES5 | 57.3 | 56.5 | Natural Gas Fired Combustion Turbine | NG | GT | 12 | 2007 |  |  | (OP) Operating | [6 empty] | Richmond | 34.8423 | -79.7361
13683 | North Carolina El Member Corp | 56292 | Hamlet Generating Facility | Electric Utility | NC | ES6 | 57.3 | 56.5 | Natural Gas Fired Combustion Turbine | NG | GT | 7 | 2013 |  |  | (OP) Operating | [6 empty] | Richmond | 34.8423 | -79.7361
50123 | Leeward Asset Management, LLC | 56293 | Caprock Wind Farm | IPP Non-CHP | NM | 1 | 60 | 60 | Onshore Wind Turbine | WND | WT | 12 | 2004 |  |  | (OP) Operating | [6 empty] | Quay | 34.9806 | -103.3539
50123 | Leeward Asset Management, LLC | 56293 | Caprock Wind Farm | IPP Non-CHP | NM | 2 | 20 | 20 | Onshore Wind Turbine | WND | WT | 5 | 2005 |  |  | (OP) Operating | [6 empty] | Quay | 34.9806 | -103.3539
50095 | Phillips 66 | 56294 | Bayway Refinery | Industrial Non-CHP | NJ | FGX | 11.2 | 11.2 | All Other | WH | OT | 12 | 1967 |  |  | (OP) Operating | [6 empty] | UNION | 40.6376 | -74.2212
50123 | Leeward Asset Management, LLC | 56295 | Kumeyaay Wind | IPP Non-CHP | CA | 1 | 50 | 50 | Onshore Wind Turbine | WND | WT | 12 | 2005 |  |  | (OP) Operating | [6 empty] | San Diego | 32.7056 | -116.3425
15399 | Iberdrola Renewables Inc | 56296 | Trimont Area Wind Farm | IPP Non-CHP | MN | 1 | 100.5 | 100.5 | Onshore Wind Turbine | WND | WT | 11 | 2005 |  |  | (OP) Operating | [6 empty] | Martin | 43.7938 | -94.8499
50123 | Leeward Asset Management, LLC | 56297 | Crescent Ridge | IPP Non-CHP | IL | 1 | 53 | 53 | Onshore Wind Turbine | WND | WT | 12 | 2005 |  |  | (OP) Operating | [6 empty] | Bureau | 41.25 | -89.5708
16295 | City of Roseville - (CA) | 56298 | Roseville Energy Park | Electric Utility | CA | 0001 | 42 | 38 | Natural Gas Fired Combined Cycle | NG | CT | 11 | 2007 |  |  | (OP) Operating | [6 empty] | Placer | 38.7928 | -121.3811
16295 | City of Roseville - (CA) | 56298 | Roseville Energy Park | Electric Utility | CA | 0002 | 42 | 38 | Natural Gas Fired Combined Cycle | NG | CT | 11 | 2007 |  |  | (OP) Operating | [6 empty] | Placer | 38.7928 | -121.3811
16295 | City of Roseville - (CA) | 56298 | Roseville Energy Park | Electric Utility | CA | 0003 | 80 | 75 | Natural Gas Fired Combined Cycle | NG | CA | 11 | 2007 |  |  | (OP) Operating | [6 empty] | Placer | 38.7928 | -121.3811
50123 | Leeward Asset Management, LLC | 56299 | Wind Park Bear Creek | IPP Non-CHP | PA | 1 | 24 | 24 | Onshore Wind Turbine | WND | WT | 3 | 2006 |  |  | (OP) Operating | [6 empty] | Luzerne | 41.2353 | -75.7531
50123 | Leeward Asset Management, LLC | 56300 | Jersey-Atlantic Wind Farm | IPP Non-CHP | NJ | 1 | 7.5 | 7.5 | Onshore Wind Turbine | WND | WT | 3 | 2006 |  |  | (OP) Operating | [6 empty] | Atlantic | 39.3822 | -74.4475
49893 | Invenergy Services LLC | 56301 | Wolverine Creek | IPP Non-CHP | ID | 1 | 64.5 | 64.5 | Onshore Wind Turbine | WND | WT | 2 | 2006 |  |  | (OP) Operating | [6 empty] | Bonneville | 43.4195 | -111.8294
57170 | EDF Renewable Asset Holdings, Inc. | 56302 | Oasis Wind | IPP Non-CHP | CA | 1 | 60 | 60 | Onshore Wind Turbine | WND | WT | 12 | 2004 |  |  | (OP) Operating | [6 empty] | Kern | 35.0609 | -118.2924
15399 | Iberdrola Renewables Inc | 56303 | Elk River Wind | IPP Non-CHP | KS | 1 | 150 | 150 | Onshore Wind Turbine | WND | WT | 12 | 2005 |  |  | (OP) Operating | [6 empty] | Butler | 37.5797 | -96.5503
59883 | NRG Energy Gas & Wind Holdings Inc | 56304 | San Juan Mesa Wind Project LLC | IPP Non-CHP | NM | 1 | 120 | 120 | Onshore Wind Turbine | WND | WT | 12 | 2005 |  |  | (OP) Operating | [6 empty] | Roosevelt | 33.9716 | -103.8604
6985 | Garwin McNeilus | 56307 | Adams Wind Farm | IPP Non-CHP | MN | 1 | 14 | 14 | Onshore Wind Turbine | WND | WT | 9 | 2003 |  |  | (OP) Operating | [6 empty] | Mower | 43.5548 | -92.7241
6985 | Garwin McNeilus | 56307 | Adams Wind Farm | IPP Non-CHP | MN | 2 | 10 | 10 | Onshore Wind Turbine | WND | WT | 7 | 2004 |  |  | (OP) Operating | [6 empty] | Mower | 43.5548 | -92.7241
54845 | Colorado & Santa Fe Energy Co | 56308 | Fossil Gulch | IPP Non-CHP | ID | 1 | 10.5 | 10.5 | Onshore Wind Turbine | WND | WT | 2 | 2005 |  |  | (OP) Operating | [6 empty] | Gooding | 42.8581 | -114.9494
50130 | Trigen St Louis Energy Corporation | 56309 | Trigen St. Louis | IPP CHP | MO | CT-1 | 7.8 | 4.8 | Natural Gas Fired Combined Cycle | NG | CS | 7 | 1999 |  |  | (OP) Operating | [6 empty] | St Louis | 38.6359 | -90.1809
50130 | Trigen St Louis Energy Corporation | 56309 | Trigen St. Louis | IPP CHP | MO | CT-2 | 7.8 | 5 | Natural Gas Fired Combined Cycle | NG | CS | 7 | 1999 |  |  | (OP) Operating | [6 empty] | St Louis | 38.6359 | -90.1809
50130 | Trigen St Louis Energy Corporation | 56309 | Trigen St. Louis | IPP CHP | MO | IC-1 | 1.2 | 1 | Petroleum Liquids | DFO | IC | 6 | 1999 |  |  | (OP) Operating | [6 empty] | St Louis | 38.6359 | -90.1809
50130 | Trigen St Louis Energy Corporation | 56309 | Trigen St. Louis | IPP CHP | MO | ST-3 | 18.2 | 18 | Natural Gas Fired Combined Cycle | NG | CA | 6 | 2000 |  |  | (OP) Operating | [6 empty] | St Louis | 38.6359 | -90.1809
50130 | Trigen St Louis Energy Corporation | 56309 | Trigen St. Louis | IPP CHP | MO | ST-4 | 1.5 | 1.5 | Natural Gas Steam Turbine | NG | ST | 6 | 1999 |  |  | (OP) Operating | [6 empty] | St Louis | 38.6359 | -90.1809
50130 | Trigen St Louis Energy Corporation | 56309 | Trigen St. Louis | IPP CHP | MO | ST-5 | 1.5 | 1.5 | Natural Gas Steam Turbine | NG | ST | 6 | 1999 |  |  | (OP) Operating | [6 empty] | St Louis | 38.6359 | -90.1809
50123 | Leeward Asset Management, LLC | 56311 | Sweetwater Wind 3 LLC | IPP Non-CHP | TX | SW3 | 135 | 135 | Onshore Wind Turbine | WND | WT | 12 | 2005 |  |  | (OP) Operating | [6 empty] | Nolan | 32.2908 | -100.4219
6529 | Exxon Mobil Production Co | 56312 | Shute Creek Facility | Industrial CHP | WY | 021A | 36 | 35.6 | Other Gases | OG | GT | 5 | 2005 |  |  | (OP) Operating | [6 empty] | Lincoln | 41.8805 | -110.0904
6529 | Exxon Mobil Production Co | 56312 | Shute Creek Facility | Industrial CHP | WY | 021B | 36 | 35.6 | Other Gases | OG | GT | 5 | 2005 |  |  | (OP) Operating | [6 empty] | Lincoln | 41.8805 | -110.0904
6529 | Exxon Mobil Production Co | 56312 | Shute Creek Facility | Industrial CHP | WY | 021C | 36 | 35.6 | Other Gases | OG | GT | 5 | 2005 |  |  | (OP) Operating | [6 empty] | Lincoln | 41.8805 | -110.0904
50134 | Holcomb Rock Company | 56313 | Coleman Falls | Industrial Non-CHP | VA | CGH2 | 0.5 | 0.5 | Conventional Hydroelectric | WAT | HY | 6 | 1983 |  |  | (OP) Operating | [6 empty] | Bedford | 37.5035 | -79.3006
50134 | Holcomb Rock Company | 56313 | Coleman Falls | Industrial Non-CHP | VA | CGH3 | 0.5 | 0.5 | Conventional Hydroelectric | WAT | HY | 6 | 1983 |  |  | (OP) Operating | [6 empty] | Bedford | 37.5035 | -79.3006
50134 | Holcomb Rock Company | 56313 | Coleman Falls | Industrial Non-CHP | VA | CHG1 | 0.5 | 0.5 | Conventional Hydroelectric | WAT | HY | 6 | 1983 |  |  | (OP) Operating | [6 empty] | Bedford | 37.5035 | -79.3006
50134 | Holcomb Rock Company | 56314 | Holcomb Rock | Industrial Non-CHP | VA | HG1 | 0.6 | 0.2 | Conventional Hydroelectric | WAT | HY | 6 | 1920 |  |  | (OP) Operating | [6 empty] | LYNCHBURG CITY | 37.5035 | -79.3006
50134 | Holcomb Rock Company | 56314 | Holcomb Rock | Industrial Non-CHP | VA | HG2 | 0.6 | 0.2 | Conventional Hydroelectric | WAT | HY | 6 | 1920 |  |  | (OP) Operating | [6 empty] | LYNCHBURG CITY | 37.5035 | -79.3006
50134 | Holcomb Rock Company | 56314 | Holcomb Rock | Industrial Non-CHP | VA | HG3 | 0.6 | 0.2 | Conventional Hydroelectric | WAT | HY | 6 | 1920 |  |  | (OP) Operating | [6 empty] | LYNCHBURG CITY | 37.5035 | -79.3006
50147 | US Geothermal Inc. | 56317 | Raft River Geothermal Power Plant | IPP Non-CHP | ID | 1 | 18 | 10 | Geothermal | GEO | BT | 1 | 2008 |  |  | (OP) Operating | [6 empty] | CASSIA | 42.0994 | -113.3825
50152 | Fauquier Landfill Gas, LLC | 56318 | Fauquier Landfill Gas | IPP Non-CHP | VA | 1 | 1 | 1 | Landfill Gas | LFG | IC | 3 | 2004 | 1 | 2016 | (OP) Operating | [6 empty] | FAUQUIER | 38.5 | -77.75
50152 | Fauquier Landfill Gas, LLC | 56318 | Fauquier Landfill Gas | IPP Non-CHP | VA | 2 | 1 | 1 | Landfill Gas | LFG | IC | 10 | 2004 | 1 | 2016 | (OP) Operating | [6 empty] | FAUQUIER | 38.5 | -77.75
19545 | Black Hills Power, Inc. d/b/a Black Hills Energy | 56319 | Wygen 2 | Electric Utility | WY | 0001 | 95 | 90 | Conventional Steam Coal | SUB | ST | 1 | 2008 |  |  | (OP) Operating | [6 empty] | Campbell | 44.2919 | -105.3811
49893 | Invenergy Services LLC | 56320 | Spring Canyon | IPP Non-CHP | CO | 1 | 60 | 60 | Onshore Wind Turbine | WND | WT | 2 | 2006 |  |  | (OP) Operating | [6 empty] | Logan | 40.983 | -102.9647
34691 | Ormat Nevada Inc | 56321 | Richard Burdette Geothermal | IPP Non-CHP | NV | 1 | 15 | 7.8 | Geothermal | GEO | BT | 11 | 2005 |  |  | (OP) Operating | [6 empty] | Washoe | 39.3908 | -119.7546
34691 | Ormat Nevada Inc | 56321 | Richard Burdette Geothermal | IPP Non-CHP | NV | OEC2 | 15 | 7.8 | Geothermal | GEO | BT | 11 | 2005 |  |  | (OP) Operating | [6 empty] | Washoe | 39.3908 | -119.7546
15500 | Puget Sound Energy Inc | 56322 | Wild Horse | Electric Utility | WA | 1 | 228.6 | 228.6 | Onshore Wind Turbine | WND | WT | 12 | 2006 |  |  | (OP) Operating | [6 empty] | Kittitas | 47.0363 | -120.2065
15500 | Puget Sound Energy Inc | 56322 | Wild Horse | Electric Utility | WA | WH2 | 44 | 44 | Onshore Wind Turbine | WND | WT | 11 | 2009 |  |  | (OP) Operating | [6 empty] | Kittitas | 47.0363 | -120.2065
15500 | Puget Sound Energy Inc | 56322 | Wild Horse | Electric Utility | WA | WHS1 | 0.5 | 0.5 | Solar Photovoltaic | SUN | PV | 10 | 2007 |  |  | (OP) Operating | [6 empty] | Kittitas | 47.0363 | -120.2065
50158 | Innovative Energy Systems Inc | 56323 | Modern Innovative Energy LLC | IPP Non-CHP | NY | GEN1 | 1.6 | 1.6 | Landfill Gas | LFG | IC | 2 | 2006 |  |  | (OP) Operating | [6 empty] | Niagara | 43.2094 | -78.9836
50158 | Innovative Energy Systems Inc | 56323 | Modern Innovative Energy LLC | IPP Non-CHP | NY | GEN2 | 1.6 | 1.6 | Landfill Gas | LFG | IC | 2 | 2006 |  |  | (OP) Operating | [6 empty] | Niagara | 43.2094 | -78.9836
50158 | Innovative Energy Systems Inc | 56323 | Modern Innovative Energy LLC | IPP Non-CHP | NY | GEN3 | 1.6 | 1.6 | Landfill Gas | LFG | IC | 2 | 2006 |  |  | (OP) Operating | [6 empty] | Niagara | 43.2094 | -78.9836
50158 | Innovative Energy Systems Inc | 56323 | Modern Innovative Energy LLC | IPP Non-CHP | NY | GEN4 | 1.6 | 1.6 | Landfill Gas | LFG | IC | 2 | 2006 |  |  | (OP) Operating | [6 empty] | Niagara | 43.2094 | -78.9836
50158 | Innovative Energy Systems Inc | 56324 | Colonie LFGTE Facility | IPP Non-CHP | NY | GEN1 | 1.6 | 1.6 | Landfill Gas | LFG | IC | 2 | 2006 |  |  | (OP) Operating | [6 empty] | Albany | 42.8025 | -73.7378
50158 | Innovative Energy Systems Inc | 56324 | Colonie LFGTE Facility | IPP Non-CHP | NY | GEN2 | 1.6 | 1.6 | Landfill Gas | LFG | IC | 2 | 2006 |  |  | (OP) Operating | [6 empty] | Albany | 42.8025 | -73.7378
50158 | Innovative Energy Systems Inc | 56324 | Colonie LFGTE Facility | IPP Non-CHP | NY | GEN3 | 1.6 | 1.6 | Landfill Gas | LFG | IC | 2 | 2006 |  |  | (OP) Operating | [6 empty] | Albany | 42.8025 | -73.7378
7353 | Golden Valley Elec Assn Inc | 56325 | Delta Power | Electric Utility | AK | 6 | 23.1 | 23.1 | Petroleum Liquids | DFO | GT | 11 | 1976 |  |  | (SB) Standby/Backup: available for service but not normally used | [6 empty] | Southeast Fairbanks | 64.0281 | -145.7194
7349 | Golden Spread Electric Cooperative, Inc | 56326 | Mustang Station Unit 4 | Electric Utility | TX | GEN1 | 170 | 148.9 | Natural Gas Fired Combustion Turbine | NG | GT | 4 | 2006 |  |  | (OP) Operating | [6 empty] | Yoakum | 32.9746 | -102.7436
7349 | Golden Spread Electric Cooperative, Inc | 56326 | Mustang Station Unit 4 | Electric Utility | TX | GEN2 | 170 | 149.4 | Natural Gas Fired Combustion Turbine | NG | GT | 6 | 2007 |  |  | (OP) Operating | [6 empty] | Yoakum | 32.9746 | -102.7436
7349 | Golden Spread Electric Cooperative, Inc | 56326 | Mustang Station Unit 4 | Electric Utility | TX | GEN3 | 170 | 160 | Natural Gas Fired Combustion Turbine | NG | GT | 8 | 2013 |  |  | (OP) Operating | [6 empty] | Yoakum | 32.9746 | -102.7436
5580 | East Kentucky Power Coop, Inc | 56327 | Pendleton County LFGTE | Electric Utility | KY | 1 | 0.8 | 0.8 | Landfill Gas | LFG | IC | 2 | 2007 |  |  | (OP) Operating | [6 empty] | Pendleton | 38.7342 | -84.4059
5580 | East Kentucky Power Coop, Inc | 56327 | Pendleton County LFGTE | Electric Utility | KY | 2 | 0.8 | 0.8 | Landfill Gas | LFG | IC | 2 | 2007 |  |  | (OP) Operating | [6 empty] | Pendleton | 38.7342 | -84.4059
5580 | East Kentucky Power Coop, Inc | 56327 | Pendleton County LFGTE | Electric Utility | KY | 3 | 0.8 | 0.8 | Landfill Gas | LFG | IC | 2 | 2007 |  |  | (OP) Operating | [6 empty] | Pendleton | 38.7342 | -84.4059
5580 | East Kentucky Power Coop, Inc | 56327 | Pendleton County LFGTE | Electric Utility | KY | 4 | 0.8 | 0.8 | Landfill Gas | LFG | IC | 2 | 2007 |  |  | (OP) Operating | [6 empty] | Pendleton | 38.7342 | -84.4059
17698 | Southwestern Electric Power Co | 56328 | Harry D Mattison Gas Plant | Electric Utility | AR | 1 | 86.5 | 75 | Natural Gas Fired Combustion Turbine | NG | GT | 12 | 2007 |  |  | (SB) Standby/Backup: available for service but not normally used | [6 empty] | Washington | 36.1855 | -94.2841
17698 | Southwestern Electric Power Co | 56328 | Harry D Mattison Gas Plant | Electric Utility | AR | 2 | 86.5 | 75 | Natural Gas Fired Combustion Turbine | NG | GT | 12 | 2007 |  |  | (SB) Standby/Backup: available for service but not normally used | [6 empty] | Washington | 36.1855 | -94.2841
17698 | Southwestern Electric Power Co | 56328 | Harry D Mattison Gas Plant | Electric Utility | AR | 3 | 88 | 72 | Natural Gas Fired Combustion Turbine | NG | GT | 7 | 2007 |  |  | (SB) Standby/Backup: available for service but not normally used | [6 empty] | Washington | 36.1855 | -94.2841
17698 | Southwestern Electric Power Co | 56328 | Harry D Mattison Gas Plant | Electric Utility | AR | 4 | 88 | 72 | Natural Gas Fired Combustion Turbine | NG | GT | 7 | 2007 |  |  | (SB) Standby/Backup: available for service but not normally used | [6 empty] | Washington | 36.1855 | -94.2841
19547 | Hawaiian Electric Co Inc | 56329 | Campbell Industrial Park | Electric Utility | HI | CIP1 | 113 | 113 | Other Waste Biomass | OBL | GT | 7 | 2009 |  |  | (OP) Operating | [6 empty] | Honolulu | 21.3025 | -158.1017
54686 | Gauley River Power Partners LP | 56333 | Gauley River Power Partners | IPP Non-CHP | WV | GEN1 | 40 | 40 | Conventional Hydroelectric | WAT | HY | 7 | 2001 |  |  | (OP) Operating | [6 empty] | Nicholas | 38.2192 | -80.8906
54686 | Gauley River Power Partners LP | 56333 | Gauley River Power Partners | IPP Non-CHP | WV | GEN2 | 40 | 40 | Conventional Hydroelectric | WAT | HY | 7 | 2001 |  |  | (OP) Operating | [6 empty] | Nicholas | 38.2192 | -80.8906
54707 | Blue Canyon Windpower II LLC | 56335 | Blue Canyon Windpower II | IPP Non-CHP | OK | EW2 | 151 | 151 | Onshore Wind Turbine | WND | WT | 12 | 2005 |  |  | (OP) Operating | [6 empty] | Comanche | 34.8661 | -98.6056
50123 | Leeward Asset Management, LLC | 56336 | Aragonne Wind LLC | IPP Non-CHP | NM | 1 | 90 | 90 | Onshore Wind Turbine | WND | WT | 12 | 2006 |  |  | (OP) Operating | [6 empty] | Guadalupe | 34.8147 | -105.0108
50123 | Leeward Asset Management, LLC | 56337 | Sweetwater Wind 4 LLC | IPP Non-CHP | TX | SW4 | 241 | 241 | Onshore Wind Turbine | WND | WT | 5 | 2007 |  |  | (OP) Operating | [6 empty] | Nolan | 32.3122 | -100.5303
54709 | High Trail Wind Farm LLC | 56338 | High Trail Wind Farm LLC | IPP Non-CHP | IL | 1 | 198 | 198 | Onshore Wind Turbine | WND | WT | 3 | 2007 |  |  | (OP) Operating | [6 empty] | McLean | 40.4792 | -88.7989
13630 | North Carolina Mun Power Agny #1 | 56339 | Albemarle Hospital Unit | Electric Utility | NC | 1 | 1.8 | 1.8 | Petroleum Liquids | DFO | IC | 8 | 2006 |  |  | (OP) Operating | [6 empty] | Stanly | 35.3636 | -80.1939
13630 | North Carolina Mun Power Agny #1 | 56340 | Cherryville City Hall | Electric Utility | NC | 1 | 1.8 | 1.8 | Petroleum Liquids | DFO | IC | 8 | 2006 |  |  | (OP) Operating | [6 empty] | Gaston | 35.3778 | -81.38
13630 | North Carolina Mun Power Agny #1 | 56341 | Lincolnton High School | Electric Utility | NC | 1 | 1.8 | 1.8 | Petroleum Liquids | DFO | IC | 8 | 2006 |  |  | (OP) Operating | [6 empty] | Lincoln | 35.4769 | -81.2736
13630 | North Carolina Mun Power Agny #1 | 56342 | Maiden Community Center | Electric Utility | NC | 1 | 1.8 | 1.8 | Petroleum Liquids | DFO | IC | 9 | 2006 |  |  | (OP) Operating | [6 empty] | Catawba | 35.5772 | -81.2081
13630 | North Carolina Mun Power Agny #1 | 56343 | Monroe Middle School | Electric Utility | NC | 1 | 1.8 | 1.8 | Petroleum Liquids | DFO | IC | 8 | 2006 |  |  | (OP) Operating | [6 empty] | Union | 34.9733 | -80.54
13630 | North Carolina Mun Power Agny #1 | 56344 | Morganton Station 5 | Electric Utility | NC | 1 | 1.8 | 1.8 | Petroleum Liquids | DFO | IC | 8 | 2006 |  |  | (OP) Operating | [6 empty] | Burke | 35.7631 | -81.6964
13630 | North Carolina Mun Power Agny #1 | 56345 | Pineville Delivery 1 | Electric Utility | NC | 1 | 1.8 | 1.8 | Petroleum Liquids | DFO | IC | 9 | 2006 |  |  | (OP) Operating | [6 empty] | Mecklenburg | 35.0853 | -80.8947
54710 | Golden State Water Company | 56346 | Bear Valley Power Plant | Electric Utility | CA | ICE1 | 1.2 | 1.2 | Natural Gas Internal Combustion Engine | NG | IC | 1 | 2005 |  |  | (OP) Operating | [6 empty] | San Bernardino | 34.2506 | -116.9025
54710 | Golden State Water Company | 56346 | Bear Valley Power Plant | Electric Utility | CA | ICE2 | 1.2 | 1.2 | Natural Gas Internal Combustion Engine | NG | IC | 1 | 2005 |  |  | (OP) Operating | [6 empty] | San Bernardino | 34.2506 | -116.9025
54710 | Golden State Water Company | 56346 | Bear Valley Power Plant | Electric Utility | CA | ICE3 | 1.2 | 1.2 | Natural Gas Internal Combustion Engine | NG | IC | 1 | 2005 |  |  | (OP) Operating | [6 empty] | San Bernardino | 34.2506 | -116.9025
54710 | Golden State Water Company | 56346 | Bear Valley Power Plant | Electric Utility | CA | ICE4 | 1.2 | 1.2 | Natural Gas Internal Combustion Engine | NG | IC | 1 | 2005 |  |  | (OP) Operating | [6 empty] | San Bernardino | 34.2506 | -116.9025
54710 | Golden State Water Company | 56346 | Bear Valley Power Plant | Electric Utility | CA | ICE5 | 1.2 | 1.2 | Natural Gas Internal Combustion Engine | NG | IC | 1 | 2005 |  |  | (OP) Operating | [6 empty] | San Bernardino | 34.2506 | -116.9025
54710 | Golden State Water Company | 56346 | Bear Valley Power Plant | Electric Utility | CA | ICE6 | 1.2 | 1.2 | Natural Gas Internal Combustion Engine | NG | IC | 1 | 2005 |  |  | (OP) Operating | [6 empty] | San Bernardino | 34.2506 | -116.9025
54710 | Golden State Water Company | 56346 | Bear Valley Power Plant | Electric Utility | CA | ICE7 | 1.2 | 1.2 | Natural Gas Internal Combustion Engine | NG | IC | 1 | 2005 |  |  | (OP) Operating | [6 empty] | San Bernardino | 34.2506 | -116.9025
20856 | Wisconsin Power & Light Co | 56347 | Cedar Ridge | Electric Utility | WI | 1 | 67.7 | 67.7 | Onshore Wind Turbine | WND | WT | 12 | 2008 |  |  | (OP) Operating | [6 empty] | Fond Du Lac | 43.6926 | -88.3297
10777 | Town of Laverne - (OK) | 56348 | Laverne Diesel Generating Plant | Electric Utility | OK | 1 | 2 | 2 | Petroleum Liquids | DFO | IC | 1 | 2006 |  |  | (OP) Operating | [6 empty] | HARPER | 36.7106 | -99.8906
10777 | Town of Laverne - (OK) | 56348 | Laverne Diesel Generating Plant | Electric Utility | OK | 2 | 2 | 2 | Petroleum Liquids | DFO | IC | 1 | 2006 |  |  | (OP) Operating | [6 empty] | HARPER | 36.7106 | -99.8906
56766 | CER Quail Run Energy Partners LP | 56349 | Quail Run Energy Center | IPP Non-CHP | TX | CT1A | 75 | 72 | Natural Gas Fired Combined Cycle | NG | CT | 5 | 2007 |  |  | (OP) Operating | [6 empty] | Ector | 31.8414 | -102.315
56766 | CER Quail Run Energy Partners LP | 56349 | Quail Run Energy Center | IPP Non-CHP | TX | CT1B | 75 | 72 | Natural Gas Fired Combined Cycle | NG | CT | 5 | 2007 |  |  | (OP) Operating | [6 empty] | Ector | 31.8414 | -102.315
56766 | CER Quail Run Energy Partners LP | 56349 | Quail Run Energy Center | IPP Non-CHP | TX | CT2A | 86.5 | 70 | Natural Gas Fired Combined Cycle | NG | CT | 5 | 2002 |  |  | (OP) Operating | [6 empty] | Ector | 31.8414 | -102.315
56766 | CER Quail Run Energy Partners LP | 56349 | Quail Run Energy Center | IPP Non-CHP | TX | CT2B | 86.5 | 70 | Natural Gas Fired Combined Cycle | NG | CT | 5 | 2002 |  |  | (OP) Operating | [6 empty] | Ector | 31.8414 | -102.315
56766 | CER Quail Run Energy Partners LP | 56349 | Quail Run Energy Center | IPP Non-CHP | TX | ST1 | 125 | 98 | Natural Gas Fired Combined Cycle | NG | CA | 5 | 2007 |  |  | (OP) Operating | [6 empty] | Ector | 31.8414 | -102.315
56766 | CER Quail Run Energy Partners LP | 56349 | Quail Run Energy Center | IPP Non-CHP | TX | ST2 | 125 | 100 | Natural Gas Fired Combined Cycle | NG | CA | 5 | 2008 |  |  | (OP) Operating | [6 empty] | Ector | 31.8414 | -102.315
56765 | CER Colorado Bend Energy Partners LP | 56350 | Colorado Bend Energy Center | IPP Non-CHP | TX | CT1A | 90 | 75 | Natural Gas Fired Combined Cycle | NG | CT | 5 | 2002 |  |  | (OP) Operating | [6 empty] | Wharton | 29.2878 | -96.0683
56765 | CER Colorado Bend Energy Partners LP | 56350 | Colorado Bend Energy Center | IPP Non-CHP | TX | CT1B | 90 | 75 | Natural Gas Fired Combined Cycle | NG | CT | 5 | 2002 |  |  | (OP) Operating | [6 empty] | Wharton | 29.2878 | -96.0683
56765 | CER Colorado Bend Energy Partners LP | 56350 | Colorado Bend Energy Center | IPP Non-CHP | TX | CT2A | 90 | 75 | Natural Gas Fired Combined Cycle | NG | CT | 5 | 2002 |  |  | (OP) Operating | [6 empty] | Wharton | 29.2878 | -96.0683
56765 | CER Colorado Bend Energy Partners LP | 56350 | Colorado Bend Energy Center | IPP Non-CHP | TX | CT2B | 90 | 75 | Natural Gas Fired Combined Cycle | NG | CT | 5 | 2002 |  |  | (OP) Operating | [6 empty] | Wharton | 29.2878 | -96.0683
56765 | CER Colorado Bend Energy Partners LP | 56350 | Colorado Bend Energy Center | IPP Non-CHP | TX | ST1 | 105.1 | 105 | Natural Gas Fired Combined Cycle | NG | CA | 5 | 2007 |  |  | (OP) Operating | [6 empty] | Wharton | 29.2878 | -96.0683
56765 | CER Colorado Bend Energy Partners LP | 56350 | Colorado Bend Energy Center | IPP Non-CHP | TX | ST2 | 115 | 105 | Natural Gas Fired Combined Cycle | NG | CA | 6 | 2008 |  |  | (OP) Operating | [6 empty] | Wharton | 29.2878 | -96.0683
10000 | Kansas City Power & Light Co | 56351 | Spearville | Electric Utility | KS | 1 | 100.5 | 100.5 | Onshore Wind Turbine | WND | WT | 9 | 2006 |  |  | (OP) Operating | [6 empty] | Ford | 37.8641 | -99.7528
10000 | Kansas City Power & Light Co | 56351 | Spearville | Electric Utility | KS | 2 | 48 | 48 | Onshore Wind Turbine | WND | WT | 12 | 2010 |  |  | (OP) Operating | [6 empty] | Ford | 37.8641 | -99.7528
9417 | Interstate Power and Light Co | 56355 | Whispering Willow Wind Farm - East | Electric Utility | IA | 1 | 199.7 | 199.7 | Onshore Wind Turbine | WND | WT | 12 | 2009 |  |  | (OP) Operating | [6 empty] | Franklin | 42.6305 | -93.2064
16088 | City of Riverside - (CA) | 56356 | Clearwater Power Plant | Electric Utility | CA | CT1 | 41 | 21 | Natural Gas Fired Combined Cycle | NG | CT | 3 | 2005 |  |  | (OP) Operating | [6 empty] | Riverside | 33.8912 | -117.6085
16088 | City of Riverside - (CA) | 56356 | Clearwater Power Plant | Electric Utility | CA | ST1 | 8 | 7 | Natural Gas Fired Combined Cycle | NG | CA | 3 | 2005 |  |  | (OP) Operating | [6 empty] | Riverside | 33.8912 | -117.6085
54717 | FPL Energy Burleigh County Wind LLC | 56357 | FPL Energy Burleigh County Wind | IPP Non-CHP | ND | GE | 18 | 18 | Onshore Wind Turbine | WND | WT | 2 | 2006 |  |  | (OP) Operating | [6 empty] | Burleigh | 47.1167 | -100.7333
54717 | FPL Energy Burleigh County Wind LLC | 56357 | FPL Energy Burleigh County Wind | IPP Non-CHP | ND | GE15 | 31.5 | 31.5 | Onshore Wind Turbine | WND | WT | 12 | 2005 |  |  | (OP) Operating | [6 empty] | Burleigh | 47.1167 | -100.7333
54690 | Western Renewable Energy LLC | 56358 | Western Renewable Energy | IPP Non-CHP | AZ | 1 | 3 | 2.5 | Wood/Wood Waste Biomass | WDS | ST | 2 | 2004 |  |  | (OS) Out of service and NOT expected to return to service in next calendar year | [6 empty] | Apache | 34.093 | -109.29
15399 | Iberdrola Renewables Inc | 56359 | Klondike Windpower II | IPP Non-CHP | OR | PH2 | 75 | 75 | Onshore Wind Turbine | WND | WT | 7 | 2005 |  |  | (OP) Operating | [6 empty] | Sherman | 45.571 | -120.593
14354 | PacifiCorp | 56360 | Leaning Juniper | Electric Utility | OR | 1 | 100.5 | 100.5 | Onshore Wind Turbine | WND | WT | 10 | 2006 |  |  | (OP) Operating | [6 empty] | Gilliam | 45.6525 | -120.2098
15399 | Iberdrola Renewables Inc | 56361 | Big Horn Wind Project | IPP Non-CHP | WA | 1 | 199 | 199 | Onshore Wind Turbine | WND | WT | 10 | 2006 |  |  | (OP) Operating | [6 empty] | Klickitat | 45.8877 | -120.2896
15399 | Iberdrola Renewables Inc | 56362 | Shiloh I Wind Project | IPP Non-CHP | CA | 1 | 150 | 150 | Onshore Wind Turbine | WND | WT | 5 | 2006 |  |  | (OP) Operating | [6 empty] | Solano | 38.12 | -121.85
4794 | City of Danville - (VA) | 56363 | Danville New Design Plant | Electric Utility | VA | GEN 1 | 1.8 | 1.2 | Petroleum Liquids | DFO | IC | 7 | 2005 |  |  | (OA) Out of service but expected to return to service in next calendar year | [6 empty] | DANVILLE CITY | 36.6308 | -79.3894
4794 | City of Danville - (VA) | 56364 | Danville Kentuck Road Plant | Electric Utility | VA | GEN 1 | 1.8 | 1.2 | Petroleum Liquids | DFO | IC | 7 | 2005 |  |  | (OA) Out of service but expected to return to service in next calendar year | [6 empty] | PITTSYLVANIA | 36.6533 | -79.2906
4794 | City of Danville - (VA) | 56365 | Danville Westover Plant | Electric Utility | VA | GEN1 | 1.8 | 1.2 | Petroleum Liquids | DFO | IC | 7 | 2005 |  |  | (OA) Out of service but expected to return to service in next calendar year | [6 empty] | DANVILLE CITY | 36.6114 | -79.4631
4619 | Town of Culpeper- (VA) | 56367 | Electric Avenue Facility | Electric Utility | VA | 1 | 1.8 | 1.8 | Petroleum Liquids | DFO | IC | 12 | 2004 |  |  | (OP) Operating | [6 empty] | CULPEPER | 38.28 | -77.59
4619 | Town of Culpeper- (VA) | 56367 | Electric Avenue Facility | Electric Utility | VA | 2 | 1.8 | 1.8 | Petroleum Liquids | DFO | IC | 12 | 2004 |  |  | (OP) Operating | [6 empty] | CULPEPER | 38.28 | -77.59
4619 | Town of Culpeper- (VA) | 56367 | Electric Avenue Facility | Electric Utility | VA | 3 | 1.8 | 1.8 | Petroleum Liquids | DFO | IC | 12 | 2004 |  |  | (OP) Operating | [6 empty] | CULPEPER | 38.28 | -77.59
11560 | City of Manassas - (VA) | 56368 | Water Treatment Plant Generators | Electric Utility | VA | WP1 | 1.8 | 1.7 | Petroleum Liquids | DFO | IC | 4 | 2007 |  |  | (OP) Operating | [6 empty] | PRINCE WILLIAM | 38.7607 | -77.6209
15399 | Iberdrola Renewables Inc | 56369 | Casselman Wind Power Project | IPP Non-CHP | PA | 1 | 34.5 | 34.5 | Onshore Wind Turbine | WND | WT | 12 | 2007 |  |  | (OP) Operating | [6 empty] | Somerset | 39.85 | -79.138
50123 | Leeward Asset Management, LLC | 56371 | Cedar Creek Wind | IPP Non-CHP | CO | 1 | 300.5 | 300 | Onshore Wind Turbine | WND | WT | 11 | 2007 |  |  | (OP) Operating | [6 empty] | Weld | 40.8944 | -104.0206
50123 | Leeward Asset Management, LLC | 56372 | Sweetwater Wind 5 | IPP Non-CHP | TX | SW5 | 80.5 | 80.5 | Onshore Wind Turbine | WND | WT | 12 | 2007 |  |  | (OP) Operating | [6 empty] | Nolan | 32.2369 | -100.4833
1015 | Austin Energy | 56374 | Robert Mueller Energy Center | Electric Utility | TX | CT1 | 4.6 | 3.7 | Natural Gas Fired Combustion Turbine | NG | GT | 7 | 2006 |  |  | (OP) Operating | [6 empty] | Travis | 30.305 | -97.7077
1015 | Austin Energy | 56374 | Robert Mueller Energy Center | Electric Utility | TX | DG1 | 1.5 | 1.5 | Petroleum Liquids | DFO | IC | 7 | 2006 |  |  | (SB) Standby/Backup: available for service but not normally used | [6 empty] | Travis | 30.305 | -97.7077
9209 | Illinois Rural Electric Coop | 56376 | Pike County Wind Power | Electric Utility | IL | WTG1 | 1.7 | 1.7 | Onshore Wind Turbine | WND | WT | 5 | 2005 |  |  | (OP) Operating | [6 empty] | PIKE | 39.6189 | -90.8461
49893 | Invenergy Services LLC | 56377 | Judith Gap Wind Energy Center | IPP Non-CHP | MT | 1 | 135 | 135 | Onshore Wind Turbine | WND | WT | 12 | 2005 |  |  | (OP) Operating | [6 empty] | Wheatland | 46.5725 | -109.7531
794 | Apollo Energy Corp | 56378 | Pakini Nui Wind Farm | IPP Non-CHP | HI | 1 | 21 | 21 | Onshore Wind Turbine | WND | WT | 4 | 2007 |  |  | (OP) Operating | [6 empty] | Hawaii | 18.9742 | -155.6914
12341 | MidAmerican Energy Co | 56379 | Victory Wind Farm | Electric Utility | IA | VWF | 99 | 99 | Onshore Wind Turbine | WND | WT | 12 | 2006 |  |  | (OP) Operating | [6 empty] | Carroll | 42.1169 | -95.1292
14063 | Oklahoma Gas & Electric Co | 56380 | Centennial Wind Farm | Electric Utility | OK | WT1 | 120 | 120 | Onshore Wind Turbine | WND | WT | 12 | 2006 |  |  | (OP) Operating | [6 empty] | Harper | 36.6377 | -99.6019
15399 | Iberdrola Renewables Inc | 56383 | Northern Iowa Windpower II | IPP Non-CHP | IA | TOI2 | 80 | 80 | Onshore Wind Turbine | WND | WT | 1 | 2008 |  |  | (OP) Operating | [6 empty] | Worth | 43.3608 | -93.2978
11479 | Madison Gas & Electric Co | 56386 | Top of Iowa Windfarm III | Electric Utility | IA | TOI3 | 29.7 | 3.8 | Onshore Wind Turbine | WND | WT | 2 | 2008 |  |  | (OP) Operating | [6 empty] | Worth | 43.3597 | -93.3208
20847 | Wisconsin Electric Power Co | 56391 | Blue Sky Green Field Wind Project | Electric Utility | WI | 1 | 145.2 | 21 | Onshore Wind Turbine | WND | WT | 5 | 2008 |  |  | (OP) Operating | [6 empty] | Fond Du Lac | 43.8794 | -88.2708
55696 | FPL Energy Oliver County Wind | 56392 | FPL Energy Oliver Wind I LLC | IPP Non-CHP | ND | 1 | 50.6 | 50.6 | Onshore Wind Turbine | WND | WT | 12 | 2006 |  |  | (OP) Operating | [6 empty] | Oliver | 47.1528 | -101.1977
56215 | E ON Climate Renewables N America LLC | 56394 | Forest Creek Wind Farm LLC | IPP Non-CHP | TX | 1 | 124.2 | 124.2 | Onshore Wind Turbine | WND | WT | 12 | 2006 |  |  | (OP) Operating | [6 empty] | Glasscock | 32.039 | -101.22
54759 | Mesquite Wind LLC | 56395 | Mesquite Wind Power LLC | IPP Non-CHP | TX | 1 | 200 | 200 | Onshore Wind Turbine | WND | WT | 11 | 2007 |  |  | (OP) Operating | [6 empty] | Shackelford | 32.6256 | -99.4928
23279 | Allegheny Energy Supply Co LLC | 56397 | Hunlock Unit 4 | IPP Non-CHP | PA | 4 | 44 | 45 | Natural Gas Fired Combustion Turbine | NG | GT | 12 | 2000 |  |  | (OP) Operating | [6 empty] | LUZERNE | 41.2025 | -76.0683
15399 | Iberdrola Renewables Inc | 56399 | Lempster Wind LLC | IPP Non-CHP | NH | 1 | 24 | 24 | Onshore Wind Turbine | WND | WT | 12 | 2008 |  |  | (OP) Operating | [6 empty] | Sullivan | 43.233 | -72.1455
6616 | Fort Pierce Utilities Authority | 56400 | Treasure Coast Energy Center | Electric Utility | FL | CT1 | 219.6 | 158.8 | Natural Gas Fired Combined Cycle | NG | CT | 5 | 2008 |  |  | (OP) Operating | [6 empty] | St Lucie | 27.3839 | -80.3775
6616 | Fort Pierce Utilities Authority | 56400 | Treasure Coast Energy Center | Electric Utility | FL | ST1 | 191.8 | 159.2 | Natural Gas Fired Combined Cycle | NG | CA | 5 | 2008 |  |  | (OP) Operating | [6 empty] | St Lucie | 27.3839 | -80.3775
17833 | City Utilities of Springfield - (MO) | 56404 | Noble Hill Landfill | Electric Utility | MO | NHLC | 3.2 | 3 | Landfill Gas | LFG | IC | 5 | 2006 |  |  | (OP) Operating | [6 empty] | Greene | 37.3811 | -93.3514
55744 | Acciona Solar Power | 56405 | Nevada Solar One | IPP Non-CHP | NV | ONE | 75.7 | 68.5 | Solar Thermal without Energy Storage | SUN | ST | 6 | 2007 |  |  | (OP) Operating | [6 empty] | Clark | 35.7998 | -114.9817
17164 | Sierra Pacific Industries Inc | 56406 | Sierra Pacific Burlington Facility | Industrial CHP | WA | GEN1 | 28 | 24.6 | Wood/Wood Waste Biomass | WDS | ST | 3 | 2007 |  |  | (OP) Operating | [6 empty] | Skagit | 48.4481 | -122.4331
6452 | Florida Power & Light Co | 56407 | West County Energy Center | Electric Utility | FL | 1A | 298 | 232 | Natural Gas Fired Combined Cycle | NG | CT | 8 | 2009 |  |  | (OP) Operating | [6 empty] | Palm Beach | 26.6986 | -80.3747
6452 | Florida Power & Light Co | 56407 | West County Energy Center | Electric Utility | FL | 1B | 298 | 232 | Natural Gas Fired Combined Cycle | NG | CT | 8 | 2009 |  |  | (OP) Operating | [6 empty] | Palm Beach | 26.6986 | -80.3747
6452 | Florida Power & Light Co | 56407 | West County Energy Center | Electric Utility | FL | 1C | 298 | 232 | Natural Gas Fired Combined Cycle | NG | CT | 8 | 2009 |  |  | (OP) Operating | [6 empty] | Palm Beach | 26.6986 | -80.3747
6452 | Florida Power & Light Co | 56407 | West County Energy Center | Electric Utility | FL | 1ST | 527 | 523 | Natural Gas Fired Combined Cycle | NG | CA | 8 | 2009 |  |  | (OP) Operating | [6 empty] | Palm Beach | 26.6986 | -80.3747
6452 | Florida Power & Light Co | 56407 | West County Energy Center | Electric Utility | FL | 2A | 298 | 232 | Natural Gas Fired Combined Cycle | NG | CT | 11 | 2009 |  |  | (OP) Operating | [6 empty] | Palm Beach | 26.6986 | -80.3747
6452 | Florida Power & Light Co | 56407 | West County Energy Center | Electric Utility | FL | 2B | 298 | 232 | Natural Gas Fired Combined Cycle | NG | CT | 11 | 2009 |  |  | (OP) Operating | [6 empty] | Palm Beach | 26.6986 | -80.3747
6452 | Florida Power & Light Co | 56407 | West County Energy Center | Electric Utility | FL | 2C | 298 | 232 | Natural Gas Fired Combined Cycle | NG | CT | 11 | 2009 |  |  | (OP) Operating | [6 empty] | Palm Beach | 26.6986 | -80.3747
6452 | Florida Power & Light Co | 56407 | West County Energy Center | Electric Utility | FL | 2ST | 527 | 523 | Natural Gas Fired Combined Cycle | NG | CA | 11 | 2009 |  |  | (OP) Operating | [6 empty] | Palm Beach | 26.6986 | -80.3747
6452 | Florida Power & Light Co | 56407 | West County Energy Center | Electric Utility | FL | 3A | 298 | 232 | Natural Gas Fired Combined Cycle | NG | CT | 5 | 2011 |  |  | (OP) Operating | [6 empty] | Palm Beach | 26.6986 | -80.3747
6452 | Florida Power & Light Co | 56407 | West County Energy Center | Electric Utility | FL | 3B | 298 | 244 | Natural Gas Fired Combined Cycle | NG | CT | 5 | 2011 |  |  | (OP) Operating | [6 empty] | Palm Beach | 26.6986 | -80.3747
6452 | Florida Power & Light Co | 56407 | West County Energy Center | Electric Utility | FL | 3C | 298 | 232 | Natural Gas Fired Combined Cycle | NG | CT | 5 | 2011 |  |  | (OP) Operating | [6 empty] | Palm Beach | 26.6986 | -80.3747
6452 | Florida Power & Light Co | 56407 | West County Energy Center | Electric Utility | FL | 3ST | 527 | 523 | Natural Gas Fired Combined Cycle | NG | CA | 5 | 2011 |  |  | (OP) Operating | [6 empty] | Palm Beach | 26.6986 | -80.3747
54789 | AgriWind LLC | 56408 | Agriwind LLC | IPP Non-CHP | IL | AWND1 | 8.4 | 8.4 | Onshore Wind Turbine | WND | WT | 7 | 2007 |  |  | (OP) Operating | [6 empty] | BUREAU | 41.3017 | -89.6236
54790 | Stahl Wind Energy LLC | 56409 | Stahl Wind Energy | IPP Non-CHP | MN | 1 | 1.7 | 1.7 | Onshore Wind Turbine | WND | WT | 12 | 2004 |  |  | (OP) Operating | [6 empty] | Pipestone | 44.0256 | -96.4303
54791 | Carstensen Wind LLC | 56410 | Carstensen Wind | IPP Non-CHP | MN | 1 | 1.7 | 1.7 | Onshore Wind Turbine | WND | WT | 12 | 2004 |  |  | (OP) Operating | [6 empty] | PIPESTONE | 44.0247 | -96.4369
54792 | Northern Lights Wind LLC | 56411 | Northern Lights Wind LLC | IPP Non-CHP | MN | 1 | 1.7 | 1.7 | Onshore Wind Turbine | WND | WT | 12 | 2004 |  |  | (OP) Operating | [6 empty] | PIPESTONE | 44.015 | -96.4367
54793 | Lucky Wind LLC | 56412 | Lucky Wind | IPP Non-CHP | MN | 1 | 1.7 | 1.7 | Onshore Wind Turbine | WND | WT | 12 | 2004 |  |  | (OP) Operating | [6 empty] | Pipestone | 44.0211 | -96.4406
54794 | Greenback Energy LLC | 56413 | Greenback Energy | IPP Non-CHP | MN | 1 | 1.7 | 1.7 | Onshore Wind Turbine | WND | WT | 12 | 2004 |  |  | (OP) Operating | [6 empty] | Pipestone | 44.0208 | -96.4331
40580 | Southern Minnesota Mun P Agny | 56414 | Redwood Falls Wind | Electric Utility | MN | WND1 | 1.7 | 1.7 | Onshore Wind Turbine | WND | WT | 12 | 2004 |  |  | (OP) Operating | [6 empty] | Redwood | 44.5028 | -95.175
40580 | Southern Minnesota Mun P Agny | 56414 | Redwood Falls Wind | Electric Utility | MN | WND2 | 1.7 | 1.7 | Onshore Wind Turbine | WND | WT | 1 | 2005 |  |  | (OP) Operating | [6 empty] | Redwood | 44.5028 | -95.175
40580 | Southern Minnesota Mun P Agny | 56415 | Fairmont Wind | Electric Utility | MN | WND1 | 1 | 0.9 | Onshore Wind Turbine | WND | WT | 3 | 2003 |  |  | (OP) Operating | [6 empty] | Martin | 43.575 | -94.4467
40580 | Southern Minnesota Mun P Agny | 56415 | Fairmont Wind | Electric Utility | MN | WND2 | 1 | 0.9 | Onshore Wind Turbine | WND | WT | 3 | 2003 |  |  | (OP) Operating | [6 empty] | Martin | 43.575 | -94.4467
40580 | Southern Minnesota Mun P Agny | 56415 | Fairmont Wind | Electric Utility | MN | WND3 | 1.7 | 1.7 | Onshore Wind Turbine | WND | WT | 12 | 2004 |  |  | (OP) Operating | [6 empty] | Martin | 43.575 | -94.4467
40580 | Southern Minnesota Mun P Agny | 56415 | Fairmont Wind | Electric Utility | MN | WND4 | 1.7 | 1.7 | Onshore Wind Turbine | WND | WT | 1 | 2005 |  |  | (OP) Operating | [6 empty] | Martin | 43.575 | -94.4467
54800 | Michigan Wind 1 LLC | 56416 | Michigan Wind 1 LLC | IPP Non-CHP | MI | 1 | 69 | 69 | Onshore Wind Turbine | WND | WT | 12 | 2008 |  |  | (OP) Operating | [6 empty] | Huron | 43.7092 | -82.9633
54808 | Sexton Energy LLC | 56417 | Westchester Gas Recovery | IPP Non-CHP | IL | W1 | 1.8 | 1.8 | Landfill Gas | LFG | IC | 9 | 2004 |  |  | (OP) Operating | [6 empty] | COOK | 41.835 | -87.9014
54808 | Sexton Energy LLC | 56417 | Westchester Gas Recovery | IPP Non-CHP | IL | W2 | 1.8 | 1.8 | Landfill Gas | LFG | IC | 9 | 2004 |  |  | (OP) Operating | [6 empty] | COOK | 41.835 | -87.9014
54808 | Sexton Energy LLC | 56418 | Des Plaines Gas Recovery | IPP Non-CHP | IL | DP1 | 1.8 | 1.8 | Landfill Gas | LFG | IC | 10 | 2004 |  |  | (OP) Operating | [6 empty] | COOK | 42.1019 | -87.8811
54808 | Sexton Energy LLC | 56418 | Des Plaines Gas Recovery | IPP Non-CHP | IL | DP2 | 1.8 | 1.8 | Landfill Gas | LFG | IC | 10 | 2004 |  |  | (OP) Operating | [6 empty] | COOK | 42.1019 | -87.8811
54808 | Sexton Energy LLC | 56419 | Beecher Gas Recovery | IPP Non-CHP | IL | B1 | 1.1 | 1.1 | Landfill Gas | LFG | IC | 6 | 2006 |  |  | (OP) Operating | [6 empty] | WILL | 41.3811 | -87.6375
54808 | Sexton Energy LLC | 56419 | Beecher Gas Recovery | IPP Non-CHP | IL | B2 | 1.1 | 1.1 | Landfill Gas | LFG | IC | 6 | 2006 |  |  | (OP) Operating | [6 empty] | WILL | 41.3811 | -87.6375
54808 | Sexton Energy LLC | 56419 | Beecher Gas Recovery | IPP Non-CHP | IL | B3 | 1.1 | 1.1 | Landfill Gas | LFG | IC | 10 | 2008 |  |  | (OP) Operating | [6 empty] | WILL | 41.3811 | -87.6375
4065 | City of Columbus - (OH) | 56420 | Renick Run Pumping Station 03-04 | Electric Utility | OH | 0003 | 1.4 | 1.1 | Petroleum Liquids | DFO | IC | 9 | 2006 |  |  | (OP) Operating | [6 empty] | FRANKLIN | 39.9294 | -83.012
4065 | City of Columbus - (OH) | 56420 | Renick Run Pumping Station 03-04 | Electric Utility | OH | 0004 | 1.4 | 1.1 | Petroleum Liquids | DFO | IC | 9 | 2006 |  |  | (OP) Operating | [6 empty] | FRANKLIN | 39.9294 | -83.012
4065 | City of Columbus - (OH) | 56421 | PS ST-8 Engine No 1 | Electric Utility | OH | 0005 | 2 | 1.8 | Petroleum Liquids | DFO | IC | 1 | 2008 |  |  | (OP) Operating | [6 empty] | FRANKLIN | 39.9614 | -83.0491
4065 | City of Columbus - (OH) | 56422 | ST-1/1A Engine No 1 | Electric Utility | OH | 0006 | 1.3 | 1.1 | Petroleum Liquids | DFO | IC | 1 | 2008 |  |  | (OP) Operating | [6 empty] | FRANKLIN | 39.95 | -83.0158
4065 | City of Columbus - (OH) | 56423 | Dodge Park Engine No 1 | Electric Utility | OH | 0007 | 2 | 1.8 | Petroleum Liquids | DFO | IC | 1 | 2008 |  |  | (OP) Operating | [6 empty] | FRANKLIN | 39.9524 | -83.0144
54819 | FPL Energy Mower County LLC | 56424 | Mower County Wind Energy Center | IPP Non-CHP | MN | 1 | 98.9 | 98.9 | Onshore Wind Turbine | WND | WT | 12 | 2006 |  |  | (OP) Operating | [6 empty] | Mower | 43.6141 | -92.5988
54812 | AMERESCO Chicopee Energy LLC | 56426 | Ameresco Chicopee Energy | IPP Non-CHP | MA | UNIT4 | 2.1 | 2 | Landfill Gas | LFG | IC | 3 | 2010 |  |  | (OP) Operating | [6 empty] | Hampden | 42.1626 | -72.5367
54812 | AMERESCO Chicopee Energy LLC | 56426 | Ameresco Chicopee Energy | IPP Non-CHP | MA | Unit1 | 1.9 | 1.9 | Landfill Gas | LFG | IC | 2 | 2004 |  |  | (OP) Operating | [6 empty] | Hampden | 42.1626 | -72.5367
54812 | AMERESCO Chicopee Energy LLC | 56426 | Ameresco Chicopee Energy | IPP Non-CHP | MA | Unit2 | 1.9 | 1.9 | Landfill Gas | LFG | IC | 2 | 2004 |  |  | (OP) Operating | [6 empty] | Hampden | 42.1626 | -72.5367
54812 | AMERESCO Chicopee Energy LLC | 56426 | Ameresco Chicopee Energy | IPP Non-CHP | MA | Unit3 | 1.9 | 1.9 | Landfill Gas | LFG | IC | 2 | 2004 |  |  | (OP) Operating | [6 empty] | Hampden | 42.1626 | -72.5367
54813 | AMERESCO Janesville LLC | 56427 | Ameresco Janesville | IPP Non-CHP | WI | Unit1 | 1 | 1 | Landfill Gas | LFG | IC | 10 | 2004 |  |  | (OP) Operating | [6 empty] | ROCK | 42.7083 | -89.0208
54813 | AMERESCO Janesville LLC | 56427 | Ameresco Janesville | IPP Non-CHP | WI | Unit2 | 1 | 1 | Landfill Gas | LFG | IC | 10 | 2004 |  |  | (OP) Operating | [6 empty] | ROCK | 42.7083 | -89.0208
54813 | AMERESCO Janesville LLC | 56427 | Ameresco Janesville | IPP Non-CHP | WI | Unit3 | 1 | 1 | Landfill Gas | LFG | IC | 10 | 2004 |  |  | (OP) Operating | [6 empty] | ROCK | 42.7083 | -89.0208
54814 | AMERESCO Santa Cruz Energy LLC | 56428 | Ameresco Santa Cruz Energy | IPP Non-CHP | CA | Unit1 | 1 | 1 | Landfill Gas | LFG | IC | 1 | 2006 |  |  | (OP) Operating | [6 empty] | Santa Cruz | 36.9178 | -121.8156
54814 | AMERESCO Santa Cruz Energy LLC | 56428 | Ameresco Santa Cruz Energy | IPP Non-CHP | CA | Unit2 | 1 | 1 | Landfill Gas | LFG | IC | 1 | 2006 |  |  | (OP) Operating | [6 empty] | Santa Cruz | 36.9178 | -121.8156
54814 | AMERESCO Santa Cruz Energy LLC | 56428 | Ameresco Santa Cruz Energy | IPP Non-CHP | CA | Unit3 | 1 | 1 | Landfill Gas | LFG | IC | 1 | 2006 |  |  | (OP) Operating | [6 empty] | Santa Cruz | 36.9178 | -121.8156
54815 | AMERESCO Delaware South | 56429 | Ameresco Delaware South | IPP Non-CHP | DE | 1 | 1 | 1 | Landfill Gas | LFG | IC | 12 | 2006 |  |  | (OP) Operating | [6 empty] | Sussex | 38.5992 | -75.4342
54815 | AMERESCO Delaware South | 56429 | Ameresco Delaware South | IPP Non-CHP | DE | 2 | 1 | 1 | Landfill Gas | LFG | IC | 12 | 2006 |  |  | (OP) Operating | [6 empty] | Sussex | 38.5992 | -75.4342
54815 | AMERESCO Delaware South | 56429 | Ameresco Delaware South | IPP Non-CHP | DE | 3 | 1 | 1 | Landfill Gas | LFG | IC | 12 | 2006 |  |  | (OP) Operating | [6 empty] | Sussex | 38.5992 | -75.4342
54815 | AMERESCO Delaware South | 56429 | Ameresco Delaware South | IPP Non-CHP | DE | 4 | 1 | 1 | Landfill Gas | LFG | IC | 12 | 2006 |  |  | (OP) Operating | [6 empty] | Sussex | 38.5992 | -75.4342
54815 | AMERESCO Delaware South | 56429 | Ameresco Delaware South | IPP Non-CHP | DE | 5 | 1 | 1 | Landfill Gas | LFG | IC | 5 | 2010 |  |  | (OP) Operating | [6 empty] | Sussex | 38.5992 | -75.4342
54816 | AMERESCO Delaware Central | 56430 | Ameresco Delaware Central | IPP Non-CHP | DE | 1C | 1 | 1 | Landfill Gas | LFG | IC | 12 | 2006 |  |  | (OP) Operating | [6 empty] | Kent | 39.0339 | -75.7233
54816 | AMERESCO Delaware Central | 56430 | Ameresco Delaware Central | IPP Non-CHP | DE | 2C | 1 | 1 | Landfill Gas | LFG | IC | 12 | 2006 |  |  | (OP) Operating | [6 empty] | Kent | 39.0339 | -75.7233
54816 | AMERESCO Delaware Central | 56430 | Ameresco Delaware Central | IPP Non-CHP | DE | 3C | 1 | 1 | Landfill Gas | LFG | IC | 12 | 2006 |  |  | (OP) Operating | [6 empty] | Kent | 39.0339 | -75.7233
54816 | AMERESCO Delaware Central | 56430 | Ameresco Delaware Central | IPP Non-CHP | DE | 4C | 1 | 1 | Landfill Gas | LFG | IC | 3 | 2014 |  |  | (OP) Operating | [6 empty] | Kent | 39.0339 | -75.7233
54816 | AMERESCO Delaware Central | 56430 | Ameresco Delaware Central | IPP Non-CHP | DE | 5C | 1 | 1 | Landfill Gas | LFG | IC | 3 | 2014 |  |  | (OP) Operating | [6 empty] | Kent | 39.0339 | -75.7233
59883 | NRG Energy Gas & Wind Holdings Inc | 56432 | Wildorado Wind LLC | IPP Non-CHP | TX | 1 | 161 | 161 | Onshore Wind Turbine | WND | WT | 4 | 2007 |  |  | (OP) Operating | [6 empty] | Oldham | 35.2919 | -102.3031
11208 | Los Angeles Department of Water & Power | 56433 | Pine Tree Wind Power Project | Electric Utility | CA | 1 | 135 | 135 | Onshore Wind Turbine | WND | WT | 6 | 2009 |  |  | (OP) Operating | [6 empty] | Kern | 35.248 | -118.1754
56592 | Idaho Wind Partners 1 LLC | 56434 | Burley Butte Windpark | IPP Non-CHP | ID | BBWP | 13.5 | 13.5 | Onshore Wind Turbine | WND | WT | 2 | 2011 |  |  | (OP) Operating | [6 empty] | Cassia | 42.4903 | -113.9266
56592 | Idaho Wind Partners 1 LLC | 56435 | Golden Valley Wind Park LLC | IPP Non-CHP | ID | GVWP | 12 | 12 | Onshore Wind Turbine | WND | WT | 1 | 2011 |  |  | (OP) Operating | [6 empty] | Cassia | 42.4368 | -113.9255
56592 | Idaho Wind Partners 1 LLC | 56437 | Milner Dam Wind Park LLC | IPP Non-CHP | ID | MDWP | 19.5 | 19.5 | Onshore Wind Turbine | WND | WT | 2 | 2011 |  |  | (OP) Operating | [6 empty] | Cassia | 42.4606 | -114.0173
56592 | Idaho Wind Partners 1 LLC | 56439 | Oregon Trail Wind Park | IPP Non-CHP | ID | OTWP | 13.5 | 13.5 | Onshore Wind Turbine | WND | WT | 1 | 2011 |  |  | (OP) Operating | [6 empty] | Twin Falls | 42.8406 | -114.9897
56592 | Idaho Wind Partners 1 LLC | 56440 | Pilgrim Stage Wind Park | IPP Non-CHP | ID | PSWP | 10.5 | 10.5 | Onshore Wind Turbine | WND | WT | 1 | 2011 |  |  | (OP) Operating | [6 empty] | Twin Falls | 42.7975 | -114.9986
56592 | Idaho Wind Partners 1 LLC | 56441 | Salmon Falls Wind Park | IPP Non-CHP | ID | SFWP | 21 | 21 | Onshore Wind Turbine | WND | WT | 4 | 2011 |  |  | (OP) Operating | [6 empty] | Twin Falls | 42.6819 | -114.9892
56592 | Idaho Wind Partners 1 LLC | 56442 | Thousand Springs Wind Park | IPP Non-CHP | ID | TSWP | 12 | 12 | Onshore Wind Turbine | WND | WT | 1 | 2011 |  |  | (OP) Operating | [6 empty] | Twin Falls | 42.8703 | -114.9678
56592 | Idaho Wind Partners 1 LLC | 56443 | Tuana Gulch Wind Park | IPP Non-CHP | ID | TGWP | 10.5 | 10.5 | Onshore Wind Turbine | WND | WT | 1 | 2011 |  |  | (OP) Operating | [6 empty] | Twin Falls | 42.8369 | -114.9693
49893 | Invenergy Services LLC | 56445 | Spindle Hill Energy Center | IPP Non-CHP | CO | GEN1 | 197 | 135 | Natural Gas Fired Combustion Turbine | NG | GT | 5 | 2007 |  |  | (OP) Operating | [6 empty] | Weld | 40.0922 | -104.8878
49893 | Invenergy Services LLC | 56445 | Spindle Hill Energy Center | IPP Non-CHP | CO | GEN2 | 197 | 135 | Natural Gas Fired Combustion Turbine | NG | GT | 5 | 2007 |  |  | (OP) Operating | [6 empty] | Weld | 40.0922 | -104.8878
50123 | Leeward Asset Management, LLC | 56446 | Buena Vista Energy LLC | IPP Non-CHP | CA | 1 | 38 | 38 | Onshore Wind Turbine | WND | WT | 12 | 2006 |  |  | (OP) Operating | [6 empty] | Contra Costa | 37.805 | -121.6672
57170 | EDF Renewable Asset Holdings, Inc. | 56447 | Hawi Wind Farm | IPP Non-CHP | HI | V-47 | 10.6 | 10.6 | Onshore Wind Turbine | WND | WT | 5 | 2006 |  |  | (OP) Operating | [6 empty] | Hawaii | 20.2573 | -155.8504
59155 | First Wind O&M, LLC | 56448 | Mars Hill Wind Farm Project | IPP Non-CHP | ME | 1 | 42 | 42 | Onshore Wind Turbine | WND | WT | 3 | 2007 |  |  | (OP) Operating | [6 empty] | Aroostook | 46.5442 | -67.8111
59155 | First Wind O&M, LLC | 56449 | Kaheawa Pastures Wind Farm | IPP Non-CHP | HI | 1 | 30 | 30 | Onshore Wind Turbine | WND | WT | 1 | 2006 |  |  | (OP) Operating | [6 empty] | Maui | 20.8142 | -156.551
50123 | Leeward Asset Management, LLC | 56450 | GSG LLC | IPP Non-CHP | IL | 1 | 80 | 80 | Onshore Wind Turbine | WND | WT | 6 | 2007 |  |  | (OP) Operating | [6 empty] | Lee | 41.6436 | -89.1731
50123 | Leeward Asset Management, LLC | 56451 | Allegheny Ridge Wind Farm | IPP Non-CHP | PA | 1 | 80 | 80 | Onshore Wind Turbine | WND | WT | 6 | 2007 |  |  | (OP) Operating | [6 empty] | Cambria | 40.3839 | -78.5794
58905 | NRG Energy Services - Plum Point | 56456 | Plum Point Energy Station | IPP Non-CHP | AR | STG1 | 720 | 670 | Conventional Steam Coal | SUB | ST | 9 | 2010 |  |  | (OP) Operating | [6 empty] | Mississippi | 35.6644 | -89.9489
54870 | FPL Energy Red Canyon LLC | 56457 | Post Wind Farm LP | IPP Non-CHP | TX | 1 | 84 | 84 | Onshore Wind Turbine | WND | WT | 4 | 2006 |  |  | (OP) Operating | [6 empty] | Borden | 32.9254 | -101.2194
54874 | Lea Power Partners LLC | 56458 | Hobbs Generating Station | IPP Non-CHP | NM | GT1 | 196.9 | 156.5 | Natural Gas Fired Combined Cycle | NG | CT | 9 | 2008 |  |  | (OP) Operating | [6 empty] | Lea | 32.7283 | -103.3094
54874 | Lea Power Partners LLC | 56458 | Hobbs Generating Station | IPP Non-CHP | NM | GT2 | 196.9 | 156.9 | Natural Gas Fired Combined Cycle | NG | CT | 9 | 2008 |  |  | (OP) Operating | [6 empty] | Lea | 32.7283 | -103.3094
54874 | Lea Power Partners LLC | 56458 | Hobbs Generating Station | IPP Non-CHP | NM | ST3 | 264.6 | 235.6 | Natural Gas Fired Combined Cycle | NG | CA | 9 | 2008 |  |  | (OP) Operating | [6 empty] | Lea | 32.7283 | -103.3094
15399 | Iberdrola Renewables Inc | 56459 | MinnDakota Wind LLC | IPP Non-CHP | MN | 2 | 150 | 150 | Onshore Wind Turbine | WND | WT | 1 | 2008 |  |  | (OP) Operating | [6 empty] | Lincoln | 44.2667 | -96.3444
15399 | Iberdrola Renewables Inc | 56460 | Twin Buttes Wind Project | IPP Non-CHP | CO | WT1 | 75 | 75 | Onshore Wind Turbine | WND | WT | 7 | 2007 |  |  | (OP) Operating | [6 empty] | Bent | 37.6735 | -102.8622
54878 | Oregon Environmental Industries LLC | 56461 | Dry Creek LFG to Energy Project | Commercial Non-CHP | OR | DC1 | 1.6 | 1.5 | Landfill Gas | LFG | IC | 7 | 2007 |  |  | (OP) Operating | [6 empty] | Jackson | 42.3844 | -122.7718
54878 | Oregon Environmental Industries LLC | 56461 | Dry Creek LFG to Energy Project | Commercial Non-CHP | OR | DC2 | 1.6 | 1.5 | Landfill Gas | LFG | IC | 7 | 2007 |  |  | (OP) Operating | [6 empty] | Jackson | 42.3844 | -122.7718
7096 | City of Geneva- (IL) | 56462 | Geneva Generation Facility | Electric Utility | IL | GEN 1 | 5.9 | 5.4 | Natural Gas Internal Combustion Engine | NG | IC | 6 | 2005 |  |  | (OP) Operating | [6 empty] | Kane | 41.8911 | -88.2711
7096 | City of Geneva- (IL) | 56462 | Geneva Generation Facility | Electric Utility | IL | GEN 2 | 5.9 | 5.4 | Natural Gas Internal Combustion Engine | NG | IC | 6 | 2005 |  |  | (OP) Operating | [6 empty] | Kane | 41.8911 | -88.2711
7096 | City of Geneva- (IL) | 56462 | Geneva Generation Facility | Electric Utility | IL | GEN 3 | 5.9 | 5.4 | Natural Gas Internal Combustion Engine | NG | IC | 6 | 2005 |  |  | (OP) Operating | [6 empty] | Kane | 41.8911 | -88.2711
7096 | City of Geneva- (IL) | 56462 | Geneva Generation Facility | Electric Utility | IL | GEN 4 | 5.9 | 5.4 | Natural Gas Internal Combustion Engine | NG | IC | 6 | 2005 |  |  | (OP) Operating | [6 empty] | Kane | 41.8911 | -88.2711
7096 | City of Geneva- (IL) | 56462 | Geneva Generation Facility | Electric Utility | IL | GEN 5 | 5.9 | 5.4 | Natural Gas Internal Combustion Engine | NG | IC | 6 | 2005 |  |  | (OP) Operating | [6 empty] | Kane | 41.8911 | -88.2711
40211 | Wabash Valley Power Assn, Inc | 56463 | Oak Ridge LFGTE | Electric Utility | IN | 1 | 0.8 | 0.8 | Landfill Gas | LFG | IC | 12 | 2003 |  |  | (OP) Operating | [6 empty] | CASS | 40.7213 | -86.3421
40211 | Wabash Valley Power Assn, Inc | 56463 | Oak Ridge LFGTE | Electric Utility | IN | 2 | 0.8 | 0.8 | Landfill Gas | LFG | IC | 12 | 2003 |  |  | (OP) Operating | [6 empty] | CASS | 40.7213 | -86.3421
40211 | Wabash Valley Power Assn, Inc | 56463 | Oak Ridge LFGTE | Electric Utility | IN | 3 | 0.8 | 0.8 | Landfill Gas | LFG | IC | 12 | 2003 |  |  | (OP) Operating | [6 empty] | CASS | 40.7213 | -86.3421
40211 | Wabash Valley Power Assn, Inc | 56463 | Oak Ridge LFGTE | Electric Utility | IN | 4 | 0.8 | 0.8 | Landfill Gas | LFG | IC | 12 | 2003 |  |  | (OP) Operating | [6 empty] | CASS | 40.7213 | -86.3421
40211 | Wabash Valley Power Assn, Inc | 56464 | Jay County LFGTE | Electric Utility | IN | 1 | 0.8 | 0.8 | Landfill Gas | LFG | IC | 4 | 2005 |  |  | (OP) Operating | [6 empty] | JAY | 40.3797 | -85.0882
40211 | Wabash Valley Power Assn, Inc | 56464 | Jay County LFGTE | Electric Utility | IN | 2 | 0.8 | 0.8 | Landfill Gas | LFG | IC | 4 | 2005 |  |  | (OP) Operating | [6 empty] | JAY | 40.3797 | -85.0882
40211 | Wabash Valley Power Assn, Inc | 56464 | Jay County LFGTE | Electric Utility | IN | 3 | 0.8 | 0.8 | Landfill Gas | LFG | IC | 4 | 2005 |  |  | (OP) Operating | [6 empty] | JAY | 40.3797 | -85.0882
40211 | Wabash Valley Power Assn, Inc | 56464 | Jay County LFGTE | Electric Utility | IN | 4 | 0.8 | 0.8 | Landfill Gas | LFG | IC | 4 | 2005 |  |  | (OP) Operating | [6 empty] | JAY | 40.3797 | -85.0882
40211 | Wabash Valley Power Assn, Inc | 56465 | Liberty I & II LFGTE | Electric Utility | IN | 1 | 0.8 | 0.8 | Landfill Gas | LFG | IC | 8 | 2005 |  |  | (OP) Operating | [6 empty] | WHITE | 40.8856 | -86.7044
40211 | Wabash Valley Power Assn, Inc | 56465 | Liberty I & II LFGTE | Electric Utility | IN | 1-II | 0.8 | 0.8 | Landfill Gas | LFG | IC | 1 | 2010 |  |  | (OP) Operating | [6 empty] | WHITE | 40.8856 | -86.7044
40211 | Wabash Valley Power Assn, Inc | 56465 | Liberty I & II LFGTE | Electric Utility | IN | 2 | 0.8 | 0.8 | Landfill Gas | LFG | IC | 8 | 2005 |  |  | (OP) Operating | [6 empty] | WHITE | 40.8856 | -86.7044
40211 | Wabash Valley Power Assn, Inc | 56465 | Liberty I & II LFGTE | Electric Utility | IN | 2-II | 0.8 | 0.8 | Landfill Gas | LFG | IC | 1 | 2010 |  |  | (OP) Operating | [6 empty] | WHITE | 40.8856 | -86.7044
40211 | Wabash Valley Power Assn, Inc | 56465 | Liberty I & II LFGTE | Electric Utility | IN | 3 | 0.8 | 0.8 | Landfill Gas | LFG | IC | 8 | 2005 |  |  | (OP) Operating | [6 empty] | WHITE | 40.8856 | -86.7044
40211 | Wabash Valley Power Assn, Inc | 56465 | Liberty I & II LFGTE | Electric Utility | IN | 3-II | 0.8 | 0.8 | Landfill Gas | LFG | IC | 1 | 2010 |  |  | (OP) Operating | [6 empty] | WHITE | 40.8856 | -86.7044
40211 | Wabash Valley Power Assn, Inc | 56465 | Liberty I & II LFGTE | Electric Utility | IN | 4 | 0.8 | 0.8 | Landfill Gas | LFG | IC | 8 | 2005 |  |  | (OP) Operating | [6 empty] | WHITE | 40.8856 | -86.7044
40211 | Wabash Valley Power Assn, Inc | 56465 | Liberty I & II LFGTE | Electric Utility | IN | 4-II | 0.8 | 0.8 | Landfill Gas | LFG | IC | 1 | 2010 |  |  | (OP) Operating | [6 empty] | WHITE | 40.8856 | -86.7044
14354 | PacifiCorp | 56466 | Marengo Wind Plant | Electric Utility | WA | 1 | 140.4 | 140.4 | Onshore Wind Turbine | WND | WT | 8 | 2007 |  |  | (OP) Operating | [6 empty] | Columbia | 46.3747 | -117.7772
14354 | PacifiCorp | 56466 | Marengo Wind Plant | Electric Utility | WA | 2 | 70.2 | 70.2 | Onshore Wind Turbine | WND | WT | 1 | 2008 |  |  | (OP) Operating | [6 empty] | Columbia | 46.3747 | -117.7772
54890 | Russell City Energy Company LLC | 56467 | Russell City Energy Center | IPP Non-CHP | CA | CTG1 | 200 | 185 | Natural Gas Fired Combined Cycle | NG | CT | 8 | 2013 |  |  | (OP) Operating | [6 empty] | Alameda | 37.6347 | -122.1338
54890 | Russell City Energy Company LLC | 56467 | Russell City Energy Center | IPP Non-CHP | CA | CTG2 | 200 | 185 | Natural Gas Fired Combined Cycle | NG | CT | 8 | 2013 |  |  | (OP) Operating | [6 empty] | Alameda | 37.6347 | -122.1338
54890 | Russell City Energy Company LLC | 56467 | Russell City Energy Center | IPP Non-CHP | CA | STG1 | 255 | 245 | Natural Gas Fired Combined Cycle | NG | CA | 8 | 2013 |  |  | (OP) Operating | [6 empty] | Alameda | 37.6347 | -122.1338
15399 | Iberdrola Renewables Inc | 56468 | Klondike Windpower III | IPP Non-CHP | OR | 1 | 221 | 221 | Onshore Wind Turbine | WND | WT | 11 | 2007 |  |  | (OP) Operating | [6 empty] | Sherman | 45.5836 | -120.5042
15399 | Iberdrola Renewables Inc | 56468 | Klondike Windpower III | IPP Non-CHP | OR | 2 | 76.5 | 76.5 | Onshore Wind Turbine | WND | WT | 7 | 2008 |  |  | (OP) Operating | [6 empty] | Sherman | 45.5836 | -120.5042
54894 | Roseburg Forest Products | 56469 | Roseburg Forest Products Biomass | Industrial CHP | CA | 1 | 13.4 | 9 | Wood/Wood Waste Biomass | WDS | ST | 12 | 1989 |  |  | (OP) Operating | [6 empty] | SISKIYOU | 41.4356 | -122.3769
15399 | Iberdrola Renewables Inc | 56470 | Locust Ridge | IPP Non-CHP | PA | LRWF | 26 | 26 | Onshore Wind Turbine | WND | WT | 3 | 2007 |  |  | (OP) Operating | [6 empty] | Schuylkill | 40.855 | -76.1292
17609 | Southern California Edison Co | 56471 | McGrath Peaker | Electric Utility | CA | 1 | 49.8 | 49 | Natural Gas Fired Combustion Turbine | NG | GT | 11 | 2012 |  |  | (OP) Operating | [6 empty] | Ventura | 34.2056 | -119.2469
17609 | Southern California Edison Co | 56472 | Grapeland Peaker | Electric Utility | CA | 1 | 49.8 | 49 | Natural Gas Fired Combustion Turbine | NG | GT | 9 | 2007 |  |  | (OP) Operating | [6 empty] | San Bernardino | 34.0903 | -117.5343
17609 | Southern California Edison Co | 56473 | Mira Loma Peaker | Electric Utility | CA | 1 | 49.8 | 49 | Natural Gas Fired Combustion Turbine | NG | GT | 9 | 2007 |  |  | (OP) Operating | [6 empty] | SAN BERNARDINO | 34.0053 | -117.5604
17609 | Southern California Edison Co | 56474 | Barre Peaker | Electric Utility | CA | 1 | 49.8 | 49 | Natural Gas Fired Combustion Turbine | NG | GT | 9 | 2007 |  |  | (OP) Operating | [6 empty] | ORANGE | 33.8073 | -117.9832
17609 | Southern California Edison Co | 56475 | Center Peaker | Electric Utility | CA | 1 | 49.8 | 49 | Natural Gas Fired Combustion Turbine | NG | GT | 9 | 2007 |  |  | (OP) Operating | [6 empty] | LOS ANGELES | 33.9296 | -118.1046
14328 | Pacific Gas & Electric Co | 56476 | Gateway Generating Station | Electric Utility | CA | A | 203.2 | 177 | Natural Gas Fired Combined Cycle | NG | CT | 1 | 2009 |  |  | (OP) Operating | [6 empty] | Contra Costa | 38.0175 | -121.7587
14328 | Pacific Gas & Electric Co | 56476 | Gateway Generating Station | Electric Utility | CA | B | 203.2 | 177 | Natural Gas Fired Combined Cycle | NG | CT | 1 | 2009 |  |  | (OP) Operating | [6 empty] | Contra Costa | 38.0175 | -121.7587
14328 | Pacific Gas & Electric Co | 56476 | Gateway Generating Station | Electric Utility | CA | C | 213.3 | 209.4 | Natural Gas Fired Combined Cycle | NG | CA | 1 | 2009 |  |  | (OP) Operating | [6 empty] | Contra Costa | 38.0175 | -121.7587
12670 | Missouri Jnt Muni.Pwr Elec. Ut. Comm. | 56478 | MJMEUC Generating Station #1 | Electric Utility | MO | 0001 | 13.3 | 11.3 | Natural Gas Fired Combustion Turbine | NG | GT | 10 | 2007 |  |  | (OP) Operating | [6 empty] | Audrain | 39.2511 | -91.6401
56215 | E ON Climate Renewables N America LLC | 56479 | Sand Bluff Wind Farm | IPP Non-CHP | TX | 2 | 90 | 90 | Onshore Wind Turbine | WND | WT | 1 | 2007 |  |  | (OP) Operating | [6 empty] | Glasscock | 31.9914 | -101.3026
11740 | City of Marshfield - (WI) | 56480 | Marshfield Utilities Gas Plant | Electric Utility | WI | M1 | 60.4 | 53.3 | Natural Gas Fired Combustion Turbine | NG | GT | 6 | 2011 |  |  | (OP) Operating | [6 empty] | WOOD | 44.6347 | -90.1344
54902 | SunE Alamosa1 LLC | 56481 | SunE Alamosa | IPP Non-CHP | CO | 1 | 1 | 1 | Solar Photovoltaic | SUN | PV | 12 | 2007 |  |  | (OP) Operating | [6 empty] | Alamosa | 37.6903 | -105.8805
54902 | SunE Alamosa1 LLC | 56481 | SunE Alamosa | IPP Non-CHP | CO | 2 | 7.2 | 6.7 | Solar Photovoltaic | SUN | PV | 12 | 2007 |  |  | (OP) Operating | [6 empty] | Alamosa | 37.6903 | -105.8805
19728 | UNS Electric, Inc | 56482 | Black Mountain Generating Station | Electric Utility | AZ | 1 | 60.5 | 45 | Natural Gas Fired Combustion Turbine | NG | GT | 5 | 2008 |  |  | (OP) Operating | [6 empty] | MOHAVE | 35.0361 | -114.1594
19728 | UNS Electric, Inc | 56482 | Black Mountain Generating Station | Electric Utility | AZ | 2 | 60.5 | 45 | Natural Gas Fired Combustion Turbine | NG | GT | 5 | 2008 |  |  | (OP) Operating | [6 empty] | MOHAVE | 35.0361 | -114.1594
54759 | Mesquite Wind LLC | 56483 | Post Oak Wind LLC | IPP Non-CHP | TX | 1 | 200 | 200 | Onshore Wind Turbine | WND | WT | 3 | 2008 |  |  | (OP) Operating | [6 empty] | Shackelford | 32.5144 | -99.6564
19740 | AES Wind Generation Inc | 56484 | Buffalo Gap 2 Wind Farm | IPP Non-CHP | TX | 1 | 232.5 | 232.5 | Onshore Wind Turbine | WND | WT | 7 | 2007 |  |  | (OP) Operating | [6 empty] | Nolan | 32.3182 | -100.177
15248 | Portland General Electric Co | 56485 | Biglow Canyon Wind Farm | Electric Utility | OR | 1 | 125.4 | 125.4 | Onshore Wind Turbine | WND | WT | 12 | 2007 |  |  | (OP) Operating | [6 empty] | Sherman | 45.6537 | -120.6034
15248 | Portland General Electric Co | 56485 | Biglow Canyon Wind Farm | Electric Utility | OR | 2 | 149.5 | 163.3 | Onshore Wind Turbine | WND | WT | 9 | 2009 |  |  | (OP) Operating | [6 empty] | Sherman | 45.6537 | -120.6034
15248 | Portland General Electric Co | 56485 | Biglow Canyon Wind Farm | Electric Utility | OR | 3 | 174.8 | 161 | Onshore Wind Turbine | WND | WT | 8 | 2010 |  |  | (OP) Operating | [6 empty] | Sherman | 45.6537 | -120.6034
55907 | White Creek Wind 1 LLC | 56487 | White Creek Wind Farm | IPP Non-CHP | WA | 1 | 204 | 204 | Onshore Wind Turbine | WND | WT | 11 | 2007 |  |  | (OP) Operating | [6 empty] | Klickitat | 45.8155 | -120.3419
55886 | Smoky Hills Wind Farm I LLC | 56488 | Smoky Hills Wind Project Phase I | IPP Non-CHP | KS | 1 | 100.8 | 100.8 | Onshore Wind Turbine | WND | WT | 1 | 2008 |  |  | (OP) Operating | [6 empty] | Lincoln | 38.8799 | -98.1602
807 | Arkansas Electric Coop Corp | 56489 | Elkins Generating Center | Electric Utility | AR | A | 22 | 20 | Natural Gas Fired Combustion Turbine | NG | GT | 5 | 2010 |  |  | (OP) Operating | [6 empty] | Washington | 35.9714 | -94.0014
807 | Arkansas Electric Coop Corp | 56489 | Elkins Generating Center | Electric Utility | AR | B | 22 | 20 | Natural Gas Fired Combustion Turbine | NG | GT | 5 | 2010 |  |  | (OP) Operating | [6 empty] | Washington | 35.9714 | -94.0014
807 | Arkansas Electric Coop Corp | 56489 | Elkins Generating Center | Electric Utility | AR | C | 22 | 20 | Natural Gas Fired Combustion Turbine | NG | GT | 5 | 2013 |  |  | (OP) Operating | [6 empty] | Washington | 35.9714 | -94.0014
11560 | City of Manassas - (VA) | 56491 | Dean Drive Area Electric Generators | Electric Utility | VA | PG1 | 1.6 | 1.6 | Petroleum Liquids | DFO | IC | 4 | 2007 |  |  | (OP) Operating | [6 empty] | MANASSAS CITY | 38.7486 | -77.4908
11560 | City of Manassas - (VA) | 56491 | Dean Drive Area Electric Generators | Electric Utility | VA | PG2 | 1.6 | 1.6 | Petroleum Liquids | DFO | IC | 4 | 2007 |  |  | (OP) Operating | [6 empty] | MANASSAS CITY | 38.7486 | -77.4908
49893 | Invenergy Services LLC | 56493 | Buffalo Mountain Energy Center | IPP Non-CHP | TN | 4 | 27 | 27 | Onshore Wind Turbine | WND | WT | 12 | 2004 |  |  | (OP) Operating | [6 empty] | Anderson | 36.1271 | -84.3442
54904 | High Prairie Wind Farm II LLC | 56494 | Prairie Star Wind Farm | IPP Non-CHP | MN | HP2 | 100.6 | 100.6 | Onshore Wind Turbine | WND | WT | 12 | 2007 |  |  | (OP) Operating | [6 empty] | Mower | 43.6861 | -92.6272
17058 | Shell Wind Energy Inc. | 56495 | NedPower Mount Storm | IPP Non-CHP | WV | MS1 | 164 | 164 | Onshore Wind Turbine | WND | WT | 3 | 2008 |  |  | (OP) Operating | [6 empty] | Grant | 39.2175 | -79.2094
17058 | Shell Wind Energy Inc. | 56495 | NedPower Mount Storm | IPP Non-CHP | WV | MS2 | 100 | 100 | Onshore Wind Turbine | WND | WT | 12 | 2008 |  |  | (OP) Operating | [6 empty] | Grant | 39.2175 | -79.2094
54916 | Phillips 66 Billings Refinery | 56496 | Phillips 66 Billings Refinery | Industrial Non-CHP | MT | 3701 | 1.6 | 1.5 | Other Gases | OG | ST | 12 | 2007 |  |  | (OA) Out of service but expected to return to service in next calendar year | [6 empty] | Yellowstone | 45.7769 | -108.4911
12524 | Midwest Energy Inc | 56497 | Goodman Energy Center | Electric Utility | KS | 1 | 8.4 | 8.2 | Natural Gas Internal Combustion Engine | NG | IC | 6 | 2008 |  |  | (OP) Operating | [6 empty] | Ellis | 38.9303 | -99.3617
12524 | Midwest Energy Inc | 56497 | Goodman Energy Center | Electric Utility | KS | 10 | 9.3 | 9.2 | Natural Gas Internal Combustion Engine | NG | IC | 4 | 2016 |  |  | (OP) Operating | [6 empty] | Ellis | 38.9303 | -99.3617
12524 | Midwest Energy Inc | 56497 | Goodman Energy Center | Electric Utility | KS | 11 | 9.3 | 9.2 | Natural Gas Internal Combustion Engine | NG | IC | 4 | 2016 |  |  | (OP) Operating | [6 empty] | Ellis | 38.9303 | -99.3617
12524 | Midwest Energy Inc | 56497 | Goodman Energy Center | Electric Utility | KS | 12 | 9.3 | 9.2 | Natural Gas Internal Combustion Engine | NG | IC | 4 | 2016 |  |  | (OP) Operating | [6 empty] | Ellis | 38.9303 | -99.3617
12524 | Midwest Energy Inc | 56497 | Goodman Energy Center | Electric Utility | KS | 2 | 8.4 | 8.2 | Natural Gas Internal Combustion Engine | NG | IC | 6 | 2008 |  |  | (OP) Operating | [6 empty] | Ellis | 38.9303 | -99.3617
12524 | Midwest Energy Inc | 56497 | Goodman Energy Center | Electric Utility | KS | 3 | 8.4 | 8.2 | Natural Gas Internal Combustion Engine | NG | IC | 6 | 2008 |  |  | (OP) Operating | [6 empty] | Ellis | 38.9303 | -99.3617
12524 | Midwest Energy Inc | 56497 | Goodman Energy Center | Electric Utility | KS | 4 | 8.4 | 8.2 | Natural Gas Internal Combustion Engine | NG | IC | 6 | 2008 |  |  | (OP) Operating | [6 empty] | Ellis | 38.9303 | -99.3617
12524 | Midwest Energy Inc | 56497 | Goodman Energy Center | Electric Utility | KS | 5 | 8.4 | 8.2 | Natural Gas Internal Combustion Engine | NG | IC | 6 | 2008 |  |  | (OP) Operating | [6 empty] | Ellis | 38.9303 | -99.3617
12524 | Midwest Energy Inc | 56497 | Goodman Energy Center | Electric Utility | KS | 6 | 8.4 | 8.2 | Natural Gas Internal Combustion Engine | NG | IC | 6 | 2008 |  |  | (OP) Operating | [6 empty] | Ellis | 38.9303 | -99.3617
12524 | Midwest Energy Inc | 56497 | Goodman Energy Center | Electric Utility | KS | 7 | 8.4 | 8.2 | Natural Gas Internal Combustion Engine | NG | IC | 9 | 2008 |  |  | (OP) Operating | [6 empty] | Ellis | 38.9303 | -99.3617
12524 | Midwest Energy Inc | 56497 | Goodman Energy Center | Electric Utility | KS | 8 | 8.4 | 8.2 | Natural Gas Internal Combustion Engine | NG | IC | 9 | 2008 |  |  | (OP) Operating | [6 empty] | Ellis | 38.9303 | -99.3617
12524 | Midwest Energy Inc | 56497 | Goodman Energy Center | Electric Utility | KS | 9 | 8.4 | 8.2 | Natural Gas Internal Combustion Engine | NG | IC | 9 | 2008 |  |  | (OP) Operating | [6 empty] | Ellis | 38.9303 | -99.3617
1932 | Boise-Kuna Irrigation District | 56498 | Mora Drop Hydroelectric Project | IPP Non-CHP | ID | 1 | 1.7 | 0.8 | Conventional Hydroelectric | WAT | HY | 6 | 2006 |  |  | (OP) Operating | [6 empty] | Ada | 43.46 | -116.4725
55704 | Tiber Montana LLC | 56499 | Tiber Dam Hydroelectric Plant | IPP Non-CHP | MT | HY1 | 7.5 | 7.5 | Conventional Hydroelectric | WAT | HY | 6 | 2004 |  |  | (OP) Operating | [6 empty] | LIBERTY | 48.318 | -111.1018
55710 | Barrick Goldstrike Mines Inc | 56500 | Western 102 Power Plant | Industrial Non-CHP | NV | A101 | 8.4 | 7.9 | Natural Gas Internal Combustion Engine | NG | IC | 12 | 2005 |  |  | (OP) Operating | [6 empty] | Storey | 39.5603 | -119.5108
55710 | Barrick Goldstrike Mines Inc | 56500 | Western 102 Power Plant | Industrial Non-CHP | NV | B102 | 8.4 | 7.9 | Natural Gas Internal Combustion Engine | NG | IC | 12 | 2005 |  |  | (OP) Operating | [6 empty] | Storey | 39.5603 | -119.5108
55710 | Barrick Goldstrike Mines Inc | 56500 | Western 102 Power Plant | Industrial Non-CHP | NV | B202 | 8.4 | 7.9 | Natural Gas Internal Combustion Engine | NG | IC | 12 | 2005 |  |  | (OP) Operating | [6 empty] | Storey | 39.5603 | -119.5108
55710 | Barrick Goldstrike Mines Inc | 56500 | Western 102 Power Plant | Industrial Non-CHP | NV | C102 | 8.4 | 7.9 | Natural Gas Internal Combustion Engine | NG | IC | 12 | 2005 |  |  | (OP) Operating | [6 empty] | Storey | 39.5603 | -119.5108
55710 | Barrick Goldstrike Mines Inc | 56500 | Western 102 Power Plant | Industrial Non-CHP | NV | C202 | 8.4 | 7.9 | Natural Gas Internal Combustion Engine | NG | IC | 12 | 2005 |  |  | (OP) Operating | [6 empty] | Storey | 39.5603 | -119.5108
55710 | Barrick Goldstrike Mines Inc | 56500 | Western 102 Power Plant | Industrial Non-CHP | NV | D101 | 8.4 | 7.9 | Natural Gas Internal Combustion Engine | NG | IC | 12 | 2005 |  |  | (OP) Operating | [6 empty] | Storey | 39.5603 | -119.5108
55710 | Barrick Goldstrike Mines Inc | 56500 | Western 102 Power Plant | Industrial Non-CHP | NV | E102 | 8.4 | 7.9 | Natural Gas Internal Combustion Engine | NG | IC | 12 | 2005 |  |  | (OP) Operating | [6 empty] | Storey | 39.5603 | -119.5108
55710 | Barrick Goldstrike Mines Inc | 56500 | Western 102 Power Plant | Industrial Non-CHP | NV | E202 | 8.4 | 7.9 | Natural Gas Internal Combustion Engine | NG | IC | 12 | 2005 |  |  | (OP) Operating | [6 empty] | Storey | 39.5603 | -119.5108
55710 | Barrick Goldstrike Mines Inc | 56500 | Western 102 Power Plant | Industrial Non-CHP | NV | F102 | 8.4 | 7.9 | Natural Gas Internal Combustion Engine | NG | IC | 12 | 2005 |  |  | (OP) Operating | [6 empty] | Storey | 39.5603 | -119.5108
55710 | Barrick Goldstrike Mines Inc | 56500 | Western 102 Power Plant | Industrial Non-CHP | NV | F202 | 8.4 | 7.9 | Natural Gas Internal Combustion Engine | NG | IC | 12 | 2005 |  |  | (OP) Operating | [6 empty] | Storey | 39.5603 | -119.5108
55710 | Barrick Goldstrike Mines Inc | 56500 | Western 102 Power Plant | Industrial Non-CHP | NV | G102 | 8.4 | 7.9 | Natural Gas Internal Combustion Engine | NG | IC | 12 | 2005 |  |  | (OP) Operating | [6 empty] | Storey | 39.5603 | -119.5108
55710 | Barrick Goldstrike Mines Inc | 56500 | Western 102 Power Plant | Industrial Non-CHP | NV | G202 | 8.4 | 7.9 | Natural Gas Internal Combustion Engine | NG | IC | 12 | 2005 |  |  | (OP) Operating | [6 empty] | Storey | 39.5603 | -119.5108
55710 | Barrick Goldstrike Mines Inc | 56500 | Western 102 Power Plant | Industrial Non-CHP | NV | H102 | 8.4 | 7.9 | Natural Gas Internal Combustion Engine | NG | IC | 12 | 2005 |  |  | (OP) Operating | [6 empty] | Storey | 39.5603 | -119.5108
55710 | Barrick Goldstrike Mines Inc | 56500 | Western 102 Power Plant | Industrial Non-CHP | NV | H202 | 8.4 | 7.9 | Natural Gas Internal Combustion Engine | NG | IC | 12 | 2005 |  |  | (OP) Operating | [6 empty] | Storey | 39.5603 | -119.5108
55710 | Barrick Goldstrike Mines Inc | 56500 | Western 102 Power Plant | Industrial Non-CHP | NV | PV1 | 1 | 1 | Solar Photovoltaic | SUN | PV | 12 | 2007 |  |  | (OP) Operating | [6 empty] | Storey | 39.5603 | -119.5108
12341 | MidAmerican Energy Co | 56501 | Pomeroy Wind Farm | Electric Utility | IA | PWF | 123 | 123 | Onshore Wind Turbine | WND | WT | 12 | 2007 |  |  | (OP) Operating | [6 empty] | Pocahontas | 42.5842 | -94.7467
12341 | MidAmerican Energy Co | 56501 | Pomeroy Wind Farm | Electric Utility | IA | PWF2 | 75 | 75 | Onshore Wind Turbine | WND | WT | 12 | 2007 |  |  | (OP) Operating | [6 empty] | Pocahontas | 42.5842 | -94.7467
12341 | MidAmerican Energy Co | 56501 | Pomeroy Wind Farm | Electric Utility | IA | PWF3 | 58.5 | 58.5 | Onshore Wind Turbine | WND | WT | 12 | 2008 |  |  | (OP) Operating | [6 empty] | Pocahontas | 42.5842 | -94.7467
12341 | MidAmerican Energy Co | 56501 | Pomeroy Wind Farm | Electric Utility | IA | PWF4 | 29.9 | 29.9 | Onshore Wind Turbine | WND | WT | 8 | 2011 |  |  | (OP) Operating | [6 empty] | Pocahontas | 42.5842 | -94.7467
22500 | Westar Energy Inc | 56502 | Emporia Energy Center | Electric Utility | KS | 1 | 54 | 45 | Natural Gas Fired Combustion Turbine | NG | GT | 6 | 2008 |  |  | (OP) Operating | [6 empty] | Lyon | 38.4459 | -96.0652
22500 | Westar Energy Inc | 56502 | Emporia Energy Center | Electric Utility | KS | 2 | 54 | 45 | Natural Gas Fired Combustion Turbine | NG | GT | 6 | 2008 |  |  | (OP) Operating | [6 empty] | Lyon | 38.4459 | -96.0652
22500 | Westar Energy Inc | 56502 | Emporia Energy Center | Electric Utility | KS | 3 | 54 | 44 | Natural Gas Fired Combustion Turbine | NG | GT | 6 | 2008 |  |  | (OP) Operating | [6 empty] | Lyon | 38.4459 | -96.0652
22500 | Westar Energy Inc | 56502 | Emporia Energy Center | Electric Utility | KS | 4 | 54 | 46 | Natural Gas Fired Combustion Turbine | NG | GT | 6 | 2008 |  |  | (OP) Operating | [6 empty] | Lyon | 38.4459 | -96.0652
22500 | Westar Energy Inc | 56502 | Emporia Energy Center | Electric Utility | KS | 5 | 171.4 | 157 | Natural Gas Fired Combustion Turbine | NG | GT | 6 | 2008 |  |  | (OP) Operating | [6 empty] | Lyon | 38.4459 | -96.0652
22500 | Westar Energy Inc | 56502 | Emporia Energy Center | Electric Utility | KS | 6 | 171.4 | 155 | Natural Gas Fired Combustion Turbine | NG | GT | 2 | 2009 |  |  | (OP) Operating | [6 empty] | Lyon | 38.4459 | -96.0652
22500 | Westar Energy Inc | 56502 | Emporia Energy Center | Electric Utility | KS | 7 | 171.4 | 156 | Natural Gas Fired Combustion Turbine | NG | GT | 2 | 2009 |  |  | (OP) Operating | [6 empty] | Lyon | 38.4459 | -96.0652
21158 | City of Zeeland - (MI) | 56503 | Riley Generating Station | Electric Utility | MI | 1 | 2 | 2 | Natural Gas Internal Combustion Engine | NG | IC | 7 | 2006 |  |  | (OP) Operating | [6 empty] | OTTAWA | 42.8333 | -86.0053
21158 | City of Zeeland - (MI) | 56503 | Riley Generating Station | Electric Utility | MI | 2 | 2 | 2 | Natural Gas Internal Combustion Engine | NG | IC | 7 | 2006 |  |  | (OP) Operating | [6 empty] | OTTAWA | 42.8333 | -86.0053
21158 | City of Zeeland - (MI) | 56503 | Riley Generating Station | Electric Utility | MI | 3 | 2 | 2 | Natural Gas Internal Combustion Engine | NG | IC | 7 | 2006 |  |  | (OP) Operating | [6 empty] | OTTAWA | 42.8333 | -86.0053
21158 | City of Zeeland - (MI) | 56503 | Riley Generating Station | Electric Utility | MI | 4 | 2 | 2 | Natural Gas Internal Combustion Engine | NG | IC | 7 | 2006 |  |  | (OP) Operating | [6 empty] | OTTAWA | 42.8333 | -86.0053
21158 | City of Zeeland - (MI) | 56503 | Riley Generating Station | Electric Utility | MI | 5 | 2 | 2 | Natural Gas Internal Combustion Engine | NG | IC | 7 | 2006 |  |  | (OP) Operating | [6 empty] | OTTAWA | 42.8333 | -86.0053
21158 | City of Zeeland - (MI) | 56504 | Municipal Power Plant | Electric Utility | MI | 1 | 1 | 1 | Natural Gas Internal Combustion Engine | NG | IC | 6 | 2002 |  |  | (SB) Standby/Backup: available for service but not normally used | [6 empty] | OTTAWA | 42.8129 | -86.0335
21158 | City of Zeeland - (MI) | 56504 | Municipal Power Plant | Electric Utility | MI | 2 | 1 | 1 | Natural Gas Internal Combustion Engine | NG | IC | 6 | 2002 |  |  | (SB) Standby/Backup: available for service but not normally used | [6 empty] | OTTAWA | 42.8129 | -86.0335
9879 | City Water and Light Plant | 56505 | Jonesboro City Water & Light Plant | Electric Utility | AR | SN01 | 24.5 | 20 | Natural Gas Fired Combustion Turbine | NG | GT | 7 | 1999 |  |  | (OP) Operating | [6 empty] | Craighead | 35.8486 | -90.7254
9879 | City Water and Light Plant | 56505 | Jonesboro City Water & Light Plant | Electric Utility | AR | SN02 | 21.4 | 19 | Natural Gas Fired Combustion Turbine | NG | GT | 7 | 1999 |  |  | (OP) Operating | [6 empty] | Craighead | 35.8486 | -90.7254
9879 | City Water and Light Plant | 56505 | Jonesboro City Water & Light Plant | Electric Utility | AR | SN04 | 60.5 | 46 | Natural Gas Fired Combustion Turbine | NG | GT | 5 | 2000 |  |  | (OP) Operating | [6 empty] | Craighead | 35.8486 | -90.7254
9879 | City Water and Light Plant | 56505 | Jonesboro City Water & Light Plant | Electric Utility | AR | SN06 | 57.4 | 46 | Natural Gas Fired Combustion Turbine | NG | GT | 5 | 2003 |  |  | (OP) Operating | [6 empty] | Craighead | 35.8486 | -90.7254
9879 | City Water and Light Plant | 56505 | Jonesboro City Water & Light Plant | Electric Utility | AR | SN07 | 60.5 | 46 | Natural Gas Fired Combustion Turbine | NG | GT | 5 | 2007 |  |  | (OP) Operating | [6 empty] | Craighead | 35.8486 | -90.7254
49893 | Invenergy Services LLC | 56506 | Scurry County Wind LP | IPP Non-CHP | TX | SCW | 130.5 | 130.5 | Onshore Wind Turbine | WND | WT | 5 | 2007 |  |  | (OP) Operating | [6 empty] | Scurry | 32.7204 | -100.9952
54911 | Tesoro Refng Marketing Co Mntn Region | 56509 | Tesoro SLC Cogeneration Plant | Industrial CHP | UT | 1 | 12.5 | 11 | Natural Gas Fired Combustion Turbine | NG | GT | 7 | 2004 |  |  | (OP) Operating | [6 empty] | Salt Lake | 40.7931 | -111.9038
54911 | Tesoro Refng Marketing Co Mntn Region | 56509 | Tesoro SLC Cogeneration Plant | Industrial CHP | UT | 2 | 12.5 | 11 | Natural Gas Fired Combustion Turbine | NG | GT | 7 | 2004 |  |  | (OP) Operating | [6 empty] | Salt Lake | 40.7931 | -111.9038
57249 | EPP Renewable Energy | 56510 | Frey Farm Landfill | IPP CHP | PA | GEN1 | 1.6 | 1.6 | Landfill Gas | LFG | IC | 1 | 2006 |  |  | (OP) Operating | [6 empty] | Lancaster | 39.9589 | -76.4442
57249 | EPP Renewable Energy | 56510 | Frey Farm Landfill | IPP CHP | PA | GEN2 | 1.6 | 1.6 | Landfill Gas | LFG | IC | 1 | 2006 |  |  | (OP) Operating | [6 empty] | Lancaster | 39.9589 | -76.4442
57249 | EPP Renewable Energy | 56511 | Pennsauken Landfill | IPP Non-CHP | NJ | GEN1 | 0.9 | 0.9 | Landfill Gas | LFG | IC | 12 | 2004 |  |  | (OP) Operating | [6 empty] | Camden | 39.9894 | -75.04
57249 | EPP Renewable Energy | 56511 | Pennsauken Landfill | IPP Non-CHP | NJ | GEN2 | 0.9 | 0.9 | Landfill Gas | LFG | IC | 12 | 2004 |  |  | (OP) Operating | [6 empty] | Camden | 39.9894 | -75.04
57249 | EPP Renewable Energy | 56512 | GLRA Landfill | IPP Non-CHP | PA | GEN1 | 1.6 | 1.6 | Landfill Gas | LFG | IC | 9 | 2007 |  |  | (OP) Operating | [6 empty] | Lebanon | 40.3664 | -76.4931
57249 | EPP Renewable Energy | 56512 | GLRA Landfill | IPP Non-CHP | PA | GEN2 | 1.6 | 1.6 | Landfill Gas | LFG | IC | 9 | 2007 |  |  | (OP) Operating | [6 empty] | Lebanon | 40.3664 | -76.4931
57249 | EPP Renewable Energy | 56513 | Whitemarsh Central Utility Plant | IPP CHP | PA | CGE | 1.6 | 1.6 | Natural Gas Internal Combustion Engine | NG | IC | 5 | 2007 |  |  | (OP) Operating | [6 empty] | Montgomery | 40.0975 | -75.2428
15142 | Plains End Operating Services LLC | 56516 | Plains End II LLC | IPP Non-CHP | CO | 2G01 | 8.4 | 8.3 | Natural Gas Internal Combustion Engine | NG | IC | 5 | 2008 |  |  | (OP) Operating | [6 empty] | Jefferson | 39.8586 | -105.2256
15142 | Plains End Operating Services LLC | 56516 | Plains End II LLC | IPP Non-CHP | CO | 2G02 | 8.4 | 8.3 | Natural Gas Internal Combustion Engine | NG | IC | 5 | 2008 |  |  | (OP) Operating | [6 empty] | Jefferson | 39.8586 | -105.2256
15142 | Plains End Operating Services LLC | 56516 | Plains End II LLC | IPP Non-CHP | CO | 2G03 | 8.4 | 8.3 | Natural Gas Internal Combustion Engine | NG | IC | 5 | 2008 |  |  | (OP) Operating | [6 empty] | Jefferson | 39.8586 | -105.2256
15142 | Plains End Operating Services LLC | 56516 | Plains End II LLC | IPP Non-CHP | CO | 2G04 | 8.4 | 8.3 | Natural Gas Internal Combustion Engine | NG | IC | 5 | 2008 |  |  | (OP) Operating | [6 empty] | Jefferson | 39.8586 | -105.2256
15142 | Plains End Operating Services LLC | 56516 | Plains End II LLC | IPP Non-CHP | CO | 2G05 | 8.4 | 8.3 | Natural Gas Internal Combustion Engine | NG | IC | 5 | 2008 |  |  | (OP) Operating | [6 empty] | Jefferson | 39.8586 | -105.2256
15142 | Plains End Operating Services LLC | 56516 | Plains End II LLC | IPP Non-CHP | CO | 2G06 | 8.4 | 8.3 | Natural Gas Internal Combustion Engine | NG | IC | 5 | 2008 |  |  | (OP) Operating | [6 empty] | Jefferson | 39.8586 | -105.2256
15142 | Plains End Operating Services LLC | 56516 | Plains End II LLC | IPP Non-CHP | CO | 2G07 | 8.4 | 8.3 | Natural Gas Internal Combustion Engine | NG | IC | 5 | 2008 |  |  | (OP) Operating | [6 empty] | Jefferson | 39.8586 | -105.2256
15142 | Plains End Operating Services LLC | 56516 | Plains End II LLC | IPP Non-CHP | CO | 2G08 | 8.4 | 8.3 | Natural Gas Internal Combustion Engine | NG | IC | 5 | 2008 |  |  | (OP) Operating | [6 empty] | Jefferson | 39.8586 | -105.2256
15142 | Plains End Operating Services LLC | 56516 | Plains End II LLC | IPP Non-CHP | CO | 2G09 | 8.4 | 8.3 | Natural Gas Internal Combustion Engine | NG | IC | 5 | 2008 |  |  | (OP) Operating | [6 empty] | Jefferson | 39.8586 | -105.2256
15142 | Plains End Operating Services LLC | 56516 | Plains End II LLC | IPP Non-CHP | CO | 2G10 | 8.4 | 8.3 | Natural Gas Internal Combustion Engine | NG | IC | 5 | 2008 |  |  | (OP) Operating | [6 empty] | Jefferson | 39.8586 | -105.2256
15142 | Plains End Operating Services LLC | 56516 | Plains End II LLC | IPP Non-CHP | CO | 2G11 | 8.4 | 8.3 | Natural Gas Internal Combustion Engine | NG | IC | 5 | 2008 |  |  | (OP) Operating | [6 empty] | Jefferson | 39.8586 | -105.2256
15142 | Plains End Operating Services LLC | 56516 | Plains End II LLC | IPP Non-CHP | CO | 2G12 | 8.4 | 8.3 | Natural Gas Internal Combustion Engine | NG | IC | 5 | 2008 |  |  | (OP) Operating | [6 empty] | Jefferson | 39.8586 | -105.2256
15142 | Plains End Operating Services LLC | 56516 | Plains End II LLC | IPP Non-CHP | CO | 2G13 | 8.4 | 8.3 | Natural Gas Internal Combustion Engine | NG | IC | 5 | 2008 |  |  | (OP) Operating | [6 empty] | Jefferson | 39.8586 | -105.2256
15142 | Plains End Operating Services LLC | 56516 | Plains End II LLC | IPP Non-CHP | CO | 2G14 | 8.4 | 8.3 | Natural Gas Internal Combustion Engine | NG | IC | 5 | 2008 |  |  | (OP) Operating | [6 empty] | Jefferson | 39.8586 | -105.2256
15180 | City of Pocahontas - (IA) | 56517 | West Diesel Generation Unit | Electric Utility | IA | East | 2 | 1.9 | Petroleum Liquids | DFO | IC | 6 | 2006 |  |  | (SB) Standby/Backup: available for service but not normally used | [6 empty] | POCAHONTAS | 42.7303 | -94.6644
15180 | City of Pocahontas - (IA) | 56517 | West Diesel Generation Unit | Electric Utility | IA | West | 2 | 1.9 | Petroleum Liquids | DFO | IC | 6 | 2006 |  |  | (SB) Standby/Backup: available for service but not normally used | [6 empty] | POCAHONTAS | 42.7303 | -94.6644
6909 | Gainesville Regional Utilities | 56518 | South Energy Center | Electric Utility | FL | GT1 | 4.1 | 4.3 | Natural Gas Fired Combustion Turbine | NG | GT | 5 | 2009 |  |  | (OP) Operating | [6 empty] | Alachua | 29.6383 | -82.34
16558 | City of Salem - (VA) | 56519 | Salem Electric Department | Electric Utility | VA | 1 | 1.3 | 1.3 | Petroleum Liquids | DFO | IC | 12 | 2007 |  |  | (SB) Standby/Backup: available for service but not normally used | [6 empty] | Salem City | 37.2894 | -80.07
54842 | WM Renewable Energy LLC | 56520 | Deertrack Park Gas Recovery | IPP Non-CHP | WI | GEN1 | 0.8 | 0.8 | Landfill Gas | LFG | IC | 2 | 2006 |  |  | (OP) Operating | [6 empty] | Jefferson | 43.0889 | -88.7567
54842 | WM Renewable Energy LLC | 56520 | Deertrack Park Gas Recovery | IPP Non-CHP | WI | GEN2 | 0.8 | 0.8 | Landfill Gas | LFG | IC | 2 | 2006 |  |  | (OP) Operating | [6 empty] | Jefferson | 43.0889 | -88.7567
54842 | WM Renewable Energy LLC | 56520 | Deertrack Park Gas Recovery | IPP Non-CHP | WI | GEN3 | 0.8 | 0.8 | Landfill Gas | LFG | IC | 2 | 2006 |  |  | (OP) Operating | [6 empty] | Jefferson | 43.0889 | -88.7567
54842 | WM Renewable Energy LLC | 56520 | Deertrack Park Gas Recovery | IPP Non-CHP | WI | GEN4 | 0.8 | 0.8 | Landfill Gas | LFG | IC | 2 | 2006 |  |  | (OP) Operating | [6 empty] | Jefferson | 43.0889 | -88.7567
54842 | WM Renewable Energy LLC | 56520 | Deertrack Park Gas Recovery | IPP Non-CHP | WI | GEN5 | 0.8 | 0.8 | Landfill Gas | LFG | IC | 12 | 2007 |  |  | (OP) Operating | [6 empty] | Jefferson | 43.0889 | -88.7567
54842 | WM Renewable Energy LLC | 56520 | Deertrack Park Gas Recovery | IPP Non-CHP | WI | GEN6 | 0.8 | 0.8 | Landfill Gas | LFG | IC | 12 | 2007 |  |  | (OP) Operating | [6 empty] | Jefferson | 43.0889 | -88.7567
54842 | WM Renewable Energy LLC | 56520 | Deertrack Park Gas Recovery | IPP Non-CHP | WI | GEN7 | 0.8 | 0.8 | Landfill Gas | LFG | IC | 12 | 2007 |  |  | (OP) Operating | [6 empty] | Jefferson | 43.0889 | -88.7567
54842 | WM Renewable Energy LLC | 56520 | Deertrack Park Gas Recovery | IPP Non-CHP | WI | GEN8 | 0.8 | 0.8 | Landfill Gas | LFG | IC | 12 | 2007 |  |  | (OP) Operating | [6 empty] | Jefferson | 43.0889 | -88.7567
54842 | WM Renewable Energy LLC | 56521 | Lake Mills Gas Recovery | IPP Non-CHP | IA | GEN1 | 0.8 | 0.8 | Landfill Gas | LFG | IC | 3 | 2006 |  |  | (OP) Operating | [6 empty] | Winnebago | 43.3864 | -93.5589
54842 | WM Renewable Energy LLC | 56521 | Lake Mills Gas Recovery | IPP Non-CHP | IA | GEN2 | 0.8 | 0.8 | Landfill Gas | LFG | IC | 3 | 2006 |  |  | (OP) Operating | [6 empty] | Winnebago | 43.3864 | -93.5589
54842 | WM Renewable Energy LLC | 56521 | Lake Mills Gas Recovery | IPP Non-CHP | IA | GEN3 | 0.8 | 0.8 | Landfill Gas | LFG | IC | 3 | 2006 |  |  | (OP) Operating | [6 empty] | Winnebago | 43.3864 | -93.5589
54842 | WM Renewable Energy LLC | 56521 | Lake Mills Gas Recovery | IPP Non-CHP | IA | GEN4 | 0.8 | 0.8 | Landfill Gas | LFG | IC | 3 | 2006 |  |  | (OP) Operating | [6 empty] | Winnebago | 43.3864 | -93.5589
54842 | WM Renewable Energy LLC | 56521 | Lake Mills Gas Recovery | IPP Non-CHP | IA | GEN5 | 0.8 | 0.8 | Landfill Gas | LFG | IC | 3 | 2006 |  |  | (OP) Operating | [6 empty] | Winnebago | 43.3864 | -93.5589
54842 | WM Renewable Energy LLC | 56521 | Lake Mills Gas Recovery | IPP Non-CHP | IA | GEN6 | 0.8 | 0.8 | Landfill Gas | LFG | IC | 3 | 2006 |  |  | (OP) Operating | [6 empty] | Winnebago | 43.3864 | -93.5589
54842 | WM Renewable Energy LLC | 56522 | Springhill Gas Recovery Plant | IPP Non-CHP | FL | GEN1 | 0.8 | 0.8 | Landfill Gas | LFG | IC | 5 | 2006 |  |  | (OP) Operating | [6 empty] | JACKSON | 30.9283 | -85.4261
54842 | WM Renewable Energy LLC | 56522 | Springhill Gas Recovery Plant | IPP Non-CHP | FL | GEN2 | 0.8 | 0.8 | Landfill Gas | LFG | IC | 5 | 2006 |  |  | (OP) Operating | [6 empty] | JACKSON | 30.9283 | -85.4261
54842 | WM Renewable Energy LLC | 56522 | Springhill Gas Recovery Plant | IPP Non-CHP | FL | GEN3 | 0.8 | 0.8 | Landfill Gas | LFG | IC | 5 | 2006 |  |  | (OP) Operating | [6 empty] | JACKSON | 30.9283 | -85.4261
54842 | WM Renewable Energy LLC | 56522 | Springhill Gas Recovery Plant | IPP Non-CHP | FL | GEN4 | 0.8 | 0.8 | Landfill Gas | LFG | IC | 5 | 2006 |  |  | (OP) Operating | [6 empty] | JACKSON | 30.9283 | -85.4261
54842 | WM Renewable Energy LLC | 56522 | Springhill Gas Recovery Plant | IPP Non-CHP | FL | GEN5 | 0.8 | 0.8 | Landfill Gas | LFG | IC | 5 | 2006 |  |  | (OP) Operating | [6 empty] | JACKSON | 30.9283 | -85.4261
54842 | WM Renewable Energy LLC | 56522 | Springhill Gas Recovery Plant | IPP Non-CHP | FL | GEN6 | 0.8 | 0.8 | Landfill Gas | LFG | IC | 5 | 2006 |  |  | (OP) Operating | [6 empty] | JACKSON | 30.9283 | -85.4261
54842 | WM Renewable Energy LLC | 56523 | Two Pine Landfill Gas Recovery | IPP Non-CHP | AR | GEN1 | 0.8 | 0.8 | Landfill Gas | LFG | IC | 10 | 2006 |  |  | (OP) Operating | [6 empty] | PULASKI | 34.8364 | -92.1656
54842 | WM Renewable Energy LLC | 56523 | Two Pine Landfill Gas Recovery | IPP Non-CHP | AR | GEN2 | 0.8 | 0.8 | Landfill Gas | LFG | IC | 10 | 2006 |  |  | (OP) Operating | [6 empty] | PULASKI | 34.8364 | -92.1656
54842 | WM Renewable Energy LLC | 56523 | Two Pine Landfill Gas Recovery | IPP Non-CHP | AR | GEN3 | 0.8 | 0.8 | Landfill Gas | LFG | IC | 10 | 2006 |  |  | (OP) Operating | [6 empty] | PULASKI | 34.8364 | -92.1656
54842 | WM Renewable Energy LLC | 56523 | Two Pine Landfill Gas Recovery | IPP Non-CHP | AR | GEN4 | 0.8 | 0.8 | Landfill Gas | LFG | IC | 10 | 2006 |  |  | (OP) Operating | [6 empty] | PULASKI | 34.8364 | -92.1656
54842 | WM Renewable Energy LLC | 56523 | Two Pine Landfill Gas Recovery | IPP Non-CHP | AR | GEN5 | 0.8 | 0.8 | Landfill Gas | LFG | IC | 10 | 2006 |  |  | (OP) Operating | [6 empty] | PULASKI | 34.8364 | -92.1656
54842 | WM Renewable Energy LLC | 56523 | Two Pine Landfill Gas Recovery | IPP Non-CHP | AR | GEN6 | 0.8 | 0.8 | Landfill Gas | LFG | IC | 10 | 2006 |  |  | (OP) Operating | [6 empty] | PULASKI | 34.8364 | -92.1656
54842 | WM Renewable Energy LLC | 56524 | Austin Gas Recovery | IPP Non-CHP | TX | GEN1 | 1.6 | 1.6 | Landfill Gas | LFG | IC | 10 | 2007 |  |  | (OP) Operating | [6 empty] | Travis | 30.3344 | -97.6217
54842 | WM Renewable Energy LLC | 56524 | Austin Gas Recovery | IPP Non-CHP | TX | GEN2 | 1.6 | 1.6 | Landfill Gas | LFG | IC | 10 | 2007 |  |  | (OP) Operating | [6 empty] | Travis | 30.3344 | -97.6217
54842 | WM Renewable Energy LLC | 56524 | Austin Gas Recovery | IPP Non-CHP | TX | GEN3 | 1.6 | 1.6 | Landfill Gas | LFG | IC | 10 | 2007 |  |  | (OP) Operating | [6 empty] | Travis | 30.3344 | -97.6217
54842 | WM Renewable Energy LLC | 56524 | Austin Gas Recovery | IPP Non-CHP | TX | GEN4 | 1.6 | 1.6 | Landfill Gas | LFG | IC | 10 | 2007 |  |  | (OP) Operating | [6 empty] | Travis | 30.3344 | -97.6217
54842 | WM Renewable Energy LLC | 56525 | Timberline Trail Gas Recovery | IPP Non-CHP | WI | GEN1 | 0.8 | 0.8 | Landfill Gas | LFG | IC | 2 | 2006 |  |  | (OP) Operating | [6 empty] | RUSK | 45.4533 | -91.3583
54842 | WM Renewable Energy LLC | 56525 | Timberline Trail Gas Recovery | IPP Non-CHP | WI | GEN2 | 0.8 | 0.8 | Landfill Gas | LFG | IC | 2 | 2006 |  |  | (OP) Operating | [6 empty] | RUSK | 45.4533 | -91.3583
54842 | WM Renewable Energy LLC | 56525 | Timberline Trail Gas Recovery | IPP Non-CHP | WI | GEN3 | 0.8 | 0.8 | Landfill Gas | LFG | IC | 2 | 2006 |  |  | (OP) Operating | [6 empty] | RUSK | 45.4533 | -91.3583
54842 | WM Renewable Energy LLC | 56525 | Timberline Trail Gas Recovery | IPP Non-CHP | WI | GEN4 | 0.8 | 0.8 | Landfill Gas | LFG | IC | 2 | 2006 |  |  | (OP) Operating | [6 empty] | RUSK | 45.4533 | -91.3583
54842 | WM Renewable Energy LLC | 56525 | Timberline Trail Gas Recovery | IPP Non-CHP | WI | GEN5 | 0.8 | 0.8 | Landfill Gas | LFG | IC | 12 | 2007 |  |  | (OP) Operating | [6 empty] | RUSK | 45.4533 | -91.3583
54842 | WM Renewable Energy LLC | 56526 | Chaffee Gas Recovery | IPP Non-CHP | NY | GEN1 | 0.8 | 0.8 | Landfill Gas | LFG | IC | 8 | 2007 |  |  | (OP) Operating | [6 empty] | Erie | 42.5831 | -78.4864
54842 | WM Renewable Energy LLC | 56526 | Chaffee Gas Recovery | IPP Non-CHP | NY | GEN2 | 0.8 | 0.8 | Landfill Gas | LFG | IC | 8 | 2007 |  |  | (OP) Operating | [6 empty] | Erie | 42.5831 | -78.4864
54842 | WM Renewable Energy LLC | 56526 | Chaffee Gas Recovery | IPP Non-CHP | NY | GEN3 | 0.8 | 0.8 | Landfill Gas | LFG | IC | 8 | 2007 |  |  | (OP) Operating | [6 empty] | Erie | 42.5831 | -78.4864
54842 | WM Renewable Energy LLC | 56526 | Chaffee Gas Recovery | IPP Non-CHP | NY | GEN4 | 0.8 | 0.8 | Landfill Gas | LFG | IC | 8 | 2007 |  |  | (OP) Operating | [6 empty] | Erie | 42.5831 | -78.4864
54842 | WM Renewable Energy LLC | 56526 | Chaffee Gas Recovery | IPP Non-CHP | NY | GEN5 | 0.8 | 0.8 | Landfill Gas | LFG | IC | 8 | 2007 |  |  | (OP) Operating | [6 empty] | Erie | 42.5831 | -78.4864
54842 | WM Renewable Energy LLC | 56526 | Chaffee Gas Recovery | IPP Non-CHP | NY | GEN6 | 0.8 | 0.8 | Landfill Gas | LFG | IC | 8 | 2007 |  |  | (OP) Operating | [6 empty] | Erie | 42.5831 | -78.4864
54842 | WM Renewable Energy LLC | 56526 | Chaffee Gas Recovery | IPP Non-CHP | NY | GEN7 | 0.8 | 0.8 | Landfill Gas | LFG | IC | 10 | 2009 |  |  | (OP) Operating | [6 empty] | Erie | 42.5831 | -78.4864
54842 | WM Renewable Energy LLC | 56526 | Chaffee Gas Recovery | IPP Non-CHP | NY | GEN8 | 0.8 | 0.8 | Landfill Gas | LFG | IC | 10 | 2009 |  |  | (OP) Operating | [6 empty] | Erie | 42.5831 | -78.4864
54842 | WM Renewable Energy LLC | 56527 | Fitchburg Gas Recovery | IPP Non-CHP | MA | GEN1 | 1.6 | 1.6 | Landfill Gas | LFG | IC | 10 | 2007 |  |  | (OP) Operating | [6 empty] | Worcester | 42.5144 | -71.8839
54842 | WM Renewable Energy LLC | 56527 | Fitchburg Gas Recovery | IPP Non-CHP | MA | GEN2 | 1.6 | 1.6 | Landfill Gas | LFG | IC | 10 | 2007 |  |  | (OP) Operating | [6 empty] | Worcester | 42.5144 | -71.8839
54842 | WM Renewable Energy LLC | 56527 | Fitchburg Gas Recovery | IPP Non-CHP | MA | GEN3 | 1.6 | 1.6 | Landfill Gas | LFG | IC | 1 | 2009 |  |  | (OP) Operating | [6 empty] | Worcester | 42.5144 | -71.8839
54842 | WM Renewable Energy LLC | 56528 | Skyline Gas Recovery | IPP Non-CHP | TX | GEN1 | 1.6 | 1.6 | Landfill Gas | LFG | IC | 6 | 2007 |  |  | (OP) Operating | [6 empty] | Dallas | 32.5397 | -96.6653
54842 | WM Renewable Energy LLC | 56528 | Skyline Gas Recovery | IPP Non-CHP | TX | GEN2 | 1.6 | 1.6 | Landfill Gas | LFG | IC | 6 | 2007 |  |  | (OP) Operating | [6 empty] | Dallas | 32.5397 | -96.6653
54842 | WM Renewable Energy LLC | 56528 | Skyline Gas Recovery | IPP Non-CHP | TX | GEN3 | 1.6 | 1.6 | Landfill Gas | LFG | IC | 6 | 2007 |  |  | (OP) Operating | [6 empty] | Dallas | 32.5397 | -96.6653
54842 | WM Renewable Energy LLC | 56528 | Skyline Gas Recovery | IPP Non-CHP | TX | GEN4 | 1.6 | 1.6 | Landfill Gas | LFG | IC | 6 | 2007 |  |  | (OP) Operating | [6 empty] | Dallas | 32.5397 | -96.6653
54842 | WM Renewable Energy LLC | 56529 | Five Oaks Gas Recovery | IPP Non-CHP | IL | GEN1 | 0.8 | 0.8 | Landfill Gas | LFG | IC | 2 | 2008 |  |  | (OP) Operating | [6 empty] | Christian | 39.5678 | -89.3683
54842 | WM Renewable Energy LLC | 56529 | Five Oaks Gas Recovery | IPP Non-CHP | IL | GEN2 | 0.8 | 0.8 | Landfill Gas | LFG | IC | 2 | 2008 |  |  | (OP) Operating | [6 empty] | Christian | 39.5678 | -89.3683
54842 | WM Renewable Energy LLC | 56529 | Five Oaks Gas Recovery | IPP Non-CHP | IL | GEN3 | 0.8 | 0.8 | Landfill Gas | LFG | IC | 2 | 2008 |  |  | (OP) Operating | [6 empty] | Christian | 39.5678 | -89.3683
54842 | WM Renewable Energy LLC | 56529 | Five Oaks Gas Recovery | IPP Non-CHP | IL | GEN4 | 0.8 | 0.8 | Landfill Gas | LFG | IC | 2 | 2008 |  |  | (OP) Operating | [6 empty] | Christian | 39.5678 | -89.3683
54842 | WM Renewable Energy LLC | 56530 | DADS Gas Recovery | IPP Non-CHP | CO | GEN1 | 0.8 | 0.8 | Landfill Gas | LFG | IC | 7 | 2008 |  |  | (OP) Operating | [6 empty] | Arapahoe | 39.6522 | -104.7161
54842 | WM Renewable Energy LLC | 56530 | DADS Gas Recovery | IPP Non-CHP | CO | GEN2 | 0.8 | 0.8 | Landfill Gas | LFG | IC | 7 | 2008 |  |  | (OP) Operating | [6 empty] | Arapahoe | 39.6522 | -104.7161
54842 | WM Renewable Energy LLC | 56530 | DADS Gas Recovery | IPP Non-CHP | CO | GEN3 | 0.8 | 0.8 | Landfill Gas | LFG | IC | 7 | 2008 |  |  | (OP) Operating | [6 empty] | Arapahoe | 39.6522 | -104.7161
54842 | WM Renewable Energy LLC | 56530 | DADS Gas Recovery | IPP Non-CHP | CO | GEN4 | 0.8 | 0.8 | Landfill Gas | LFG | IC | 7 | 2008 |  |  | (OP) Operating | [6 empty] | Arapahoe | 39.6522 | -104.7161
54842 | WM Renewable Energy LLC | 56531 | Waste Management Bethel LFGTE | IPP Non-CHP | VA | GEN1 | 0.8 | 0.8 | Landfill Gas | LFG | IC | 2 | 2008 |  |  | (OP) Operating | [6 empty] | HAMPTON CITY | 37.0719 | -76.4272
54842 | WM Renewable Energy LLC | 56531 | Waste Management Bethel LFGTE | IPP Non-CHP | VA | GEN2 | 0.8 | 0.8 | Landfill Gas | LFG | IC | 2 | 2008 |  |  | (OP) Operating | [6 empty] | HAMPTON CITY | 37.0719 | -76.4272
54842 | WM Renewable Energy LLC | 56531 | Waste Management Bethel LFGTE | IPP Non-CHP | VA | GEN3 | 0.8 | 0.8 | Landfill Gas | LFG | IC | 2 | 2008 |  |  | (OP) Operating | [6 empty] | HAMPTON CITY | 37.0719 | -76.4272
54842 | WM Renewable Energy LLC | 56531 | Waste Management Bethel LFGTE | IPP Non-CHP | VA | GEN4 | 0.8 | 0.8 | Landfill Gas | LFG | IC | 2 | 2008 |  |  | (OP) Operating | [6 empty] | HAMPTON CITY | 37.0719 | -76.4272
54842 | WM Renewable Energy LLC | 56531 | Waste Management Bethel LFGTE | IPP Non-CHP | VA | GEN5 | 0.8 | 0.8 | Landfill Gas | LFG | IC | 2 | 2008 |  |  | (OP) Operating | [6 empty] | HAMPTON CITY | 37.0719 | -76.4272
54842 | WM Renewable Energy LLC | 56531 | Waste Management Bethel LFGTE | IPP Non-CHP | VA | GEN6 | 0.8 | 0.8 | Landfill Gas | LFG | IC | 2 | 2008 |  |  | (OP) Operating | [6 empty] | HAMPTON CITY | 37.0719 | -76.4272
14328 | Pacific Gas & Electric Co | 56532 | Colusa Generating Station | Electric Utility | CA | A | 181.5 | 167 | Natural Gas Fired Combined Cycle | NG | CT | 12 | 2010 |  |  | (OP) Operating | [6 empty] | Colusa | 39.3661 | -122.27
14328 | Pacific Gas & Electric Co | 56532 | Colusa Generating Station | Electric Utility | CA | B | 181.5 | 167 | Natural Gas Fired Combined Cycle | NG | CT | 12 | 2010 |  |  | (OP) Operating | [6 empty] | Colusa | 39.3661 | -122.27
14328 | Pacific Gas & Electric Co | 56532 | Colusa Generating Station | Electric Utility | CA | C | 349.4 | 306 | Natural Gas Fired Combined Cycle | NG | CA | 12 | 2010 |  |  | (OP) Operating | [6 empty] | Colusa | 39.3661 | -122.27
55733 | Waste Management Energy Solutions Inc | 56534 | El Sobrante Gas Recovery | IPP Non-CHP | CA | GEN1 | 1.3 | 1.3 | Landfill Gas | LFG | IC | 12 | 2004 |  |  | (OP) Operating | [6 empty] | Riverside | 33.782 | -117.4727
55733 | Waste Management Energy Solutions Inc | 56534 | El Sobrante Gas Recovery | IPP Non-CHP | CA | GEN2 | 1.3 | 1.3 | Landfill Gas | LFG | IC | 12 | 2004 |  |  | (OP) Operating | [6 empty] | Riverside | 33.782 | -117.4727
55733 | Waste Management Energy Solutions Inc | 56534 | El Sobrante Gas Recovery | IPP Non-CHP | CA | GEN3 | 1.3 | 1.3 | Landfill Gas | LFG | IC | 12 | 2004 |  |  | (OP) Operating | [6 empty] | Riverside | 33.782 | -117.4727
55733 | Waste Management Energy Solutions Inc | 56535 | Waste Management Simi Valley LFGTE | IPP Non-CHP | CA | GEN1 | 1.3 | 1.3 | Landfill Gas | LFG | IC | 12 | 2004 |  |  | (OP) Operating | [6 empty] | VENTURA | 34.2822 | -118.7944
55733 | Waste Management Energy Solutions Inc | 56535 | Waste Management Simi Valley LFGTE | IPP Non-CHP | CA | GEN2 | 1.3 | 1.3 | Landfill Gas | LFG | IC | 12 | 2004 |  |  | (OP) Operating | [6 empty] | VENTURA | 34.2822 | -118.7944
55734 | Cow Branch | 56536 | Cow Branch Wind Power LLC | IPP Non-CHP | MO | 1 | 50.4 | 50.4 | Onshore Wind Turbine | WND | WT | 4 | 2008 |  |  | (OP) Operating | [6 empty] | Atchison | 40.4535 | -95.4683
55735 | Conception | 56537 | CR Clearing LLC | IPP Non-CHP | MO | 1 | 50.4 | 50.4 | Onshore Wind Turbine | WND | WT | 4 | 2008 |  |  | (OP) Operating | [6 empty] | Nodaway | 40.2572 | -94.6722
55736 | Loess Hills | 56538 | Loess Hills Wind Farm LLC | IPP Non-CHP | MO | 1 | 5 | 5 | Onshore Wind Turbine | WND | WT | 2 | 2008 |  |  | (OP) Operating | [6 empty] | Atchison | 40.4144 | -95.54
9267 | Hoosier Energy R E C, Inc | 56539 | Clark-Floyd Landfill Gas Generating | Electric Utility | IN | ICG1 | 1.1 | 1 | Landfill Gas | LFG | IC | 10 | 2007 |  |  | (OP) Operating | [6 empty] | Clark | 38.4564 | -85.8375
9267 | Hoosier Energy R E C, Inc | 56539 | Clark-Floyd Landfill Gas Generating | Electric Utility | IN | ICG2 | 1.1 | 1 | Landfill Gas | LFG | IC | 10 | 2007 |  |  | (OP) Operating | [6 empty] | Clark | 38.4564 | -85.8375
9267 | Hoosier Energy R E C, Inc | 56539 | Clark-Floyd Landfill Gas Generating | Electric Utility | IN | ICG3 | 1.4 | 1.4 | Landfill Gas | LFG | IC | 6 | 2009 |  |  | (OP) Operating | [6 empty] | Clark | 38.4564 | -85.8375
34691 | Ormat Nevada Inc | 56540 | Galena 2 Geothermal Power Plant | IPP Non-CHP | NV | GEN1 | 13.5 | 9.2 | Geothermal | GEO | BT | 4 | 2007 |  |  | (OP) Operating | [6 empty] | Washoe | 39.3732 | -119.7645
34691 | Ormat Nevada Inc | 56541 | Galena 3 Geothermal Power Plant | IPP Non-CHP | NV | GEN1 | 15 | 7.9 | Geothermal | GEO | BT | 2 | 2008 |  |  | (OP) Operating | [6 empty] | Washoe | 39.3887 | -119.7489
34691 | Ormat Nevada Inc | 56541 | Galena 3 Geothermal Power Plant | IPP Non-CHP | NV | GEN2 | 15 | 7.9 | Geothermal | GEO | BT | 2 | 2008 |  |  | (OP) Operating | [6 empty] | Washoe | 39.3887 | -119.7489
219 | Alaska Power and Telephone Co | 56542 | Kasidaya Creek Hydro | Electric Utility | AK | 1 | 3 | 3 | Conventional Hydroelectric | WAT | HY | 10 | 2008 |  |  | (OP) Operating | [6 empty] | Skagway Hoonah Angoon | 59.4072 | -135.3408
59883 | NRG Energy Gas & Wind Holdings Inc | 56543 | Eastridge Wind Project | IPP Non-CHP | MN | 1 | 10.4 | 10.4 | Onshore Wind Turbine | WND | WT | 4 | 2006 |  |  | (OP) Operating | [6 empty] | Murray | 43.9358 | -95.9222
59883 | NRG Energy Gas & Wind Holdings Inc | 56544 | Windom Wind Project | IPP Non-CHP | MN | 1 | 15.6 | 15.6 | Onshore Wind Turbine | WND | WT | 3 | 2006 |  |  | (OP) Operating | [6 empty] | Cottonwood | 43.9578 | -95.1306
16921 | City of Seneca - (SC) | 56545 | Seneca City of | Electric Utility | SC | PPG1 | 2 | 1.8 | Petroleum Liquids | DFO | IC | 12 | 2004 |  |  | (OP) Operating | [6 empty] | OCONEE | 34.6875 | -82.9525
16921 | City of Seneca - (SC) | 56545 | Seneca City of | Electric Utility | SC | PPG2 | 2 | 1.8 | Petroleum Liquids | DFO | IC | 12 | 2004 |  |  | (OP) Operating | [6 empty] | OCONEE | 34.6875 | -82.9525
16921 | City of Seneca - (SC) | 56545 | Seneca City of | Electric Utility | SC | PPG3 | 2 | 1.8 | Petroleum Liquids | DFO | IC | 12 | 2004 |  |  | (OP) Operating | [6 empty] | OCONEE | 34.6875 | -82.9525
16921 | City of Seneca - (SC) | 56545 | Seneca City of | Electric Utility | SC | WPG1 | 2 | 1.8 | Petroleum Liquids | DFO | IC | 12 | 2004 |  |  | (OP) Operating | [6 empty] | OCONEE | 34.6875 | -82.9525
16921 | City of Seneca - (SC) | 56545 | Seneca City of | Electric Utility | SC | WPG2 | 2 | 1.8 | Petroleum Liquids | DFO | IC | 12 | 2004 |  |  | (OP) Operating | [6 empty] | OCONEE | 34.6875 | -82.9525
13630 | North Carolina Mun Power Agny #1 | 56546 | Cornelius Delivery No 1 | Electric Utility | NC | 1 | 2.2 | 2 | Petroleum Liquids | DFO | IC | 8 | 2007 |  |  | (OP) Operating | [6 empty] | Mecklenburg | 35.4869 | -80.8558
13630 | North Carolina Mun Power Agny #1 | 56547 | Bostic Delivery No 2 | Electric Utility | NC | 1 | 1 | 1 | Petroleum Liquids | DFO | IC | 8 | 2007 |  |  | (OP) Operating | [6 empty] | Rutherford | 35.3619 | -81.8344
13630 | North Carolina Mun Power Agny #1 | 56548 | Drexel Operations Center | Electric Utility | NC | 1 | 2.2 | 2 | Petroleum Liquids | DFO | IC | 8 | 2007 |  |  | (OP) Operating | [6 empty] | Burke | 35.7481 | -81.6072
13630 | North Carolina Mun Power Agny #1 | 56549 | Granite Falls Walmart | Electric Utility | NC | 1 | 2.2 | 2 | Petroleum Liquids | DFO | IC | 8 | 2007 |  |  | (OP) Operating | [6 empty] | Caldwell | 35.7811 | -81.3928
13630 | North Carolina Mun Power Agny #1 | 56550 | Huntersville Delivery No 2 | Electric Utility | NC | 1 | 2.2 | 2 | Petroleum Liquids | DFO | IC | 8 | 2007 |  |  | (OP) Operating | [6 empty] | Mecklenburg | 35.3833 | -80.8328
13630 | North Carolina Mun Power Agny #1 | 56551 | Landis Delivery No 2 | Electric Utility | NC | 1 | 2.2 | 2 | Petroleum Liquids | DFO | IC | 8 | 2007 |  |  | (OP) Operating | [6 empty] | Rowan | 35.5406 | -80.6117
13630 | North Carolina Mun Power Agny #1 | 56552 | Statesville Delivery No 3 | Electric Utility | NC | 1 | 2.2 | 2 | Petroleum Liquids | DFO | IC | 8 | 2007 |  |  | (OP) Operating | [6 empty] | Iredell | 35.7972 | -80.8542
12944 | City of Morganton - (NC) | 56553 | Catawba River Pollution Control | Commercial Non-CHP | NC | 1234 | 1.3 | 1.1 | Petroleum Liquids | DFO | IC | 7 | 2009 |  |  | (OP) Operating | [6 empty] | Burke | 35.7766 | -81.6643
56355 | LES Project Holdings LLC | 56554 | Salt Lake Energy Systems | IPP Non-CHP | UT | Unit1 | 0.8 | 0.8 | Landfill Gas | LFG | IC | 6 | 2006 |  |  | (OP) Operating | [6 empty] | Salt Lake | 40.7461 | -112.0339
56355 | LES Project Holdings LLC | 56554 | Salt Lake Energy Systems | IPP Non-CHP | UT | Unit2 | 0.8 | 0.8 | Landfill Gas | LFG | IC | 6 | 2006 |  |  | (OP) Operating | [6 empty] | Salt Lake | 40.7461 | -112.0339
56355 | LES Project Holdings LLC | 56554 | Salt Lake Energy Systems | IPP Non-CHP | UT | Unit3 | 1.6 | 1.5 | Landfill Gas | LFG | IC | 6 | 2006 |  |  | (OP) Operating | [6 empty] | Salt Lake | 40.7461 | -112.0339
55737 | Wind Capital Holdings LLC | 56555 | Wind Capital Holdings LLC | IPP Non-CHP | MO | 1 | 56.7 | 56.7 | Onshore Wind Turbine | WND | WT | 6 | 2007 |  |  | (OP) Operating | [6 empty] | Gentry | 40.1006 | -94.4869
55772 | Paducah Power System | 56556 | PPS Power Plant No 1 | Electric Utility | KY | 1 | 60 | 55 | Natural Gas Fired Combustion Turbine | NG | GT | 6 | 2010 |  |  | (OP) Operating | [6 empty] | McCracken | 37.0339 | -88.6159
55772 | Paducah Power System | 56556 | PPS Power Plant No 1 | Electric Utility | KY | 2 | 60 | 55 | Natural Gas Fired Combustion Turbine | NG | GT | 6 | 2010 |  |  | (OP) Operating | [6 empty] | McCracken | 37.0339 | -88.6159
55838 | EXC Wind 1 | 56557 | EXC Wind 1 LLC | IPP Non-CHP | TX | 1 | 10 | 10 | Onshore Wind Turbine | WND | WT | 2 | 2006 |  |  | (OP) Operating | [6 empty] | Hansford | 36.4983 | -101.4958
55837 | EXC Wind 2 | 56558 | EXC Wind 2 LLC | IPP Non-CHP | TX | JDW2 | 10 | 10 | Onshore Wind Turbine | WND | WT | 2 | 2006 |  |  | (OP) Operating | [6 empty] | Hansford | 36.4886 | -101.4597
55836 | EXC Wind 3 | 56559 | EXC Wind 3 LLC | IPP Non-CHP | TX | JDW3 | 10 | 10 | Onshore Wind Turbine | WND | WT | 2 | 2006 |  |  | (OP) Operating | [6 empty] | Hansford | 36.4417 | -101.3497
55835 | EXC Wind 4 | 56560 | EXC Wind 4 LLC | IPP Non-CHP | TX | JDW4 | 79.8 | 79.8 | Onshore Wind Turbine | WND | WT | 1 | 2008 |  |  | (OP) Operating | [6 empty] | Hansford | 36.4144 | -101.3864
55834 | EXC Wind 5 | 56561 | EXC Wind 5 LLC | IPP Non-CHP | TX | JDW5 | 10 | 10 | Onshore Wind Turbine | WND | WT | 11 | 2006 |  |  | (OP) Operating | [6 empty] | Sherman | 36.4453 | -101.8761
55833 | EXC Wind 6 | 56562 | EXC Wind 6 LLC | IPP Non-CHP | TX | JDW6 | 10 | 10 | Onshore Wind Turbine | WND | WT | 1 | 2007 |  |  | (OP) Operating | [6 empty] | Sherman | 36.4669 | -101.8222
55785 | FPL Peetz Table Wind Energy | 56563 | Peetz Table Wind Energy | IPP Non-CHP | CO | GE | 199.5 | 199.5 | Onshore Wind Turbine | WND | WT | 9 | 2007 |  |  | (OP) Operating | [6 empty] | Logan | 40.986 | -103.436
17698 | Southwestern Electric Power Co | 56564 | John W Turk Jr Power Plant | Electric Utility | AR | 1 | 609 | 609 | Conventional Steam Coal | SUB | ST | 12 | 2012 |  |  | (OP) Operating | [6 empty] | HEMPSTEAD | 33.6497 | -93.8119
17698 | Southwestern Electric Power Co | 56565 | J Lamar Stall Unit | Electric Utility | LA | 6A | 184 | 160 | Natural Gas Fired Combined Cycle | NG | CT | 6 | 2010 |  |  | (OP) Operating | [6 empty] | Caddo | 32.5195 | -93.7601
17698 | Southwestern Electric Power Co | 56565 | J Lamar Stall Unit | Electric Utility | LA | 6B | 184 | 160 | Natural Gas Fired Combined Cycle | NG | CT | 6 | 2010 |  |  | (OP) Operating | [6 empty] | Caddo | 32.5195 | -93.7601
17698 | Southwestern Electric Power Co | 56565 | J Lamar Stall Unit | Electric Utility | LA | 6STG | 256 | 187 | Natural Gas Fired Combined Cycle | NG | CA | 6 | 2010 |  |  | (OP) Operating | [6 empty] | Caddo | 32.5195 | -93.7601
56203 | Solar Star NAFB LLC | 56568 | Nellis Air Force Base Solar Array | Commercial Non-CHP | NV | NS1 | 4.9 | 4.9 | Solar Photovoltaic | SUN | PV | 10 | 2007 |  |  | (OP) Operating | [6 empty] | CLARK | 36.2603 | -115.0544
56203 | Solar Star NAFB LLC | 56568 | Nellis Air Force Base Solar Array | Commercial Non-CHP | NV | NS2 | 5.2 | 5.2 | Solar Photovoltaic | SUN | PV | 11 | 2007 |  |  | (OP) Operating | [6 empty] | CLARK | 36.2603 | -115.0544
56203 | Solar Star NAFB LLC | 56568 | Nellis Air Force Base Solar Array | Commercial Non-CHP | NV | NS3 | 3.9 | 3.9 | Solar Photovoltaic | SUN | PV | 12 | 2007 |  |  | (OP) Operating | [6 empty] | CLARK | 36.2603 | -115.0544
9216 | Imperial Irrigation District | 56569 | Niland Gas Turbine Plant | Electric Utility | CA | 1 | 60.5 | 47.5 | Natural Gas Fired Combustion Turbine | NG | GT | 6 | 2008 |  |  | (OP) Operating | [6 empty] | IMPERIAL | 33.2388 | -115.5045
9216 | Imperial Irrigation District | 56569 | Niland Gas Turbine Plant | Electric Utility | CA | 2 | 60.5 | 47.5 | Natural Gas Fired Combustion Turbine | NG | GT | 6 | 2008 |  |  | (OP) Operating | [6 empty] | IMPERIAL | 33.2388 | -115.5045
2770 | Terra-Gen Operating Co LLC | 56570 | Terra-Gen VG Wind LLC | IPP Non-CHP | CA | WGNS | 7.4 | 7.4 | Onshore Wind Turbine | WND | WT | 1 | 1984 |  |  | (OP) Operating | [6 empty] | Kern | 35.1161 | -118.3789
55796 | Eastern Landfill Gas LLC | 56571 | Eastern Landfill Gas LLC | IPP Non-CHP | MD | 1 | 1 | 1 | Landfill Gas | LFG | IC | 10 | 2006 |  |  | (OA) Out of service but expected to return to service in next calendar year | [6 empty] | BALTIMORE | 39.3908 | -76.4042
55796 | Eastern Landfill Gas LLC | 56571 | Eastern Landfill Gas LLC | IPP Non-CHP | MD | 2 | 1 | 1 | Landfill Gas | LFG | IC | 10 | 2006 |  |  | (OA) Out of service but expected to return to service in next calendar year | [6 empty] | BALTIMORE | 39.3908 | -76.4042
55796 | Eastern Landfill Gas LLC | 56571 | Eastern Landfill Gas LLC | IPP Non-CHP | MD | 3 | 1 | 1 | Landfill Gas | LFG | IC | 10 | 2006 |  |  | (OA) Out of service but expected to return to service in next calendar year | [6 empty] | BALTIMORE | 39.3908 | -76.4042
55795 | Bethlehem Renewable Energy LLC | 56572 | Bethlehem Renewable Energy LLC | IPP Non-CHP | PA | 1 | 5.5 | 4.7 | Landfill Gas | LFG | GT | 3 | 2008 |  |  | (OA) Out of service but expected to return to service in next calendar year | [6 empty] | NORTHAMPTON | 40.6216 | -75.3102
54799 | FPL Energy Oliver County Wind II LLC | 56573 | FPL Energy Oliver Wind II LLC | IPP Non-CHP | ND | 2 | 48 | 48 | Onshore Wind Turbine | WND | WT | 12 | 2007 |  |  | (OP) Operating | [6 empty] | Oliver | 47.1528 | -101.1977
59155 | First Wind O&M, LLC | 56575 | Steel Winds Wind Farm | IPP Non-CHP | NY | 1 | 20 | 20 | Onshore Wind Turbine | WND | WT | 6 | 2007 |  |  | (OP) Operating | [6 empty] | Erie | 42.8167 | -78.8675
55832 | Cowell | 56577 | Shane's Wind Machine | IPP Non-CHP | MN | 1 | 1.3 | 1.3 | Onshore Wind Turbine | WND | WT | 7 | 2006 |  |  | (OP) Operating | [6 empty] | Pipestone | 44.1508 | -96.1361
56808 | Norgard 1 | 56578 | Roadrunner I LLC | IPP Non-CHP | MN | 1 | 1.3 | 1.3 | Onshore Wind Turbine | WND | WT | 5 | 2006 |  |  | (OP) Operating | [6 empty] | Lincoln | 44.2906 | -96.4333
56808 | Norgard 1 | 56579 | Windy Dog I LLC | IPP Non-CHP | MN | 1 | 1.3 | 1.3 | Onshore Wind Turbine | WND | WT | 5 | 2006 |  |  | (OP) Operating | [6 empty] | Lincoln | 44.2851 | -96.4257
56807 | Moore 1 | 56580 | Blue Breezes LLC | IPP Non-CHP | MN | 1 | 1.3 | 1.3 | Onshore Wind Turbine | WND | WT | 5 | 2006 |  |  | (OP) Operating | [6 empty] | Faribault | 43.6558 | -94.1536
56807 | Moore 1 | 56581 | Blue Breezes II LLC | IPP Non-CHP | MN | 1 | 1.3 | 1.3 | Onshore Wind Turbine | WND | WT | 5 | 2006 |  |  | (OP) Operating | [6 empty] | Faribault | 43.6558 | -94.1564
56808 | Norgard 1 | 56582 | Breezy Bucks II LLC | IPP Non-CHP | MN | 1 | 1.3 | 1.3 | Onshore Wind Turbine | WND | WT | 5 | 2006 |  |  | (OP) Operating | [6 empty] | Lincoln | 44.3144 | -96.3317
56808 | Norgard 1 | 56583 | Salty Dog I LLC | IPP Non-CHP | MN | 1 | 1.3 | 1.3 | Onshore Wind Turbine | WND | WT | 5 | 2006 |  |  | (OP) Operating | [6 empty] | Lincoln | 44.2878 | -96.4333
56808 | Norgard 1 | 56584 | Salty Dog II LLC | IPP Non-CHP | MN | 1 | 1.3 | 1.3 | Onshore Wind Turbine | WND | WT | 5 | 2006 |  |  | (OP) Operating | [6 empty] | Lincoln | 44.3147 | -96.3258
56808 | Norgard 1 | 56585 | Wallys Wind Farm LLC | IPP Non-CHP | MN | 1 | 1.3 | 1.3 | Onshore Wind Turbine | WND | WT | 5 | 2006 |  |  | (OP) Operating | [6 empty] | LINCOLN | 44.2851 | -96.4333
57157 | Wolf Wind Project | 56586 | Sunset Breeze LLC | IPP Non-CHP | MN | 1 | 1.3 | 1.3 | Onshore Wind Turbine | WND | WT | 5 | 2006 |  |  | (OP) Operating | [6 empty] | Nobles | 43.5811 | -95.78
57157 | Wolf Wind Project | 56587 | Minnesota Breeze LLC | IPP Non-CHP | MN | 1 | 1.3 | 1.3 | Onshore Wind Turbine | WND | WT | 5 | 2006 |  |  | (OP) Operating | [6 empty] | Nobles | 43.5833 | -95.7781
57157 | Wolf Wind Project | 56588 | G Flow Wind LLC | IPP Non-CHP | MN | 1 | 1.3 | 1.3 | Onshore Wind Turbine | WND | WT | 5 | 2006 |  |  | (OP) Operating | [6 empty] | Nobles | 43.5861 | -95.7761
57157 | Wolf Wind Project | 56589 | Wolf Wind Enterprises LLC | IPP Non-CHP | MN | 1 | 1.3 | 1.3 | Onshore Wind Turbine | WND | WT | 5 | 2006 |  |  | (OP) Operating | [6 empty] | Nobles | 43.5811 | -95.7758
57157 | Wolf Wind Project | 56590 | Green Acres Breeze LLC | IPP Non-CHP | MN | 1 | 1.3 | 1.3 | Onshore Wind Turbine | WND | WT | 5 | 2006 |  |  | (OP) Operating | [6 empty] | Nobles | 43.5861 | -95.7803
56568 | United Materials of Great Falls Inc | 56591 | Horseshoe Bend Wind Park | IPP Non-CHP | MT | HBWP | 9 | 9 | Onshore Wind Turbine | WND | WT | 2 | 2006 |  |  | (OP) Operating | [6 empty] | Cascade | 47.4983 | -111.4392
56215 | E ON Climate Renewables N America LLC | 56592 | Champion Wind Farm LLC | IPP Non-CHP | TX | CH1 | 126.5 | 126.5 | Onshore Wind Turbine | WND | WT | 2 | 2008 |  |  | (OP) Operating | [6 empty] | Nolan | 32.3983 | -100.6481
56215 | E ON Climate Renewables N America LLC | 56593 | Roscoe Wind Farm LLC | IPP Non-CHP | TX | RO1 | 209 | 209 | Onshore Wind Turbine | WND | WT | 2 | 2008 |  |  | (OP) Operating | [6 empty] | Nolan | 32.4694 | -100.6664
56215 | E ON Climate Renewables N America LLC | 56594 | Munnsville Wind Farm LLC | IPP Non-CHP | NY | MU1 | 34.5 | 34.5 | Onshore Wind Turbine | WND | WT | 10 | 2007 |  |  | (OP) Operating | [6 empty] | Madison | 42.9086 | -75.5697
56808 | Norgard 1 | 56595 | Breezy Bucks I LLC | IPP Non-CHP | MN | 1 | 1.3 | 1.3 | Onshore Wind Turbine | WND | WT | 5 | 2006 |  |  | (OP) Operating | [6 empty] | Lincoln | 44.3197 | -96.3317
19545 | Black Hills Power, Inc. d/b/a Black Hills Energy | 56596 | Wygen III | Electric Utility | WY | 5 | 116 | 100 | Conventional Steam Coal | SUB | ST | 4 | 2010 |  |  | (OP) Operating | [6 empty] | CAMPBELL | 44.2919 | -105.3806
6205 | City of Farmington - (MO) | 56597 | Elm Street Substation Generators | Electric Utility | MO | EP01 | 2 | 1.3 | Petroleum Liquids | DFO | IC | 10 | 2002 |  |  | (SB) Standby/Backup: available for service but not normally used | [6 empty] | St Francois | 37.7814 | -90.4156
6205 | City of Farmington - (MO) | 56597 | Elm Street Substation Generators | Electric Utility | MO | EP02 | 2 | 1.3 | Petroleum Liquids | DFO | IC | 10 | 2002 |  |  | (SB) Standby/Backup: available for service but not normally used | [6 empty] | St Francois | 37.7814 | -90.4156
6205 | City of Farmington - (MO) | 56597 | Elm Street Substation Generators | Electric Utility | MO | EP03 | 2 | 1.3 | Petroleum Liquids | DFO | IC | 10 | 2002 |  |  | (SB) Standby/Backup: available for service but not normally used | [6 empty] | St Francois | 37.7814 | -90.4156
6205 | City of Farmington - (MO) | 56597 | Elm Street Substation Generators | Electric Utility | MO | EP04 | 2 | 1.3 | Petroleum Liquids | DFO | IC | 10 | 2002 |  |  | (SB) Standby/Backup: available for service but not normally used | [6 empty] | St Francois | 37.7814 | -90.4156
6205 | City of Farmington - (MO) | 56598 | Walton Street Substation | Electric Utility | MO | EP05 | 2 | 1.3 | Petroleum Liquids | DFO | IC | 1 | 2003 |  |  | (SB) Standby/Backup: available for service but not normally used | [6 empty] | St Francois | 37.7881 | -90.4336
6205 | City of Farmington - (MO) | 56598 | Walton Street Substation | Electric Utility | MO | EP06 | 2 | 1.3 | Petroleum Liquids | DFO | IC | 1 | 2003 |  |  | (SB) Standby/Backup: available for service but not normally used | [6 empty] | St Francois | 37.7881 | -90.4336
6205 | City of Farmington - (MO) | 56598 | Walton Street Substation | Electric Utility | MO | EP07 | 2 | 1.3 | Petroleum Liquids | DFO | IC | 1 | 2003 |  |  | (SB) Standby/Backup: available for service but not normally used | [6 empty] | St Francois | 37.7881 | -90.4336
6205 | City of Farmington - (MO) | 56599 | Jefferson Street Substation | Electric Utility | MO | EP08 | 2 | 1.3 | Petroleum Liquids | DFO | IC | 11 | 2002 |  |  | (SB) Standby/Backup: available for service but not normally used | [6 empty] | St Francois | 37.7694 | -90.4258
6205 | City of Farmington - (MO) | 56599 | Jefferson Street Substation | Electric Utility | MO | EP09 | 2 | 1.3 | Petroleum Liquids | DFO | IC | 11 | 2002 |  |  | (SB) Standby/Backup: available for service but not normally used | [6 empty] | St Francois | 37.7694 | -90.4258
6205 | City of Farmington - (MO) | 56599 | Jefferson Street Substation | Electric Utility | MO | EP10 | 2 | 1.3 | Petroleum Liquids | DFO | IC | 11 | 2002 |  |  | (SB) Standby/Backup: available for service but not normally used | [6 empty] | St Francois | 37.7694 | -90.4258
6205 | City of Farmington - (MO) | 56600 | Overall Road Station | Electric Utility | MO | EP11 | 2 | 1.3 | Petroleum Liquids | DFO | IC | 3 | 2003 |  |  | (SB) Standby/Backup: available for service but not normally used | [6 empty] | St Francois | 37.7608 | -90.4526
6205 | City of Farmington - (MO) | 56600 | Overall Road Station | Electric Utility | MO | EP12 | 2 | 1.3 | Petroleum Liquids | DFO | IC | 3 | 2003 |  |  | (SB) Standby/Backup: available for service but not normally used | [6 empty] | St Francois | 37.7608 | -90.4526
6205 | City of Farmington - (MO) | 56600 | Overall Road Station | Electric Utility | MO | EP13 | 2 | 1.3 | Petroleum Liquids | DFO | IC | 3 | 2003 |  |  | (SB) Standby/Backup: available for service but not normally used | [6 empty] | St Francois | 37.7608 | -90.4526
6205 | City of Farmington - (MO) | 56600 | Overall Road Station | Electric Utility | MO | EP14 | 2 | 1.3 | Petroleum Liquids | DFO | IC | 3 | 2003 |  |  | (SB) Standby/Backup: available for service but not normally used | [6 empty] | St Francois | 37.7608 | -90.4526
55847 | Snyder Wind Farm LLC | 56602 | Snyder Wind Farm | IPP Non-CHP | TX | SNY1 | 63 | 63 | Onshore Wind Turbine | WND | WT | 12 | 2007 |  |  | (OP) Operating | [6 empty] | Scurry | 32.7393 | -100.7389
39347 | East Texas Electric Coop, Inc | 56603 | San Jacinto County Peaking Facility | Electric Utility | TX | SJC1 | 85 | 73 | Natural Gas Fired Combustion Turbine | NG | GT | 7 | 2001 |  |  | (OP) Operating | [6 empty] | San Jacinto | 30.4193 | -95.0118
39347 | East Texas Electric Coop, Inc | 56603 | San Jacinto County Peaking Facility | Electric Utility | TX | SJC2 | 85 | 73 | Natural Gas Fired Combustion Turbine | NG | GT | 7 | 2001 |  |  | (OP) Operating | [6 empty] | San Jacinto | 30.4193 | -95.0118
39347 | East Texas Electric Coop, Inc | 56604 | Hardin County Peaking Facility | Electric Utility | TX | HC1 | 86.5 | 73 | Natural Gas Fired Combustion Turbine | NG | GT | 7 | 2001 |  |  | (OP) Operating | [6 empty] | Hardin | 30.3038 | -94.2526
39347 | East Texas Electric Coop, Inc | 56604 | Hardin County Peaking Facility | Electric Utility | TX | HC2 | 86.5 | 73 | Natural Gas Fired Combustion Turbine | NG | GT | 7 | 2001 |  |  | (OP) Operating | [6 empty] | Hardin | 30.3038 | -94.2526
55799 | FPL Energy Langdon Wind LLC | 56605 | Langdon Wind LLC | IPP Non-CHP | ND | GE15 | 159 | 159 | Onshore Wind Turbine | WND | WT | 12 | 2007 |  |  | (OP) Operating | [6 empty] | Cavalier | 48.63 | -98.315
1307 | Basin Electric Power Coop | 56606 | Culbertson Generation Station | Electric Utility | MT | 01 | 91 | 90.8 | Natural Gas Fired Combustion Turbine | NG | GT | 12 | 2010 |  |  | (OP) Operating | [6 empty] | ROOSEVELT | 48.21 | -104.3917
1307 | Basin Electric Power Coop | 56607 | Prairie Winds ND1 | Electric Utility | ND | ND1 | 115.5 | 115.5 | Onshore Wind Turbine | WND | WT | 12 | 2009 |  |  | (OP) Operating | [6 empty] | Ward | 47.9336 | -101.2692
1307 | Basin Electric Power Coop | 56608 | Prairie Winds SD1 | Electric Utility | SD | SD1 | 150 | 150 | Onshore Wind Turbine | WND | WT | 2 | 2011 |  |  | (OP) Operating | [6 empty] | Jerauld | 43.8864 | -98.7875
1307 | Basin Electric Power Coop | 56608 | Prairie Winds SD1 | Electric Utility | SD | SD2 | 10.5 | 10.5 | Onshore Wind Turbine | WND | WT | 2 | 2011 |  |  | (OP) Operating | [6 empty] | Jerauld | 43.8864 | -98.7875
1307 | Basin Electric Power Coop | 56608 | Prairie Winds SD1 | Electric Utility | SD | SD3 | 1.5 | 1.5 | Onshore Wind Turbine | WND | WT | 2 | 2011 |  |  | (OP) Operating | [6 empty] | Jerauld | 43.8864 | -98.7875
1307 | Basin Electric Power Coop | 56609 | Dry Fork Station | Electric Utility | WY | 01 | 483.7 | 380 | Conventional Steam Coal | SUB | ST | 11 | 2011 |  |  | (OP) Operating | [6 empty] | Campbell | 44.3889 | -105.4608
1307 | Basin Electric Power Coop | 56610 | Deer Creek Station | Electric Utility | SD | 01 | 154 | 150 | Natural Gas Fired Combined Cycle | NG | CA | 8 | 2012 |  |  | (OP) Operating | [6 empty] | Brookings | 44.2908 | -96.5267
1307 | Basin Electric Power Coop | 56610 | Deer Creek Station | Electric Utility | SD | 02 | 170 | 140 | Natural Gas Fired Combined Cycle | NG | CT | 8 | 2012 |  |  | (OP) Operating | [6 empty] | Brookings | 44.2908 | -96.5267
55861 | Sandy Creek Energy Associates L P | 56611 | Sandy Creek Energy Station | IPP Non-CHP | TX | S01 | 1008 | 936.5 | Conventional Steam Coal | SUB | ST | 5 | 2013 |  |  | (OP) Operating | [6 empty] | McLennan | 31.4744 | -96.9571
55862 | Logan Wind Energy LLC | 56613 | Logan Wind Energy | IPP Non-CHP | CO | 1 | 201 | 201 | Onshore Wind Turbine | WND | WT | 10 | 2007 |  |  | (OP) Operating | [6 empty] | Logan | 40.941 | -103.259
55866 | Old Trail Wind Farm LLC | 56614 | Old Trail Wind Farm | IPP Non-CHP | IL | 2 | 198 | 198 | Onshore Wind Turbine | WND | WT | 12 | 2007 |  |  | (OP) Operating | [6 empty] | McLean | 40.4792 | -88.7989
27075 | San Diego County Water Auth | 56615 | Rancho Penasquitos | IPP Non-CHP | CA | G100 | 4.6 | 4.4 | Conventional Hydroelectric | WAT | HY | 1 | 2007 |  |  | (OP) Operating | [6 empty] | San Diego | 32.937 | -117.1137
55925 | Novo Biopower LLC | 56616 | Novo BioPower Plant | IPP Non-CHP | AZ | G3 | 27.2 | 22.2 | Wood/Wood Waste Biomass | WDS | ST | 6 | 2008 |  |  | (OP) Operating | [6 empty] | Navajo | 34.5032 | -110.335
57170 | EDF Renewable Asset Holdings, Inc. | 56617 | Fenton Wind Farm | IPP Non-CHP | MN | 1 | 205.5 | 205.5 | Onshore Wind Turbine | WND | WT | 9 | 2007 |  |  | (OP) Operating | [6 empty] | Murray | 43.8528 | -96.0183
55868 | Noble Wind Operations LLC | 56618 | Noble Clinton Windpark LLC | IPP Non-CHP | NY | 1 | 100.5 | 100.5 | Onshore Wind Turbine | WND | WT | 5 | 2008 |  |  | (OP) Operating | [6 empty] | Clinton | 44.8914 | -74.0061
55868 | Noble Wind Operations LLC | 56619 | Noble Ellenburg Windpark LLC | IPP Non-CHP | NY | 1 | 81 | 81 | Onshore Wind Turbine | WND | WT | 5 | 2008 |  |  | (OP) Operating | [6 empty] | Clinton | 44.8914 | -74.0061
55868 | Noble Wind Operations LLC | 56620 | Noble Bliss Windpark LLC | IPP Non-CHP | NY | 1 | 100.5 | 100.5 | Onshore Wind Turbine | WND | WT | 5 | 2008 |  |  | (OP) Operating | [6 empty] | Wyoming | 42.5367 | -78.3047
59883 | NRG Energy Gas & Wind Holdings Inc | 56621 | Sleeping Bear LLC | IPP Non-CHP | OK | 1 | 94.5 | 94.5 | Onshore Wind Turbine | WND | WT | 10 | 2007 |  |  | (OP) Operating | [6 empty] | Harper | 36.6403 | -99.5006
15399 | Iberdrola Renewables Inc | 56622 | Providence Heights Wind LLC | IPP Non-CHP | IL | 1 | 72 | 72 | Onshore Wind Turbine | WND | WT | 8 | 2008 |  |  | (OP) Operating | [6 empty] | Bureau | 41.2294 | -89.5572
55880 | Telocaset Wind Power Partners | 56623 | Elkhorn Valley Wind Farm | IPP Non-CHP | OR | EH1 | 100.7 | 100.7 | Onshore Wind Turbine | WND | WT | 12 | 2007 |  |  | (OP) Operating | [6 empty] | UNION | 45.0852 | -117.8163
57158 | Ewington Wind Project | 56624 | BC Energy LLC | IPP Non-CHP | MN | 1 | 4 | 4 | Onshore Wind Turbine | WND | WT | 1 | 2008 |  |  | (OP) Operating | [6 empty] | Jackson | 43.6183 | -95.4253
57158 | Ewington Wind Project | 56625 | KC Energy LLC | IPP Non-CHP | MN | 1 | 4 | 4 | Onshore Wind Turbine | WND | WT | 1 | 2008 |  |  | (OP) Operating | [6 empty] | Jackson | 43.6292 | -95.4169
57158 | Ewington Wind Project | 56626 | K&D Energy LLC | IPP Non-CHP | MN | 1 | 4 | 4 | Onshore Wind Turbine | WND | WT | 1 | 2008 |  |  | (OP) Operating | [6 empty] | Jackson | 43.6181 | -95.4172
57158 | Ewington Wind Project | 56627 | KSS Turbines LLC | IPP Non-CHP | MN | 1 | 4 | 4 | Onshore Wind Turbine | WND | WT | 1 | 2008 |  |  | (OP) Operating | [6 empty] | Jackson | 43.6247 | -95.4314
56805 | Exelon Wind LLC | 56628 | Prairie Wind Power LLC | IPP Non-CHP | MN | 1 | 4 | 4 | Onshore Wind Turbine | WND | WT | 1 | 2008 |  |  | (OP) Operating | [6 empty] | Jackson | 43.5958 | -95.3833
54895 | FirstLight Power Resources Services LLC | 56629 | Waterbury Generation | IPP Non-CHP | CT | 10 | 96 | 95 | Natural Gas Fired Combustion Turbine | NG | GT | 6 | 2009 |  |  | (OP) Operating | [6 empty] | New Haven | 41.5444 | -73.0417
12647 | ALLETE, Inc. | 56630 | Taconite Ridge 1 Wind Energy Center | Electric Utility | MN | 1 | 25 | 25 | Onshore Wind Turbine | WND | WT | 5 | 2008 |  |  | (OP) Operating | [6 empty] | St Louis | 47.5747 | -92.5917
59155 | First Wind O&M, LLC | 56633 | Dutch Hill Wind Project | IPP Non-CHP | NY | 1 | 37.5 | 37.5 | Onshore Wind Turbine | WND | WT | 1 | 2009 |  |  | (OP) Operating | [6 empty] | Steuben | 42.5456 | -77.4967
59155 | First Wind O&M, LLC | 56634 | Cohocton Wind Project | IPP Non-CHP | NY | 1 | 87.5 | 87.5 | Onshore Wind Turbine | WND | WT | 1 | 2009 |  |  | (OP) Operating | [6 empty] | Steuben | 42.45 | -77.52
55873 | Harvest I | 56635 | Harvest Windfarm LLC | IPP Non-CHP | MI | 1 | 52.8 | 52.8 | Onshore Wind Turbine | WND | WT | 1 | 2008 |  |  | (OP) Operating | [6 empty] | Huron | 43.83 | -83.2064
55891 | Hot Springs | 56636 | Hot Springs Windfarm LLC | IPP Non-CHP | ID | 1 | 21 | 21 | Onshore Wind Turbine | WND | WT | 5 | 2008 |  |  | (OP) Operating | [6 empty] | Elmore | 43.0272 | -115.4656
55890 | Bennett Creek Windfarm LLC | 56637 | Bennett Creek Windfarm LLC | IPP Non-CHP | ID | 1 | 21 | 21 | Onshore Wind Turbine | WND | WT | 7 | 2008 |  |  | (OP) Operating | [6 empty] | Elmore | 43.0536 | -115.4803
19740 | AES Wind Generation Inc | 56638 | Buffalo Gap 3 Wind Farm | IPP Non-CHP | TX | GEN1 | 170.2 | 170.2 | Onshore Wind Turbine | WND | WT | 8 | 2008 |  |  | (OP) Operating | [6 empty] | Nolan | 32.2878 | -100.1
59527 | Calpeak Operating Services, LLC | 56639 | Midway Peaking LLC | IPP Non-CHP | CA | 1 | 69.9 | 55.6 | Natural Gas Fired Combustion Turbine | NG | GT | 5 | 2009 |  |  | (OP) Operating | [6 empty] | FRESNO | 36.6541 | -120.5797
59527 | Calpeak Operating Services, LLC | 56639 | Midway Peaking LLC | IPP Non-CHP | CA | 2 | 69.9 | 55.6 | Natural Gas Fired Combustion Turbine | NG | GT | 5 | 2009 |  |  | (OP) Operating | [6 empty] | FRESNO | 36.6541 | -120.5797
55931 | Orion Energy Group LLC | 56640 | Camp Grove Wind Farm | IPP Non-CHP | IL | 1 | 150 | 150 | Onshore Wind Turbine | WND | WT | 12 | 2007 |  |  | (OP) Operating | [6 empty] | STARK | 41.0906 | -89.6398
55893 | St Paul Cogeneration LLC | 56643 | St Paul Cogeneration | IPP CHP | MN | 1 | 37 | 33 | Wood/Wood Waste Biomass | WDS | ST | 4 | 2003 |  |  | (OP) Operating | [6 empty] | Ramsey | 44.9429 | -93.0966
49893 | Invenergy Services LLC | 56644 | Stanton Wind Energy LLC | IPP Non-CHP | TX | 1 | 120 | 120 | Onshore Wind Turbine | WND | WT | 2 | 2008 |  |  | (OP) Operating | [6 empty] | Martin | 32.2353 | -101.8367
55901 | Osceola Windpower LLC | 56645 | Osceola Windpower LLC | IPP Non-CHP | IA | CL25 | 100 | 100 | Onshore Wind Turbine | WND | WT | 7 | 2008 |  |  | (OP) Operating | [6 empty] | Osceola | 43.4303 | -95.4167
5906 | EDF Renewable Services Inc | 56646 | Chandler Hills Wind Farm | IPP Non-CHP | MN | 1 | 2 | 2 | Onshore Wind Turbine | WND | WT | 1 | 1999 |  |  | (OP) Operating | [6 empty] | Murray | 43.917 | -95.954
56484 | Butler Ridge Wind Energy Center | 56647 | Butler Ridge | IPP Non-CHP | WI | 1 | 54 | 54 | Onshore Wind Turbine | WND | WT | 2 | 2009 |  |  | (OP) Operating | [6 empty] | Dodge | 43.4003 | -88.4811
58353 | NextEra Energy Majestic Wind | 56648 | Majestic 1 Wind Farm | IPP Non-CHP | TX | 1 | 79.5 | 79.5 | Onshore Wind Turbine | WND | WT | 1 | 2009 |  |  | (OP) Operating | [6 empty] | Carson | 35.3919 | -101.53
55397 | NRG Energy Inc | 56649 | South Trent Wind Farm | IPP Non-CHP | TX | 1 | 101.2 | 101.2 | Onshore Wind Turbine | WND | WT | 1 | 2009 |  |  | (OP) Operating |  |  | 0 |  |  | 0 | Nolan | 32.4081 | -100.1286
59102 | Wessington Wind | 56650 | Wessington Springs | IPP Non-CHP | SD | 1 | 51 | 51 | Onshore Wind Turbine | WND | WT | 2 | 2009 |  |  | (OP) Operating | [6 empty] | Jerauld | 44.0025 | -98.5908
56385 | Duke Energy DEGS North Allegheny | 56651 | North Allegheny Windpower Project | IPP Non-CHP | PA | 1 | 70 | 70 | Onshore Wind Turbine | WND | WT | 9 | 2009 |  |  | (OP) Operating | [6 empty] | Blair | 40.4381 | -78.5436
56545 | Pattern Operators LP | 56654 | Hatchet Ridge Wind Project | IPP Non-CHP | CA | 1 | 101.2 | 101.2 | Onshore Wind Turbine | WND | WT | 12 | 2010 |  |  | (OP) Operating | [6 empty] | SHASTA | 40.8981 | -121.8036
56951 | Michigan Wind 2 LLC | 56659 | Michigan Wind 2 | IPP Non-CHP | MI | 1 | 90 | 90 | Onshore Wind Turbine | WND | WT | 12 | 2011 |  |  | (OP) Operating | [6 empty] | Sanilac | 43.6631 | -82.7469
56545 | Pattern Operators LP | 56661 | Pattern Gulf Wind | IPP Non-CHP | TX | 1 | 283.2 | 283.2 | Onshore Wind Turbine | WND | WT | 12 | 2008 |  |  | (OP) Operating | [6 empty] | Kenedy | 27.0011 | -97.5994
55918 | Acciona Wind Energy USA LLC | 56665 | Dempsey Ridge Wind Farm | IPP Non-CHP | OK | DR | 132 | 132 | Onshore Wind Turbine | WND | WT | 5 | 2012 |  |  | (OP) Operating | [6 empty] | Roger Mills | 35.5298 | -99.8145
14354 | PacifiCorp | 56666 | Goodnoe Hills | Electric Utility | WA | 1 | 97.8 | 94 | Onshore Wind Turbine | WND | WT | 6 | 2008 |  |  | (OP) Operating | [6 empty] | Klickitat | 45.7818 | -120.5212
55910 | Lanai Sustainability Research LLC | 56667 | Lanai Solar-Electric Plant | IPP Non-CHP | HI | 0001 | 0.1 | 0.1 | Solar Photovoltaic | SUN | PV | 12 | 2008 |  |  | (OP) Operating | [6 empty] | Maui | 20.7667 | -156.9233
55910 | Lanai Sustainability Research LLC | 56667 | Lanai Solar-Electric Plant | IPP Non-CHP | HI | 0002 | 0.1 | 0.1 | Solar Photovoltaic | SUN | PV | 12 | 2008 |  |  | (OP) Operating | [6 empty] | Maui | 20.7667 | -156.9233
55910 | Lanai Sustainability Research LLC | 56667 | Lanai Solar-Electric Plant | IPP Non-CHP | HI | 0003 | 0.1 | 0.1 | Solar Photovoltaic | SUN | PV | 12 | 2008 |  |  | (OP) Operating | [6 empty] | Maui | 20.7667 | -156.9233
55910 | Lanai Sustainability Research LLC | 56667 | Lanai Solar-Electric Plant | IPP Non-CHP | HI | 0004 | 0.1 | 0.1 | Solar Photovoltaic | SUN | PV | 12 | 2008 |  |  | (OP) Operating | [6 empty] | Maui | 20.7667 | -156.9233
55910 | Lanai Sustainability Research LLC | 56667 | Lanai Solar-Electric Plant | IPP Non-CHP | HI | 0005 | 0.1 | 0.1 | Solar Photovoltaic | SUN | PV | 12 | 2008 |  |  | (OP) Operating | [6 empty] | Maui | 20.7667 | -156.9233
55910 | Lanai Sustainability Research LLC | 56667 | Lanai Solar-Electric Plant | IPP Non-CHP | HI | 0006 | 0.1 | 0.1 | Solar Photovoltaic | SUN | PV | 12 | 2008 |  |  | (OP) Operating | [6 empty] | Maui | 20.7667 | -156.9233
55910 | Lanai Sustainability Research LLC | 56667 | Lanai Solar-Electric Plant | IPP Non-CHP | HI | 0007 | 0.1 | 0.1 | Solar Photovoltaic | SUN | PV | 12 | 2008 |  |  | (OP) Operating | [6 empty] | Maui | 20.7667 | -156.9233
55910 | Lanai Sustainability Research LLC | 56667 | Lanai Solar-Electric Plant | IPP Non-CHP | HI | 0008 | 0.1 | 0.1 | Solar Photovoltaic | SUN | PV | 12 | 2008 |  |  | (OP) Operating | [6 empty] | Maui | 20.7667 | -156.9233
55910 | Lanai Sustainability Research LLC | 56667 | Lanai Solar-Electric Plant | IPP Non-CHP | HI | 0009 | 0.1 | 0.1 | Solar Photovoltaic | SUN | PV | 12 | 2008 |  |  | (OP) Operating | [6 empty] | Maui | 20.7667 | -156.9233
55910 | Lanai Sustainability Research LLC | 56667 | Lanai Solar-Electric Plant | IPP Non-CHP | HI | 0010 | 0.1 | 0.1 | Solar Photovoltaic | SUN | PV | 12 | 2008 |  |  | (OP) Operating | [6 empty] | Maui | 20.7667 | -156.9233
55910 | Lanai Sustainability Research LLC | 56667 | Lanai Solar-Electric Plant | IPP Non-CHP | HI | 0011 | 0.1 | 0.1 | Solar Photovoltaic | SUN | PV | 12 | 2008 |  |  | (OP) Operating | [6 empty] | Maui | 20.7667 | -156.9233
55910 | Lanai Sustainability Research LLC | 56667 | Lanai Solar-Electric Plant | IPP Non-CHP | HI | 0012 | 0.1 | 0.1 | Solar Photovoltaic | SUN | PV | 12 | 2008 |  |  | (OP) Operating | [6 empty] | Maui | 20.7667 | -156.9233
14405 | Power Choice/Pepco Energy Serv | 56668 | NIH Cogeneration Facility | Commercial CHP | MD | CGTG | 22 | 21.3 | Natural Gas Fired Combustion Turbine | NG | GT | 7 | 2004 |  |  | (OP) Operating | [6 empty] | MONTGOMERY | 39 | -77.0939
55918 | Acciona Wind Energy USA LLC | 56669 | Tatanka Wind Power LLC | IPP Non-CHP | ND | TW1 | 180 | 180 | Onshore Wind Turbine | WND | WT | 1 | 2008 |  |  | (OP) Operating | [6 empty] | Dickey | 45.9593 | -98.9463
55918 | Acciona Wind Energy USA LLC | 56670 | Velva Windfarm LLC | IPP Non-CHP | ND | VW1 | 11.9 | 11.9 | Onshore Wind Turbine | WND | WT | 12 | 2005 |  |  | (OP) Operating | [6 empty] | McHenry | 48.0836 | -100.9215
55924 | Longview Power, LLC | 56671 | Longview Power Plant | IPP Non-CHP | WV | MKA01 | 807.5 | 700 | Conventional Steam Coal | BIT | ST | 12 | 2011 |  |  | (OP) Operating | [6 empty] | Monongalia | 39.7079 | -79.959
55922 | Whirlwind Energy LLC | 56673 | Whirlwind Energy Center | IPP Non-CHP | TX | WEC | 59.8 | 57 | Onshore Wind Turbine | WND | WT | 12 | 2007 |  |  | (OP) Operating | [6 empty] | Floyd | 34.105 | -101.0986
11269 | Lower Colorado River Authority | 56674 | Winchester Power Park | Electric Utility | TX | CGT1 | 60.5 | 44 | Natural Gas Fired Combustion Turbine | NG | GT | 5 | 2010 |  |  | (OP) Operating | [6 empty] | Fayette | 30.0381 | -96.9875
11269 | Lower Colorado River Authority | 56674 | Winchester Power Park | Electric Utility | TX | CGT2 | 60.5 | 44 | Natural Gas Fired Combustion Turbine | NG | GT | 5 | 2010 |  |  | (OP) Operating | [6 empty] | Fayette | 30.0381 | -96.9875
11269 | Lower Colorado River Authority | 56674 | Winchester Power Park | Electric Utility | TX | CGT3 | 60.5 | 44 | Natural Gas Fired Combustion Turbine | NG | GT | 5 | 2010 |  |  | (OP) Operating | [6 empty] | Fayette | 30.0381 | -96.9875
11269 | Lower Colorado River Authority | 56674 | Winchester Power Park | Electric Utility | TX | CGT4 | 60.5 | 44 | Natural Gas Fired Combustion Turbine | NG | GT | 5 | 2010 |  |  | (OP) Operating | [6 empty] | Fayette | 30.0381 | -96.9875
12341 | MidAmerican Energy Co | 56677 | Charles City Wind Farm | Electric Utility | IA | CCWF | 75 | 75 | Onshore Wind Turbine | WND | WT | 4 | 2008 |  |  | (OP) Operating | [6 empty] | Floyd | 43.0003 | -92.62
55931 | Orion Energy Group LLC | 56679 | Benton County Wind Farm | IPP Non-CHP | IN | 1 | 130.5 | 130.5 | Onshore Wind Turbine | WND | WT | 5 | 2008 |  |  | (OP) Operating | [6 empty] | Benton | 40.695 | -87.4886
55938 | Industrial Power Generating Company LLC | 56680 | Wicomico | IPP Non-CHP | MD | 1 | 0.3 | 0.3 | Landfill Gas | LFG | IC | 5 | 2007 |  |  | (OP) Operating | [6 empty] | Wicomico | 38.3847 | -75.6344
55938 | Industrial Power Generating Company LLC | 56680 | Wicomico | IPP Non-CHP | MD | 10 | 0.3 | 0.3 | Landfill Gas | LFG | IC | 5 | 2007 |  |  | (OP) Operating | [6 empty] | Wicomico | 38.3847 | -75.6344
55938 | Industrial Power Generating Company LLC | 56680 | Wicomico | IPP Non-CHP | MD | 11 | 0.3 | 0.3 | Landfill Gas | LFG | IC | 5 | 2007 |  |  | (OP) Operating | [6 empty] | Wicomico | 38.3847 | -75.6344
55938 | Industrial Power Generating Company LLC | 56680 | Wicomico | IPP Non-CHP | MD | 12 | 0.3 | 0.3 | Landfill Gas | LFG | IC | 5 | 2007 |  |  | (OP) Operating | [6 empty] | Wicomico | 38.3847 | -75.6344
55938 | Industrial Power Generating Company LLC | 56680 | Wicomico | IPP Non-CHP | MD | 13 | 0.3 | 0.3 | Landfill Gas | LFG | IC | 5 | 2007 |  |  | (OP) Operating | [6 empty] | Wicomico | 38.3847 | -75.6344
55938 | Industrial Power Generating Company LLC | 56680 | Wicomico | IPP Non-CHP | MD | 14 | 0.3 | 0.3 | Landfill Gas | LFG | IC | 5 | 2007 |  |  | (OP) Operating | [6 empty] | Wicomico | 38.3847 | -75.6344
55938 | Industrial Power Generating Company LLC | 56680 | Wicomico | IPP Non-CHP | MD | 15 | 0.3 | 0.3 | Landfill Gas | LFG | IC | 5 | 2007 |  |  | (OP) Operating | [6 empty] | Wicomico | 38.3847 | -75.6344
55938 | Industrial Power Generating Company LLC | 56680 | Wicomico | IPP Non-CHP | MD | 16 | 0.3 | 0.3 | Landfill Gas | LFG | IC | 5 | 2007 |  |  | (OP) Operating | [6 empty] | Wicomico | 38.3847 | -75.6344
55938 | Industrial Power Generating Company LLC | 56680 | Wicomico | IPP Non-CHP | MD | 17 | 0.3 | 0.3 | Landfill Gas | LFG | IC | 5 | 2007 |  |  | (OP) Operating | [6 empty] | Wicomico | 38.3847 | -75.6344
55938 | Industrial Power Generating Company LLC | 56680 | Wicomico | IPP Non-CHP | MD | 18 | 0.3 | 0.3 | Landfill Gas | LFG | IC | 5 | 2007 |  |  | (OP) Operating | [6 empty] | Wicomico | 38.3847 | -75.6344
55938 | Industrial Power Generating Company LLC | 56680 | Wicomico | IPP Non-CHP | MD | 2 | 0.3 | 0.3 | Landfill Gas | LFG | IC | 5 | 2007 |  |  | (OP) Operating | [6 empty] | Wicomico | 38.3847 | -75.6344
55938 | Industrial Power Generating Company LLC | 56680 | Wicomico | IPP Non-CHP | MD | 3 | 0.3 | 0.3 | Landfill Gas | LFG | IC | 5 | 2007 |  |  | (OP) Operating | [6 empty] | Wicomico | 38.3847 | -75.6344
55938 | Industrial Power Generating Company LLC | 56680 | Wicomico | IPP Non-CHP | MD | 4 | 0.3 | 0.3 | Landfill Gas | LFG | IC | 5 | 2007 |  |  | (OP) Operating | [6 empty] | Wicomico | 38.3847 | -75.6344
55938 | Industrial Power Generating Company LLC | 56680 | Wicomico | IPP Non-CHP | MD | 5 | 0.3 | 0.3 | Landfill Gas | LFG | IC | 5 | 2007 |  |  | (OP) Operating | [6 empty] | Wicomico | 38.3847 | -75.6344
55938 | Industrial Power Generating Company LLC | 56680 | Wicomico | IPP Non-CHP | MD | 6 | 0.3 | 0.3 | Landfill Gas | LFG | IC | 5 | 2007 |  |  | (OP) Operating | [6 empty] | Wicomico | 38.3847 | -75.6344
55938 | Industrial Power Generating Company LLC | 56680 | Wicomico | IPP Non-CHP | MD | 7 | 0.3 | 0.3 | Landfill Gas | LFG | IC | 5 | 2007 |  |  | (OP) Operating | [6 empty] | Wicomico | 38.3847 | -75.6344
55938 | Industrial Power Generating Company LLC | 56680 | Wicomico | IPP Non-CHP | MD | 8 | 0.3 | 0.3 | Landfill Gas | LFG | IC | 5 | 2007 |  |  | (OP) Operating | [6 empty] | Wicomico | 38.3847 | -75.6344
55938 | Industrial Power Generating Company LLC | 56680 | Wicomico | IPP Non-CHP | MD | 9 | 0.3 | 0.3 | Landfill Gas | LFG | IC | 5 | 2007 |  |  | (OP) Operating | [6 empty] | Wicomico | 38.3847 | -75.6344
55938 | Industrial Power Generating Company LLC | 56681 | Amelia | IPP Non-CHP | VA | 1 | 0.3 | 0.3 | Landfill Gas | LFG | IC | 8 | 2001 |  |  | (OP) Operating | [6 empty] | Amelia | 37.3097 | -78.0589
55938 | Industrial Power Generating Company LLC | 56681 | Amelia | IPP Non-CHP | VA | 10 | 0.3 | 0.3 | Landfill Gas | LFG | IC | 8 | 2001 |  |  | (OP) Operating | [6 empty] | Amelia | 37.3097 | -78.0589
55938 | Industrial Power Generating Company LLC | 56681 | Amelia | IPP Non-CHP | VA | 11 | 0.3 | 0.3 | Landfill Gas | LFG | IC | 8 | 2001 |  |  | (OP) Operating | [6 empty] | Amelia | 37.3097 | -78.0589
55938 | Industrial Power Generating Company LLC | 56681 | Amelia | IPP Non-CHP | VA | 12 | 0.3 | 0.3 | Landfill Gas | LFG | IC | 8 | 2001 |  |  | (OP) Operating | [6 empty] | Amelia | 37.3097 | -78.0589
55938 | Industrial Power Generating Company LLC | 56681 | Amelia | IPP Non-CHP | VA | 13 | 0.3 | 0.3 | Landfill Gas | LFG | IC | 8 | 2001 |  |  | (OP) Operating | [6 empty] | Amelia | 37.3097 | -78.0589
55938 | Industrial Power Generating Company LLC | 56681 | Amelia | IPP Non-CHP | VA | 14 | 0.3 | 0.3 | Landfill Gas | LFG | IC | 8 | 2001 |  |  | (OP) Operating | [6 empty] | Amelia | 37.3097 | -78.0589
55938 | Industrial Power Generating Company LLC | 56681 | Amelia | IPP Non-CHP | VA | 15 | 0.3 | 0.3 | Landfill Gas | LFG | IC | 8 | 2001 |  |  | (OP) Operating | [6 empty] | Amelia | 37.3097 | -78.0589
55938 | Industrial Power Generating Company LLC | 56681 | Amelia | IPP Non-CHP | VA | 16 | 0.3 | 0.3 | Landfill Gas | LFG | IC | 8 | 2001 |  |  | (OP) Operating | [6 empty] | Amelia | 37.3097 | -78.0589
55938 | Industrial Power Generating Company LLC | 56681 | Amelia | IPP Non-CHP | VA | 17 | 0.3 | 0.3 | Landfill Gas | LFG | IC | 8 | 2001 |  |  | (OP) Operating | [6 empty] | Amelia | 37.3097 | -78.0589
55938 | Industrial Power Generating Company LLC | 56681 | Amelia | IPP Non-CHP | VA | 18 | 0.3 | 0.3 | Landfill Gas | LFG | IC | 8 | 2001 |  |  | (OP) Operating | [6 empty] | Amelia | 37.3097 | -78.0589
55938 | Industrial Power Generating Company LLC | 56681 | Amelia | IPP Non-CHP | VA | 19 | 0.3 | 0.3 | Landfill Gas | LFG | IC | 8 | 2001 |  |  | (OP) Operating | [6 empty] | Amelia | 37.3097 | -78.0589
55938 | Industrial Power Generating Company LLC | 56681 | Amelia | IPP Non-CHP | VA | 2 | 0.3 | 0.3 | Landfill Gas | LFG | IC | 8 | 2001 |  |  | (OP) Operating | [6 empty] | Amelia | 37.3097 | -78.0589
55938 | Industrial Power Generating Company LLC | 56681 | Amelia | IPP Non-CHP | VA | 20 | 0.3 | 0.3 | Landfill Gas | LFG | IC | 8 | 2001 |  |  | (OP) Operating | [6 empty] | Amelia | 37.3097 | -78.0589
55938 | Industrial Power Generating Company LLC | 56681 | Amelia | IPP Non-CHP | VA | 21 | 0.3 | 0.3 | Landfill Gas | LFG | IC | 8 | 2001 |  |  | (OP) Operating | [6 empty] | Amelia | 37.3097 | -78.0589
55938 | Industrial Power Generating Company LLC | 56681 | Amelia | IPP Non-CHP | VA | 22 | 0.3 | 0.3 | Landfill Gas | LFG | IC | 8 | 2001 |  |  | (OP) Operating | [6 empty] | Amelia | 37.3097 | -78.0589
55938 | Industrial Power Generating Company LLC | 56681 | Amelia | IPP Non-CHP | VA | 23 | 0.3 | 0.3 | Landfill Gas | LFG | IC | 8 | 2001 |  |  | (OP) Operating | [6 empty] | Amelia | 37.3097 | -78.0589
55938 | Industrial Power Generating Company LLC | 56681 | Amelia | IPP Non-CHP | VA | 24 | 0.3 | 0.3 | Landfill Gas | LFG | IC | 8 | 2001 |  |  | (OP) Operating | [6 empty] | Amelia | 37.3097 | -78.0589
55938 | Industrial Power Generating Company LLC | 56681 | Amelia | IPP Non-CHP | VA | 25 | 0.3 | 0.3 | Landfill Gas | LFG | IC | 8 | 2001 |  |  | (OP) Operating | [6 empty] | Amelia | 37.3097 | -78.0589
55938 | Industrial Power Generating Company LLC | 56681 | Amelia | IPP Non-CHP | VA | 26 | 0.3 | 0.3 | Landfill Gas | LFG | IC | 8 | 2001 |  |  | (OP) Operating | [6 empty] | Amelia | 37.3097 | -78.0589
55938 | Industrial Power Generating Company LLC | 56681 | Amelia | IPP Non-CHP | VA | 27 | 0.3 | 0.3 | Landfill Gas | LFG | IC | 8 | 2001 |  |  | (OP) Operating | [6 empty] | Amelia | 37.3097 | -78.0589
55938 | Industrial Power Generating Company LLC | 56681 | Amelia | IPP Non-CHP | VA | 28 | 0.3 | 0.3 | Landfill Gas | LFG | IC | 8 | 2001 |  |  | (OP) Operating | [6 empty] | Amelia | 37.3097 | -78.0589
55938 | Industrial Power Generating Company LLC | 56681 | Amelia | IPP Non-CHP | VA | 29 | 0.3 | 0.3 | Landfill Gas | LFG | IC | 8 | 2001 |  |  | (OP) Operating | [6 empty] | Amelia | 37.3097 | -78.0589
55938 | Industrial Power Generating Company LLC | 56681 | Amelia | IPP Non-CHP | VA | 3 | 0.3 | 0.3 | Landfill Gas | LFG | IC | 8 | 2001 |  |  | (OP) Operating | [6 empty] | Amelia | 37.3097 | -78.0589
55938 | Industrial Power Generating Company LLC | 56681 | Amelia | IPP Non-CHP | VA | 30 | 0.3 | 0.3 | Landfill Gas | LFG | IC | 8 | 2001 |  |  | (OP) Operating | [6 empty] | Amelia | 37.3097 | -78.0589
55938 | Industrial Power Generating Company LLC | 56681 | Amelia | IPP Non-CHP | VA | 31 | 0.3 | 0.3 | Landfill Gas | LFG | IC | 8 | 2001 |  |  | (OP) Operating | [6 empty] | Amelia | 37.3097 | -78.0589
55938 | Industrial Power Generating Company LLC | 56681 | Amelia | IPP Non-CHP | VA | 32 | 0.3 | 0.3 | Landfill Gas | LFG | IC | 8 | 2001 |  |  | (OP) Operating | [6 empty] | Amelia | 37.3097 | -78.0589
55938 | Industrial Power Generating Company LLC | 56681 | Amelia | IPP Non-CHP | VA | 33 | 0.3 | 0.3 | Landfill Gas | LFG | IC | 8 | 2001 |  |  | (OP) Operating | [6 empty] | Amelia | 37.3097 | -78.0589
55938 | Industrial Power Generating Company LLC | 56681 | Amelia | IPP Non-CHP | VA | 34 | 0.3 | 0.3 | Landfill Gas | LFG | IC | 8 | 2001 |  |  | (OP) Operating | [6 empty] | Amelia | 37.3097 | -78.0589
55938 | Industrial Power Generating Company LLC | 56681 | Amelia | IPP Non-CHP | VA | 35 | 0.3 | 0.3 | Landfill Gas | LFG | IC | 8 | 2001 |  |  | (OP) Operating | [6 empty] | Amelia | 37.3097 | -78.0589
55938 | Industrial Power Generating Company LLC | 56681 | Amelia | IPP Non-CHP | VA | 36 | 0.3 | 0.3 | Landfill Gas | LFG | IC | 8 | 2001 |  |  | (OP) Operating | [6 empty] | Amelia | 37.3097 | -78.0589
55938 | Industrial Power Generating Company LLC | 56681 | Amelia | IPP Non-CHP | VA | 37 | 0.3 | 0.3 | Landfill Gas | LFG | IC | 8 | 2001 |  |  | (OP) Operating | [6 empty] | Amelia | 37.3097 | -78.0589
55938 | Industrial Power Generating Company LLC | 56681 | Amelia | IPP Non-CHP | VA | 38 | 0.3 | 0.3 | Landfill Gas | LFG | IC | 8 | 2001 |  |  | (OP) Operating | [6 empty] | Amelia | 37.3097 | -78.0589
55938 | Industrial Power Generating Company LLC | 56681 | Amelia | IPP Non-CHP | VA | 39 | 0.3 | 0.3 | Landfill Gas | LFG | IC | 8 | 2001 |  |  | (OP) Operating | [6 empty] | Amelia | 37.3097 | -78.0589
55938 | Industrial Power Generating Company LLC | 56681 | Amelia | IPP Non-CHP | VA | 4 | 0.3 | 0.3 | Landfill Gas | LFG | IC | 8 | 2001 |  |  | (OP) Operating | [6 empty] | Amelia | 37.3097 | -78.0589
55938 | Industrial Power Generating Company LLC | 56681 | Amelia | IPP Non-CHP | VA | 40 | 0.3 | 0.3 | Landfill Gas | LFG | IC | 8 | 2001 |  |  | (OP) Operating | [6 empty] | Amelia | 37.3097 | -78.0589
55938 | Industrial Power Generating Company LLC | 56681 | Amelia | IPP Non-CHP | VA | 41 | 0.3 | 0.3 | Landfill Gas | LFG | IC | 8 | 2001 |  |  | (OP) Operating | [6 empty] | Amelia | 37.3097 | -78.0589
55938 | Industrial Power Generating Company LLC | 56681 | Amelia | IPP Non-CHP | VA | 42 | 0.3 | 0.3 | Landfill Gas | LFG | IC | 8 | 2001 |  |  | (OP) Operating | [6 empty] | Amelia | 37.3097 | -78.0589
55938 | Industrial Power Generating Company LLC | 56681 | Amelia | IPP Non-CHP | VA | 43 | 0.3 | 0.3 | Landfill Gas | LFG | IC | 8 | 2001 |  |  | (OP) Operating | [6 empty] | Amelia | 37.3097 | -78.0589
55938 | Industrial Power Generating Company LLC | 56681 | Amelia | IPP Non-CHP | VA | 44 | 0.3 | 0.3 | Landfill Gas | LFG | IC | 8 | 2001 |  |  | (OP) Operating | [6 empty] | Amelia | 37.3097 | -78.0589
55938 | Industrial Power Generating Company LLC | 56681 | Amelia | IPP Non-CHP | VA | 45 | 0.3 | 0.3 | Landfill Gas | LFG | IC | 8 | 2001 |  |  | (OP) Operating | [6 empty] | Amelia | 37.3097 | -78.0589
55938 | Industrial Power Generating Company LLC | 56681 | Amelia | IPP Non-CHP | VA | 46 | 0.3 | 0.3 | Landfill Gas | LFG | IC | 8 | 2001 |  |  | (OP) Operating | [6 empty] | Amelia | 37.3097 | -78.0589
55938 | Industrial Power Generating Company LLC | 56681 | Amelia | IPP Non-CHP | VA | 47 | 0.3 | 0.3 | Landfill Gas | LFG | IC | 8 | 2001 |  |  | (OP) Operating | [6 empty] | Amelia | 37.3097 | -78.0589
55938 | Industrial Power Generating Company LLC | 56681 | Amelia | IPP Non-CHP | VA | 48 | 0.3 | 0.3 | Landfill Gas | LFG | IC | 8 | 2001 |  |  | (OP) Operating | [6 empty] | Amelia | 37.3097 | -78.0589
55938 | Industrial Power Generating Company LLC | 56681 | Amelia | IPP Non-CHP | VA | 5 | 0.3 | 0.3 | Landfill Gas | LFG | IC | 8 | 2001 |  |  | (OP) Operating | [6 empty] | Amelia | 37.3097 | -78.0589
55938 | Industrial Power Generating Company LLC | 56681 | Amelia | IPP Non-CHP | VA | 6 | 0.3 | 0.3 | Landfill Gas | LFG | IC | 8 | 2001 |  |  | (OP) Operating | [6 empty] | Amelia | 37.3097 | -78.0589
55938 | Industrial Power Generating Company LLC | 56681 | Amelia | IPP Non-CHP | VA | 7 | 0.3 | 0.3 | Landfill Gas | LFG | IC | 8 | 2001 |  |  | (OP) Operating | [6 empty] | Amelia | 37.3097 | -78.0589
55938 | Industrial Power Generating Company LLC | 56681 | Amelia | IPP Non-CHP | VA | 8 | 0.3 | 0.3 | Landfill Gas | LFG | IC | 8 | 2001 |  |  | (OP) Operating | [6 empty] | Amelia | 37.3097 | -78.0589
55938 | Industrial Power Generating Company LLC | 56681 | Amelia | IPP Non-CHP | VA | 9 | 0.3 | 0.3 | Landfill Gas | LFG | IC | 8 | 2001 |  |  | (OP) Operating | [6 empty] | Amelia | 37.3097 | -78.0589
55938 | Industrial Power Generating Company LLC | 56682 | Brunswick Landfill Gas | IPP Non-CHP | VA | 10 | 0.3 | 0.3 | Landfill Gas | LFG | IC | 10 | 2007 |  |  | (OP) Operating | [6 empty] | Brunswick | 36.7639 | -77.8108
55938 | Industrial Power Generating Company LLC | 56682 | Brunswick Landfill Gas | IPP Non-CHP | VA | 11 | 0.3 | 0.3 | Landfill Gas | LFG | IC | 10 | 2007 |  |  | (OP) Operating | [6 empty] | Brunswick | 36.7639 | -77.8108
55938 | Industrial Power Generating Company LLC | 56682 | Brunswick Landfill Gas | IPP Non-CHP | VA | 12 | 0.3 | 0.3 | Landfill Gas | LFG | IC | 10 | 2007 |  |  | (OP) Operating | [6 empty] | Brunswick | 36.7639 | -77.8108
55938 | Industrial Power Generating Company LLC | 56682 | Brunswick Landfill Gas | IPP Non-CHP | VA | 13 | 0.3 | 0.3 | Landfill Gas | LFG | IC | 10 | 2007 |  |  | (OP) Operating | [6 empty] | Brunswick | 36.7639 | -77.8108
55938 | Industrial Power Generating Company LLC | 56682 | Brunswick Landfill Gas | IPP Non-CHP | VA | 14 | 0.3 | 0.3 | Landfill Gas | LFG | IC | 10 | 2007 |  |  | (OP) Operating | [6 empty] | Brunswick | 36.7639 | -77.8108
55938 | Industrial Power Generating Company LLC | 56682 | Brunswick Landfill Gas | IPP Non-CHP | VA | 15 | 0.3 | 0.3 | Landfill Gas | LFG | IC | 10 | 2007 |  |  | (OP) Operating | [6 empty] | Brunswick | 36.7639 | -77.8108
55938 | Industrial Power Generating Company LLC | 56682 | Brunswick Landfill Gas | IPP Non-CHP | VA | 16 | 0.3 | 0.3 | Landfill Gas | LFG | IC | 10 | 2007 |  |  | (OP) Operating | [6 empty] | Brunswick | 36.7639 | -77.8108
55938 | Industrial Power Generating Company LLC | 56682 | Brunswick Landfill Gas | IPP Non-CHP | VA | 17 | 0.3 | 0.3 | Landfill Gas | LFG | IC | 10 | 2007 |  |  | (OP) Operating | [6 empty] | Brunswick | 36.7639 | -77.8108
55938 | Industrial Power Generating Company LLC | 56682 | Brunswick Landfill Gas | IPP Non-CHP | VA | 18 | 0.3 | 0.3 | Landfill Gas | LFG | IC | 10 | 2007 |  |  | (OP) Operating | [6 empty] | Brunswick | 36.7639 | -77.8108
55938 | Industrial Power Generating Company LLC | 56682 | Brunswick Landfill Gas | IPP Non-CHP | VA | 19 | 0.3 | 0.3 | Landfill Gas | LFG | IC | 10 | 2007 |  |  | (OP) Operating | [6 empty] | Brunswick | 36.7639 | -77.8108
55938 | Industrial Power Generating Company LLC | 56682 | Brunswick Landfill Gas | IPP Non-CHP | VA | 2 | 0.3 | 0.3 | Landfill Gas | LFG | IC | 10 | 2007 |  |  | (OP) Operating | [6 empty] | Brunswick | 36.7639 | -77.8108
55938 | Industrial Power Generating Company LLC | 56682 | Brunswick Landfill Gas | IPP Non-CHP | VA | 20 | 0.3 | 0.3 | Landfill Gas | LFG | IC | 10 | 2007 |  |  | (OP) Operating | [6 empty] | Brunswick | 36.7639 | -77.8108
55938 | Industrial Power Generating Company LLC | 56682 | Brunswick Landfill Gas | IPP Non-CHP | VA | 21 | 0.3 | 0.3 | Landfill Gas | LFG | IC | 10 | 2007 |  |  | (OP) Operating | [6 empty] | Brunswick | 36.7639 | -77.8108
55938 | Industrial Power Generating Company LLC | 56682 | Brunswick Landfill Gas | IPP Non-CHP | VA | 22 | 0.3 | 0.3 | Landfill Gas | LFG | IC | 10 | 2007 |  |  | (OP) Operating | [6 empty] | Brunswick | 36.7639 | -77.8108
55938 | Industrial Power Generating Company LLC | 56682 | Brunswick Landfill Gas | IPP Non-CHP | VA | 23 | 0.3 | 0.3 | Landfill Gas | LFG | IC | 10 | 2007 |  |  | (OP) Operating | [6 empty] | Brunswick | 36.7639 | -77.8108
55938 | Industrial Power Generating Company LLC | 56682 | Brunswick Landfill Gas | IPP Non-CHP | VA | 24 | 0.3 | 0.3 | Landfill Gas | LFG | IC | 10 | 2007 |  |  | (OP) Operating | [6 empty] | Brunswick | 36.7639 | -77.8108
55938 | Industrial Power Generating Company LLC | 56682 | Brunswick Landfill Gas | IPP Non-CHP | VA | 25 | 0.3 | 0.3 | Landfill Gas | LFG | IC | 10 | 2007 |  |  | (OP) Operating | [6 empty] | Brunswick | 36.7639 | -77.8108
55938 | Industrial Power Generating Company LLC | 56682 | Brunswick Landfill Gas | IPP Non-CHP | VA | 26 | 0.3 | 0.3 | Landfill Gas | LFG | IC | 10 | 2007 |  |  | (OP) Operating | [6 empty] | Brunswick | 36.7639 | -77.8108
55938 | Industrial Power Generating Company LLC | 56682 | Brunswick Landfill Gas | IPP Non-CHP | VA | 27 | 0.3 | 0.3 | Landfill Gas | LFG | IC | 10 | 2007 |  |  | (OP) Operating | [6 empty] | Brunswick | 36.7639 | -77.8108
55938 | Industrial Power Generating Company LLC | 56682 | Brunswick Landfill Gas | IPP Non-CHP | VA | 28 | 0.3 | 0.3 | Landfill Gas | LFG | IC | 10 | 2007 |  |  | (OP) Operating | [6 empty] | Brunswick | 36.7639 | -77.8108
55938 | Industrial Power Generating Company LLC | 56682 | Brunswick Landfill Gas | IPP Non-CHP | VA | 29 | 0.3 | 0.3 | Landfill Gas | LFG | IC | 10 | 2007 |  |  | (OP) Operating | [6 empty] | Brunswick | 36.7639 | -77.8108
55938 | Industrial Power Generating Company LLC | 56682 | Brunswick Landfill Gas | IPP Non-CHP | VA | 3 | 0.3 | 0.3 | Landfill Gas | LFG | IC | 10 | 2007 |  |  | (OP) Operating | [6 empty] | Brunswick | 36.7639 | -77.8108
55938 | Industrial Power Generating Company LLC | 56682 | Brunswick Landfill Gas | IPP Non-CHP | VA | 30 | 0.3 | 0.3 | Landfill Gas | LFG | IC | 10 | 2007 |  |  | (OP) Operating | [6 empty] | Brunswick | 36.7639 | -77.8108
55938 | Industrial Power Generating Company LLC | 56682 | Brunswick Landfill Gas | IPP Non-CHP | VA | 31 | 0.3 | 0.3 | Landfill Gas | LFG | IC | 10 | 2007 |  |  | (OP) Operating | [6 empty] | Brunswick | 36.7639 | -77.8108
55938 | Industrial Power Generating Company LLC | 56682 | Brunswick Landfill Gas | IPP Non-CHP | VA | 32 | 0.3 | 0.3 | Landfill Gas | LFG | IC | 10 | 2007 |  |  | (OP) Operating | [6 empty] | Brunswick | 36.7639 | -77.8108
55938 | Industrial Power Generating Company LLC | 56682 | Brunswick Landfill Gas | IPP Non-CHP | VA | 33 | 0.3 | 0.3 | Landfill Gas | LFG | IC | 10 | 2007 |  |  | (OP) Operating | [6 empty] | Brunswick | 36.7639 | -77.8108
55938 | Industrial Power Generating Company LLC | 56682 | Brunswick Landfill Gas | IPP Non-CHP | VA | 34 | 0.3 | 0.3 | Landfill Gas | LFG | IC | 10 | 2007 |  |  | (OP) Operating | [6 empty] | Brunswick | 36.7639 | -77.8108
55938 | Industrial Power Generating Company LLC | 56682 | Brunswick Landfill Gas | IPP Non-CHP | VA | 35 | 0.3 | 0.3 | Landfill Gas | LFG | IC | 10 | 2007 |  |  | (OP) Operating | [6 empty] | Brunswick | 36.7639 | -77.8108
55938 | Industrial Power Generating Company LLC | 56682 | Brunswick Landfill Gas | IPP Non-CHP | VA | 36 | 0.3 | 0.3 | Landfill Gas | LFG | IC | 10 | 2007 |  |  | (OP) Operating | [6 empty] | Brunswick | 36.7639 | -77.8108
55938 | Industrial Power Generating Company LLC | 56682 | Brunswick Landfill Gas | IPP Non-CHP | VA | 4 | 0.3 | 0.3 | Landfill Gas | LFG | IC | 10 | 2007 |  |  | (OP) Operating | [6 empty] | Brunswick | 36.7639 | -77.8108
55938 | Industrial Power Generating Company LLC | 56682 | Brunswick Landfill Gas | IPP Non-CHP | VA | 5 | 0.3 | 0.3 | Landfill Gas | LFG | IC | 10 | 2007 |  |  | (OP) Operating | [6 empty] | Brunswick | 36.7639 | -77.8108
55938 | Industrial Power Generating Company LLC | 56682 | Brunswick Landfill Gas | IPP Non-CHP | VA | 6 | 0.3 | 0.3 | Landfill Gas | LFG | IC | 10 | 2007 |  |  | (OP) Operating | [6 empty] | Brunswick | 36.7639 | -77.8108
55938 | Industrial Power Generating Company LLC | 56682 | Brunswick Landfill Gas | IPP Non-CHP | VA | 7 | 0.3 | 0.3 | Landfill Gas | LFG | IC | 10 | 2007 |  |  | (OP) Operating | [6 empty] | Brunswick | 36.7639 | -77.8108
55938 | Industrial Power Generating Company LLC | 56682 | Brunswick Landfill Gas | IPP Non-CHP | VA | 8 | 0.3 | 0.3 | Landfill Gas | LFG | IC | 10 | 2007 |  |  | (OP) Operating | [6 empty] | Brunswick | 36.7639 | -77.8108
55938 | Industrial Power Generating Company LLC | 56682 | Brunswick Landfill Gas | IPP Non-CHP | VA | 9 | 0.3 | 0.3 | Landfill Gas | LFG | IC | 10 | 2007 |  |  | (OP) Operating | [6 empty] | Brunswick | 36.7639 | -77.8108
55938 | Industrial Power Generating Company LLC | 56683 | Charles City | IPP Non-CHP | VA | 1 | 0.3 | 0.3 | Landfill Gas | LFG | IC | 11 | 2003 |  |  | (OP) Operating | [6 empty] | Charles City | 37.4389 | -77.1286
55938 | Industrial Power Generating Company LLC | 56683 | Charles City | IPP Non-CHP | VA | 10 | 0.3 | 0.3 | Landfill Gas | LFG | IC | 11 | 2003 |  |  | (OP) Operating | [6 empty] | Charles City | 37.4389 | -77.1286
55938 | Industrial Power Generating Company LLC | 56683 | Charles City | IPP Non-CHP | VA | 11 | 0.3 | 0.3 | Landfill Gas | LFG | IC | 11 | 2003 |  |  | (OP) Operating | [6 empty] | Charles City | 37.4389 | -77.1286
55938 | Industrial Power Generating Company LLC | 56683 | Charles City | IPP Non-CHP | VA | 12 | 0.3 | 0.3 | Landfill Gas | LFG | IC | 11 | 2003 |  |  | (OP) Operating | [6 empty] | Charles City | 37.4389 | -77.1286
55938 | Industrial Power Generating Company LLC | 56683 | Charles City | IPP Non-CHP | VA | 13 | 0.3 | 0.3 | Landfill Gas | LFG | IC | 11 | 2003 |  |  | (OP) Operating | [6 empty] | Charles City | 37.4389 | -77.1286
55938 | Industrial Power Generating Company LLC | 56683 | Charles City | IPP Non-CHP | VA | 14 | 0.3 | 0.3 | Landfill Gas | LFG | IC | 11 | 2003 |  |  | (OP) Operating | [6 empty] | Charles City | 37.4389 | -77.1286
55938 | Industrial Power Generating Company LLC | 56683 | Charles City | IPP Non-CHP | VA | 15 | 0.3 | 0.3 | Landfill Gas | LFG | IC | 11 | 2003 |  |  | (OP) Operating | [6 empty] | Charles City | 37.4389 | -77.1286
55938 | Industrial Power Generating Company LLC | 56683 | Charles City | IPP Non-CHP | VA | 16 | 0.3 | 0.3 | Landfill Gas | LFG | IC | 11 | 2003 |  |  | (OP) Operating | [6 empty] | Charles City | 37.4389 | -77.1286
55938 | Industrial Power Generating Company LLC | 56683 | Charles City | IPP Non-CHP | VA | 17 | 0.3 | 0.3 | Landfill Gas | LFG | IC | 11 | 2003 |  |  | (OP) Operating | [6 empty] | Charles City | 37.4389 | -77.1286
55938 | Industrial Power Generating Company LLC | 56683 | Charles City | IPP Non-CHP | VA | 18 | 0.3 | 0.3 | Landfill Gas | LFG | IC | 11 | 2003 |  |  | (OP) Operating | [6 empty] | Charles City | 37.4389 | -77.1286
55938 | Industrial Power Generating Company LLC | 56683 | Charles City | IPP Non-CHP | VA | 19 | 0.3 | 0.3 | Landfill Gas | LFG | IC | 11 | 2003 |  |  | (OP) Operating | [6 empty] | Charles City | 37.4389 | -77.1286
55938 | Industrial Power Generating Company LLC | 56683 | Charles City | IPP Non-CHP | VA | 2 | 0.3 | 0.3 | Landfill Gas | LFG | IC | 11 | 2003 |  |  | (OP) Operating | [6 empty] | Charles City | 37.4389 | -77.1286
55938 | Industrial Power Generating Company LLC | 56683 | Charles City | IPP Non-CHP | VA | 20 | 0.3 | 0.3 | Landfill Gas | LFG | IC | 11 | 2003 |  |  | (OP) Operating | [6 empty] | Charles City | 37.4389 | -77.1286
55938 | Industrial Power Generating Company LLC | 56683 | Charles City | IPP Non-CHP | VA | 21 | 0.3 | 0.3 | Landfill Gas | LFG | IC | 11 | 2003 |  |  | (OP) Operating | [6 empty] | Charles City | 37.4389 | -77.1286
55938 | Industrial Power Generating Company LLC | 56683 | Charles City | IPP Non-CHP | VA | 22 | 0.3 | 0.3 | Landfill Gas | LFG | IC | 11 | 2003 |  |  | (OP) Operating | [6 empty] | Charles City | 37.4389 | -77.1286
55938 | Industrial Power Generating Company LLC | 56683 | Charles City | IPP Non-CHP | VA | 23 | 0.3 | 0.3 | Landfill Gas | LFG | IC | 11 | 2003 |  |  | (OP) Operating | [6 empty] | Charles City | 37.4389 | -77.1286
55938 | Industrial Power Generating Company LLC | 56683 | Charles City | IPP Non-CHP | VA | 24 | 0.3 | 0.3 | Landfill Gas | LFG | IC | 11 | 2003 |  |  | (OP) Operating | [6 empty] | Charles City | 37.4389 | -77.1286
55938 | Industrial Power Generating Company LLC | 56683 | Charles City | IPP Non-CHP | VA | 25 | 0.3 | 0.3 | Landfill Gas | LFG | IC | 11 | 2003 |  |  | (OP) Operating | [6 empty] | Charles City | 37.4389 | -77.1286
55938 | Industrial Power Generating Company LLC | 56683 | Charles City | IPP Non-CHP | VA | 26 | 0.3 | 0.3 | Landfill Gas | LFG | IC | 11 | 2003 |  |  | (OP) Operating | [6 empty] | Charles City | 37.4389 | -77.1286
55938 | Industrial Power Generating Company LLC | 56683 | Charles City | IPP Non-CHP | VA | 27 | 0.3 | 0.3 | Landfill Gas | LFG | IC | 11 | 2003 |  |  | (OP) Operating | [6 empty] | Charles City | 37.4389 | -77.1286
55938 | Industrial Power Generating Company LLC | 56683 | Charles City | IPP Non-CHP | VA | 28 | 0.3 | 0.3 | Landfill Gas | LFG | IC | 11 | 2003 |  |  | (OP) Operating | [6 empty] | Charles City | 37.4389 | -77.1286
55938 | Industrial Power Generating Company LLC | 56683 | Charles City | IPP Non-CHP | VA | 29 | 0.3 | 0.3 | Landfill Gas | LFG | IC | 11 | 2003 |  |  | (OP) Operating | [6 empty] | Charles City | 37.4389 | -77.1286
55938 | Industrial Power Generating Company LLC | 56683 | Charles City | IPP Non-CHP | VA | 3 | 0.3 | 0.3 | Landfill Gas | LFG | IC | 11 | 2003 |  |  | (OP) Operating | [6 empty] | Charles City | 37.4389 | -77.1286
55938 | Industrial Power Generating Company LLC | 56683 | Charles City | IPP Non-CHP | VA | 30 | 0.3 | 0.3 | Landfill Gas | LFG | IC | 11 | 2003 |  |  | (OP) Operating | [6 empty] | Charles City | 37.4389 | -77.1286
55938 | Industrial Power Generating Company LLC | 56683 | Charles City | IPP Non-CHP | VA | 31 | 0.3 | 0.3 | Landfill Gas | LFG | IC | 11 | 2003 |  |  | (OP) Operating | [6 empty] | Charles City | 37.4389 | -77.1286
55938 | Industrial Power Generating Company LLC | 56683 | Charles City | IPP Non-CHP | VA | 32 | 0.3 | 0.3 | Landfill Gas | LFG | IC | 11 | 2003 |  |  | (OP) Operating | [6 empty] | Charles City | 37.4389 | -77.1286
55938 | Industrial Power Generating Company LLC | 56683 | Charles City | IPP Non-CHP | VA | 33 | 0.3 | 0.3 | Landfill Gas | LFG | IC | 11 | 2003 |  |  | (OP) Operating | [6 empty] | Charles City | 37.4389 | -77.1286
55938 | Industrial Power Generating Company LLC | 56683 | Charles City | IPP Non-CHP | VA | 34 | 0.3 | 0.3 | Landfill Gas | LFG | IC | 11 | 2003 |  |  | (OP) Operating | [6 empty] | Charles City | 37.4389 | -77.1286
55938 | Industrial Power Generating Company LLC | 56683 | Charles City | IPP Non-CHP | VA | 35 | 0.3 | 0.3 | Landfill Gas | LFG | IC | 11 | 2003 |  |  | (OP) Operating | [6 empty] | Charles City | 37.4389 | -77.1286
55938 | Industrial Power Generating Company LLC | 56683 | Charles City | IPP Non-CHP | VA | 36 | 0.3 | 0.3 | Landfill Gas | LFG | IC | 11 | 2003 |  |  | (OP) Operating | [6 empty] | Charles City | 37.4389 | -77.1286
55938 | Industrial Power Generating Company LLC | 56683 | Charles City | IPP Non-CHP | VA | 37 | 0.3 | 0.3 | Landfill Gas | LFG | IC | 11 | 2003 |  |  | (OP) Operating | [6 empty] | Charles City | 37.4389 | -77.1286
55938 | Industrial Power Generating Company LLC | 56683 | Charles City | IPP Non-CHP | VA | 38 | 0.3 | 0.3 | Landfill Gas | LFG | IC | 11 | 2003 |  |  | (OP) Operating | [6 empty] | Charles City | 37.4389 | -77.1286
55938 | Industrial Power Generating Company LLC | 56683 | Charles City | IPP Non-CHP | VA | 39 | 0.3 | 0.3 | Landfill Gas | LFG | IC | 11 | 2003 |  |  | (OP) Operating | [6 empty] | Charles City | 37.4389 | -77.1286
55938 | Industrial Power Generating Company LLC | 56683 | Charles City | IPP Non-CHP | VA | 4 | 0.3 | 0.3 | Landfill Gas | LFG | IC | 11 | 2003 |  |  | (OP) Operating | [6 empty] | Charles City | 37.4389 | -77.1286
55938 | Industrial Power Generating Company LLC | 56683 | Charles City | IPP Non-CHP | VA | 40 | 0.3 | 0.3 | Landfill Gas | LFG | IC | 11 | 2003 |  |  | (OP) Operating | [6 empty] | Charles City | 37.4389 | -77.1286
55938 | Industrial Power Generating Company LLC | 56683 | Charles City | IPP Non-CHP | VA | 41 | 0.3 | 0.3 | Landfill Gas | LFG | IC | 11 | 2003 |  |  | (OP) Operating | [6 empty] | Charles City | 37.4389 | -77.1286
55938 | Industrial Power Generating Company LLC | 56683 | Charles City | IPP Non-CHP | VA | 42 | 0.3 | 0.3 | Landfill Gas | LFG | IC | 11 | 2003 |  |  | (OP) Operating | [6 empty] | Charles City | 37.4389 | -77.1286
55938 | Industrial Power Generating Company LLC | 56683 | Charles City | IPP Non-CHP | VA | 43 | 0.3 | 0.3 | Landfill Gas | LFG | IC | 11 | 2003 |  |  | (OP) Operating | [6 empty] | Charles City | 37.4389 | -77.1286
55938 | Industrial Power Generating Company LLC | 56683 | Charles City | IPP Non-CHP | VA | 44 | 0.3 | 0.3 | Landfill Gas | LFG | IC | 11 | 2003 |  |  | (OP) Operating | [6 empty] | Charles City | 37.4389 | -77.1286
55938 | Industrial Power Generating Company LLC | 56683 | Charles City | IPP Non-CHP | VA | 45 | 0.3 | 0.3 | Landfill Gas | LFG | IC | 11 | 2003 |  |  | (OP) Operating | [6 empty] | Charles City | 37.4389 | -77.1286
55938 | Industrial Power Generating Company LLC | 56683 | Charles City | IPP Non-CHP | VA | 46 | 0.3 | 0.3 | Landfill Gas | LFG | IC | 11 | 2003 |  |  | (OP) Operating | [6 empty] | Charles City | 37.4389 | -77.1286
55938 | Industrial Power Generating Company LLC | 56683 | Charles City | IPP Non-CHP | VA | 47 | 0.3 | 0.3 | Landfill Gas | LFG | IC | 11 | 2003 |  |  | (OP) Operating | [6 empty] | Charles City | 37.4389 | -77.1286
55938 | Industrial Power Generating Company LLC | 56683 | Charles City | IPP Non-CHP | VA | 48 | 0.3 | 0.3 | Landfill Gas | LFG | IC | 11 | 2003 |  |  | (OP) Operating | [6 empty] | Charles City | 37.4389 | -77.1286
55938 | Industrial Power Generating Company LLC | 56683 | Charles City | IPP Non-CHP | VA | 5 | 0.3 | 0.3 | Landfill Gas | LFG | IC | 11 | 2003 |  |  | (OP) Operating | [6 empty] | Charles City | 37.4389 | -77.1286
55938 | Industrial Power Generating Company LLC | 56683 | Charles City | IPP Non-CHP | VA | 6 | 0.3 | 0.3 | Landfill Gas | LFG | IC | 11 | 2003 |  |  | (OP) Operating | [6 empty] | Charles City | 37.4389 | -77.1286
55938 | Industrial Power Generating Company LLC | 56683 | Charles City | IPP Non-CHP | VA | 7 | 0.3 | 0.3 | Landfill Gas | LFG | IC | 11 | 2003 |  |  | (OP) Operating | [6 empty] | Charles City | 37.4389 | -77.1286
55938 | Industrial Power Generating Company LLC | 56683 | Charles City | IPP Non-CHP | VA | 8 | 0.3 | 0.3 | Landfill Gas | LFG | IC | 11 | 2003 |  |  | (OP) Operating | [6 empty] | Charles City | 37.4389 | -77.1286
55938 | Industrial Power Generating Company LLC | 56683 | Charles City | IPP Non-CHP | VA | 9 | 0.3 | 0.3 | Landfill Gas | LFG | IC | 11 | 2003 |  |  | (OP) Operating | [6 empty] | Charles City | 37.4389 | -77.1286
55938 | Industrial Power Generating Company LLC | 56684 | Chesterfield Landfill Gas | IPP Non-CHP | VA | 1 | 0.3 | 0.3 | Landfill Gas | LFG | IC | 6 | 2004 |  |  | (OP) Operating | [6 empty] | Chesterfield | 37.3517 | -77.4969
55938 | Industrial Power Generating Company LLC | 56684 | Chesterfield Landfill Gas | IPP Non-CHP | VA | 10 | 0.3 | 0.3 | Landfill Gas | LFG | IC | 6 | 2004 |  |  | (OP) Operating | [6 empty] | Chesterfield | 37.3517 | -77.4969
55938 | Industrial Power Generating Company LLC | 56684 | Chesterfield Landfill Gas | IPP Non-CHP | VA | 11 | 0.3 | 0.3 | Landfill Gas | LFG | IC | 6 | 2004 |  |  | (OP) Operating | [6 empty] | Chesterfield | 37.3517 | -77.4969
55938 | Industrial Power Generating Company LLC | 56684 | Chesterfield Landfill Gas | IPP Non-CHP | VA | 12 | 0.3 | 0.3 | Landfill Gas | LFG | IC | 6 | 2004 |  |  | (OP) Operating | [6 empty] | Chesterfield | 37.3517 | -77.4969
55938 | Industrial Power Generating Company LLC | 56684 | Chesterfield Landfill Gas | IPP Non-CHP | VA | 13 | 0.3 | 0.3 | Landfill Gas | LFG | IC | 6 | 2004 |  |  | (OP) Operating | [6 empty] | Chesterfield | 37.3517 | -77.4969
55938 | Industrial Power Generating Company LLC | 56684 | Chesterfield Landfill Gas | IPP Non-CHP | VA | 14 | 0.3 | 0.3 | Landfill Gas | LFG | IC | 6 | 2004 |  |  | (OP) Operating | [6 empty] | Chesterfield | 37.3517 | -77.4969
55938 | Industrial Power Generating Company LLC | 56684 | Chesterfield Landfill Gas | IPP Non-CHP | VA | 15 | 0.3 | 0.3 | Landfill Gas | LFG | IC | 6 | 2004 |  |  | (OP) Operating | [6 empty] | Chesterfield | 37.3517 | -77.4969
55938 | Industrial Power Generating Company LLC | 56684 | Chesterfield Landfill Gas | IPP Non-CHP | VA | 16 | 0.3 | 0.3 | Landfill Gas | LFG | IC | 6 | 2004 |  |  | (OP) Operating | [6 empty] | Chesterfield | 37.3517 | -77.4969
55938 | Industrial Power Generating Company LLC | 56684 | Chesterfield Landfill Gas | IPP Non-CHP | VA | 17 | 0.3 | 0.3 | Landfill Gas | LFG | IC | 6 | 2004 |  |  | (OP) Operating | [6 empty] | Chesterfield | 37.3517 | -77.4969
55938 | Industrial Power Generating Company LLC | 56684 | Chesterfield Landfill Gas | IPP Non-CHP | VA | 18 | 0.3 | 0.3 | Landfill Gas | LFG | IC | 6 | 2004 |  |  | (OP) Operating | [6 empty] | Chesterfield | 37.3517 | -77.4969
55938 | Industrial Power Generating Company LLC | 56684 | Chesterfield Landfill Gas | IPP Non-CHP | VA | 19 | 0.3 | 0.3 | Landfill Gas | LFG | IC | 6 | 2004 |  |  | (OP) Operating | [6 empty] | Chesterfield | 37.3517 | -77.4969
55938 | Industrial Power Generating Company LLC | 56684 | Chesterfield Landfill Gas | IPP Non-CHP | VA | 2 | 0.3 | 0.3 | Landfill Gas | LFG | IC | 6 | 2004 |  |  | (OP) Operating | [6 empty] | Chesterfield | 37.3517 | -77.4969
55938 | Industrial Power Generating Company LLC | 56684 | Chesterfield Landfill Gas | IPP Non-CHP | VA | 20 | 0.3 | 0.3 | Landfill Gas | LFG | IC | 6 | 2004 |  |  | (OP) Operating | [6 empty] | Chesterfield | 37.3517 | -77.4969
55938 | Industrial Power Generating Company LLC | 56684 | Chesterfield Landfill Gas | IPP Non-CHP | VA | 21 | 0.3 | 0.3 | Landfill Gas | LFG | IC | 6 | 2004 |  |  | (OP) Operating | [6 empty] | Chesterfield | 37.3517 | -77.4969
55938 | Industrial Power Generating Company LLC | 56684 | Chesterfield Landfill Gas | IPP Non-CHP | VA | 22 | 0.3 | 0.3 | Landfill Gas | LFG | IC | 6 | 2004 |  |  | (OP) Operating | [6 empty] | Chesterfield | 37.3517 | -77.4969
55938 | Industrial Power Generating Company LLC | 56684 | Chesterfield Landfill Gas | IPP Non-CHP | VA | 23 | 0.3 | 0.3 | Landfill Gas | LFG | IC | 6 | 2004 |  |  | (OP) Operating | [6 empty] | Chesterfield | 37.3517 | -77.4969
55938 | Industrial Power Generating Company LLC | 56684 | Chesterfield Landfill Gas | IPP Non-CHP | VA | 24 | 0.3 | 0.3 | Landfill Gas | LFG | IC | 6 | 2004 |  |  | (OP) Operating | [6 empty] | Chesterfield | 37.3517 | -77.4969
55938 | Industrial Power Generating Company LLC | 56684 | Chesterfield Landfill Gas | IPP Non-CHP | VA | 25 | 0.3 | 0.3 | Landfill Gas | LFG | IC | 6 | 2004 |  |  | (OP) Operating | [6 empty] | Chesterfield | 37.3517 | -77.4969
55938 | Industrial Power Generating Company LLC | 56684 | Chesterfield Landfill Gas | IPP Non-CHP | VA | 26 | 0.3 | 0.3 | Landfill Gas | LFG | IC | 6 | 2004 |  |  | (OP) Operating | [6 empty] | Chesterfield | 37.3517 | -77.4969
55938 | Industrial Power Generating Company LLC | 56684 | Chesterfield Landfill Gas | IPP Non-CHP | VA | 27 | 0.3 | 0.3 | Landfill Gas | LFG | IC | 6 | 2004 |  |  | (OP) Operating | [6 empty] | Chesterfield | 37.3517 | -77.4969
55938 | Industrial Power Generating Company LLC | 56684 | Chesterfield Landfill Gas | IPP Non-CHP | VA | 28 | 0.3 | 0.3 | Landfill Gas | LFG | IC | 6 | 2004 |  |  | (OP) Operating | [6 empty] | Chesterfield | 37.3517 | -77.4969
55938 | Industrial Power Generating Company LLC | 56684 | Chesterfield Landfill Gas | IPP Non-CHP | VA | 29 | 0.3 | 0.3 | Landfill Gas | LFG | IC | 6 | 2004 |  |  | (OP) Operating | [6 empty] | Chesterfield | 37.3517 | -77.4969
55938 | Industrial Power Generating Company LLC | 56684 | Chesterfield Landfill Gas | IPP Non-CHP | VA | 3 | 0.3 | 0.3 | Landfill Gas | LFG | IC | 6 | 2004 |  |  | (OP) Operating | [6 empty] | Chesterfield | 37.3517 | -77.4969
55938 | Industrial Power Generating Company LLC | 56684 | Chesterfield Landfill Gas | IPP Non-CHP | VA | 30 | 0.3 | 0.3 | Landfill Gas | LFG | IC | 6 | 2004 |  |  | (OP) Operating | [6 empty] | Chesterfield | 37.3517 | -77.4969
55938 | Industrial Power Generating Company LLC | 56684 | Chesterfield Landfill Gas | IPP Non-CHP | VA | 31 | 0.3 | 0.3 | Landfill Gas | LFG | IC | 6 | 2004 |  |  | (OP) Operating | [6 empty] | Chesterfield | 37.3517 | -77.4969
55938 | Industrial Power Generating Company LLC | 56684 | Chesterfield Landfill Gas | IPP Non-CHP | VA | 32 | 0.3 | 0.3 | Landfill Gas | LFG | IC | 6 | 2004 |  |  | (OP) Operating | [6 empty] | Chesterfield | 37.3517 | -77.4969
55938 | Industrial Power Generating Company LLC | 56684 | Chesterfield Landfill Gas | IPP Non-CHP | VA | 33 | 0.3 | 0.3 | Landfill Gas | LFG | IC | 6 | 2004 |  |  | (OP) Operating | [6 empty] | Chesterfield | 37.3517 | -77.4969
55938 | Industrial Power Generating Company LLC | 56684 | Chesterfield Landfill Gas | IPP Non-CHP | VA | 34 | 0.3 | 0.3 | Landfill Gas | LFG | IC | 6 | 2004 |  |  | (OP) Operating | [6 empty] | Chesterfield | 37.3517 | -77.4969
55938 | Industrial Power Generating Company LLC | 56684 | Chesterfield Landfill Gas | IPP Non-CHP | VA | 35 | 0.3 | 0.3 | Landfill Gas | LFG | IC | 6 | 2004 |  |  | (OP) Operating | [6 empty] | Chesterfield | 37.3517 | -77.4969
55938 | Industrial Power Generating Company LLC | 56684 | Chesterfield Landfill Gas | IPP Non-CHP | VA | 36 | 0.3 | 0.3 | Landfill Gas | LFG | IC | 6 | 2004 |  |  | (OP) Operating | [6 empty] | Chesterfield | 37.3517 | -77.4969
55938 | Industrial Power Generating Company LLC | 56684 | Chesterfield Landfill Gas | IPP Non-CHP | VA | 37 | 0.3 | 0.3 | Landfill Gas | LFG | IC | 6 | 2004 |  |  | (OP) Operating | [6 empty] | Chesterfield | 37.3517 | -77.4969
55938 | Industrial Power Generating Company LLC | 56684 | Chesterfield Landfill Gas | IPP Non-CHP | VA | 38 | 0.3 | 0.3 | Landfill Gas | LFG | IC | 6 | 2004 |  |  | (OP) Operating | [6 empty] | Chesterfield | 37.3517 | -77.4969
55938 | Industrial Power Generating Company LLC | 56684 | Chesterfield Landfill Gas | IPP Non-CHP | VA | 39 | 0.3 | 0.3 | Landfill Gas | LFG | IC | 6 | 2004 |  |  | (OP) Operating | [6 empty] | Chesterfield | 37.3517 | -77.4969
55938 | Industrial Power Generating Company LLC | 56684 | Chesterfield Landfill Gas | IPP Non-CHP | VA | 4 | 0.3 | 0.3 | Landfill Gas | LFG | IC | 6 | 2004 |  |  | (OP) Operating | [6 empty] | Chesterfield | 37.3517 | -77.4969
55938 | Industrial Power Generating Company LLC | 56684 | Chesterfield Landfill Gas | IPP Non-CHP | VA | 40 | 0.3 | 0.3 | Landfill Gas | LFG | IC | 6 | 2004 |  |  | (OP) Operating | [6 empty] | Chesterfield | 37.3517 | -77.4969
55938 | Industrial Power Generating Company LLC | 56684 | Chesterfield Landfill Gas | IPP Non-CHP | VA | 41 | 0.3 | 0.3 | Landfill Gas | LFG | IC | 6 | 2004 |  |  | (OP) Operating | [6 empty] | Chesterfield | 37.3517 | -77.4969
55938 | Industrial Power Generating Company LLC | 56684 | Chesterfield Landfill Gas | IPP Non-CHP | VA | 42 | 0.3 | 0.3 | Landfill Gas | LFG | IC | 6 | 2004 |  |  | (OP) Operating | [6 empty] | Chesterfield | 37.3517 | -77.4969
55938 | Industrial Power Generating Company LLC | 56684 | Chesterfield Landfill Gas | IPP Non-CHP | VA | 43 | 0.3 | 0.3 | Landfill Gas | LFG | IC | 6 | 2004 |  |  | (OP) Operating | [6 empty] | Chesterfield | 37.3517 | -77.4969
55938 | Industrial Power Generating Company LLC | 56684 | Chesterfield Landfill Gas | IPP Non-CHP | VA | 44 | 0.3 | 0.3 | Landfill Gas | LFG | IC | 6 | 2004 |  |  | (OP) Operating | [6 empty] | Chesterfield | 37.3517 | -77.4969
55938 | Industrial Power Generating Company LLC | 56684 | Chesterfield Landfill Gas | IPP Non-CHP | VA | 45 | 0.3 | 0.3 | Landfill Gas | LFG | IC | 6 | 2004 |  |  | (OP) Operating | [6 empty] | Chesterfield | 37.3517 | -77.4969
55938 | Industrial Power Generating Company LLC | 56684 | Chesterfield Landfill Gas | IPP Non-CHP | VA | 46 | 0.3 | 0.3 | Landfill Gas | LFG | IC | 6 | 2004 |  |  | (OP) Operating | [6 empty] | Chesterfield | 37.3517 | -77.4969
55938 | Industrial Power Generating Company LLC | 56684 | Chesterfield Landfill Gas | IPP Non-CHP | VA | 47 | 0.3 | 0.3 | Landfill Gas | LFG | IC | 6 | 2004 |  |  | (OP) Operating | [6 empty] | Chesterfield | 37.3517 | -77.4969
55938 | Industrial Power Generating Company LLC | 56684 | Chesterfield Landfill Gas | IPP Non-CHP | VA | 48 | 0.3 | 0.3 | Landfill Gas | LFG | IC | 6 | 2004 |  |  | (OP) Operating | [6 empty] | Chesterfield | 37.3517 | -77.4969
55938 | Industrial Power Generating Company LLC | 56684 | Chesterfield Landfill Gas | IPP Non-CHP | VA | 5 | 0.3 | 0.3 | Landfill Gas | LFG | IC | 6 | 2004 |  |  | (OP) Operating | [6 empty] | Chesterfield | 37.3517 | -77.4969
55938 | Industrial Power Generating Company LLC | 56684 | Chesterfield Landfill Gas | IPP Non-CHP | VA | 6 | 0.3 | 0.3 | Landfill Gas | LFG | IC | 6 | 2004 |  |  | (OP) Operating | [6 empty] | Chesterfield | 37.3517 | -77.4969
55938 | Industrial Power Generating Company LLC | 56684 | Chesterfield Landfill Gas | IPP Non-CHP | VA | 7 | 0.3 | 0.3 | Landfill Gas | LFG | IC | 6 | 2004 |  |  | (OP) Operating | [6 empty] | Chesterfield | 37.3517 | -77.4969
55938 | Industrial Power Generating Company LLC | 56684 | Chesterfield Landfill Gas | IPP Non-CHP | VA | 8 | 0.3 | 0.3 | Landfill Gas | LFG | IC | 6 | 2004 |  |  | (OP) Operating | [6 empty] | Chesterfield | 37.3517 | -77.4969
55938 | Industrial Power Generating Company LLC | 56684 | Chesterfield Landfill Gas | IPP Non-CHP | VA | 9 | 0.3 | 0.3 | Landfill Gas | LFG | IC | 6 | 2004 |  |  | (OP) Operating | [6 empty] | Chesterfield | 37.3517 | -77.4969
55938 | Industrial Power Generating Company LLC | 56686 | King & Queen | IPP Non-CHP | VA | 1 | 0.3 | 0.3 | Landfill Gas | LFG | IC | 1 | 2008 |  |  | (OP) Operating | [6 empty] | King and Queen | 37.6711 | -76.76
55938 | Industrial Power Generating Company LLC | 56686 | King & Queen | IPP Non-CHP | VA | 10 | 0.3 | 0.3 | Landfill Gas | LFG | IC | 1 | 2008 |  |  | (OP) Operating | [6 empty] | King and Queen | 37.6711 | -76.76
55938 | Industrial Power Generating Company LLC | 56686 | King & Queen | IPP Non-CHP | VA | 11 | 0.3 | 0.3 | Landfill Gas | LFG | IC | 1 | 2008 |  |  | (OP) Operating | [6 empty] | King and Queen | 37.6711 | -76.76
55938 | Industrial Power Generating Company LLC | 56686 | King & Queen | IPP Non-CHP | VA | 12 | 0.3 | 0.3 | Landfill Gas | LFG | IC | 1 | 2008 |  |  | (OP) Operating | [6 empty] | King and Queen | 37.6711 | -76.76
55938 | Industrial Power Generating Company LLC | 56686 | King & Queen | IPP Non-CHP | VA | 13 | 0.3 | 0.3 | Landfill Gas | LFG | IC | 1 | 2008 |  |  | (OP) Operating | [6 empty] | King and Queen | 37.6711 | -76.76
55938 | Industrial Power Generating Company LLC | 56686 | King & Queen | IPP Non-CHP | VA | 14 | 0.3 | 0.3 | Landfill Gas | LFG | IC | 1 | 2008 |  |  | (OP) Operating | [6 empty] | King and Queen | 37.6711 | -76.76
55938 | Industrial Power Generating Company LLC | 56686 | King & Queen | IPP Non-CHP | VA | 15 | 0.3 | 0.3 | Landfill Gas | LFG | IC | 1 | 2008 |  |  | (OP) Operating | [6 empty] | King and Queen | 37.6711 | -76.76
55938 | Industrial Power Generating Company LLC | 56686 | King & Queen | IPP Non-CHP | VA | 16 | 0.3 | 0.3 | Landfill Gas | LFG | IC | 1 | 2008 |  |  | (OP) Operating | [6 empty] | King and Queen | 37.6711 | -76.76
55938 | Industrial Power Generating Company LLC | 56686 | King & Queen | IPP Non-CHP | VA | 17 | 0.3 | 0.3 | Landfill Gas | LFG | IC | 1 | 2008 |  |  | (OP) Operating | [6 empty] | King and Queen | 37.6711 | -76.76
55938 | Industrial Power Generating Company LLC | 56686 | King & Queen | IPP Non-CHP | VA | 18 | 0.3 | 0.3 | Landfill Gas | LFG | IC | 1 | 2008 |  |  | (OP) Operating | [6 empty] | King and Queen | 37.6711 | -76.76
55938 | Industrial Power Generating Company LLC | 56686 | King & Queen | IPP Non-CHP | VA | 19 | 0.3 | 0.3 | Landfill Gas | LFG | IC | 1 | 2008 |  |  | (OP) Operating | [6 empty] | King and Queen | 37.6711 | -76.76
55938 | Industrial Power Generating Company LLC | 56686 | King & Queen | IPP Non-CHP | VA | 2 | 0.3 | 0.3 | Landfill Gas | LFG | IC | 1 | 2008 |  |  | (OP) Operating | [6 empty] | King and Queen | 37.6711 | -76.76
55938 | Industrial Power Generating Company LLC | 56686 | King & Queen | IPP Non-CHP | VA | 20 | 0.3 | 0.3 | Landfill Gas | LFG | IC | 1 | 2008 |  |  | (OP) Operating | [6 empty] | King and Queen | 37.6711 | -76.76
55938 | Industrial Power Generating Company LLC | 56686 | King & Queen | IPP Non-CHP | VA | 21 | 0.3 | 0.3 | Landfill Gas | LFG | IC | 1 | 2008 |  |  | (OP) Operating | [6 empty] | King and Queen | 37.6711 | -76.76
55938 | Industrial Power Generating Company LLC | 56686 | King & Queen | IPP Non-CHP | VA | 22 | 0.3 | 0.3 | Landfill Gas | LFG | IC | 1 | 2008 |  |  | (OP) Operating | [6 empty] | King and Queen | 37.6711 | -76.76
55938 | Industrial Power Generating Company LLC | 56686 | King & Queen | IPP Non-CHP | VA | 23 | 0.3 | 0.3 | Landfill Gas | LFG | IC | 1 | 2008 |  |  | (OP) Operating | [6 empty] | King and Queen | 37.6711 | -76.76
55938 | Industrial Power Generating Company LLC | 56686 | King & Queen | IPP Non-CHP | VA | 24 | 0.3 | 0.3 | Landfill Gas | LFG | IC | 1 | 2008 |  |  | (OP) Operating | [6 empty] | King and Queen | 37.6711 | -76.76
55938 | Industrial Power Generating Company LLC | 56686 | King & Queen | IPP Non-CHP | VA | 25 | 0.3 | 0.3 | Landfill Gas | LFG | IC | 1 | 2008 |  |  | (OP) Operating | [6 empty] | King and Queen | 37.6711 | -76.76
55938 | Industrial Power Generating Company LLC | 56686 | King & Queen | IPP Non-CHP | VA | 26 | 0.3 | 0.3 | Landfill Gas | LFG | IC | 1 | 2008 |  |  | (OP) Operating | [6 empty] | King and Queen | 37.6711 | -76.76
55938 | Industrial Power Generating Company LLC | 56686 | King & Queen | IPP Non-CHP | VA | 27 | 0.3 | 0.3 | Landfill Gas | LFG | IC | 1 | 2008 |  |  | (OP) Operating | [6 empty] | King and Queen | 37.6711 | -76.76
55938 | Industrial Power Generating Company LLC | 56686 | King & Queen | IPP Non-CHP | VA | 28 | 0.3 | 0.3 | Landfill Gas | LFG | IC | 1 | 2008 |  |  | (OP) Operating | [6 empty] | King and Queen | 37.6711 | -76.76
55938 | Industrial Power Generating Company LLC | 56686 | King & Queen | IPP Non-CHP | VA | 29 | 0.3 | 0.3 | Landfill Gas | LFG | IC | 1 | 2008 |  |  | (OP) Operating | [6 empty] | King and Queen | 37.6711 | -76.76
55938 | Industrial Power Generating Company LLC | 56686 | King & Queen | IPP Non-CHP | VA | 3 | 0.3 | 0.3 | Landfill Gas | LFG | IC | 1 | 2008 |  |  | (OP) Operating | [6 empty] | King and Queen | 37.6711 | -76.76
55938 | Industrial Power Generating Company LLC | 56686 | King & Queen | IPP Non-CHP | VA | 30 | 0.3 | 0.3 | Landfill Gas | LFG | IC | 1 | 2008 |  |  | (OP) Operating | [6 empty] | King and Queen | 37.6711 | -76.76
55938 | Industrial Power Generating Company LLC | 56686 | King & Queen | IPP Non-CHP | VA | 31 | 0.3 | 0.3 | Landfill Gas | LFG | IC | 1 | 2008 |  |  | (OP) Operating | [6 empty] | King and Queen | 37.6711 | -76.76
55938 | Industrial Power Generating Company LLC | 56686 | King & Queen | IPP Non-CHP | VA | 32 | 0.3 | 0.3 | Landfill Gas | LFG | IC | 1 | 2008 |  |  | (OP) Operating | [6 empty] | King and Queen | 37.6711 | -76.76
55938 | Industrial Power Generating Company LLC | 56686 | King & Queen | IPP Non-CHP | VA | 33 | 0.3 | 0.3 | Landfill Gas | LFG | IC | 1 | 2008 |  |  | (OP) Operating | [6 empty] | King and Queen | 37.6711 | -76.76
55938 | Industrial Power Generating Company LLC | 56686 | King & Queen | IPP Non-CHP | VA | 34 | 0.3 | 0.3 | Landfill Gas | LFG | IC | 1 | 2008 |  |  | (OP) Operating | [6 empty] | King and Queen | 37.6711 | -76.76
55938 | Industrial Power Generating Company LLC | 56686 | King & Queen | IPP Non-CHP | VA | 35 | 0.3 | 0.3 | Landfill Gas | LFG | IC | 1 | 2008 |  |  | (OP) Operating | [6 empty] | King and Queen | 37.6711 | -76.76
55938 | Industrial Power Generating Company LLC | 56686 | King & Queen | IPP Non-CHP | VA | 36 | 0.3 | 0.3 | Landfill Gas | LFG | IC | 1 | 2008 |  |  | (OP) Operating | [6 empty] | King and Queen | 37.6711 | -76.76
55938 | Industrial Power Generating Company LLC | 56686 | King & Queen | IPP Non-CHP | VA | 4 | 0.3 | 0.3 | Landfill Gas | LFG | IC | 1 | 2008 |  |  | (OP) Operating | [6 empty] | King and Queen | 37.6711 | -76.76
55938 | Industrial Power Generating Company LLC | 56686 | King & Queen | IPP Non-CHP | VA | 5 | 0.3 | 0.3 | Landfill Gas | LFG | IC | 1 | 2008 |  |  | (OP) Operating | [6 empty] | King and Queen | 37.6711 | -76.76
55938 | Industrial Power Generating Company LLC | 56686 | King & Queen | IPP Non-CHP | VA | 6 | 0.3 | 0.3 | Landfill Gas | LFG | IC | 1 | 2008 |  |  | (OP) Operating | [6 empty] | King and Queen | 37.6711 | -76.76
55938 | Industrial Power Generating Company LLC | 56686 | King & Queen | IPP Non-CHP | VA | 7 | 0.3 | 0.3 | Landfill Gas | LFG | IC | 1 | 2008 |  |  | (OP) Operating | [6 empty] | King and Queen | 37.6711 | -76.76
55938 | Industrial Power Generating Company LLC | 56686 | King & Queen | IPP Non-CHP | VA | 8 | 0.3 | 0.3 | Landfill Gas | LFG | IC | 1 | 2008 |  |  | (OP) Operating | [6 empty] | King and Queen | 37.6711 | -76.76
55938 | Industrial Power Generating Company LLC | 56686 | King & Queen | IPP Non-CHP | VA | 9 | 0.3 | 0.3 | Landfill Gas | LFG | IC | 1 | 2008 |  |  | (OP) Operating | [6 empty] | King and Queen | 37.6711 | -76.76
55938 | Industrial Power Generating Company LLC | 56687 | Mountain View | IPP Non-CHP | PA | 1 | 0.3 | 0.3 | Landfill Gas | LFG | IC | 3 | 2003 |  |  | (OP) Operating | [6 empty] | Franklin | 39.8014 | -77.7883
55938 | Industrial Power Generating Company LLC | 56687 | Mountain View | IPP Non-CHP | PA | 10 | 0.3 | 0.3 | Landfill Gas | LFG | IC | 3 | 2003 |  |  | (OP) Operating | [6 empty] | Franklin | 39.8014 | -77.7883
55938 | Industrial Power Generating Company LLC | 56687 | Mountain View | IPP Non-CHP | PA | 11 | 0.3 | 0.3 | Landfill Gas | LFG | IC | 3 | 2003 |  |  | (OP) Operating | [6 empty] | Franklin | 39.8014 | -77.7883
55938 | Industrial Power Generating Company LLC | 56687 | Mountain View | IPP Non-CHP | PA | 12 | 0.3 | 0.3 | Landfill Gas | LFG | IC | 3 | 2003 |  |  | (OP) Operating | [6 empty] | Franklin | 39.8014 | -77.7883
55938 | Industrial Power Generating Company LLC | 56687 | Mountain View | IPP Non-CHP | PA | 13 | 0.3 | 0.3 | Landfill Gas | LFG | IC | 3 | 2003 |  |  | (OP) Operating | [6 empty] | Franklin | 39.8014 | -77.7883
55938 | Industrial Power Generating Company LLC | 56687 | Mountain View | IPP Non-CHP | PA | 14 | 0.3 | 0.3 | Landfill Gas | LFG | IC | 3 | 2003 |  |  | (OP) Operating | [6 empty] | Franklin | 39.8014 | -77.7883
55938 | Industrial Power Generating Company LLC | 56687 | Mountain View | IPP Non-CHP | PA | 15 | 0.3 | 0.3 | Landfill Gas | LFG | IC | 3 | 2003 |  |  | (OP) Operating | [6 empty] | Franklin | 39.8014 | -77.7883
55938 | Industrial Power Generating Company LLC | 56687 | Mountain View | IPP Non-CHP | PA | 16 | 0.3 | 0.3 | Landfill Gas | LFG | IC | 3 | 2003 |  |  | (OP) Operating | [6 empty] | Franklin | 39.8014 | -77.7883
55938 | Industrial Power Generating Company LLC | 56687 | Mountain View | IPP Non-CHP | PA | 17 | 0.3 | 0.3 | Landfill Gas | LFG | IC | 3 | 2003 |  |  | (OP) Operating | [6 empty] | Franklin | 39.8014 | -77.7883
55938 | Industrial Power Generating Company LLC | 56687 | Mountain View | IPP Non-CHP | PA | 18 | 0.3 | 0.3 | Landfill Gas | LFG | IC | 3 | 2003 |  |  | (OP) Operating | [6 empty] | Franklin | 39.8014 | -77.7883
55938 | Industrial Power Generating Company LLC | 56687 | Mountain View | IPP Non-CHP | PA | 19 | 0.3 | 0.3 | Landfill Gas | LFG | IC | 3 | 2003 |  |  | (OP) Operating | [6 empty] | Franklin | 39.8014 | -77.7883
55938 | Industrial Power Generating Company LLC | 56687 | Mountain View | IPP Non-CHP | PA | 2 | 0.3 | 0.3 | Landfill Gas | LFG | IC | 3 | 2003 |  |  | (OP) Operating | [6 empty] | Franklin | 39.8014 | -77.7883
55938 | Industrial Power Generating Company LLC | 56687 | Mountain View | IPP Non-CHP | PA | 20 | 0.3 | 0.3 | Landfill Gas | LFG | IC | 3 | 2003 |  |  | (OP) Operating | [6 empty] | Franklin | 39.8014 | -77.7883
55938 | Industrial Power Generating Company LLC | 56687 | Mountain View | IPP Non-CHP | PA | 21 | 0.3 | 0.3 | Landfill Gas | LFG | IC | 3 | 2003 |  |  | (OP) Operating | [6 empty] | Franklin | 39.8014 | -77.7883
55938 | Industrial Power Generating Company LLC | 56687 | Mountain View | IPP Non-CHP | PA | 22 | 0.3 | 0.3 | Landfill Gas | LFG | IC | 3 | 2003 |  |  | (OP) Operating | [6 empty] | Franklin | 39.8014 | -77.7883
55938 | Industrial Power Generating Company LLC | 56687 | Mountain View | IPP Non-CHP | PA | 23 | 0.3 | 0.3 | Landfill Gas | LFG | IC | 3 | 2003 |  |  | (OP) Operating | [6 empty] | Franklin | 39.8014 | -77.7883
55938 | Industrial Power Generating Company LLC | 56687 | Mountain View | IPP Non-CHP | PA | 24 | 0.3 | 0.3 | Landfill Gas | LFG | IC | 3 | 2003 |  |  | (OP) Operating | [6 empty] | Franklin | 39.8014 | -77.7883
55938 | Industrial Power Generating Company LLC | 56687 | Mountain View | IPP Non-CHP | PA | 25 | 0.3 | 0.3 | Landfill Gas | LFG | IC | 3 | 2003 |  |  | (OP) Operating | [6 empty] | Franklin | 39.8014 | -77.7883
55938 | Industrial Power Generating Company LLC | 56687 | Mountain View | IPP Non-CHP | PA | 26 | 0.3 | 0.3 | Landfill Gas | LFG | IC | 3 | 2003 |  |  | (OP) Operating | [6 empty] | Franklin | 39.8014 | -77.7883
55938 | Industrial Power Generating Company LLC | 56687 | Mountain View | IPP Non-CHP | PA | 27 | 0.3 | 0.3 | Landfill Gas | LFG | IC | 3 | 2003 |  |  | (OP) Operating | [6 empty] | Franklin | 39.8014 | -77.7883
55938 | Industrial Power Generating Company LLC | 56687 | Mountain View | IPP Non-CHP | PA | 28 | 0.3 | 0.3 | Landfill Gas | LFG | IC | 3 | 2003 |  |  | (OP) Operating | [6 empty] | Franklin | 39.8014 | -77.7883
55938 | Industrial Power Generating Company LLC | 56687 | Mountain View | IPP Non-CHP | PA | 29 | 0.3 | 0.3 | Landfill Gas | LFG | IC | 3 | 2003 |  |  | (OP) Operating | [6 empty] | Franklin | 39.8014 | -77.7883
55938 | Industrial Power Generating Company LLC | 56687 | Mountain View | IPP Non-CHP | PA | 3 | 0.3 | 0.3 | Landfill Gas | LFG | IC | 3 | 2003 |  |  | (OP) Operating | [6 empty] | Franklin | 39.8014 | -77.7883
55938 | Industrial Power Generating Company LLC | 56687 | Mountain View | IPP Non-CHP | PA | 30 | 0.3 | 0.3 | Landfill Gas | LFG | IC | 3 | 2003 |  |  | (OP) Operating | [6 empty] | Franklin | 39.8014 | -77.7883
55938 | Industrial Power Generating Company LLC | 56687 | Mountain View | IPP Non-CHP | PA | 31 | 0.3 | 0.3 | Landfill Gas | LFG | IC | 3 | 2003 |  |  | (OP) Operating | [6 empty] | Franklin | 39.8014 | -77.7883
55938 | Industrial Power Generating Company LLC | 56687 | Mountain View | IPP Non-CHP | PA | 32 | 0.3 | 0.3 | Landfill Gas | LFG | IC | 3 | 2003 |  |  | (OP) Operating | [6 empty] | Franklin | 39.8014 | -77.7883
55938 | Industrial Power Generating Company LLC | 56687 | Mountain View | IPP Non-CHP | PA | 33 | 0.3 | 0.3 | Landfill Gas | LFG | IC | 3 | 2003 |  |  | (OP) Operating | [6 empty] | Franklin | 39.8014 | -77.7883
55938 | Industrial Power Generating Company LLC | 56687 | Mountain View | IPP Non-CHP | PA | 34 | 0.3 | 0.3 | Landfill Gas | LFG | IC | 3 | 2003 |  |  | (OP) Operating | [6 empty] | Franklin | 39.8014 | -77.7883
55938 | Industrial Power Generating Company LLC | 56687 | Mountain View | IPP Non-CHP | PA | 35 | 0.3 | 0.3 | Landfill Gas | LFG | IC | 3 | 2003 |  |  | (OP) Operating | [6 empty] | Franklin | 39.8014 | -77.7883
55938 | Industrial Power Generating Company LLC | 56687 | Mountain View | IPP Non-CHP | PA | 36 | 0.3 | 0.3 | Landfill Gas | LFG | IC | 3 | 2003 |  |  | (OP) Operating | [6 empty] | Franklin | 39.8014 | -77.7883
55938 | Industrial Power Generating Company LLC | 56687 | Mountain View | IPP Non-CHP | PA | 37 | 0.3 | 0.3 | Landfill Gas | LFG | IC | 3 | 2003 |  |  | (OP) Operating | [6 empty] | Franklin | 39.8014 | -77.7883
55938 | Industrial Power Generating Company LLC | 56687 | Mountain View | IPP Non-CHP | PA | 38 | 0.3 | 0.3 | Landfill Gas | LFG | IC | 3 | 2003 |  |  | (OP) Operating | [6 empty] | Franklin | 39.8014 | -77.7883
55938 | Industrial Power Generating Company LLC | 56687 | Mountain View | IPP Non-CHP | PA | 39 | 0.3 | 0.3 | Landfill Gas | LFG | IC | 3 | 2003 |  |  | (OP) Operating | [6 empty] | Franklin | 39.8014 | -77.7883
55938 | Industrial Power Generating Company LLC | 56687 | Mountain View | IPP Non-CHP | PA | 4 | 0.3 | 0.3 | Landfill Gas | LFG | IC | 3 | 2003 |  |  | (OP) Operating | [6 empty] | Franklin | 39.8014 | -77.7883
55938 | Industrial Power Generating Company LLC | 56687 | Mountain View | IPP Non-CHP | PA | 40 | 0.3 | 0.3 | Landfill Gas | LFG | IC | 3 | 2003 |  |  | (OP) Operating | [6 empty] | Franklin | 39.8014 | -77.7883
55938 | Industrial Power Generating Company LLC | 56687 | Mountain View | IPP Non-CHP | PA | 41 | 0.3 | 0.3 | Landfill Gas | LFG | IC | 3 | 2003 |  |  | (OP) Operating | [6 empty] | Franklin | 39.8014 | -77.7883
55938 | Industrial Power Generating Company LLC | 56687 | Mountain View | IPP Non-CHP | PA | 42 | 0.3 | 0.3 | Landfill Gas | LFG | IC | 3 | 2003 |  |  | (OP) Operating | [6 empty] | Franklin | 39.8014 | -77.7883
55938 | Industrial Power Generating Company LLC | 56687 | Mountain View | IPP Non-CHP | PA | 43 | 0.3 | 0.3 | Landfill Gas | LFG | IC | 3 | 2003 |  |  | (OP) Operating | [6 empty] | Franklin | 39.8014 | -77.7883
55938 | Industrial Power Generating Company LLC | 56687 | Mountain View | IPP Non-CHP | PA | 44 | 0.3 | 0.3 | Landfill Gas | LFG | IC | 3 | 2003 |  |  | (OP) Operating | [6 empty] | Franklin | 39.8014 | -77.7883
55938 | Industrial Power Generating Company LLC | 56687 | Mountain View | IPP Non-CHP | PA | 45 | 0.3 | 0.3 | Landfill Gas | LFG | IC | 3 | 2003 |  |  | (OP) Operating | [6 empty] | Franklin | 39.8014 | -77.7883
55938 | Industrial Power Generating Company LLC | 56687 | Mountain View | IPP Non-CHP | PA | 46 | 0.3 | 0.3 | Landfill Gas | LFG | IC | 3 | 2003 |  |  | (OP) Operating | [6 empty] | Franklin | 39.8014 | -77.7883
55938 | Industrial Power Generating Company LLC | 56687 | Mountain View | IPP Non-CHP | PA | 47 | 0.3 | 0.3 | Landfill Gas | LFG | IC | 3 | 2003 |  |  | (OP) Operating | [6 empty] | Franklin | 39.8014 | -77.7883
55938 | Industrial Power Generating Company LLC | 56687 | Mountain View | IPP Non-CHP | PA | 48 | 0.3 | 0.3 | Landfill Gas | LFG | IC | 3 | 2003 |  |  | (OP) Operating | [6 empty] | Franklin | 39.8014 | -77.7883
55938 | Industrial Power Generating Company LLC | 56687 | Mountain View | IPP Non-CHP | PA | 5 | 0.3 | 0.3 | Landfill Gas | LFG | IC | 3 | 2003 |  |  | (OP) Operating | [6 empty] | Franklin | 39.8014 | -77.7883
55938 | Industrial Power Generating Company LLC | 56687 | Mountain View | IPP Non-CHP | PA | 6 | 0.3 | 0.3 | Landfill Gas | LFG | IC | 3 | 2003 |  |  | (OP) Operating | [6 empty] | Franklin | 39.8014 | -77.7883
55938 | Industrial Power Generating Company LLC | 56687 | Mountain View | IPP Non-CHP | PA | 7 | 0.3 | 0.3 | Landfill Gas | LFG | IC | 3 | 2003 |  |  | (OP) Operating | [6 empty] | Franklin | 39.8014 | -77.7883
55938 | Industrial Power Generating Company LLC | 56687 | Mountain View | IPP Non-CHP | PA | 8 | 0.3 | 0.3 | Landfill Gas | LFG | IC | 3 | 2003 |  |  | (OP) Operating | [6 empty] | Franklin | 39.8014 | -77.7883
55938 | Industrial Power Generating Company LLC | 56687 | Mountain View | IPP Non-CHP | PA | 9 | 0.3 | 0.3 | Landfill Gas | LFG | IC | 3 | 2003 |  |  | (OP) Operating | [6 empty] | Franklin | 39.8014 | -77.7883
55938 | Industrial Power Generating Company LLC | 56688 | New Bern | IPP Non-CHP | NC | 1 | 0.3 | 0.3 | Landfill Gas | LFG | IC | 8 | 2007 |  |  | (OP) Operating | [6 empty] | Craven | 35.1681 | -77.2267
55938 | Industrial Power Generating Company LLC | 56688 | New Bern | IPP Non-CHP | NC | 10 | 0.3 | 0.3 | Landfill Gas | LFG | IC | 8 | 2007 |  |  | (OP) Operating | [6 empty] | Craven | 35.1681 | -77.2267
55938 | Industrial Power Generating Company LLC | 56688 | New Bern | IPP Non-CHP | NC | 11 | 0.3 | 0.3 | Landfill Gas | LFG | IC | 8 | 2007 |  |  | (OP) Operating | [6 empty] | Craven | 35.1681 | -77.2267
55938 | Industrial Power Generating Company LLC | 56688 | New Bern | IPP Non-CHP | NC | 12 | 0.3 | 0.3 | Landfill Gas | LFG | IC | 8 | 2007 |  |  | (OP) Operating | [6 empty] | Craven | 35.1681 | -77.2267
55938 | Industrial Power Generating Company LLC | 56688 | New Bern | IPP Non-CHP | NC | 13 | 0.3 | 0.3 | Landfill Gas | LFG | IC | 5 | 2011 |  |  | (OP) Operating | [6 empty] | Craven | 35.1681 | -77.2267
55938 | Industrial Power Generating Company LLC | 56688 | New Bern | IPP Non-CHP | NC | 14 | 0.3 | 0.3 | Landfill Gas | LFG | IC | 5 | 2011 |  |  | (OP) Operating | [6 empty] | Craven | 35.1681 | -77.2267
55938 | Industrial Power Generating Company LLC | 56688 | New Bern | IPP Non-CHP | NC | 15 | 0.3 | 0.3 | Landfill Gas | LFG | IC | 5 | 2011 |  |  | (OP) Operating | [6 empty] | Craven | 35.1681 | -77.2267
55938 | Industrial Power Generating Company LLC | 56688 | New Bern | IPP Non-CHP | NC | 16 | 0.3 | 0.3 | Landfill Gas | LFG | IC | 5 | 2011 |  |  | (OP) Operating | [6 empty] | Craven | 35.1681 | -77.2267
55938 | Industrial Power Generating Company LLC | 56688 | New Bern | IPP Non-CHP | NC | 17 | 0.3 | 0.3 | Landfill Gas | LFG | IC | 5 | 2011 |  |  | (OP) Operating | [6 empty] | Craven | 35.1681 | -77.2267
55938 | Industrial Power Generating Company LLC | 56688 | New Bern | IPP Non-CHP | NC | 18 | 0.3 | 0.3 | Landfill Gas | LFG | IC | 5 | 2011 |  |  | (OP) Operating | [6 empty] | Craven | 35.1681 | -77.2267
55938 | Industrial Power Generating Company LLC | 56688 | New Bern | IPP Non-CHP | NC | 2 | 0.3 | 0.3 | Landfill Gas | LFG | IC | 8 | 2007 |  |  | (OP) Operating | [6 empty] | Craven | 35.1681 | -77.2267
55938 | Industrial Power Generating Company LLC | 56688 | New Bern | IPP Non-CHP | NC | 3 | 0.3 | 0.3 | Landfill Gas | LFG | IC | 8 | 2007 |  |  | (OP) Operating | [6 empty] | Craven | 35.1681 | -77.2267
55938 | Industrial Power Generating Company LLC | 56688 | New Bern | IPP Non-CHP | NC | 4 | 0.3 | 0.3 | Landfill Gas | LFG | IC | 8 | 2007 |  |  | (OP) Operating | [6 empty] | Craven | 35.1681 | -77.2267
55938 | Industrial Power Generating Company LLC | 56688 | New Bern | IPP Non-CHP | NC | 5 | 0.3 | 0.3 | Landfill Gas | LFG | IC | 8 | 2007 |  |  | (OP) Operating | [6 empty] | Craven | 35.1681 | -77.2267
55938 | Industrial Power Generating Company LLC | 56688 | New Bern | IPP Non-CHP | NC | 6 | 0.3 | 0.3 | Landfill Gas | LFG | IC | 8 | 2007 |  |  | (OP) Operating | [6 empty] | Craven | 35.1681 | -77.2267
55938 | Industrial Power Generating Company LLC | 56688 | New Bern | IPP Non-CHP | NC | 7 | 0.3 | 0.3 | Landfill Gas | LFG | IC | 8 | 2007 |  |  | (OP) Operating | [6 empty] | Craven | 35.1681 | -77.2267
55938 | Industrial Power Generating Company LLC | 56688 | New Bern | IPP Non-CHP | NC | 8 | 0.3 | 0.3 | Landfill Gas | LFG | IC | 8 | 2007 |  |  | (OP) Operating | [6 empty] | Craven | 35.1681 | -77.2267
55938 | Industrial Power Generating Company LLC | 56688 | New Bern | IPP Non-CHP | NC | 9 | 0.3 | 0.3 | Landfill Gas | LFG | IC | 8 | 2007 |  |  | (OP) Operating | [6 empty] | Craven | 35.1681 | -77.2267
55938 | Industrial Power Generating Company LLC | 56690 | Pine Grove | IPP Non-CHP | PA | 1 | 0.3 | 0.3 | Landfill Gas | LFG | IC | 2 | 2008 |  |  | (OP) Operating | [6 empty] | Schuylkill | 40.5553 | -76.3886
55938 | Industrial Power Generating Company LLC | 56690 | Pine Grove | IPP Non-CHP | PA | 10 | 0.3 | 0.3 | Landfill Gas | LFG | IC | 2 | 2008 |  |  | (OP) Operating | [6 empty] | Schuylkill | 40.5553 | -76.3886
55938 | Industrial Power Generating Company LLC | 56690 | Pine Grove | IPP Non-CHP | PA | 11 | 0.3 | 0.3 | Landfill Gas | LFG | IC | 2 | 2008 |  |  | (OP) Operating | [6 empty] | Schuylkill | 40.5553 | -76.3886
55938 | Industrial Power Generating Company LLC | 56690 | Pine Grove | IPP Non-CHP | PA | 12 | 0.3 | 0.3 | Landfill Gas | LFG | IC | 2 | 2008 |  |  | (OP) Operating | [6 empty] | Schuylkill | 40.5553 | -76.3886
55938 | Industrial Power Generating Company LLC | 56690 | Pine Grove | IPP Non-CHP | PA | 13 | 0.3 | 0.3 | Landfill Gas | LFG | IC | 2 | 2008 |  |  | (OP) Operating | [6 empty] | Schuylkill | 40.5553 | -76.3886
55938 | Industrial Power Generating Company LLC | 56690 | Pine Grove | IPP Non-CHP | PA | 14 | 0.3 | 0.3 | Landfill Gas | LFG | IC | 2 | 2008 |  |  | (OP) Operating | [6 empty] | Schuylkill | 40.5553 | -76.3886
55938 | Industrial Power Generating Company LLC | 56690 | Pine Grove | IPP Non-CHP | PA | 15 | 0.3 | 0.3 | Landfill Gas | LFG | IC | 2 | 2008 |  |  | (OP) Operating | [6 empty] | Schuylkill | 40.5553 | -76.3886
55938 | Industrial Power Generating Company LLC | 56690 | Pine Grove | IPP Non-CHP | PA | 16 | 0.3 | 0.3 | Landfill Gas | LFG | IC | 2 | 2008 |  |  | (OP) Operating | [6 empty] | Schuylkill | 40.5553 | -76.3886
55938 | Industrial Power Generating Company LLC | 56690 | Pine Grove | IPP Non-CHP | PA | 17 | 0.3 | 0.3 | Landfill Gas | LFG | IC | 2 | 2008 |  |  | (OP) Operating | [6 empty] | Schuylkill | 40.5553 | -76.3886
55938 | Industrial Power Generating Company LLC | 56690 | Pine Grove | IPP Non-CHP | PA | 18 | 0.3 | 0.3 | Landfill Gas | LFG | IC | 2 | 2008 |  |  | (OP) Operating | [6 empty] | Schuylkill | 40.5553 | -76.3886
55938 | Industrial Power Generating Company LLC | 56690 | Pine Grove | IPP Non-CHP | PA | 2 | 0.3 | 0.3 | Landfill Gas | LFG | IC | 2 | 2008 |  |  | (OP) Operating | [6 empty] | Schuylkill | 40.5553 | -76.3886
55938 | Industrial Power Generating Company LLC | 56690 | Pine Grove | IPP Non-CHP | PA | 3 | 0.3 | 0.3 | Landfill Gas | LFG | IC | 2 | 2008 |  |  | (OP) Operating | [6 empty] | Schuylkill | 40.5553 | -76.3886
55938 | Industrial Power Generating Company LLC | 56690 | Pine Grove | IPP Non-CHP | PA | 4 | 0.3 | 0.3 | Landfill Gas | LFG | IC | 2 | 2008 |  |  | (OP) Operating | [6 empty] | Schuylkill | 40.5553 | -76.3886
55938 | Industrial Power Generating Company LLC | 56690 | Pine Grove | IPP Non-CHP | PA | 5 | 0.3 | 0.3 | Landfill Gas | LFG | IC | 2 | 2008 |  |  | (OP) Operating | [6 empty] | Schuylkill | 40.5553 | -76.3886
55938 | Industrial Power Generating Company LLC | 56690 | Pine Grove | IPP Non-CHP | PA | 6 | 0.3 | 0.3 | Landfill Gas | LFG | IC | 2 | 2008 |  |  | (OP) Operating | [6 empty] | Schuylkill | 40.5553 | -76.3886
55938 | Industrial Power Generating Company LLC | 56690 | Pine Grove | IPP Non-CHP | PA | 7 | 0.3 | 0.3 | Landfill Gas | LFG | IC | 2 | 2008 |  |  | (OP) Operating | [6 empty] | Schuylkill | 40.5553 | -76.3886
55938 | Industrial Power Generating Company LLC | 56690 | Pine Grove | IPP Non-CHP | PA | 8 | 0.3 | 0.3 | Landfill Gas | LFG | IC | 2 | 2008 |  |  | (OP) Operating | [6 empty] | Schuylkill | 40.5553 | -76.3886
55938 | Industrial Power Generating Company LLC | 56690 | Pine Grove | IPP Non-CHP | PA | 9 | 0.3 | 0.3 | Landfill Gas | LFG | IC | 2 | 2008 |  |  | (OP) Operating | [6 empty] | Schuylkill | 40.5553 | -76.3886
55938 | Industrial Power Generating Company LLC | 56692 | Rockville 1 & 2 | IPP Non-CHP | VA | 1A | 0.3 | 0.3 | Petroleum Liquids | DFO | IC | 10 | 1995 |  |  | (OP) Operating | [6 empty] | GOOCHLAND | 37.7036 | -77.6639
55938 | Industrial Power Generating Company LLC | 56692 | Rockville 1 & 2 | IPP Non-CHP | VA | 1B | 0.3 | 0.3 | Petroleum Liquids | DFO | IC | 10 | 1995 |  |  | (OP) Operating | [6 empty] | GOOCHLAND | 37.7036 | -77.6639
55938 | Industrial Power Generating Company LLC | 56692 | Rockville 1 & 2 | IPP Non-CHP | VA | 1C | 0.3 | 0.3 | Petroleum Liquids | DFO | IC | 10 | 1995 |  |  | (OP) Operating | [6 empty] | GOOCHLAND | 37.7036 | -77.6639
55938 | Industrial Power Generating Company LLC | 56692 | Rockville 1 & 2 | IPP Non-CHP | VA | 1D | 0.3 | 0.3 | Petroleum Liquids | DFO | IC | 10 | 1995 |  |  | (OP) Operating | [6 empty] | GOOCHLAND | 37.7036 | -77.6639
55938 | Industrial Power Generating Company LLC | 56692 | Rockville 1 & 2 | IPP Non-CHP | VA | 1E | 0.3 | 0.3 | Petroleum Liquids | DFO | IC | 10 | 1995 |  |  | (OP) Operating | [6 empty] | GOOCHLAND | 37.7036 | -77.6639
55938 | Industrial Power Generating Company LLC | 56692 | Rockville 1 & 2 | IPP Non-CHP | VA | 1F | 0.3 | 0.3 | Petroleum Liquids | DFO | IC | 10 | 1995 |  |  | (OP) Operating | [6 empty] | GOOCHLAND | 37.7036 | -77.6639
55938 | Industrial Power Generating Company LLC | 56692 | Rockville 1 & 2 | IPP Non-CHP | VA | 1G | 0.3 | 0.3 | Petroleum Liquids | DFO | IC | 10 | 1995 |  |  | (OP) Operating | [6 empty] | GOOCHLAND | 37.7036 | -77.6639
55938 | Industrial Power Generating Company LLC | 56692 | Rockville 1 & 2 | IPP Non-CHP | VA | 1H | 0.3 | 0.3 | Petroleum Liquids | DFO | IC | 10 | 1995 |  |  | (OP) Operating | [6 empty] | GOOCHLAND | 37.7036 | -77.6639
55938 | Industrial Power Generating Company LLC | 56692 | Rockville 1 & 2 | IPP Non-CHP | VA | 1I | 0.3 | 0.3 | Petroleum Liquids | DFO | IC | 10 | 1995 |  |  | (OP) Operating | [6 empty] | GOOCHLAND | 37.7036 | -77.6639
55938 | Industrial Power Generating Company LLC | 56692 | Rockville 1 & 2 | IPP Non-CHP | VA | 1J | 0.3 | 0.3 | Petroleum Liquids | DFO | IC | 10 | 1995 |  |  | (OP) Operating | [6 empty] | GOOCHLAND | 37.7036 | -77.6639
55938 | Industrial Power Generating Company LLC | 56692 | Rockville 1 & 2 | IPP Non-CHP | VA | 1K | 0.3 | 0.3 | Petroleum Liquids | DFO | IC | 10 | 1995 |  |  | (OP) Operating | [6 empty] | GOOCHLAND | 37.7036 | -77.6639
55938 | Industrial Power Generating Company LLC | 56692 | Rockville 1 & 2 | IPP Non-CHP | VA | 1L | 0.3 | 0.3 | Petroleum Liquids | DFO | IC | 10 | 1995 |  |  | (OP) Operating | [6 empty] | GOOCHLAND | 37.7036 | -77.6639
55938 | Industrial Power Generating Company LLC | 56692 | Rockville 1 & 2 | IPP Non-CHP | VA | 1M | 0.3 | 0.3 | Petroleum Liquids | DFO | IC | 10 | 1995 |  |  | (OP) Operating | [6 empty] | GOOCHLAND | 37.7036 | -77.6639
55938 | Industrial Power Generating Company LLC | 56692 | Rockville 1 & 2 | IPP Non-CHP | VA | 1N | 0.3 | 0.3 | Petroleum Liquids | DFO | IC | 10 | 1995 |  |  | (OP) Operating | [6 empty] | GOOCHLAND | 37.7036 | -77.6639
55938 | Industrial Power Generating Company LLC | 56692 | Rockville 1 & 2 | IPP Non-CHP | VA | 1O | 0.3 | 0.3 | Petroleum Liquids | DFO | IC | 10 | 1995 |  |  | (OP) Operating | [6 empty] | GOOCHLAND | 37.7036 | -77.6639
55938 | Industrial Power Generating Company LLC | 56692 | Rockville 1 & 2 | IPP Non-CHP | VA | 2A | 0.3 | 0.3 | Petroleum Liquids | DFO | IC | 6 | 2000 |  |  | (OP) Operating | [6 empty] | GOOCHLAND | 37.7036 | -77.6639
55938 | Industrial Power Generating Company LLC | 56692 | Rockville 1 & 2 | IPP Non-CHP | VA | 2B | 0.3 | 0.3 | Petroleum Liquids | DFO | IC | 6 | 2000 |  |  | (OP) Operating | [6 empty] | GOOCHLAND | 37.7036 | -77.6639
55938 | Industrial Power Generating Company LLC | 56692 | Rockville 1 & 2 | IPP Non-CHP | VA | 2C | 0.3 | 0.3 | Petroleum Liquids | DFO | IC | 6 | 2000 |  |  | (OP) Operating | [6 empty] | GOOCHLAND | 37.7036 | -77.6639
55938 | Industrial Power Generating Company LLC | 56692 | Rockville 1 & 2 | IPP Non-CHP | VA | 2D | 0.3 | 0.3 | Petroleum Liquids | DFO | IC | 6 | 2000 |  |  | (OP) Operating | [6 empty] | GOOCHLAND | 37.7036 | -77.6639
55938 | Industrial Power Generating Company LLC | 56692 | Rockville 1 & 2 | IPP Non-CHP | VA | 2E | 0.3 | 0.3 | Petroleum Liquids | DFO | IC | 6 | 2000 |  |  | (OP) Operating | [6 empty] | GOOCHLAND | 37.7036 | -77.6639
55938 | Industrial Power Generating Company LLC | 56692 | Rockville 1 & 2 | IPP Non-CHP | VA | 2F | 0.3 | 0.3 | Petroleum Liquids | DFO | IC | 6 | 2000 |  |  | (OP) Operating | [6 empty] | GOOCHLAND | 37.7036 | -77.6639
55938 | Industrial Power Generating Company LLC | 56692 | Rockville 1 & 2 | IPP Non-CHP | VA | 2G | 0.3 | 0.3 | Petroleum Liquids | DFO | IC | 6 | 2000 |  |  | (OP) Operating | [6 empty] | GOOCHLAND | 37.7036 | -77.6639
55938 | Industrial Power Generating Company LLC | 56692 | Rockville 1 & 2 | IPP Non-CHP | VA | 2H | 0.3 | 0.3 | Petroleum Liquids | DFO | IC | 6 | 2000 |  |  | (OP) Operating | [6 empty] | GOOCHLAND | 37.7036 | -77.6639
55938 | Industrial Power Generating Company LLC | 56692 | Rockville 1 & 2 | IPP Non-CHP | VA | 2I | 0.3 | 0.3 | Petroleum Liquids | DFO | IC | 6 | 2000 |  |  | (OP) Operating | [6 empty] | GOOCHLAND | 37.7036 | -77.6639
55938 | Industrial Power Generating Company LLC | 56692 | Rockville 1 & 2 | IPP Non-CHP | VA | 2J | 0.3 | 0.3 | Petroleum Liquids | DFO | IC | 6 | 2000 |  |  | (OP) Operating | [6 empty] | GOOCHLAND | 37.7036 | -77.6639
55938 | Industrial Power Generating Company LLC | 56692 | Rockville 1 & 2 | IPP Non-CHP | VA | 2K | 0.3 | 0.3 | Petroleum Liquids | DFO | IC | 6 | 2000 |  |  | (OP) Operating | [6 empty] | GOOCHLAND | 37.7036 | -77.6639
55938 | Industrial Power Generating Company LLC | 56692 | Rockville 1 & 2 | IPP Non-CHP | VA | 2L | 0.3 | 0.3 | Petroleum Liquids | DFO | IC | 6 | 2000 |  |  | (OP) Operating | [6 empty] | GOOCHLAND | 37.7036 | -77.6639
55938 | Industrial Power Generating Company LLC | 56692 | Rockville 1 & 2 | IPP Non-CHP | VA | 2M | 0.3 | 0.3 | Petroleum Liquids | DFO | IC | 6 | 2000 |  |  | (OP) Operating | [6 empty] | GOOCHLAND | 37.7036 | -77.6639
55938 | Industrial Power Generating Company LLC | 56692 | Rockville 1 & 2 | IPP Non-CHP | VA | 2N | 0.3 | 0.3 | Petroleum Liquids | DFO | IC | 6 | 2000 |  |  | (OP) Operating | [6 empty] | GOOCHLAND | 37.7036 | -77.6639
55938 | Industrial Power Generating Company LLC | 56692 | Rockville 1 & 2 | IPP Non-CHP | VA | 2O | 0.3 | 0.3 | Petroleum Liquids | DFO | IC | 6 | 2000 |  |  | (OP) Operating | [6 empty] | GOOCHLAND | 37.7036 | -77.6639
55938 | Industrial Power Generating Company LLC | 56692 | Rockville 1 & 2 | IPP Non-CHP | VA | 2P | 0.3 | 0.3 | Petroleum Liquids | DFO | IC | 6 | 2000 |  |  | (OP) Operating | [6 empty] | GOOCHLAND | 37.7036 | -77.6639
55938 | Industrial Power Generating Company LLC | 56692 | Rockville 1 & 2 | IPP Non-CHP | VA | 2Q | 0.3 | 0.3 | Petroleum Liquids | DFO | IC | 6 | 2000 |  |  | (OP) Operating | [6 empty] | GOOCHLAND | 37.7036 | -77.6639
55938 | Industrial Power Generating Company LLC | 56692 | Rockville 1 & 2 | IPP Non-CHP | VA | 2R | 0.3 | 0.3 | Petroleum Liquids | DFO | IC | 6 | 2000 |  |  | (OP) Operating | [6 empty] | GOOCHLAND | 37.7036 | -77.6639
55938 | Industrial Power Generating Company LLC | 56692 | Rockville 1 & 2 | IPP Non-CHP | VA | 2S | 0.3 | 0.3 | Petroleum Liquids | DFO | IC | 6 | 2000 |  |  | (OP) Operating | [6 empty] | GOOCHLAND | 37.7036 | -77.6639
55938 | Industrial Power Generating Company LLC | 56692 | Rockville 1 & 2 | IPP Non-CHP | VA | 2T | 0.3 | 0.3 | Petroleum Liquids | DFO | IC | 6 | 2000 |  |  | (OP) Operating | [6 empty] | GOOCHLAND | 37.7036 | -77.6639
55938 | Industrial Power Generating Company LLC | 56692 | Rockville 1 & 2 | IPP Non-CHP | VA | 2U | 0.3 | 0.3 | Petroleum Liquids | DFO | IC | 6 | 2000 |  |  | (OP) Operating | [6 empty] | GOOCHLAND | 37.7036 | -77.6639
55938 | Industrial Power Generating Company LLC | 56693 | Virginia Beach | IPP Non-CHP | VA | 1 | 0.3 | 0.3 | Landfill Gas | LFG | IC | 11 | 2001 |  |  | (OP) Operating | [6 empty] | Virginia Beach City | 36.7858 | -76.2019
55938 | Industrial Power Generating Company LLC | 56693 | Virginia Beach | IPP Non-CHP | VA | 10 | 0.3 | 0.3 | Landfill Gas | LFG | IC | 11 | 2001 |  |  | (OP) Operating | [6 empty] | Virginia Beach City | 36.7858 | -76.2019
55938 | Industrial Power Generating Company LLC | 56693 | Virginia Beach | IPP Non-CHP | VA | 11 | 0.3 | 0.3 | Landfill Gas | LFG | IC | 11 | 2001 |  |  | (OP) Operating | [6 empty] | Virginia Beach City | 36.7858 | -76.2019
55938 | Industrial Power Generating Company LLC | 56693 | Virginia Beach | IPP Non-CHP | VA | 12 | 0.3 | 0.3 | Landfill Gas | LFG | IC | 11 | 2001 |  |  | (OP) Operating | [6 empty] | Virginia Beach City | 36.7858 | -76.2019
55938 | Industrial Power Generating Company LLC | 56693 | Virginia Beach | IPP Non-CHP | VA | 13 | 0.3 | 0.3 | Landfill Gas | LFG | IC | 11 | 2001 |  |  | (OP) Operating | [6 empty] | Virginia Beach City | 36.7858 | -76.2019
55938 | Industrial Power Generating Company LLC | 56693 | Virginia Beach | IPP Non-CHP | VA | 14 | 0.3 | 0.3 | Landfill Gas | LFG | IC | 11 | 2001 |  |  | (OP) Operating | [6 empty] | Virginia Beach City | 36.7858 | -76.2019
55938 | Industrial Power Generating Company LLC | 56693 | Virginia Beach | IPP Non-CHP | VA | 15 | 0.3 | 0.3 | Landfill Gas | LFG | IC | 11 | 2001 |  |  | (OP) Operating | [6 empty] | Virginia Beach City | 36.7858 | -76.2019
55938 | Industrial Power Generating Company LLC | 56693 | Virginia Beach | IPP Non-CHP | VA | 16 | 0.3 | 0.3 | Landfill Gas | LFG | IC | 11 | 2001 |  |  | (OP) Operating | [6 empty] | Virginia Beach City | 36.7858 | -76.2019
55938 | Industrial Power Generating Company LLC | 56693 | Virginia Beach | IPP Non-CHP | VA | 17 | 0.3 | 0.3 | Landfill Gas | LFG | IC | 11 | 2001 |  |  | (OP) Operating | [6 empty] | Virginia Beach City | 36.7858 | -76.2019
55938 | Industrial Power Generating Company LLC | 56693 | Virginia Beach | IPP Non-CHP | VA | 18 | 0.3 | 0.3 | Landfill Gas | LFG | IC | 11 | 2001 |  |  | (OP) Operating | [6 empty] | Virginia Beach City | 36.7858 | -76.2019
55938 | Industrial Power Generating Company LLC | 56693 | Virginia Beach | IPP Non-CHP | VA | 19 | 0.3 | 0.3 | Landfill Gas | LFG | IC | 11 | 2001 |  |  | (OP) Operating | [6 empty] | Virginia Beach City | 36.7858 | -76.2019
55938 | Industrial Power Generating Company LLC | 56693 | Virginia Beach | IPP Non-CHP | VA | 2 | 0.3 | 0.3 | Landfill Gas | LFG | IC | 11 | 2001 |  |  | (OP) Operating | [6 empty] | Virginia Beach City | 36.7858 | -76.2019
55938 | Industrial Power Generating Company LLC | 56693 | Virginia Beach | IPP Non-CHP | VA | 20 | 0.3 | 0.3 | Landfill Gas | LFG | IC | 11 | 2001 |  |  | (OP) Operating | [6 empty] | Virginia Beach City | 36.7858 | -76.2019
55938 | Industrial Power Generating Company LLC | 56693 | Virginia Beach | IPP Non-CHP | VA | 21 | 0.3 | 0.3 | Landfill Gas | LFG | IC | 11 | 2001 |  |  | (OP) Operating | [6 empty] | Virginia Beach City | 36.7858 | -76.2019
55938 | Industrial Power Generating Company LLC | 56693 | Virginia Beach | IPP Non-CHP | VA | 22 | 0.3 | 0.3 | Landfill Gas | LFG | IC | 11 | 2001 |  |  | (OP) Operating | [6 empty] | Virginia Beach City | 36.7858 | -76.2019
55938 | Industrial Power Generating Company LLC | 56693 | Virginia Beach | IPP Non-CHP | VA | 23 | 0.3 | 0.3 | Landfill Gas | LFG | IC | 11 | 2001 |  |  | (OP) Operating | [6 empty] | Virginia Beach City | 36.7858 | -76.2019
55938 | Industrial Power Generating Company LLC | 56693 | Virginia Beach | IPP Non-CHP | VA | 24 | 0.3 | 0.3 | Landfill Gas | LFG | IC | 11 | 2001 |  |  | (OP) Operating | [6 empty] | Virginia Beach City | 36.7858 | -76.2019
55938 | Industrial Power Generating Company LLC | 56693 | Virginia Beach | IPP Non-CHP | VA | 25 | 0.3 | 0.3 | Landfill Gas | LFG | IC | 11 | 2001 |  |  | (OP) Operating | [6 empty] | Virginia Beach City | 36.7858 | -76.2019
55938 | Industrial Power Generating Company LLC | 56693 | Virginia Beach | IPP Non-CHP | VA | 26 | 0.3 | 0.3 | Landfill Gas | LFG | IC | 11 | 2001 |  |  | (OP) Operating | [6 empty] | Virginia Beach City | 36.7858 | -76.2019
55938 | Industrial Power Generating Company LLC | 56693 | Virginia Beach | IPP Non-CHP | VA | 27 | 0.3 | 0.3 | Landfill Gas | LFG | IC | 11 | 2001 |  |  | (OP) Operating | [6 empty] | Virginia Beach City | 36.7858 | -76.2019
55938 | Industrial Power Generating Company LLC | 56693 | Virginia Beach | IPP Non-CHP | VA | 28 | 0.3 | 0.3 | Landfill Gas | LFG | IC | 11 | 2001 |  |  | (OP) Operating | [6 empty] | Virginia Beach City | 36.7858 | -76.2019
55938 | Industrial Power Generating Company LLC | 56693 | Virginia Beach | IPP Non-CHP | VA | 29 | 0.3 | 0.3 | Landfill Gas | LFG | IC | 11 | 2001 |  |  | (OP) Operating | [6 empty] | Virginia Beach City | 36.7858 | -76.2019
55938 | Industrial Power Generating Company LLC | 56693 | Virginia Beach | IPP Non-CHP | VA | 3 | 0.3 | 0.3 | Landfill Gas | LFG | IC | 11 | 2001 |  |  | (OP) Operating | [6 empty] | Virginia Beach City | 36.7858 | -76.2019
55938 | Industrial Power Generating Company LLC | 56693 | Virginia Beach | IPP Non-CHP | VA | 30 | 0.3 | 0.3 | Landfill Gas | LFG | IC | 11 | 2001 |  |  | (OP) Operating | [6 empty] | Virginia Beach City | 36.7858 | -76.2019
55938 | Industrial Power Generating Company LLC | 56693 | Virginia Beach | IPP Non-CHP | VA | 31 | 0.3 | 0.3 | Landfill Gas | LFG | IC | 11 | 2001 |  |  | (OP) Operating | [6 empty] | Virginia Beach City | 36.7858 | -76.2019
55938 | Industrial Power Generating Company LLC | 56693 | Virginia Beach | IPP Non-CHP | VA | 32 | 0.3 | 0.3 | Landfill Gas | LFG | IC | 11 | 2001 |  |  | (OP) Operating | [6 empty] | Virginia Beach City | 36.7858 | -76.2019
55938 | Industrial Power Generating Company LLC | 56693 | Virginia Beach | IPP Non-CHP | VA | 33 | 0.3 | 0.3 | Landfill Gas | LFG | IC | 11 | 2001 |  |  | (OP) Operating | [6 empty] | Virginia Beach City | 36.7858 | -76.2019
55938 | Industrial Power Generating Company LLC | 56693 | Virginia Beach | IPP Non-CHP | VA | 34 | 0.3 | 0.3 | Landfill Gas | LFG | IC | 11 | 2001 |  |  | (OP) Operating | [6 empty] | Virginia Beach City | 36.7858 | -76.2019
55938 | Industrial Power Generating Company LLC | 56693 | Virginia Beach | IPP Non-CHP | VA | 35 | 0.3 | 0.3 | Landfill Gas | LFG | IC | 11 | 2001 |  |  | (OP) Operating | [6 empty] | Virginia Beach City | 36.7858 | -76.2019
55938 | Industrial Power Generating Company LLC | 56693 | Virginia Beach | IPP Non-CHP | VA | 36 | 0.3 | 0.3 | Landfill Gas | LFG | IC | 11 | 2001 |  |  | (OP) Operating | [6 empty] | Virginia Beach City | 36.7858 | -76.2019
55938 | Industrial Power Generating Company LLC | 56693 | Virginia Beach | IPP Non-CHP | VA | 4 | 0.3 | 0.3 | Landfill Gas | LFG | IC | 11 | 2001 |  |  | (OP) Operating | [6 empty] | Virginia Beach City | 36.7858 | -76.2019
55938 | Industrial Power Generating Company LLC | 56693 | Virginia Beach | IPP Non-CHP | VA | 5 | 0.3 | 0.3 | Landfill Gas | LFG | IC | 11 | 2001 |  |  | (OP) Operating | [6 empty] | Virginia Beach City | 36.7858 | -76.2019
55938 | Industrial Power Generating Company LLC | 56693 | Virginia Beach | IPP Non-CHP | VA | 6 | 0.3 | 0.3 | Landfill Gas | LFG | IC | 11 | 2001 |  |  | (OP) Operating | [6 empty] | Virginia Beach City | 36.7858 | -76.2019
55938 | Industrial Power Generating Company LLC | 56693 | Virginia Beach | IPP Non-CHP | VA | 7 | 0.3 | 0.3 | Landfill Gas | LFG | IC | 11 | 2001 |  |  | (OP) Operating | [6 empty] | Virginia Beach City | 36.7858 | -76.2019
55938 | Industrial Power Generating Company LLC | 56693 | Virginia Beach | IPP Non-CHP | VA | 8 | 0.3 | 0.3 | Landfill Gas | LFG | IC | 11 | 2001 |  |  | (OP) Operating | [6 empty] | Virginia Beach City | 36.7858 | -76.2019
55938 | Industrial Power Generating Company LLC | 56693 | Virginia Beach | IPP Non-CHP | VA | 9 | 0.3 | 0.3 | Landfill Gas | LFG | IC | 11 | 2001 |  |  | (OP) Operating | [6 empty] | Virginia Beach City | 36.7858 | -76.2019
55939 | Columbia Basin Hydropower | 56694 | Russell D Smith | Electric Utility | WA | 1 | 6.1 | 6.1 | Conventional Hydroelectric | WAT | HY | 9 | 1982 |  |  | (OP) Operating | [6 empty] | Adams | 46.7392 | -119.1122
55939 | Columbia Basin Hydropower | 56695 | Summer Falls Power Plant | Electric Utility | WA | 1 | 46 | 46 | Conventional Hydroelectric | WAT | HY | 1 | 1985 |  |  | (OP) Operating | [6 empty] | Grant | 47.5025 | -119.2917
55939 | Columbia Basin Hydropower | 56695 | Summer Falls Power Plant | Electric Utility | WA | 2 | 46 | 46 | Conventional Hydroelectric | WAT | HY | 1 | 1985 |  |  | (OP) Operating | [6 empty] | Grant | 47.5025 | -119.2917
55939 | Columbia Basin Hydropower | 56696 | Eltopia Branch Canal 4.6 | Electric Utility | WA | 1 | 2.2 | 2.2 | Conventional Hydroelectric | WAT | HY | 5 | 1983 |  |  | (OP) Operating | [6 empty] | Franklin | 46.3784 | -119.2545
55939 | Columbia Basin Hydropower | 56697 | Potholes East Canal 66.0 | Electric Utility | WA | 1 | 2.3 | 2.3 | Conventional Hydroelectric | WAT | HY | 3 | 1985 |  |  | (OP) Operating | [6 empty] | Franklin | 46.3785 | -119.2544
55939 | Columbia Basin Hydropower | 56698 | Main Canal Headworks | Electric Utility | WA | 1 | 26.8 | 26.8 | Conventional Hydroelectric | WAT | HY | 1 | 1987 |  |  | (OP) Operating | [6 empty] | Grant | 47.6164 | -119.2992
59883 | NRG Energy Gas & Wind Holdings Inc | 56699 | Forward Windpower LLC | IPP Non-CHP | PA | 1 | 29.4 | 29.4 | Onshore Wind Turbine | WND | WT | 4 | 2008 |  |  | (OP) Operating | [6 empty] | Somerset | 40.0853 | -78.8633
59883 | NRG Energy Gas & Wind Holdings Inc | 56700 | Lookout Windpower LLC | IPP Non-CHP | PA | 1 | 37.8 | 37.8 | Onshore Wind Turbine | WND | WT | 10 | 2008 |  |  | (OP) Operating | [6 empty] | Somerset | 39.8794 | -78.9183
57249 | EPP Renewable Energy | 56701 | Haworth Water Treatment Plant | IPP Non-CHP | NJ | GEN1 | 2 | 2 | Natural Gas Internal Combustion Engine | NG | IC | 12 | 2004 |  |  | (OP) Operating | [6 empty] | Cumberland | 39.4519 | -75.0997
57249 | EPP Renewable Energy | 56701 | Haworth Water Treatment Plant | IPP Non-CHP | NJ | GEN2 | 2 | 2 | Natural Gas Internal Combustion Engine | NG | IC | 12 | 2004 |  |  | (OP) Operating | [6 empty] | Cumberland | 39.4519 | -75.0997
57249 | EPP Renewable Energy | 56701 | Haworth Water Treatment Plant | IPP Non-CHP | NJ | GEN3 | 2 | 2 | Natural Gas Internal Combustion Engine | NG | IC | 12 | 2004 |  |  | (OP) Operating | [6 empty] | Cumberland | 39.4519 | -75.0997
57249 | EPP Renewable Energy | 56701 | Haworth Water Treatment Plant | IPP Non-CHP | NJ | GEN4 | 2 | 2 | Natural Gas Internal Combustion Engine | NG | IC | 12 | 2004 |  |  | (OP) Operating | [6 empty] | Cumberland | 39.4519 | -75.0997
19281 | Turlock Irrigation District | 56702 | Tuolumne Wind Project | Electric Utility | WA | WPT1 | 136.3 | 136.3 | Onshore Wind Turbine | WND | WT | 5 | 2009 |  |  | (OP) Operating | [6 empty] | Klickitat | 45.8797 | -120.8072
55941 | Northbrook Lyons Falls LLC | 56703 | Lyons Falls Hydroelectric | IPP Non-CHP | NY | 1 | 1 | 1 | Conventional Hydroelectric | WAT | HY | 12 | 1923 |  |  | (OP) Operating | [6 empty] | LEWIS | 43.6186 | -75.3586
55941 | Northbrook Lyons Falls LLC | 56703 | Lyons Falls Hydroelectric | IPP Non-CHP | NY | 6 | 1.2 | 1.2 | Conventional Hydroelectric | WAT | HY | 4 | 1963 |  |  | (OP) Operating | [6 empty] | LEWIS | 43.6186 | -75.3586
55941 | Northbrook Lyons Falls LLC | 56703 | Lyons Falls Hydroelectric | IPP Non-CHP | NY | 7 | 1.2 | 1.2 | Conventional Hydroelectric | WAT | HY | 5 | 1966 |  |  | (OP) Operating | [6 empty] | LEWIS | 43.6186 | -75.3586
55941 | Northbrook Lyons Falls LLC | 56703 | Lyons Falls Hydroelectric | IPP Non-CHP | NY | 8 | 1.2 | 1.2 | Conventional Hydroelectric | WAT | HY | 3 | 1974 |  |  | (OP) Operating | [6 empty] | LEWIS | 43.6186 | -75.3586
55941 | Northbrook Lyons Falls LLC | 56703 | Lyons Falls Hydroelectric | IPP Non-CHP | NY | 9 | 0.9 | 0.9 | Conventional Hydroelectric | WAT | HY | 4 | 1971 |  |  | (OP) Operating | [6 empty] | LEWIS | 43.6186 | -75.3586
55941 | Northbrook Lyons Falls LLC | 56704 | Gouldtown | IPP Non-CHP | NY | 3 | 2 | 2 | Conventional Hydroelectric | WAT | HY | 8 | 1953 |  |  | (OP) Operating | [6 empty] | Lewis | 43.6126 | -75.3391
55941 | Northbrook Lyons Falls LLC | 56705 | Kosterville | IPP Non-CHP | NY | 4 | 0.5 | 0.5 | Conventional Hydroelectric | WAT | HY | 5 | 1955 |  |  | (OP) Operating | [6 empty] | Lewis | 43.6142 | -75.3327
55941 | Northbrook Lyons Falls LLC | 56705 | Kosterville | IPP Non-CHP | NY | 5 | 0.5 | 0.5 | Conventional Hydroelectric | WAT | HY | 10 | 1958 |  |  | (OP) Operating | [6 empty] | Lewis | 43.6142 | -75.3327
55953 | Ampersand Chowchilla Biomass LLC | 56706 | Ampersand Chowchilla Biomass LLC | IPP Non-CHP | CA | AMPC | 12.5 | 10.8 | Wood/Wood Waste Biomass | WDS | ST | 5 | 2008 |  |  | (OP) Operating |  |  | 0 |  |  | 0 | Madera | 37.1067 | -120.2485
55952 | Merced Power LLC | 56707 | El Nido Facility | IPP Non-CHP | CA | AMPC | 12.5 | 10.5 | Wood/Wood Waste Biomass | WDS | ST | 8 | 2008 |  |  | (OP) Operating |  |  |  | 2016 | 12 | 0.5 | MERCED | 37.1867 | -120.4903
6541 | Formosa Plastics Corp | 56708 | CFB Power Plant | Industrial Non-CHP | TX | G2101 | 155 | 143.1 | Natural Gas Steam Turbine | NG | ST | 5 | 2012 |  |  | (OP) Operating | [6 empty] | Calhoun | 28.6503 | -96.5397
6541 | Formosa Plastics Corp | 56708 | CFB Power Plant | Industrial Non-CHP | TX | G2201 | 155 | 143.1 | Natural Gas Steam Turbine | NG | ST | 3 | 2012 |  |  | (OP) Operating | [6 empty] | Calhoun | 28.6503 | -96.5397
56801 | Cisco | 56709 | Christoffer Wind Energy I LLC | IPP Non-CHP | MN | 1 | 2.1 | 2.1 | Onshore Wind Turbine | WND | WT | 2 | 2008 |  |  | (OP) Operating | [6 empty] | Jackson | 43.6256 | -95.3725
56801 | Cisco | 56710 | Christoffer Wind Energy II LLC | IPP Non-CHP | MN | 1 | 2.1 | 2.1 | Onshore Wind Turbine | WND | WT | 2 | 2008 |  |  | (OP) Operating | [6 empty] | Jackson | 43.6256 | -95.3672
56801 | Cisco | 56711 | Christoffer Wind Energy III LLC | IPP Non-CHP | MN | 1 | 2.1 | 2.1 | Onshore Wind Turbine | WND | WT | 2 | 2008 |  |  | (OP) Operating | [6 empty] | Jackson | 43.6256 | -95.3619
56801 | Cisco | 56712 | Christoffer Wind Energy IV LLC | IPP Non-CHP | MN | 1 | 2.1 | 2.1 | Onshore Wind Turbine | WND | WT | 2 | 2008 |  |  | (OP) Operating | [6 empty] | Jackson | 43.6256 | -95.3567
59883 | NRG Energy Gas & Wind Holdings Inc | 56750 | Jeffers Wind 20 LLC | IPP Non-CHP | MN | 1 | 50 | 50 | Onshore Wind Turbine | WND | WT | 10 | 2008 |  |  | (OP) Operating | [6 empty] | Cottonwood | 44.0578 | -95.2525
59883 | NRG Energy Gas & Wind Holdings Inc | 56751 | Spanish Fork Wind Park 2 LLC | IPP Non-CHP | UT | 1 | 18.9 | 18.9 | Onshore Wind Turbine | WND | WT | 7 | 2008 |  |  | (OP) Operating | [6 empty] | Utah | 40.0714 | -111.5822
59883 | NRG Energy Gas & Wind Holdings Inc | 56752 | Mountain Wind Power LLC | IPP Non-CHP | WY | 1 | 61 | 61 | Onshore Wind Turbine | WND | WT | 7 | 2008 |  |  | (OP) Operating | [6 empty] | Uinta | 41.2881 | -110.4807
59883 | NRG Energy Gas & Wind Holdings Inc | 56753 | Mountain Wind Power II LLC | IPP Non-CHP | WY | 1 | 80 | 80 | Onshore Wind Turbine | WND | WT | 9 | 2008 |  |  | (OP) Operating | [6 empty] | Uinta | 41.2639 | -110.5444
59883 | NRG Energy Gas & Wind Holdings Inc | 56754 | Goat Wind LP | IPP Non-CHP | TX | 1 | 80 | 80 | Onshore Wind Turbine | WND | WT | 4 | 2008 |  |  | (OP) Operating | [6 empty] | Sterling | 31.9519 | -100.7914
59883 | NRG Energy Gas & Wind Holdings Inc | 56754 | Goat Wind LP | IPP Non-CHP | TX | 2 | 69.6 | 69.6 | Onshore Wind Turbine | WND | WT | 6 | 2009 |  |  | (OP) Operating | [6 empty] | Sterling | 31.9519 | -100.7914
59883 | NRG Energy Gas & Wind Holdings Inc | 56755 | Odin Wind Farm LLC | IPP Non-CHP | MN | 1 | 20 | 20 | Onshore Wind Turbine | WND | WT | 5 | 2008 |  |  | (OP) Operating | [6 empty] | Cottonwood | 43.8953 | -94.9142
55958 | Capricorn Ridge Wind LLC | 56763 | Capricorn Ridge Wind LLC | IPP Non-CHP | TX | 1 | 149.5 | 149.5 | Onshore Wind Turbine | WND | WT | 11 | 2007 |  |  | (OP) Operating | [6 empty] | Sterling | 31.9261 | -100.9281
55958 | Capricorn Ridge Wind LLC | 56763 | Capricorn Ridge Wind LLC | IPP Non-CHP | TX | 2 | 214.5 | 214.5 | Onshore Wind Turbine | WND | WT | 11 | 2007 |  |  | (OP) Operating | [6 empty] | Sterling | 31.9261 | -100.9281
55958 | Capricorn Ridge Wind LLC | 56763 | Capricorn Ridge Wind LLC | IPP Non-CHP | TX | 3 | 186 | 186 | Onshore Wind Turbine | WND | WT | 4 | 2008 |  |  | (OP) Operating | [6 empty] | Sterling | 31.9261 | -100.9281
55958 | Capricorn Ridge Wind LLC | 56763 | Capricorn Ridge Wind LLC | IPP Non-CHP | TX | 4 | 112.5 | 112.5 | Onshore Wind Turbine | WND | WT | 5 | 2008 |  |  | (OP) Operating | [6 empty] | Sterling | 31.9261 | -100.9281
15399 | Iberdrola Renewables Inc | 56764 | Winnebago Wind Power Project | IPP Non-CHP | IA | 1 | 20 | 20 | Onshore Wind Turbine | WND | WT | 9 | 2008 |  |  | (OP) Operating | [6 empty] | Winnebago | 43.315 | -93.77
15399 | Iberdrola Renewables Inc | 56765 | Barton Windpower LLC | IPP Non-CHP | IA | 1 | 28 | 28 | Onshore Wind Turbine | WND | WT | 6 | 2009 |  |  | (OP) Operating | [6 empty] | Worth | 43.393 | -93.091
15399 | Iberdrola Renewables Inc | 56765 | Barton Windpower LLC | IPP Non-CHP | IA | 2 | 132 | 132 | Onshore Wind Turbine | WND | WT | 6 | 2009 |  |  | (OP) Operating | [6 empty] | Worth | 43.393 | -93.091
15399 | Iberdrola Renewables Inc | 56767 | Farmers City Wind LLC | IPP Non-CHP | MO | 1 | 146 | 146 | Onshore Wind Turbine | WND | WT | 4 | 2009 |  |  | (OP) Operating | [6 empty] | Atchison | 40.575 | -95.5228
55961 | CalRenew-1 LLC | 56768 | CalRenew-1 | IPP Non-CHP | CA | CR1 | 5 | 5 | Solar Photovoltaic | SUN | PV | 4 | 2010 |  |  | (OP) Operating | [6 empty] | Fresno | 36.7575 | -120.3658
15399 | Iberdrola Renewables Inc | 56770 | Locust Ridge II LLC | IPP Non-CHP | PA | 1 | 102 | 102 | Onshore Wind Turbine | WND | WT | 5 | 2009 |  |  | (OP) Operating | [6 empty] | Schuylkill | 40.8411 | -76.1547
55963 | AE Power Services LLC | 56771 | Silver Star I Wind Power Project | IPP Non-CHP | TX | 1 | 60 | 60 | Onshore Wind Turbine | WND | WT | 9 | 2008 |  |  | (OP) Operating | [6 empty] | Erath | 32.3386 | -98.4761
49893 | Invenergy Services LLC | 56773 | McAdoo Wind Energy LLC | IPP Non-CHP | TX | 1 | 150 | 150 | Onshore Wind Turbine | WND | WT | 9 | 2008 |  |  | (OP) Operating | [6 empty] | Dickens | 33.7522 | -100.9674
49893 | Invenergy Services LLC | 56774 | Turkey Track Wind Energy LLC | IPP Non-CHP | TX | 1 | 169.5 | 169.5 | Onshore Wind Turbine | WND | WT | 11 | 2008 |  |  | (OP) Operating | [6 empty] | Nolan | 32.1981 | -100.2686
49893 | Invenergy Services LLC | 56775 | Scurry County Wind II | IPP Non-CHP | TX | 1 | 120 | 120 | Onshore Wind Turbine | WND | WT | 12 | 2007 |  |  | (OP) Operating | [6 empty] | Scurry | 32.7181 | -100.7933
55963 | AE Power Services LLC | 56777 | Fowler Ridge Wind Farm LLC | IPP Non-CHP | IN | FIA | 201.3 | 201.3 | Onshore Wind Turbine | WND | WT | 3 | 2009 |  |  | (OP) Operating | [6 empty] | Benton | 40.5839 | -87.3336
55963 | AE Power Services LLC | 56777 | Fowler Ridge Wind Farm LLC | IPP Non-CHP | IN | FIB | 100 | 100 | Onshore Wind Turbine | WND | WT | 3 | 2009 |  |  | (OP) Operating | [6 empty] | Benton | 40.5839 | -87.3336
55963 | AE Power Services LLC | 56777 | Fowler Ridge Wind Farm LLC | IPP Non-CHP | IN | FII | 200 | 200 | Onshore Wind Turbine | WND | WT | 12 | 2009 |  |  | (OP) Operating | [6 empty] | Benton | 40.5839 | -87.3336
55963 | AE Power Services LLC | 56777 | Fowler Ridge Wind Farm LLC | IPP Non-CHP | IN | FIII | 99 | 99 | Onshore Wind Turbine | WND | WT | 2 | 2009 |  |  | (OP) Operating | [6 empty] | Benton | 40.5839 | -87.3336
55963 | AE Power Services LLC | 56779 | Sherbino I Wind Farm | IPP Non-CHP | TX | 1 | 150 | 150 | Onshore Wind Turbine | WND | WT | 10 | 2008 |  |  | (OP) Operating | [6 empty] | Pecos | 30.8073 | -102.3556
49893 | Invenergy Services LLC | 56781 | Evergreen BioPower LLC | Industrial CHP | OR | 1 | 21 | 10 | Wood/Wood Waste Biomass | WDS | ST | 9 | 2007 |  |  | (OP) Operating | [6 empty] | Linn | 44.7708 | -122.612
12199 | Montana-Dakota Utilities Co | 56782 | Diamond Willow Wind Facility | Electric Utility | MT | DIAW | 30 | 30 | Onshore Wind Turbine | WND | WT | 12 | 2007 |  |  | (OP) Operating | [6 empty] | FALLON | 46.2753 | -104.1836
55981 | Elbow Creek Wind Project LLC | 56783 | Elbow Creek Wind Project LLC | IPP Non-CHP | TX | 1 | 121.9 | 121.9 | Onshore Wind Turbine | WND | WT | 12 | 2008 |  |  | (OP) Operating | [6 empty] | Howard | 32.1408 | -101.3986
55990 | Cloud County Windfarm, LLC | 56784 | Cloud County Wind Farm | IPP Non-CHP | KS | 1 | 105 | 105 | Onshore Wind Turbine | WND | WT | 12 | 2008 |  |  | (OP) Operating | [6 empty] | Cloud | 39.4375 | -97.6644
55990 | Cloud County Windfarm, LLC | 56784 | Cloud County Wind Farm | IPP Non-CHP | KS | 2 | 96 | 96 | Onshore Wind Turbine | WND | WT | 12 | 2008 |  |  | (OP) Operating | [6 empty] | Cloud | 39.4375 | -97.6644
55988 | Virginia Polytechnic Inst and State Unv | 56785 | Virginia Tech Power Plant | Commercial CHP | VA | WG01 | 6.3 | 2.5 | Conventional Steam Coal | BIT | ST | 3 | 1976 |  |  | (OP) Operating | [6 empty] | MONTGOMERY | 37.2319 | -80.4211
7570 | Great River Energy | 56786 | Spiritwood Station | Electric Utility | ND | 1 | 106.2 | 83.5 | Conventional Steam Coal | LIG | ST | 11 | 2014 |  |  | (OP) Operating | [6 empty] | Stutsman | 46.9264 | -98.4997
335 | Air Liquide Large Industries U.S. LP | 56787 | Geismar Cogen | Industrial CHP | LA | GTG | 83.9 | 72.5 | Natural Gas Fired Combustion Turbine | NG | GT | 1 | 2000 |  |  | (OP) Operating | [6 empty] | Ascension | 30.209 | -90.9921
15399 | Iberdrola Renewables Inc | 56789 | Pebble Springs Wind LLC | IPP Non-CHP | OR | 1 | 98.7 | 98.7 | Onshore Wind Turbine | WND | WT | 1 | 2009 |  |  | (OP) Operating | [6 empty] | Gilliam | 45.7119 | -120.125
15399 | Iberdrola Renewables Inc | 56790 | Hay Canyon Wind Power LLC | IPP Non-CHP | OR | 1 | 108 | 108 | Onshore Wind Turbine | WND | WT | 2 | 2009 |  |  | (OP) Operating | [6 empty] | Sherman | 45.52 | -120.5744
15399 | Iberdrola Renewables Inc | 56791 | Dillon Wind LLC | IPP Non-CHP | CA | 1 | 45 | 45 | Onshore Wind Turbine | WND | WT | 4 | 2008 |  |  | (OP) Operating | [6 empty] | Riverside | 33.9393 | -116.5527
15399 | Iberdrola Renewables Inc | 56792 | Buffalo Ridge I LLC | IPP Non-CHP | SD | 1 | 50.4 | 50.4 | Onshore Wind Turbine | WND | WT | 4 | 2009 |  |  | (OP) Operating | [6 empty] | Brookings | 44.4328 | -96.4779
15399 | Iberdrola Renewables Inc | 56793 | Elm Creek Wind LLC | IPP Non-CHP | MN | 1 | 99 | 99 | Onshore Wind Turbine | WND | WT | 12 | 2008 |  |  | (OP) Operating | [6 empty] | Jackson | 43.7542 | -94.9497
15399 | Iberdrola Renewables Inc | 56794 | Moraine II Wind LLC | IPP Non-CHP | MN | 1 | 49.5 | 49.5 | Onshore Wind Turbine | WND | WT | 2 | 2009 |  |  | (OP) Operating | [6 empty] | Pipestone | 44.1238 | -96.0784
15399 | Iberdrola Renewables Inc | 56795 | Penascal Wind Power LLC | IPP Non-CHP | TX | 1 | 201.6 | 201.6 | Onshore Wind Turbine | WND | WT | 4 | 2009 |  |  | (OP) Operating | [6 empty] | Kenedy | 27.0702 | -97.5077
15399 | Iberdrola Renewables Inc | 56796 | South Chestnut LLC | IPP Non-CHP | PA | 1 | 50.4 | 50.4 | Onshore Wind Turbine | WND | WT | 4 | 2012 |  |  | (OP) Operating | [6 empty] | Fayette | 39.7513 | -79.7271
55992 | Pioneer Prairie Wind Farm I, LLC | 56797 | Pioneer Prairie Wind Farm | IPP Non-CHP | IA | 1 | 300 | 300 | Onshore Wind Turbine | WND | WT | 10 | 2008 |  |  | (OP) Operating | [6 empty] | Mitchell | 43.4839 | -92.6131
55993 | Kleen Energy Systems, LLC | 56798 | Kleen Energy Systems Project | IPP Non-CHP | CT | ST | 295 | 268 | Natural Gas Fired Combined Cycle | NG | CA | 7 | 2011 |  |  | (OP) Operating | [6 empty] | Middlesex | 41.5532 | -72.5969
55993 | Kleen Energy Systems, LLC | 56798 | Kleen Energy Systems Project | IPP Non-CHP | CT | U1 | 199 | 177 | Natural Gas Fired Combined Cycle | NG | CT | 7 | 2011 |  |  | (OP) Operating | [6 empty] | Middlesex | 41.5532 | -72.5969
55993 | Kleen Energy Systems, LLC | 56798 | Kleen Energy Systems Project | IPP Non-CHP | CT | U2 | 199 | 177 | Natural Gas Fired Combined Cycle | NG | CT | 7 | 2011 |  |  | (OP) Operating | [6 empty] | Middlesex | 41.5532 | -72.5969
9617 | JEA | 56799 | Greenland Energy Center | Electric Utility | FL | 1 | 190.4 | 148 | Natural Gas Fired Combustion Turbine | NG | GT | 6 | 2011 |  |  | (OP) Operating | [6 empty] | Duval | 30.1591 | -81.5184
9617 | JEA | 56799 | Greenland Energy Center | Electric Utility | FL | 2 | 190.4 | 148 | Natural Gas Fired Combustion Turbine | NG | GT | 6 | 2011 |  |  | (OP) Operating | [6 empty] | Duval | 30.1591 | -81.5184
8797 | Hull Municipal Light Plant | 56800 | Hull Wind II | Electric Utility | MA | HW2 | 1.8 | 1.8 | Onshore Wind Turbine | WND | WT | 5 | 2006 |  |  | (OP) Operating | [6 empty] | Plymouth | 42.2611 | -70.8564
56019 | Panoche Energy Center, LLC | 56803 | Panoche Energy Center | IPP Non-CHP | CA | 1 | 108 | 97 | Natural Gas Fired Combustion Turbine | NG | GT | 6 | 2009 |  |  | (OP) Operating | [6 empty] | Fresno | 36.6514 | -120.5833
56019 | Panoche Energy Center, LLC | 56803 | Panoche Energy Center | IPP Non-CHP | CA | 2 | 108 | 97 | Natural Gas Fired Combustion Turbine | NG | GT | 7 | 2009 |  |  | (OP) Operating | [6 empty] | Fresno | 36.6514 | -120.5833
56019 | Panoche Energy Center, LLC | 56803 | Panoche Energy Center | IPP Non-CHP | CA | 3 | 108 | 97 | Natural Gas Fired Combustion Turbine | NG | GT | 6 | 2009 |  |  | (OP) Operating | [6 empty] | Fresno | 36.6514 | -120.5833
56019 | Panoche Energy Center, LLC | 56803 | Panoche Energy Center | IPP Non-CHP | CA | 4 | 108 | 97 | Natural Gas Fired Combustion Turbine | NG | GT | 7 | 2009 |  |  | (OP) Operating | [6 empty] | Fresno | 36.6514 | -120.5833
55918 | Acciona Wind Energy USA LLC | 56804 | Red Hills Wind Project LLC | IPP Non-CHP | OK | RH | 123 | 123 | Onshore Wind Turbine | WND | WT | 12 | 2008 |  |  | (OP) Operating | [6 empty] | Roger Mills | 35.535 | -99.3828
55918 | Acciona Wind Energy USA LLC | 56805 | EcoGrove Wind LLC | IPP Non-CHP | IL | 1 | 100.5 | 100.5 | Onshore Wind Turbine | WND | WT | 7 | 2009 |  |  | (OP) Operating | [6 empty] | Stephenson | 42.4515 | -89.8784
56020 | NRG Cedar Bayou Development Company LLC | 56806 | Cedar Bayou 4 | IPP Non-CHP | TX | 4 | 178.5 | 172 | Natural Gas Fired Combined Cycle | NG | CA | 6 | 2009 |  |  | (OP) Operating | [6 empty] | Chambers | 29.7516 | -94.9231
56020 | NRG Cedar Bayou Development Company LLC | 56806 | Cedar Bayou 4 | IPP Non-CHP | TX | 41 | 178.5 | 165 | Natural Gas Fired Combined Cycle | NG | CT | 6 | 2009 |  |  | (OP) Operating | [6 empty] | Chambers | 29.7516 | -94.9231
56020 | NRG Cedar Bayou Development Company LLC | 56806 | Cedar Bayou 4 | IPP Non-CHP | TX | 42 | 178.5 | 165 | Natural Gas Fired Combined Cycle | NG | CT | 6 | 2009 |  |  | (OP) Operating | [6 empty] | Chambers | 29.7516 | -94.9231
19876 | Virginia Electric & Power Co | 56807 | Bear Garden | Electric Utility | VA | 1A | 145 | 165 | Natural Gas Fired Combined Cycle | NG | CT | 5 | 2011 |  |  | (OP) Operating | [6 empty] | Buckingham | 37.6956 | -78.2853
19876 | Virginia Electric & Power Co | 56807 | Bear Garden | Electric Utility | VA | 1B | 152 | 170 | Natural Gas Fired Combined Cycle | NG | CT | 5 | 2011 |  |  | (OP) Operating | [6 empty] | Buckingham | 37.6956 | -78.2853
19876 | Virginia Electric & Power Co | 56807 | Bear Garden | Electric Utility | VA | 1C | 262 | 254 | Natural Gas Fired Combined Cycle | NG | CA | 5 | 2011 |  |  | (OP) Operating | [6 empty] | Buckingham | 37.6956 | -78.2853
19876 | Virginia Electric & Power Co | 56808 | Virginia City Hybrid Energy Center | Electric Utility | VA | 1 | 668 | 610 | Conventional Steam Coal | BIT | ST | 7 | 2012 |  |  | (OP) Operating | [6 empty] | Wise | 36.9164 | -82.3381
12341 | MidAmerican Energy Co | 56809 | Carroll Wind Farm | Electric Utility | IA | CWF | 150 | 150 | Onshore Wind Turbine | WND | WT | 12 | 2008 |  |  | (OP) Operating | [6 empty] | Carroll | 42.1622 | -94.93
12341 | MidAmerican Energy Co | 56810 | Adair Wind Farm | Electric Utility | IA | AWF | 174.8 | 174.8 | Onshore Wind Turbine | WND | WT | 12 | 2008 |  |  | (OP) Operating | [6 empty] | Adair | 41.4236 | -94.665
12341 | MidAmerican Energy Co | 56811 | Walnut Wind Farm | Electric Utility | IA | WWF | 153 | 153 | Onshore Wind Turbine | WND | WT | 12 | 2008 |  |  | (OP) Operating | [6 empty] | Pottawattamie | 41.4517 | -95.2383
56023 | Arizona Solar One LLC | 56812 | Solana Generating Station | IPP Non-CHP | AZ | GEN 1 | 140 | 147.7 | Solar Thermal with Energy Storage | SUN | CP | 10 | 2013 |  |  | (OP) Operating | [6 empty] | Maricopa | 32.9223 | -112.9559
56023 | Arizona Solar One LLC | 56812 | Solana Generating Station | IPP Non-CHP | AZ | GEN2 | 140 | 147.7 | Solar Thermal with Energy Storage | SUN | CP | 10 | 2013 |  |  | (OP) Operating | [6 empty] | Maricopa | 32.9223 | -112.9559
56028 | MMA Fresno Power LP | 56813 | CSU Fresno Solar Project | IPP Non-CHP | CA | 1 | 0.5 | 0.5 | Solar Photovoltaic | SUN | PV | 12 | 2007 |  |  | (OP) Operating | [6 empty] | FRESNO | 36.8098 | -119.7417
56028 | MMA Fresno Power LP | 56813 | CSU Fresno Solar Project | IPP Non-CHP | CA | 2 | 0.5 | 0.5 | Solar Photovoltaic | SUN | PV | 12 | 2007 |  |  | (OP) Operating | [6 empty] | FRESNO | 36.8098 | -119.7417
56027 | MMA LA Power LP | 56814 | ELACC Photovoltaic Power Facility | IPP Non-CHP | CA | PV1 | 0.5 | 0.4 | Solar Photovoltaic | SUN | PV | 5 | 2008 |  |  | (OP) Operating | [6 empty] | LOS ANGELES | 34.0403 | -118.1481
56027 | MMA LA Power LP | 56814 | ELACC Photovoltaic Power Facility | IPP Non-CHP | CA | PV2 | 0.5 | 0.4 | Solar Photovoltaic | SUN | PV | 5 | 2008 |  |  | (OP) Operating | [6 empty] | LOS ANGELES | 34.0403 | -118.1481
56026 | MMA DAS Power | 56815 | Denver Int Airport | IPP Non-CHP | CO | 1 | 1.9 | 1.9 | Solar Photovoltaic | SUN | PV | 9 | 2008 |  |  | (OP) Operating | [6 empty] | DENVER | 39.8368 | -104.6971
22500 | Westar Energy Inc | 56818 | Central Plains Wind Farm | Electric Utility | KS | 1 | 99 | 99 | Onshore Wind Turbine | WND | WT | 3 | 2009 |  |  | (OP) Operating | [6 empty] | Wichita | 38.5032 | -101.1615
22500 | Westar Energy Inc | 56819 | Flat Ridge Wind Farm | Electric Utility | KS | 1 | 50 | 50 | Onshore Wind Turbine | WND | WT | 2 | 2009 |  |  | (OP) Operating | [6 empty] | Barber | 37.3692 | -98.4603
56033 | Hackberry Wind LLC | 56823 | Hackberry Wind Farm | IPP Non-CHP | TX | HWFG1 | 165.6 | 162.3 | Onshore Wind Turbine | WND | WT | 12 | 2008 |  |  | (OP) Operating | [6 empty] | Shackelford | 32.7683 | -99.4228
56806 | Marshall Wind | 56824 | Marshall Wind 2 LLC | IPP Non-CHP | MN | 1 | 4.2 | 4.2 | Onshore Wind Turbine | WND | WT | 12 | 2007 |  |  | (OP) Operating | [6 empty] | Lyon | 44.3236 | -95.8222
56806 | Marshall Wind | 56825 | Marshall Wind 3 LLC | IPP Non-CHP | MN | 1 | 4.2 | 4.2 | Onshore Wind Turbine | WND | WT | 12 | 2007 |  |  | (OP) Operating | [6 empty] | Lyon | 44.3211 | -95.7942
56806 | Marshall Wind | 56826 | Marshall Wind 4 LLC | IPP Non-CHP | MN | 1 | 4.2 | 4.2 | Onshore Wind Turbine | WND | WT | 12 | 2007 |  |  | (OP) Operating | [6 empty] | Lyon | 44.3361 | -95.8242
56806 | Marshall Wind | 56827 | Marshall Wind 5 LLC | IPP Non-CHP | MN | 1 | 2.1 | 2.1 | Onshore Wind Turbine | WND | WT | 12 | 2007 |  |  | (OP) Operating | [6 empty] | Lyon | 44.3303 | -95.8344
56806 | Marshall Wind | 56828 | Marshall Wind 6 LLC | IPP Non-CHP | MN | 1 | 2.1 | 2.1 | Onshore Wind Turbine | WND | WT | 12 | 2007 |  |  | (OP) Operating | [6 empty] | Lyon | 44.3308 | -95.8297
56030 | TransCanada Maine Wind Development Inc | 56829 | Kibby Wind Power Project | IPP Non-CHP | ME | 1 | 66 | 66 | Onshore Wind Turbine | WND | WT | 10 | 2009 |  |  | (OP) Operating | [6 empty] | Chain of Ponds | 45.3853 | -70.5258
56030 | TransCanada Maine Wind Development Inc | 56829 | Kibby Wind Power Project | IPP Non-CHP | ME | 2 | 66 | 66 | Onshore Wind Turbine | WND | WT | 10 | 2010 |  |  | (OP) Operating | [6 empty] | Chain of Ponds | 45.3853 | -70.5258
20860 | Wisconsin Public Service Corp | 56831 | Crane Creek Wind Energy Center | Electric Utility | IA | 1 | 99 | 18.1 | Onshore Wind Turbine | WND | WT | 12 | 2009 |  |  | (OP) Operating | [6 empty] | Howard | 43.3978 | -92.4736
34691 | Ormat Nevada Inc | 56832 | North Brawley Geothermal Plant | IPP Non-CHP | CA | GE1 | 16 | 16 | Geothermal | GEO | BT | 10 | 2009 |  |  | (OP) Operating | [6 empty] | Imperial | 33.0139 | -115.5439
34691 | Ormat Nevada Inc | 56832 | North Brawley Geothermal Plant | IPP Non-CHP | CA | GE2 | 16 | 16 | Geothermal | GEO | BT | 10 | 2009 |  |  | (OP) Operating | [6 empty] | Imperial | 33.0139 | -115.5439
34691 | Ormat Nevada Inc | 56832 | North Brawley Geothermal Plant | IPP Non-CHP | CA | GE3 | 16 | 16 | Geothermal | GEO | BT | 10 | 2009 |  |  | (OP) Operating | [6 empty] | Imperial | 33.0139 | -115.5439
34691 | Ormat Nevada Inc | 56832 | North Brawley Geothermal Plant | IPP Non-CHP | CA | GE4 | 16 | 16 | Geothermal | GEO | BT | 10 | 2009 |  |  | (OP) Operating | [6 empty] | Imperial | 33.0139 | -115.5439
34691 | Ormat Nevada Inc | 56833 | OREG 1 Inc | IPP Non-CHP | MT | CS10 | 7.5 | 5.5 | All Other | WH | OT | 10 | 2006 |  |  | (OP) Operating | [6 empty] | Roosevelt | 48.2139 | -104.3975
34691 | Ormat Nevada Inc | 56833 | OREG 1 Inc | IPP Non-CHP | MT | CS11 | 7.5 | 5.5 | All Other | WH | OT | 8 | 2006 |  |  | (OP) Operating | [6 empty] | Roosevelt | 48.2139 | -104.3975
34691 | Ormat Nevada Inc | 56833 | OREG 1 Inc | IPP Non-CHP | MT | CS7 | 7.5 | 5.5 | All Other | WH | OT | 7 | 2006 |  |  | (OP) Operating | [6 empty] | Roosevelt | 48.2139 | -104.3975
34691 | Ormat Nevada Inc | 56833 | OREG 1 Inc | IPP Non-CHP | MT | CS9 | 7.5 | 5.5 | All Other | WH | OT | 8 | 2006 |  |  | (OP) Operating | [6 empty] | Roosevelt | 48.2139 | -104.3975
56046 | High Plains | 56834 | High Plains Wind Power LLC | IPP Non-CHP | TX | 1 | 10 | 10 | Onshore Wind Turbine | WND | WT | 4 | 2008 |  |  | (OP) Operating | [6 empty] | Carson | 35.3503 | -101.54
56045 | EXC Wind 11 | 56835 | EXC Wind 11 LLC | IPP Non-CHP | TX | 1 | 10 | 10 | Onshore Wind Turbine | WND | WT | 5 | 2008 |  |  | (OP) Operating | [6 empty] | Moore | 35.8119 | -101.9789
56044 | EXC Wind 10 | 56836 | EXC Wind 10 LLC | IPP Non-CHP | TX | 1 | 10 | 10 | Onshore Wind Turbine | WND | WT | 5 | 2008 |  |  | (OP) Operating | [6 empty] | Moore | 35.8081 | -101.9986
56043 | EXC Wind 9 | 56837 | EXC Wind 9 LLC | IPP Non-CHP | TX | 1 | 10 | 10 | Onshore Wind Turbine | WND | WT | 4 | 2008 |  |  | (OP) Operating | [6 empty] | Moore | 35.9614 | -101.8033
56042 | EXC Wind 8 | 56838 | EXC Wind 8 LLC | IPP Non-CHP | TX | 1 | 10 | 10 | Onshore Wind Turbine | WND | WT | 4 | 2008 |  |  | (OP) Operating | [6 empty] | Moore | 36.0075 | -101.8614
56041 | EXC Wind 7 | 56839 | EXC Wind 7 LLC | IPP Non-CHP | TX | 1 | 10 | 10 | Onshore Wind Turbine | WND | WT | 4 | 2008 |  |  | (OP) Operating | [6 empty] | Moore | 36.0264 | -101.9
56806 | Marshall Wind | 56840 | Marshall Wind 1 LLC | IPP Non-CHP | MN | 1 | 2.1 | 2.1 | Onshore Wind Turbine | WND | WT | 12 | 2007 |  |  | (OP) Operating | [6 empty] | Lyon | 44.3253 | -95.8142
14354 | PacifiCorp | 56841 | Glenrock | Electric Utility | WY | 1 | 103.3 | 99 | Onshore Wind Turbine | WND | WT | 12 | 2008 |  |  | (OP) Operating | [6 empty] | Converse | 43.0181
14354 | PacifiCorp | 56841 | Glenrock | Electric Utility | WY | 2 | 40.7 | 39 | Onshore Wind Turbine | WND | WT | 1 | 2009 |  |  | (OP) Operating | [6 empty] | Converse | 43.0181
14354 | PacifiCorp | 56842 | Rolling Hills | Electric Utility | WY | 1 | 103.3 | 99 | Onshore Wind Turbine | WND | WT | 1 | 2009 |  |  | (OP) Operating | [6 empty] | Converse | 43.0572 | -105.8543
14354 | PacifiCorp | 56843 | Seven Mile Hill | Electric Utility | WY | 1 | 103.3 | 99 | Onshore Wind Turbine | WND | WT | 12 | 2008 |  |  | (OP) Operating | [6 empty] | Carbon | 41.9203 | -106.3758
14354 | PacifiCorp | 56843 | Seven Mile Hill | Electric Utility | WY | 2 | 20.3 | 19.5 | Onshore Wind Turbine | WND | WT | 12 | 2008 |  |  | (OP) Operating | [6 empty] | Carbon | 41.9203 | -106.3758
56067 | Plainfield Renewable Energy, LLC | 56847 | Plainfield Renewable Energy LLC | IPP Non-CHP | CT | STG | 43 | 37.5 | Wood/Wood Waste Biomass | WDS | ST | 12 | 2013 |  |  | (OP) Operating | [6 empty] | Windham | 41.6644 | -71.9242
56069 | SunCoke Energy, Inc. | 56848 | Haverhill North Cogeneration Facility | IPP CHP | OH | SCKG1 | 67 | 53 | Other Gases | OG | ST | 12 | 2008 |  |  | (OP) Operating | [6 empty] | Scioto | 38.5967 | -82.8286
7477 | Granger Electric Co | 56850 | Lanchester Generating Station | IPP Non-CHP | PA | 1 | 1.6 | 1.6 | Landfill Gas | LFG | IC | 12 | 2006 |  |  | (OP) Operating | [6 empty] | LANCASTER | 40.1108 | -75.9547
7477 | Granger Electric Co | 56850 | Lanchester Generating Station | IPP Non-CHP | PA | 2 | 1.6 | 1.6 | Landfill Gas | LFG | IC | 8 | 2010 |  |  | (OP) Operating | [6 empty] | LANCASTER | 40.1108 | -75.9547
7477 | Granger Electric Co | 56851 | South Kent Generating Station | IPP Non-CHP | MI | 1 | 1.6 | 1.5 | Landfill Gas | LFG | IC | 3 | 2009 |  |  | (OP) Operating | [6 empty] | KENT | 42.7814 | -85.6728
7477 | Granger Electric Co | 56851 | South Kent Generating Station | IPP Non-CHP | MI | 2 | 1.6 | 1.5 | Landfill Gas | LFG | IC | 3 | 2009 |  |  | (OP) Operating | [6 empty] | KENT | 42.7814 | -85.6728
7477 | Granger Electric Co | 56852 | White Feather Generating Station | IPP Non-CHP | MI | 1 | 1.6 | 1.5 | Landfill Gas | LFG | IC | 3 | 2009 |  |  | (OP) Operating | [6 empty] | BAY | 43.8983 | -83.9494
7477 | Granger Electric Co | 56852 | White Feather Generating Station | IPP Non-CHP | MI | 2 | 1.6 | 1.5 | Landfill Gas | LFG | IC | 3 | 2009 |  |  | (OP) Operating | [6 empty] | BAY | 43.8983 | -83.9494
7477 | Granger Electric Co | 56853 | Trans-Jordan Generating Station | IPP Non-CHP | UT | 1 | 1.6 | 1.5 | Landfill Gas | LFG | IC | 3 | 2009 |  |  | (OP) Operating | [6 empty] | SALT LAKE | 40.55 | -112.0631
7477 | Granger Electric Co | 56853 | Trans-Jordan Generating Station | IPP Non-CHP | UT | 2 | 1.6 | 1.5 | Landfill Gas | LFG | IC | 3 | 2009 |  |  | (OP) Operating | [6 empty] | SALT LAKE | 40.55 | -112.0631
7477 | Granger Electric Co | 56853 | Trans-Jordan Generating Station | IPP Non-CHP | UT | 3 | 1.6 | 1.5 | Landfill Gas | LFG | IC | 3 | 2009 |  |  | (OP) Operating | [6 empty] | SALT LAKE | 40.55 | -112.0631
56073 | Wheat Field Wind Power Project LLC | 56854 | Wheat Field Wind Power Project | IPP Non-CHP | OR | GEN1 | 97 | 96.6 | Onshore Wind Turbine | WND | WT | 2 | 2009 |  |  | (OP) Operating | [6 empty] | Gilliam | 45.6758 | -120.3183
56074 | Arlington Wind Power Project LLC | 56855 | Arlington Wind Power Project | IPP Non-CHP | OR | GEN1 | 103 | 102.9 | Onshore Wind Turbine | WND | WT | 12 | 2008 |  |  | (OP) Operating | [6 empty] | Gilliam | 45.7167 | -120.2008
56075 | Rail Splitter Wind Farm LLC | 56856 | Rail Splitter Wind Farm | IPP Non-CHP | IL | GEN1 | 100.5 | 100.5 | Onshore Wind Turbine | WND | WT | 8 | 2009 |  |  | (OP) Operating | [6 empty] | Tazewell | 40.3692 | -89.4022
56072 | Marble River, LLC | 56857 | Marble River Wind Farm | IPP Non-CHP | NY | GEN1 | 215 | 215 | Onshore Wind Turbine | WND | WT | 11 | 2012 |  |  | (OP) Operating | [6 empty] | Clinton | 44.9758 | -73.9297
56071 | Sagebrush Power Partners, LLC | 56858 | Sagebrush Power Partners | IPP Non-CHP | WA | GEN1 | 100.7 | 100.7 | Onshore Wind Turbine | WND | WT | 11 | 2010 |  |  | (OP) Operating | [6 empty] | Kittitas | 47.1356 | -120.6872
59883 | NRG Energy Gas & Wind Holdings Inc | 56859 | Crosswind Energy Project | IPP Non-CHP | IA | 1 | 21 | 21 | Onshore Wind Turbine | WND | WT | 6 | 2007 |  |  | (OP) Operating | [6 empty] | Palo Alto | 43.0475 | -94.9228
59883 | NRG Energy Gas & Wind Holdings Inc | 56860 | Hardin Hilltop Wind LLC | IPP Non-CHP | IA | 1 | 14.7 | 14.7 | Onshore Wind Turbine | WND | WT | 5 | 2007 |  |  | (OP) Operating | [6 empty] | GREENE | 42.0822 | -94.365
56105 | MMA WBF Power LP | 56862 | Bolthouse S&P and Rowen Farms Solar | IPP Non-CHP | CA | 1 | 0.3 | 0.3 | Solar Photovoltaic | SUN | PV | 11 | 2008 |  |  | (OP) Operating | [6 empty] | LOS ANGELES | 34.5644 | -117.6933
56105 | MMA WBF Power LP | 56862 | Bolthouse S&P and Rowen Farms Solar | IPP Non-CHP | CA | 2 | 0.3 | 0.3 | Solar Photovoltaic | SUN | PV | 11 | 2008 |  |  | (OP) Operating | [6 empty] | LOS ANGELES | 34.5644 | -117.6933
56105 | MMA WBF Power LP | 56862 | Bolthouse S&P and Rowen Farms Solar | IPP Non-CHP | CA | 3 | 0.3 | 0.3 | Solar Photovoltaic | SUN | PV | 11 | 2008 |  |  | (OP) Operating | [6 empty] | LOS ANGELES | 34.5644 | -117.6933
56105 | MMA WBF Power LP | 56862 | Bolthouse S&P and Rowen Farms Solar | IPP Non-CHP | CA | 4 | 0.3 | 0.3 | Solar Photovoltaic | SUN | PV | 11 | 2008 |  |  | (OP) Operating | [6 empty] | LOS ANGELES | 34.5644 | -117.6933
59828 | Solid Waste Authority of Central Ohio | 56863 | Model Gas Power Station | IPP Non-CHP | OH | 1 | 1.4 | 1.4 | Landfill Gas | LFG | IC | 3 | 2001 |  |  | (OS) Out of service and NOT expected to return to service in next calendar year | [6 empty] | FRANKLIN | 39.8908 | -83.0272
59828 | Solid Waste Authority of Central Ohio | 56863 | Model Gas Power Station | IPP Non-CHP | OH | 2 | 1.4 | 1.4 | Landfill Gas | LFG | IC | 3 | 2001 |  |  | (OS) Out of service and NOT expected to return to service in next calendar year | [6 empty] | FRANKLIN | 39.8908 | -83.0272
55858 | Energy Developments Inc | 56864 | Covel Gardens Gas Recovery | IPP Non-CHP | TX | 1 | 1.6 | 1.6 | Landfill Gas | LFG | IC | 11 | 2005 |  |  | (OP) Operating | [6 empty] | BEXAR | 29.3467 | -98.6536
55858 | Energy Developments Inc | 56864 | Covel Gardens Gas Recovery | IPP Non-CHP | TX | 2 | 1.6 | 1.6 | Landfill Gas | LFG | IC | 11 | 2005 |  |  | (OP) Operating | [6 empty] | BEXAR | 29.3467 | -98.6536
55858 | Energy Developments Inc | 56864 | Covel Gardens Gas Recovery | IPP Non-CHP | TX | 3 | 1.6 | 1.6 | Landfill Gas | LFG | IC | 11 | 2005 |  |  | (OP) Operating | [6 empty] | BEXAR | 29.3467 | -98.6536
55858 | Energy Developments Inc | 56864 | Covel Gardens Gas Recovery | IPP Non-CHP | TX | 4 | 1.6 | 1.6 | Landfill Gas | LFG | IC | 11 | 2005 |  |  | (OP) Operating | [6 empty] | BEXAR | 29.3467 | -98.6536
55858 | Energy Developments Inc | 56864 | Covel Gardens Gas Recovery | IPP Non-CHP | TX | 5 | 1.6 | 1.6 | Landfill Gas | LFG | IC | 11 | 2005 |  |  | (OP) Operating | [6 empty] | BEXAR | 29.3467 | -98.6536
55858 | Energy Developments Inc | 56864 | Covel Gardens Gas Recovery | IPP Non-CHP | TX | 6 | 1.6 | 1.6 | Landfill Gas | LFG | IC | 11 | 2005 |  |  | (OP) Operating | [6 empty] | BEXAR | 29.3467 | -98.6536
55858 | Energy Developments Inc | 56865 | Ottawa County Project | IPP Non-CHP | OH | 1 | 1.4 | 1.4 | Landfill Gas | LFG | IC | 3 | 2001 |  |  | (OS) Out of service and NOT expected to return to service in next calendar year | [6 empty] | OTTAWA | 41.5283 | -83.0353
55858 | Energy Developments Inc | 56865 | Ottawa County Project | IPP Non-CHP | OH | 2 | 1.4 | 1.4 | Landfill Gas | LFG | IC | 3 | 2001 |  |  | (OP) Operating | [6 empty] | OTTAWA | 41.5283 | -83.0353
55858 | Energy Developments Inc | 56868 | Carbon Limestone | IPP Non-CHP | OH | 1 | 1.4 | 1.4 | Landfill Gas | LFG | IC | 11 | 2001 |  |  | (OP) Operating | [6 empty] | Mahoning | 40.9975 | -80.5208
55858 | Energy Developments Inc | 56868 | Carbon Limestone | IPP Non-CHP | OH | 10 | 1.4 | 1.4 | Landfill Gas | LFG | IC | 11 | 2001 |  |  | (OP) Operating | [6 empty] | Mahoning | 40.9975 | -80.5208
55858 | Energy Developments Inc | 56868 | Carbon Limestone | IPP Non-CHP | OH | 11 | 1.4 | 1.4 | Landfill Gas | LFG | IC | 11 | 2001 |  |  | (OP) Operating | [6 empty] | Mahoning | 40.9975 | -80.5208
55858 | Energy Developments Inc | 56868 | Carbon Limestone | IPP Non-CHP | OH | 12 | 1.4 | 1.4 | Landfill Gas | LFG | IC | 12 | 2003 |  |  | (OP) Operating | [6 empty] | Mahoning | 40.9975 | -80.5208
55858 | Energy Developments Inc | 56868 | Carbon Limestone | IPP Non-CHP | OH | 13 | 1.4 | 1.4 | Landfill Gas | LFG | IC | 12 | 2003 |  |  | (OP) Operating | [6 empty] | Mahoning | 40.9975 | -80.5208
55858 | Energy Developments Inc | 56868 | Carbon Limestone | IPP Non-CHP | OH | 14 | 1.4 | 1.4 | Landfill Gas | LFG | IC | 1 | 2006 |  |  | (OP) Operating | [6 empty] | Mahoning | 40.9975 | -80.5208
55858 | Energy Developments Inc | 56868 | Carbon Limestone | IPP Non-CHP | OH | 15 | 1.4 | 1.4 | Landfill Gas | LFG | IC | 4 | 2011 |  |  | (OP) Operating | [6 empty] | Mahoning | 40.9975 | -80.5208
55858 | Energy Developments Inc | 56868 | Carbon Limestone | IPP Non-CHP | OH | 16 | 1.4 | 1.4 | Landfill Gas | LFG | IC | 4 | 2011 |  |  | (OP) Operating | [6 empty] | Mahoning | 40.9975 | -80.5208
55858 | Energy Developments Inc | 56868 | Carbon Limestone | IPP Non-CHP | OH | 17 | 1.6 | 1.6 | Landfill Gas | LFG | IC | 1 | 2012 |  |  | (OP) Operating | [6 empty] | Mahoning | 40.9975 | -80.5208
55858 | Energy Developments Inc | 56868 | Carbon Limestone | IPP Non-CHP | OH | 18 | 1.6 | 1.6 | Landfill Gas | LFG | IC | 1 | 2012 |  |  | (OP) Operating | [6 empty] | Mahoning | 40.9975 | -80.5208
55858 | Energy Developments Inc | 56868 | Carbon Limestone | IPP Non-CHP | OH | 2 | 1.4 | 1.4 | Landfill Gas | LFG | IC | 11 | 2001 |  |  | (OP) Operating | [6 empty] | Mahoning | 40.9975 | -80.5208
55858 | Energy Developments Inc | 56868 | Carbon Limestone | IPP Non-CHP | OH | 3 | 1.4 | 1.4 | Landfill Gas | LFG | IC | 11 | 2001 |  |  | (OP) Operating | [6 empty] | Mahoning | 40.9975 | -80.5208
55858 | Energy Developments Inc | 56868 | Carbon Limestone | IPP Non-CHP | OH | 4 | 1.4 | 1.4 | Landfill Gas | LFG | IC | 11 | 2001 |  |  | (OP) Operating | [6 empty] | Mahoning | 40.9975 | -80.5208
55858 | Energy Developments Inc | 56868 | Carbon Limestone | IPP Non-CHP | OH | 5 | 1.4 | 1.4 | Landfill Gas | LFG | IC | 11 | 2001 |  |  | (OP) Operating | [6 empty] | Mahoning | 40.9975 | -80.5208
55858 | Energy Developments Inc | 56868 | Carbon Limestone | IPP Non-CHP | OH | 6 | 1.4 | 1.4 | Landfill Gas | LFG | IC | 11 | 2001 |  |  | (OP) Operating | [6 empty] | Mahoning | 40.9975 | -80.5208
55858 | Energy Developments Inc | 56868 | Carbon Limestone | IPP Non-CHP | OH | 7 | 1.4 | 1.4 | Landfill Gas | LFG | IC | 11 | 2001 |  |  | (OP) Operating | [6 empty] | Mahoning | 40.9975 | -80.5208
55858 | Energy Developments Inc | 56868 | Carbon Limestone | IPP Non-CHP | OH | 8 | 1.4 | 1.4 | Landfill Gas | LFG | IC | 11 | 2001 |  |  | (OP) Operating | [6 empty] | Mahoning | 40.9975 | -80.5208
55858 | Energy Developments Inc | 56868 | Carbon Limestone | IPP Non-CHP | OH | 9 | 1.4 | 1.4 | Landfill Gas | LFG | IC | 11 | 2001 |  |  | (OP) Operating | [6 empty] | Mahoning | 40.9975 | -80.5208
55858 | Energy Developments Inc | 56869 | Loraine County Project | IPP Non-CHP | OH | 1 | 1.4 | 1.4 | Landfill Gas | LFG | IC | 12 | 2001 |  |  | (OP) Operating | [6 empty] | LORAIN | 41.3006 | -82.1803
55858 | Energy Developments Inc | 56869 | Loraine County Project | IPP Non-CHP | OH | 10 | 1.6 | 1.6 | Landfill Gas | LFG | IC | 11 | 2012 |  |  | (OP) Operating | [6 empty] | LORAIN | 41.3006 | -82.1803
55858 | Energy Developments Inc | 56869 | Loraine County Project | IPP Non-CHP | OH | 11 | 1.6 | 1.6 | Landfill Gas | LFG | IC | 11 | 2012 |  |  | (OP) Operating | [6 empty] | LORAIN | 41.3006 | -82.1803
55858 | Energy Developments Inc | 56869 | Loraine County Project | IPP Non-CHP | OH | 12 | 1.6 | 1.6 | Landfill Gas | LFG | IC | 11 | 2012 |  |  | (OP) Operating | [6 empty] | LORAIN | 41.3006 | -82.1803
55858 | Energy Developments Inc | 56869 | Loraine County Project | IPP Non-CHP | OH | 13 | 1.6 | 1.6 | Landfill Gas | LFG | IC | 11 | 2012 |  |  | (OP) Operating | [6 empty] | LORAIN | 41.3006 | -82.1803
55858 | Energy Developments Inc | 56869 | Loraine County Project | IPP Non-CHP | OH | 14 | 1.6 | 1.6 | Landfill Gas | LFG | IC | 11 | 2012 |  |  | (OP) Operating | [6 empty] | LORAIN | 41.3006 | -82.1803
55858 | Energy Developments Inc | 56869 | Loraine County Project | IPP Non-CHP | OH | 15 | 1.6 | 1.6 | Landfill Gas | LFG | IC | 11 | 2012 |  |  | (OP) Operating | [6 empty] | LORAIN | 41.3006 | -82.1803
55858 | Energy Developments Inc | 56869 | Loraine County Project | IPP Non-CHP | OH | 16 | 1.6 | 1.6 | Landfill Gas | LFG | IC | 11 | 2012 |  |  | (OP) Operating | [6 empty] | LORAIN | 41.3006 | -82.1803
55858 | Energy Developments Inc | 56869 | Loraine County Project | IPP Non-CHP | OH | 17 | 1.6 | 1.6 | Landfill Gas | LFG | IC | 11 | 2012 |  |  | (OP) Operating | [6 empty] | LORAIN | 41.3006 | -82.1803
55858 | Energy Developments Inc | 56869 | Loraine County Project | IPP Non-CHP | OH | 18 | 1.6 | 1.6 | Landfill Gas | LFG | IC | 11 | 2012 |  |  | (OP) Operating | [6 empty] | LORAIN | 41.3006 | -82.1803
55858 | Energy Developments Inc | 56869 | Loraine County Project | IPP Non-CHP | OH | 2 | 1.4 | 1.4 | Landfill Gas | LFG | IC | 12 | 2001 |  |  | (OP) Operating | [6 empty] | LORAIN | 41.3006 | -82.1803
55858 | Energy Developments Inc | 56869 | Loraine County Project | IPP Non-CHP | OH | 3 | 1.4 | 1.4 | Landfill Gas | LFG | IC | 12 | 2001 |  |  | (OP) Operating | [6 empty] | LORAIN | 41.3006 | -82.1803
55858 | Energy Developments Inc | 56869 | Loraine County Project | IPP Non-CHP | OH | 4 | 1.4 | 1.4 | Landfill Gas | LFG | IC | 12 | 2001 |  |  | (OP) Operating | [6 empty] | LORAIN | 41.3006 | -82.1803
55858 | Energy Developments Inc | 56869 | Loraine County Project | IPP Non-CHP | OH | 5 | 1.4 | 1.4 | Landfill Gas | LFG | IC | 12 | 2001 |  |  | (OP) Operating | [6 empty] | LORAIN | 41.3006 | -82.1803
55858 | Energy Developments Inc | 56869 | Loraine County Project | IPP Non-CHP | OH | 6 | 1.4 | 1.4 | Landfill Gas | LFG | IC | 12 | 2001 |  |  | (OP) Operating | [6 empty] | LORAIN | 41.3006 | -82.1803
55858 | Energy Developments Inc | 56869 | Loraine County Project | IPP Non-CHP | OH | 7 | 1.4 | 1.4 | Landfill Gas | LFG | IC | 7 | 2003 |  |  | (OP) Operating | [6 empty] | LORAIN | 41.3006 | -82.1803
55858 | Energy Developments Inc | 56869 | Loraine County Project | IPP Non-CHP | OH | 8 | 1.4 | 1.4 | Landfill Gas | LFG | IC | 7 | 2003 |  |  | (OP) Operating | [6 empty] | LORAIN | 41.3006 | -82.1803
55858 | Energy Developments Inc | 56869 | Loraine County Project | IPP Non-CHP | OH | 9 | 1.6 | 1.6 | Landfill Gas | LFG | IC | 11 | 2012 |  |  | (OP) Operating | [6 empty] | LORAIN | 41.3006 | -82.1803
55858 | Energy Developments Inc | 56870 | Taylor | IPP Non-CHP | GA | 1 | 1 | 1 | Landfill Gas | LFG | IC | 9 | 2003 |  |  | (OP) Operating | [6 empty] | Taylor | 32.4522 | -84.3872
55858 | Energy Developments Inc | 56870 | Taylor | IPP Non-CHP | GA | 2 | 1 | 1 | Landfill Gas | LFG | IC | 9 | 2003 |  |  | (OP) Operating | [6 empty] | Taylor | 32.4522 | -84.3872
55858 | Energy Developments Inc | 56870 | Taylor | IPP Non-CHP | GA | 3 | 1 | 1 | Landfill Gas | LFG | IC | 9 | 2003 |  |  | (OP) Operating | [6 empty] | Taylor | 32.4522 | -84.3872
55858 | Energy Developments Inc | 56870 | Taylor | IPP Non-CHP | GA | 4 | 1 | 1 | Landfill Gas | LFG | IC | 9 | 2003 |  |  | (OP) Operating | [6 empty] | Taylor | 32.4522 | -84.3872
55858 | Energy Developments Inc | 56870 | Taylor | IPP Non-CHP | GA | 5 | 1 | 1 | Landfill Gas | LFG | IC | 12 | 2011 |  |  | (OP) Operating | [6 empty] | Taylor | 32.4522 | -84.3872
55858 | Energy Developments Inc | 56870 | Taylor | IPP Non-CHP | GA | 6 | 1 | 1 | Landfill Gas | LFG | IC | 12 | 2011 |  |  | (OP) Operating | [6 empty] | Taylor | 32.4522 | -84.3872
55858 | Energy Developments Inc | 56870 | Taylor | IPP Non-CHP | GA | 7 | 1 | 1 | Landfill Gas | LFG | IC | 12 | 2011 |  |  | (OP) Operating | [6 empty] | Taylor | 32.4522 | -84.3872
55858 | Energy Developments Inc | 56870 | Taylor | IPP Non-CHP | GA | 8 | 1 | 1 | Landfill Gas | LFG | IC | 12 | 2011 |  |  | (OP) Operating | [6 empty] | Taylor | 32.4522 | -84.3872
55858 | Energy Developments Inc | 56871 | Zion Landfill Gas to Energy Facility | IPP Non-CHP | IL | 1 | 1.4 | 1.4 | Landfill Gas | LFG | IC | 7 | 2002 |  |  | (OP) Operating | [6 empty] | LAKE | 42.4803 | -87.8861
55858 | Energy Developments Inc | 56871 | Zion Landfill Gas to Energy Facility | IPP Non-CHP | IL | 2 | 1.4 | 1.4 | Landfill Gas | LFG | IC | 7 | 2002 |  |  | (OP) Operating | [6 empty] | LAKE | 42.4803 | -87.8861
55858 | Energy Developments Inc | 56871 | Zion Landfill Gas to Energy Facility | IPP Non-CHP | IL | 3 | 1.4 | 1.4 | Landfill Gas | LFG | IC | 7 | 2002 |  |  | (OP) Operating | [6 empty] | LAKE | 42.4803 | -87.8861
55858 | Energy Developments Inc | 56871 | Zion Landfill Gas to Energy Facility | IPP Non-CHP | IL | 4 | 1.4 | 1.4 | Landfill Gas | LFG | IC | 7 | 2002 |  |  | (OP) Operating | [6 empty] | LAKE | 42.4803 | -87.8861
55858 | Energy Developments Inc | 56871 | Zion Landfill Gas to Energy Facility | IPP Non-CHP | IL | 5 | 1.4 | 1.4 | Landfill Gas | LFG | IC | 8 | 2007 |  |  | (OP) Operating | [6 empty] | LAKE | 42.4803 | -87.8861
7977 | City of Hamilton - (OH) | 56872 | Meldahl Hydroelectric Project | Electric Utility | KY | 1 | 35 | 35 | Conventional Hydroelectric | WAT | HY | 2 | 2016 |  |  | (OP) Operating | [6 empty] | Bracken | 38.7914 | -84.173
7977 | City of Hamilton - (OH) | 56872 | Meldahl Hydroelectric Project | Electric Utility | KY | 2 | 35 | 35 | Conventional Hydroelectric | WAT | HY | 1 | 2016 |  |  | (OP) Operating | [6 empty] | Bracken | 38.7914 | -84.173
7977 | City of Hamilton - (OH) | 56872 | Meldahl Hydroelectric Project | Electric Utility | KY | 3 | 35 | 35 | Conventional Hydroelectric | WAT | HY | 4 | 2016 |  |  | (OP) Operating | [6 empty] | Bracken | 38.7914 | -84.173
56081 | Southeastern Chester County Refuse Auth | 56873 | SECCRA Community Landfill | Commercial Non-CHP | PA | 1 | 0.9 | 0.9 | Landfill Gas | LFG | IC | 1 | 2007 |  |  | (OP) Operating | [6 empty] | Chester | 39.8639 | -75.8428
56081 | Southeastern Chester County Refuse Auth | 56873 | SECCRA Community Landfill | Commercial Non-CHP | PA | 3 | 1.6 | 1.6 | Landfill Gas | LFG | IC | 11 | 2010 |  |  | (OP) Operating | [6 empty] | Chester | 39.8639 | -75.8428
57170 | EDF Renewable Asset Holdings, Inc. | 56874 | Shiloh Wind Project 2 LLC | IPP Non-CHP | CA | TBD | 150 | 150 | Onshore Wind Turbine | WND | WT | 1 | 2009 |  |  | (OP) Operating | [6 empty] | Solano | 38.1711 | -121.8461
57170 | EDF Renewable Asset Holdings, Inc. | 56875 | Sacramento Soleil LLC | IPP Non-CHP | CA | TBD | 1 | 1 | Solar Photovoltaic | SUN | PV | 8 | 2008 |  |  | (OP) Operating | [6 empty] | Sacramento | 38.4498 | -121.1647
57170 | EDF Renewable Asset Holdings, Inc. | 56876 | Wapsipinicon Wind Project | IPP Non-CHP | MN | TBD | 100.5 | 100.5 | Onshore Wind Turbine | WND | WT | 2 | 2009 |  |  | (OP) Operating | [6 empty] | Mower | 43.8006 | -92.6822
59100 | Sunlight General Solar Fund II, LLC | 56877 | Hall's Warehouse Solar Project | IPP Non-CHP | NJ | TBD | 1.5 | 1.5 | Solar Photovoltaic | SUN | PV | 2 | 2009 |  |  | (OP) Operating | [6 empty] | Middlesex | 40.5737 | -74.3944
57170 | EDF Renewable Asset Holdings, Inc. | 56878 | Hoosier Wind Project LLC | IPP Non-CHP | IN | TBD | 106 | 106 | Onshore Wind Turbine | WND | WT | 11 | 2009 |  |  | (OP) Operating | [6 empty] | Benton | 40.7178 | -87.2631
55963 | AE Power Services LLC | 56879 | Flat Ridge Wind Energy LLC | IPP Non-CHP | KS | 1 | 50 | 50 | Onshore Wind Turbine | WND | WT | 3 | 2009 |  |  | (OP) Operating | [6 empty] | Barber | 37.3764 | -98.4583
34691 | Ormat Nevada Inc | 56880 | OREG 2 Inc | IPP Non-CHP | MT | CS12 | 7.5 | 5.5 | All Other | WH | OT | 10 | 2009 |  |  | (OP) Operating | [6 empty] | Roosevelt | 48.2142 | -104.3975
34691 | Ormat Nevada Inc | 56880 | OREG 2 Inc | IPP Non-CHP | MT | CS3 | 7.5 | 5.5 | All Other | WH | OT | 12 | 2009 |  |  | (OP) Operating | [6 empty] | Roosevelt | 48.2142 | -104.3975
34691 | Ormat Nevada Inc | 56880 | OREG 2 Inc | IPP Non-CHP | MT | CS5 | 7.5 | 5.5 | All Other | WH | OT | 2 | 2009 |  |  | (OP) Operating | [6 empty] | Roosevelt | 48.2142 | -104.3975
34691 | Ormat Nevada Inc | 56880 | OREG 2 Inc | IPP Non-CHP | MT | CS8 | 7.5 | 5.5 | All Other | WH | OT | 12 | 2008 |  |  | (OP) Operating | [6 empty] | Roosevelt | 48.2142 | -104.3975
57249 | EPP Renewable Energy | 56883 | Pennsauken Solar | IPP Non-CHP | NJ | GEN 1 | 0.2 | 0.2 | Solar Photovoltaic | SUN | PV | 6 | 2006 |  |  | (OP) Operating | [6 empty] | Camden | 39.9894 | -75.04
57249 | EPP Renewable Energy | 56883 | Pennsauken Solar | IPP Non-CHP | NJ | GEN 2 | 0.2 | 0.2 | Solar Photovoltaic | SUN | PV | 6 | 2006 |  |  | (OP) Operating | [6 empty] | Camden | 39.9894 | -75.04
57249 | EPP Renewable Energy | 56883 | Pennsauken Solar | IPP Non-CHP | NJ | GEN 3 | 0.1 | 0.1 | Solar Photovoltaic | SUN | PV | 12 | 2007 |  |  | (OP) Operating | [6 empty] | Camden | 39.9894 | -75.04
57249 | EPP Renewable Energy | 56883 | Pennsauken Solar | IPP Non-CHP | NJ | GEN 4 | 0.2 | 0.2 | Solar Photovoltaic | SUN | PV | 12 | 2007 |  |  | (OP) Operating | [6 empty] | Camden | 39.9894 | -75.04
57249 | EPP Renewable Energy | 56883 | Pennsauken Solar | IPP Non-CHP | NJ | GEN 5 | 0.1 | 0.1 | Solar Photovoltaic | SUN | PV | 12 | 2007 |  |  | (OP) Operating | [6 empty] | Camden | 39.9894 | -75.04
57249 | EPP Renewable Energy | 56883 | Pennsauken Solar | IPP Non-CHP | NJ | GEN 6 | 0.2 | 0.2 | Solar Photovoltaic | SUN | PV | 12 | 2007 |  |  | (OP) Operating | [6 empty] | Camden | 39.9894 | -75.04
57249 | EPP Renewable Energy | 56883 | Pennsauken Solar | IPP Non-CHP | NJ | GEN 7 | 0.2 | 0.2 | Solar Photovoltaic | SUN | PV | 12 | 2007 |  |  | (OP) Operating | [6 empty] | Camden | 39.9894 | -75.04
57249 | EPP Renewable Energy | 56883 | Pennsauken Solar | IPP Non-CHP | NJ | GEN 8 | 0.2 | 0.2 | Solar Photovoltaic | SUN | PV | 12 | 2007 |  |  | (OP) Operating | [6 empty] | Camden | 39.9894 | -75.04
57249 | EPP Renewable Energy | 56883 | Pennsauken Solar | IPP Non-CHP | NJ | GEN 9 | 0.1 | 0.1 | Solar Photovoltaic | SUN | PV | 12 | 2007 |  |  | (OP) Operating | [6 empty] | Camden | 39.9894 | -75.04
57249 | EPP Renewable Energy | 56884 | Cumberland County Solid Waste Complex | IPP Non-CHP | NJ | GEN 2 | 1.6 | 1.6 | Landfill Gas | LFG | IC | 11 | 2008 |  |  | (OP) Operating | [6 empty] | Cumberland | 39.4494 | -75.0928
57249 | EPP Renewable Energy | 56884 | Cumberland County Solid Waste Complex | IPP Non-CHP | NJ | GEN 3 | 1.6 | 1.6 | Landfill Gas | LFG | IC | 11 | 2008 |  |  | (OP) Operating | [6 empty] | Cumberland | 39.4494 | -75.0928
57249 | EPP Renewable Energy | 56884 | Cumberland County Solid Waste Complex | IPP Non-CHP | NJ | GEN1 | 1.6 | 1.6 | Landfill Gas | LFG | IC | 11 | 2008 |  |  | (OP) Operating | [6 empty] | Cumberland | 39.4494 | -75.0928
57249 | EPP Renewable Energy | 56887 | Cumberland County PA LFG Recovery | IPP Non-CHP | PA | GEN 1 | 1.6 | 1.6 | Landfill Gas | LFG | IC | 1 | 2009 |  |  | (OP) Operating | [6 empty] | Cumberland | 40.1356 | -77.5072
57249 | EPP Renewable Energy | 56887 | Cumberland County PA LFG Recovery | IPP Non-CHP | PA | GEN 2 | 1.6 | 1.6 | Landfill Gas | LFG | IC | 1 | 2009 |  |  | (OP) Operating | [6 empty] | Cumberland | 40.1356 | -77.5072
57249 | EPP Renewable Energy | 56887 | Cumberland County PA LFG Recovery | IPP Non-CHP | PA | GEN 3 | 1.6 | 1.6 | Landfill Gas | LFG | IC | 1 | 2009 |  |  | (OP) Operating | [6 empty] | Cumberland | 40.1356 | -77.5072
57249 | EPP Renewable Energy | 56887 | Cumberland County PA LFG Recovery | IPP Non-CHP | PA | GEN 4 | 1.6 | 1.6 | Landfill Gas | LFG | IC | 1 | 2009 |  |  | (OP) Operating | [6 empty] | Cumberland | 40.1356 | -77.5072
57249 | EPP Renewable Energy | 56888 | Warren County Solar | IPP Non-CHP | NJ | GEN 1 | 0.5 | 0.5 | Solar Photovoltaic | SUN | PV | 6 | 2012 |  |  | (OP) Operating | [6 empty] | Warren | 40.789 | -75.107
57249 | EPP Renewable Energy | 56888 | Warren County Solar | IPP Non-CHP | NJ | GEN 2 | 0.5 | 0.5 | Solar Photovoltaic | SUN | PV | 6 | 2012 |  |  | (OP) Operating | [6 empty] | Warren | 40.789 | -75.107
57249 | EPP Renewable Energy | 56888 | Warren County Solar | IPP Non-CHP | NJ | GEN 3 | 0.5 | 0.5 | Solar Photovoltaic | SUN | PV | 6 | 2012 |  |  | (OP) Operating | [6 empty] | Warren | 40.789 | -75.107
57249 | EPP Renewable Energy | 56888 | Warren County Solar | IPP Non-CHP | NJ | GEN 4 | 0.5 | 0.5 | Solar Photovoltaic | SUN | PV | 6 | 2012 |  |  | (OP) Operating | [6 empty] | Warren | 40.789 | -75.107
57249 | EPP Renewable Energy | 56889 | PPL Renewable Energy Merck Solar | IPP Non-CHP | NJ | GEN 1 | 1.7 | 1.7 | Solar Photovoltaic | SUN | PV | 5 | 2009 |  |  | (OP) Operating | [6 empty] | Union | 40.7274 | -74.3783
57249 | EPP Renewable Energy | 56890 | Norther Tier Landfill | IPP Non-CHP | PA | GEN 1 | 1.6 | 1.6 | Landfill Gas | LFG | IC | 1 | 2009 |  |  | (OP) Operating | [6 empty] | Bradford | 41.7792 | -76.6258
57249 | EPP Renewable Energy | 56891 | Moretown | IPP Non-CHP | VT | GEN 1 | 1.6 | 1.6 | Landfill Gas | LFG | IC | 12 | 2008 |  |  | (OP) Operating | [6 empty] | Washington | 44.3122 | -72.7114
57249 | EPP Renewable Energy | 56891 | Moretown | IPP Non-CHP | VT | GEN 2 | 1.6 | 1.6 | Landfill Gas | LFG | IC | 12 | 2008 |  |  | (OP) Operating | [6 empty] | Washington | 44.3122 | -72.7114
12944 | City of Morganton - (NC) | 56892 | Silver Creek Lift Station | Electric Utility | NC | 1255 | 0.2 | 0.2 | Petroleum Liquids | DFO | IC | 10 | 2008 |  |  | (OP) Operating | [6 empty] | Burke | 35.7386 | -81.7114
6169 | Fall River Rural Elec Coop Inc | 56893 | Chester Diversion Hydroelectric Project | Electric Utility | ID | 1 | 1.2 | 1.2 | Conventional Hydroelectric | WAT | HY | 6 | 2014 |  |  | (OP) Operating | [6 empty] | Fremont | 44.0183 | -111.5836
6169 | Fall River Rural Elec Coop Inc | 56893 | Chester Diversion Hydroelectric Project | Electric Utility | ID | 2 | 1.2 | 1.2 | Conventional Hydroelectric | WAT | HY | 5 | 2014 |  |  | (OP) Operating | [6 empty] | Fremont | 44.0183 | -111.5836
6169 | Fall River Rural Elec Coop Inc | 56893 | Chester Diversion Hydroelectric Project | Electric Utility | ID | 3 | 1.2 | 1.2 | Conventional Hydroelectric | WAT | HY | 5 | 2014 |  |  | (OP) Operating | [6 empty] | Fremont | 44.0183 | -111.5836
56100 | AMERESCO Stafford LLC | 56894 | Ameresco Stafford | IPP Non-CHP | VA | 1 | 1.1 | 1 | Landfill Gas | LFG | IC | 5 | 2009 |  |  | (OP) Operating | [6 empty] | STAFFORD | 38.3842 | -77.4131
56100 | AMERESCO Stafford LLC | 56894 | Ameresco Stafford | IPP Non-CHP | VA | 2 | 1.1 | 1 | Landfill Gas | LFG | IC | 5 | 2009 |  |  | (OP) Operating | [6 empty] | STAFFORD | 38.3842 | -77.4131
56101 | AMERESCO Ox Mountain Energy LLC | 56895 | Ameresco Ox Mountain | IPP Non-CHP | CA | 1 | 1.9 | 1.8 | Landfill Gas | LFG | IC | 12 | 2008 |  |  | (OP) Operating | [6 empty] | San Mateo | 37.5 | -122.4
56101 | AMERESCO Ox Mountain Energy LLC | 56895 | Ameresco Ox Mountain | IPP Non-CHP | CA | 2 | 1.9 | 1.8 | Landfill Gas | LFG | IC | 12 | 2008 |  |  | (OP) Operating | [6 empty] | San Mateo | 37.5 | -122.4
56101 | AMERESCO Ox Mountain Energy LLC | 56895 | Ameresco Ox Mountain | IPP Non-CHP | CA | 3 | 1.9 | 1.8 | Landfill Gas | LFG | IC | 12 | 2008 |  |  | (OP) Operating | [6 empty] | San Mateo | 37.5 | -122.4
56101 | AMERESCO Ox Mountain Energy LLC | 56895 | Ameresco Ox Mountain | IPP Non-CHP | CA | 4 | 1.9 | 1.8 | Landfill Gas | LFG | IC | 12 | 2008 |  |  | (OP) Operating | [6 empty] | San Mateo | 37.5 | -122.4
56101 | AMERESCO Ox Mountain Energy LLC | 56895 | Ameresco Ox Mountain | IPP Non-CHP | CA | 5 | 1.9 | 1.8 | Landfill Gas | LFG | IC | 12 | 2008 |  |  | (OP) Operating | [6 empty] | San Mateo | 37.5 | -122.4
56101 | AMERESCO Ox Mountain Energy LLC | 56895 | Ameresco Ox Mountain | IPP Non-CHP | CA | 6 | 1.9 | 1.8 | Landfill Gas | LFG | IC | 12 | 2008 |  |  | (OP) Operating | [6 empty] | San Mateo | 37.5 | -122.4
56102 | AMERESCO Jefferson City LLC | 56896 | Ameresco Jefferson City | IPP Non-CHP | MO | 1 | 1 | 0.9 | Landfill Gas | LFG | IC | 3 | 2009 |  |  | (OP) Operating | [6 empty] | COLE | 38.5524 | -92.0449
56102 | AMERESCO Jefferson City LLC | 56896 | Ameresco Jefferson City | IPP Non-CHP | MO | 2 | 1 | 0.9 | Landfill Gas | LFG | IC | 3 | 2009 |  |  | (OP) Operating | [6 empty] | COLE | 38.5524 | -92.0449
56102 | AMERESCO Jefferson City LLC | 56896 | Ameresco Jefferson City | IPP Non-CHP | MO | 3 | 1 | 0.9 | Landfill Gas | LFG | IC | 3 | 2009 |  |  | (OP) Operating | [6 empty] | COLE | 38.5524 | -92.0449
56103 | AMERESCO Keller Canyon LLC | 56897 | Ameresco Keller Canyon | IPP Non-CHP | CA | 1 | 1.9 | 1.8 | Landfill Gas | LFG | IC | 7 | 2009 |  |  | (OP) Operating | [6 empty] | CONTRA COSTA | 38.0039 | -121.9345
56103 | AMERESCO Keller Canyon LLC | 56897 | Ameresco Keller Canyon | IPP Non-CHP | CA | 2 | 1.9 | 1.8 | Landfill Gas | LFG | IC | 7 | 2009 |  |  | (OP) Operating | [6 empty] | CONTRA COSTA | 38.0039 | -121.9345
56104 | AMERESCO Chiquita Canyon LLC | 56898 | Ameresco Chiquita Canyon | IPP Non-CHP | CA | 1 | 4.6 | 4 | Landfill Gas | LFG | GT | 11 | 2010 |  |  | (OP) Operating | [6 empty] | Los Angeles | 34.4317 | -118.6429
56104 | AMERESCO Chiquita Canyon LLC | 56898 | Ameresco Chiquita Canyon | IPP Non-CHP | CA | 2 | 4.6 | 4 | Landfill Gas | LFG | GT | 11 | 2010 |  |  | (OP) Operating | [6 empty] | Los Angeles | 34.4317 | -118.6429
6957 | Garkane Energy Coop, Inc | 56899 | IRC Generator Facility | Electric Utility | AZ | 290 | 1.5 | 1.5 | Petroleum Liquids | DFO | IC | 12 | 1986 |  |  | (SB) Standby/Backup: available for service but not normally used | [6 empty] | COCONINO | 36.9708 | -112.5264
6957 | Garkane Energy Coop, Inc | 56899 | IRC Generator Facility | Electric Utility | AZ | 291 | 1.5 | 1.5 | Petroleum Liquids | DFO | IC | 12 | 1986 |  |  | (SB) Standby/Backup: available for service but not normally used | [6 empty] | COCONINO | 36.9708 | -112.5264
14405 | Power Choice/Pepco Energy Serv | 56900 | Atlantic City Convention Center | Commercial Non-CHP | NJ | 1 | 0.5 | 0.5 | Solar Photovoltaic | SUN | PV | 12 | 2008 |  |  | (OP) Operating | [6 empty] | Atlantic | 39.3639 | -74.4408
14405 | Power Choice/Pepco Energy Serv | 56900 | Atlantic City Convention Center | Commercial Non-CHP | NJ | 2 | 0.5 | 0.5 | Solar Photovoltaic | SUN | PV | 12 | 2008 |  |  | (OP) Operating | [6 empty] | Atlantic | 39.3639 | -74.4408
14405 | Power Choice/Pepco Energy Serv | 56900 | Atlantic City Convention Center | Commercial Non-CHP | NJ | 3 | 0.5 | 0.5 | Solar Photovoltaic | SUN | PV | 12 | 2008 |  |  | (OP) Operating | [6 empty] | Atlantic | 39.3639 | -74.4408
14405 | Power Choice/Pepco Energy Serv | 56900 | Atlantic City Convention Center | Commercial Non-CHP | NJ | 4 | 0.5 | 0.5 | Solar Photovoltaic | SUN | PV | 12 | 2008 |  |  | (OP) Operating | [6 empty] | Atlantic | 39.3639 | -74.4408
55868 | Noble Wind Operations LLC | 56901 | Noble Altona Windpark LLC | IPP Non-CHP | NY | 1 | 97.5 | 97.5 | Onshore Wind Turbine | WND | WT | 4 | 2009 |  |  | (OP) Operating | [6 empty] | Clinton | 44.8216 | -73.6509
55868 | Noble Wind Operations LLC | 56902 | Noble Wethersfield Windpark LLC | IPP Non-CHP | NY | 1 | 126 | 126 | Onshore Wind Turbine | WND | WT | 4 | 2009 |  |  | (OP) Operating | [6 empty] | Wyoming | 42.6697 | -78.2278
55868 | Noble Wind Operations LLC | 56904 | Noble Chateaugay Windpark LLC | IPP Non-CHP | NY | 1 | 106.5 | 106.5 | Onshore Wind Turbine | WND | WT | 4 | 2009 |  |  | (OP) Operating | [6 empty] | Franklin | 44.8917 | -74.0299
55868 | Noble Wind Operations LLC | 56905 | Noble Great Plains Windpark LLC | IPP Non-CHP | TX | 1 | 114 | 114 | Onshore Wind Turbine | WND | WT | 1 | 2009 |  |  | (OP) Operating | [6 empty] | Hansford | 36.4964 | -101.3917
56815 | NorthWestern Energy DGGS | 56908 | Dave Gates Generating Station | Electric Utility | MT | 1 | 67.7 | 44.1 | Natural Gas Fired Combustion Turbine | NG | GT | 1 | 2011 |  |  | (OP) Operating | [6 empty] | Deer Lodge | 46.1047 | -112.8766
56815 | NorthWestern Energy DGGS | 56908 | Dave Gates Generating Station | Electric Utility | MT | 2 | 67.7 | 44.1 | Natural Gas Fired Combustion Turbine | NG | GT | 1 | 2011 |  |  | (OP) Operating | [6 empty] | Deer Lodge | 46.1047 | -112.8766
56815 | NorthWestern Energy DGGS | 56908 | Dave Gates Generating Station | Electric Utility | MT | 3 | 67.7 | 44.1 | Natural Gas Fired Combustion Turbine | NG | GT | 1 | 2011 |  |  | (OP) Operating | [6 empty] | Deer Lodge | 46.1047 | -112.8766
56113 | MMA GDC Power LP | 56909 | Gap Pacific Distribution Center | Commercial Non-CHP | CA | 1 | 0.3 | 0.3 | Solar Photovoltaic | SUN | PV | 10 | 2008 |  |  | (OP) Operating | [6 empty] | FRESNO | 36.7839 | -119.7094
56113 | MMA GDC Power LP | 56909 | Gap Pacific Distribution Center | Commercial Non-CHP | CA | 2 | 0.3 | 0.3 | Solar Photovoltaic | SUN | PV | 10 | 2008 |  |  | (OP) Operating | [6 empty] | FRESNO | 36.7839 | -119.7094
56113 | MMA GDC Power LP | 56909 | Gap Pacific Distribution Center | Commercial Non-CHP | CA | 3 | 0.3 | 0.3 | Solar Photovoltaic | SUN | PV | 10 | 2008 |  |  | (OP) Operating | [6 empty] | FRESNO | 36.7839 | -119.7094
56113 | MMA GDC Power LP | 56909 | Gap Pacific Distribution Center | Commercial Non-CHP | CA | 4 | 0.3 | 0.3 | Solar Photovoltaic | SUN | PV | 10 | 2008 |  |  | (OP) Operating | [6 empty] | FRESNO | 36.7839 | -119.7094
19391 | UGI Development Co | 56911 | Broad Mountain | IPP Non-CHP | PA | GEN1 | 5.5 | 4.3 | Landfill Gas | LFG | GT | 1 | 2009 |  |  | (OP) Operating | [6 empty] | Schuylkill | 40.6696 | -76.3807
19391 | UGI Development Co | 56911 | Broad Mountain | IPP Non-CHP | PA | GEN2 | 5.5 | 4.4 | Landfill Gas | LFG | GT | 1 | 2009 |  |  | (OP) Operating | [6 empty] | Schuylkill | 40.6696 | -76.3807
55799 | FPL Energy Langdon Wind LLC | 56912 | Langdon Wind II LLC | IPP Non-CHP | ND | GE15 | 40.5 | 40.5 | Onshore Wind Turbine | WND | WT | 9 | 2008 |  |  | (OP) Operating | [6 empty] | Cavalier | 48.6292 | -98.3164
56121 | Osceola Windpower II | 56913 | Osceola Windpower II | IPP Non-CHP | IA | CL25 | 50 | 50 | Onshore Wind Turbine | WND | WT | 9 | 2008 |  |  | (OP) Operating | [6 empty] | Osceola | 43.4303 | -95.4167
56127 | Orange Grove Energy LP | 56914 | Orange Grove Peaking Facility | IPP Non-CHP | CA | CTG1 | 59 | 47.8 | Natural Gas Fired Combustion Turbine | NG | GT | 6 | 2010 |  |  | (OP) Operating | [6 empty] | San Diego | 33.3594 | -117.1114
56127 | Orange Grove Energy LP | 56914 | Orange Grove Peaking Facility | IPP Non-CHP | CA | CTG2 | 59 | 47.8 | Natural Gas Fired Combustion Turbine | NG | GT | 6 | 2010 |  |  | (OP) Operating | [6 empty] | San Diego | 33.3594 | -117.1114
56128 | SAS Institute Inc | 56915 | SAS Solar Farm | IPP Non-CHP | NC | 1 | 0.5 | 0.5 | Solar Photovoltaic | SUN | PV | 12 | 2008 |  |  | (OP) Operating | [6 empty] | Wake | 35.8136 | -78.7503
56128 | SAS Institute Inc | 56915 | SAS Solar Farm | IPP Non-CHP | NC | 2 | 0.5 | 0.5 | Solar Photovoltaic | SUN | PV | 12 | 2008 |  |  | (OP) Operating | [6 empty] | Wake | 35.8136 | -78.7503
56128 | SAS Institute Inc | 56915 | SAS Solar Farm | IPP Non-CHP | NC | 3 | 0.5 | 0.5 | Solar Photovoltaic | SUN | PV | 8 | 2010 |  |  | (OP) Operating | [6 empty] | Wake | 35.8136 | -78.7503
56128 | SAS Institute Inc | 56915 | SAS Solar Farm | IPP Non-CHP | NC | 4 | 0.5 | 0.5 | Solar Photovoltaic | SUN | PV | 8 | 2010 |  |  | (OP) Operating | [6 empty] | Wake | 35.8136 | -78.7503
56167 | Imperial Valley Solar, LLC | 56917 | Imperial Valley Solar, LLC | IPP Non-CHP | CA | 1 | 101 | 101 | Solar Photovoltaic | SUN | PV | 11 | 2013 |  |  | (OP) Operating | [6 empty] | IMPERIAL | 32.6711 | -115.5873
56167 | Imperial Valley Solar, LLC | 56917 | Imperial Valley Solar, LLC | IPP Non-CHP | CA | 1A | 64.6 | 64.6 | Solar Photovoltaic | SUN | PV | 12 | 2013 |  |  | (OP) Operating | [6 empty] | IMPERIAL | 32.6711 | -115.5873
56167 | Imperial Valley Solar, LLC | 56917 | Imperial Valley Solar, LLC | IPP Non-CHP | CA | 1B | 34.3 | 34.3 | Solar Photovoltaic | SUN | PV | 3 | 2014 |  |  | (OP) Operating | [6 empty] | IMPERIAL | 32.6711 | -115.5873
56122 | FPL Energy Ashtabula Wind LLC | 56919 | FPL Energy Ashtabula Wind LLC | IPP Non-CHP | ND | GE15 | 148.5 | 148.5 | Onshore Wind Turbine | WND | WT | 12 | 2008 |  |  | (OP) Operating | [6 empty] | Barnes | 47.1294 | -97.8853
56215 | E ON Climate Renewables N America LLC | 56920 | EC&R Panther Creek Wind Farm I | IPP Non-CHP | TX | 1 | 142.5 | 142.5 | Onshore Wind Turbine | WND | WT | 7 | 2008 |  |  | (OP) Operating | [6 empty] | Howard | 32.1008 | -101.4514
56215 | E ON Climate Renewables N America LLC | 56921 | EC&R Panther Creek Wind Farm II | IPP Non-CHP | TX | 1 | 115.5 | 115.5 | Onshore Wind Turbine | WND | WT | 12 | 2008 |  |  | (OP) Operating | [6 empty] | Glasscock | 31.9361 | -101.2983
56431 | SunE U6 Holdings LLC | 56922 | WWRF Solar Plant | IPP Non-CHP | CO | EAST | 0.5 | 0.4 | Solar Photovoltaic | SUN | PV | 2 | 2009 |  |  | (OP) Operating | [6 empty] | Garfield | 39.5229 | -107.8134
56431 | SunE U6 Holdings LLC | 56922 | WWRF Solar Plant | IPP Non-CHP | CO | WEST | 1.2 | 0.9 | Solar Photovoltaic | SUN | PV | 2 | 2009 |  |  | (OP) Operating | [6 empty] | Garfield | 39.5229 | -107.8134
56123 | FPL Energy Crystal Lake Wind LLC | 56923 | FPL Energy Crystal Lake Wind LLC | IPP Non-CHP | IA | GE15 | 150 | 150 | Onshore Wind Turbine | WND | WT | 12 | 2008 |  |  | (OP) Operating | [6 empty] | Hancock | 43.2125 | -93.8311
56119 | FPL Energy Story Wind LLC | 56924 | FPL Energy Story Wind LLC | IPP Non-CHP | IA | GE15 | 150 | 150 | Onshore Wind Turbine | WND | WT | 12 | 2008 |  |  | (OP) Operating | [6 empty] | Story | 42.1044 | -93.2722
56124 | FPL Energy Crystal Lake Wind II LLC | 56925 | FPL Energy Crystal Lake Wind II LLC | IPP Non-CHP | IA | CL25 | 200 | 200 | Onshore Wind Turbine | WND | WT | 1 | 2009 |  |  | (OP) Operating | [6 empty] | Hancock | 43.2737 | -93.8
56143 | Fairfield University | 56928 | Fairfield University CHP Plant | Commercial CHP | CT | CHP1 | 4.5 | 4.5 | Natural Gas Fired Combustion Turbine | NG | GT | 10 | 2007 |  |  | (OP) Operating | [6 empty] | FAIRFIELD | 41.1589 | -73.2572
6452 | Florida Power & Light Co | 56929 | DeSoto Next Generation Solar Energy | Electric Utility | FL | 1 | 25 | 25 | Solar Photovoltaic | SUN | PV | 10 | 2009 |  |  | (OP) Operating | [6 empty] | DeSoto | 27.3232 | -81.8019
6452 | Florida Power & Light Co | 56930 | Space Coast Next Gen Solar Energy | Electric Utility | FL | 1 | 10 | 10 | Solar Photovoltaic | SUN | PV | 4 | 2010 |  |  | (OP) Operating | [6 empty] | Brevard | 28.4586 | -80.6811
56148 | Aspen Power LLC | 56931 | Aspen Biomass Power Plant | IPP Non-CHP | TX | GEN7 | 44 | 50 | Wood/Wood Waste Biomass | WDS | ST | 9 | 2011 |  |  | (OS) Out of service and NOT expected to return to service in next calendar year | [6 empty] | Angelina | 31.3658 | -94.7436
22040 | Washington State University | 56932 | Biotech LS 0836 | Commercial Non-CHP | WA | BLS1 | 1 | 1 | Petroleum Liquids | DFO | IC | 5 | 2009 |  |  | (SB) Standby/Backup: available for service but not normally used | [6 empty] | Whitman | 46.7331 | -117.1583
56159 | Threemile Canyon Wind I | 56933 | Threemile Canyon Wind I LLC | IPP Non-CHP | OR | 1 | 9.9 | 9.9 | Onshore Wind Turbine | WND | WT | 7 | 2009 |  |  | (OP) Operating | [6 empty] | Morrow | 45.6758 | -119.9375
56158 | Cassia Wind | 56934 | Cassia Wind Farm LLC | IPP Non-CHP | ID | 1 | 10.5 | 10.5 | Onshore Wind Turbine | WND | WT | 3 | 2009 |  |  | (OP) Operating | [6 empty] | Twin Falls | 42.8444 | -115.0369
56157 | Cassia Gulch | 56935 | Cassia Gulch Wind Park LLC | IPP Non-CHP | ID | 1 | 18.9 | 18.9 | Onshore Wind Turbine | WND | WT | 3 | 2009 |  |  | (OP) Operating | [6 empty] | Twin Falls | 42.8744 | -115.0172
5914 | Erie Boulevard Hydropower LP | 56936 | Brookfield Power Glen Falls Hydro | Industrial Non-CHP | NY | GEN1 | 2.4 | 2.3 | Conventional Hydroelectric | WAT | HY | 1 | 1944 |  |  | (OP) Operating | [6 empty] | Warren | 43.3085 | -73.6366
5914 | Erie Boulevard Hydropower LP | 56936 | Brookfield Power Glen Falls Hydro | Industrial Non-CHP | NY | GEN2 | 2 | 1.9 | Conventional Hydroelectric | WAT | HY | 1 | 1957 |  |  | (OP) Operating | [6 empty] | Warren | 43.3085 | -73.6366
5914 | Erie Boulevard Hydropower LP | 56936 | Brookfield Power Glen Falls Hydro | Industrial Non-CHP | NY | GEN3 | 2.2 | 2.1 | Conventional Hydroelectric | WAT | HY | 1 | 1980 |  |  | (OP) Operating | [6 empty] | Warren | 43.3085 | -73.6366
5914 | Erie Boulevard Hydropower LP | 56936 | Brookfield Power Glen Falls Hydro | Industrial Non-CHP | NY | GEN4 | 2.4 | 2.3 | Conventional Hydroelectric | WAT | HY | 1 | 1980 |  |  | (OP) Operating | [6 empty] | Warren | 43.3085 | -73.6366
5914 | Erie Boulevard Hydropower LP | 56936 | Brookfield Power Glen Falls Hydro | Industrial Non-CHP | NY | GEN5 | 2.8 | 2.7 | Conventional Hydroelectric | WAT | HY | 1 | 1965 |  |  | (OP) Operating | [6 empty] | Warren | 43.3085 | -73.6366
56175 | Fairbanks Morse Engine | 56937 | Fairbanks Morse Engine | Industrial Non-CHP | WI | IPE | 1.5 | 1.5 | Petroleum Liquids | DFO | IC | 5 | 1989 |  |  | (SB) Standby/Backup: available for service but not normally used | [6 empty] | Rock | 42.5185 | -89.0287
56183 | SunE NC Progress 1 LLC | 56938 | SunEdison LV Sutton Plant Site | IPP Non-CHP | NC | NCP1 | 1.2 | 1.2 | Solar Photovoltaic | SUN | PV | 12 | 2008 |  |  | (OP) Operating | [6 empty] | NEW HANOVER | 34.2867 | -77.9814
59399 | NRG Solar Blythe | 56939 | NRG Solar Blythe LLC | IPP Non-CHP | CA | 1 | 21 | 21 | Solar Photovoltaic | SUN | PV | 12 | 2009 |  |  | (OP) Operating | [6 empty] | Riverside | 33.5917 | -114.7444
49893 | Invenergy Services LLC | 56941 | Grand Ridge Wind Energy Center | IPP Non-CHP | IL | 1 | 99 | 99 | Onshore Wind Turbine | WND | WT | 10 | 2008 |  |  | (OP) Operating | [6 empty] | LaSalle | 41.2269 | -88.6836
49893 | Invenergy Services LLC | 56941 | Grand Ridge Wind Energy Center | IPP Non-CHP | IL | 2 | 51 | 51 | Onshore Wind Turbine | WND | WT | 12 | 2009 |  |  | (OP) Operating | [6 empty] | LaSalle | 41.2269 | -88.6836
49893 | Invenergy Services LLC | 56941 | Grand Ridge Wind Energy Center | IPP Non-CHP | IL | 3 | 49.5 | 49.5 | Onshore Wind Turbine | WND | WT | 12 | 2009 |  |  | (OP) Operating | [6 empty] | LaSalle | 41.2269 | -88.6836
49893 | Invenergy Services LLC | 56941 | Grand Ridge Wind Energy Center | IPP Non-CHP | IL | 4 | 10.5 | 10.5 | Onshore Wind Turbine | WND | WT | 12 | 2009 |  |  | (OP) Operating | [6 empty] | LaSalle | 41.2269 | -88.6836
49893 | Invenergy Services LLC | 56942 | Forward Wind Energy Center | IPP Non-CHP | WI | 1 | 99 | 99 | Onshore Wind Turbine | WND | WT | 7 | 2008 |  |  | (OP) Operating | [6 empty] | Dodge | 43.6161 | -88.4969
49893 | Invenergy Services LLC | 56942 | Forward Wind Energy Center | IPP Non-CHP | WI | 2 | 30 | 30 | Onshore Wind Turbine | WND | WT | 5 | 2009 |  |  | (OP) Operating | [6 empty] | Dodge | 43.6161 | -88.4969
57036 | Copper Mountain 1 LLC | 56944 | CM10 | IPP Non-CHP | NV | PV01 | 10 | 10 | Solar Photovoltaic | SUN | PV | 12 | 2008 |  |  | (OP) Operating | [6 empty] | Clark | 35.7881 | -114.9933
59883 | NRG Energy Gas & Wind Holdings Inc | 56945 | High Lonesome Mesa LLC | IPP Non-CHP | NM | 1 | 100 | 100 | Onshore Wind Turbine | WND | WT | 7 | 2009 |  |  | (OP) Operating | [6 empty] | Torrance | 34.4667 | -105.9625
59883 | NRG Energy Gas & Wind Holdings Inc | 56946 | Buffalo Bear LLC | IPP Non-CHP | OK | 1 | 18.9 | 18.9 | Onshore Wind Turbine | WND | WT | 12 | 2008 |  |  | (OP) Operating | [6 empty] | Harper | 36.7767 | -99.6353
59883 | NRG Energy Gas & Wind Holdings Inc | 56947 | Elkhorn Ridge Wind LLC | IPP Non-CHP | NE | 1 | 81 | 81 | Onshore Wind Turbine | WND | WT | 3 | 2009 |  |  | (OP) Operating | [6 empty] | Knox | 42.6978 | -97.6189
56218 | Coolidge Power LLC | 56948 | Coolidge Generation Station | IPP Non-CHP | AZ | 1 | 60.5 | 43.4 | Natural Gas Fired Combustion Turbine | NG | GT | 5 | 2011 |  |  | (OP) Operating | [6 empty] | PINAL | 32.9174 | -111.5033
56218 | Coolidge Power LLC | 56948 | Coolidge Generation Station | IPP Non-CHP | AZ | 10 | 60.5 | 43.4 | Natural Gas Fired Combustion Turbine | NG | GT | 5 | 2011 |  |  | (OP) Operating | [6 empty] | PINAL | 32.9174 | -111.5033
56218 | Coolidge Power LLC | 56948 | Coolidge Generation Station | IPP Non-CHP | AZ | 11 | 60.5 | 43.4 | Natural Gas Fired Combustion Turbine | NG | GT | 5 | 2011 |  |  | (OP) Operating | [6 empty] | PINAL | 32.9174 | -111.5033
56218 | Coolidge Power LLC | 56948 | Coolidge Generation Station | IPP Non-CHP | AZ | 12 | 60.5 | 43.4 | Natural Gas Fired Combustion Turbine | NG | GT | 5 | 2011 |  |  | (OP) Operating | [6 empty] | PINAL | 32.9174 | -111.5033
56218 | Coolidge Power LLC | 56948 | Coolidge Generation Station | IPP Non-CHP | AZ | 2 | 60.5 | 43.4 | Natural Gas Fired Combustion Turbine | NG | GT | 5 | 2011 |  |  | (OP) Operating | [6 empty] | PINAL | 32.9174 | -111.5033
56218 | Coolidge Power LLC | 56948 | Coolidge Generation Station | IPP Non-CHP | AZ | 3 | 60.5 | 43.4 | Natural Gas Fired Combustion Turbine | NG | GT | 5 | 2011 |  |  | (OP) Operating | [6 empty] | PINAL | 32.9174 | -111.5033
56218 | Coolidge Power LLC | 56948 | Coolidge Generation Station | IPP Non-CHP | AZ | 4 | 60.5 | 43.4 | Natural Gas Fired Combustion Turbine | NG | GT | 5 | 2011 |  |  | (OP) Operating | [6 empty] | PINAL | 32.9174 | -111.5033
56218 | Coolidge Power LLC | 56948 | Coolidge Generation Station | IPP Non-CHP | AZ | 5 | 60.5 | 43.4 | Natural Gas Fired Combustion Turbine | NG | GT | 5 | 2011 |  |  | (OP) Operating | [6 empty] | PINAL | 32.9174 | -111.5033
56218 | Coolidge Power LLC | 56948 | Coolidge Generation Station | IPP Non-CHP | AZ | 6 | 60.5 | 43.4 | Natural Gas Fired Combustion Turbine | NG | GT | 5 | 2011 |  |  | (OP) Operating | [6 empty] | PINAL | 32.9174 | -111.5033
56218 | Coolidge Power LLC | 56948 | Coolidge Generation Station | IPP Non-CHP | AZ | 7 | 60.5 | 43.4 | Natural Gas Fired Combustion Turbine | NG | GT | 5 | 2011 |  |  | (OP) Operating | [6 empty] | PINAL | 32.9174 | -111.5033
56218 | Coolidge Power LLC | 56948 | Coolidge Generation Station | IPP Non-CHP | AZ | 8 | 60.5 | 43.4 | Natural Gas Fired Combustion Turbine | NG | GT | 5 | 2011 |  |  | (OP) Operating | [6 empty] | PINAL | 32.9174 | -111.5033
56218 | Coolidge Power LLC | 56948 | Coolidge Generation Station | IPP Non-CHP | AZ | 9 | 60.5 | 43.4 | Natural Gas Fired Combustion Turbine | NG | GT | 5 | 2011 |  |  | (OP) Operating | [6 empty] | PINAL | 32.9174 | -111.5033
58523 | Enerdyne Power Systems Inc | 56951 | Enoree Phase II Landfill Gas Recovery | IPP Non-CHP | SC | 1 | 1.6 | 1.5 | Landfill Gas | LFG | IC | 8 | 2008 |  |  | (OP) Operating | [6 empty] | GREENVILLE | 34.8008 | -82.1847
58523 | Enerdyne Power Systems Inc | 56951 | Enoree Phase II Landfill Gas Recovery | IPP Non-CHP | SC | 2 | 1.6 | 1.5 | Landfill Gas | LFG | IC | 8 | 2008 |  |  | (OP) Operating | [6 empty] | GREENVILLE | 34.8008 | -82.1847
49893 | Invenergy Services LLC | 56952 | Willow Creek Energy Center | IPP Non-CHP | OR | 1 | 72 | 72 | Onshore Wind Turbine | WND | WT | 1 | 2009 |  |  | (OP) Operating | [6 empty] | Morrow | 45.6533 | -119.9914
49893 | Invenergy Services LLC | 56953 | High Sheldon Wind Farm | IPP Non-CHP | NY | 1 | 112 | 112 | Onshore Wind Turbine | WND | WT | 2 | 2009 |  |  | (OP) Operating | [6 empty] | Wyoming | 42.7794 | -78.4269
13630 | North Carolina Mun Power Agny #1 | 56954 | Gastonia Prime Power Park | Electric Utility | NC | 1 | 2.3 | 2 | Petroleum Liquids | DFO | IC | 6 | 2008 |  |  | (OP) Operating | [6 empty] | Gaston | 35.3017 | -81.2092
13630 | North Carolina Mun Power Agny #1 | 56954 | Gastonia Prime Power Park | Electric Utility | NC | 2 | 2.3 | 2 | Petroleum Liquids | DFO | IC | 6 | 2008 |  |  | (OP) Operating | [6 empty] | Gaston | 35.3017 | -81.2092
13630 | North Carolina Mun Power Agny #1 | 56954 | Gastonia Prime Power Park | Electric Utility | NC | 3 | 1.8 | 1.8 | Petroleum Liquids | DFO | IC | 12 | 2012 |  |  | (OP) Operating | [6 empty] | Gaston | 35.3017 | -81.2092
13630 | North Carolina Mun Power Agny #1 | 56954 | Gastonia Prime Power Park | Electric Utility | NC | 4 | 1.8 | 1.8 | Petroleum Liquids | DFO | IC | 12 | 2012 |  |  | (OP) Operating | [6 empty] | Gaston | 35.3017 | -81.2092
13630 | North Carolina Mun Power Agny #1 | 56954 | Gastonia Prime Power Park | Electric Utility | NC | 5 | 1.8 | 1.8 | Petroleum Liquids | DFO | IC | 1 | 2013 |  |  | (OP) Operating | [6 empty] | Gaston | 35.3017 | -81.2092
13630 | North Carolina Mun Power Agny #1 | 56954 | Gastonia Prime Power Park | Electric Utility | NC | 6 | 1.8 | 1.8 | Petroleum Liquids | DFO | IC | 1 | 2013 |  |  | (OP) Operating | [6 empty] | Gaston | 35.3017 | -81.2092
56222 | Bull Creek Wind LLC | 56956 | Bull Creek Wind | IPP Non-CHP | TX | 001 | 180 | 180 | Onshore Wind Turbine | WND | WT | 12 | 2008 |  |  | (OP) Operating | [6 empty] | Borden | 32.929 | -101.5786
59880 | Pioneer Crossing Energy LLC | 56957 | Pioneer Crossing Energy, LLC | IPP Non-CHP | PA | LFG1 | 1.6 | 1.6 | Landfill Gas | LFG | IC | 10 | 2008 |  |  | (OP) Operating | [6 empty] | Berks | 40.275 | -75.8167
59880 | Pioneer Crossing Energy LLC | 56957 | Pioneer Crossing Energy, LLC | IPP Non-CHP | PA | LFG2 | 1.6 | 1.6 | Landfill Gas | LFG | IC | 10 | 2008 |  |  | (OP) Operating | [6 empty] | Berks | 40.275 | -75.8167
59880 | Pioneer Crossing Energy LLC | 56957 | Pioneer Crossing Energy, LLC | IPP Non-CHP | PA | LFG3 | 1.6 | 1.6 | Landfill Gas | LFG | IC | 10 | 2008 |  |  | (OP) Operating | [6 empty] | Berks | 40.275 | -75.8167
59880 | Pioneer Crossing Energy LLC | 56957 | Pioneer Crossing Energy, LLC | IPP Non-CHP | PA | LFG4 | 1.6 | 1.6 | Landfill Gas | LFG | IC | 10 | 2008 |  |  | (OP) Operating | [6 empty] | Berks | 40.275 | -75.8167
59880 | Pioneer Crossing Energy LLC | 56957 | Pioneer Crossing Energy, LLC | IPP Non-CHP | PA | LFG5 | 1.6 | 1.6 | Landfill Gas | LFG | IC | 11 | 2013 |  |  | (OP) Operating | [6 empty] | Berks | 40.275 | -75.8167
50158 | Innovative Energy Systems Inc | 56958 | DANC LFGTE Facility | IPP Non-CHP | NY | GEN1 | 1.6 | 1.6 | Landfill Gas | LFG | IC | 10 | 2008 |  |  | (OP) Operating | [6 empty] | Jefferson | 43.82 | -75.9175
50158 | Innovative Energy Systems Inc | 56958 | DANC LFGTE Facility | IPP Non-CHP | NY | GEN2 | 1.6 | 1.6 | Landfill Gas | LFG | IC | 10 | 2008 |  |  | (OP) Operating | [6 empty] | Jefferson | 43.82 | -75.9175
50158 | Innovative Energy Systems Inc | 56958 | DANC LFGTE Facility | IPP Non-CHP | NY | GEN3 | 1.6 | 1.6 | Landfill Gas | LFG | IC | 10 | 2008 |  |  | (OP) Operating | [6 empty] | Jefferson | 43.82 | -75.9175
50158 | Innovative Energy Systems Inc | 56958 | DANC LFGTE Facility | IPP Non-CHP | NY | GEN4 | 1.6 | 1.6 | Landfill Gas | LFG | IC | 4 | 2012 |  |  | (OP) Operating | [6 empty] | Jefferson | 43.82 | -75.9175
56273 | Duke Energy DEGS Ocotillo | 56959 | Ocotillo Windpower | IPP Non-CHP | TX | OWF | 58.8 | 58.8 | Onshore Wind Turbine | WND | WT | 9 | 2008 |  |  | (OP) Operating | [6 empty] | Howard | 32.1217 | -101.3853
56271 | Duke Energy DEGS Happy Jack | 56960 | Happy Jack Windpower Project | IPP Non-CHP | WY | HJW01 | 29.4 | 29.4 | Onshore Wind Turbine | WND | WT | 8 | 2008 |  |  | (OP) Operating | [6 empty] | Laramie | 41.1397 | -104.9978
56272 | Duke Energy DEGS Notrees | 56961 | Notrees Windpower | IPP Non-CHP | TX | BATT | 36 | 36 | Batteries | MWH | BA | 12 | 2012 |  |  | (OP) Operating | [6 empty] | Ector | 31.995 | -102.8283
56272 | Duke Energy DEGS Notrees | 56961 | Notrees Windpower | IPP Non-CHP | TX | GE | 60 | 60 | Onshore Wind Turbine | WND | WT | 4 | 2009 |  |  | (OP) Operating | [6 empty] | Ector | 31.995 | -102.8283
56272 | Duke Energy DEGS Notrees | 56961 | Notrees Windpower | IPP Non-CHP | TX | VESTA | 92.5 | 92.5 | Onshore Wind Turbine | WND | WT | 4 | 2009 |  |  | (OP) Operating | [6 empty] | Ector | 31.995 | -102.8283
56261 | Iredell Transmission LLC | 56962 | Iredell County LFG Facility | IPP Non-CHP | NC | 1 | 1.6 | 1.6 | Landfill Gas | LFG | IC | 8 | 2008 |  |  | (OP) Operating | [6 empty] | IREDELL | 35.7693 | -80.826
56261 | Iredell Transmission LLC | 56962 | Iredell County LFG Facility | IPP Non-CHP | NC | 2 | 1.6 | 1.6 | Landfill Gas | LFG | IC | 8 | 2008 |  |  | (OP) Operating | [6 empty] | IREDELL | 35.7693 | -80.826
56236 | West Deptford Energy LLC | 56963 | West Deptford Energy Station | IPP Non-CHP | NJ | E101 | 225 | 193 | Natural Gas Fired Combined Cycle | NG | CT | 10 | 2014 |  |  | (OP) Operating | [6 empty] | Gloucester | 39.8414 | -75.2214
56236 | West Deptford Energy LLC | 56963 | West Deptford Energy Station | IPP Non-CHP | NJ | E102 | 225 | 193 | Natural Gas Fired Combined Cycle | NG | CT | 10 | 2014 |  |  | (OP) Operating | [6 empty] | Gloucester | 39.8414 | -75.2214
56236 | West Deptford Energy LLC | 56963 | West Deptford Energy Station | IPP Non-CHP | NJ | STG1 | 304 | 283.3 | Natural Gas Fired Combined Cycle | NG | CA | 10 | 2014 |  |  | (OP) Operating | [6 empty] | Gloucester | 39.8414 | -75.2214
56267 | Bayonne Energy Center LLC | 56964 | Bayonne Energy Center | IPP Non-CHP | NJ | GT1 | 64 | 61.2 | Natural Gas Fired Combustion Turbine | NG | GT | 6 | 2012 |  |  | (OP) Operating | [6 empty] | Hudson | 40.6528 | -74.0915
56267 | Bayonne Energy Center LLC | 56964 | Bayonne Energy Center | IPP Non-CHP | NJ | GT2 | 64 | 59.4 | Natural Gas Fired Combustion Turbine | NG | GT | 6 | 2012 |  |  | (OP) Operating | [6 empty] | Hudson | 40.6528 | -74.0915
56267 | Bayonne Energy Center LLC | 56964 | Bayonne Energy Center | IPP Non-CHP | NJ | GT3 | 64 | 58.9 | Natural Gas Fired Combustion Turbine | NG | GT | 6 | 2012 |  |  | (OP) Operating | [6 empty] | Hudson | 40.6528 | -74.0915
56267 | Bayonne Energy Center LLC | 56964 | Bayonne Energy Center | IPP Non-CHP | NJ | GT4 | 64 | 59.7 | Natural Gas Fired Combustion Turbine | NG | GT | 6 | 2012 |  |  | (OP) Operating | [6 empty] | Hudson | 40.6528 | -74.0915
56267 | Bayonne Energy Center LLC | 56964 | Bayonne Energy Center | IPP Non-CHP | NJ | GT5 | 64 | 59.4 | Natural Gas Fired Combustion Turbine | NG | GT | 6 | 2012 |  |  | (OP) Operating | [6 empty] | Hudson | 40.6528 | -74.0915
56267 | Bayonne Energy Center LLC | 56964 | Bayonne Energy Center | IPP Non-CHP | NJ | GT6 | 64 | 59.9 | Natural Gas Fired Combustion Turbine | NG | GT | 6 | 2012 |  |  | (OP) Operating | [6 empty] | Hudson | 40.6528 | -74.0915
56267 | Bayonne Energy Center LLC | 56964 | Bayonne Energy Center | IPP Non-CHP | NJ | GT7 | 64 | 60.5 | Natural Gas Fired Combustion Turbine | NG | GT | 6 | 2012 |  |  | (OP) Operating | [6 empty] | Hudson | 40.6528 | -74.0915
56267 | Bayonne Energy Center LLC | 56964 | Bayonne Energy Center | IPP Non-CHP | NJ | GT8 | 64 | 60.9 | Natural Gas Fired Combustion Turbine | NG | GT | 6 | 2012 |  |  | (OP) Operating | [6 empty] | Hudson | 40.6528 | -74.0915
56237 | QVC Inc | 56966 | QVC Inc | IPP Non-CHP | NC | 1 | 1 | 1 | Solar Photovoltaic | SUN | PV | 12 | 2008 |  |  | (OP) Operating | [6 empty] | Edgecombe | 35.9222 | -77.6731
56804 | Echo 3 | 56967 | Butter Creek Power LLC | IPP Non-CHP | OR | 1 | 5 | 5 | Onshore Wind Turbine | WND | WT | 6 | 2009 |  |  | (OP) Operating | [6 empty] | Umatilla | 45.7017 | -119.4222
56804 | Echo 3 | 56968 | Big Top LLC | IPP Non-CHP | OR | 1 | 1.7 | 1.7 | Onshore Wind Turbine | WND | WT | 6 | 2009 |  |  | (OP) Operating | [6 empty] | Morrow | 45.655 | -119.4647
56803 | Echo 2 | 56969 | Four Corners Windfarm LLC | IPP Non-CHP | OR | 1 | 10 | 10 | Onshore Wind Turbine | WND | WT | 6 | 2009 |  |  | (OP) Operating | [6 empty] | Umatilla | 45.7286 | -119.4181
56803 | Echo 2 | 56970 | Four Mile Canyon Windfarm LLC | IPP Non-CHP | OR | 1 | 10 | 10 | Onshore Wind Turbine | WND | WT | 6 | 2009 |  |  | (OP) Operating | [6 empty] | Morrow | 45.6447 | -119.4533
56802 | Echo 1 | 56971 | Oregon Trail Windfarm LLC | IPP Non-CHP | OR | 1 | 9.9 | 9.9 | Onshore Wind Turbine | WND | WT | 6 | 2009 |  |  | (OP) Operating | [6 empty] | Umatilla | 45.7122 | -119.4044
56802 | Echo 1 | 56972 | Pacific Canyon Windfarm LLC | IPP Non-CHP | OR | 1 | 8.3 | 8.3 | Onshore Wind Turbine | WND | WT | 6 | 2009 |  |  | (OP) Operating | [6 empty] | Morrow | 45.6542 | -119.4869
56802 | Echo 1 | 56973 | Sand Ranch Windfarm LLC | IPP Non-CHP | OR | 1 | 9.9 | 9.9 | Onshore Wind Turbine | WND | WT | 6 | 2009 |  |  | (OP) Operating | [6 empty] | Morrow | 45.6447 | -119.4767
56804 | Echo 3 | 56974 | Wagon Trail LLC | IPP Non-CHP | OR | 1 | 3.3 | 3.3 | Onshore Wind Turbine | WND | WT | 6 | 2009 |  |  | (OP) Operating | [6 empty] | Morrow | 45.6531 | -119.4625
56802 | Echo 1 | 56975 | Ward Butte Windfarm LLC | IPP Non-CHP | OR | 1 | 6.6 | 6.6 | Onshore Wind Turbine | WND | WT | 6 | 2009 |  |  | (OP) Operating | [6 empty] | Umatilla | 45.6967 | -119.4097
56268 | City of Rock Island | 56978 | Sears Hydroelectric Plant | IPP Non-CHP | IL | 1 | 0.4 | 0.3 | Conventional Hydroelectric | WAT | HY | 11 | 1985 |  |  | (OP) Operating | [6 empty] | ROCK ISLAND | 41.4614 | -90.5803
56268 | City of Rock Island | 56978 | Sears Hydroelectric Plant | IPP Non-CHP | IL | 2 | 0.4 | 0.3 | Conventional Hydroelectric | WAT | HY | 7 | 1986 |  |  | (OP) Operating | [6 empty] | ROCK ISLAND | 41.4614 | -90.5803
56268 | City of Rock Island | 56978 | Sears Hydroelectric Plant | IPP Non-CHP | IL | 3 | 0.3 | 0.3 | Conventional Hydroelectric | WAT | HY | 6 | 2010 |  |  | (OP) Operating | [6 empty] | ROCK ISLAND | 41.4614 | -90.5803
56268 | City of Rock Island | 56978 | Sears Hydroelectric Plant | IPP Non-CHP | IL | 4 | 0.3 | 0.3 | Conventional Hydroelectric | WAT | HY | 6 | 2010 |  |  | (OP) Operating | [6 empty] | ROCK ISLAND | 41.4614 | -90.5803
56215 | E ON Climate Renewables N America LLC | 56979 | EC&R Panther Creek Wind Farm III | IPP Non-CHP | TX | 1 | 199.5 | 199.5 | Onshore Wind Turbine | WND | WT | 8 | 2009 |  |  | (OP) Operating | [6 empty] | Sterling | 31.9925 | -101.1167
56215 | E ON Climate Renewables N America LLC | 56980 | Stony Creek Wind Farm LLC | IPP Non-CHP | PA | 1 | 52.5 | 52.5 | Onshore Wind Turbine | WND | WT | 11 | 2009 |  |  | (OP) Operating | [6 empty] | Somerset | 40.0311 | -78.8153
56215 | E ON Climate Renewables N America LLC | 56981 | Pyron Wind Farm LLC | IPP Non-CHP | TX | 1 | 249 | 249 | Onshore Wind Turbine | WND | WT | 2 | 2009 |  |  | (OP) Operating | [6 empty] | Fisher | 32.5886 | -100.6728
56249 | NGP Blue Mountain I LLC | 56982 | NGP Blue Mountain I LLC | IPP Non-CHP | NV | BM1 | 21.3 | 13 | Geothermal | GEO | BT | 11 | 2009 |  |  | (OP) Operating | [6 empty] | Humboldt | 40.9961 | -118.1414
56249 | NGP Blue Mountain I LLC | 56982 | NGP Blue Mountain I LLC | IPP Non-CHP | NV | BM2 | 21.3 | 13 | Geothermal | GEO | BT | 11 | 2009 |  |  | (OP) Operating | [6 empty] | Humboldt | 40.9961 | -118.1414
56249 | NGP Blue Mountain I LLC | 56982 | NGP Blue Mountain I LLC | IPP Non-CHP | NV | BM3 | 21.3 | 13 | Geothermal | GEO | BT | 11 | 2009 |  |  | (OP) Operating | [6 empty] | Humboldt | 40.9961 | -118.1414
56215 | E ON Climate Renewables N America LLC | 56983 | EC&R Papalote Creek I LLC | IPP Non-CHP | TX | 1 | 180 | 180 | Onshore Wind Turbine | WND | WT | 9 | 2009 |  |  | (OP) Operating | [6 empty] | San Patricio | 27.9386 | -97.4586
56215 | E ON Climate Renewables N America LLC | 56984 | Inadale Wind Farm LLC | IPP Non-CHP | TX | 1 | 197 | 197 | Onshore Wind Turbine | WND | WT | 9 | 2009 |  |  | (OP) Operating | [6 empty] | Nolan | 32.4969 | -100.5797
56285 | Smoky Hills Wind Project II LLC | 56985 | Smoky Hills Wind Project Phase II | IPP Non-CHP | KS | SMKII | 148.5 | 148.5 | Onshore Wind Turbine | WND | WT | 11 | 2008 |  |  | (OP) Operating | [6 empty] | Lincoln | 38.8927 | -98.1689
56983 | Gibson County Generation LLC | 56986 | Clinton LFGTE Facility | IPP Non-CHP | NY | GEN1 | 1.6 | 1.6 | Landfill Gas | LFG | IC | 10 | 2008 |  |  | (OP) Operating | [6 empty] | Clinton | 44.6917 | -73.5944
56983 | Gibson County Generation LLC | 56986 | Clinton LFGTE Facility | IPP Non-CHP | NY | GEN2 | 1.6 | 1.6 | Landfill Gas | LFG | IC | 10 | 2008 |  |  | (OP) Operating | [6 empty] | Clinton | 44.6917 | -73.5944
56983 | Gibson County Generation LLC | 56986 | Clinton LFGTE Facility | IPP Non-CHP | NY | GEN3 | 1.6 | 1.6 | Landfill Gas | LFG | IC | 10 | 2008 |  |  | (OP) Operating | [6 empty] | Clinton | 44.6917 | -73.5944
56983 | Gibson County Generation LLC | 56986 | Clinton LFGTE Facility | IPP Non-CHP | NY | GEN4 | 1.6 | 1.6 | Landfill Gas | LFG | IC | 8 | 2009 |  |  | (OP) Operating | [6 empty] | Clinton | 44.6917 | -73.5944
50158 | Innovative Energy Systems Inc | 56987 | Hyland LFGTE Facility | IPP Non-CHP | NY | GEN1 | 1.6 | 1.6 | Landfill Gas | LFG | IC | 8 | 2008 |  |  | (OP) Operating | [6 empty] | Allegany | 42.2853 | -78.0061
50158 | Innovative Energy Systems Inc | 56987 | Hyland LFGTE Facility | IPP Non-CHP | NY | GEN2 | 1.6 | 1.6 | Landfill Gas | LFG | IC | 8 | 2008 |  |  | (OP) Operating | [6 empty] | Allegany | 42.2853 | -78.0061
50158 | Innovative Energy Systems Inc | 56987 | Hyland LFGTE Facility | IPP Non-CHP | NY | GEN3 | 1.6 | 1.6 | Landfill Gas | LFG | IC | 8 | 2008 |  |  | (OP) Operating | [6 empty] | Allegany | 42.2853 | -78.0061
59155 | First Wind O&M, LLC | 56989 | Stetson Wind I | IPP Non-CHP | ME | 1 | 57 | 57 | Onshore Wind Turbine | WND | WT | 1 | 2009 |  |  | (OP) Operating | [6 empty] | Washington | 45.4822 | -67.9944
59155 | First Wind O&M, LLC | 56990 | Rollins Wind Project | IPP Non-CHP | ME | 1 | 60 | 60 | Onshore Wind Turbine | WND | WT | 7 | 2011 |  |  | (OP) Operating | [6 empty] | Penobscot | 45.346 | -68.3802
59155 | First Wind O&M, LLC | 56991 | Stetson Wind II | IPP Non-CHP | ME | 1 | 25.5 | 25.5 | Onshore Wind Turbine | WND | WT | 3 | 2010 |  |  | (OP) Operating | [6 empty] | Washington | 45.615 | -67.971
56284 | MF Mesa Lane LLC | 56993 | MF Mesa Lane LLC | IPP Non-CHP | PA | MESA | 3 | 1.5 | Solar Photovoltaic | SUN | PV | 11 | 2008 |  |  | (OP) Operating | [6 empty] | Bucks | 40.1483 | -74.7772
13781 | Northern States Power Co - Minnesota | 56994 | Grand Meadow | Electric Utility | MN | WND67 | 100.5 | 100.5 | Onshore Wind Turbine | WND | WT | 12 | 2008 |  |  | (OP) Operating | [6 empty] | Mower | 43.7189 | -92.705
17543 | South Carolina Public Service Authority | 56995 | Georgetown LFGTE | Electric Utility | SC | G1 | 1.1 | 1 | Landfill Gas | LFG | IC | 1 | 2010 |  |  | (OP) Operating | [6 empty] | Georgetown | 33.4536 | -79.3161
17609 | Southern California Edison Co | 56996 | Solar Photovoltaic Project #02 | Electric Utility | CA | S1A | 0.5 | 0.5 | Solar Photovoltaic | SUN | PV | 12 | 2009 |  |  | (OP) Operating | [6 empty] | SAN BERNARDINO | 33.9852 | -117.7008
17609 | Southern California Edison Co | 56996 | Solar Photovoltaic Project #02 | Electric Utility | CA | S1B | 0.5 | 0.5 | Solar Photovoltaic | SUN | PV | 12 | 2009 |  |  | (OP) Operating | [6 empty] | SAN BERNARDINO | 33.9852 | -117.7008
1932 | Boise-Kuna Irrigation District | 56997 | Arrowrock Hydroelectric Project | IPP Non-CHP | ID | 1 | 7.5 | 8 | Conventional Hydroelectric | WAT | HY | 4 | 2010 |  |  | (OP) Operating | [6 empty] | Elmore | 43.595 | -115.9233
1932 | Boise-Kuna Irrigation District | 56997 | Arrowrock Hydroelectric Project | IPP Non-CHP | ID | 2 | 7.5 | 8 | Conventional Hydroelectric | WAT | HY | 4 | 2010 |  |  | (OP) Operating | [6 empty] | Elmore | 43.595 | -115.9233
56771 | Black Hills Service Company LLC | 56998 | Pueblo Airport Generating Station | IPP Non-CHP | CO | 4 | 40 | 37 | Natural Gas Fired Combined Cycle | NG | CT | 1 | 2012 |  |  | (OP) Operating | [6 empty] | Pueblo | 38.3208 | -104.5264
56771 | Black Hills Service Company LLC | 56998 | Pueblo Airport Generating Station | IPP Non-CHP | CO | 43 | 20 | 20 | Natural Gas Fired Combined Cycle | NG | CA | 1 | 2012 |  |  | (OP) Operating | [6 empty] | Pueblo | 38.3208 | -104.5264
56771 | Black Hills Service Company LLC | 56998 | Pueblo Airport Generating Station | IPP Non-CHP | CO | 5 | 40 | 37 | Natural Gas Fired Combined Cycle | NG | CT | 1 | 2012 |  |  | (OP) Operating | [6 empty] | Pueblo | 38.3208 | -104.5264
56771 | Black Hills Service Company LLC | 56998 | Pueblo Airport Generating Station | IPP Non-CHP | CO | 53 | 20 | 20 | Natural Gas Fired Combined Cycle | NG | CA | 1 | 2012 |  |  | (OP) Operating | [6 empty] | Pueblo | 38.3208 | -104.5264
56771 | Black Hills Service Company LLC | 56998 | Pueblo Airport Generating Station | IPP Non-CHP | CO | 6 | 40 | 37 | Natural Gas Fired Combined Cycle | NG | CT | 1 | 2012 |  |  | (OP) Operating | [6 empty] | Pueblo | 38.3208 | -104.5264
56771 | Black Hills Service Company LLC | 56998 | Pueblo Airport Generating Station | IPP Non-CHP | CO | 7 | 40 | 37 | Natural Gas Fired Combined Cycle | NG | CT | 1 | 2012 |  |  | (OP) Operating | [6 empty] | Pueblo | 38.3208 | -104.5264
56771 | Black Hills Service Company LLC | 56998 | Pueblo Airport Generating Station | IPP Non-CHP | CO | GT1 | 100 | 90 | Natural Gas Fired Combustion Turbine | NG | GT | 1 | 2012 |  |  | (OP) Operating | [6 empty] | Pueblo | 38.3208 | -104.5264
56771 | Black Hills Service Company LLC | 56998 | Pueblo Airport Generating Station | IPP Non-CHP | CO | GT2 | 100 | 90 | Natural Gas Fired Combustion Turbine | NG | GT | 1 | 2012 |  |  | (OP) Operating | [6 empty] | Pueblo | 38.3208 | -104.5264
56275 | El Cajon Energy LLC | 57001 | El Cajon Energy Center | IPP Non-CHP | CA | GEN1 | 49.9 | 43.5 | Natural Gas Fired Combustion Turbine | NG | GT | 6 | 2010 |  |  | (OP) Operating | [6 empty] | San Diego | 32.7961 | -116.9721
59155 | First Wind O&M, LLC | 57002 | Oakfield Wind Project | IPP Non-CHP | ME | 1 | 148 | 148 | Onshore Wind Turbine | WND | WT | 10 | 2015 |  |  | (OP) Operating | [6 empty] | Aroostook | 46.0581 | -68.1472
50158 | Innovative Energy Systems Inc | 57003 | Fulton LFGTE Facility | IPP Non-CHP | NY | GEN1 | 1.6 | 1.6 | Landfill Gas | LFG | IC | 6 | 2010 |  |  | (OP) Operating | [6 empty] | Fulton | 43.0142 | -74.4739
50158 | Innovative Energy Systems Inc | 57003 | Fulton LFGTE Facility | IPP Non-CHP | NY | GEN2 | 1.6 | 1.6 | Landfill Gas | LFG | IC | 6 | 2010 |  |  | (OP) Operating | [6 empty] | Fulton | 43.0142 | -74.4739
56294 | SunE WG113 Moreno Valley LLC | 57004 | SunEdison Walgreens Moreno Valley | IPP Non-CHP | CA | 1 | 1 | 0.9 | Solar Photovoltaic | SUN | PV | 9 | 2007 |  |  | (OP) Operating | [6 empty] | RIVERSIDE | 33.8672 | -117.23
56431 | SunE U6 Holdings LLC | 57005 | Mariani Packing Vacaville Solar | IPP Non-CHP | CA | 1 | 1 | 0.9 | Solar Photovoltaic | SUN | PV | 11 | 2008 |  |  | (OP) Operating | [6 empty] | SOLANO | 38.4001 | -121.9637
56296 | SunE WG45 Woodland LLC | 57006 | Walgreens Woodland Distribution Center | IPP Non-CHP | CA | 1 | 1 | 0.9 | Solar Photovoltaic | SUN | PV | 8 | 2007 |  |  | (OP) Operating | [6 empty] | YOLO | 38.6749 | -121.7134
56297 | SunE CPA CDC2 LLC | 57007 | SunEdison Ironwood State Prison | IPP Non-CHP | CA | 1 | 1 | 0.9 | Solar Photovoltaic | SUN | PV | 5 | 2008 |  |  | (OP) Operating | [6 empty] | Riverside | 33.5673 | -114.918
56431 | SunE U6 Holdings LLC | 57008 | SunEdison Procter & Gamble Oxnard | IPP Non-CHP | CA | 1 | 1 | 0.8 | Solar Photovoltaic | SUN | PV | 10 | 2009 |  |  | (OP) Operating | [6 empty] | Ventura | 34.2089 | -119.13
56300 | SunE KHL55 San Bernardino LLC | 57009 | Kohls San Bernardino Solar Facility | IPP Non-CHP | CA | 1 | 1 | 0.9 | Solar Photovoltaic | SUN | PV | 11 | 2007 |  |  | (OP) Operating | [6 empty] | SAN BERNARDINO | 34.0947 | -117.2668
56434 | SunE M5 Holdings LLC | 57010 | SunEdison Anheuser Busch Fairfield | IPP Non-CHP | CA | 1 | 1 | 0.9 | Solar Photovoltaic | SUN | PV | 12 | 2008 |  |  | (OP) Operating | [6 empty] | Solano | 38.2321 | -122.0927
56302 | SunE CPA CDC1 LLC | 57011 | Chuckawalla Valley State Prison | IPP Non-CHP | CA | 1 | 1 | 0.9 | Solar Photovoltaic | SUN | PV | 6 | 2006 |  |  | (OP) Operating | [6 empty] | Riverside | 33.5653 | -114.9036
56434 | SunE M5 Holdings LLC | 57012 | SunEdison Walmart Apple Valley DC | IPP Non-CHP | CA | 1 | 1 | 0.9 | Solar Photovoltaic | SUN | PV | 3 | 2009 |  |  | (OP) Operating | [6 empty] | SAN BERNARDINO | 34.5975 | -117.2
54842 | WM Renewable Energy LLC | 57014 | Waste Management Arden LFGTE | IPP Non-CHP | PA | GEN1 | 0.8 | 0.8 | Landfill Gas | LFG | IC | 2 | 2009 |  |  | (OP) Operating | [6 empty] | WASHINGTON | 40.2058 | -80.2611
54842 | WM Renewable Energy LLC | 57014 | Waste Management Arden LFGTE | IPP Non-CHP | PA | GEN2 | 0.8 | 0.8 | Landfill Gas | LFG | IC | 2 | 2009 |  |  | (OP) Operating | [6 empty] | WASHINGTON | 40.2058 | -80.2611
54842 | WM Renewable Energy LLC | 57014 | Waste Management Arden LFGTE | IPP Non-CHP | PA | GEN3 | 0.8 | 0.8 | Landfill Gas | LFG | IC | 2 | 2009 |  |  | (OP) Operating | [6 empty] | WASHINGTON | 40.2058 | -80.2611
54842 | WM Renewable Energy LLC | 57014 | Waste Management Arden LFGTE | IPP Non-CHP | PA | GEN4 | 0.8 | 0.8 | Landfill Gas | LFG | IC | 2 | 2009 |  |  | (OP) Operating | [6 empty] | WASHINGTON | 40.2058 | -80.2611
54842 | WM Renewable Energy LLC | 57014 | Waste Management Arden LFGTE | IPP Non-CHP | PA | GEN5 | 0.8 | 0.8 | Landfill Gas | LFG | IC | 2 | 2009 |  |  | (OP) Operating | [6 empty] | WASHINGTON | 40.2058 | -80.2611
54842 | WM Renewable Energy LLC | 57014 | Waste Management Arden LFGTE | IPP Non-CHP | PA | GEN6 | 0.8 | 0.8 | Landfill Gas | LFG | IC | 2 | 2009 |  |  | (OP) Operating | [6 empty] | WASHINGTON | 40.2058 | -80.2611
54842 | WM Renewable Energy LLC | 57015 | Waste Management Columbia Ridge LFGTE | IPP Non-CHP | OR | GEN1 | 0.8 | 0.8 | Landfill Gas | LFG | IC | 12 | 2009 |  |  | (OP) Operating | [6 empty] | GILLIAM | 45.5739 | -120.2969
54842 | WM Renewable Energy LLC | 57015 | Waste Management Columbia Ridge LFGTE | IPP Non-CHP | OR | GEN10 | 1.6 | 1.6 | Landfill Gas | LFG | IC | 8 | 2014 |  |  | (OP) Operating | [6 empty] | GILLIAM | 45.5739 | -120.2969
54842 | WM Renewable Energy LLC | 57015 | Waste Management Columbia Ridge LFGTE | IPP Non-CHP | OR | GEN11 | 1.6 | 1.6 | Landfill Gas | LFG | IC | 8 | 2014 |  |  | (OP) Operating | [6 empty] | GILLIAM | 45.5739 | -120.2969
54842 | WM Renewable Energy LLC | 57015 | Waste Management Columbia Ridge LFGTE | IPP Non-CHP | OR | GEN12 | 1.6 | 1.6 | Landfill Gas | LFG | IC | 8 | 2014 |  |  | (OP) Operating | [6 empty] | GILLIAM | 45.5739 | -120.2969
54842 | WM Renewable Energy LLC | 57015 | Waste Management Columbia Ridge LFGTE | IPP Non-CHP | OR | GEN2 | 0.8 | 0.8 | Landfill Gas | LFG | IC | 12 | 2009 |  |  | (OP) Operating | [6 empty] | GILLIAM | 45.5739 | -120.2969
54842 | WM Renewable Energy LLC | 57015 | Waste Management Columbia Ridge LFGTE | IPP Non-CHP | OR | GEN3 | 0.8 | 0.8 | Landfill Gas | LFG | IC | 12 | 2009 |  |  | (OP) Operating | [6 empty] | GILLIAM | 45.5739 | -120.2969
54842 | WM Renewable Energy LLC | 57015 | Waste Management Columbia Ridge LFGTE | IPP Non-CHP | OR | GEN4 | 0.8 | 0.8 | Landfill Gas | LFG | IC | 12 | 2009 |  |  | (OP) Operating | [6 empty] | GILLIAM | 45.5739 | -120.2969
54842 | WM Renewable Energy LLC | 57015 | Waste Management Columbia Ridge LFGTE | IPP Non-CHP | OR | GEN5 | 0.8 | 0.8 | Landfill Gas | LFG | IC | 12 | 2009 |  |  | (OP) Operating | [6 empty] | GILLIAM | 45.5739 | -120.2969
54842 | WM Renewable Energy LLC | 57015 | Waste Management Columbia Ridge LFGTE | IPP Non-CHP | OR | GEN6 | 0.8 | 0.8 | Landfill Gas | LFG | IC | 12 | 2009 |  |  | (OP) Operating | [6 empty] | GILLIAM | 45.5739 | -120.2969
54842 | WM Renewable Energy LLC | 57015 | Waste Management Columbia Ridge LFGTE | IPP Non-CHP | OR | GEN7 | 0.8 | 0.8 | Landfill Gas | LFG | IC | 12 | 2009 |  |  | (OP) Operating | [6 empty] | GILLIAM | 45.5739 | -120.2969
54842 | WM Renewable Energy LLC | 57015 | Waste Management Columbia Ridge LFGTE | IPP Non-CHP | OR | GEN8 | 0.8 | 0.8 | Landfill Gas | LFG | IC | 12 | 2009 |  |  | (OP) Operating | [6 empty] | GILLIAM | 45.5739 | -120.2969
54842 | WM Renewable Energy LLC | 57015 | Waste Management Columbia Ridge LFGTE | IPP Non-CHP | OR | GEN9 | 1.6 | 1.6 | Landfill Gas | LFG | IC | 8 | 2014 |  |  | (OP) Operating | [6 empty] | GILLIAM | 45.5739 | -120.2969
54842 | WM Renewable Energy LLC | 57016 | Waste Management Crossroads LFGTE | IPP Non-CHP | ME | GEN1 | 1.6 | 1.6 | Landfill Gas | LFG | IC | 3 | 2009 |  |  | (OP) Operating | [6 empty] | SOMERSET | 44.7014 | -69.8319
54842 | WM Renewable Energy LLC | 57016 | Waste Management Crossroads LFGTE | IPP Non-CHP | ME | GEN2 | 1.6 | 1.6 | Landfill Gas | LFG | IC | 3 | 2009 |  |  | (OP) Operating | [6 empty] | SOMERSET | 44.7014 | -69.8319
54842 | WM Renewable Energy LLC | 57017 | Spruce Ridge Gas Recovery | IPP Non-CHP | MN | GEN1 | 0.8 | 0.8 | Landfill Gas | LFG | IC | 4 | 2008 |  |  | (OP) Operating | [6 empty] | McLeod | 44.8158 | -94.2489
54842 | WM Renewable Energy LLC | 57017 | Spruce Ridge Gas Recovery | IPP Non-CHP | MN | GEN2 | 0.8 | 0.8 | Landfill Gas | LFG | IC | 4 | 2008 |  |  | (OP) Operating | [6 empty] | McLeod | 44.8158 | -94.2489
54842 | WM Renewable Energy LLC | 57017 | Spruce Ridge Gas Recovery | IPP Non-CHP | MN | GEN3 | 0.8 | 0.8 | Landfill Gas | LFG | IC | 4 | 2008 |  |  | (OP) Operating | [6 empty] | McLeod | 44.8158 | -94.2489
54842 | WM Renewable Energy LLC | 57017 | Spruce Ridge Gas Recovery | IPP Non-CHP | MN | GEN4 | 0.8 | 0.8 | Landfill Gas | LFG | IC | 12 | 2010 |  |  | (OP) Operating | [6 empty] | McLeod | 44.8158 | -94.2489
54842 | WM Renewable Energy LLC | 57018 | Waste Management Middle Peninsula LFGTE | IPP Non-CHP | VA | GEN1 | 0.8 | 0.8 | Landfill Gas | LFG | IC | 9 | 2009 |  |  | (OP) Operating | [6 empty] | MIDDLESEX | 37.5681 | -76.6233
54842 | WM Renewable Energy LLC | 57018 | Waste Management Middle Peninsula LFGTE | IPP Non-CHP | VA | GEN2 | 0.8 | 0.8 | Landfill Gas | LFG | IC | 9 | 2009 |  |  | (OP) Operating | [6 empty] | MIDDLESEX | 37.5681 | -76.6233
54842 | WM Renewable Energy LLC | 57018 | Waste Management Middle Peninsula LFGTE | IPP Non-CHP | VA | GEN3 | 0.8 | 0.8 | Landfill Gas | LFG | IC | 9 | 2009 |  |  | (OP) Operating | [6 empty] | MIDDLESEX | 37.5681 | -76.6233
54842 | WM Renewable Energy LLC | 57018 | Waste Management Middle Peninsula LFGTE | IPP Non-CHP | VA | GEN4 | 0.8 | 0.8 | Landfill Gas | LFG | IC | 9 | 2009 |  |  | (OP) Operating | [6 empty] | MIDDLESEX | 37.5681 | -76.6233
54842 | WM Renewable Energy LLC | 57018 | Waste Management Middle Peninsula LFGTE | IPP Non-CHP | VA | GEN5 | 0.8 | 0.8 | Landfill Gas | LFG | IC | 9 | 2009 |  |  | (OP) Operating | [6 empty] | MIDDLESEX | 37.5681 | -76.6233
54842 | WM Renewable Energy LLC | 57018 | Waste Management Middle Peninsula LFGTE | IPP Non-CHP | VA | GEN6 | 0.8 | 0.8 | Landfill Gas | LFG | IC | 9 | 2009 |  |  | (OP) Operating | [6 empty] | MIDDLESEX | 37.5681 | -76.6233
54842 | WM Renewable Energy LLC | 57018 | Waste Management Middle Peninsula LFGTE | IPP Non-CHP | VA | GEN7 | 0.8 | 0.8 | Landfill Gas | LFG | IC | 9 | 2009 |  |  | (OP) Operating | [6 empty] | MIDDLESEX | 37.5681 | -76.6233
54842 | WM Renewable Energy LLC | 57018 | Waste Management Middle Peninsula LFGTE | IPP Non-CHP | VA | GEN8 | 0.8 | 0.8 | Landfill Gas | LFG | IC | 9 | 2009 |  |  | (OP) Operating | [6 empty] | MIDDLESEX | 37.5681 | -76.6233
54842 | WM Renewable Energy LLC | 57019 | Riverbend Landfill | IPP Non-CHP | OR | GEN1 | 0.8 | 0.8 | Landfill Gas | LFG | IC | 6 | 2010 |  |  | (OP) Operating | [6 empty] | YAMHILL | 45.1672 | -123.2511
54842 | WM Renewable Energy LLC | 57019 | Riverbend Landfill | IPP Non-CHP | OR | GEN2 | 0.8 | 0.8 | Landfill Gas | LFG | IC | 6 | 2010 |  |  | (OP) Operating | [6 empty] | YAMHILL | 45.1672 | -123.2511
54842 | WM Renewable Energy LLC | 57019 | Riverbend Landfill | IPP Non-CHP | OR | GEN3 | 0.8 | 0.8 | Landfill Gas | LFG | IC | 6 | 2010 |  |  | (OP) Operating | [6 empty] | YAMHILL | 45.1672 | -123.2511
54842 | WM Renewable Energy LLC | 57019 | Riverbend Landfill | IPP Non-CHP | OR | GEN4 | 0.8 | 0.8 | Landfill Gas | LFG | IC | 6 | 2010 |  |  | (OP) Operating | [6 empty] | YAMHILL | 45.1672 | -123.2511
54842 | WM Renewable Energy LLC | 57019 | Riverbend Landfill | IPP Non-CHP | OR | GEN5 | 0.8 | 0.8 | Landfill Gas | LFG | IC | 6 | 2010 |  |  | (OP) Operating | [6 empty] | YAMHILL | 45.1672 | -123.2511
54842 | WM Renewable Energy LLC | 57019 | Riverbend Landfill | IPP Non-CHP | OR | GEN6 | 0.8 | 0.8 | Landfill Gas | LFG | IC | 6 | 2010 |  |  | (OP) Operating | [6 empty] | YAMHILL | 45.1672 | -123.2511
54842 | WM Renewable Energy LLC | 57020 | Westside Landfill Gas Recovery | IPP Non-CHP | TX | GEN1 | 1.6 | 1.6 | Landfill Gas | LFG | IC | 3 | 2010 |  |  | (OP) Operating | [6 empty] | PARKER | 32.7206 | -97.5142
54842 | WM Renewable Energy LLC | 57020 | Westside Landfill Gas Recovery | IPP Non-CHP | TX | GEN2 | 1.6 | 1.6 | Landfill Gas | LFG | IC | 3 | 2010 |  |  | (OP) Operating | [6 empty] | PARKER | 32.7206 | -97.5142
54842 | WM Renewable Energy LLC | 57020 | Westside Landfill Gas Recovery | IPP Non-CHP | TX | GEN3 | 1.6 | 1.6 | Landfill Gas | LFG | IC | 3 | 2010 |  |  | (OP) Operating | [6 empty] | PARKER | 32.7206 | -97.5142
54842 | WM Renewable Energy LLC | 57021 | Waste Management Madison County LFGTE | IPP Non-CHP | NY | GEN1 | 1.6 | 1.6 | Landfill Gas | LFG | IC | 6 | 2009 |  |  | (OP) Operating | [6 empty] | MADISON | 43.0336 | -75.7028
54842 | WM Renewable Energy LLC | 57022 | Waste Management King George LFGTE | IPP Non-CHP | VA | GEN1 | 3.3 | 2.8 | Landfill Gas | LFG | GT | 5 | 2010 |  |  | (OP) Operating | [6 empty] | KING GEORGE | 38.2747 | -77.3081
54842 | WM Renewable Energy LLC | 57022 | Waste Management King George LFGTE | IPP Non-CHP | VA | GEN2 | 3.3 | 2.8 | Landfill Gas | LFG | GT | 5 | 2010 |  |  | (OP) Operating | [6 empty] | KING GEORGE | 38.2747 | -77.3081
54842 | WM Renewable Energy LLC | 57022 | Waste Management King George LFGTE | IPP Non-CHP | VA | GEN3 | 3.3 | 2.8 | Landfill Gas | LFG | GT | 5 | 2010 |  |  | (OP) Operating | [6 empty] | KING GEORGE | 38.2747 | -77.3081
54842 | WM Renewable Energy LLC | 57022 | Waste Management King George LFGTE | IPP Non-CHP | VA | GEN4 | 3.3 | 2.9 | Landfill Gas | LFG | GT | 6 | 2011 |  |  | (OP) Operating | [6 empty] | KING GEORGE | 38.2747 | -77.3081
54842 | WM Renewable Energy LLC | 57023 | Waste Management Rolling Meadows LFGTE | IPP Non-CHP | KS | GEN1 | 0.8 | 0.8 | Landfill Gas | LFG | IC | 1 | 2010 |  |  | (OP) Operating | [6 empty] | SHAWNEE | 39.1067 | -95.7211
54842 | WM Renewable Energy LLC | 57023 | Waste Management Rolling Meadows LFGTE | IPP Non-CHP | KS | GEN2 | 0.8 | 0.8 | Landfill Gas | LFG | IC | 1 | 2010 |  |  | (OP) Operating | [6 empty] | SHAWNEE | 39.1067 | -95.7211
54842 | WM Renewable Energy LLC | 57023 | Waste Management Rolling Meadows LFGTE | IPP Non-CHP | KS | GEN3 | 0.8 | 0.8 | Landfill Gas | LFG | IC | 1 | 2010 |  |  | (OP) Operating | [6 empty] | SHAWNEE | 39.1067 | -95.7211
54842 | WM Renewable Energy LLC | 57023 | Waste Management Rolling Meadows LFGTE | IPP Non-CHP | KS | GEN4 | 0.8 | 0.8 | Landfill Gas | LFG | IC | 1 | 2010 |  |  | (OP) Operating | [6 empty] | SHAWNEE | 39.1067 | -95.7211
54842 | WM Renewable Energy LLC | 57023 | Waste Management Rolling Meadows LFGTE | IPP Non-CHP | KS | GEN5 | 0.8 | 0.8 | Landfill Gas | LFG | IC | 1 | 2010 |  |  | (OP) Operating | [6 empty] | SHAWNEE | 39.1067 | -95.7211
54842 | WM Renewable Energy LLC | 57023 | Waste Management Rolling Meadows LFGTE | IPP Non-CHP | KS | GEN6 | 0.8 | 0.8 | Landfill Gas | LFG | IC | 1 | 2010 |  |  | (OP) Operating | [6 empty] | SHAWNEE | 39.1067 | -95.7211
54842 | WM Renewable Energy LLC | 57023 | Waste Management Rolling Meadows LFGTE | IPP Non-CHP | KS | GEN7 | 0.8 | 0.8 | Landfill Gas | LFG | IC | 1 | 2010 |  |  | (OP) Operating | [6 empty] | SHAWNEE | 39.1067 | -95.7211
54842 | WM Renewable Energy LLC | 57024 | Waste Management Northern Oaks LFGTE | IPP Non-CHP | MI | GEN1 | 1.6 | 1.6 | Landfill Gas | LFG | IC | 11 | 2010 |  |  | (OP) Operating | [6 empty] | CLARE | 43.9906 | -84.8003
54842 | WM Renewable Energy LLC | 57025 | Waste Management Eco Vista LFGTE | IPP Non-CHP | AR | GEN1 | 0.8 | 0.8 | Landfill Gas | LFG | IC | 11 | 2010 |  |  | (OP) Operating | [6 empty] | WASHINGTON | 36.1758 | -94.2056
54842 | WM Renewable Energy LLC | 57025 | Waste Management Eco Vista LFGTE | IPP Non-CHP | AR | GEN2 | 0.8 | 0.8 | Landfill Gas | LFG | IC | 11 | 2010 |  |  | (OP) Operating | [6 empty] | WASHINGTON | 36.1758 | -94.2056
54842 | WM Renewable Energy LLC | 57025 | Waste Management Eco Vista LFGTE | IPP Non-CHP | AR | GEN3 | 0.8 | 0.8 | Landfill Gas | LFG | IC | 11 | 2010 |  |  | (OP) Operating | [6 empty] | WASHINGTON | 36.1758 | -94.2056
54842 | WM Renewable Energy LLC | 57025 | Waste Management Eco Vista LFGTE | IPP Non-CHP | AR | GEN4 | 0.8 | 0.8 | Landfill Gas | LFG | IC | 11 | 2010 |  |  | (OP) Operating | [6 empty] | WASHINGTON | 36.1758 | -94.2056
54842 | WM Renewable Energy LLC | 57025 | Waste Management Eco Vista LFGTE | IPP Non-CHP | AR | GEN5 | 0.8 | 0.8 | Landfill Gas | LFG | IC | 11 | 2010 |  |  | (OP) Operating | [6 empty] | WASHINGTON | 36.1758 | -94.2056
54842 | WM Renewable Energy LLC | 57026 | Superior Landfill Gas Recovery | IPP Non-CHP | GA | GEN 5 | 0.8 | 0.8 | Landfill Gas | LFG | IC | 11 | 2009 |  |  | (OP) Operating | [6 empty] | CHATHAM | 32.0303 | -81.2722
54842 | WM Renewable Energy LLC | 57026 | Superior Landfill Gas Recovery | IPP Non-CHP | GA | GEN1 | 0.8 | 0.8 | Landfill Gas | LFG | IC | 11 | 2009 |  |  | (OP) Operating | [6 empty] | CHATHAM | 32.0303 | -81.2722
54842 | WM Renewable Energy LLC | 57026 | Superior Landfill Gas Recovery | IPP Non-CHP | GA | GEN2 | 0.8 | 0.8 | Landfill Gas | LFG | IC | 11 | 2009 |  |  | (OP) Operating | [6 empty] | CHATHAM | 32.0303 | -81.2722
54842 | WM Renewable Energy LLC | 57026 | Superior Landfill Gas Recovery | IPP Non-CHP | GA | GEN3 | 0.8 | 0.8 | Landfill Gas | LFG | IC | 11 | 2009 |  |  | (OP) Operating | [6 empty] | CHATHAM | 32.0303 | -81.2722
54842 | WM Renewable Energy LLC | 57026 | Superior Landfill Gas Recovery | IPP Non-CHP | GA | GEN4 | 0.8 | 0.8 | Landfill Gas | LFG | IC | 11 | 2009 |  |  | (OP) Operating | [6 empty] | CHATHAM | 32.0303 | -81.2722
54842 | WM Renewable Energy LLC | 57026 | Superior Landfill Gas Recovery | IPP Non-CHP | GA | GEN6 | 0.8 | 0.8 | Landfill Gas | LFG | IC | 11 | 2009 |  |  | (OP) Operating | [6 empty] | CHATHAM | 32.0303 | -81.2722
54842 | WM Renewable Energy LLC | 57026 | Superior Landfill Gas Recovery | IPP Non-CHP | GA | GEN7 | 0.8 | 0.8 | Landfill Gas | LFG | IC | 11 | 2009 |  |  | (OP) Operating | [6 empty] | CHATHAM | 32.0303 | -81.2722
54842 | WM Renewable Energy LLC | 57026 | Superior Landfill Gas Recovery | IPP Non-CHP | GA | GEN8 | 0.8 | 0.8 | Landfill Gas | LFG | IC | 11 | 2009 |  |  | (OP) Operating | [6 empty] | CHATHAM | 32.0303 | -81.2722
590 | City of Anaheim - (CA) | 57027 | Canyon Power Plant | Electric Utility | CA | CPP1 | 50 | 49.4 | Natural Gas Fired Combustion Turbine | NG | GT | 9 | 2011 |  |  | (OP) Operating | [6 empty] | Orange | 33.8581 | -117.8617
590 | City of Anaheim - (CA) | 57027 | Canyon Power Plant | Electric Utility | CA | CPP2 | 50 | 48 | Natural Gas Fired Combustion Turbine | NG | GT | 9 | 2011 |  |  | (OP) Operating | [6 empty] | Orange | 33.8581 | -117.8617
590 | City of Anaheim - (CA) | 57027 | Canyon Power Plant | Electric Utility | CA | CPP3 | 50 | 48 | Natural Gas Fired Combustion Turbine | NG | GT | 8 | 2011 |  |  | (OP) Operating | [6 empty] | Orange | 33.8581 | -117.8617
590 | City of Anaheim - (CA) | 57027 | Canyon Power Plant | Electric Utility | CA | CPP4 | 50 | 49.4 | Natural Gas Fired Combustion Turbine | NG | GT | 8 | 2011 |  |  | (OP) Operating | [6 empty] | Orange | 33.8581 | -117.8617
9191 | Idaho Power Co | 57028 | Langley Gulch Power Plant | Electric Utility | ID | GTG | 187 | 176.9 | Natural Gas Fired Combined Cycle | NG | CT | 6 | 2012 |  |  | (OP) Operating | [6 empty] | PAYETTE | 43.9044 | -116.8197
9191 | Idaho Power Co | 57028 | Langley Gulch Power Plant | Electric Utility | ID | STG | 131.5 | 122.8 | Natural Gas Fired Combined Cycle | NG | CA | 6 | 2012 |  |  | (OP) Operating | [6 empty] | PAYETTE | 43.9044 | -116.8197
17650 | Southern Power Co | 57029 | Cleveland Cnty Generating Facility | IPP Non-CHP | NC | 1 | 184 | 185 | Natural Gas Fired Combustion Turbine | NG | GT | 12 | 2012 |  |  | (OP) Operating | [6 empty] | Cleveland | 35.1705 | -81.4166
17650 | Southern Power Co | 57029 | Cleveland Cnty Generating Facility | IPP Non-CHP | NC | 2 | 184 | 187 | Natural Gas Fired Combustion Turbine | NG | GT | 12 | 2012 |  |  | (OP) Operating | [6 empty] | Cleveland | 35.1705 | -81.4166
17650 | Southern Power Co | 57029 | Cleveland Cnty Generating Facility | IPP Non-CHP | NC | 3 | 184 | 183 | Natural Gas Fired Combustion Turbine | NG | GT | 12 | 2012 |  |  | (OP) Operating | [6 empty] | Cleveland | 35.1705 | -81.4166
17650 | Southern Power Co | 57029 | Cleveland Cnty Generating Facility | IPP Non-CHP | NC | 4 | 184 | 183 | Natural Gas Fired Combustion Turbine | NG | GT | 12 | 2012 |  |  | (OP) Operating | [6 empty] | Cleveland | 35.1705 | -81.4166
11118 | Lockhart Power Co | 57030 | Pacolet Diesel Generation Facility | Electric Utility | SC | DI 1 | 1.8 | 1.8 | Petroleum Liquids | DFO | IC | 12 | 2006 |  |  | (OP) Operating | [6 empty] | SPARTANBURG | 34.8986 | -81.7397
11118 | Lockhart Power Co | 57030 | Pacolet Diesel Generation Facility | Electric Utility | SC | DI 2 | 1.8 | 1.8 | Petroleum Liquids | DFO | IC | 12 | 2006 |  |  | (OP) Operating | [6 empty] | SPARTANBURG | 34.8986 | -81.7397
11118 | Lockhart Power Co | 57030 | Pacolet Diesel Generation Facility | Electric Utility | SC | DI 3 | 1.8 | 1.8 | Petroleum Liquids | DFO | IC | 12 | 2006 |  |  | (OP) Operating | [6 empty] | SPARTANBURG | 34.8986 | -81.7397
14232 | Otter Tail Power Co | 57031 | Luverne Wind Farm | Electric Utility | ND | 1 | 49.5 | 4 | Onshore Wind Turbine | WND | WT | 9 | 2009 |  |  | (OP) Operating | [6 empty] | Steele | 47.3272 | -97.8975
14232 | Otter Tail Power Co | 57032 | Ashtabula Wind Energy Center | Electric Utility | ND | 1 | 48 | 48 | Onshore Wind Turbine | WND | WT | 10 | 2008 |  |  | (OP) Operating | [6 empty] | Barnes | 47.1244 | -97.8961
14232 | Otter Tail Power Co | 57033 | Langdon Wind Energy Center | Electric Utility | ND | 1 | 40.5 | 40.5 | Onshore Wind Turbine | WND | WT | 12 | 2007 |  |  | (OP) Operating | [6 empty] | Cavalier | 48.6303 | -98.3169
20737 | Willmar Municipal Utilities | 57034 | Willmar Municipal East Substation | Electric Utility | MN | E04 | 2 | 2 | Petroleum Liquids | DFO | IC | 6 | 2000 |  |  | (OP) Operating | [6 empty] | KANDIYOHI | 45.1272 | -95.025
20737 | Willmar Municipal Utilities | 57034 | Willmar Municipal East Substation | Electric Utility | MN | E05 | 2 | 2 | Petroleum Liquids | DFO | IC | 6 | 2000 |  |  | (OP) Operating | [6 empty] | KANDIYOHI | 45.1272 | -95.025
20737 | Willmar Municipal Utilities | 57034 | Willmar Municipal East Substation | Electric Utility | MN | E06 | 2 | 2 | Petroleum Liquids | DFO | IC | 6 | 2000 |  |  | (OP) Operating | [6 empty] | KANDIYOHI | 45.1272 | -95.025
20737 | Willmar Municipal Utilities | 57035 | Willmar Municipal SW Substation | Electric Utility | MN | SW01 | 2 | 2 | Petroleum Liquids | DFO | IC | 6 | 2000 |  |  | (OP) Operating | [6 empty] | KANDIYOHI | 45.105 | -95.0844
20737 | Willmar Municipal Utilities | 57035 | Willmar Municipal SW Substation | Electric Utility | MN | SW02 | 2 | 2 | Petroleum Liquids | DFO | IC | 6 | 2000 |  |  | (OP) Operating | [6 empty] | KANDIYOHI | 45.105 | -95.0844
20737 | Willmar Municipal Utilities | 57035 | Willmar Municipal SW Substation | Electric Utility | MN | SW03 | 2 | 2 | Petroleum Liquids | DFO | IC | 6 | 2000 |  |  | (OP) Operating | [6 empty] | KANDIYOHI | 45.105 | -95.0844
3522 | Chugach Electric Assn Inc | 57036 | Southcentral Power Project | Electric Utility | AK | 1 | 48.8 | 39.8 | Natural Gas Fired Combined Cycle | NG | CT | 1 | 2013 |  |  | (OP) Operating | [6 empty] | Anchorage | 61.1674 | -149.9053
3522 | Chugach Electric Assn Inc | 57036 | Southcentral Power Project | Electric Utility | AK | 2 | 48.8 | 39.8 | Natural Gas Fired Combined Cycle | NG | CT | 1 | 2013 |  |  | (OP) Operating | [6 empty] | Anchorage | 61.1674 | -149.9053
3522 | Chugach Electric Assn Inc | 57036 | Southcentral Power Project | Electric Utility | AK | 3 | 48.8 | 39.8 | Natural Gas Fired Combined Cycle | NG | CT | 1 | 2013 |  |  | (OP) Operating | [6 empty] | Anchorage | 61.1674 | -149.9053
3522 | Chugach Electric Assn Inc | 57036 | Southcentral Power Project | Electric Utility | AK | 4 | 57.5 | 50.3 | Natural Gas Fired Combined Cycle | NG | CA | 1 | 2013 |  |  | (OP) Operating | [6 empty] | Anchorage | 61.1674 | -149.9053
12686 | Mississippi Power Co | 57037 | Kemper County IGCC Project | Electric Utility | MS | 1A | 235.5 | 204.5 | Natural Gas Fired Combined Cycle | NG | CT | 8 | 2014 |  |  | (OP) Operating | [6 empty] | Kemper | 32.6547 | -88.7622
12686 | Mississippi Power Co | 57037 | Kemper County IGCC Project | Electric Utility | MS | 1B | 235.5 | 204.5 | Natural Gas Fired Combined Cycle | NG | CT | 8 | 2014 |  |  | (OP) Operating | [6 empty] | Kemper | 32.6547 | -88.7622
12686 | Mississippi Power Co | 57037 | Kemper County IGCC Project | Electric Utility | MS | 1C | 369 | 146.2 | Natural Gas Fired Combined Cycle | NG | CA | 8 | 2014 |  |  | (OP) Operating | [6 empty] | Kemper | 32.6547 | -88.7622
12647 | ALLETE, Inc. | 57038 | Bison I Wind Energy Center | Electric Utility | ND | PHS1 | 36.8 | 36.8 | Onshore Wind Turbine | WND | WT | 12 | 2010 |  |  | (OP) Operating | [6 empty] | Morton | 46.98 | -101.5547
12647 | ALLETE, Inc. | 57038 | Bison I Wind Energy Center | Electric Utility | ND | PHS2 | 42.7 | 45 | Onshore Wind Turbine | WND | WT | 1 | 2012 |  |  | (OP) Operating | [6 empty] | Morton | 46.98 | -101.5547
14354 | PacifiCorp | 57039 | McFadden Ridge | Electric Utility | WY | 1 | 29.7 | 28.5 | Onshore Wind Turbine | WND | WT | 10 | 2009 |  |  | (OP) Operating | [6 empty] | Albany | 41.7244 | -105.9906
14354 | PacifiCorp | 57040 | High Plains | Electric Utility | WY | 1 | 103.3 | 99 | Onshore Wind Turbine | WND | WT | 9 | 2009 |  |  | (OP) Operating | [6 empty] | Albany | 41.6751 | -106.0111
14328 | Pacific Gas & Electric Co | 57041 | Vaca Dixon Solar Station | Electric Utility | CA | 1 | 2 | 2 | Solar Photovoltaic | SUN | PV | 12 | 2009 |  |  | (OP) Operating | [6 empty] | Solano | 38.4106 | -121.9264
14328 | Pacific Gas & Electric Co | 57042 | CSU East Bay | Electric Utility | CA | 1 | 1.4 | 1.4 | Other Natural Gas | NG | FC | 9 | 2011 |  |  | (OP) Operating | [6 empty] | Alameda | 37.6589 | -122.0594
14328 | Pacific Gas & Electric Co | 57043 | SF State University | Electric Utility | CA | 1 | 0.2 | 0.2 | Other Natural Gas | NG | FC | 9 | 2011 |  |  | (OP) Operating | [6 empty] | San Francisco | 37.7239 | -122.4775
14328 | Pacific Gas & Electric Co | 57043 | SF State University | Electric Utility | CA | 2 | 1.4 | 1.4 | Other Natural Gas | NG | FC | 9 | 2011 |  |  | (OP) Operating | [6 empty] | San Francisco | 37.7239 | -122.4775
59496 | Allete Clean Energy | 57044 | Armenia Mountain Wind Farm | IPP Non-CHP | PA | 1 | 100.5 | 100.5 | Onshore Wind Turbine | WND | WT | 12 | 2009 |  |  | (OP) Operating | [6 empty] | Tioga | 41.7619 | -76.8553
55963 | AE Power Services LLC | 57045 | Rolling Thunder Wind Farm | IPP Non-CHP | SD | 1 | 25 | 25 | Onshore Wind Turbine | WND | WT | 11 | 2009 |  |  | (OP) Operating | [6 empty] | Hand | 44.4778 | -99.1339
772 | Archer Daniels Midland Co | 57046 | Archer Daniels Midland Columbus | Industrial CHP | NE | GEN1 | 71.4 | 61 | Conventional Steam Coal | SUB | ST | 5 | 2010 |  |  | (OP) Operating | [6 empty] | PLATTE | 41.4164 | -97.2863
13781 | Northern States Power Co - Minnesota | 57047 | Nobles Wind Project | Electric Utility | MN | 1 | 201 | 201 | Onshore Wind Turbine | WND | WT | 12 | 2010 |  |  | (OP) Operating | [6 empty] | NOBLES | 43.7036 | -95.7131
56365 | NaturEner Glacier Wind Energy 1 LLC | 57049 | NaturEner Glacier Wind Energy 1 | IPP Non-CHP | MT | NGW1 | 106.5 | 104.2 | Onshore Wind Turbine | WND | WT | 10 | 2008 |  |  | (OP) Operating | [6 empty] | Toole | 48.51 | -112.1097
56366 | NaturEner Glacier Wind Energy 2 LLC | 57050 | NaturEner Glacier Wind Energy 2 | IPP Non-CHP | MT | NGW2 | 103.5 | 101.4 | Onshore Wind Turbine | WND | WT | 11 | 2009 |  |  | (OP) Operating | [6 empty] | Toole | 48.5333 | -112.1847
221 | Alaska Village Elec Coop, Inc | 57051 | Noatak | Electric Utility | AK | 5A | 0.5 | 0.5 | Petroleum Liquids | DFO | IC | 6 | 2015 |  |  | (OP) Operating | [6 empty] | Northwest Arctic | 67.57 | -162.98
221 | Alaska Village Elec Coop, Inc | 57051 | Noatak | Electric Utility | AK | UNIT2 | 0.3 | 0.3 | Petroleum Liquids | DFO | IC | 12 | 2008 |  |  | (OP) Operating | [6 empty] | Northwest Arctic | 67.57 | -162.98
221 | Alaska Village Elec Coop, Inc | 57051 | Noatak | Electric Utility | AK | UNIT4 | 0.5 | 0.5 | Petroleum Liquids | DFO | IC | 7 | 2004 |  |  | (OP) Operating | [6 empty] | Northwest Arctic | 67.57 | -162.98
221 | Alaska Village Elec Coop, Inc | 57052 | Savoonga | Electric Utility | AK | UNIT1 | 0.4 | 0.4 | Petroleum Liquids | DFO | IC | 7 | 2008 |  |  | (OP) Operating | [6 empty] | Nome | 63.25 | -169.5889
221 | Alaska Village Elec Coop, Inc | 57052 | Savoonga | Electric Utility | AK | UNIT2 | 0.5 | 0.5 | Petroleum Liquids | DFO | IC | 7 | 2008 |  |  | (OP) Operating | [6 empty] | Nome | 63.25 | -169.5889
221 | Alaska Village Elec Coop, Inc | 57052 | Savoonga | Electric Utility | AK | UNIT3 | 0.8 | 0.8 | Petroleum Liquids | DFO | IC | 7 | 2008 |  |  | (OP) Operating | [6 empty] | Nome | 63.25 | -169.5889
221 | Alaska Village Elec Coop, Inc | 57053 | Alakanuk | Electric Utility | AK | UNIT1 | 0.4 | 0.4 | Petroleum Liquids | DFO | IC | 1 | 2008 |  |  | (OP) Operating | [6 empty] | WADE HAMPTON | 62.6833 | -164.6544
221 | Alaska Village Elec Coop, Inc | 57053 | Alakanuk | Electric Utility | AK | UNIT2 | 0.5 | 0.5 | Petroleum Liquids | DFO | IC | 12 | 1999 |  |  | (OP) Operating | [6 empty] | WADE HAMPTON | 62.6833 | -164.6544
221 | Alaska Village Elec Coop, Inc | 57053 | Alakanuk | Electric Utility | AK | UNIT3 | 0.4 | 0.4 | Petroleum Liquids | DFO | IC | 10 | 1993 |  |  | (OP) Operating | [6 empty] | WADE HAMPTON | 62.6833 | -164.6544
221 | Alaska Village Elec Coop, Inc | 57053 | Alakanuk | Electric Utility | AK | UNIT4 | 0.8 | 0.8 | Petroleum Liquids | DFO | IC | 8 | 2013 |  |  | (OP) Operating | [6 empty] | WADE HAMPTON | 62.6833 | -164.6544
221 | Alaska Village Elec Coop, Inc | 57054 | Upper Kalskag | Electric Utility | AK | UNIT1 | 0.2 | 0.2 | Petroleum Liquids | DFO | IC | 12 | 2004 |  |  | (OP) Operating | [6 empty] | Bethel | 61.5378 | -160.3072
221 | Alaska Village Elec Coop, Inc | 57054 | Upper Kalskag | Electric Utility | AK | UNIT2 | 0.4 | 0.4 | Petroleum Liquids | DFO | IC | 12 | 2004 |  |  | (OP) Operating | [6 empty] | Bethel | 61.5378 | -160.3072
221 | Alaska Village Elec Coop, Inc | 57054 | Upper Kalskag | Electric Utility | AK | UNIT3 | 0.5 | 0.5 | Petroleum Liquids | DFO | IC | 12 | 2004 |  |  | (OP) Operating | [6 empty] | Bethel | 61.5378 | -160.3072
221 | Alaska Village Elec Coop, Inc | 57055 | Stebbins | Electric Utility | AK | 1 | 0.5 | 0.5 | Petroleum Liquids | DFO | IC | 3 | 2014 |  |  | (OP) Operating | [6 empty] | Nome | 63.47 | -162.2489
221 | Alaska Village Elec Coop, Inc | 57055 | Stebbins | Electric Utility | AK | 2 | 0.5 | 0.5 | Petroleum Liquids | DFO | IC | 3 | 2014 |  |  | (OP) Operating | [6 empty] | Nome | 63.47 | -162.2489
221 | Alaska Village Elec Coop, Inc | 57055 | Stebbins | Electric Utility | AK | 3 | 0.5 | 0.5 | Petroleum Liquids | DFO | IC | 3 | 2014 |  |  | (OP) Operating | [6 empty] | Nome | 63.47 | -162.2489
221 | Alaska Village Elec Coop, Inc | 57055 | Stebbins | Electric Utility | AK | 4 | 0.5 | 0.5 | Petroleum Liquids | DFO | IC | 3 | 2014 |  |  | (OP) Operating | [6 empty] | Nome | 63.47 | -162.2489
221 | Alaska Village Elec Coop, Inc | 57056 | Scammon Bay | Electric Utility | AK | UNIT1 | 0.4 | 0.4 | Petroleum Liquids | DFO | IC | 5 | 2004 |  |  | (OP) Operating | [6 empty] | Wade Hampton | 61.79 | -165.0689
221 | Alaska Village Elec Coop, Inc | 57056 | Scammon Bay | Electric Utility | AK | UNIT2 | 0.4 | 0.4 | Petroleum Liquids | DFO | IC | 9 | 2001 |  |  | (OP) Operating | [6 empty] | Wade Hampton | 61.79 | -165.0689
221 | Alaska Village Elec Coop, Inc | 57056 | Scammon Bay | Electric Utility | AK | UNIT3 | 0.5 | 0.5 | Petroleum Liquids | DFO | IC | 1 | 2007 |  |  | (OP) Operating | [6 empty] | Wade Hampton | 61.79 | -165.0689
221 | Alaska Village Elec Coop, Inc | 57057 | Quinhagak | Electric Utility | AK | UNIT1 | 0.4 | 0.4 | Petroleum Liquids | DFO | IC | 12 | 1996 |  |  | (OP) Operating | [6 empty] | Bethel | 59.7539 | -161.9008
221 | Alaska Village Elec Coop, Inc | 57057 | Quinhagak | Electric Utility | AK | UNIT2 | 0.3 | 0.3 | Petroleum Liquids | DFO | IC | 3 | 2002 |  |  | (OP) Operating | [6 empty] | Bethel | 59.7539 | -161.9008
221 | Alaska Village Elec Coop, Inc | 57057 | Quinhagak | Electric Utility | AK | UNIT3 | 0.4 | 0.4 | Petroleum Liquids | DFO | IC | 12 | 1986 |  |  | (OP) Operating | [6 empty] | Bethel | 59.7539 | -161.9008
221 | Alaska Village Elec Coop, Inc | 57058 | Pilot Station | Electric Utility | AK | UNIT1 | 0.4 | 0.4 | Petroleum Liquids | DFO | IC | 12 | 1998 |  |  | (OP) Operating | [6 empty] | Wade Hampton | 61.9381 | -162.875
221 | Alaska Village Elec Coop, Inc | 57058 | Pilot Station | Electric Utility | AK | UNIT2 | 0.5 | 0.5 | Petroleum Liquids | DFO | IC | 1 | 2005 |  |  | (OP) Operating | [6 empty] | Wade Hampton | 61.9381 | -162.875
221 | Alaska Village Elec Coop, Inc | 57058 | Pilot Station | Electric Utility | AK | UNIT3 | 0.3 | 0.3 | Petroleum Liquids | DFO | IC | 1 | 2002 |  |  | (OP) Operating | [6 empty] | Wade Hampton | 61.9381 | -162.875
221 | Alaska Village Elec Coop, Inc | 57059 | Koyuk | Electric Utility | AK | UNIT1 | 0.2 | 0.2 | Petroleum Liquids | DFO | IC | 2 | 2005 |  |  | (OP) Operating | [6 empty] | Nome | 64.93 | -161.16
221 | Alaska Village Elec Coop, Inc | 57059 | Koyuk | Electric Utility | AK | UNIT2 | 0.4 | 0.4 | Petroleum Liquids | DFO | IC | 2 | 2005 |  |  | (OP) Operating | [6 empty] | Nome | 64.93 | -161.16
221 | Alaska Village Elec Coop, Inc | 57059 | Koyuk | Electric Utility | AK | UNIT3 | 0.5 | 0.5 | Petroleum Liquids | DFO | IC | 2 | 2005 |  |  | (OP) Operating | [6 empty] | Nome | 64.93 | -161.16
221 | Alaska Village Elec Coop, Inc | 57060 | Elim | Electric Utility | AK | UNIT1 | 0.2 | 0.2 | Petroleum Liquids | DFO | IC | 6 | 2003 |  |  | (OP) Operating | [6 empty] | Nome | 64.6206 | -162.2772
221 | Alaska Village Elec Coop, Inc | 57060 | Elim | Electric Utility | AK | UNIT2 | 0.4 | 0.4 | Petroleum Liquids | DFO | IC | 6 | 2003 |  |  | (OP) Operating | [6 empty] | Nome | 64.6206 | -162.2772
221 | Alaska Village Elec Coop, Inc | 57060 | Elim | Electric Utility | AK | UNIT3 | 1 | 0.5 | Petroleum Liquids | DFO | IC | 6 | 2003 |  |  | (OP) Operating | [6 empty] | Nome | 64.6206 | -162.2772
221 | Alaska Village Elec Coop, Inc | 57061 | St. Michael | Electric Utility | AK | 4 | 0.7 | 0.7 | Petroleum Liquids | DFO | IC | 5 | 2015 |  |  | (SB) Standby/Backup: available for service but not normally used | [6 empty] | Nome | 63.4775 | -162.0383
221 | Alaska Village Elec Coop, Inc | 57062 | Gambell | Electric Utility | AK | 1A | 0.3 | 0.3 | Petroleum Liquids | DFO | IC | 9 | 2006 |  |  | (OP) Operating | [6 empty] | Nome | 63.7667 | -171.7375
221 | Alaska Village Elec Coop, Inc | 57062 | Gambell | Electric Utility | AK | UNIT2 | 0.5 | 0.5 | Petroleum Liquids | DFO | IC | 9 | 2006 |  |  | (OP) Operating | [6 empty] | Nome | 63.7667 | -171.7375
221 | Alaska Village Elec Coop, Inc | 57062 | Gambell | Electric Utility | AK | UNIT3 | 0.8 | 0.8 | Petroleum Liquids | DFO | IC | 9 | 2006 |  |  | (OP) Operating | [6 empty] | Nome | 63.7667 | -171.7375
221 | Alaska Village Elec Coop, Inc | 57063 | Shungnak | Electric Utility | AK | UNIT1 | 0.2 | 0.2 | Petroleum Liquids | DFO | IC | 3 | 1991 |  |  | (OP) Operating | [6 empty] | Northwest Arctic | 66.71 | -156.9889
221 | Alaska Village Elec Coop, Inc | 57063 | Shungnak | Electric Utility | AK | UNIT2 | 0.3 | 0.3 | Petroleum Liquids | DFO | IC | 11 | 1984 |  |  | (OP) Operating | [6 empty] | Northwest Arctic | 66.71 | -156.9889
221 | Alaska Village Elec Coop, Inc | 57063 | Shungnak | Electric Utility | AK | UNIT3 | 0.3 | 0.3 | Petroleum Liquids | DFO | IC | 8 | 1998 |  |  | (OP) Operating | [6 empty] | Northwest Arctic | 66.71 | -156.9889
221 | Alaska Village Elec Coop, Inc | 57063 | Shungnak | Electric Utility | AK | UNIT4 | 0.4 | 0.4 | Petroleum Liquids | DFO | IC | 3 | 1991 |  |  | (OP) Operating | [6 empty] | Northwest Arctic | 66.71 | -156.9889
221 | Alaska Village Elec Coop, Inc | 57064 | Kotlik | Electric Utility | AK | UNIT1 | 0.3 | 0.3 | Petroleum Liquids | DFO | IC | 9 | 2007 |  |  | (OP) Operating | [6 empty] | Wade Hampton | 62.9456 | -163.7614
221 | Alaska Village Elec Coop, Inc | 57064 | Kotlik | Electric Utility | AK | UNIT2 | 0.3 | 0.3 | Petroleum Liquids | DFO | IC | 9 | 2007 |  |  | (OP) Operating | [6 empty] | Wade Hampton | 62.9456 | -163.7614
221 | Alaska Village Elec Coop, Inc | 57064 | Kotlik | Electric Utility | AK | UNIT3 | 0.4 | 0.5 | Petroleum Liquids | DFO | IC | 9 | 2007 |  |  | (OP) Operating | [6 empty] | Wade Hampton | 62.9456 | -163.7614
221 | Alaska Village Elec Coop, Inc | 57064 | Kotlik | Electric Utility | AK | UNIT4 | 0.4 | 0.5 | Petroleum Liquids | DFO | IC | 9 | 2007 |  |  | (OP) Operating | [6 empty] | Wade Hampton | 62.9456 | -163.7614
221 | Alaska Village Elec Coop, Inc | 57065 | Kivalina | Electric Utility | AK | UNIT1 | 0.2 | 0.2 | Petroleum Liquids | DFO | IC | 4 | 1996 |  |  | (OP) Operating | [6 empty] | Northwest Arctic | 67.63 | -163.7189
221 | Alaska Village Elec Coop, Inc | 57065 | Kivalina | Electric Utility | AK | UNIT2 | 0.3 | 0.3 | Petroleum Liquids | DFO | IC | 10 | 1977 |  |  | (OP) Operating | [6 empty] | Northwest Arctic | 67.63 | -163.7189
221 | Alaska Village Elec Coop, Inc | 57065 | Kivalina | Electric Utility | AK | UNIT3 | 0.2 | 0.2 | Petroleum Liquids | DFO | IC | 5 | 1990 |  |  | (OP) Operating | [6 empty] | Northwest Arctic | 67.63 | -163.7189
221 | Alaska Village Elec Coop, Inc | 57065 | Kivalina | Electric Utility | AK | UNIT4 | 0.4 | 0.4 | Petroleum Liquids | DFO | IC | 12 | 2004 |  |  | (OP) Operating | [6 empty] | Northwest Arctic | 67.63 | -163.7189
221 | Alaska Village Elec Coop, Inc | 57066 | Kasigluk | Electric Utility | AK | 5A | 0.7 | 0.7 | Petroleum Liquids | DFO | IC | 8 | 2004 |  |  | (OP) Operating | [6 empty] | Bethel | 60.8731 | -162.5197
221 | Alaska Village Elec Coop, Inc | 57066 | Kasigluk | Electric Utility | AK | UNIT1 | 0.4 | 0.4 | Petroleum Liquids | DFO | IC | 5 | 2006 |  |  | (OP) Operating | [6 empty] | Bethel | 60.8731 | -162.5197
221 | Alaska Village Elec Coop, Inc | 57066 | Kasigluk | Electric Utility | AK | UNIT2 | 0.5 | 0.5 | Petroleum Liquids | DFO | IC | 2 | 2006 |  |  | (OP) Operating | [6 empty] | Bethel | 60.8731 | -162.5197
221 | Alaska Village Elec Coop, Inc | 57067 | Toksook Bay | Electric Utility | AK | UNIT1 | 0.4 | 0.4 | Petroleum Liquids | DFO | IC | 8 | 2005 |  |  | (OP) Operating | [6 empty] | Bethel | 60.6 | -164.7489
221 | Alaska Village Elec Coop, Inc | 57067 | Toksook Bay | Electric Utility | AK | UNIT2 | 0.5 | 0.5 | Petroleum Liquids | DFO | IC | 8 | 2005 |  |  | (OP) Operating | [6 empty] | Bethel | 60.6 | -164.7489
221 | Alaska Village Elec Coop, Inc | 57067 | Toksook Bay | Electric Utility | AK | UNIT3 | 0.8 | 0.8 | Petroleum Liquids | DFO | IC | 8 | 2005 |  |  | (OP) Operating | [6 empty] | Bethel | 60.6 | -164.7489
56354 | GenConn Middletown LLC | 57068 | GenConn Middletown LLC | IPP Non-CHP | CT | 12 | 60.5 | 48.5 | Petroleum Liquids | KER | GT | 6 | 2011 |  |  | (OP) Operating | [6 empty] | Middlesex | 41.5544 | -72.5767
56354 | GenConn Middletown LLC | 57068 | GenConn Middletown LLC | IPP Non-CHP | CT | 13 | 60.5 | 48.5 | Petroleum Liquids | KER | GT | 6 | 2011 |  |  | (OP) Operating | [6 empty] | Middlesex | 41.5544 | -72.5767
56354 | GenConn Middletown LLC | 57068 | GenConn Middletown LLC | IPP Non-CHP | CT | 14 | 60.5 | 48.5 | Petroleum Liquids | KER | GT | 6 | 2011 |  |  | (OP) Operating | [6 empty] | Middlesex | 41.5544 | -72.5767
56354 | GenConn Middletown LLC | 57068 | GenConn Middletown LLC | IPP Non-CHP | CT | 15 | 60.5 | 48.5 | Petroleum Liquids | KER | GT | 6 | 2011 |  |  | (OP) Operating | [6 empty] | Middlesex | 41.5544 | -72.5767
56353 | Twin Cities Hydro LLC | 57069 | Twin Cities Hydro LLC | IPP Non-CHP | MN | 1 | 4.5 | 4.5 | Conventional Hydroelectric | WAT | HY | 10 | 1924 |  |  | (OP) Operating | [6 empty] | Ramsey | 44.9156 | -93.1994
56353 | Twin Cities Hydro LLC | 57069 | Twin Cities Hydro LLC | IPP Non-CHP | MN | 2 | 4.5 | 4.5 | Conventional Hydroelectric | WAT | HY | 10 | 1924 |  |  | (OP) Operating | [6 empty] | Ramsey | 44.9156 | -93.1994
56353 | Twin Cities Hydro LLC | 57069 | Twin Cities Hydro LLC | IPP Non-CHP | MN | 3 | 4.5 | 4.5 | Conventional Hydroelectric | WAT | HY | 10 | 1924 |  |  | (OP) Operating | [6 empty] | Ramsey | 44.9156 | -93.1994
56353 | Twin Cities Hydro LLC | 57069 | Twin Cities Hydro LLC | IPP Non-CHP | MN | 4 | 4.5 | 4.5 | Conventional Hydroelectric | WAT | HY | 10 | 1924 |  |  | (OP) Operating | [6 empty] | Ramsey | 44.9156 | -93.1994
56352 | GenConn Devon LLC | 57070 | GenConn Devon LLC | IPP Non-CHP | CT | 15 | 60.5 | 46.9 | Petroleum Liquids | KER | GT | 7 | 2010 |  |  | (OP) Operating | [6 empty] | New Haven | 41.2108 | -73.1075
56352 | GenConn Devon LLC | 57070 | GenConn Devon LLC | IPP Non-CHP | CT | 16 | 60.5 | 46.9 | Petroleum Liquids | KER | GT | 6 | 2010 |  |  | (OP) Operating | [6 empty] | New Haven | 41.2108 | -73.1075
56352 | GenConn Devon LLC | 57070 | GenConn Devon LLC | IPP Non-CHP | CT | 17 | 60.5 | 46.9 | Petroleum Liquids | KER | GT | 6 | 2010 |  |  | (OP) Operating | [6 empty] | New Haven | 41.2108 | -73.1075
56352 | GenConn Devon LLC | 57070 | GenConn Devon LLC | IPP Non-CHP | CT | 18 | 60.5 | 46.9 | Petroleum Liquids | KER | GT | 6 | 2010 |  |  | (OP) Operating | [6 empty] | New Haven | 41.2108 | -73.1075
56351 | Denton Power LLC | 57071 | Denton Power LLC | IPP Non-CHP | TX | 1 | 1.6 | 1.6 | Landfill Gas | LFG | IC | 12 | 2008 |  |  | (OP) Operating | [6 empty] | Denton | 33.1919 | -97.0761
56364 | United States Steel Granite City Works | 57072 | Granite City Works | Industrial CHP | IL | G-1 | 78 | 78 | Other Gases | BFG | ST | 6 | 2010 |  |  | (OP) Operating | [6 empty] | Madison | 38.6972 | -90.1283
57499 | NRG Energy Services | 57073 | Ivanpah 2 | IPP Non-CHP | CA | ST1 | 133.4 | 133.4 | Solar Thermal without Energy Storage | SUN | ST | 12 | 2013 |  |  | (OP) Operating | [6 empty] | San Bernardino | 35.5561 | -115.4686
57499 | NRG Energy Services | 57074 | Ivanpah 1 | IPP Non-CHP | CA | ST1 | 133 | 133 | Solar Thermal without Energy Storage | SUN | ST | 12 | 2013 |  |  | (OP) Operating | [6 empty] | San Bernardino | 35.5331 | -115.4525
57499 | NRG Energy Services | 57075 | Ivanpah 3 | IPP Non-CHP | CA | ST1 | 133.4 | 133.4 | Solar Thermal without Energy Storage | SUN | ST | 12 | 2013 |  |  | (OP) Operating | [6 empty] | San Bernardino | 35.5808 | -115.4825
56367 | Columbus Water Works | 57076 | South Columbus Water Resource Facility | Commercial CHP | GA | GEN1 | 1.8 | 1.8 | Other Waste Biomass | OBG | IC | 7 | 2010 |  |  | (OP) Operating | [6 empty] | Muscogee | 32.4119 | -84.9761
56367 | Columbus Water Works | 57076 | South Columbus Water Resource Facility | Commercial CHP | GA | GEN2 | 1.8 | 1.8 | Other Waste Biomass | OBG | IC | 7 | 2010 |  |  | (OP) Operating | [6 empty] | Muscogee | 32.4119 | -84.9761
59155 | First Wind O&M, LLC | 57078 | Steel Winds II | IPP Non-CHP | NY | 1 | 15 | 15 | Onshore Wind Turbine | WND | WT | 1 | 2012 |  |  | (OP) Operating | [6 empty] | Erie | 42.8072 | -78.8617
59155 | First Wind O&M, LLC | 57079 | Milford Wind Corridor I LLC | IPP Non-CHP | UT | 1 | 203.5 | 203.5 | Onshore Wind Turbine | WND | WT | 9 | 2009 |  |  | (OP) Operating | [6 empty] | Beaver | 38.5357 | -112.935
59155 | First Wind O&M, LLC | 57080 | Sheffield Wind | IPP Non-CHP | VT | 1 | 40 | 40 | Onshore Wind Turbine | WND | WT | 10 | 2011 |  |  | (OP) Operating | [6 empty] | Caledonia | 44.676 | -72.1013
56610 | Calpine Vineland Solar LLC | 57081 | Calpine Vineland Solar LLC | IPP Non-CHP | NJ | CVS1 | 2.3 | 2.3 | Solar Photovoltaic | SUN | PV | 8 | 2009 |  |  | (OP) Operating | [6 empty] | Cumberland | 39.4636 | -75.0667
56610 | Calpine Vineland Solar LLC | 57081 | Calpine Vineland Solar LLC | IPP Non-CHP | NJ | CVS2 | 1.8 | 1.8 | Solar Photovoltaic | SUN | PV | 12 | 2009 |  |  | (OP) Operating | [6 empty] | Cumberland | 39.4636 | -75.0667
59155 | First Wind O&M, LLC | 57082 | Kaheawa Wind Power II LLC | IPP Non-CHP | HI | 1 | 21 | 21 | Onshore Wind Turbine | WND | WT | 6 | 2012 |  |  | (OP) Operating | [6 empty] | Maui | 20.7947 | -156.536
59155 | First Wind O&M, LLC | 57082 | Kaheawa Wind Power II LLC | IPP Non-CHP | HI | 2 | 10 | 10 | Batteries | MWH | BA | 6 | 2012 |  |  | (OP) Operating | [6 empty] | Maui | 20.7947 | -156.536
59155 | First Wind O&M, LLC | 57083 | Bull Hill Wind Project | IPP Non-CHP | ME | 1 | 34.5 | 34.5 | Onshore Wind Turbine | WND | WT | 10 | 2012 |  |  | (OP) Operating | [6 empty] | Hancock | 44.7231 | -68.2425
213 | Alaska Electric Light&Power Co | 57085 | Lake Dorothy Hydroelectric Project | Electric Utility | AK | 1 | 14.3 | 14.3 | Conventional Hydroelectric | WAT | HY | 9 | 2009 |  |  | (OP) Operating | [6 empty] | JUNEAU | 58.2325 | -134.0533
59155 | First Wind O&M, LLC | 57087 | Kahuku Wind Power LLC | IPP Non-CHP | HI | 1 | 30 | 30 | Onshore Wind Turbine | WND | WT | 3 | 2011 |  |  | (OA) Out of service but expected to return to service in next calendar year | [6 empty] | Honolulu | 21.681 | -157.975
56378 | Duke Energy DEGS Campbell Hill | 57090 | Campbell Hill Windpower | IPP Non-CHP | WY | CHWF | 99 | 99 | Onshore Wind Turbine | WND | WT | 12 | 2009 |  |  | (OP) Operating | [6 empty] | Converse | 43.0145 | -105.999
56377 | Duke Energy DEGS Silver Sage Wndpwr LLC | 57091 | Silver Sage Windpower | IPP Non-CHP | WY | SSW01 | 42 | 42 | Onshore Wind Turbine | WND | WT | 10 | 2009 |  |  | (OP) Operating | [6 empty] | Laramie | 41.1297 | -105.024
56394 | Chevron USA | 57093 | Casper Wind Farm | IPP Non-CHP | WY | CWGT | 17 | 17 | Onshore Wind Turbine | WND | WT | 12 | 2009 |  |  | (OP) Operating | [6 empty] | Natrona | 42.8847 | -106.2214
15399 | Iberdrola Renewables Inc | 57094 | Streator Cayuga Ridge South | IPP Non-CHP | IL | 1 | 300 | 300 | Onshore Wind Turbine | WND | WT | 3 | 2010 |  |  | (OP) Operating | [6 empty] | Livingston | 40.9969 | -88.49
15399 | Iberdrola Renewables Inc | 57095 | Penascal II Wind Project LLC | IPP Non-CHP | TX | 1 | 201 | 201 | Onshore Wind Turbine | WND | WT | 3 | 2010 |  |  | (OP) Operating | [6 empty] | Kenedy | 27.1197 | -97.5499
15399 | Iberdrola Renewables Inc | 57096 | Star Point Wind Project LLC | IPP Non-CHP | OR | 1 | 98.7 | 98.7 | Onshore Wind Turbine | WND | WT | 2 | 2010 |  |  | (OP) Operating | [6 empty] | Sherman | 45.51 | -120.48
15399 | Iberdrola Renewables Inc | 57097 | Rugby Wind Power Project | IPP Non-CHP | ND | 1 | 149 | 149 | Onshore Wind Turbine | WND | WT | 12 | 2009 |  |  | (OP) Operating | [6 empty] | Pierce | 48.4968 | -99.9513
15399 | Iberdrola Renewables Inc | 57098 | Dry Lake Wind LLC | IPP Non-CHP | AZ | 1 | 63 | 63 | Onshore Wind Turbine | WND | WT | 8 | 2009 |  |  | (OP) Operating | [6 empty] | Navajo | 34.6596 | -110.2842
59348 | WestRock (WA) | 57099 | WestRock (WA) | Industrial CHP | WA | STG1 | 64 | 55 | Wood/Wood Waste Biomass | BLQ | ST | 7 | 2009 |  |  | (OP) Operating | [6 empty] | Pierce | 47.2661 | -122.4283
56396 | J&A-Santa Maria LLC | 57100 | Santa Maria LFG Power Plant | IPP CHP | CA | EN01 | 1.1 | 1 | Landfill Gas | LFG | IC | 1 | 2008 |  |  | (OP) Operating | [6 empty] | Santa Barbara | 34.9508 | -120.4131
56397 | J&A-Santa Maria II LLC | 57101 | J&A-Santa Maria II LLC | IPP CHP | CA | 1 | 1.4 | 1.4 | Landfill Gas | LFG | IC | 9 | 2010 |  |  | (OP) Operating | [6 empty] | Santa Barbara | 34.9494 | -120.3803
56395 | J&A-Whittier LLC | 57102 | Whittier LFG Power Plant #1 | IPP CHP | CA | EN01 | 1.1 | 1 | Landfill Gas | LFG | IC | 12 | 2006 |  |  | (OP) Operating | [6 empty] | Los Angeles | 33.9706 | -118.0472
56395 | J&A-Whittier LLC | 57102 | Whittier LFG Power Plant #1 | IPP CHP | CA | EN02 | 1.1 | 1 | Landfill Gas | LFG | IC | 4 | 2010 |  |  | (OP) Operating | [6 empty] | Los Angeles | 33.9706 | -118.0472
56406 | Newark America | 57103 | Newark America Mill | Industrial CHP | MA | 1 | 6.3 | 3 | Natural Gas Steam Turbine | NG | ST | 2 | 2007 |  |  | (SB) Standby/Backup: available for service but not normally used | [6 empty] | WORCESTER | 42.561 | -71.8488
56410 | Mesalands Community College | 57106 | Mesalands Comm College Wind Turbine | Commercial Non-CHP | NM | 1 | 1.5 | 1.5 | Onshore Wind Turbine | WND | WT | 12 | 2008 |  |  | (OP) Operating | [6 empty] | QUAY | 35.17 | -103.74
56409 | Milford Wind Corridor Stage II LLC | 57107 | Milford Wind Corridor Stage II LLC | IPP Non-CHP | UT | 1 | 102 | 102 | Onshore Wind Turbine | WND | WT | 5 | 2011 |  |  | (OP) Operating | [6 empty] | Beaver | 38.5852 | -112.931
56416 | Blue Canyon Windpower V LLC | 57108 | Blue Canyon Windpower V LLC | IPP Non-CHP | OK | GEN 1 | 99 | 99 | Onshore Wind Turbine | WND | WT | 10 | 2009 |  |  | (OP) Operating | [6 empty] | Caddo | 34.8217 | -98.4525
56417 | Meadow Lake Wind Farm LLC | 57109 | Meadow Lake Wind Farm LLC | IPP Non-CHP | IN | GEN 1 | 199.7 | 199.7 | Onshore Wind Turbine | WND | WT | 10 | 2009 |  |  | (OP) Operating | [6 empty] | White | 40.6275 | -86.935
56418 | Blackstone Wind Farm LLC | 57110 | Blackstone Wind Farm LLC | IPP Non-CHP | IL | GEN 1 | 102 | 102 | Onshore Wind Turbine | WND | WT | 10 | 2009 |  |  | (OP) Operating | [6 empty] | Livingston | 41.1508 | -88.6233
56419 | Lost Lakes Wind Farm LLC | 57111 | Lost Lakes Wind Farm LLC | IPP Non-CHP | IA | GEN 1 | 100 | 100 | Onshore Wind Turbine | WND | WT | 12 | 2009 |  |  | (OP) Operating | [6 empty] | Dickinson | 43.3456 | -95.3233
56420 | Meadow Lake Wind Farm II LLC | 57112 | Meadow Lake Wind Farm II LLC | IPP Non-CHP | IN | GEN1 | 99 | 99 | Onshore Wind Turbine | WND | WT | 8 | 2010 |  |  | (OP) Operating | [6 empty] | White | 40.6431 | -87.0242
56421 | Blackstone Wind Farm II LLC | 57113 | Blackstone Wind Farm II LLC | IPP Non-CHP | IL | GEN 1 | 200 | 200 | Onshore Wind Turbine | WND | WT | 8 | 2010 |  |  | (OP) Operating | [6 empty] | Livingston | 41.1406 | -88.53
56423 | Meadow Lake Wind Farm III LLC | 57115 | Meadow Lake Wind Farm III LLC | IPP Non-CHP | IN | GEN 1 | 103.5 | 103.5 | Onshore Wind Turbine | WND | WT | 9 | 2010 |  |  | (OP) Operating | [6 empty] | White | 40.5986 | -87.0194
56246 | Greensburg | 57118 | Greensburg Wind Farm LLC | IPP Non-CHP | KS | GEN 1 | 12.5 | 12.5 | Onshore Wind Turbine | WND | WT | 2 | 2010 |  |  | (OP) Operating | [6 empty] | Kiowa | 37.5499 | -99.3444
56413 | Koda Energy LLC | 57119 | Koda Biomass Plant | IPP CHP | MN | 2222 | 23.4 | 20.3 | Other Waste Biomass | AB | ST | 5 | 2009 |  |  | (OP) Operating | [6 empty] | SCOTT | 44.7956 | -93.5386
56415 | Wilton Wind II LLC | 57120 | Wilton Wind II LLC | IPP Non-CHP | ND | 1 | 49.5 | 49.5 | Onshore Wind Turbine | WND | WT | 11 | 2009 |  |  | (OP) Operating | [6 empty] | Burleigh | 47.1333 | -100.7011
56414 | Ashtabula Wind II LLC | 57121 | Ashtabula Wind II LLC | IPP Non-CHP | ND | 1 | 120 | 120 | Onshore Wind Turbine | WND | WT | 10 | 2009 |  |  | (OP) Operating | [6 empty] | Steele | 47.2924 | -97.9317
56427 | University of California Irvine | 57122 | UCI Facilities Management Central Plant | Commercial CHP | CA | CTG1 | 13.5 | 13.5 | Natural Gas Fired Combined Cycle | NG | CT | 7 | 2007 |  |  | (OP) Operating | [6 empty] | Orange | 33.6481 | -117.8467
56427 | University of California Irvine | 57122 | UCI Facilities Management Central Plant | Commercial CHP | CA | STG1 | 5.5 | 5.5 | Natural Gas Fired Combined Cycle | NG | CA | 7 | 2007 |  |  | (OP) Operating | [6 empty] | Orange | 33.6481 | -117.8467
56355 | LES Project Holdings LLC | 57123 | Trail Ridge Landfill Gas Recovery | IPP Non-CHP | FL | 1 | 1.6 | 1.5 | Landfill Gas | LFG | IC | 12 | 2008 |  |  | (OP) Operating | [6 empty] | DUVAL | 30.3167 | -81.9833
56355 | LES Project Holdings LLC | 57123 | Trail Ridge Landfill Gas Recovery | IPP Non-CHP | FL | 2 | 1.6 | 1.5 | Landfill Gas | LFG | IC | 12 | 2008 |  |  | (OP) Operating | [6 empty] | DUVAL | 30.3167 | -81.9833
56355 | LES Project Holdings LLC | 57123 | Trail Ridge Landfill Gas Recovery | IPP Non-CHP | FL | 3 | 1.6 | 1.5 | Landfill Gas | LFG | IC | 12 | 2008 |  |  | (OP) Operating | [6 empty] | DUVAL | 30.3167 | -81.9833
56355 | LES Project Holdings LLC | 57123 | Trail Ridge Landfill Gas Recovery | IPP Non-CHP | FL | 4 | 1.6 | 1.5 | Landfill Gas | LFG | IC | 12 | 2008 |  |  | (OP) Operating | [6 empty] | DUVAL | 30.3167 | -81.9833
56355 | LES Project Holdings LLC | 57123 | Trail Ridge Landfill Gas Recovery | IPP Non-CHP | FL | 5 | 1.6 | 1.5 | Landfill Gas | LFG | IC | 12 | 2008 |  |  | (OP) Operating | [6 empty] | DUVAL | 30.3167 | -81.9833
56355 | LES Project Holdings LLC | 57123 | Trail Ridge Landfill Gas Recovery | IPP Non-CHP | FL | 6 | 1.6 | 1.5 | Landfill Gas | LFG | IC | 12 | 2008 |  |  | (OP) Operating | [6 empty] | DUVAL | 30.3167 | -81.9833
56592 | Idaho Wind Partners 1 LLC | 57124 | Payne's Ferry | IPP Non-CHP | ID | PFWP | 21 | 21 | Onshore Wind Turbine | WND | WT | 12 | 2010 |  |  | (OP) Operating | [6 empty] | Twin Falls | 42.8253 | -115.0108
56592 | Idaho Wind Partners 1 LLC | 57125 | Camp Reed | IPP Non-CHP | ID | CRWP | 22.5 | 22.5 | Onshore Wind Turbine | WND | WT | 12 | 2010 |  |  | (OP) Operating | [6 empty] | Elmore | 42.8119 | -115.0489
56592 | Idaho Wind Partners 1 LLC | 57126 | Yahoo Creek | IPP Non-CHP | ID | YCWP | 21 | 21 | Onshore Wind Turbine | WND | WT | 12 | 2010 |  |  | (OP) Operating | [6 empty] | Twin Falls | 42.7708 | -114.9886
56440 | G2 Energy LLC | 57128 | G2 Energy Marion LLC | IPP Non-CHP | FL | 357 | 1.6 | 1.5 | Landfill Gas | LFG | IC | 1 | 2009 |  |  | (OP) Operating | [6 empty] | Marion | 29.1229 | -82.0555
56440 | G2 Energy LLC | 57128 | G2 Energy Marion LLC | IPP Non-CHP | FL | 358 | 1.6 | 1.5 | Landfill Gas | LFG | IC | 1 | 2009 |  |  | (OP) Operating | [6 empty] | Marion | 29.1229 | -82.0555
56440 | G2 Energy LLC | 57128 | G2 Energy Marion LLC | IPP Non-CHP | FL | 360 | 0.8 | 0.8 | Landfill Gas | LFG | IC | 10 | 2010 |  |  | (OP) Operating | [6 empty] | Marion | 29.1229 | -82.0555
56439 | Beaver Ridge Wind LLC | 57130 | Beaver Ridge Wind | IPP Non-CHP | ME | BR1 | 4.5 | 4.5 | Onshore Wind Turbine | WND | WT | 11 | 2008 |  |  | (OP) Operating | [6 empty] | Waldo | 44.4967 | -69.35
56437 | Heritage Stoney Corners Wind Farm I LLC | 57131 | Stoney Corners Wind Farm | IPP Non-CHP | MI | SCWF1 | 60 | 59 | Onshore Wind Turbine | WND | WT | 12 | 2009 |  |  | (OP) Operating | [6 empty] | Missaukee | 44.19 | -85.2983
56469 | Enbridge G & P (Oklahoma) LP | 57132 | Nine Mile Gas Processing Plant | Industrial Non-CHP | OK | 1 | 2.8 | 2 | Natural Gas Internal Combustion Engine | NG | IC | 6 | 2001 |  |  | (OS) Out of service and NOT expected to return to service in next calendar year | [6 empty] | Dewey | 35.9408 | -99.3033
56469 | Enbridge G & P (Oklahoma) LP | 57132 | Nine Mile Gas Processing Plant | Industrial Non-CHP | OK | 2 | 2.8 | 2.1 | Natural Gas Internal Combustion Engine | NG | IC | 2 | 2001 |  |  | (OS) Out of service and NOT expected to return to service in next calendar year | [6 empty] | Dewey | 35.9408 | -99.3033
56469 | Enbridge G & P (Oklahoma) LP | 57132 | Nine Mile Gas Processing Plant | Industrial Non-CHP | OK | 3 | 2.8 | 2.1 | Natural Gas Internal Combustion Engine | NG | IC | 4 | 2001 |  |  | (OS) Out of service and NOT expected to return to service in next calendar year | [6 empty] | Dewey | 35.9408 | -99.3033
56440 | G2 Energy LLC | 57133 | G2 Energy Ostrom Road LLC | IPP Non-CHP | CA | 359 | 1.6 | 1.5 | Landfill Gas | LFG | IC | 2 | 2009 |  |  | (OP) Operating | [6 empty] | YUBA | 39.0728 | -121.3992
56440 | G2 Energy LLC | 57133 | G2 Energy Ostrom Road LLC | IPP Non-CHP | CA | 361 | 1.6 | 1.5 | Landfill Gas | LFG | IC | 8 | 2013 |  |  | (OP) Operating | [6 empty] | YUBA | 39.0728 | -121.3992
34691 | Ormat Nevada Inc | 57134 | OREG 4 Peetz | IPP Non-CHP | CO | 1 | 4.5 | 3.2 | All Other | WH | OT | 3 | 2009 |  |  | (OP) Operating | [6 empty] | Logan | 40.9925 | -102.8531
58672 | Everpower Wind Holdings Inc | 57135 | Big Sky Wind LLC | IPP Non-CHP | IL | 1 | 240 | 240 | Onshore Wind Turbine | WND | WT | 2 | 2011 |  |  | (OP) Operating | [6 empty] | Bureau | 41.5992 | -89.4561
56475 | Tuana Springs Energy LLC | 57136 | Tuana Springs | IPP Non-CHP | ID | 1 | 16.8 | 16.8 | Onshore Wind Turbine | WND | WT | 5 | 2010 |  |  | (OP) Operating | [6 empty] | Gooding | 42.8925 | -115.0164
56483 | Eurus Combine Hills II LLC | 57137 | Eurus Combine Hills Turbine Ranch 2 | IPP Non-CHP | OR | 1 | 63 | 63 | Onshore Wind Turbine | WND | WT | 1 | 2010 |  |  | (OP) Operating | [6 empty] | Umatilla | 45.943 | -118.591
56476 | Ameresco | 57138 | Savannah River Site Biomass Cogen | IPP CHP | SC | 1 | 20.8 | 16 | Wood/Wood Waste Biomass | WDS | ST | 1 | 2012 |  |  | (OP) Operating | [6 empty] | Aiken | 33.2833 | -81.6667
58672 | Everpower Wind Holdings Inc | 57139 | Highland Wind Project (PA) | IPP Non-CHP | PA | 1 | 62.5 | 62.5 | Onshore Wind Turbine | WND | WT | 8 | 2009 |  |  | (OP) Operating | [6 empty] | Cambria | 40.3042 | -78.6908
56493 | RV CSU Power LLC | 57141 | RV CSU Power LLC | Commercial Non-CHP | CO | CSU1 | 1.9 | 1.9 | Solar Photovoltaic | SUN | PV | 12 | 2009 |  |  | (OP) Operating | [6 empty] | LARIMER | 40.5911 | -105.1459
49893 | Invenergy Services LLC | 57151 | Beech Ridge Energy LLC | IPP Non-CHP | WV | GEN1 | 100.5 | 100.5 | Onshore Wind Turbine | WND | WT | 1 | 2010 |  |  | (OP) Operating | [6 empty] | Greenbrier | 38.0878 | -80.4925
56499 | Harvest Wind Project TIC | 57152 | Harvest Wind Project | IPP Non-CHP | WA | HWP1 | 98.9 | 98.9 | Onshore Wind Turbine | WND | WT | 12 | 2009 |  |  | (OP) Operating | [6 empty] | Klickitat | 45.8131 | -120.3475
56506 | Langford Wind Power LLC | 57153 | Langford Wind Power | IPP Non-CHP | TX | 1 | 150 | 150 | Onshore Wind Turbine | WND | WT | 12 | 2009 |  |  | (OP) Operating |  |  | 0 |  |  | 0 | Tom Green | 31.0854 | -100.6788
59186 | Mesquite Lake Water & Power Plant 1 | 57154 | Mesquite Lake Water & Power Plant 1 | IPP Non-CHP | CA | 1209 | 18.1 | 13 | Wood/Wood Waste Biomass | WDS | ST | 6 | 2009 |  |  | (OS) Out of service and NOT expected to return to service in next calendar year | [6 empty] | Imperial | 32.9066 | -115.5137
15399 | Iberdrola Renewables Inc | 57156 | Barton Chapel Wind Farm | IPP Non-CHP | TX | BC | 120 | 120 | Onshore Wind Turbine | WND | WT | 1 | 2009 |  |  | (OP) Operating | [6 empty] | Jack | 33.068 | -98.3377
56514 | Windy Flats Partners LLC | 57159 | Windy Flats Wind Project | IPP Non-CHP | WA | GEN1 | 262.2 | 262.2 | Onshore Wind Turbine | WND | WT | 10 | 2009 |  |  | (OP) Operating | [6 empty] | Klickitat | 45.7269 | -120.8339
56515 | White River Hydroelectric | 57160 | White River Lock and Dam 1 | IPP Non-CHP | AR | LD#1 | 4.3 | 4.3 | Conventional Hydroelectric | WAT | HY | 6 | 2007 |  |  | (OP) Operating | [6 empty] | Independence | 35.7574 | -91.6369
56515 | White River Hydroelectric | 57161 | White River Lock and Dam 2 | IPP Non-CHP | AR | LD#2 | 3.5 | 3.5 | Conventional Hydroelectric | WAT | HY | 3 | 2007 |  |  | (OA) Out of service but expected to return to service in next calendar year | [6 empty] | Independence | 35.744 | -91.7654
56515 | White River Hydroelectric | 57162 | White River Lock and Dam 3 | IPP Non-CHP | AR | LD#3 | 4.3 | 4.3 | Conventional Hydroelectric | WAT | HY | 8 | 2006 |  |  | (OA) Out of service but expected to return to service in next calendar year | [6 empty] | Stone | 35.8436 | -91.8505
11217 | Los Angeles County Sanitation | 57163 | Calabasas Gas to Energy Facility | Commercial Non-CHP | CA | GEN1 | 4.6 | 3.3 | Landfill Gas | LFG | GT | 7 | 2010 |  |  | (OP) Operating | [6 empty] | Los Angeles | 34.1511 | -118.7236
11217 | Los Angeles County Sanitation | 57163 | Calabasas Gas to Energy Facility | Commercial Non-CHP | CA | GEN2 | 4.6 | 3.3 | Landfill Gas | LFG | GT | 7 | 2010 |  |  | (OP) Operating | [6 empty] | Los Angeles | 34.1511 | -118.7236
11217 | Los Angeles County Sanitation | 57163 | Calabasas Gas to Energy Facility | Commercial Non-CHP | CA | GEN3 | 4.6 | 3.3 | Landfill Gas | LFG | GT | 7 | 2010 |  |  | (OP) Operating | [6 empty] | Los Angeles | 34.1511 | -118.7236
54842 | WM Renewable Energy LLC | 57165 | Farmers Branch Renewable Energy Facility | IPP Non-CHP | TX | GEN1 | 1.6 | 1.6 | Landfill Gas | LFG | IC | 1 | 2011 |  |  | (OP) Operating | [6 empty] | Denton | 33.0311 | -96.9572
54842 | WM Renewable Energy LLC | 57165 | Farmers Branch Renewable Energy Facility | IPP Non-CHP | TX | GEN2 | 1.6 | 1.6 | Landfill Gas | LFG | IC | 1 | 2011 |  |  | (OP) Operating | [6 empty] | Denton | 33.0311 | -96.9572
54842 | WM Renewable Energy LLC | 57166 | Waste Management Lockwood LFGTE | IPP Non-CHP | NV | GEN1 | 1.6 | 1.6 | Landfill Gas | LFG | IC | 3 | 2012 |  |  | (OP) Operating | [6 empty] | WASHOE | 39.5494 | -119.6978
54842 | WM Renewable Energy LLC | 57166 | Waste Management Lockwood LFGTE | IPP Non-CHP | NV | GEN2 | 1.6 | 1.6 | Landfill Gas | LFG | IC | 3 | 2012 |  |  | (OP) Operating | [6 empty] | WASHOE | 39.5494 | -119.6978
54842 | WM Renewable Energy LLC | 57167 | Mesquite Creek LFGTE Project | IPP Non-CHP | TX | GEN1 | 1.6 | 1.6 | Landfill Gas | LFG | IC | 12 | 2010 |  |  | (OP) Operating | [6 empty] | COMAL | 29.7372 | -98.0228
54842 | WM Renewable Energy LLC | 57167 | Mesquite Creek LFGTE Project | IPP Non-CHP | TX | GEN2 | 1.6 | 1.6 | Landfill Gas | LFG | IC | 12 | 2010 |  |  | (OP) Operating | [6 empty] | COMAL | 29.7372 | -98.0228
54842 | WM Renewable Energy LLC | 57168 | Waste Management Naples LFGTE Project | IPP Non-CHP | FL | GEN1 | 0.8 | 0.8 | Landfill Gas | LFG | IC | 5 | 2011 |  |  | (OP) Operating | [6 empty] | COLLIER | 26.1558 | -81.6581
54842 | WM Renewable Energy LLC | 57168 | Waste Management Naples LFGTE Project | IPP Non-CHP | FL | GEN2 | 0.8 | 0.8 | Landfill Gas | LFG | IC | 5 | 2011 |  |  | (OP) Operating | [6 empty] | COLLIER | 26.1558 | -81.6581
54842 | WM Renewable Energy LLC | 57168 | Waste Management Naples LFGTE Project | IPP Non-CHP | FL | GEN3 | 0.8 | 0.8 | Landfill Gas | LFG | IC | 5 | 2011 |  |  | (OP) Operating | [6 empty] | COLLIER | 26.1558 | -81.6581
54842 | WM Renewable Energy LLC | 57168 | Waste Management Naples LFGTE Project | IPP Non-CHP | FL | GEN4 | 0.8 | 0.8 | Landfill Gas | LFG | IC | 5 | 2011 |  |  | (OP) Operating | [6 empty] | COLLIER | 26.1558 | -81.6581
54842 | WM Renewable Energy LLC | 57168 | Waste Management Naples LFGTE Project | IPP Non-CHP | FL | GEN5 | 0.8 | 0.8 | Landfill Gas | LFG | IC | 5 | 2011 |  |  | (OP) Operating | [6 empty] | COLLIER | 26.1558 | -81.6581
54842 | WM Renewable Energy LLC | 57169 | Waste Management Piedmont LFGTE Project | IPP Non-CHP | NC | GEN1 | 0.8 | 0.8 | Landfill Gas | LFG | IC | 3 | 2011 |  |  | (OP) Operating | [6 empty] | FORSYTH | 36.1936 | -80.0406
54842 | WM Renewable Energy LLC | 57169 | Waste Management Piedmont LFGTE Project | IPP Non-CHP | NC | GEN2 | 0.8 | 0.8 | Landfill Gas | LFG | IC | 3 | 2011 |  |  | (OP) Operating | [6 empty] | FORSYTH | 36.1936 | -80.0406
54842 | WM Renewable Energy LLC | 57169 | Waste Management Piedmont LFGTE Project | IPP Non-CHP | NC | GEN3 | 0.8 | 0.8 | Landfill Gas | LFG | IC | 3 | 2011 |  |  | (OP) Operating | [6 empty] | FORSYTH | 36.1936 | -80.0406
54842 | WM Renewable Energy LLC | 57170 | Suburban Landfill Gas Recovery | IPP Non-CHP | OH | GEN1 | 0.8 | 0.8 | Landfill Gas | LFG | IC | 1 | 2011 |  |  | (OP) Operating | [6 empty] | PERRY | 39.9097 | -82.3017
54842 | WM Renewable Energy LLC | 57170 | Suburban Landfill Gas Recovery | IPP Non-CHP | OH | GEN2 | 0.8 | 0.8 | Landfill Gas | LFG | IC | 1 | 2011 |  |  | (OP) Operating | [6 empty] | PERRY | 39.9097 | -82.3017
54842 | WM Renewable Energy LLC | 57170 | Suburban Landfill Gas Recovery | IPP Non-CHP | OH | GEN3 | 0.8 | 0.8 | Landfill Gas | LFG | IC | 1 | 2011 |  |  | (OP) Operating | [6 empty] | PERRY | 39.9097 | -82.3017
54842 | WM Renewable Energy LLC | 57170 | Suburban Landfill Gas Recovery | IPP Non-CHP | OH | GEN4 | 0.8 | 0.8 | Landfill Gas | LFG | IC | 1 | 2011 |  |  | (OP) Operating | [6 empty] | PERRY | 39.9097 | -82.3017
54842 | WM Renewable Energy LLC | 57170 | Suburban Landfill Gas Recovery | IPP Non-CHP | OH | GEN5 | 0.8 | 0.8 | Landfill Gas | LFG | IC | 1 | 2011 |  |  | (OP) Operating | [6 empty] | PERRY | 39.9097 | -82.3017
54842 | WM Renewable Energy LLC | 57170 | Suburban Landfill Gas Recovery | IPP Non-CHP | OH | GEN6 | 0.8 | 0.8 | Landfill Gas | LFG | IC | 1 | 2011 |  |  | (OP) Operating | [6 empty] | PERRY | 39.9097 | -82.3017
54842 | WM Renewable Energy LLC | 57170 | Suburban Landfill Gas Recovery | IPP Non-CHP | OH | GEN7 | 0.8 | 0.8 | Landfill Gas | LFG | IC | 1 | 2011 |  |  | (OP) Operating | [6 empty] | PERRY | 39.9097 | -82.3017
12199 | Montana-Dakota Utilities Co | 57171 | Cedar Hills Wind Farm | Electric Utility | ND | 1 | 19.5 | 19.5 | Onshore Wind Turbine | WND | WT | 6 | 2010 |  |  | (OP) Operating | [6 empty] | Bowman | 46.2456 | -103.7672
12199 | Montana-Dakota Utilities Co | 57172 | Glen Ullin Station 6 | Electric Utility | ND | 1 | 5.3 | 5.3 | All Other | WH | ST | 7 | 2009 |  |  | (OP) Operating | [6 empty] | Morton | 46.8214 | -101.7564
56498 | Weaver Bridgewater Dairy | 57173 | Bridgewater Dairy Anaerobic Digester | Industrial Non-CHP | OH | 1 | 0.6 | 0.6 | Other Waste Biomass | OBG | IC | 9 | 2008 |  |  | (OP) Operating | [5 empty] | 0 | WILLIAMS | 41.6292 | -84.6694
56498 | Weaver Bridgewater Dairy | 57173 | Bridgewater Dairy Anaerobic Digester | Industrial Non-CHP | OH | 2 | 0.6 | 0.6 | Other Waste Biomass | OBG | IC | 9 | 2008 |  |  | (OP) Operating | [6 empty] | WILLIAMS | 41.6292 | -84.6694
56523 | Colorado Highlands Wind LLC | 57174 | Colorado Highlands Wind | IPP Non-CHP | CO | CHW1 | 67.2 | 67.2 | Onshore Wind Turbine | WND | WT | 12 | 2012 |  |  | (OP) Operating | [6 empty] | Logan | 40.7569 | -102.7431
56523 | Colorado Highlands Wind LLC | 57174 | Colorado Highlands Wind | IPP Non-CHP | CO | CHW2 | 23.8 | 23.8 | Onshore Wind Turbine | WND | WT | 9 | 2013 |  |  | (OP) Operating | [6 empty] | Logan | 40.7569 | -102.7431
56518 | First State Marine Wind | 57176 | University of Delaware Wind Turbine | Commercial Non-CHP | DE | FSMW | 2 | 2 | Onshore Wind Turbine | WND | WT | 7 | 2010 |  |  | (OP) Operating | [6 empty] | SUSSEX | 38.7829 | -75.1649
56520 | Meadow Lake Wind Farm IV LLC | 57177 | Meadow Lake Wind Farm IV | IPP Non-CHP | IN | GEN 1 | 98.7 | 98.7 | Onshore Wind Turbine | WND | WT | 10 | 2010 |  |  | (OP) Operating | [6 empty] | White | 40.6778 | -87.0328
8153 | Hartford Steam Co | 57179 | HSCo CHP | Commercial CHP | CT | 1 | 4 | 3.5 | Natural Gas Fired Combustion Turbine | NG | GT | 10 | 2009 |  |  | (OP) Operating | [6 empty] | HARTFORD | 41.7614 | -72.6686
57249 | EPP Renewable Energy | 57182 | PPL Frey Farm Landfill Wind | IPP Non-CHP | PA | 1 | 3.2 | 3.2 | Onshore Wind Turbine | WND | WT | 1 | 2011 |  |  | (OP) Operating | [6 empty] | Lancaster | 39.9592 | -76.4556
57249 | EPP Renewable Energy | 57183 | PPL Glendon LFGTE Plant | IPP Non-CHP | PA | 1 | 1.6 | 1.6 | Landfill Gas | LFG | IC | 6 | 2011 |  |  | (OP) Operating | [6 empty] | Northampton | 40.6678 | -75.2322
57249 | EPP Renewable Energy | 57183 | PPL Glendon LFGTE Plant | IPP Non-CHP | PA | 2 | 1.6 | 1.6 | Landfill Gas | LFG | IC | 6 | 2011 |  |  | (OP) Operating | [6 empty] | Northampton | 40.6678 | -75.2322
59178 | Brookfield Black Bear Hydro, LLC | 57184 | Orono Hydro Station | IPP Non-CHP | ME | 1 | 0.5 | 0.5 | Conventional Hydroelectric | WAT | HY | 3 | 2009 |  |  | (OP) Operating | [6 empty] | Penobscot | 44.8803 | -68.6647
59178 | Brookfield Black Bear Hydro, LLC | 57184 | Orono Hydro Station | IPP Non-CHP | ME | 2 | 0.6 | 0.6 | Conventional Hydroelectric | WAT | HY | 3 | 2009 |  |  | (OP) Operating | [6 empty] | Penobscot | 44.8803 | -68.6647
59178 | Brookfield Black Bear Hydro, LLC | 57184 | Orono Hydro Station | IPP Non-CHP | ME | 3 | 0.8 | 0.8 | Conventional Hydroelectric | WAT | HY | 1 | 2009 |  |  | (OP) Operating | [6 empty] | Penobscot | 44.8803 | -68.6647
59178 | Brookfield Black Bear Hydro, LLC | 57184 | Orono Hydro Station | IPP Non-CHP | ME | 4 | 0.8 | 0.8 | Conventional Hydroelectric | WAT | HY | 1 | 2009 |  |  | (OP) Operating | [6 empty] | Penobscot | 44.8803 | -68.6647
50158 | Innovative Energy Systems Inc | 57186 | Chautauqua LFGTE Facility | IPP Non-CHP | NY | GEN1 | 1.6 | 1.6 | Landfill Gas | LFG | IC | 2 | 2010 |  |  | (OP) Operating | [6 empty] | Chautauqua | 42.1989 | -79.3186
50158 | Innovative Energy Systems Inc | 57186 | Chautauqua LFGTE Facility | IPP Non-CHP | NY | GEN2 | 1.6 | 1.6 | Landfill Gas | LFG | IC | 2 | 2010 |  |  | (OP) Operating | [6 empty] | Chautauqua | 42.1989 | -79.3186
50158 | Innovative Energy Systems Inc | 57186 | Chautauqua LFGTE Facility | IPP Non-CHP | NY | GEN3 | 1.6 | 1.6 | Landfill Gas | LFG | IC | 2 | 2010 |  |  | (OP) Operating | [6 empty] | Chautauqua | 42.1989 | -79.3186
50158 | Innovative Energy Systems Inc | 57186 | Chautauqua LFGTE Facility | IPP Non-CHP | NY | GEN4 | 1.6 | 1.6 | Landfill Gas | LFG | IC | 2 | 2010 |  |  | (OP) Operating | [6 empty] | Chautauqua | 42.1989 | -79.3186
50158 | Innovative Energy Systems Inc | 57186 | Chautauqua LFGTE Facility | IPP Non-CHP | NY | GEN5 | 1.6 | 1.6 | Landfill Gas | LFG | IC | 7 | 2011 |  |  | (OP) Operating | [6 empty] | Chautauqua | 42.1989 | -79.3186
50158 | Innovative Energy Systems Inc | 57186 | Chautauqua LFGTE Facility | IPP Non-CHP | NY | GEN6 | 1.6 | 1.6 | Landfill Gas | LFG | IC | 7 | 2011 |  |  | (OP) Operating | [6 empty] | Chautauqua | 42.1989 | -79.3186
10433 | Kodiak Electric Assn Inc | 57187 | Pillar Mountain Wind Project | Electric Utility | AK | 1 | 4.5 | 4.5 | Onshore Wind Turbine | WND | WT | 6 | 2009 |  |  | (OP) Operating | [6 empty] | KODIAK ISLAND | 57.7869 | -152.4406
10433 | Kodiak Electric Assn Inc | 57187 | Pillar Mountain Wind Project | Electric Utility | AK | 2 | 4.5 | 4.5 | Onshore Wind Turbine | WND | WT | 9 | 2012 |  |  | (OP) Operating | [6 empty] | KODIAK ISLAND | 57.7869 | -152.4406
49893 | Invenergy Services LLC | 57188 | Vantage Wind Energy LLC | IPP Non-CHP | WA | 1 | 90 | 90 | Onshore Wind Turbine | WND | WT | 8 | 2010 |  |  | (OP) Operating | [6 empty] | Kittitas | 46.9547 | -120.1819
56545 | Pattern Operators LP | 57189 | Lost Creek Wind Energy Facility | IPP Non-CHP | MO | LCW | 150 | 150 | Onshore Wind Turbine | WND | WT | 5 | 2010 |  |  | (OP) Operating | [6 empty] | DeKalb | 39.9814 | -94.5181
56540 | Northbrook Wisconsin LLC | 57190 | Little Quinnesec Falls Hydro Project | IPP Non-CHP | WI | UNIT1 | 1.9 | 1.9 | Conventional Hydroelectric | WAT | HY | 12 | 1909 |  |  | (OP) Operating | [6 empty] | MARINETTE | 45.7736 | -87.9894
56540 | Northbrook Wisconsin LLC | 57190 | Little Quinnesec Falls Hydro Project | IPP Non-CHP | WI | UNIT2 | 0.8 | 0.8 | Conventional Hydroelectric | WAT | HY | 12 | 1900 |  |  | (OP) Operating | [6 empty] | MARINETTE | 45.7736 | -87.9894
56540 | Northbrook Wisconsin LLC | 57190 | Little Quinnesec Falls Hydro Project | IPP Non-CHP | WI | UNIT3 | 1.9 | 1.9 | Conventional Hydroelectric | WAT | HY | 12 | 1911 |  |  | (OP) Operating | [6 empty] | MARINETTE | 45.7736 | -87.9894
56540 | Northbrook Wisconsin LLC | 57190 | Little Quinnesec Falls Hydro Project | IPP Non-CHP | WI | UNIT4 | 1 | 1 | Conventional Hydroelectric | WAT | HY | 12 | 1900 |  |  | (OP) Operating | [6 empty] | MARINETTE | 45.7736 | -87.9894
56540 | Northbrook Wisconsin LLC | 57190 | Little Quinnesec Falls Hydro Project | IPP Non-CHP | WI | UNIT5 | 1 | 1 | Conventional Hydroelectric | WAT | HY | 12 | 1900 |  |  | (OP) Operating | [6 empty] | MARINETTE | 45.7736 | -87.9894
56540 | Northbrook Wisconsin LLC | 57190 | Little Quinnesec Falls Hydro Project | IPP Non-CHP | WI | UNIT6 | 2.4 | 2.4 | Conventional Hydroelectric | WAT | HY | 12 | 1916 |  |  | (OP) Operating | [6 empty] | MARINETTE | 45.7736 | -87.9894
6035 | Exelon Power | 57191 | Exelon Solar Chicago | IPP Non-CHP | IL | ECS1 | 9 | 9 | Solar Photovoltaic | SUN | PV | 12 | 2009 |  |  | (OP) Operating | [6 empty] | Cook | 41.6758 | -87.6514
56545 | Pattern Operators LP | 57192 | Spring Valley Wind Project | IPP Non-CHP | NV | WTG | 150 | 150 | Onshore Wind Turbine | WND | WT | 8 | 2012 |  |  | (OP) Operating | [6 empty] | WHITE PINE | 39.1042 | -114.4922
56561 | Day County Wind LLC | 57194 | Day County Wind LLC | IPP Non-CHP | SD | GE15 | 99 | 99 | Onshore Wind Turbine | WND | WT | 4 | 2010 |  |  | (OP) Operating | [6 empty] | Day | 45.215 | -97.9056
15500 | Puget Sound Energy Inc | 57195 | Lower Snake River Wind Energy Project | Electric Utility | WA | LSR 1 | 342.7 | 342.7 | Onshore Wind Turbine | WND | WT | 2 | 2012 |  |  | (OP) Operating | [6 empty] | GARFIELD | 46.5242 | -117.8217
13630 | North Carolina Mun Power Agny #1 | 57196 | High Point, POLO | Electric Utility | NC | 1 | 1.8 | 1.8 | Petroleum Liquids | DFO | IC | 11 | 2007 |  |  | (OP) Operating | [6 empty] | Guilford | 35.97 | -79.96
56565 | TX Solar I LLC | 57197 | Blue Wing Solar Energy Generation | IPP Non-CHP | TX | 1 | 13.9 | 13.5 | Solar Photovoltaic | SUN | PV | 11 | 2010 |  |  | (OP) Operating | [6 empty] | Bexar | 29.3042 | -98.4003
20856 | Wisconsin Power & Light Co | 57198 | Bent Tree Wind Farm Phase 1 | Electric Utility | MN | 1 | 201.3 | 201.3 | Onshore Wind Turbine | WND | WT | 2 | 2011 |  |  | (OP) Operating | [6 empty] | Freeborn | 43.7246 | -93.4504
20847 | Wisconsin Electric Power Co | 57199 | Glacier Hills | Electric Utility | WI | 1 | 162 | 28 | Onshore Wind Turbine | WND | WT | 12 | 2011 |  |  | (OP) Operating | [6 empty] | Columbia | 43.5639 | -89.1481
56563 | Solar Star North Carolina I LLC | 57200 | Shelby Solar Energy Generation Facility | IPP Non-CHP | NC | 1 | 1 | 1 | Solar Photovoltaic | SUN | PV | 5 | 2010 |  |  | (OP) Operating | [6 empty] | Cleveland | 35.2536 | -81.5956
56555 | FPL Energy Montezuma Wind | 57201 | FPL Energy Montezuma Winds LLC | IPP Non-CHP | CA | S2.3 | 36.8 | 36.8 | Onshore Wind Turbine | WND | WT | 11 | 2010 |  |  | (OP) Operating | [6 empty] | Solano | 38.1636 | -121.7966
56582 | Jacksonville Solar LLC | 57202 | Jacksonville Solar | IPP Non-CHP | FL | 1 | 15 | 12.5 | Solar Photovoltaic | SUN | PV | 4 | 2010 |  |  | (OP) Operating | [6 empty] | Duval | 30.3207 | -81.9564
56583 | Wyandot Solar LLC | 57203 | Wyandot Solar Farm | IPP Non-CHP | OH | 1 | 10 | 10 | Solar Photovoltaic | SUN | PV | 4 | 2010 |  |  | (OP) Operating | [6 empty] | WYANDOT | 40.8795 | -83.3171
56584 | PSEG Solar Hackettstown LLC | 57204 | PSEG Hackettstown | IPP Non-CHP | NJ | 1 | 2.2 | 2.2 | Solar Photovoltaic | SUN | PV | 9 | 2009 |  |  | (OP) Operating | [6 empty] | Warren | 40.8606 | -74.8229
57036 | Copper Mountain 1 LLC | 57205 | CM48 | IPP Non-CHP | NV | PV02 | 8 | 8 | Solar Photovoltaic | SUN | PV | 6 | 2010 |  |  | (OP) Operating | [6 empty] | Clark | 35.7814 | -114.9933
57036 | Copper Mountain 1 LLC | 57205 | CM48 | IPP Non-CHP | NV | PV03 | 10 | 10 | Solar Photovoltaic | SUN | PV | 9 | 2010 |  |  | (OP) Operating | [6 empty] | Clark | 35.7814 | -114.9933
57036 | Copper Mountain 1 LLC | 57205 | CM48 | IPP Non-CHP | NV | PV04 | 10 | 10 | Solar Photovoltaic | SUN | PV | 10 | 2010 |  |  | (OP) Operating | [6 empty] | Clark | 35.7814 | -114.9933
57036 | Copper Mountain 1 LLC | 57205 | CM48 | IPP Non-CHP | NV | PV05 | 10 | 10 | Solar Photovoltaic | SUN | PV | 11 | 2010 |  |  | (OP) Operating | [6 empty] | Clark | 35.7814 | -114.9933
57036 | Copper Mountain 1 LLC | 57205 | CM48 | IPP Non-CHP | NV | PV06 | 10 | 10 | Solar Photovoltaic | SUN | PV | 12 | 2010 |  |  | (OP) Operating | [6 empty] | Clark | 35.7814 | -114.9933
19558 | Homer Electric Assn Inc | 57206 | Soldotna | Electric Utility | AK | 1 | 50 | 44 | Natural Gas Fired Combustion Turbine | NG | GT | 4 | 2014 |  |  | (OP) Operating | [6 empty] | Kenai Peninsula | 60.4994 | -150.9972
18981 | Thomson Corp | 57207 | Thomson Reuters Data Center Bldg ES101 | Commercial Non-CHP | MN | 1 | 1.2 | 0.6 | Petroleum Liquids | DFO | IC | 5 | 2009 |  |  | (SB) Standby/Backup: available for service but not normally used | [6 empty] | DAKOTA | 44.8244 | -93.1139
18981 | Thomson Corp | 57208 | Thomson Reuters Data Center Bldg H | Commercial Non-CHP | MN | 1 | 2 | 0.6 | Petroleum Liquids | DFO | IC | 1 | 2007 |  |  | (SB) Standby/Backup: available for service but not normally used | [6 empty] | DAKOTA | 44.8289 | -93.1167
18981 | Thomson Corp | 57208 | Thomson Reuters Data Center Bldg H | Commercial Non-CHP | MN | 2 | 2 | 0.6 | Petroleum Liquids | DFO | IC | 1 | 2007 |  |  | (SB) Standby/Backup: available for service but not normally used | [6 empty] | DAKOTA | 44.8289 | -93.1167
18981 | Thomson Corp | 57208 | Thomson Reuters Data Center Bldg H | Commercial Non-CHP | MN | 3 | 2 | 0.6 | Petroleum Liquids | DFO | IC | 1 | 2007 |  |  | (SB) Standby/Backup: available for service but not normally used | [6 empty] | DAKOTA | 44.8289 | -93.1167
18981 | Thomson Corp | 57208 | Thomson Reuters Data Center Bldg H | Commercial Non-CHP | MN | 4 | 2 | 0.6 | Petroleum Liquids | DFO | IC | 1 | 2007 |  |  | (SB) Standby/Backup: available for service but not normally used | [6 empty] | DAKOTA | 44.8289 | -93.1167
55963 | AE Power Services LLC | 57210 | Cedar Creek II | IPP Non-CHP | CO | 1 | 250.8 | 250.8 | Onshore Wind Turbine | WND | WT | 3 | 2011 |  |  | (OP) Operating | [6 empty] | Weld | 40.9475 | -103.7839
55963 | AE Power Services LLC | 57211 | Goshen Phase II | IPP Non-CHP | ID | 1 | 124.5 | 124.5 | Onshore Wind Turbine | WND | WT | 9 | 2010 |  |  | (OP) Operating | [6 empty] | Bonneville | 43.4671 | -111.8364
56215 | E ON Climate Renewables N America LLC | 57212 | EC&R Papalote Creek II LLC | IPP Non-CHP | TX | 1 | 200.1 | 200.1 | Onshore Wind Turbine | WND | WT | 12 | 2010 |  |  | (OP) Operating | [6 empty] | San Patricio | 27.9958 | -97.2967
56657 | ENEL Salt Wells LLC | 57213 | ENEL Salt Wells LLC | IPP Non-CHP | NV | 101 | 11.8 | 10.1 | Geothermal | GEO | BT | 3 | 2009 |  |  | (OP) Operating | [6 empty] | CHURCHILL | 39.2944 | -118.5725
56657 | ENEL Salt Wells LLC | 57213 | ENEL Salt Wells LLC | IPP Non-CHP | NV | 201 | 11.8 | 10.1 | Geothermal | GEO | BT | 3 | 2009 |  |  | (OP) Operating | [6 empty] | CHURCHILL | 39.2944 | -118.5725
20214 | Waverly Municipal Elec Utility | 57214 | Waverly Community Wind Project | Electric Utility | IA | CAN1 | 0.9 | 0.9 | Onshore Wind Turbine | WND | WT | 3 | 2009 |  |  | (OP) Operating | [6 empty] | Bremer | 42.7317 | -92.4711
20214 | Waverly Municipal Elec Utility | 57214 | Waverly Community Wind Project | Electric Utility | IA | CAN2 | 0.9 | 0.9 | Onshore Wind Turbine | WND | WT | 9 | 2012 |  |  | (OP) Operating | [6 empty] | Bremer | 42.7317 | -92.4711
20214 | Waverly Municipal Elec Utility | 57214 | Waverly Community Wind Project | Electric Utility | IA | SK4 | 0.9 | 0.9 | Onshore Wind Turbine | WND | WT | 12 | 2001 |  |  | (OP) Operating | [6 empty] | Bremer | 42.7317 | -92.4711
19391 | UGI Development Co | 57216 | Crayola Solar Project | IPP Non-CHP | PA | 1 | 1 | 1 | Solar Photovoltaic | SUN | PV | 5 | 2010 |  |  | (OP) Operating | [6 empty] | Northampton | 40.7605 | -75.2385
19391 | UGI Development Co | 57216 | Crayola Solar Project | IPP Non-CHP | PA | 2 | 1 | 1 | Solar Photovoltaic | SUN | PV | 4 | 2011 |  |  | (OP) Operating | [6 empty] | Northampton | 40.7605 | -75.2385
19391 | UGI Development Co | 57216 | Crayola Solar Project | IPP Non-CHP | PA | 3 | 0.8 | 0.8 | Solar Photovoltaic | SUN | PV | 1 | 2012 |  |  | (OP) Operating | [6 empty] | Northampton | 40.7605 | -75.2385
17609 | Southern California Edison Co | 57217 | Solar Photovoltaic Project #03 | Electric Utility | CA | S003A | 0.5 | 0.5 | Solar Photovoltaic | SUN | PV | 3 | 2011 |  |  | (OP) Operating | [6 empty] | SAN BERNARDINO | 34.0943 | -117.4001
17609 | Southern California Edison Co | 57217 | Solar Photovoltaic Project #03 | Electric Utility | CA | S003B | 0.5 | 0.5 | Solar Photovoltaic | SUN | PV | 3 | 2011 |  |  | (OP) Operating | [6 empty] | SAN BERNARDINO | 34.0943 | -117.4001
17609 | Southern California Edison Co | 57219 | Solar Photovoltaic Project #05 | Electric Utility | CA | S005A | 0.5 | 0.5 | Solar Photovoltaic | SUN | PV | 11 | 2012 |  |  | (OP) Operating | [6 empty] | SAN BERNARDINO | 34.0863 | -117.2306
17609 | Southern California Edison Co | 57219 | Solar Photovoltaic Project #05 | Electric Utility | CA | S005B | 0.5 | 0.5 | Solar Photovoltaic | SUN | PV | 11 | 2012 |  |  | (OP) Operating | [6 empty] | SAN BERNARDINO | 34.0863 | -117.2306
17609 | Southern California Edison Co | 57219 | Solar Photovoltaic Project #05 | Electric Utility | CA | S005C | 0.5 | 0.5 | Solar Photovoltaic | SUN | PV | 11 | 2012 |  |  | (OP) Operating | [6 empty] | SAN BERNARDINO | 34.0863 | -117.2306
17609 | Southern California Edison Co | 57219 | Solar Photovoltaic Project #05 | Electric Utility | CA | S005D | 0.5 | 0.5 | Solar Photovoltaic | SUN | PV | 11 | 2012 |  |  | (OP) Operating | [6 empty] | SAN BERNARDINO | 34.0863 | -117.2306
17609 | Southern California Edison Co | 57219 | Solar Photovoltaic Project #05 | Electric Utility | CA | S005E | 0.5 | 0.5 | Solar Photovoltaic | SUN | PV | 11 | 2012 |  |  | (OP) Operating | [6 empty] | SAN BERNARDINO | 34.0863 | -117.2306
17609 | Southern California Edison Co | 57220 | Solar Photovoltaic Project #06 | Electric Utility | CA | S006A | 0.5 | 0.5 | Solar Photovoltaic | SUN | PV | 8 | 2011 |  |  | (OP) Operating | [6 empty] | SAN BERNARDINO | 34.0414 | -117.5731
17609 | Southern California Edison Co | 57220 | Solar Photovoltaic Project #06 | Electric Utility | CA | S006B | 0.5 | 0.5 | Solar Photovoltaic | SUN | PV | 8 | 2011 |  |  | (OP) Operating | [6 empty] | SAN BERNARDINO | 34.0414 | -117.5731
17609 | Southern California Edison Co | 57220 | Solar Photovoltaic Project #06 | Electric Utility | CA | S006C | 0.5 | 0.5 | Solar Photovoltaic | SUN | PV | 8 | 2011 |  |  | (OP) Operating | [6 empty] | SAN BERNARDINO | 34.0414 | -117.5731
17609 | Southern California Edison Co | 57220 | Solar Photovoltaic Project #06 | Electric Utility | CA | S006D | 0.5 | 0.5 | Solar Photovoltaic | SUN | PV | 8 | 2011 |  |  | (OP) Operating | [6 empty] | SAN BERNARDINO | 34.0414 | -117.5731
17609 | Southern California Edison Co | 57221 | Solar Photovoltaic Project #07 | Electric Utility | CA | S007A | 0.5 | 0.5 | Solar Photovoltaic | SUN | PV | 11 | 2012 |  |  | (OP) Operating | [6 empty] | SAN BERNARDINO | 34.0861 | -117.2275
17609 | Southern California Edison Co | 57221 | Solar Photovoltaic Project #07 | Electric Utility | CA | S007B | 0.5 | 0.5 | Solar Photovoltaic | SUN | PV | 11 | 2012 |  |  | (OP) Operating | [6 empty] | SAN BERNARDINO | 34.0861 | -117.2275
17609 | Southern California Edison Co | 57221 | Solar Photovoltaic Project #07 | Electric Utility | CA | S007C | 0.5 | 0.5 | Solar Photovoltaic | SUN | PV | 11 | 2012 |  |  | (OP) Operating | [6 empty] | SAN BERNARDINO | 34.0861 | -117.2275
17609 | Southern California Edison Co | 57221 | Solar Photovoltaic Project #07 | Electric Utility | CA | S007D | 0.5 | 0.5 | Solar Photovoltaic | SUN | PV | 11 | 2012 |  |  | (OP) Operating | [6 empty] | SAN BERNARDINO | 34.0861 | -117.2275
17609 | Southern California Edison Co | 57221 | Solar Photovoltaic Project #07 | Electric Utility | CA | S007E | 0.5 | 0.5 | Solar Photovoltaic | SUN | PV | 11 | 2012 |  |  | (OP) Operating | [6 empty] | SAN BERNARDINO | 34.0861 | -117.2275
17609 | Southern California Edison Co | 57222 | Solar Photovoltaic Project #08 | Electric Utility | CA | S008A | 0.5 | 0.5 | Solar Photovoltaic | SUN | PV | 8 | 2011 |  |  | (OP) Operating | [6 empty] | SAN BERNARDINO | 34.0419 | -117.565
17609 | Southern California Edison Co | 57222 | Solar Photovoltaic Project #08 | Electric Utility | CA | S008B | 0.5 | 0.5 | Solar Photovoltaic | SUN | PV | 8 | 2011 |  |  | (OP) Operating | [6 empty] | SAN BERNARDINO | 34.0419 | -117.565
17609 | Southern California Edison Co | 57222 | Solar Photovoltaic Project #08 | Electric Utility | CA | S008C | 0.5 | 0.5 | Solar Photovoltaic | SUN | PV | 8 | 2011 |  |  | (OP) Operating | [6 empty] | SAN BERNARDINO | 34.0419 | -117.565
17609 | Southern California Edison Co | 57222 | Solar Photovoltaic Project #08 | Electric Utility | CA | S008D | 0.5 | 0.5 | Solar Photovoltaic | SUN | PV | 8 | 2011 |  |  | (OP) Operating | [6 empty] | SAN BERNARDINO | 34.0419 | -117.565
17609 | Southern California Edison Co | 57223 | Solar Photovoltaic Project #09 | Electric Utility | CA | S009A | 0.5 | 0.5 | Solar Photovoltaic | SUN | PV | 8 | 2011 |  |  | (OP) Operating | [6 empty] | SAN BERNARDINO | 34.0428 | -117.5717
17609 | Southern California Edison Co | 57223 | Solar Photovoltaic Project #09 | Electric Utility | CA | S009B | 0.5 | 0.5 | Solar Photovoltaic | SUN | PV | 8 | 2011 |  |  | (OP) Operating | [6 empty] | SAN BERNARDINO | 34.0428 | -117.5717
17609 | Southern California Edison Co | 57224 | Solar Photovoltaic Project #10 | Electric Utility | CA | S010A | 0.5 | 0.5 | Solar Photovoltaic | SUN | PV | 1 | 2013 |  |  | (OP) Operating | [6 empty] | SAN BERNARDINO | 34.075 | -117.5169
17609 | Southern California Edison Co | 57224 | Solar Photovoltaic Project #10 | Electric Utility | CA | S010B | 0.5 | 0.5 | Solar Photovoltaic | SUN | PV | 1 | 2013 |  |  | (OP) Operating | [6 empty] | SAN BERNARDINO | 34.075 | -117.5169
17609 | Southern California Edison Co | 57224 | Solar Photovoltaic Project #10 | Electric Utility | CA | S010C | 0.5 | 0.5 | Solar Photovoltaic | SUN | PV | 1 | 2013 |  |  | (OP) Operating | [6 empty] | SAN BERNARDINO | 34.075 | -117.5169
17609 | Southern California Edison Co | 57225 | Solar Photovoltaic Project #11 | Electric Utility | CA | S011A | 0.5 | 0.5 | Solar Photovoltaic | SUN | PV | 2 | 2015 |  |  | (OP) Operating | [6 empty] | SAN BERNARDINO | 34.0758 | -117.2414
17609 | Southern California Edison Co | 57225 | Solar Photovoltaic Project #11 | Electric Utility | CA | S011B | 0.5 | 0.5 | Solar Photovoltaic | SUN | PV | 2 | 2015 |  |  | (OP) Operating | [6 empty] | SAN BERNARDINO | 34.0758 | -117.2414
17609 | Southern California Edison Co | 57225 | Solar Photovoltaic Project #11 | Electric Utility | CA | S011C | 0.5 | 0.5 | Solar Photovoltaic | SUN | PV | 2 | 2015 |  |  | (OP) Operating | [6 empty] | SAN BERNARDINO | 34.0758 | -117.2414
17609 | Southern California Edison Co | 57225 | Solar Photovoltaic Project #11 | Electric Utility | CA | S011D | 0.5 | 0.5 | Solar Photovoltaic | SUN | PV | 2 | 2015 |  |  | (OP) Operating | [6 empty] | SAN BERNARDINO | 34.0758 | -117.2414
17609 | Southern California Edison Co | 57225 | Solar Photovoltaic Project #11 | Electric Utility | CA | S011E | 0.5 | 0.5 | Solar Photovoltaic | SUN | PV | 2 | 2015 |  |  | (OP) Operating | [6 empty] | SAN BERNARDINO | 34.0758 | -117.2414
17609 | Southern California Edison Co | 57225 | Solar Photovoltaic Project #11 | Electric Utility | CA | S011F | 0.5 | 0.5 | Solar Photovoltaic | SUN | PV | 2 | 2015 |  |  | (OP) Operating | [6 empty] | SAN BERNARDINO | 34.0758 | -117.2414
17609 | Southern California Edison Co | 57225 | Solar Photovoltaic Project #11 | Electric Utility | CA | S011G | 0.5 | 0.5 | Solar Photovoltaic | SUN | PV | 2 | 2015 |  |  | (OP) Operating | [6 empty] | SAN BERNARDINO | 34.0758 | -117.2414
17609 | Southern California Edison Co | 57226 | Solar Photovoltaic Project #12 | Electric Utility | CA | S012A | 0.5 | 0.5 | Solar Photovoltaic | SUN | PV | 8 | 2011 |  |  | (OP) Operating | [6 empty] | SAN BERNARDINO | 34.0422 | -117.5617
17609 | Southern California Edison Co | 57227 | Solar Photovoltaic Project #13 | Electric Utility | CA | S013A | 0.5 | 0.5 | Solar Photovoltaic | SUN | PV | 2 | 2015 |  |  | (OP) Operating | [6 empty] | SAN BERNARDINO | 34.0835 | -117.2356
17609 | Southern California Edison Co | 57227 | Solar Photovoltaic Project #13 | Electric Utility | CA | S013B | 0.5 | 0.5 | Solar Photovoltaic | SUN | PV | 2 | 2015 |  |  | (OP) Operating | [6 empty] | SAN BERNARDINO | 34.0835 | -117.2356
17609 | Southern California Edison Co | 57227 | Solar Photovoltaic Project #13 | Electric Utility | CA | S013C | 0.5 | 0.5 | Solar Photovoltaic | SUN | PV | 2 | 2015 |  |  | (OP) Operating | [6 empty] | SAN BERNARDINO | 34.0835 | -117.2356
17609 | Southern California Edison Co | 57227 | Solar Photovoltaic Project #13 | Electric Utility | CA | S013D | 0.5 | 0.5 | Solar Photovoltaic | SUN | PV | 2 | 2015 |  |  | (OP) Operating | [6 empty] | SAN BERNARDINO | 34.0835 | -117.2356
17609 | Southern California Edison Co | 57227 | Solar Photovoltaic Project #13 | Electric Utility | CA | S013E | 0.5 | 0.5 | Solar Photovoltaic | SUN | PV | 2 | 2015 |  |  | (OP) Operating | [6 empty] | SAN BERNARDINO | 34.0835 | -117.2356
17609 | Southern California Edison Co | 57227 | Solar Photovoltaic Project #13 | Electric Utility | CA | S013F | 0.5 | 0.5 | Solar Photovoltaic | SUN | PV | 2 | 2015 |  |  | (OP) Operating | [6 empty] | SAN BERNARDINO | 34.0835 | -117.2356
17609 | Southern California Edison Co | 57227 | Solar Photovoltaic Project #13 | Electric Utility | CA | S013G | 0.5 | 0.5 | Solar Photovoltaic | SUN | PV | 2 | 2015 |  |  | (OP) Operating | [6 empty] | SAN BERNARDINO | 34.0835 | -117.2356
17609 | Southern California Edison Co | 57229 | Solar Photovoltaic Project #15 | Electric Utility | CA | S015A | 0.5 | 0.5 | Solar Photovoltaic | SUN | PV | 1 | 2013 |  |  | (OP) Operating | [6 empty] | SAN BERNARDINO | 34.0792 | -117.5167
17609 | Southern California Edison Co | 57229 | Solar Photovoltaic Project #15 | Electric Utility | CA | S015B | 0.5 | 0.5 | Solar Photovoltaic | SUN | PV | 1 | 2013 |  |  | (OP) Operating | [6 empty] | SAN BERNARDINO | 34.0792 | -117.5167
17609 | Southern California Edison Co | 57229 | Solar Photovoltaic Project #15 | Electric Utility | CA | S015C | 0.5 | 0.5 | Solar Photovoltaic | SUN | PV | 1 | 2013 |  |  | (OP) Operating | [6 empty] | SAN BERNARDINO | 34.0792 | -117.5167
17609 | Southern California Edison Co | 57229 | Solar Photovoltaic Project #15 | Electric Utility | CA | S015D | 0.5 | 0.5 | Solar Photovoltaic | SUN | PV | 1 | 2013 |  |  | (OP) Operating | [6 empty] | SAN BERNARDINO | 34.0792 | -117.5167
17609 | Southern California Edison Co | 57229 | Solar Photovoltaic Project #15 | Electric Utility | CA | S015E | 0.5 | 0.5 | Solar Photovoltaic | SUN | PV | 1 | 2013 |  |  | (OP) Operating | [6 empty] | SAN BERNARDINO | 34.0792 | -117.5167
17609 | Southern California Edison Co | 57229 | Solar Photovoltaic Project #15 | Electric Utility | CA | S015F | 0.5 | 0.5 | Solar Photovoltaic | SUN | PV | 1 | 2013 |  |  | (OP) Operating | [6 empty] | SAN BERNARDINO | 34.0792 | -117.5167
17609 | Southern California Edison Co | 57229 | Solar Photovoltaic Project #15 | Electric Utility | CA | S015G | 0.5 | 0.5 | Solar Photovoltaic | SUN | PV | 1 | 2013 |  |  | (OP) Operating | [6 empty] | SAN BERNARDINO | 34.0792 | -117.5167
17609 | Southern California Edison Co | 57230 | Solar Photovoltaic Project #16 | Electric Utility | CA | S016A | 0.5 | 0.5 | Solar Photovoltaic | SUN | PV | 2 | 2015 |  |  | (OP) Operating | [6 empty] | SAN BERNARDINO | 34.0856 | -117.2336
17609 | Southern California Edison Co | 57230 | Solar Photovoltaic Project #16 | Electric Utility | CA | S016B | 0.5 | 0.5 | Solar Photovoltaic | SUN | PV | 2 | 2015 |  |  | (OP) Operating | [6 empty] | SAN BERNARDINO | 34.0856 | -117.2336
17609 | Southern California Edison Co | 57230 | Solar Photovoltaic Project #16 | Electric Utility | CA | S016C | 0.5 | 0.5 | Solar Photovoltaic | SUN | PV | 2 | 2015 |  |  | (OP) Operating | [6 empty] | SAN BERNARDINO | 34.0856 | -117.2336
17609 | Southern California Edison Co | 57231 | Solar Photovoltaic Project #17 | Electric Utility | CA | S017A | 0.5 | 0.5 | Solar Photovoltaic | SUN | PV | 1 | 2015 |  |  | (OP) Operating | [6 empty] | SAN BERNARDINO | 34.0728 | -117.5033
17609 | Southern California Edison Co | 57231 | Solar Photovoltaic Project #17 | Electric Utility | CA | S017B | 0.5 | 0.5 | Solar Photovoltaic | SUN | PV | 1 | 2015 |  |  | (OP) Operating | [6 empty] | SAN BERNARDINO | 34.0728 | -117.5033
17609 | Southern California Edison Co | 57231 | Solar Photovoltaic Project #17 | Electric Utility | CA | S017C | 0.5 | 0.5 | Solar Photovoltaic | SUN | PV | 1 | 2015 |  |  | (OP) Operating | [6 empty] | SAN BERNARDINO | 34.0728 | -117.5033
17609 | Southern California Edison Co | 57231 | Solar Photovoltaic Project #17 | Electric Utility | CA | S017D | 0.5 | 0.5 | Solar Photovoltaic | SUN | PV | 1 | 2015 |  |  | (OP) Operating | [6 empty] | SAN BERNARDINO | 34.0728 | -117.5033
17609 | Southern California Edison Co | 57231 | Solar Photovoltaic Project #17 | Electric Utility | CA | S017E | 0.5 | 0.5 | Solar Photovoltaic | SUN | PV | 1 | 2015 |  |  | (OP) Operating | [6 empty] | SAN BERNARDINO | 34.0728 | -117.5033
17609 | Southern California Edison Co | 57231 | Solar Photovoltaic Project #17 | Electric Utility | CA | S017F | 0.5 | 0.5 | Solar Photovoltaic | SUN | PV | 1 | 2015 |  |  | (OP) Operating | [6 empty] | SAN BERNARDINO | 34.0728 | -117.5033
17609 | Southern California Edison Co | 57231 | Solar Photovoltaic Project #17 | Electric Utility | CA | S017G | 0.5 | 0.5 | Solar Photovoltaic | SUN | PV | 1 | 2015 |  |  | (OP) Operating | [6 empty] | SAN BERNARDINO | 34.0728 | -117.5033
17609 | Southern California Edison Co | 57232 | Solar Photovoltaic Project #18 | Electric Utility | CA | S018A | 0.5 | 0.5 | Solar Photovoltaic | SUN | PV | 11 | 2012 |  |  | (OP) Operating | [6 empty] | SAN BERNARDINO | 34.0833 | -117.5164
17609 | Southern California Edison Co | 57232 | Solar Photovoltaic Project #18 | Electric Utility | CA | S018B | 0.5 | 0.5 | Solar Photovoltaic | SUN | PV | 11 | 2012 |  |  | (OP) Operating | [6 empty] | SAN BERNARDINO | 34.0833 | -117.5164
17609 | Southern California Edison Co | 57232 | Solar Photovoltaic Project #18 | Electric Utility | CA | S018C | 0.5 | 0.5 | Solar Photovoltaic | SUN | PV | 11 | 2012 |  |  | (OP) Operating | [6 empty] | SAN BERNARDINO | 34.0833 | -117.5164
17609 | Southern California Edison Co | 57236 | Solar Photovoltaic Project #23 | Electric Utility | CA | S023A | 0.5 | 0.5 | Solar Photovoltaic | SUN | PV | 1 | 2013 |  |  | (OP) Operating | [6 empty] | San Bernardino | 34.0808 | -117.5203
17609 | Southern California Edison Co | 57236 | Solar Photovoltaic Project #23 | Electric Utility | CA | S023B | 0.5 | 0.5 | Solar Photovoltaic | SUN | PV | 1 | 2013 |  |  | (OP) Operating | [6 empty] | San Bernardino | 34.0808 | -117.5203
17609 | Southern California Edison Co | 57236 | Solar Photovoltaic Project #23 | Electric Utility | CA | S023C | 0.5 | 0.5 | Solar Photovoltaic | SUN | PV | 1 | 2013 |  |  | (OP) Operating | [6 empty] | San Bernardino | 34.0808 | -117.5203
17609 | Southern California Edison Co | 57236 | Solar Photovoltaic Project #23 | Electric Utility | CA | S023D | 0.5 | 0.5 | Solar Photovoltaic | SUN | PV | 1 | 2013 |  |  | (OP) Operating | [6 empty] | San Bernardino | 34.0808 | -117.5203
17609 | Southern California Edison Co | 57236 | Solar Photovoltaic Project #23 | Electric Utility | CA | S023E | 0.5 | 0.5 | Solar Photovoltaic | SUN | PV | 1 | 2013 |  |  | (OP) Operating | [6 empty] | San Bernardino | 34.0808 | -117.5203
17609 | Southern California Edison Co | 57237 | Solar Photovoltaic Project #22 | Electric Utility | CA | S022A | 0.5 | 0.5 | Solar Photovoltaic | SUN | PV | 8 | 2011 |  |  | (OP) Operating | [6 empty] | San Bernardino | 34.08 | -117.2114
17609 | Southern California Edison Co | 57237 | Solar Photovoltaic Project #22 | Electric Utility | CA | S022B | 0.5 | 0.5 | Solar Photovoltaic | SUN | PV | 8 | 2011 |  |  | (OP) Operating | [6 empty] | San Bernardino | 34.08 | -117.2114
17609 | Southern California Edison Co | 57237 | Solar Photovoltaic Project #22 | Electric Utility | CA | S022C | 0.5 | 0.5 | Solar Photovoltaic | SUN | PV | 8 | 2011 |  |  | (OP) Operating | [6 empty] | San Bernardino | 34.08 | -117.2114
17609 | Southern California Edison Co | 57237 | Solar Photovoltaic Project #22 | Electric Utility | CA | S022D | 0.5 | 0.5 | Solar Photovoltaic | SUN | PV | 8 | 2011 |  |  | (OP) Operating | [6 empty] | San Bernardino | 34.08 | -117.2114
56603 | Roth Rock Wind Farm LLC | 57239 | Roth Rock Wind Farm LLC | IPP Non-CHP | MD | SRRW1 | 40 | 40 | Onshore Wind Turbine | WND | WT | 8 | 2011 |  |  | (OP) Operating | [6 empty] | Garrett | 39.2544 | -79.4672
56603 | Roth Rock Wind Farm LLC | 57240 | Roth Rock North Wind Farm, LLC | IPP Non-CHP | MD | SRRNW | 10 | 10 | Onshore Wind Turbine | WND | WT | 8 | 2011 |  |  | (OP) Operating | [6 empty] | Garrett | 39.2872 | -79.4344
56611 | Gainesville Renewable Energy Center LLC | 57241 | Gainesville Renewable Energy Center | IPP Non-CHP | FL | 1 | 116.1 | 102.5 | Wood/Wood Waste Biomass | WDS | ST | 12 | 2013 |  |  | (OP) Operating | [6 empty] | Alachua | 29.7675 | -82.3964
17650 | Southern Power Co | 57243 | Cimarron Solar Facility | IPP Non-CHP | NM | CIM1 | 30.6 | 30.6 | Solar Photovoltaic | SUN | PV | 12 | 2010 |  |  | (OP) Operating | [6 empty] | COLFAX | 36.4681 | -104.6357
56612 | Kit Carson Windpower LLC | 57244 | Kit Carson Windpower | IPP Non-CHP | CO | KCW | 51 | 51 | Onshore Wind Turbine | WND | WT | 11 | 2010 |  |  | (OP) Operating | [6 empty] | Kit Carson | 39.3383 | -102.3533
17609 | Southern California Edison Co | 57245 | Solar Photovoltaic Project #26 | Electric Utility | CA | S026A | 0.5 | 0.5 | Solar Photovoltaic | SUN | PV | 2 | 2015 |  |  | (OP) Operating | [6 empty] | SAN BERNARDINO | 34.1312 | -117.4253
17609 | Southern California Edison Co | 57245 | Solar Photovoltaic Project #26 | Electric Utility | CA | S026B | 0.5 | 0.5 | Solar Photovoltaic | SUN | PV | 2 | 2015 |  |  | (OP) Operating | [6 empty] | SAN BERNARDINO | 34.1312 | -117.4253
17609 | Southern California Edison Co | 57245 | Solar Photovoltaic Project #26 | Electric Utility | CA | S026C | 0.5 | 0.5 | Solar Photovoltaic | SUN | PV | 2 | 2015 |  |  | (OP) Operating | [6 empty] | SAN BERNARDINO | 34.1312 | -117.4253
17609 | Southern California Edison Co | 57245 | Solar Photovoltaic Project #26 | Electric Utility | CA | S026D | 0.5 | 0.5 | Solar Photovoltaic | SUN | PV | 2 | 2015 |  |  | (OP) Operating | [6 empty] | SAN BERNARDINO | 34.1312 | -117.4253
17609 | Southern California Edison Co | 57245 | Solar Photovoltaic Project #26 | Electric Utility | CA | S026E | 0.5 | 0.5 | Solar Photovoltaic | SUN | PV | 2 | 2015 |  |  | (OP) Operating | [6 empty] | SAN BERNARDINO | 34.1312 | -117.4253
17609 | Southern California Edison Co | 57245 | Solar Photovoltaic Project #26 | Electric Utility | CA | S026F | 0.5 | 0.5 | Solar Photovoltaic | SUN | PV | 2 | 2015 |  |  | (OP) Operating | [6 empty] | SAN BERNARDINO | 34.1312 | -117.4253
17609 | Southern California Edison Co | 57245 | Solar Photovoltaic Project #26 | Electric Utility | CA | S026G | 0.5 | 0.5 | Solar Photovoltaic | SUN | PV | 2 | 2015 |  |  | (OP) Operating | [6 empty] | SAN BERNARDINO | 34.1312 | -117.4253
17609 | Southern California Edison Co | 57245 | Solar Photovoltaic Project #26 | Electric Utility | CA | S026H | 0.5 | 0.5 | Solar Photovoltaic | SUN | PV | 2 | 2015 |  |  | (OP) Operating | [6 empty] | SAN BERNARDINO | 34.1312 | -117.4253
17609 | Southern California Edison Co | 57245 | Solar Photovoltaic Project #26 | Electric Utility | CA | S026I | 0.5 | 0.5 | Solar Photovoltaic | SUN | PV | 2 | 2015 |  |  | (OP) Operating | [6 empty] | SAN BERNARDINO | 34.1312 | -117.4253
17609 | Southern California Edison Co | 57245 | Solar Photovoltaic Project #26 | Electric Utility | CA | S026J | 0.5 | 0.5 | Solar Photovoltaic | SUN | PV | 2 | 2015 |  |  | (OP) Operating | [6 empty] | SAN BERNARDINO | 34.1312 | -117.4253
17609 | Southern California Edison Co | 57245 | Solar Photovoltaic Project #26 | Electric Utility | CA | SO26K | 0.5 | 0.5 | Solar Photovoltaic | SUN | PV | 2 | 2015 |  |  | (OP) Operating | [6 empty] | SAN BERNARDINO | 34.1312 | -117.4253
17609 | Southern California Edison Co | 57245 | Solar Photovoltaic Project #26 | Electric Utility | CA | SO26L | 0.5 | 0.5 | Solar Photovoltaic | SUN | PV | 2 | 2015 |  |  | (OP) Operating | [6 empty] | SAN BERNARDINO | 34.1312 | -117.4253
17609 | Southern California Edison Co | 57246 | Solar Photovoltaic Project #27 | Electric Utility | CA | S027A | 0.5 | 0.5 | Solar Photovoltaic | SUN | PV | 2 | 2015 |  |  | (OP) Operating | [6 empty] | SAN BERNARDINO | 34.1311 | -117.4217
17609 | Southern California Edison Co | 57246 | Solar Photovoltaic Project #27 | Electric Utility | CA | S027B | 0.5 | 0.5 | Solar Photovoltaic | SUN | PV | 2 | 2015 |  |  | (OP) Operating | [6 empty] | SAN BERNARDINO | 34.1311 | -117.4217
17609 | Southern California Edison Co | 57246 | Solar Photovoltaic Project #27 | Electric Utility | CA | S027C | 0.5 | 0.5 | Solar Photovoltaic | SUN | PV | 2 | 2015 |  |  | (OP) Operating | [6 empty] | SAN BERNARDINO | 34.1311 | -117.4217
17609 | Southern California Edison Co | 57246 | Solar Photovoltaic Project #27 | Electric Utility | CA | S027D | 0.5 | 0.5 | Solar Photovoltaic | SUN | PV | 2 | 2015 |  |  | (OP) Operating | [6 empty] | SAN BERNARDINO | 34.1311 | -117.4217
17609 | Southern California Edison Co | 57247 | Solar Photovoltaic Project #28 | Electric Utility | CA | S028A | 0.5 | 0.5 | Solar Photovoltaic | SUN | PV | 2 | 2015 |  |  | (OP) Operating | [6 empty] | SAN BERNARDINO | 34.0942 | -117.2742
17609 | Southern California Edison Co | 57247 | Solar Photovoltaic Project #28 | Electric Utility | CA | S028B | 0.5 | 0.5 | Solar Photovoltaic | SUN | PV | 2 | 2015 |  |  | (OP) Operating | [6 empty] | SAN BERNARDINO | 34.0942 | -117.2742
17609 | Southern California Edison Co | 57247 | Solar Photovoltaic Project #28 | Electric Utility | CA | S028C | 0.5 | 0.5 | Solar Photovoltaic | SUN | PV | 2 | 2015 |  |  | (OP) Operating | [6 empty] | SAN BERNARDINO | 34.0942 | -117.2742
17609 | Southern California Edison Co | 57247 | Solar Photovoltaic Project #28 | Electric Utility | CA | S028D | 0.5 | 0.5 | Solar Photovoltaic | SUN | PV | 2 | 2015 |  |  | (OP) Operating | [6 empty] | SAN BERNARDINO | 34.0942 | -117.2742
17609 | Southern California Edison Co | 57247 | Solar Photovoltaic Project #28 | Electric Utility | CA | S028E | 0.5 | 0.5 | Solar Photovoltaic | SUN | PV | 2 | 2015 |  |  | (OP) Operating | [6 empty] | SAN BERNARDINO | 34.0942 | -117.2742
17609 | Southern California Edison Co | 57247 | Solar Photovoltaic Project #28 | Electric Utility | CA | S028F | 0.5 | 0.5 | Solar Photovoltaic | SUN | PV | 2 | 2015 |  |  | (OP) Operating | [6 empty] | SAN BERNARDINO | 34.0942 | -117.2742
17609 | Southern California Edison Co | 57247 | Solar Photovoltaic Project #28 | Electric Utility | CA | S028G | 0.5 | 0.5 | Solar Photovoltaic | SUN | PV | 2 | 2015 |  |  | (OP) Operating | [6 empty] | SAN BERNARDINO | 34.0942 | -117.2742
6258 | Federated Rural Electric Assn | 57248 | Welcome Wind Turbine | Electric Utility | MN | WIND1 | 2.1 | 2.1 | Onshore Wind Turbine | WND | WT | 5 | 2008 |  |  | (OP) Operating | [6 empty] | MARTIN | 43.6825 | -94.5892
55920 | Bio-Gas Technologies LTD | 57249 | Renewable Energy Services of Ohio | IPP Non-CHP | OH | GEN1 | 1.6 | 1.6 | Landfill Gas | LFG | IC | 4 | 2010 |  |  | (OP) Operating | [6 empty] | Erie | 41.3362 | -82.602
55920 | Bio-Gas Technologies LTD | 57249 | Renewable Energy Services of Ohio | IPP Non-CHP | OH | GEN2 | 0.8 | 0.8 | Landfill Gas | LFG | IC | 8 | 2014 |  |  | (OP) Operating | [6 empty] | Erie | 41.3362 | -82.602
40211 | Wabash Valley Power Assn, Inc | 57250 | Earthmovers LFGTE | Electric Utility | IN | 1 | 0.8 | 0.8 | Landfill Gas | LFG | IC | 10 | 2010 |  |  | (OP) Operating | [6 empty] | ELKHART | 41.6229 | -85.9752
40211 | Wabash Valley Power Assn, Inc | 57250 | Earthmovers LFGTE | Electric Utility | IN | 2 | 0.8 | 0.8 | Landfill Gas | LFG | IC | 10 | 2010 |  |  | (OP) Operating | [6 empty] | ELKHART | 41.6229 | -85.9752
40211 | Wabash Valley Power Assn, Inc | 57250 | Earthmovers LFGTE | Electric Utility | IN | 3 | 0.8 | 0.8 | Landfill Gas | LFG | IC | 10 | 2010 |  |  | (OP) Operating | [6 empty] | ELKHART | 41.6229 | -85.9752
40211 | Wabash Valley Power Assn, Inc | 57250 | Earthmovers LFGTE | Electric Utility | IN | 4 | 0.8 | 0.8 | Landfill Gas | LFG | IC | 10 | 2010 |  |  | (OP) Operating | [6 empty] | ELKHART | 41.6229 | -85.9752
40211 | Wabash Valley Power Assn, Inc | 57250 | Earthmovers LFGTE | Electric Utility | IN | 5 | 0.8 | 0.8 | Landfill Gas | LFG | IC | 10 | 2010 |  |  | (OP) Operating | [6 empty] | ELKHART | 41.6229 | -85.9752
40211 | Wabash Valley Power Assn, Inc | 57250 | Earthmovers LFGTE | Electric Utility | IN | 6 | 0.8 | 0.8 | Landfill Gas | LFG | IC | 10 | 2010 |  |  | (OP) Operating | [6 empty] | ELKHART | 41.6229 | -85.9752
9425 | Iowa Lakes Electric Coop | 57251 | Lakota Wind Wind Farm | Electric Utility | IA | LAK1 | 10.5 | 10.5 | Onshore Wind Turbine | WND | WT | 3 | 2009 |  |  | (OP) Operating | [6 empty] | KOSSUTH | 43.3839 | -94.1475
9425 | Iowa Lakes Electric Coop | 57252 | Iowa Lakes Superior Wind Farm | Electric Utility | IA | SUP1 | 10.5 | 10.5 | Onshore Wind Turbine | WND | WT | 4 | 2009 |  |  | (OP) Operating | [6 empty] | DICKINSON | 43.445 | -94.9803
56619 | Air Force Civil Engineer Center | 57253 | MA Military Reservation Wind Project | IPP Non-CHP | MA | 1 | 1.5 | 1.5 | Onshore Wind Turbine | WND | WT | 12 | 2009 |  |  | (OP) Operating | [6 empty] | BARNSTABLE | 41.6647 | -70.5942
56619 | Air Force Civil Engineer Center | 57253 | MA Military Reservation Wind Project | IPP Non-CHP | MA | 2 | 1.5 | 1.5 | Onshore Wind Turbine | WND | WT | 11 | 2011 |  |  | (OP) Operating | [6 empty] | BARNSTABLE | 41.6647 | -70.5942
56619 | Air Force Civil Engineer Center | 57253 | MA Military Reservation Wind Project | IPP Non-CHP | MA | 3 | 1.5 | 1.5 | Onshore Wind Turbine | WND | WT | 11 | 2011 |  |  | (OP) Operating | [6 empty] | BARNSTABLE | 41.6647 | -70.5942
56618 | Victor Valley Community College District | 57254 | Victor Valley CC CPV Solar | Commercial Non-CHP | CA | 1PV | 1 | 1 | Solar Photovoltaic | SUN | PV | 6 | 2010 |  |  | (OP) Operating | [6 empty] | SAN BERNARDINO | 34.4802 | -117.2579
56769 | Consolidated Edison Development Inc. | 57256 | PA Solar Park | IPP Non-CHP | PA | 1 | 10.1 | 10 | Solar Photovoltaic | SUN | PV | 10 | 2012 |  |  | (OP) Operating | [6 empty] | Carbon | 40.8601 | -75.8522
56617 | Iowa Lakes Community College | 57257 | Iowa Lakes Community College Wind Farm | Commercial Non-CHP | IA | VMN82 | 1 | 1 | Onshore Wind Turbine | WND | WT | 2 | 2005 |  |  | (OP) Operating | [6 empty] | EMMET | 43.3853 | -94.8157
56630 | Texico Wind LP | 57258 | Texico Wind Ranch LP | IPP Non-CHP | NM | 1 | 0.7 | 0.7 | Onshore Wind Turbine | WND | WT | 12 | 2003 |  |  | (OP) Operating | [6 empty] | Curry | 34.36 | -103.0667
56630 | Texico Wind LP | 57258 | Texico Wind Ranch LP | IPP Non-CHP | NM | 2 | 0.6 | 0.6 | Onshore Wind Turbine | WND | WT | 12 | 1999 |  |  | (OP) Operating | [6 empty] | Curry | 34.36 | -103.0667
56630 | Texico Wind LP | 57258 | Texico Wind Ranch LP | IPP Non-CHP | NM | 3 | 0.6 | 0.6 | Onshore Wind Turbine | WND | WT | 12 | 2003 |  |  | (OP) Operating | [6 empty] | Curry | 34.36 | -103.0667
56629 | Lubbock Wind LLC | 57259 | Lubbock Wind Ranch | IPP Non-CHP | TX | 1 | 2.5 | 2.5 | Onshore Wind Turbine | WND | WT | 2 | 2010 |  |  | (OP) Operating | [6 empty] | Lubbock | 33.5697 | -101.7653
56629 | Lubbock Wind LLC | 57259 | Lubbock Wind Ranch | IPP Non-CHP | TX | 2 | 2.5 | 2.5 | Onshore Wind Turbine | WND | WT | 12 | 2010 |  |  | (OP) Operating | [6 empty] | Lubbock | 33.5697 | -101.7653
56629 | Lubbock Wind LLC | 57259 | Lubbock Wind Ranch | IPP Non-CHP | TX | 3 | 2.5 | 2.5 | Onshore Wind Turbine | WND | WT | 12 | 2010 |  |  | (OA) Out of service but expected to return to service in next calendar year | [6 empty] | Lubbock | 33.5697 | -101.7653
59883 | NRG Energy Gas & Wind Holdings Inc | 57260 | Cedro Hill Wind LLC | IPP Non-CHP | TX | 1 | 150 | 150 | Onshore Wind Turbine | WND | WT | 12 | 2010 |  |  | (OP) Operating | [6 empty] | Webb | 27.5761 | -98.9053
59883 | NRG Energy Gas & Wind Holdings Inc | 57261 | Taloga Wind LLC | IPP Non-CHP | OK | 1 | 130 | 130 | Onshore Wind Turbine | WND | WT | 7 | 2011 |  |  | (OP) Operating | [6 empty] | Dewey | 35.8556 | -98.9683
59883 | NRG Energy Gas & Wind Holdings Inc | 57262 | Laredo Ridge Wind LLC | IPP Non-CHP | NE | 1 | 79.9 | 79.9 | Onshore Wind Turbine | WND | WT | 2 | 2011 |  |  | (OP) Operating | [6 empty] | Boone | 41.8803 | -98.0239
56627 | DeWind Co. | 57263 | Little Pringle I Wind Farm | IPP Non-CHP | TX | LP1 | 10 | 10 | Onshore Wind Turbine | WND | WT | 10 | 2010 |  |  | (OP) Operating | [6 empty] | Hutchinson | 35.9643 | -101.5402
56627 | DeWind Co. | 57264 | Little Pringle II Wind Farm | IPP Non-CHP | TX | LP2 | 10 | 10 | Onshore Wind Turbine | WND | WT | 10 | 2010 |  |  | (OP) Operating | [6 empty] | Hutchinson | 35.9249 | -101.5414
11804 | Massachusetts Electric Co | 57265 | Dorchester Solar Site | Electric Utility | MA | 1 | 1 | 1 | Solar Photovoltaic | SUN | PV | 1 | 2012 |  |  | (OP) Operating | [6 empty] | Suffolk | 42.3008 | -71.0472
56635 | NRG Marsh Landing LLC | 57267 | Marsh Landing Generating Station | IPP Non-CHP | CA | 1 | 207 | 191.8 | Natural Gas Fired Combustion Turbine | NG | GT | 5 | 2013 |  |  | (OP) Operating | [6 empty] | Contra Costa | 38.0169 | -121.765
56635 | NRG Marsh Landing LLC | 57267 | Marsh Landing Generating Station | IPP Non-CHP | CA | 2 | 207 | 191 | Natural Gas Fired Combustion Turbine | NG | GT | 5 | 2013 |  |  | (OP) Operating | [6 empty] | Contra Costa | 38.0169 | -121.765
56635 | NRG Marsh Landing LLC | 57267 | Marsh Landing Generating Station | IPP Non-CHP | CA | 3 | 207 | 190.6 | Natural Gas Fired Combustion Turbine | NG | GT | 5 | 2013 |  |  | (OP) Operating | [6 empty] | Contra Costa | 38.0169 | -121.765
56635 | NRG Marsh Landing LLC | 57267 | Marsh Landing Generating Station | IPP Non-CHP | CA | 4 | 207 | 192.3 | Natural Gas Fired Combustion Turbine | NG | GT | 5 | 2013 |  |  | (OP) Operating | [6 empty] | Contra Costa | 38.0169 | -121.765
57170 | EDF Renewable Asset Holdings, Inc. | 57268 | Chestnut Flats Wind Farm | IPP Non-CHP | PA | 1 | 38 | 38 | Onshore Wind Turbine | WND | WT | 12 | 2011 |  |  | (OP) Operating | [6 empty] | BLAIR | 40.5228 | -78.4769
11804 | Massachusetts Electric Co | 57269 | Haverhill Solar Power Project | Electric Utility | MA | 1 | 1 | 0.8 | Solar Photovoltaic | SUN | PV | 12 | 2010 |  |  | (OP) Operating | [6 empty] | ESSEX | 42.7811 | -71.0926
11804 | Massachusetts Electric Co | 57270 | NEDC Solar Site | Electric Utility | MA | 1 | 1 | 0.8 | Solar Photovoltaic | SUN | PV | 6 | 2010 |  |  | (OP) Operating | [6 empty] | Worcester | 42.1052 | -71.703
56642 | Grant County Wind LLC | 57274 | Grant County Wind LLC | IPP Non-CHP | MN | 1 | 20 | 20 | Onshore Wind Turbine | WND | WT | 8 | 2010 |  |  | (OP) Operating | [6 empty] | Grant | 45.8033 | -95.8844
56641 | Tonopah Solar Energy LLC | 57275 | Crescent Dunes Solar Energy | IPP Non-CHP | NV | TSE-1 | 125 | 110 | Solar Thermal with Energy Storage | SUN | CP | 11 | 2015 |  |  | (OP) Operating | [6 empty] | Nye | 38.2389 | -117.3636
59883 | NRG Energy Gas & Wind Holdings Inc | 57278 | Crofton Bluffs Wind LLC | IPP Non-CHP | NE | CWET1 | 40 | 40 | Onshore Wind Turbine | WND | WT | 11 | 2012 |  |  | (OP) Operating | [6 empty] | Knox | 42.6983 | -97.58
56645 | Aqua America Inc | 57280 | Aqua Ingrams Mill | IPP Non-CHP | PA | 1 | 1 | 0.4 | Solar Photovoltaic | SUN | PV | 12 | 2009 |  |  | (OP) Operating | [5 empty] | 0 | Chester | 39.9647 | -75.6578
34691 | Ormat Nevada Inc | 57281 | OREG 3 Inc | IPP Non-CHP | MN | CS13 | 5 | 5 | All Other | WH | OT | 8 | 2010 |  |  | (OP) Operating | [6 empty] | Martin | 43.76 | -94.7514
2770 | Terra-Gen Operating Co LLC | 57282 | Alta Wind Energy Center I | IPP Non-CHP | CA | AW01 | 150 | 150 | Onshore Wind Turbine | WND | WT | 1 | 2011 |  |  | (OP) Operating | [6 empty] | KERN | 35.0337 | -118.3534
56625 | Flat Water Wind Farm LLC | 57283 | Flat Water Wind Farm LLC | IPP Non-CHP | NE | WTG1 | 60 | 60 | Onshore Wind Turbine | WND | WT | 12 | 2010 |  |  | (OP) Operating | [6 empty] | Richardson | 40.0011 | -95.9289
59050 | Algonquin Power Co | 57284 | Minonk Wind Farm | IPP Non-CHP | IL | 1 | 200 | 192.3 | Onshore Wind Turbine | WND | WT | 11 | 2012 |  |  | (OP) Operating | [6 empty] | Woodford | 40.8886 | -88.9972
59050 | Algonquin Power Co | 57285 | Sandy Ridge Wind Farm | IPP Non-CHP | PA | 1 | 50 | 48.2 | Onshore Wind Turbine | WND | WT | 2 | 2012 |  |  | (OP) Operating | [6 empty] | Blair | 40.7292 | -78.2874
14063 | Oklahoma Gas & Electric Co | 57286 | OU Spirit Wind Farm | Electric Utility | OK | WT1 | 101.2 | 101.2 | Onshore Wind Turbine | WND | WT | 12 | 2009 |  |  | (OP) Operating | [6 empty] | Woodward | 36.3338 | -99.4801
15399 | Iberdrola Renewables Inc | 57287 | Hardscrabble Wind Power LLC | IPP Non-CHP | NY | 1 | 74 | 74 | Onshore Wind Turbine | WND | WT | 1 | 2011 |  |  | (OP) Operating | [6 empty] | Herkimer | 43.1122 | -74.8789
58150 | Big Blue Wind Farm LLC | 57289 | Big Blue | IPP Non-CHP | MN | BBWP | 36 | 36 | Onshore Wind Turbine | WND | WT | 12 | 2012 |  |  | (OP) Operating | [6 empty] | Faribault | 43.6122 | -94.1919
56653 | Northern Colorado Wind LLC | 57290 | Northern Colorado Wind LLC | IPP Non-CHP | CO | GE | 22.5 | 22.5 | Onshore Wind Turbine | WND | WT | 8 | 2009 |  |  | (OP) Operating | [6 empty] | Logan | 40.9881 | -102.8969
56653 | Northern Colorado Wind LLC | 57290 | Northern Colorado Wind LLC | IPP Non-CHP | CO | SIEM | 151.8 | 151.8 | Onshore Wind Turbine | WND | WT | 8 | 2009 |  |  | (OP) Operating | [6 empty] | Logan | 40.9881 | -102.8969
2770 | Terra-Gen Operating Co LLC | 57291 | Alta Wind Energy Center II | IPP Non-CHP | CA | AW02 | 150 | 150 | Onshore Wind Turbine | WND | WT | 1 | 2011 |  |  | (OP) Operating | [6 empty] | KERN | 35.0239 | -118.2953
2770 | Terra-Gen Operating Co LLC | 57292 | Alta Wind Energy Center III | IPP Non-CHP | CA | AW03 | 150 | 150 | Onshore Wind Turbine | WND | WT | 2 | 2011 |  |  | (OP) Operating | [6 empty] | KERN | 35.0239 | -118.2953
2770 | Terra-Gen Operating Co LLC | 57293 | Alta Wind Energy Center IV | IPP Non-CHP | CA | AW04 | 102 | 102 | Onshore Wind Turbine | WND | WT | 4 | 2011 |  |  | (OP) Operating | [6 empty] | KERN | 35.0086 | -118.2422
2770 | Terra-Gen Operating Co LLC | 57294 | Alta Wind Energy Center V | IPP Non-CHP | CA | AW05 | 168 | 168 | Onshore Wind Turbine | WND | WT | 4 | 2011 |  |  | (OP) Operating | [6 empty] | KERN | 35.0086 | -118.2422
59397 | NRG Solar Alpine | 57295 | Alpine Solar | IPP Non-CHP | CA | 1 | 66 | 66 | Solar Photovoltaic | SUN | PV | 2 | 2013 |  |  | (OP) Operating | [6 empty] | Los Angeles | 34.7892 | -118.5047
56654 | Carleton College | 57296 | Carleton College | Commercial Non-CHP | MN | GEN1 | 2.3 | 2.3 | Petroleum Liquids | DFO | IC | 6 | 2009 |  |  | (SB) Standby/Backup: available for service but not normally used | [6 empty] | Rice | 44.4619 | -93.1564
56654 | Carleton College | 57296 | Carleton College | Commercial Non-CHP | MN | GEN2 | 2.3 | 2.3 | Petroleum Liquids | DFO | IC | 6 | 2009 |  |  | (SB) Standby/Backup: available for service but not normally used | [6 empty] | Rice | 44.4619 | -93.1564
56654 | Carleton College | 57296 | Carleton College | Commercial Non-CHP | MN | WIND1 | 1.6 | 1.6 | Onshore Wind Turbine | WND | WT | 9 | 2004 |  |  | (OP) Operating | [6 empty] | Rice | 44.4619 | -93.1564
56654 | Carleton College | 57296 | Carleton College | Commercial Non-CHP | MN | WIND2 | 1.6 | 1.6 | Onshore Wind Turbine | WND | WT | 10 | 2011 |  |  | (OP) Operating | [6 empty] | Rice | 44.4619 | -93.1564
55938 | Industrial Power Generating Company LLC | 57298 | Cedar Hills | IPP Non-CHP | WA | 1 | 0.3 | 0.3 | Landfill Gas | LFG | IC | 4 | 2009 |  |  | (OP) Operating | [6 empty] | King | 47.4558 | -122.0428
55938 | Industrial Power Generating Company LLC | 57298 | Cedar Hills | IPP Non-CHP | WA | 10 | 0.3 | 0.3 | Landfill Gas | LFG | IC | 4 | 2009 |  |  | (OP) Operating | [6 empty] | King | 47.4558 | -122.0428
55938 | Industrial Power Generating Company LLC | 57298 | Cedar Hills | IPP Non-CHP | WA | 11 | 0.3 | 0.3 | Landfill Gas | LFG | IC | 4 | 2009 |  |  | (OP) Operating | [6 empty] | King | 47.4558 | -122.0428
55938 | Industrial Power Generating Company LLC | 57298 | Cedar Hills | IPP Non-CHP | WA | 12 | 0.3 | 0.3 | Landfill Gas | LFG | IC | 4 | 2009 |  |  | (OP) Operating | [6 empty] | King | 47.4558 | -122.0428
55938 | Industrial Power Generating Company LLC | 57298 | Cedar Hills | IPP Non-CHP | WA | 13 | 0.3 | 0.3 | Landfill Gas | LFG | IC | 4 | 2009 |  |  | (OP) Operating | [6 empty] | King | 47.4558 | -122.0428
55938 | Industrial Power Generating Company LLC | 57298 | Cedar Hills | IPP Non-CHP | WA | 14 | 0.3 | 0.3 | Landfill Gas | LFG | IC | 4 | 2009 |  |  | (OP) Operating | [6 empty] | King | 47.4558 | -122.0428
55938 | Industrial Power Generating Company LLC | 57298 | Cedar Hills | IPP Non-CHP | WA | 15 | 0.3 | 0.3 | Landfill Gas | LFG | IC | 4 | 2009 |  |  | (OP) Operating | [6 empty] | King | 47.4558 | -122.0428
55938 | Industrial Power Generating Company LLC | 57298 | Cedar Hills | IPP Non-CHP | WA | 16 | 0.3 | 0.3 | Landfill Gas | LFG | IC | 4 | 2009 |  |  | (OP) Operating | [6 empty] | King | 47.4558 | -122.0428
55938 | Industrial Power Generating Company LLC | 57298 | Cedar Hills | IPP Non-CHP | WA | 17 | 0.3 | 0.3 | Landfill Gas | LFG | IC | 4 | 2009 |  |  | (OP) Operating | [6 empty] | King | 47.4558 | -122.0428
55938 | Industrial Power Generating Company LLC | 57298 | Cedar Hills | IPP Non-CHP | WA | 18 | 0.3 | 0.3 | Landfill Gas | LFG | IC | 4 | 2009 |  |  | (OP) Operating | [6 empty] | King | 47.4558 | -122.0428
55938 | Industrial Power Generating Company LLC | 57298 | Cedar Hills | IPP Non-CHP | WA | 2 | 0.3 | 0.3 | Landfill Gas | LFG | IC | 4 | 2009 |  |  | (OP) Operating | [6 empty] | King | 47.4558 | -122.0428
55938 | Industrial Power Generating Company LLC | 57298 | Cedar Hills | IPP Non-CHP | WA | 3 | 0.3 | 0.3 | Landfill Gas | LFG | IC | 4 | 2009 |  |  | (OP) Operating | [6 empty] | King | 47.4558 | -122.0428
55938 | Industrial Power Generating Company LLC | 57298 | Cedar Hills | IPP Non-CHP | WA | 4 | 0.3 | 0.3 | Landfill Gas | LFG | IC | 4 | 2009 |  |  | (OP) Operating | [6 empty] | King | 47.4558 | -122.0428
55938 | Industrial Power Generating Company LLC | 57298 | Cedar Hills | IPP Non-CHP | WA | 5 | 0.3 | 0.3 | Landfill Gas | LFG | IC | 4 | 2009 |  |  | (OP) Operating | [6 empty] | King | 47.4558 | -122.0428
55938 | Industrial Power Generating Company LLC | 57298 | Cedar Hills | IPP Non-CHP | WA | 6 | 0.3 | 0.3 | Landfill Gas | LFG | IC | 4 | 2009 |  |  | (OP) Operating | [6 empty] | King | 47.4558 | -122.0428
55938 | Industrial Power Generating Company LLC | 57298 | Cedar Hills | IPP Non-CHP | WA | 7 | 0.3 | 0.3 | Landfill Gas | LFG | IC | 4 | 2009 |  |  | (OP) Operating | [6 empty] | King | 47.4558 | -122.0428
55938 | Industrial Power Generating Company LLC | 57298 | Cedar Hills | IPP Non-CHP | WA | 8 | 0.3 | 0.3 | Landfill Gas | LFG | IC | 4 | 2009 |  |  | (OP) Operating | [6 empty] | King | 47.4558 | -122.0428
55938 | Industrial Power Generating Company LLC | 57298 | Cedar Hills | IPP Non-CHP | WA | 9 | 0.3 | 0.3 | Landfill Gas | LFG | IC | 4 | 2009 |  |  | (OP) Operating | [6 empty] | King | 47.4558 | -122.0428
14354 | PacifiCorp | 57299 | Dunlap | Electric Utility | WY | 1 | 115.8 | 111 | Onshore Wind Turbine | WND | WT | 10 | 2010 |  |  | (OP) Operating | [6 empty] | Carbon | 42.0436 | -106.1603
56661 | Criterion Power Partners LLC | 57300 | Criterion Wind Project | IPP Non-CHP | MD | 1 | 70 | 70 | Onshore Wind Turbine | WND | WT | 12 | 2010 |  |  | (OP) Operating | [6 empty] | GARRETT | 39.4047 | -79.29
56665 | Dutch Energy Corporation | 57301 | Dutch Wind Energy | IPP Non-CHP | CA | DEC | 8 | 8 | Onshore Wind Turbine | WND | WT | 8 | 1994 |  |  | (OP) Operating |  |  | 0 |  |  | 0 | Riverside | 33.8942 | -116.5603
56664 | Garnet Energy Corporation | 57302 | Garnet Wind Energy Center | IPP Non-CHP | CA | 1 | 6.5 | 6.5 | Onshore Wind Turbine | WND | WT | 6 | 2009 |  |  | (OP) Operating |  |  | 0 |  |  | 0 | RIVERSIDE | 33.9053 | -116.5825
56667 | Loraine Windpower Park LLC | 57303 | Loraine Windpark Project LLC | IPP Non-CHP | TX | LWG1 | 75 | 75 | Onshore Wind Turbine | WND | WT | 10 | 2009 |  |  | (OP) Operating | [6 empty] | Mitchell | 32.4375 | -100.7444
56667 | Loraine Windpower Park LLC | 57303 | Loraine Windpark Project LLC | IPP Non-CHP | TX | LWG2 | 75 | 75 | Onshore Wind Turbine | WND | WT | 10 | 2009 |  |  | (OP) Operating | [6 empty] | Mitchell | 32.4375 | -100.7444
11208 | Los Angeles Department of Water & Power | 57305 | Adelanto Solar Project | Electric Utility | CA | 1 | 10 | 10 | Solar Photovoltaic | SUN | PV | 6 | 2012 |  |  | (OP) Operating | [6 empty] | San Bernardino | 34.5508 | -117.4353
11208 | Los Angeles Department of Water & Power | 57306 | Pine Tree Solar Project | Electric Utility | CA | 1 | 8.5 | 8.5 | Solar Photovoltaic | SUN | PV | 3 | 2013 |  |  | (OP) Operating | [6 empty] | Kern | 35.2296 | -118.1957
11208 | Los Angeles Department of Water & Power | 57310 | 1420 Coil Av #C | Commercial Non-CHP | CA | 1 | 1.1 | 1.3 | Solar Photovoltaic | SUN | PV | 3 | 2011 |  |  | (OP) Operating | [6 empty] | Los Angeles | 33.7943 | -118.2414
11208 | Los Angeles Department of Water & Power | 57311 | Occidental College Solar Project | Commercial Non-CHP | CA | 1 | 1 | 1 | Solar Photovoltaic | SUN | PV | 2 | 2013 |  |  | (OP) Operating | [6 empty] | Los Angeles | 34.1283 | -118.2069
11208 | Los Angeles Department of Water & Power | 57313 | Metro Support Services Center Solar | Commercial Non-CHP | CA | 1 | 1.2 | 1.2 | Solar Photovoltaic | SUN | PV | 4 | 2005 |  |  | (OP) Operating | [6 empty] | Los Angeles | 34.0578 | -118.2297
11208 | Los Angeles Department of Water & Power | 57314 | Los Angeles Harbor College | Commercial Non-CHP | CA | 1 | 1.2 | 1.2 | Solar Photovoltaic | SUN | PV | 10 | 2010 |  |  | (OP) Operating |  |  |  | 2016 | 9 | 0.3 | Los Angeles | 33.7831 | -118.2849
56662 | Cedar Point LLC | 57315 | Cedar Point Wind | IPP Non-CHP | CO | 1-139 | 252 | 246 | Onshore Wind Turbine | WND | WT | 5 | 2011 |  |  | (OP) Operating | [6 empty] | LINCOLN | 39.4218 | -103.6781
15399 | Iberdrola Renewables Inc | 57317 | San Luis Valley Solar Ranch | IPP Non-CHP | CO | 1 | 35 | 35 | Solar Photovoltaic | SUN | PV | 12 | 2011 |  |  | (OP) Operating | [6 empty] | Alamosa | 37.6945 | -105.9276
15399 | Iberdrola Renewables Inc | 57318 | Copper Crossing Solar LLC | IPP Non-CHP | AZ | 1 | 20 | 20 | Solar Photovoltaic | SUN | PV | 12 | 2011 |  |  | (OP) Operating | [6 empty] | GILA | 33.1606 | -111.484
15399 | Iberdrola Renewables Inc | 57319 | Big Horn Wind II | IPP Non-CHP | WA | 1 | 50 | 50 | Onshore Wind Turbine | WND | WT | 1 | 2011 |  |  | (OP) Operating | [6 empty] | Klickitat | 45.9192 | -120.3039
15399 | Iberdrola Renewables Inc | 57320 | Juniper Canyon I Wind Project | IPP Non-CHP | WA | 1 | 151.2 | 151.2 | Onshore Wind Turbine | WND | WT | 3 | 2011 |  |  | (OP) Operating | [6 empty] | Klickitat | 45.9215 | -120.2355
56663 | Mayberry Solar LLC | 57321 | Mayberry Solar LLC | IPP Non-CHP | NC | 1PV | 1.2 | 1.2 | Solar Photovoltaic | SUN | PV | 10 | 2011 |  |  | (OP) Operating | [6 empty] | SURRY | 36.4767 | -80.6011
56672 | Targa Co-Generation LLC | 57322 | Mont Belvieu Cogeneration Unit | Industrial CHP | TX | GT01 | 15 | 12.3 | Natural Gas Fired Combustion Turbine | NG | GT | 7 | 2009 |  |  | (OP) Operating | [6 empty] | Chambers | 29.8381 | -94.9007
56679 | Sierra SunTower LLC | 57323 | Sierra SunTower Solar Gen Station | IPP Non-CHP | CA | UNIT1 | 7.5 | 3.2 | Solar Thermal without Energy Storage | SUN | ST | 7 | 2009 |  |  | (OS) Out of service and NOT expected to return to service in next calendar year | [6 empty] | LOS ANGELES | 34.7306 | -118.135
56678 | FPL Energy Illinois Wind LLC | 57325 | FPL Energy Illinois Wind LLC | IPP Non-CHP | IL | GE1.5 | 217.5 | 217.5 | Onshore Wind Turbine | WND | WT | 12 | 2009 |  |  | (OP) Operating | [6 empty] | DeKalb | 41.7678 | -88.8867
56680 | Diamond Shamrock Refining Company LP | 57326 | Sunray Wind I | IPP Non-CHP | TX | WND1 | 49.5 | 49.5 | Onshore Wind Turbine | WND | WT | 9 | 2009 |  |  | (OP) Operating | [6 empty] | Moore | 35.9454 | -101.9005
56682 | Duke Energy Top Of the World WindPower | 57327 | Top of the World Windpower Project | IPP Non-CHP | WY | TOTW1 | 200 | 200 | Onshore Wind Turbine | WND | WT | 10 | 2010 |  |  | (OP) Operating | [6 empty] | CONVERSE | 42.9258 | -105.7872
56681 | Kent County Levy Court Dept of Pub Work | 57330 | Kent County Wastewater Treatment Solar | IPP Non-CHP | DE | 1 | 1.2 | 1.2 | Solar Photovoltaic | SUN | PV | 3 | 2011 |  |  | (OP) Operating | [6 empty] | Kent | 38.9931 | -75.4375
56660 | Mojave Solar LLC | 57331 | Mojave Solar Project | IPP Non-CHP | CA | MSP1 | 140 | 137.5 | Solar Thermal without Energy Storage | SUN | ST | 12 | 2014 |  |  | (OP) Operating | [6 empty] | San Bernardino | 35.0177 | -117.3391
56660 | Mojave Solar LLC | 57331 | Mojave Solar Project | IPP Non-CHP | CA | MSP2 | 140 | 137.5 | Solar Thermal without Energy Storage | SUN | ST | 12 | 2014 |  |  | (OP) Operating | [6 empty] | San Bernardino | 35.0177 | -117.3391
14063 | Oklahoma Gas & Electric Co | 57332 | Crossroads Wind Farm | Electric Utility | OK | 1-98 | 227 | 227 | Onshore Wind Turbine | WND | WT | 1 | 2012 |  |  | (OP) Operating | [6 empty] | Dewey | 36.035 | -98.7222
15399 | Iberdrola Renewables Inc | 57333 | Leaning Juniper Wind Power II | IPP Non-CHP | OR | 1 | 201 | 201 | Onshore Wind Turbine | WND | WT | 3 | 2011 |  |  | (OP) Operating | [6 empty] | Gilliam | 45.651 | -120.2598
5416 | Duke Energy Carolinas, LLC | 57334 | DE Solar 10240 Old Dowd Rd | Electric Utility | NC | PV01 | 1.9 | 1.9 | Solar Photovoltaic | SUN | PV | 9 | 2010 |  |  | (OP) Operating | [6 empty] | Mecklenburg | 35.2458 | -80.9967
5416 | Duke Energy Carolinas, LLC | 57335 | DE Solar 657 Brigham Rd | Electric Utility | NC | PV01 | 1.3 | 1.3 | Solar Photovoltaic | SUN | PV | 4 | 2010 |  |  | (OP) Operating | [6 empty] | Guilford | 36.1053 | -79.9692
5416 | Duke Energy Carolinas, LLC | 57336 | DE Solar 1725 Drywall Dr | Electric Utility | NC | PV01 | 1 | 1 | Solar Photovoltaic | SUN | PV | 1 | 2010 |  |  | (OP) Operating | [6 empty] | Gaston | 35.3261 | -80.9967
56673 | White Oak Solar Energy LLC | 57337 | Dover Sun Park | IPP Non-CHP | DE | 1 | 10 | 10 | Solar Photovoltaic | SUN | PV | 7 | 2011 |  |  | (OP) Operating | [6 empty] | Kent | 39.1836 | -75.5044
59400 | NRG Solar Roadrunner | 57338 | Roadrunner Solar | IPP Non-CHP | NM | 1 | 20.2 | 20 | Solar Photovoltaic | SUN | PV | 8 | 2011 |  |  | (OP) Operating | [6 empty] | Dona Ana | 31.7928 | -106.6733
15477 | Public Service Elec & Gas Co | 57341 | Silver Lake Solar Farm | Electric Utility | NJ | SILV | 1.7 | 1.7 | Solar Photovoltaic | SUN | PV | 10 | 2010 |  |  | (OP) Operating | [6 empty] | Middlesex | 40.4948 | -74.3995
56684 | White Oak Energy LLC | 57342 | White Oak Energy LLC | IPP Non-CHP | IL | 1 | 150 | 150 | Onshore Wind Turbine | WND | WT | 6 | 2011 |  |  | (OP) Operating | [6 empty] | McLean | 40.5908 | -89.0467
56685 | Cargill Inc | 57343 | Cargill B6 Biofactory | IPP CHP | ID | 1 | 1.1 | 1.1 | Other Waste Biomass | OBG | IC | 12 | 2009 |  |  | (OA) Out of service but expected to return to service in next calendar year | [6 empty] | Gooding | 42.7167 | -114.6167
56685 | Cargill Inc | 57343 | Cargill B6 Biofactory | IPP CHP | ID | 2 | 1.1 | 1.1 | Other Waste Biomass | OBG | IC | 12 | 2009 |  |  | (OA) Out of service but expected to return to service in next calendar year | [6 empty] | Gooding | 42.7167 | -114.6167
58992 | AgPower DCD, LLC | 57344 | Cargill Dry Creek Biofactory | Industrial CHP | ID | GS1 | 0.8 | 0.8 | Other Waste Biomass | OBG | IC | 10 | 2008 |  |  | (OP) Operating | [6 empty] | TWIN FALLS | 42.4249 | -114.2292
58992 | AgPower DCD, LLC | 57344 | Cargill Dry Creek Biofactory | Industrial CHP | ID | GS2 | 0.8 | 0.8 | Other Waste Biomass | OBG | IC | 10 | 2008 |  |  | (OP) Operating | [6 empty] | TWIN FALLS | 42.4249 | -114.2292
58992 | AgPower DCD, LLC | 57344 | Cargill Dry Creek Biofactory | Industrial CHP | ID | GS3 | 0.8 | 0.8 | Other Waste Biomass | OBG | IC | 10 | 2008 |  |  | (OP) Operating | [6 empty] | TWIN FALLS | 42.4249 | -114.2292
56685 | Cargill Inc | 57345 | Cargill Kettle Butte Biofactory | IPP CHP | ID | 1 | 0.9 | 0.9 | Other Waste Biomass | OBG | IC | 5 | 2011 |  |  | (OP) Operating | [6 empty] | JEFFERSON | 43.6319 | -112.2797
56685 | Cargill Inc | 57345 | Cargill Kettle Butte Biofactory | IPP CHP | ID | 2 | 0.9 | 0.9 | Other Waste Biomass | OBG | IC | 5 | 2011 |  |  | (OP) Operating | [6 empty] | JEFFERSON | 43.6319 | -112.2797
56683 | Elk City LLC | 57346 | Elk City LLC | IPP Non-CHP | OK | 1 | 98.9 | 98.9 | Onshore Wind Turbine | WND | WT | 12 | 2009 |  |  | (OP) Operating | [6 empty] | Roger Mills | 35.4642 | -99.8983
56683 | Elk City LLC | 57346 | Elk City LLC | IPP Non-CHP | OK | 2 | 99.2 | 99.2 | Onshore Wind Turbine | WND | WT | 12 | 2010 |  |  | (OP) Operating | [6 empty] | Roger Mills | 35.4642 | -99.8983
56688 | Baldwin Wind LLC | 57347 | Baldwin Wind LLC | IPP Non-CHP | ND | GE1 | 102.4 | 102.4 | Onshore Wind Turbine | WND | WT | 12 | 2010 |  |  | (OP) Operating | [6 empty] | Burleigh | 47.1133 | -100.7086
56687 | CityCenter Land LLC | 57348 | CityCenter Central Plant Cogen Units | Commercial CHP | NV | UNITA | 4.3 | 4 | Natural Gas Fired Combustion Turbine | NG | GT | 12 | 2009 |  |  | (OP) Operating | [6 empty] | CLARK | 36.1039 | -115.1794
56687 | CityCenter Land LLC | 57348 | CityCenter Central Plant Cogen Units | Commercial CHP | NV | UNITB | 4.3 | 4 | Natural Gas Fired Combustion Turbine | NG | GT | 12 | 2009 |  |  | (OP) Operating | [6 empty] | CLARK | 36.1039 | -115.1794
56691 | Garrison Energy Center LLC | 57349 | Garrison Energy Center LLC | IPP Non-CHP | DE | CTG1 | 235 | 193 | Natural Gas Fired Combined Cycle | NG | CT | 6 | 2015 |  |  | (OP) Operating | [6 empty] | KENT | 39.1872 | -75.4994
56691 | Garrison Energy Center LLC | 57349 | Garrison Energy Center LLC | IPP Non-CHP | DE | STG2 | 126 | 123 | Natural Gas Fired Combined Cycle | NG | CA | 6 | 2015 |  |  | (OP) Operating | [6 empty] | KENT | 39.1872 | -75.4994
56689 | Renew Energy Maintenance LLC | 57351 | Uilk Wind LLC | Commercial Non-CHP | MN | FA01 | 1.5 | 1.5 | Onshore Wind Turbine | WND | WT | 1 | 2010 |  |  | (OP) Operating | [6 empty] | PIPESTONE | 43.9811 | -96.4269
56689 | Renew Energy Maintenance LLC | 57351 | Uilk Wind LLC | Commercial Non-CHP | MN | FA02 | 1.5 | 1.5 | Onshore Wind Turbine | WND | WT | 1 | 2010 |  |  | (OP) Operating | [6 empty] | PIPESTONE | 43.9811 | -96.4269
56689 | Renew Energy Maintenance LLC | 57351 | Uilk Wind LLC | Commercial Non-CHP | MN | FA03 | 1.5 | 1.5 | Onshore Wind Turbine | WND | WT | 1 | 2010 |  |  | (OP) Operating | [6 empty] | PIPESTONE | 43.9811 | -96.4269
15477 | Public Service Elec & Gas Co | 57352 | Trenton Solar Farm | Electric Utility | NJ | TREN | 1 | 1 | Solar Photovoltaic | SUN | PV | 10 | 2010 |  |  | (OP) Operating | [6 empty] | Mercer | 40.2314 | -74.7539
56694 | Thermo No 1 BE 01 LLC | 57353 | Thermo No 1 | IPP Non-CHP | UT | 2 | 14 | 14 | Geothermal | GEO | BT | 4 | 2013 |  |  | (OP) Operating | [6 empty] | BEAVER | 38.1607 | -113.1945
56693 | Fox Island Wind LLC | 57354 | Fox Island Wind LLC | IPP Non-CHP | ME | 1 | 4.5 | 4.5 | Onshore Wind Turbine | WND | WT | 11 | 2009 |  |  | (OP) Operating | [6 empty] | Knox | 44.0942 | -68.8658
55938 | Industrial Power Generating Company LLC | 57356 | Henrico | IPP Non-CHP | VA | 1 | 0.3 | 0.3 | Landfill Gas | LFG | IC | 9 | 2010 |  |  | (OP) Operating | [6 empty] | Henrico | 37.6788 | -77.5678
55938 | Industrial Power Generating Company LLC | 57356 | Henrico | IPP Non-CHP | VA | 10 | 0.3 | 0.3 | Landfill Gas | LFG | IC | 9 | 2010 |  |  | (OP) Operating | [6 empty] | Henrico | 37.6788 | -77.5678
55938 | Industrial Power Generating Company LLC | 57356 | Henrico | IPP Non-CHP | VA | 11 | 0.3 | 0.3 | Landfill Gas | LFG | IC | 9 | 2010 |  |  | (OP) Operating | [6 empty] | Henrico | 37.6788 | -77.5678
55938 | Industrial Power Generating Company LLC | 57356 | Henrico | IPP Non-CHP | VA | 12 | 0.3 | 0.3 | Landfill Gas | LFG | IC | 9 | 2010 |  |  | (OP) Operating | [6 empty] | Henrico | 37.6788 | -77.5678
55938 | Industrial Power Generating Company LLC | 57356 | Henrico | IPP Non-CHP | VA | 2 | 0.3 | 0.3 | Landfill Gas | LFG | IC | 9 | 2010 |  |  | (OP) Operating | [6 empty] | Henrico | 37.6788 | -77.5678
55938 | Industrial Power Generating Company LLC | 57356 | Henrico | IPP Non-CHP | VA | 3 | 0.3 | 0.3 | Landfill Gas | LFG | IC | 9 | 2010 |  |  | (OP) Operating | [6 empty] | Henrico | 37.6788 | -77.5678
55938 | Industrial Power Generating Company LLC | 57356 | Henrico | IPP Non-CHP | VA | 4 | 0.3 | 0.3 | Landfill Gas | LFG | IC | 9 | 2010 |  |  | (OP) Operating | [6 empty] | Henrico | 37.6788 | -77.5678
55938 | Industrial Power Generating Company LLC | 57356 | Henrico | IPP Non-CHP | VA | 5 | 0.3 | 0.3 | Landfill Gas | LFG | IC | 9 | 2010 |  |  | (OP) Operating | [6 empty] | Henrico | 37.6788 | -77.5678
55938 | Industrial Power Generating Company LLC | 57356 | Henrico | IPP Non-CHP | VA | 6 | 0.3 | 0.3 | Landfill Gas | LFG | IC | 9 | 2010 |  |  | (OP) Operating | [6 empty] | Henrico | 37.6788 | -77.5678
55938 | Industrial Power Generating Company LLC | 57356 | Henrico | IPP Non-CHP | VA | 7 | 0.3 | 0.3 | Landfill Gas | LFG | IC | 9 | 2010 |  |  | (OP) Operating | [6 empty] | Henrico | 37.6788 | -77.5678
55938 | Industrial Power Generating Company LLC | 57356 | Henrico | IPP Non-CHP | VA | 8 | 0.3 | 0.3 | Landfill Gas | LFG | IC | 9 | 2010 |  |  | (OP) Operating | [6 empty] | Henrico | 37.6788 | -77.5678
55938 | Industrial Power Generating Company LLC | 57356 | Henrico | IPP Non-CHP | VA | 9 | 0.3 | 0.3 | Landfill Gas | LFG | IC | 9 | 2010 |  |  | (OP) Operating | [6 empty] | Henrico | 37.6788 | -77.5678
56698 | Red Mesa Wind LLC | 57357 | Red Mesa Wind LLC | IPP Non-CHP | NM | EXIS | 102.4 | 102.4 | Onshore Wind Turbine | WND | WT | 12 | 2010 |  |  | (OP) Operating | [6 empty] | Sandoval | 35.2689 | -107.3828
56699 | CPV Keenan II Renewable Energy Co LLC | 57358 | Keenan II Renewable Energy Co LLC | IPP Non-CHP | OK | 1 | 151.8 | 151.8 | Onshore Wind Turbine | WND | WT | 12 | 2010 |  |  | (OP) Operating | [6 empty] | WOODWARD | 36.2761 | -99.4908
56700 | Avenal Solar Holdings LLC | 57359 | Avenal Park | IPP Non-CHP | CA | 1 | 6 | 6 | Solar Photovoltaic | SUN | PV | 8 | 2011 |  |  | (OP) Operating | [6 empty] | KINGS | 35.9897 | -120.11
56700 | Avenal Solar Holdings LLC | 57360 | Sun City Project LLC | IPP Non-CHP | CA | 1 | 20 | 20 | Solar Photovoltaic | SUN | PV | 8 | 2011 |  |  | (OP) Operating | [6 empty] | KINGS | 35.9831 | -120.1103
56700 | Avenal Solar Holdings LLC | 57361 | Sand Drag LLC | IPP Non-CHP | CA | 1 | 19 | 19 | Solar Photovoltaic | SUN | PV | 8 | 2011 |  |  | (OP) Operating | [6 empty] | KINGS | 35.9828 | -120.1103
56701 | The Hankin Group | 57362 | Morgantown Solar Park | IPP Non-CHP | PA | 1 | 2 | 1.6 | Solar Photovoltaic | SUN | PV | 11 | 2011 |  |  | (OP) Operating | [6 empty] | BERKS | 40.1521 | -75.8659
56702 | 510 REPP One LLC | 57363 | 510 REPP One | IPP Non-CHP | NC | 1 | 1.3 | 1.3 | Solar Photovoltaic | SUN | PV | 9 | 2014 |  |  | (OP) Operating | [6 empty] | Northampton | 36.4972 | -77.6058
56707 | Yuma County Water User's Association | 57364 | Siphon Drop Power Plant | IPP Non-CHP | CA | 1 | 2.2 | 2.2 | Conventional Hydroelectric | WAT | HY | 9 | 1987 |  |  | (OP) Operating | [6 empty] | IMPERIAL | 32.7792 | -114.6344
56707 | Yuma County Water User's Association | 57364 | Siphon Drop Power Plant | IPP Non-CHP | CA | 2 | 2.2 | 2.2 | Conventional Hydroelectric | WAT | HY | 12 | 1987 |  |  | (OP) Operating | [6 empty] | IMPERIAL | 32.7792 | -114.6344
56703 | MP Durham LLC | 57365 | MP Durham LLC | IPP Non-CHP | NC | 1A | 1.1 | 1.1 | Landfill Gas | LFG | IC | 2 | 2010 |  |  | (OP) Operating | [6 empty] | Durham | 36.0311 | -78.86
56703 | MP Durham LLC | 57365 | MP Durham LLC | IPP Non-CHP | NC | 1B | 1.1 | 1.1 | Landfill Gas | LFG | IC | 2 | 2010 |  |  | (OP) Operating | [6 empty] | Durham | 36.0311 | -78.86
56703 | MP Durham LLC | 57365 | MP Durham LLC | IPP Non-CHP | NC | 1C | 1.1 | 1.1 | Landfill Gas | LFG | IC | 2 | 2010 |  |  | (OP) Operating | [6 empty] | Durham | 36.0311 | -78.86
56704 | MP Wayne LLC | 57366 | MP Wayne LLC | IPP Non-CHP | NC | 1A | 1.1 | 1.1 | Landfill Gas | LFG | IC | 12 | 2010 |  |  | (OP) Operating | [6 empty] | Wayne | 35.2889 | -78.0703
56704 | MP Wayne LLC | 57366 | MP Wayne LLC | IPP Non-CHP | NC | 1B | 1.1 | 1.1 | Landfill Gas | LFG | IC | 12 | 2010 |  |  | (OP) Operating | [6 empty] | Wayne | 35.2889 | -78.0703
56704 | MP Wayne LLC | 57366 | MP Wayne LLC | IPP Non-CHP | NC | 1C | 1.1 | 1.1 | Landfill Gas | LFG | IC | 12 | 2010 |  |  | (OP) Operating | [6 empty] | Wayne | 35.2889 | -78.0703
56705 | Pocono International Raceway Inc | 57367 | Pocono Solar Project | Commercial Non-CHP | PA | POCON | 3 | 3 | Solar Photovoltaic | SUN | PV | 8 | 2010 |  |  | (OP) Operating | [6 empty] | Monroe | 41.061 | -75.5149
56696 | Alamosa Operating Services LLC | 57368 | Cogentrix of Alamosa | IPP Non-CHP | CO | 1 | 30 | 30 | Solar Photovoltaic | SUN | PV | 4 | 2012 |  |  | (OP) Operating | [6 empty] | Alamosa | 37.5986 | -105.9558
56706 | Chevron Technology Ventures | 57369 | Questa Solar Facility | IPP Non-CHP | NM | QST | 1 | 1 | Solar Photovoltaic | SUN | PV | 1 | 2011 | 12 | 2019 | (OP) Operating | [6 empty] | Taos | 36.7169 | -105.6094
57170 | EDF Renewable Asset Holdings, Inc. | 57372 | Bellevue Solar Project | IPP Non-CHP | OR | INV-1 | 1.6 | 1.6 | Solar Photovoltaic | SUN | PV | 10 | 2011 |  |  | (OP) Operating | [6 empty] | Yamhill | 45.1122 | -123.2347
59396 | Agua Caliente Solar | 57373 | Agua Caliente Solar Project | IPP Non-CHP | AZ | AGU1 | 90.7 | 90.7 | Solar Photovoltaic | SUN | PV | 5 | 2012 |  |  | (OP) Operating | [6 empty] | Yuma | 32.9774 | -113.4945
59396 | Agua Caliente Solar | 57373 | Agua Caliente Solar Project | IPP Non-CHP | AZ | AGU2 | 136 | 136 | Solar Photovoltaic | SUN | PV | 12 | 2012 |  |  | (OP) Operating | [6 empty] | Yuma | 32.9774 | -113.4945
59396 | Agua Caliente Solar | 57373 | Agua Caliente Solar Project | IPP Non-CHP | AZ | AGU3 | 121 | 121 | Solar Photovoltaic | SUN | PV | 2 | 2014 |  |  | (OP) Operating | [6 empty] | Yuma | 32.9774 | -113.4945
57170 | EDF Renewable Asset Holdings, Inc. | 57374 | Lakefield Wind Project LLC | IPP Non-CHP | MN | LAKE1 | 205.5 | 205.5 | Onshore Wind Turbine | WND | WT | 10 | 2011 |  |  | (OP) Operating | [6 empty] | Jackson | 43.675 | -95.1567
56713 | Adams Wind Generations LLC | 57375 | Adams Wind Generations LLC | IPP Non-CHP | MN | AWG | 20 | 20 | Onshore Wind Turbine | WND | WT | 3 | 2011 |  |  | (OP) Operating | [6 empty] | Meeker | 44.9169 | -94.7356
34691 | Ormat Nevada Inc | 57376 | Jersey Valley Geothermal Power Plant | IPP Non-CHP | NV | OEC 1 | 16 | 8.5 | Geothermal | GEO | BT | 12 | 2010 |  |  | (OP) Operating | [6 empty] | Pershing | 40.1808 | -117.4739
34691 | Ormat Nevada Inc | 57376 | Jersey Valley Geothermal Power Plant | IPP Non-CHP | NV | OEC 2 | 7.5 | 4 | Geothermal | GEO | BT | 12 | 2010 |  |  | (OP) Operating | [6 empty] | Pershing | 40.1808 | -117.4739
56720 | Greater Sandhill I LLC | 57377 | Greater Sandhill I | IPP Non-CHP | CO | GS-P1 | 10 | 10 | Solar Photovoltaic | SUN | PV | 9 | 2010 |  |  | (OP) Operating | [6 empty] | Alamosa | 37.6855 | -105.8909
56720 | Greater Sandhill I LLC | 57377 | Greater Sandhill I | IPP Non-CHP | CO | GS-P2 | 9 | 9 | Solar Photovoltaic | SUN | PV | 12 | 2010 |  |  | (OP) Operating | [6 empty] | Alamosa | 37.6855 | -105.8909
56722 | AV Solar Ranch 1 LLC | 57378 | AV Solar Ranch One | IPP Non-CHP | CA | AVSR | 253 | 241.5 | Solar Photovoltaic | SUN | PV | 8 | 2014 |  |  | (OP) Operating | [6 empty] | Los Angeles | 34.7803 | -118.4244
15399 | Iberdrola Renewables Inc | 57379 | Dry Lake Wind II LLC | IPP Non-CHP | AZ | 1 | 65.1 | 65.1 | Onshore Wind Turbine | WND | WT | 12 | 2010 |  |  | (OP) Operating | [6 empty] | Navajo | 34.6062 | -110.1734
15399 | Iberdrola Renewables Inc | 57380 | New England Wind LLC | IPP Non-CHP | MA | 1 | 28.5 | 28.5 | Onshore Wind Turbine | WND | WT | 12 | 2012 |  |  | (OP) Operating | [6 empty] | Berkshire | 42.7297 | -73.0236
15477 | Public Service Elec & Gas Co | 57381 | Linden Solar Farm | Electric Utility | NJ | LIND | 2.7 | 2.7 | Solar Photovoltaic | SUN | PV | 12 | 2010 |  |  | (OP) Operating | [6 empty] | Union | 40.62 | -74.2144
15477 | Public Service Elec & Gas Co | 57382 | Yardville Solar Farm | Electric Utility | NJ | YARD | 3.6 | 3.6 | Solar Photovoltaic | SUN | PV | 12 | 2010 |  |  | (OP) Operating | [6 empty] | Mercer | 40.1688 | -74.6567
15477 | Public Service Elec & Gas Co | 57383 | WEA Texas Bayonne | Electric Utility | NJ | BAYO | 1.5 | 1.5 | Solar Photovoltaic | SUN | PV | 12 | 2010 |  |  | (OP) Operating | [6 empty] | Hudson | 40.6772 | -74.0919
15477 | Public Service Elec & Gas Co | 57384 | Matrix Buildings A&B (Perth Amboy) Solar | Electric Utility | NJ | MATR | 2.5 | 2.5 | Solar Photovoltaic | SUN | PV | 1 | 2011 |  |  | (OP) Operating | [6 empty] | Middlesex | 40.5342 | -74.2753
15477 | Public Service Elec & Gas Co | 57384 | Matrix Buildings A&B (Perth Amboy) Solar | Electric Utility | NJ | SWC1 | 3.5 | 3.5 | Solar Photovoltaic | SUN | PV | 10 | 2012 |  |  | (OP) Operating | [6 empty] | Middlesex | 40.5342 | -74.2753
59883 | NRG Energy Gas & Wind Holdings Inc | 57385 | Community Wind North LLC | IPP Non-CHP | MN | 34505 | 30 | 30 | Onshore Wind Turbine | WND | WT | 5 | 2011 |  |  | (OP) Operating | [6 empty] | LINCOLN | 44.2456 | -96.4064
56715 | Ridgewind Power Partners LLC | 57386 | Ridgewind | IPP Non-CHP | MN | WTG1 | 25.3 | 25.3 | Onshore Wind Turbine | WND | WT | 1 | 2011 |  |  | (OP) Operating | [6 empty] | PIPESTONE | 44.0189 | -96.0653
56727 | Ashtabula Wind III LLC | 57387 | Ashtabula Wind III LLC | IPP Non-CHP | ND | GE16 | 62.4 | 62.4 | Onshore Wind Turbine | WND | WT | 12 | 2010 |  |  | (OP) Operating | [6 empty] | Barnes | 47.1242 | -97.8956
56732 | GlaxoSmithKline Consumer Healthcare L P | 57390 | GSK York RDC Solar Facility | IPP Non-CHP | PA | 1 | 2.6 | 1.6 | Solar Photovoltaic | SUN | PV | 12 | 2010 |  |  | (OP) Operating | [6 empty] | YORK | 40.0439 | -76.7355
24211 | Tucson Electric Power Co | 57392 | UASTP I | Electric Utility | AZ | UATP1 | 1.2 | 1.2 | Solar Photovoltaic | SUN | PV | 12 | 2010 |  |  | (OP) Operating | [6 empty] | Pima | 32.097 | -110.8106
56718 | DF-AP #1 LLC | 57393 | Big Sky Dairy Digester | IPP Non-CHP | ID | GEN1 | 0.8 | 0.7 | Other Waste Biomass | OBG | IC | 1 | 2009 |  |  | (OP) Operating | [6 empty] | GOODING | 42.8656 | -114.7914
56718 | DF-AP #1 LLC | 57393 | Big Sky Dairy Digester | IPP Non-CHP | ID | GEN2 | 0.8 | 0.7 | Other Waste Biomass | OBG | IC | 1 | 2009 |  |  | (OP) Operating | [6 empty] | GOODING | 42.8656 | -114.7914
56723 | Genesis Solar LLC | 57394 | Genesis Solar Energy Project | IPP Non-CHP | CA | GEN01 | 125 | 125 | Solar Thermal without Energy Storage | SUN | ST | 3 | 2014 |  |  | (OP) Operating | [6 empty] | Riverside | 33.665 | -114.9981
56723 | Genesis Solar LLC | 57394 | Genesis Solar Energy Project | IPP Non-CHP | CA | GEN02 | 125 | 125 | Solar Thermal without Energy Storage | SUN | ST | 11 | 2013 |  |  | (OP) Operating | [6 empty] | Riverside | 33.665 | -114.9981
56721 | Danielson Wind Farms LLC | 57396 | Danielson Wind Farms LLC | IPP Non-CHP | MN | DWF | 20 | 20 | Onshore Wind Turbine | WND | WT | 3 | 2011 |  |  | (OP) Operating | [6 empty] | KANDIYOHI | 45.0717 | -94.7522
56728 | Dow Jones & Co | 57397 | Dow Jones South Brunswick Solar | IPP Non-CHP | NJ | PV01 | 2.5 | 2.5 | Solar Photovoltaic | SUN | PV | 12 | 2010 |  |  | (OP) Operating | [6 empty] | Middlesex | 40.3698 | -74.5868
56728 | Dow Jones & Co | 57397 | Dow Jones South Brunswick Solar | IPP Non-CHP | NJ | PV02 | 1.6 | 1.6 | Solar Photovoltaic | SUN | PV | 3 | 2011 |  |  | (OP) Operating | [6 empty] | Middlesex | 40.3698 | -74.5868
40577 | American Mun Power-Ohio, Inc | 57399 | Cannelton Hydroelectric Plant | Electric Utility | KY | CG1 | 29.3 | 29.3 | Conventional Hydroelectric | WAT | HY | 1 | 2016 |  |  | (OP) Operating | [6 empty] | Hancock | 37.8997 | -86.7058
40577 | American Mun Power-Ohio, Inc | 57399 | Cannelton Hydroelectric Plant | Electric Utility | KY | CG2 | 29.3 | 29.3 | Conventional Hydroelectric | WAT | HY | 3 | 2016 |  |  | (OP) Operating | [6 empty] | Hancock | 37.8997 | -86.7058
40577 | American Mun Power-Ohio, Inc | 57401 | Willow Island Hydroelectric Plant | Electric Utility | WV | WIG1 | 22 | 22 | Conventional Hydroelectric | WAT | HY | 12 | 2015 |  |  | (OP) Operating | [6 empty] | Pleasants | 39.3578 | -81.3179
40577 | American Mun Power-Ohio, Inc | 57401 | Willow Island Hydroelectric Plant | Electric Utility | WV | WIG2 | 22 | 22 | Conventional Hydroelectric | WAT | HY | 2 | 2016 |  |  | (OP) Operating | [6 empty] | Pleasants | 39.3578 | -81.3179
56798 | Taylorsville Solar LLC | 57402 | Taylorsville Solar LLC | IPP Non-CHP | NC | TAY1 | 1.2 | 1 | Solar Photovoltaic | SUN | PV | 10 | 2010 |  |  | (OP) Operating | [6 empty] | Alexander | 35.9091 | -81.1525
54842 | WM Renewable Energy LLC | 57403 | Northwest Regional | IPP Non-CHP | AZ | GEN1 | 1.6 | 1.6 | Landfill Gas | LFG | IC | 8 | 2012 |  |  | (OP) Operating | [6 empty] | Maricopa | 33.6819 | -112.4767
54842 | WM Renewable Energy LLC | 57403 | Northwest Regional | IPP Non-CHP | AZ | GEN2 | 1.6 | 1.6 | Landfill Gas | LFG | IC | 8 | 2012 |  |  | (OP) Operating | [6 empty] | Maricopa | 33.6819 | -112.4767
54842 | WM Renewable Energy LLC | 57404 | Oneida Herkimer | IPP Non-CHP | NY | GEN1 | 1.6 | 1.6 | Landfill Gas | LFG | IC | 4 | 2012 |  |  | (OP) Operating | [6 empty] | Oneida | 43.4622 | -75.4183
54842 | WM Renewable Energy LLC | 57404 | Oneida Herkimer | IPP Non-CHP | NY | GEN2 | 1.6 | 1.6 | Landfill Gas | LFG | IC | 5 | 2013 |  |  | (OP) Operating | [6 empty] | Oneida | 43.4622 | -75.4183
54842 | WM Renewable Energy LLC | 57405 | Eagle Valley (MI) | IPP Non-CHP | MI | GEN1 | 1.6 | 1.6 | Landfill Gas | LFG | IC | 7 | 2011 |  |  | (OP) Operating | [6 empty] | Oakland | 42.7225 | -83.2631
54842 | WM Renewable Energy LLC | 57405 | Eagle Valley (MI) | IPP Non-CHP | MI | GEN2 | 1.6 | 1.6 | Landfill Gas | LFG | IC | 7 | 2011 |  |  | (OP) Operating | [6 empty] | Oakland | 42.7225 | -83.2631
54842 | WM Renewable Energy LLC | 57406 | Prairie View IL | IPP Non-CHP | IL | GEN1 | 1.6 | 1.6 | Landfill Gas | LFG | IC | 12 | 2011 |  |  | (OP) Operating | [6 empty] | Will | 41.3431 | -88.1014
54842 | WM Renewable Energy LLC | 57406 | Prairie View IL | IPP Non-CHP | IL | GEN2 | 1.6 | 1.6 | Landfill Gas | LFG | IC | 12 | 2011 |  |  | (OP) Operating | [6 empty] | Will | 41.3431 | -88.1014
54842 | WM Renewable Energy LLC | 57406 | Prairie View IL | IPP Non-CHP | IL | GEN3 | 1.6 | 1.6 | Landfill Gas | LFG | IC | 12 | 2011 |  |  | (OP) Operating | [6 empty] | Will | 41.3431 | -88.1014
54842 | WM Renewable Energy LLC | 57408 | Prairie Bluff | IPP Non-CHP | MS | GEN1 | 1.6 | 1.6 | Landfill Gas | LFG | IC | 10 | 2012 |  |  | (OP) Operating | [6 empty] | Chickasaw | 33.9544 | -88.9925
54842 | WM Renewable Energy LLC | 57409 | West Camden | IPP Non-CHP | TN | GEN1 | 1.6 | 1.6 | Landfill Gas | LFG | IC | 3 | 2012 |  |  | (OP) Operating | [6 empty] | Benton | 36.0311 | -88.1028
54842 | WM Renewable Energy LLC | 57409 | West Camden | IPP Non-CHP | TN | GEN2 | 1.6 | 1.6 | Landfill Gas | LFG | IC | 3 | 2012 |  |  | (OP) Operating | [6 empty] | Benton | 36.0311 | -88.1028
54842 | WM Renewable Energy LLC | 57409 | West Camden | IPP Non-CHP | TN | GEN3 | 1.6 | 1.6 | Landfill Gas | LFG | IC | 3 | 2012 |  |  | (OP) Operating | [6 empty] | Benton | 36.0311 | -88.1028
54842 | WM Renewable Energy LLC | 57410 | Geneva | IPP Non-CHP | OH | GEN1 | 0.8 | 0.8 | Landfill Gas | LFG | IC | 7 | 2013 |  |  | (OP) Operating | [6 empty] | Ashtabula | 41.795 | -80.91
54842 | WM Renewable Energy LLC | 57410 | Geneva | IPP Non-CHP | OH | GEN2 | 0.8 | 0.8 | Landfill Gas | LFG | IC | 7 | 2013 |  |  | (OP) Operating | [6 empty] | Ashtabula | 41.795 | -80.91
54842 | WM Renewable Energy LLC | 57410 | Geneva | IPP Non-CHP | OH | GEN3 | 0.8 | 0.8 | Landfill Gas | LFG | IC | 7 | 2013 |  |  | (OP) Operating | [6 empty] | Ashtabula | 41.795 | -80.91
54842 | WM Renewable Energy LLC | 57410 | Geneva | IPP Non-CHP | OH | GEN4 | 0.8 | 0.8 | Landfill Gas | LFG | IC | 7 | 2013 |  |  | (OP) Operating | [6 empty] | Ashtabula | 41.795 | -80.91
54842 | WM Renewable Energy LLC | 57410 | Geneva | IPP Non-CHP | OH | GEN5 | 0.8 | 0.8 | Landfill Gas | LFG | IC | 7 | 2013 |  |  | (OP) Operating | [6 empty] | Ashtabula | 41.795 | -80.91
54842 | WM Renewable Energy LLC | 57411 | Mahoning | IPP Non-CHP | OH | GEN1 | 0.8 | 0.8 | Landfill Gas | LFG | IC | 1 | 2013 |  |  | (OP) Operating | [6 empty] | Mahoning | 40.9144 | -80.5861
54842 | WM Renewable Energy LLC | 57411 | Mahoning | IPP Non-CHP | OH | GEN2 | 0.8 | 0.8 | Landfill Gas | LFG | IC | 1 | 2013 |  |  | (OP) Operating | [6 empty] | Mahoning | 40.9144 | -80.5861
54842 | WM Renewable Energy LLC | 57411 | Mahoning | IPP Non-CHP | OH | GEN3 | 0.8 | 0.8 | Landfill Gas | LFG | IC | 1 | 2013 |  |  | (OP) Operating | [6 empty] | Mahoning | 40.9144 | -80.5861
54842 | WM Renewable Energy LLC | 57411 | Mahoning | IPP Non-CHP | OH | GEN4 | 0.8 | 0.8 | Landfill Gas | LFG | IC | 1 | 2013 |  |  | (OP) Operating | [6 empty] | Mahoning | 40.9144 | -80.5861
54842 | WM Renewable Energy LLC | 57411 | Mahoning | IPP Non-CHP | OH | GEN5 | 0.8 | 0.8 | Landfill Gas | LFG | IC | 1 | 2013 |  |  | (OP) Operating | [6 empty] | Mahoning | 40.9144 | -80.5861
56741 | Knouse Food Cooperative Inc | 57412 | Knouse Solar Project 1 | Industrial Non-CHP | PA | 1 | 3 | 0.4 | Solar Photovoltaic | SUN | PV | 12 | 2010 |  |  | (OP) Operating | [6 empty] | Cumberland | 40.0264 | -77.2344
56742 | Notus Clean Energy LLC | 57414 | Notus Wind 1 | IPP Non-CHP | MA | 1 | 1.7 | 1.7 | Onshore Wind Turbine | WND | WT | 7 | 2010 |  |  | (OP) Operating | [6 empty] | BARNSTABLE | 41.6083 | -70.6089
55963 | AE Power Services LLC | 57415 | Sherbino II | IPP Non-CHP | TX | 1 | 147.5 | 147.5 | Onshore Wind Turbine | WND | WT | 11 | 2011 |  |  | (OP) Operating | [6 empty] | Pecos | 30.7726 | -102.5058
56744 | Elk Wind Energy LLC | 57417 | Elk Wind Farm | IPP Non-CHP | IA | NORD | 40.8 | 40.8 | Onshore Wind Turbine | WND | WT | 12 | 2011 |  |  | (OP) Operating | [6 empty] | Delaware | 42.5839 | -91.3708
56748 | RP1 Fuel Cell LLC | 57419 | RPI Fuel Cell LLC | IPP CHP | CA | 0001 | 3 | 1 | Other Waste Biomass | OBG | FC | 1 | 2013 |  |  | (OP) Operating |  |  |  | 2017 | 1 | 2 | San Bernardino | 34.0286 | -117.6014
56749 | UTS SJ1 LLC | 57420 | UTS SJ1 LLC | IPP CHP | CA | 0001 | 1.5 | 1.4 | Other Waste Biomass | OBG | FC | 6 | 2012 |  |  | (OP) Operating | [6 empty] | Santa Clara | 37.4331 | -121.9419
5109 | DTE Electric Company | 57421 | Gratiot Wind Park | Electric Utility | MI | 1 | 102 | 102 | Onshore Wind Turbine | WND | WT | 11 | 2011 |  |  | (OP) Operating | [6 empty] | Gratiot | 43.4339 | -84.4975
56751 | Yolo County of | 57422 | Yolo County Solar Project | Commercial Non-CHP | CA | 1 | 1 | 1 | Solar Photovoltaic | SUN | PV | 12 | 2010 |  |  | (OP) Operating | [6 empty] | Yolo | 38.6597 | -121.7294
15399 | Iberdrola Renewables Inc | 57424 | Buffalo Ridge II LLC | IPP Non-CHP | SD | 1 | 210 | 210 | Onshore Wind Turbine | WND | WT | 12 | 2010 |  |  | (OP) Operating | [6 empty] | Brookings | 44.5281 | -96.6267
56753 | AgPower Jerome LLC | 57425 | Double A Digester | IPP CHP | ID | 1 | 1.5 | 1.5 | Other Waste Biomass | OBG | IC | 12 | 2011 |  |  | (OP) Operating | [6 empty] | JEROME | 42.8539 | -114.4719
56753 | AgPower Jerome LLC | 57425 | Double A Digester | IPP CHP | ID | 2 | 1.5 | 1.5 | Other Waste Biomass | OBG | IC | 1 | 2012 |  |  | (OP) Operating | [6 empty] | JEROME | 42.8539 | -114.4719
56753 | AgPower Jerome LLC | 57425 | Double A Digester | IPP CHP | ID | 3 | 1.5 | 1.5 | Other Waste Biomass | OBG | IC | 2 | 2012 |  |  | (OP) Operating | [6 empty] | JEROME | 42.8539 | -114.4719
57337 | Aegis Renewables LLC | 57427 | Ryegrass Windfarm | IPP Non-CHP | ID | 1 | 23 | 23 | Onshore Wind Turbine | WND | WT | 12 | 2012 |  |  | (OP) Operating | [6 empty] | Elmore | 43.0371 | -115.4397
57337 | Aegis Renewables LLC | 57428 | Hammett Hill Windfarm | IPP Non-CHP | ID | 1 | 23 | 23 | Onshore Wind Turbine | WND | WT | 12 | 2012 |  |  | (OP) Operating | [6 empty] | Elmore | 43.0061 | -115.4633
57337 | Aegis Renewables LLC | 57429 | Mainline Windfarm | IPP Non-CHP | ID | 1 | 23 | 23 | Onshore Wind Turbine | WND | WT | 12 | 2012 |  |  | (OP) Operating | [6 empty] | Elmore | 43.0483 | -115.4129
57337 | Aegis Renewables LLC | 57430 | Desert Meadow Windfarm | IPP Non-CHP | ID | 1 | 23 | 23 | Onshore Wind Turbine | WND | WT | 12 | 2012 |  |  | (OP) Operating | [6 empty] | Elmore | 43.0566 | -115.452
57337 | Aegis Renewables LLC | 57431 | Cold Springs Windfarm | IPP Non-CHP | ID | 1 | 23 | 23 | Onshore Wind Turbine | WND | WT | 12 | 2012 |  |  | (OP) Operating | [6 empty] | Elmore | 43.0281 | -115.4005
12667 | Minnesota Municipal Power Agny | 57432 | Oak Glen Wind Farm | Electric Utility | MN | 1 | 44 | 44 | Onshore Wind Turbine | WND | WT | 11 | 2011 |  |  | (OP) Operating | [6 empty] | Steele | 43.9206 | -93.1406
56756 | Bellefontaine Gas Producers LLC | 57433 | Bellefontaine Gas Producers LLC | IPP Non-CHP | OH | 1 | 1.6 | 1.6 | Landfill Gas | LFG | IC | 2 | 2009 |  |  | (OP) Operating | [6 empty] | Logan | 40.4108 | -83.7179
56756 | Bellefontaine Gas Producers LLC | 57433 | Bellefontaine Gas Producers LLC | IPP Non-CHP | OH | 2 | 1.6 | 1.6 | Landfill Gas | LFG | IC | 2 | 2009 |  |  | (OP) Operating | [6 empty] | Logan | 40.4108 | -83.7179
56756 | Bellefontaine Gas Producers LLC | 57433 | Bellefontaine Gas Producers LLC | IPP Non-CHP | OH | 3 | 1.6 | 1.6 | Landfill Gas | LFG | IC | 2 | 2009 |  |  | (OP) Operating | [6 empty] | Logan | 40.4108 | -83.7179
56757 | Valley View Transmission LLC | 57434 | Valley View Transmission LLC | IPP Non-CHP | MN | VVT | 10 | 10 | Onshore Wind Turbine | WND | WT | 7 | 2011 |  |  | (OP) Operating | [6 empty] | Murray | 43.9028 | -96.0217
56758 | Solar Star North Carolina II LLC | 57435 | Solar Star North Carolina II LLC | IPP Non-CHP | NC | 1 | 1.3 | 1 | Solar Photovoltaic | SUN | PV | 12 | 2011 |  |  | (OP) Operating | [6 empty] | Hertford | 36.5061 | -77.0642
56758 | Solar Star North Carolina II LLC | 57435 | Solar Star North Carolina II LLC | IPP Non-CHP | NC | 2 | 1.3 | 1 | Solar Photovoltaic | SUN | PV | 12 | 2011 |  |  | (OP) Operating | [6 empty] | Hertford | 36.5061 | -77.0642
56758 | Solar Star North Carolina II LLC | 57435 | Solar Star North Carolina II LLC | IPP Non-CHP | NC | 3 | 1.3 | 1 | Solar Photovoltaic | SUN | PV | 12 | 2011 |  |  | (OP) Operating | [6 empty] | Hertford | 36.5061 | -77.0642
56758 | Solar Star North Carolina II LLC | 57435 | Solar Star North Carolina II LLC | IPP Non-CHP | NC | 4 | 1.3 | 1 | Solar Photovoltaic | SUN | PV | 12 | 2011 |  |  | (OP) Operating | [6 empty] | Hertford | 36.5061 | -77.0642
56758 | Solar Star North Carolina II LLC | 57435 | Solar Star North Carolina II LLC | IPP Non-CHP | NC | 5 | 1.3 | 1 | Solar Photovoltaic | SUN | PV | 12 | 2011 |  |  | (OP) Operating | [6 empty] | Hertford | 36.5061 | -77.0642
56760 | Davidson Gas Producers LLC | 57436 | Davidson Gas Producers LLC | IPP Non-CHP | NC | 1 | 1.6 | 1.6 | Landfill Gas | LFG | IC | 11 | 2010 |  |  | (OP) Operating | [6 empty] | DAVIDSON | 35.8413 | -80.1835
3220 | Central Oregon Irrigation Dist | 57437 | Juniper Ridge Hydroelectric Project | IPP Non-CHP | OR | 21-01 | 5 | 3.3 | Conventional Hydroelectric | WAT | HY | 10 | 2010 |  |  | (OP) Operating | [6 empty] | Deschutes | 44.1427 | -121.2697
56761 | 6th St Solar Park of Gainesville FL | 57438 | 6th St Solar Park of Gainesville FL | IPP Non-CHP | FL | 1 | 1.6 | 1.6 | Solar Photovoltaic | SUN | PV | 7 | 2011 |  |  | (OP) Operating | [6 empty] | Alachua | 29.7 | -82.3333
56762 | High Plains Ranch II, LLC | 57439 | California Valley Solar Ranch | IPP Non-CHP | CA | HPR2 | 32.3 | 32.3 | Solar Photovoltaic | SUN | PV | 10 | 2013 |  |  | (OP) Operating | [6 empty] | SAN LUIS OBISPO | 35.3237 | -119.9166
56762 | High Plains Ranch II, LLC | 57439 | California Valley Solar Ranch | IPP Non-CHP | CA | HPR2A | 21 | 21 | Solar Photovoltaic | SUN | PV | 9 | 2012 |  |  | (OP) Operating | [6 empty] | SAN LUIS OBISPO | 35.3237 | -119.9166
56762 | High Plains Ranch II, LLC | 57439 | California Valley Solar Ranch | IPP Non-CHP | CA | HPR2B | 86.5 | 86.5 | Solar Photovoltaic | SUN | PV | 1 | 2013 |  |  | (OP) Operating | [6 empty] | SAN LUIS OBISPO | 35.3237 | -119.9166
56762 | High Plains Ranch II, LLC | 57439 | California Valley Solar Ranch | IPP Non-CHP | CA | HPR2C | 70 | 70 | Solar Photovoltaic | SUN | PV | 10 | 2013 |  |  | (OP) Operating | [6 empty] | SAN LUIS OBISPO | 35.3237 | -119.9166
56762 | High Plains Ranch II, LLC | 57439 | California Valley Solar Ranch | IPP Non-CHP | CA | HPR2D | 40 | 40 | Solar Photovoltaic | SUN | PV | 1 | 2013 |  |  | (OP) Operating | [6 empty] | SAN LUIS OBISPO | 35.3237 | -119.9166
17609 | Southern California Edison Co | 57441 | Solar Photovoltaic Project #42 | Electric Utility | CA | S42A | 0.5 | 0.5 | Solar Photovoltaic | SUN | PV | 11 | 2012 |  |  | (OP) Operating | [6 empty] | TULARE | 36.0281 | -119.0747
17609 | Southern California Edison Co | 57441 | Solar Photovoltaic Project #42 | Electric Utility | CA | S42B | 0.5 | 0.5 | Solar Photovoltaic | SUN | PV | 11 | 2012 |  |  | (OP) Operating | [6 empty] | TULARE | 36.0281 | -119.0747
17609 | Southern California Edison Co | 57441 | Solar Photovoltaic Project #42 | Electric Utility | CA | S42C | 0.5 | 0.5 | Solar Photovoltaic | SUN | PV | 11 | 2012 |  |  | (OP) Operating | [6 empty] | TULARE | 36.0281 | -119.0747
17609 | Southern California Edison Co | 57441 | Solar Photovoltaic Project #42 | Electric Utility | CA | S42D | 0.5 | 0.5 | Solar Photovoltaic | SUN | PV | 11 | 2012 |  |  | (OP) Operating | [6 empty] | TULARE | 36.0281 | -119.0747
17609 | Southern California Edison Co | 57441 | Solar Photovoltaic Project #42 | Electric Utility | CA | S42E | 0.5 | 0.5 | Solar Photovoltaic | SUN | PV | 11 | 2012 |  |  | (OP) Operating | [6 empty] | TULARE | 36.0281 | -119.0747
17609 | Southern California Edison Co | 57441 | Solar Photovoltaic Project #42 | Electric Utility | CA | S42F | 0.5 | 0.5 | Solar Photovoltaic | SUN | PV | 11 | 2012 |  |  | (OP) Operating | [6 empty] | TULARE | 36.0281 | -119.0747
17609 | Southern California Edison Co | 57441 | Solar Photovoltaic Project #42 | Electric Utility | CA | S42G | 0.5 | 0.5 | Solar Photovoltaic | SUN | PV | 11 | 2012 |  |  | (OP) Operating | [6 empty] | TULARE | 36.0281 | -119.0747
17609 | Southern California Edison Co | 57441 | Solar Photovoltaic Project #42 | Electric Utility | CA | S42H | 0.5 | 0.5 | Solar Photovoltaic | SUN | PV | 11 | 2012 |  |  | (OP) Operating | [6 empty] | TULARE | 36.0281 | -119.0747
17609 | Southern California Edison Co | 57441 | Solar Photovoltaic Project #42 | Electric Utility | CA | S42I | 0.5 | 0.5 | Solar Photovoltaic | SUN | PV | 11 | 2012 |  |  | (OP) Operating | [6 empty] | TULARE | 36.0281 | -119.0747
17609 | Southern California Edison Co | 57441 | Solar Photovoltaic Project #42 | Electric Utility | CA | S42J | 0.5 | 0.5 | Solar Photovoltaic | SUN | PV | 11 | 2012 |  |  | (OP) Operating | [6 empty] | TULARE | 36.0281 | -119.0747
58720 | Enbridge | 57442 | Silver State Solar Power North | IPP Non-CHP | NV | 56188 | 52 | 50 | Solar Photovoltaic | SUN | PV | 5 | 2012 |  |  | (OP) Operating | [6 empty] | Clark | 35.7931 | -115.3503
54842 | WM Renewable Energy LLC | 57443 | Pine Tree Acres WM LFGTE | IPP Non-CHP | MI | GEN1 | 1.6 | 1.6 | Landfill Gas | LFG | IC | 3 | 2012 |  |  | (OP) Operating | [6 empty] | Macomb | 42.765 | -82.7456
54842 | WM Renewable Energy LLC | 57443 | Pine Tree Acres WM LFGTE | IPP Non-CHP | MI | GEN2 | 1.6 | 1.6 | Landfill Gas | LFG | IC | 3 | 2012 |  |  | (OP) Operating | [6 empty] | Macomb | 42.765 | -82.7456
54842 | WM Renewable Energy LLC | 57443 | Pine Tree Acres WM LFGTE | IPP Non-CHP | MI | GEN3 | 1.6 | 1.6 | Landfill Gas | LFG | IC | 3 | 2012 |  |  | (OP) Operating | [6 empty] | Macomb | 42.765 | -82.7456
54842 | WM Renewable Energy LLC | 57443 | Pine Tree Acres WM LFGTE | IPP Non-CHP | MI | GEN4 | 1.6 | 1.6 | Landfill Gas | LFG | IC | 3 | 2012 |  |  | (OP) Operating | [6 empty] | Macomb | 42.765 | -82.7456
54842 | WM Renewable Energy LLC | 57443 | Pine Tree Acres WM LFGTE | IPP Non-CHP | MI | GEN5 | 1.6 | 1.6 | Landfill Gas | LFG | IC | 3 | 2012 |  |  | (OP) Operating | [6 empty] | Macomb | 42.765 | -82.7456
54842 | WM Renewable Energy LLC | 57443 | Pine Tree Acres WM LFGTE | IPP Non-CHP | MI | GEN6 | 1.6 | 1.6 | Landfill Gas | LFG | IC | 3 | 2012 |  |  | (OP) Operating | [6 empty] | Macomb | 42.765 | -82.7456
54842 | WM Renewable Energy LLC | 57443 | Pine Tree Acres WM LFGTE | IPP Non-CHP | MI | GEN7 | 1.6 | 1.6 | Landfill Gas | LFG | IC | 3 | 2012 |  |  | (OP) Operating | [6 empty] | Macomb | 42.765 | -82.7456
54842 | WM Renewable Energy LLC | 57443 | Pine Tree Acres WM LFGTE | IPP Non-CHP | MI | GEN8 | 1.6 | 1.6 | Landfill Gas | LFG | IC | 3 | 2012 |  |  | (OP) Operating | [6 empty] | Macomb | 42.765 | -82.7456
57337 | Aegis Renewables LLC | 57444 | Two Ponds Windfarm | IPP Non-CHP | ID | 1 | 23 | 23 | Onshore Wind Turbine | WND | WT | 12 | 2012 |  |  | (OP) Operating | [6 empty] | Elmore | 43.0338 | -115.4826
34691 | Ormat Nevada Inc | 57446 | McGinness Hills | IPP Non-CHP | NV | 1 | 20 | 12 | Geothermal | GEO | BT | 5 | 2012 |  |  | (OP) Operating | [6 empty] | Lander | 39.5911 | -116.9119
34691 | Ormat Nevada Inc | 57446 | McGinness Hills | IPP Non-CHP | NV | 2 | 20 | 12 | Geothermal | GEO | BT | 6 | 2012 |  |  | (OP) Operating | [6 empty] | Lander | 39.5911 | -116.9119
34691 | Ormat Nevada Inc | 57446 | McGinness Hills | IPP Non-CHP | NV | 3 | 12 | 6 | Geothermal | GEO | BT | 6 | 2012 |  |  | (OP) Operating | [6 empty] | Lander | 39.5911 | -116.9119
34691 | Ormat Nevada Inc | 57446 | McGinness Hills | IPP Non-CHP | NV | OEC21 | 18 | 12 | Geothermal | GEO | BT | 2 | 2015 |  |  | (OP) Operating | [6 empty] | Lander | 39.5911 | -116.9119
34691 | Ormat Nevada Inc | 57446 | McGinness Hills | IPP Non-CHP | NV | OEC22 | 18 | 12 | Geothermal | GEO | BT | 2 | 2015 |  |  | (OP) Operating | [6 empty] | Lander | 39.5911 | -116.9119
34691 | Ormat Nevada Inc | 57446 | McGinness Hills | IPP Non-CHP | NV | OEC23 | 12 | 6 | Geothermal | GEO | BT | 2 | 2015 |  |  | (OP) Operating | [6 empty] | Lander | 39.5911 | -116.9119
19740 | AES Wind Generation Inc | 57447 | Laurel Mountain | IPP Non-CHP | WV | 1 | 97.6 | 97.6 | Onshore Wind Turbine | WND | WT | 8 | 2011 |  |  | (OP) Operating | [6 empty] | Barbour | 39.0072 | -79.8866
19740 | AES Wind Generation Inc | 57447 | Laurel Mountain | IPP Non-CHP | WV | 2 | 32 | 32 | Batteries | MWH | BA | 10 | 2011 |  |  | (OP) Operating | [6 empty] | Barbour | 39.0072 | -79.8866
56769 | Consolidated Edison Development Inc. | 57448 | Pilesgrove | IPP Non-CHP | NJ | PILE | 18 | 17.7 | Solar Photovoltaic | SUN | PV | 8 | 2011 |  |  | (OP) Operating | [6 empty] | Salem | 39.613 | -75.3095
15399 | Iberdrola Renewables Inc | 57449 | Blue Creek Wind Project | IPP Non-CHP | OH | 1 | 302 | 302 | Onshore Wind Turbine | WND | WT | 12 | 2011 |  |  | (OP) Operating | [6 empty] | Van Wert | 40.9315 | -84.5618
34691 | Ormat Nevada Inc | 57451 | Tuscarora Geothermal Power Plant | IPP Non-CHP | NV | G9200 | 12 | 9 | Geothermal | GEO | BT | 1 | 2012 |  |  | (OP) Operating | [6 empty] | Elko | 41.4828 | -116.1511
34691 | Ormat Nevada Inc | 57451 | Tuscarora Geothermal Power Plant | IPP Non-CHP | NV | G9250 | 12 | 9 | Geothermal | GEO | BT | 1 | 2012 |  |  | (OP) Operating | [6 empty] | Elko | 41.4828 | -116.1511
57271 | NRG Solar Borrego I | 57455 | NRG Solar Borrego I | IPP Non-CHP | CA | SB1 | 26 | 26 | Solar Photovoltaic | SUN | PV | 2 | 2013 |  |  | (OP) Operating | [6 empty] | San Diego | 33.2989 | -116.3508
56764 | USG Nevada LLC | 57456 | San Emidio | IPP Non-CHP | NV | SE-U1 | 11.8 | 6.3 | Geothermal | GEO | ST | 5 | 2012 |  |  | (OP) Operating | [6 empty] | WASHOE | 40.3806 | -119.3997
56776 | Seneca Sustainable Energy LLC | 57457 | Seneca Sustainable Energy LLC | Industrial Non-CHP | OR | 1 | 19.8 | 19.8 | Wood/Wood Waste Biomass | WDS | ST | 4 | 2011 |  |  | (OP) Operating | [6 empty] | Lane | 44.1163 | -123.179
56777 | Avidan Energy Solutions | 57458 | 145 Talmadge Solar | IPP Non-CHP | NJ | 1 | 3.8 | 3.8 | Solar Photovoltaic | SUN | PV | 4 | 2011 |  |  | (OP) Operating | [6 empty] | Middlesex | 40.5358 | -74.3913
19740 | AES Wind Generation Inc | 57459 | Mountain View IV | IPP Non-CHP | CA | 1 | 49 | 49 | Onshore Wind Turbine | WND | WT | 2 | 2012 |  |  | (OP) Operating | [6 empty] | Riverside | 33.8816 | -116.5527
56778 | Bloom Energy 2009 PPA | 57460 | Caltech Central | IPP Non-CHP | CA | CL00 | 0.1 | 0.1 | Other Waste Biomass | OBG | FC | 11 | 2010 | 11 | 2020 | (OP) Operating | [6 empty] | Los Angeles | 34.1358 | -118.1267
56778 | Bloom Energy 2009 PPA | 57460 | Caltech Central | IPP Non-CHP | CA | CL01 | 0.1 | 0.1 | Other Waste Biomass | OBG | FC | 11 | 2010 | 11 | 2020 | (OP) Operating | [6 empty] | Los Angeles | 34.1358 | -118.1267
56778 | Bloom Energy 2009 PPA | 57460 | Caltech Central | IPP Non-CHP | CA | CL02 | 0.1 | 0.1 | Other Waste Biomass | OBG | FC | 11 | 2010 | 11 | 2020 | (OP) Operating | [6 empty] | Los Angeles | 34.1358 | -118.1267
56778 | Bloom Energy 2009 PPA | 57460 | Caltech Central | IPP Non-CHP | CA | CL03 | 0.1 | 0.1 | Other Waste Biomass | OBG | FC | 11 | 2010 | 11 | 2020 | (OP) Operating | [6 empty] | Los Angeles | 34.1358 | -118.1267
56778 | Bloom Energy 2009 PPA | 57460 | Caltech Central | IPP Non-CHP | CA | CL04 | 0.1 | 0.1 | Other Waste Biomass | OBG | FC | 11 | 2010 | 11 | 2020 | (OP) Operating | [6 empty] | Los Angeles | 34.1358 | -118.1267
56778 | Bloom Energy 2009 PPA | 57460 | Caltech Central | IPP Non-CHP | CA | CL05 | 0.1 | 0.1 | Other Waste Biomass | OBG | FC | 11 | 2010 | 11 | 2020 | (OP) Operating | [6 empty] | Los Angeles | 34.1358 | -118.1267
56778 | Bloom Energy 2009 PPA | 57460 | Caltech Central | IPP Non-CHP | CA | CL06 | 0.1 | 0.1 | Other Waste Biomass | OBG | FC | 11 | 2010 | 11 | 2020 | (OP) Operating | [6 empty] | Los Angeles | 34.1358 | -118.1267
56778 | Bloom Energy 2009 PPA | 57460 | Caltech Central | IPP Non-CHP | CA | CL07 | 0.1 | 0.1 | Other Waste Biomass | OBG | FC | 11 | 2010 | 11 | 2020 | (OP) Operating | [6 empty] | Los Angeles | 34.1358 | -118.1267
56778 | Bloom Energy 2009 PPA | 57460 | Caltech Central | IPP Non-CHP | CA | CL08 | 0.1 | 0.1 | Other Waste Biomass | OBG | FC | 11 | 2010 | 11 | 2020 | (OP) Operating | [6 empty] | Los Angeles | 34.1358 | -118.1267
56778 | Bloom Energy 2009 PPA | 57460 | Caltech Central | IPP Non-CHP | CA | CL09 | 0.1 | 0.1 | Other Waste Biomass | OBG | FC | 11 | 2010 | 11 | 2020 | (OP) Operating | [6 empty] | Los Angeles | 34.1358 | -118.1267
56778 | Bloom Energy 2009 PPA | 57460 | Caltech Central | IPP Non-CHP | CA | CL10 | 0.1 | 0.1 | Other Waste Biomass | OBG | FC | 11 | 2010 | 11 | 2020 | (OP) Operating | [6 empty] | Los Angeles | 34.1358 | -118.1267
56779 | Martins Creek Solar NC, LLC | 57461 | Martins Creek Solar NC, LLC | IPP Non-CHP | NC | 1 | 1 | 0.9 | Solar Photovoltaic | SUN | PV | 3 | 2011 |  |  | (OP) Operating | [6 empty] | Cherokee | 35.0204 | -84.0157
56780 | Enfinity BNB Napoleon Solar LLC | 57462 | Napoleon Solar I | IPP Non-CHP | OH | 1 | 8 | 8 | Solar Photovoltaic | SUN | PV | 12 | 2011 |  |  | (OP) Operating | [6 empty] | Henry | 41.3884 | -84.0958
49893 | Invenergy Services LLC | 57463 | Bishop Hill Energy LLC | IPP Non-CHP | IL | 1 | 200 | 200 | Onshore Wind Turbine | WND | WT | 6 | 2012 |  |  | (OP) Operating | [6 empty] | Henry | 41.2153 | -90.1208
56783 | Romark Logistics of PA Inc. | 57465 | Romark PA Solar | IPP Non-CHP | PA | 1 | 1.8 | 1.8 | Solar Photovoltaic | SUN | PV | 11 | 2011 |  |  | (OP) Operating | [6 empty] | Luzerne | 40.9361 | -76.0389
57249 | EPP Renewable Energy | 57466 | Blue Ridge Landfill | IPP Non-CHP | PA | GEN1 | 1.6 | 1.6 | Landfill Gas | LFG | IC | 1 | 2013 |  |  | (OP) Operating | [6 empty] | Franklin | 39.9619 | -77.5611
57249 | EPP Renewable Energy | 57466 | Blue Ridge Landfill | IPP Non-CHP | PA | GEN2 | 1.6 | 1.6 | Landfill Gas | LFG | IC | 1 | 2013 |  |  | (OP) Operating | [6 empty] | Franklin | 39.9619 | -77.5611
57249 | EPP Renewable Energy | 57466 | Blue Ridge Landfill | IPP Non-CHP | PA | GEN3 | 1.6 | 1.6 | Landfill Gas | LFG | IC | 1 | 2013 |  |  | (OP) Operating | [6 empty] | Franklin | 39.9619 | -77.5611
57249 | EPP Renewable Energy | 57466 | Blue Ridge Landfill | IPP Non-CHP | PA | GEN4 | 1.6 | 1.6 | Landfill Gas | LFG | IC | 1 | 2013 |  |  | (OP) Operating | [6 empty] | Franklin | 39.9619 | -77.5611
56785 | The Westervelt Co | 57467 | Westervelt Moundville Cogen | Industrial CHP | AL | TG1 | 8.8 | 8.2 | Wood/Wood Waste Biomass | WDS | ST | 12 | 2011 |  |  | (OP) Operating | [6 empty] | Hale | 32.9607 | -87.6554
56786 | Crystal Lake 3 LLC | 57468 | Crystal Lake 3 LLC | IPP Non-CHP | IA | GE1.5 | 66 | 66 | Onshore Wind Turbine | WND | WT | 12 | 2009 |  |  | (OP) Operating | [6 empty] | Winnebago | 43.3192 | -93.8836
56787 | Garden Wind LLC | 57469 | Garden Wind LLC | IPP Non-CHP | IA | GE1.5 | 150 | 150 | Onshore Wind Turbine | WND | WT | 12 | 2009 |  |  | (OP) Operating | [6 empty] | Hardin | 42.2244 | -93.3736
56788 | Domtar Paper Company Bennettsville | 57470 | Marlboro Mill | Industrial CHP | SC | MG1 | 51.4 | 34.2 | Wood/Wood Waste Biomass | BLQ | ST | 9 | 2010 |  |  | (OP) Operating | [6 empty] | Marlboro | 34.605 | -79.785
56769 | Consolidated Edison Development Inc. | 57471 | Murray Hill Solar | IPP Non-CHP | NJ | MHNJ | 1 | 1 | Solar Photovoltaic | SUN | PV | 5 | 2011 |  |  | (OP) Operating | [6 empty] | Union | 40.6844 | -74.4044
56769 | Consolidated Edison Development Inc. | 57473 | Dartmouth Solar | IPP Non-CHP | MA | DSMA | 1.6 | 1.6 | Solar Photovoltaic | SUN | PV | 3 | 2011 |  |  | (OP) Operating | [6 empty] | Bristol | 41.7158 | -70.9744
56790 | Ralls Wind Farm LLC | 57474 | Ralls Wind Farm | IPP Non-CHP | TX | 1 | 10 | 10 | Onshore Wind Turbine | WND | WT | 7 | 2011 |  |  | (OP) Operating | [6 empty] | Crosby | 33.6611 | -101.39
58465 | Green States Energy, Inc. | 57475 | John L. Featherstone Plant | IPP Non-CHP | CA | HRP1 | 55 | 49.9 | Geothermal | GEO | ST | 3 | 2012 |  |  | (OP) Operating |  | 0 | 0 |  | 0 | 0 | Imperial | 33.2046 | -115.5733
30151 | Tri-State G & T Assn, Inc | 57476 | TSGT Mobile Generator #15 | Electric Utility | NM | M15G | 2 | 2 | Petroleum Liquids | DFO | IC | 12 | 2009 |  |  | (OS) Out of service and NOT expected to return to service in next calendar year | [6 empty] | Rio Arriba | 36.934 | -106.9865
56795 | Chittenden County Solar Partners LLC | 57481 | Chittenden County Solar Partners | IPP Non-CHP | VT | 01 | 2.2 | 2.2 | Solar Photovoltaic | SUN | PV | 5 | 2011 |  |  | (OP) Operating | [6 empty] | Chittenden | 44.4361 | -73.1453
56887 | CPV Sentinel LLC | 57482 | Sentinel Energy Center, LLC | IPP Non-CHP | CA | CTG1 | 100 | 100 | Natural Gas Fired Combustion Turbine | NG | GT | 5 | 2013 |  |  | (OP) Operating | [6 empty] | Riverside | 33.9342 | -116.5714
56887 | CPV Sentinel LLC | 57482 | Sentinel Energy Center, LLC | IPP Non-CHP | CA | CTG2 | 100 | 100 | Natural Gas Fired Combustion Turbine | NG | GT | 5 | 2013 |  |  | (OP) Operating | [6 empty] | Riverside | 33.9342 | -116.5714
56887 | CPV Sentinel LLC | 57482 | Sentinel Energy Center, LLC | IPP Non-CHP | CA | CTG3 | 100 | 100 | Natural Gas Fired Combustion Turbine | NG | GT | 5 | 2013 |  |  | (OP) Operating | [6 empty] | Riverside | 33.9342 | -116.5714
56887 | CPV Sentinel LLC | 57482 | Sentinel Energy Center, LLC | IPP Non-CHP | CA | CTG4 | 100 | 100 | Natural Gas Fired Combustion Turbine | NG | GT | 5 | 2013 |  |  | (OP) Operating | [6 empty] | Riverside | 33.9342 | -116.5714
56887 | CPV Sentinel LLC | 57482 | Sentinel Energy Center, LLC | IPP Non-CHP | CA | CTG5 | 100 | 100 | Natural Gas Fired Combustion Turbine | NG | GT | 5 | 2013 |  |  | (OP) Operating | [6 empty] | Riverside | 33.9342 | -116.5714
56887 | CPV Sentinel LLC | 57482 | Sentinel Energy Center, LLC | IPP Non-CHP | CA | CTG6 | 100 | 100 | Natural Gas Fired Combustion Turbine | NG | GT | 5 | 2013 |  |  | (OP) Operating | [6 empty] | Riverside | 33.9342 | -116.5714
56887 | CPV Sentinel LLC | 57482 | Sentinel Energy Center, LLC | IPP Non-CHP | CA | CTG7 | 100 | 100 | Natural Gas Fired Combustion Turbine | NG | GT | 5 | 2013 |  |  | (OP) Operating | [6 empty] | Riverside | 33.9342 | -116.5714
56887 | CPV Sentinel LLC | 57482 | Sentinel Energy Center, LLC | IPP Non-CHP | CA | CTG8 | 100 | 100 | Natural Gas Fired Combustion Turbine | NG | GT | 5 | 2013 |  |  | (OP) Operating | [6 empty] | Riverside | 33.9342 | -116.5714
49981 | Diamond Generating Corporation | 57483 | Mariposa Energy Project | IPP Non-CHP | CA | CTG1 | 49.9 | 49.9 | Natural Gas Fired Combustion Turbine | NG | GT | 10 | 2012 |  |  | (OP) Operating | [6 empty] | Alameda | 37.7892 | -121.6019
49981 | Diamond Generating Corporation | 57483 | Mariposa Energy Project | IPP Non-CHP | CA | CTG2 | 49.9 | 49.9 | Natural Gas Fired Combustion Turbine | NG | GT | 10 | 2012 |  |  | (OP) Operating | [6 empty] | Alameda | 37.7892 | -121.6019
49981 | Diamond Generating Corporation | 57483 | Mariposa Energy Project | IPP Non-CHP | CA | CTG3 | 49.9 | 49.9 | Natural Gas Fired Combustion Turbine | NG | GT | 10 | 2012 |  |  | (OP) Operating | [6 empty] | Alameda | 37.7892 | -121.6019
49981 | Diamond Generating Corporation | 57483 | Mariposa Energy Project | IPP Non-CHP | CA | CTG4 | 49.9 | 49.9 | Natural Gas Fired Combustion Turbine | NG | GT | 10 | 2012 |  |  | (OP) Operating | [6 empty] | Alameda | 37.7892 | -121.6019
15399 | Iberdrola Renewables Inc | 57484 | Manzana Wind LLC | IPP Non-CHP | CA | GEN1 | 189 | 189 | Onshore Wind Turbine | WND | WT | 12 | 2012 |  |  | (OP) Operating | [6 empty] | Kern | 34.9349 | -118.4612
56769 | Consolidated Edison Development Inc. | 57485 | Flemington Solar | IPP Non-CHP | NJ | FSNJ | 8 | 7.9 | Solar Photovoltaic | SUN | PV | 12 | 2011 |  |  | (OP) Operating | [6 empty] | Hunterdon | 40.4839 | -74.8567
56769 | Consolidated Edison Development Inc. | 57486 | Frenchtown I Solar | IPP Non-CHP | NJ | F1NJ | 3 | 3 | Solar Photovoltaic | SUN | PV | 1 | 2012 |  |  | (OP) Operating | [6 empty] | Hunterdon | 40.5217 | -75.0122
56769 | Consolidated Edison Development Inc. | 57487 | Frenchtown II Solar | IPP Non-CHP | NJ | F2NJ | 3 | 3 | Solar Photovoltaic | SUN | PV | 12 | 2011 |  |  | (OP) Operating | [6 empty] | Hunterdon | 40.5144 | -74.9769
56769 | Consolidated Edison Development Inc. | 57488 | Lebanon Solar | IPP Non-CHP | NJ | LSNJ | 2 | 2 | Solar Photovoltaic | SUN | PV | 12 | 2011 |  |  | (OP) Operating | [6 empty] | Hunterdon | 40.6758 | -74.9122
58523 | Enerdyne Power Systems Inc | 57489 | Oak Grove Gas Producers | IPP Non-CHP | KS | G1 | 1.6 | 1.5 | Landfill Gas | LFG | IC | 3 | 2010 |  |  | (OP) Operating | [6 empty] | Crawford | 37.6297 | -94.6414
58523 | Enerdyne Power Systems Inc | 57489 | Oak Grove Gas Producers | IPP Non-CHP | KS | G2 | 2 | 1.9 | Landfill Gas | LFG | IC | 12 | 2013 |  |  | (OP) Operating | [6 empty] | Crawford | 37.6297 | -94.6414
56819 | CSOLAR IV South LLC | 57490 | Imperial Solar Energy Center South | IPP Non-CHP | CA | 56819 | 128.9 | 128.9 | Solar Photovoltaic | SUN | PV | 11 | 2013 |  |  | (OP) Operating | [6 empty] | Imperial | 32.6633 | -115.6583
57260 | CSOLAR IV West LLC | 57491 | Imperial Solar Energy Center West | IPP Non-CHP | CA | 56819 | 148.7 | 148.7 | Solar Photovoltaic | SUN | PV | 4 | 2016 |  |  | (OP) Operating | [6 empty] | Imperial | 32.7722 | -115.7793
56814 | Black Creek Renewable Energy LLC | 57492 | Sampson County Landfill | IPP Non-CHP | NC | GEN1 | 1.6 | 1.6 | Landfill Gas | LFG | IC | 3 | 2011 |  |  | (OP) Operating | [6 empty] | Sampson | 34.9856 | -78.4625
56814 | Black Creek Renewable Energy LLC | 57492 | Sampson County Landfill | IPP Non-CHP | NC | GEN2 | 1.6 | 1.6 | Landfill Gas | LFG | IC | 3 | 2011 |  |  | (OP) Operating | [6 empty] | Sampson | 34.9856 | -78.4625
56814 | Black Creek Renewable Energy LLC | 57492 | Sampson County Landfill | IPP Non-CHP | NC | GEN3 | 1.6 | 1.6 | Landfill Gas | LFG | IC | 3 | 2011 |  |  | (OP) Operating | [6 empty] | Sampson | 34.9856 | -78.4625
56814 | Black Creek Renewable Energy LLC | 57492 | Sampson County Landfill | IPP Non-CHP | NC | GEN4 | 1.6 | 1.6 | Landfill Gas | LFG | IC | 3 | 2011 |  |  | (OP) Operating | [6 empty] | Sampson | 34.9856 | -78.4625
56814 | Black Creek Renewable Energy LLC | 57492 | Sampson County Landfill | IPP Non-CHP | NC | GEN5 | 1.6 | 1.6 | Landfill Gas | LFG | IC | 12 | 2011 |  |  | (OP) Operating | [6 empty] | Sampson | 34.9856 | -78.4625
56814 | Black Creek Renewable Energy LLC | 57492 | Sampson County Landfill | IPP Non-CHP | NC | GEN6 | 1.6 | 1.6 | Landfill Gas | LFG | IC | 1 | 2014 |  |  | (OP) Operating | [6 empty] | Sampson | 34.9856 | -78.4625
56215 | E ON Climate Renewables N America LLC | 57493 | Settlers Trail Wind Farm LLC | IPP Non-CHP | IL | STWF | 150.4 | 150.4 | Onshore Wind Turbine | WND | WT | 10 | 2011 |  |  | (OP) Operating | [6 empty] | Iroquois | 40.6944 | -87.5708
56816 | Masser Farms Realty Ltd | 57494 | Masser Farms Realty Solar | IPP Non-CHP | PA | MFRS | 1 | 1 | Solar Photovoltaic | SUN | PV | 5 | 2011 |  |  | (OP) Operating | [6 empty] | Schuylkill | 40.6406 | -76.6054
2507 | City of Burbank Water and Power | 57496 | Tieton Dam Hydro Electric Project | Electric Utility | WA | UNIT1 | 6.9 | 6.9 | Conventional Hydroelectric | WAT | HY | 9 | 2006 |  |  | (OP) Operating | [6 empty] | Yakima | 46.658 | -121.1287
2507 | City of Burbank Water and Power | 57496 | Tieton Dam Hydro Electric Project | Electric Utility | WA | UNIT2 | 6.9 | 6.9 | Conventional Hydroelectric | WAT | HY | 9 | 2006 |  |  | (OP) Operating | [6 empty] | Yakima | 46.658 | -121.1287
14328 | Pacific Gas & Electric Co | 57497 | Stroud Solar Station | Electric Utility | CA | 1 | 20 | 20 | Solar Photovoltaic | SUN | PV | 9 | 2011 |  |  | (OP) Operating | [6 empty] | Fresno | 36.5314 | -120.1069
14328 | Pacific Gas & Electric Co | 57498 | Five Points Solar Station | Electric Utility | CA | 1 | 15 | 15 | Solar Photovoltaic | SUN | PV | 9 | 2011 |  |  | (OP) Operating | [6 empty] | Fresno | 36.4003 | -120.1033
14328 | Pacific Gas & Electric Co | 57499 | Westside Solar Station | Electric Utility | CA | 1 | 15 | 15 | Solar Photovoltaic | SUN | PV | 8 | 2011 |  |  | (OP) Operating | [6 empty] | Fresno | 36.3787 | -120.1249
12341 | MidAmerican Energy Co | 57500 | Laurel Wind Farm | Electric Utility | IA | LWF | 119.6 | 119.6 | Onshore Wind Turbine | WND | WT | 12 | 2011 |  |  | (OP) Operating | [6 empty] | Marshall | 41.8833 | -92.9333
12341 | MidAmerican Energy Co | 57501 | Rolling Hills Wind Farm | Electric Utility | IA | RHWF | 443.9 | 443.9 | Onshore Wind Turbine | WND | WT | 12 | 2011 |  |  | (OP) Operating | [6 empty] | Cass | 41.1973 | -94.7744
7801 | Gulf Power Co | 57502 | Perdido | Electric Utility | FL | 1 | 1.6 | 1.5 | Landfill Gas | LFG | IC | 10 | 2010 |  |  | (OP) Operating | [6 empty] | Escambia | 30.57 | -87.39
7801 | Gulf Power Co | 57502 | Perdido | Electric Utility | FL | 2 | 1.6 | 1.5 | Landfill Gas | LFG | IC | 10 | 2010 |  |  | (OP) Operating | [6 empty] | Escambia | 30.57 | -87.39
56826 | Texas Medical Center Central | 57504 | TECO CHP-1 | Commercial CHP | TX | CHP1 | 48 | 48 | Natural Gas Fired Combustion Turbine | NG | GT | 9 | 2010 |  |  | (OP) Operating | [6 empty] | Harris | 29.7035 | -95.3983
13630 | North Carolina Mun Power Agny #1 | 57505 | Monroe Generating Station | Electric Utility | NC | 1 | 15 | 12 | Natural Gas Fired Combustion Turbine | NG | GT | 4 | 2010 |  |  | (OP) Operating | [6 empty] | Union | 34.9858 | -80.506
13630 | North Carolina Mun Power Agny #1 | 57505 | Monroe Generating Station | Electric Utility | NC | 2 | 15 | 12 | Natural Gas Fired Combustion Turbine | NG | GT | 4 | 2010 |  |  | (OP) Operating | [6 empty] | Union | 34.9858 | -80.506
56827 | FRV SI Transport Solar LP | 57506 | FRV SI Transport Solar LP | IPP Non-CHP | CA | SEIM | 1 | 1 | Solar Photovoltaic | SUN | PV | 8 | 2010 |  |  | (OP) Operating | [6 empty] | Sacramento | 38.4869 | -121.3911
56828 | RV CSU Power II LLC | 57507 | RV CSU Power II LLC | Commercial Non-CHP | CO | CSUII | 3 | 3 | Solar Photovoltaic | SUN | PV | 12 | 2010 |  |  | (OP) Operating | [6 empty] | Larimer | 40.5928 | -105.1471
56829 | McKinney LFG LLC | 57508 | McKinney LFG | IPP Non-CHP | TX | GEN1 | 1.6 | 1.4 | Landfill Gas | LFG | IC | 5 | 2011 |  |  | (OP) Operating | [6 empty] | Collin | 33.1669 | -96.6017
56829 | McKinney LFG LLC | 57508 | McKinney LFG | IPP Non-CHP | TX | GEN2 | 1.6 | 1.4 | Landfill Gas | LFG | IC | 5 | 2011 |  |  | (OP) Operating | [6 empty] | Collin | 33.1669 | -96.6017
56830 | Carson Solar 1 LLC | 57509 | Carson Solar I | IPP Non-CHP | CO | 1 | 2 | 1.5 | Solar Photovoltaic | SUN | PV | 12 | 2007 |  |  | (OP) Operating | [6 empty] | El Paso | 38.7228 | -104.7817
56545 | Pattern Operators LP | 57514 | Ocotillo Express LLC | IPP Non-CHP | CA | WTG | 265.4 | 265.4 | Onshore Wind Turbine | WND | WT | 12 | 2012 |  |  | (OP) Operating | [6 empty] | Imperial | 32.7528 | -116.0447
59980 | NRG Walnut Creek LLC | 57515 | Walnut Creek Energy Park | IPP Non-CHP | CA | GT1 | 100 | 97 | Natural Gas Fired Combustion Turbine | NG | GT | 4 | 2013 |  |  | (OP) Operating | [6 empty] | Los Angeles | 34.0089 | -117.9449
59980 | NRG Walnut Creek LLC | 57515 | Walnut Creek Energy Park | IPP Non-CHP | CA | GT2 | 100 | 97 | Natural Gas Fired Combustion Turbine | NG | GT | 4 | 2013 |  |  | (OP) Operating | [6 empty] | Los Angeles | 34.0089 | -117.9449
59980 | NRG Walnut Creek LLC | 57515 | Walnut Creek Energy Park | IPP Non-CHP | CA | GT3 | 100 | 97 | Natural Gas Fired Combustion Turbine | NG | GT | 4 | 2013 |  |  | (OP) Operating | [6 empty] | Los Angeles | 34.0089 | -117.9449
59980 | NRG Walnut Creek LLC | 57515 | Walnut Creek Energy Park | IPP Non-CHP | CA | GT4 | 100 | 97 | Natural Gas Fired Combustion Turbine | NG | GT | 4 | 2013 |  |  | (OP) Operating | [6 empty] | Los Angeles | 34.0089 | -117.9449
59980 | NRG Walnut Creek LLC | 57515 | Walnut Creek Energy Park | IPP Non-CHP | CA | GT5 | 100 | 97 | Natural Gas Fired Combustion Turbine | NG | GT | 5 | 2013 |  |  | (OP) Operating | [6 empty] | Los Angeles | 34.0089 | -117.9449
56627 | DeWind Co. | 57516 | KODE Novus I | IPP Non-CHP | OK | NOVUS | 80 | 80 | Onshore Wind Turbine | WND | WT | 9 | 2012 |  |  | (OP) Operating | [6 empty] | Texas | 36.5439 | -101.3936
56627 | DeWind Co. | 57517 | DeWind Frisco | IPP Non-CHP | TX | FRISC | 20 | 20 | Onshore Wind Turbine | WND | WT | 2 | 2012 |  |  | (OP) Operating | [6 empty] | Hansford | 36.4985 | -101.6053
56856 | Trexlertown Solar Array North and South | 57519 | Trexlertown Solar Array North and South | Industrial Non-CHP | PA | GEN1 | 1.9 | 1.9 | Solar Photovoltaic | SUN | PV | 6 | 2011 |  |  | (OP) Operating | [6 empty] | Lehigh | 40.5562 | -75.5939
55963 | AE Power Services LLC | 57520 | Trinity Hills | IPP Non-CHP | TX | 1 | 225 | 225 | Onshore Wind Turbine | WND | WT | 12 | 2011 |  |  | (OP) Operating | [6 empty] | Young | 33.3836 | -98.7119
14328 | Pacific Gas & Electric Co | 57521 | Giffen | Electric Utility | CA | 1 | 10 | 10 | Solar Photovoltaic | SUN | PV | 6 | 2012 |  |  | (OP) Operating | [6 empty] | Fresno | 36.5303 | -120.3161
14328 | Pacific Gas & Electric Co | 57522 | Cantua Solar Station | Electric Utility | CA | 1 | 20 | 20 | Solar Photovoltaic | SUN | PV | 6 | 2012 |  |  | (OP) Operating | [6 empty] | Fresno | 36.4251 | -120.3435
14328 | Pacific Gas & Electric Co | 57523 | Huron Solar Station | Electric Utility | CA | 1 | 20 | 20 | Solar Photovoltaic | SUN | PV | 6 | 2012 |  |  | (OP) Operating | [6 empty] | Fresno | 36.1814 | -120.0306
56857 | SunE M5C Holdings LLC | 57524 | Roger Road WWTP | IPP Non-CHP | AZ | 1 | 1.1 | 0.9 | Solar Photovoltaic | SUN | PV | 8 | 2010 |  |  | (OP) Operating | [6 empty] | Pima | 32.2894 | -111.0331
56863 | Kapaa Solar LLC | 57525 | Kapaa Photovoltaic Project | IPP Non-CHP | HI | KSPV | 1 | 1 | Solar Photovoltaic | SUN | PV | 12 | 2010 |  |  | (OP) Operating | [6 empty] | Kauai | 22.0804 | -159.3316
56865 | Caithness Shepherds Flat LLC | 57526 | North Hurlburt Wind LLC | IPP Non-CHP | OR | NORTH | 265 | 265 | Onshore Wind Turbine | WND | WT | 2 | 2012 |  |  | (OP) Operating | [6 empty] | Gilliam | 45.2881 | -120.1739
56868 | Kawailoa Wind LLC | 57529 | Kawailoa Wind | IPP Non-CHP | HI | 1 | 69 | 69 | Onshore Wind Turbine | WND | WT | 11 | 2012 |  |  | (OP) Operating | [6 empty] | Honolulu | 21.6103 | -158.0408
59155 | First Wind O&M, LLC | 57530 | Palouse | IPP Non-CHP | WA | 1 | 105.3 | 105.3 | Onshore Wind Turbine | WND | WT | 12 | 2012 |  |  | (OP) Operating | [6 empty] | Whitman | 47.1558 | -117.3644
17609 | Southern California Edison Co | 57534 | Solar Photovoltaic Project #32 | Electric Utility | CA | S32A | 0.5 | 0.5 | Solar Photovoltaic | SUN | PV | 2 | 2015 |  |  | (OP) Operating | [6 empty] | San Bernardino | 34.0317 | -117.5719
17609 | Southern California Edison Co | 57534 | Solar Photovoltaic Project #32 | Electric Utility | CA | S32B | 0.5 | 0.5 | Solar Photovoltaic | SUN | PV | 2 | 2015 |  |  | (OP) Operating | [6 empty] | San Bernardino | 34.0317 | -117.5719
17609 | Southern California Edison Co | 57534 | Solar Photovoltaic Project #32 | Electric Utility | CA | S32C | 0.5 | 0.5 | Solar Photovoltaic | SUN | PV | 2 | 2015 |  |  | (OP) Operating | [6 empty] | San Bernardino | 34.0317 | -117.5719
17609 | Southern California Edison Co | 57535 | Solar Photovoltaic Project #33 | Electric Utility | CA | S33A | 0.5 | 0.5 | Solar Photovoltaic | SUN | PV | 1 | 2015 |  |  | (OP) Operating | [6 empty] | San Bernardino | 34.0325 | -117.5692
17609 | Southern California Edison Co | 57535 | Solar Photovoltaic Project #33 | Electric Utility | CA | S33B | 0.5 | 0.5 | Solar Photovoltaic | SUN | PV | 1 | 2015 |  |  | (OP) Operating | [6 empty] | San Bernardino | 34.0325 | -117.5692
17609 | Southern California Edison Co | 57540 | Solar Photovoltaic Project #44 | Electric Utility | CA | S44A | 0.5 | 0.5 | Solar Photovoltaic | SUN | PV | 2 | 2015 |  |  | (OP) Operating | [6 empty] | Riverside | 33.8392 | -117.2208
17609 | Southern California Edison Co | 57540 | Solar Photovoltaic Project #44 | Electric Utility | CA | S44B | 0.5 | 0.5 | Solar Photovoltaic | SUN | PV | 2 | 2015 |  |  | (OP) Operating | [6 empty] | Riverside | 33.8392 | -117.2208
17609 | Southern California Edison Co | 57540 | Solar Photovoltaic Project #44 | Electric Utility | CA | S44C | 0.5 | 0.5 | Solar Photovoltaic | SUN | PV | 2 | 2015 |  |  | (OP) Operating | [6 empty] | Riverside | 33.8392 | -117.2208
17609 | Southern California Edison Co | 57540 | Solar Photovoltaic Project #44 | Electric Utility | CA | S44D | 0.5 | 0.5 | Solar Photovoltaic | SUN | PV | 2 | 2015 |  |  | (OP) Operating | [6 empty] | Riverside | 33.8392 | -117.2208
17609 | Southern California Edison Co | 57540 | Solar Photovoltaic Project #44 | Electric Utility | CA | S44E | 0.5 | 0.5 | Solar Photovoltaic | SUN | PV | 2 | 2015 |  |  | (OP) Operating | [6 empty] | Riverside | 33.8392 | -117.2208
17609 | Southern California Edison Co | 57540 | Solar Photovoltaic Project #44 | Electric Utility | CA | S44F | 0.5 | 0.5 | Solar Photovoltaic | SUN | PV | 2 | 2015 |  |  | (OP) Operating | [6 empty] | Riverside | 33.8392 | -117.2208
17609 | Southern California Edison Co | 57540 | Solar Photovoltaic Project #44 | Electric Utility | CA | S44G | 0.5 | 0.5 | Solar Photovoltaic | SUN | PV | 2 | 2015 |  |  | (OP) Operating | [6 empty] | Riverside | 33.8392 | -117.2208
17609 | Southern California Edison Co | 57540 | Solar Photovoltaic Project #44 | Electric Utility | CA | S44H | 0.5 | 0.5 | Solar Photovoltaic | SUN | PV | 2 | 2015 |  |  | (OP) Operating | [6 empty] | Riverside | 33.8392 | -117.2208
17609 | Southern California Edison Co | 57540 | Solar Photovoltaic Project #44 | Electric Utility | CA | S44I | 0.5 | 0.5 | Solar Photovoltaic | SUN | PV | 2 | 2015 |  |  | (OP) Operating | [6 empty] | Riverside | 33.8392 | -117.2208
17609 | Southern California Edison Co | 57540 | Solar Photovoltaic Project #44 | Electric Utility | CA | S44J | 0.5 | 0.5 | Solar Photovoltaic | SUN | PV | 2 | 2015 |  |  | (OP) Operating | [6 empty] | Riverside | 33.8392 | -117.2208
17609 | Southern California Edison Co | 57540 | Solar Photovoltaic Project #44 | Electric Utility | CA | S44K | 0.5 | 0.5 | Solar Photovoltaic | SUN | PV | 2 | 2015 |  |  | (OP) Operating | [6 empty] | Riverside | 33.8392 | -117.2208
17609 | Southern California Edison Co | 57540 | Solar Photovoltaic Project #44 | Electric Utility | CA | S44L | 0.5 | 0.5 | Solar Photovoltaic | SUN | PV | 2 | 2015 |  |  | (OP) Operating | [6 empty] | Riverside | 33.8392 | -117.2208
17609 | Southern California Edison Co | 57540 | Solar Photovoltaic Project #44 | Electric Utility | CA | S44M | 0.5 | 0.5 | Solar Photovoltaic | SUN | PV | 2 | 2015 |  |  | (OP) Operating | [6 empty] | Riverside | 33.8392 | -117.2208
17609 | Southern California Edison Co | 57540 | Solar Photovoltaic Project #44 | Electric Utility | CA | S44N | 0.5 | 0.5 | Solar Photovoltaic | SUN | PV | 2 | 2015 |  |  | (OP) Operating | [6 empty] | Riverside | 33.8392 | -117.2208
17609 | Southern California Edison Co | 57540 | Solar Photovoltaic Project #44 | Electric Utility | CA | S44O | 0.5 | 0.5 | Solar Photovoltaic | SUN | PV | 2 | 2015 |  |  | (OP) Operating | [6 empty] | Riverside | 33.8392 | -117.2208
17609 | Southern California Edison Co | 57540 | Solar Photovoltaic Project #44 | Electric Utility | CA | S44P | 0.5 | 0.5 | Solar Photovoltaic | SUN | PV | 2 | 2015 |  |  | (OP) Operating | [6 empty] | Riverside | 33.8392 | -117.2208
17609 | Southern California Edison Co | 57544 | California State University San Bernardi | Electric Utility | CA | FC01 | 1.4 | 1.4 | Other Natural Gas | NG | FC | 9 | 2013 |  |  | (OP) Operating | [6 empty] | San Bernardino | 34.1858 | -117.3242
56874 | Winona County Wind LLC | 57547 | Winona County Wind LLC | IPP Non-CHP | MN | WCW | 1.5 | 1.5 | Onshore Wind Turbine | WND | WT | 10 | 2011 |  |  | (OP) Operating | [6 empty] | Winona | 44.1125 | -91.9247
56865 | Caithness Shepherds Flat LLC | 57549 | South Hurlburt Wind LLC | IPP Non-CHP | OR | SOUTH | 290 | 290 | Onshore Wind Turbine | WND | WT | 7 | 2012 |  |  | (OP) Operating | [6 empty] | Gilliam | 45.2881 | -120.1739
56865 | Caithness Shepherds Flat LLC | 57550 | Horseshoe Bend Wind LLC | IPP Non-CHP | OR | HORSE | 290 | 290 | Onshore Wind Turbine | WND | WT | 7 | 2012 |  |  | (OP) Operating | [6 empty] | Gilliam | 45.2881 | -120.1739
56880 | Shoshone Irrigation District | 57551 | Garland Canal Power Plant | IPP Non-CHP | WY | MAIN | 2.9 | 2.6 | Conventional Hydroelectric | WAT | HY | 9 | 1983 |  |  | (OP) Operating | [6 empty] | PARK | 44.7264 | -108.8644
56891 | Shirley Wind LLC | 57553 | Shirley Wind | IPP Non-CHP | WI | 1 | 20 | 20 | Onshore Wind Turbine | WND | WT | 11 | 2010 |  |  | (OP) Operating | [6 empty] | Brown | 44.3481 | -87.9278
56892 | Solar Star Colorado II LLC | 57554 | AFA Solar Farm | IPP Non-CHP | CO | AFA1 | 5.5 | 5.5 | Solar Photovoltaic | SUN | PV | 3 | 2011 |  |  | (OP) Operating | [6 empty] | El Paso | 38.9579 | -104.8066
19728 | UNS Electric, Inc | 57556 | La Senita | Electric Utility | AZ | 1 | 1 | 1 | Solar Photovoltaic | SUN | PV | 11 | 2011 |  |  | (OP) Operating | [6 empty] | Mohave | 35.2417 | -114.0046
56898 | Sunnyvale City of WPCP | 57557 | Sunnyvale City of WPCP | Electric Utility | CA | S-14 | 0.8 | 0.8 | Landfill Gas | LFG | IC | 11 | 1997 |  |  | (OP) Operating | [6 empty] | Santa Clara | 37.4194 | -122.0153
56898 | Sunnyvale City of WPCP | 57557 | Sunnyvale City of WPCP | Electric Utility | CA | S-15 | 0.8 | 0.8 | Landfill Gas | LFG | IC | 11 | 1997 |  |  | (OP) Operating | [6 empty] | Santa Clara | 37.4194 | -122.0153
56902 | RE SFCity1, LP | 57559 | Sunset Reservoir North Basin | IPP Non-CHP | CA | 1 | 4.5 | 4.5 | Solar Photovoltaic | SUN | PV | 9 | 2010 |  |  | (OP) Operating | [6 empty] | San Francisco | 37.7509 | -122.4818
803 | Arizona Public Service Co | 57560 | Chino Solar Valley | Electric Utility | AZ | PV1 | 19 | 19 | Solar Photovoltaic | SUN | PV | 12 | 2012 |  |  | (OP) Operating | [6 empty] | Yavapai | 34.7184 | -112.429
803 | Arizona Public Service Co | 57561 | Cotton Center Solar | Electric Utility | AZ | PV1 | 17 | 17 | Solar Photovoltaic | SUN | PV | 11 | 2011 |  |  | (OP) Operating | [6 empty] | Maricopa | 33.0347 | -112.6617
803 | Arizona Public Service Co | 57562 | Paloma Solar | Electric Utility | AZ | PV1 | 17.6 | 17.6 | Solar Photovoltaic | SUN | PV | 9 | 2011 |  |  | (OP) Operating | [6 empty] | Maricopa | 33.0211 | -112.6614
803 | Arizona Public Service Co | 57563 | Hyder Solar | Electric Utility | AZ | PV1 | 17 | 17 | Solar Photovoltaic | SUN | PV | 11 | 2011 |  |  | (OP) Operating | [6 empty] | Yuma | 33.0257 | -113.344
803 | Arizona Public Service Co | 57563 | Hyder Solar | Electric Utility | AZ | PV2 | 5 | 5 | Solar Photovoltaic | SUN | PV | 2 | 2012 |  |  | (OP) Operating | [6 empty] | Yuma | 33.0257 | -113.344
56905 | Algonquin Power Sanger LLC | 57564 | Algonquin Power Sanger LLC | IPP CHP | CA | CTG | 49 | 49 | Natural Gas Fired Combined Cycle | NG | CT | 12 | 2007 |  |  | (OP) Operating | [6 empty] | Fresno | 36.6842 | -119.5522
56905 | Algonquin Power Sanger LLC | 57564 | Algonquin Power Sanger LLC | IPP CHP | CA | STG2 | 12.5 | 12.5 | Natural Gas Fired Combined Cycle | NG | CA | 5 | 2012 |  |  | (OP) Operating | [6 empty] | Fresno | 36.6842 | -119.5522
56904 | RP-Orlando, LLC | 57565 | RP-Orlando, LLC | IPP Non-CHP | FL | 1 | 5.1 | 5.1 | Solar Photovoltaic | SUN | PV | 12 | 2011 |  |  | (OP) Operating | [6 empty] | Orange | 28.4889 | -81.1822
58270 | GE Wind Energy LLC | 57566 | GE 1 6 100 Prototype | IPP Non-CHP | CA | 1.7SF | 1.8 | 1.8 | Onshore Wind Turbine | WND | WT | 5 | 2014 |  |  | (OP) Operating | [6 empty] | Kern | 35.1553 | -118.3694
59300 | PNM Resources | 57567 | Albuquerque Solar Energy Center | Electric Utility | NM | ASEC1 | 2 | 2 | Solar Photovoltaic | SUN | PV | 4 | 2011 |  |  | (OP) Operating | [6 empty] | Bernalillo | 35.169 | -106.6
56909 | Record Hill Wind LLC | 57568 | Record Hill Wind | IPP Non-CHP | ME | RHW | 50.6 | 50.6 | Onshore Wind Turbine | WND | WT | 1 | 2012 |  |  | (OP) Operating | [6 empty] | OXFORD | 44.6336 | -70.6278
56912 | V.H. Cooper & Co., Inc. | 57570 | Cooper Farms VW Project | Industrial Non-CHP | OH | WTG | 4.5 | 4.5 | Onshore Wind Turbine | WND | WT | 3 | 2012 |  |  | (OP) Operating | [6 empty] | Van Wert | 40.9058 | -84.5703
59300 | PNM Resources | 57571 | Los Lunas Solar Energy Center | Electric Utility | NM | LLSEC | 5 | 5 | Solar Photovoltaic | SUN | PV | 6 | 2011 |  |  | (OP) Operating | [6 empty] | Valencia | 34.8331 | -106.7724
59300 | PNM Resources | 57571 | Los Lunas Solar Energy Center | Electric Utility | NM | LMS2 | 2 | 2 | Solar Photovoltaic | SUN | PV | 10 | 2013 |  |  | (OP) Operating | [6 empty] | Valencia | 34.8331 | -106.7724
56914 | Central Contra Costa Sanitary District | 57573 | CCCSD Wastewater Treatment Plnt | Commercial CHP | CA | S188 | 3.5 | 3 | Natural Gas Fired Combustion Turbine | NG | GT | 12 | 1995 |  |  | (OP) Operating | [6 empty] | Contra Costa | 37.9978 | -122.0697
56915 | Solar Star New Jersey IV, LLC | 57574 | ETS Ewing Solar Facility | IPP Non-CHP | NJ | ETS1 | 1.3 | 1.3 | Solar Photovoltaic | SUN | PV | 6 | 2010 |  |  | (OP) Operating | [6 empty] | Mercer | 40.2818 | -74.7936
59300 | PNM Resources | 57575 | Deming Solar Energy Center | Electric Utility | NM | DSEC | 5 | 5 | Solar Photovoltaic | SUN | PV | 8 | 2011 |  |  | (OP) Operating | [6 empty] | Luna | 32.1658 | -107.7506
59300 | PNM Resources | 57575 | Deming Solar Energy Center | Electric Utility | NM | HON2 | 4 | 4 | Solar Photovoltaic | SUN | PV | 11 | 2013 |  |  | (OP) Operating | [6 empty] | Luna | 32.1658 | -107.7506
59300 | PNM Resources | 57576 | Las Vegas Solar Energy Center | Electric Utility | NM | LVSEC | 5 | 5 | Solar Photovoltaic | SUN | PV | 11 | 2011 |  |  | (OP) Operating | [6 empty] | San Miguel | 35.6433 | -105.2067
59300 | PNM Resources | 57577 | Alamogordo Solar Energy Center | Electric Utility | NM | AGSEC | 5 | 4.9 | Solar Photovoltaic | SUN | PV | 10 | 2011 |  |  | (OP) Operating | [6 empty] | Otero | 32.8657 | -105.9998
56916 | PaTu Wind Farm LLC | 57578 | PaTu Wind Farm LLC | IPP Non-CHP | OR | PATU | 9 | 9 | Onshore Wind Turbine | WND | WT | 12 | 2010 |  |  | (OP) Operating |  |  | 0 |  |  | 0 | Sherman | 45.6131 | -120.6169
17573 | South San Joaquin Irr District | 57579 | Robert O Schulz Solar Farm | Electric Utility | CA | 1 | 0.9 | 0.9 | Solar Photovoltaic | SUN | PV | 5 | 2008 |  |  | (OP) Operating | [6 empty] | Stanislaus | 37.8583 | -120.8917
17573 | South San Joaquin Irr District | 57579 | Robert O Schulz Solar Farm | Electric Utility | CA | 2 | 0.4 | 0.4 | Solar Photovoltaic | SUN | PV | 5 | 2009 |  |  | (OP) Operating | [6 empty] | Stanislaus | 37.8583 | -120.8917
56917 | DST Output | 57580 | DST Cogen | IPP CHP | CA | CG1 | 2.1 | 2.1 | Natural Gas Internal Combustion Engine | NG | IC | 5 | 2008 |  |  | (OP) Operating | [6 empty] | El Dorado | 38.6183 | -121.0564
56917 | DST Output | 57580 | DST Cogen | IPP CHP | CA | CG2 | 2.1 | 2.1 | Natural Gas Internal Combustion Engine | NG | IC | 5 | 2008 |  |  | (OP) Operating | [6 empty] | El Dorado | 38.6183 | -121.0564
57249 | EPP Renewable Energy | 57581 | Allenwood | IPP Non-CHP | PA | 1 | 1.6 | 1.6 | Landfill Gas | LFG | IC | 10 | 2012 |  |  | (OP) Operating | [6 empty] | Lycoming | 41.1511 | -76.9178
57249 | EPP Renewable Energy | 57581 | Allenwood | IPP Non-CHP | PA | 2 | 1.6 | 1.6 | Landfill Gas | LFG | IC | 10 | 2012 |  |  | (OP) Operating | [6 empty] | Lycoming | 41.1511 | -76.9178
57249 | EPP Renewable Energy | 57582 | Lycoming County | IPP Non-CHP | PA | 1 | 1.6 | 1.5 | Landfill Gas | LFG | IC | 10 | 2012 |  |  | (OP) Operating | [6 empty] | Lycoming | 41.1511 | -76.9178
57249 | EPP Renewable Energy | 57582 | Lycoming County | IPP Non-CHP | PA | 2 | 1.6 | 1.5 | Landfill Gas | LFG | IC | 10 | 2012 |  |  | (OP) Operating | [6 empty] | Lycoming | 41.1511 | -76.9178
7353 | Golden Valley Elec Assn Inc | 57583 | Battery Energy Storage System | Electric Utility | AK | BESS | 27 | 27 | Batteries | MWH | BA | 12 | 2003 |  |  | (OP) Operating | [6 empty] | Fairbanks North Star | 64.8167 | -147.725
56918 | University of California San Diego | 57584 | University of California San Diego | Commercial CHP | CA | BS1 | 2.5 | 2.5 | Batteries | MWH | BA | 12 | 2015 |  |  | (OP) Operating | [6 empty] | San Diego | 32.8747 | -117.2392
56918 | University of California San Diego | 57584 | University of California San Diego | Commercial CHP | CA | NT2 | 15 | 13.5 | Natural Gas Fired Combined Cycle | NG | CT | 7 | 2001 |  |  | (OP) Operating | [6 empty] | San Diego | 32.8747 | -117.2392
56918 | University of California San Diego | 57584 | University of California San Diego | Commercial CHP | CA | ST1 | 15 | 13.5 | Natural Gas Fired Combined Cycle | NG | CT | 7 | 2001 |  |  | (OP) Operating | [6 empty] | San Diego | 32.8747 | -117.2392
56918 | University of California San Diego | 57584 | University of California San Diego | Commercial CHP | CA | STG | 3 | 3 | Natural Gas Fired Combined Cycle | NG | CA | 7 | 2001 |  |  | (OP) Operating | [6 empty] | San Diego | 32.8747 | -117.2392
58264 | New-Indy, Oxnard LLC | 57585 | Oxnard Paper Mill | Industrial CHP | CA | 1 | 29 | 29 | Natural Gas Fired Combustion Turbine | NG | GT | 3 | 1986 |  |  | (OP) Operating | [6 empty] | Ventura | 34.1414 | -119.1831
57170 | EDF Renewable Asset Holdings, Inc. | 57586 | Shiloh III Wind Project LLC | IPP Non-CHP | CA | 1 | 102.5 | 102.5 | Onshore Wind Turbine | WND | WT | 12 | 2011 |  |  | (OP) Operating | [6 empty] | Solano | 38.1694 | -121.8469
56921 | Charleston Clean Energy LLC | 57587 | The Charleston Clean Energy Facility | IPP Non-CHP | WV | 1 | 1.1 | 1.1 | Landfill Gas | LFG | IC | 2 | 2011 |  |  | (OP) Operating | [6 empty] | Kanawha | 38.3092 | -81.6222
56921 | Charleston Clean Energy LLC | 57587 | The Charleston Clean Energy Facility | IPP Non-CHP | WV | 2 | 1.1 | 1.1 | Landfill Gas | LFG | IC | 2 | 2011 |  |  | (OP) Operating | [6 empty] | Kanawha | 38.3092 | -81.6222
15477 | Public Service Elec & Gas Co | 57588 | Matrix Stults Road Solar Facility | Electric Utility | NJ | STULT | 2.6 | 2.6 | Solar Photovoltaic | SUN | PV | 6 | 2011 |  |  | (OP) Operating | [6 empty] | Middlesex | 40.3622 | -74.4797
56924 | Long Island Solar Farm LLC | 57589 | Long Island Solar Farm LLC | IPP Non-CHP | NY | 9WUBN | 31.5 | 31.5 | Solar Photovoltaic | SUN | PV | 12 | 2011 |  |  | (OP) Operating | [6 empty] | SUFFOLK | 40.8611 | -72.8478
56925 | FPLE Wind, LLC | 57590 | Minco Wind I, LLC | IPP Non-CHP | OK | 1 | 99.2 | 99.2 | Onshore Wind Turbine | WND | WT | 12 | 2010 |  |  | (OP) Operating | [6 empty] | Grady | 35.2803 | -97.9756
56926 | Hatch Solar Energy Center I, LLC | 57591 | Hatch Solar Energy Center I, LLC | IPP Non-CHP | NM | 1 | 5 | 5 | Solar Photovoltaic | SUN | PV | 6 | 2011 |  |  | (OP) Operating | [6 empty] | Dona Ana | 32.63 | -107.2597
59883 | NRG Energy Gas & Wind Holdings Inc | 57593 | Broken Bow Wind LLC | IPP Non-CHP | NE | 1 | 79.9 | 79.9 | Onshore Wind Turbine | WND | WT | 12 | 2012 |  |  | (OP) Operating | [6 empty] | Custer | 41.4547 | -99.5681
56930 | Foundation HA Energy Generation, LLC | 57594 | Teichert Materials-Teichert Vernalis | IPP Non-CHP | CA | WTG1 | 1.5 | 1.5 | Onshore Wind Turbine | WND | WT | 10 | 2010 |  |  | (OP) Operating | [6 empty] | San Joaquin | 37.6167 | -121.3564
59883 | NRG Energy Gas & Wind Holdings Inc | 57595 | Pinnacle Wind Force LLC | IPP Non-CHP | WV | 1 | 55.2 | 55.2 | Onshore Wind Turbine | WND | WT | 12 | 2011 |  |  | (OP) Operating | [6 empty] | Mineral | 39.445 | -79.03
59366 | EnLink Midstream Services, LLC | 57597 | Cana Gas Processing Plant | Industrial Non-CHP | OK | 3005 | 2.5 | 2.5 | Petroleum Liquids | DFO | IC | 9 | 2010 |  |  | (SB) Standby/Backup: available for service but not normally used | [6 empty] | Canadian | 35.5331 | -98.1011
59366 | EnLink Midstream Services, LLC | 57597 | Cana Gas Processing Plant | Industrial Non-CHP | OK | 3006 | 2.5 | 2.5 | Petroleum Liquids | DFO | IC | 9 | 2010 |  |  | (SB) Standby/Backup: available for service but not normally used | [6 empty] | Canadian | 35.5331 | -98.1011
59366 | EnLink Midstream Services, LLC | 57597 | Cana Gas Processing Plant | Industrial Non-CHP | OK | 6214 | 2.5 | 2.5 | Petroleum Liquids | DFO | IC | 4 | 2012 |  |  | (SB) Standby/Backup: available for service but not normally used | [6 empty] | Canadian | 35.5331 | -98.1011
4180 | Connecticut Mun Elec Engy Coop | 57598 | Bridge Street 1 & 2 | Electric Utility | CT | BS1 | 2.5 | 2.6 | Petroleum Liquids | DFO | IC | 8 | 2010 |  |  | (OP) Operating |  |  |  | 2015 | 6 | 0.1 | New London | 41.3628 | -72.0825
4180 | Connecticut Mun Elec Engy Coop | 57598 | Bridge Street 1 & 2 | Electric Utility | CT | BS2 | 2.5 | 2.6 | Petroleum Liquids | DFO | IC | 7 | 2010 |  |  | (OP) Operating |  |  |  | 2015 | 6 | 0.1 | New London | 41.3628 | -72.0825
4180 | Connecticut Mun Elec Engy Coop | 57599 | Fort Hill 1, 2, 3 & 4 | Electric Utility | CT | FH1 | 2.5 | 2.5 | Petroleum Liquids | DFO | IC | 8 | 2010 |  |  | (OP) Operating | [6 empty] | New London | 41.4711 | -72.1022
4180 | Connecticut Mun Elec Engy Coop | 57599 | Fort Hill 1, 2, 3 & 4 | Electric Utility | CT | FH2 | 2.5 | 2.5 | Petroleum Liquids | DFO | IC | 8 | 2010 |  |  | (OP) Operating | [6 empty] | New London | 41.4711 | -72.1022
4180 | Connecticut Mun Elec Engy Coop | 57599 | Fort Hill 1, 2, 3 & 4 | Electric Utility | CT | FH3 | 2.5 | 2.5 | Petroleum Liquids | DFO | IC | 8 | 2010 |  |  | (OP) Operating | [6 empty] | New London | 41.4711 | -72.1022
4180 | Connecticut Mun Elec Engy Coop | 57599 | Fort Hill 1, 2, 3 & 4 | Electric Utility | CT | FH4 | 2.5 | 2.5 | Petroleum Liquids | DFO | IC | 8 | 2010 |  |  | (OP) Operating | [6 empty] | New London | 41.4711 | -72.1022
4180 | Connecticut Mun Elec Engy Coop | 57600 | Fishers Island 1 | Electric Utility | NY | FI1 | 2.5 | 2.5 | Petroleum Liquids | DFO | IC | 12 | 2010 |  |  | (OP) Operating | [6 empty] | Suffolk | 41.2686 | -72.01
4180 | Connecticut Mun Elec Engy Coop | 57601 | Gary Court 1 & 2 | Electric Utility | CT | GC1 | 2.5 | 2.6 | Petroleum Liquids | DFO | IC | 7 | 2010 |  |  | (OP) Operating | [6 empty] | New London | 41.3367 | -72.02
4180 | Connecticut Mun Elec Engy Coop | 57601 | Gary Court 1 & 2 | Electric Utility | CT | GC2 | 2.5 | 2.6 | Petroleum Liquids | DFO | IC | 7 | 2010 |  |  | (OP) Operating | [6 empty] | New London | 41.3367 | -72.02
4180 | Connecticut Mun Elec Engy Coop | 57602 | Jewett City 1 | Electric Utility | CT | JC1 | 2.5 | 2.6 | Petroleum Liquids | DFO | IC | 2 | 2010 |  |  | (OP) Operating |  |  |  | 2015 | 6 | 0.1 | New London | 41.5672 | -71.8925
4180 | Connecticut Mun Elec Engy Coop | 57603 | LNG 1 & 2 | Electric Utility | CT | LNG1 | 2.5 | 2.6 | Petroleum Liquids | DFO | IC | 4 | 2010 |  |  | (OP) Operating |  |  |  | 2015 | 6 | 0.1 | New London | 41.5694 | -72.1175
4180 | Connecticut Mun Elec Engy Coop | 57603 | LNG 1 & 2 | Electric Utility | CT | LNG2 | 2.5 | 2.6 | Petroleum Liquids | DFO | IC | 4 | 2010 |  |  | (OP) Operating |  |  |  | 2015 | 6 | 0.1 | New London | 41.5694 | -72.1175
4180 | Connecticut Mun Elec Engy Coop | 57604 | Lebanon Pines 1 & 2 | Electric Utility | CT | LP1 | 2.5 | 2.6 | Petroleum Liquids | DFO | IC | 4 | 2010 |  |  | (OP) Operating |  |  |  | 2015 | 6 | 0.1 | New London | 41.5683 | -72.2322
4180 | Connecticut Mun Elec Engy Coop | 57604 | Lebanon Pines 1 & 2 | Electric Utility | CT | LP2 | 2.5 | 2.6 | Petroleum Liquids | DFO | IC | 4 | 2010 |  |  | (OP) Operating |  |  |  | 2015 | 6 | 0.1 | New London | 41.5683 | -72.2322
4180 | Connecticut Mun Elec Engy Coop | 57605 | Water Treatment 1 & 2 | Electric Utility | CT | WT1 | 2.5 | 2.6 | Petroleum Liquids | DFO | IC | 10 | 2010 |  |  | (OP) Operating | [6 empty] | New London | 41.3469 | -72.0411
4180 | Connecticut Mun Elec Engy Coop | 57605 | Water Treatment 1 & 2 | Electric Utility | CT | WT2 | 2.5 | 2.6 | Petroleum Liquids | DFO | IC | 10 | 2010 |  |  | (OP) Operating | [6 empty] | New London | 41.3469 | -72.0411
56934 | Town Of High Point | 57606 | Eastside WWTP | Electric Utility | NC | 1 | 1.8 | 1.8 | Petroleum Liquids | DFO | IC | 8 | 2004 |  |  | (OP) Operating | [6 empty] | Guilford | 35.9428 | -79.9089
56934 | Town Of High Point | 57606 | Eastside WWTP | Electric Utility | NC | 2 | 1.8 | 1.8 | Petroleum Liquids | DFO | IC | 8 | 2004 |  |  | (OP) Operating | [6 empty] | Guilford | 35.9428 | -79.9089
56934 | Town Of High Point | 57606 | Eastside WWTP | Electric Utility | NC | 3 | 1.8 | 1.8 | Petroleum Liquids | DFO | IC | 8 | 2004 |  |  | (OP) Operating | [6 empty] | Guilford | 35.9428 | -79.9089
56934 | Town Of High Point | 57607 | Ward WTP | Electric Utility | NC | 1 | 1 | 1 | Petroleum Liquids | DFO | IC | 2 | 1999 |  |  | (OP) Operating | [6 empty] | Guilford | 35.9678 | -79.9708
56934 | Town Of High Point | 57607 | Ward WTP | Electric Utility | NC | 2 | 1 | 1 | Petroleum Liquids | DFO | IC | 2 | 1999 |  |  | (OP) Operating | [6 empty] | Guilford | 35.9678 | -79.9708
56934 | Town Of High Point | 57608 | Westside WWTP | Electric Utility | NC | 1 | 1.8 | 1.8 | Petroleum Liquids | DFO | IC | 5 | 2005 |  |  | (OP) Operating | [6 empty] | Davidson | 35.9403 | -80.1106
15399 | Iberdrola Renewables Inc | 57609 | New Harvest Wind Project LLC | IPP Non-CHP | IA | 1 | 100 | 100 | Onshore Wind Turbine | WND | WT | 12 | 2011 |  |  | (OP) Operating | [6 empty] | Crawford | 42.1597 | -95.4397
56952 | Lincoln Electric Company | 57613 | LE Wind Turbine 1 | Industrial Non-CHP | OH | WTG1 | 2.5 | 2.5 | Onshore Wind Turbine | WND | WT | 7 | 2011 |  |  | (OP) Operating | [6 empty] | Cuyahoga | 41.5844 | -81.5256
56948 | Waverly Wind Farm LLC | 57614 | Waverly Wind Farm LLC | IPP Non-CHP | KS | GEN1 | 199 | 199 | Onshore Wind Turbine | WND | WT | 1 | 2016 |  |  | (OP) Operating | [6 empty] | Coffey | 38.2569 | -95.8142
56945 | Blue Canyon Windpower VI LLC | 57616 | Blue Canyon Windpower VI LLC | IPP Non-CHP | OK | GEN1 | 100 | 100 | Onshore Wind Turbine | WND | WT | 12 | 2011 |  |  | (OP) Operating | [6 empty] | Caddo | 34.9104 | -98.5599
56936 | Paulding Wind Farm II LLC | 57620 | Paulding Wind Farm II | IPP Non-CHP | OH | GEN1 | 99 | 99 | Onshore Wind Turbine | WND | WT | 7 | 2011 |  |  | (OP) Operating | [6 empty] | Paulding | 41.0253 | -84.7792
56937 | Rising Tree Wind Farm LLC | 57621 | Rising Tree Wind Farm | IPP Non-CHP | CA | GEN1 | 79.2 | 79.2 | Onshore Wind Turbine | WND | WT | 1 | 2015 |  |  | (OP) Operating | [6 empty] | Kern | 35.0775 | -118.2183
13831 | City of Norwich - (CT) | 57624 | Norwich WWTP | Commercial Non-CHP | CT | 1 | 2 | 2 | Petroleum Liquids | DFO | IC | 5 | 2006 |  |  | (OP) Operating | [6 empty] | New London | 41.5256 | -72.0833
56953 | Bos Dairy, LLC | 57625 | Bos Dairy, LLC | Industrial Non-CHP | IN | BOS2 | 0.7 | 0.6 | Other Waste Biomass | OBG | IC | 2 | 2011 |  |  | (OP) Operating | [6 empty] | Jasper | 41.1153 | -87.2328
56953 | Bos Dairy, LLC | 57625 | Bos Dairy, LLC | Industrial Non-CHP | IN | BOS3 | 0.4 | 0.3 | Other Waste Biomass | OBG | IC | 12 | 2011 |  |  | (OP) Operating | [6 empty] | Jasper | 41.1153 | -87.2328
56930 | Foundation HA Energy Generation, LLC | 57626 | Foundation ST | IPP Non-CHP | CA | WTG1 | 2 | 2 | Onshore Wind Turbine | WND | WT | 6 | 2011 |  |  | (OP) Operating | [6 empty] | San Joaquin | 37.7142 | -121.5217
56960 | Gastonia City of | 57629 | Gaston Memorial Hospital | Commercial Non-CHP | NC | GMH1 | 1.8 | 1.8 | Petroleum Liquids | DFO | IC | 5 | 2006 |  |  | (OP) Operating | [6 empty] | Gaston | 35.2747 | -81.1383
56960 | Gastonia City of | 57630 | Long Creek Waste Water Plant | Electric Utility | NC | ES1 | 1.7 | 1.7 | Petroleum Liquids | DFO | IC | 1 | 1995 |  |  | (OP) Operating | [6 empty] | Gaston | 35.3119 | -81.1414
56960 | Gastonia City of | 57630 | Long Creek Waste Water Plant | Electric Utility | NC | ES2 | 1.7 | 1.7 | Petroleum Liquids | DFO | IC | 1 | 1995 |  |  | (OP) Operating | [6 empty] | Gaston | 35.3119 | -81.1414
56960 | Gastonia City of | 57630 | Long Creek Waste Water Plant | Electric Utility | NC | ES3 | 1.7 | 1.7 | Petroleum Liquids | DFO | IC | 1 | 1995 |  |  | (OP) Operating | [6 empty] | Gaston | 35.3119 | -81.1414
56962 | Wolverine Wind Energy, LLC | 57631 | Wolverine | IPP Non-CHP | IA | 1 | 1.5 | 1.5 | Onshore Wind Turbine | WND | WT | 10 | 2010 |  |  | (OP) Operating | [6 empty] | Adair | 41.3931 | -94.4447
56961 | Bulldog Wind Energy, LLC | 57632 | Bulldog | IPP Non-CHP | IA | 1 | 1.5 | 1.5 | Onshore Wind Turbine | WND | WT | 10 | 2010 |  |  | (OP) Operating | [6 empty] | Adair | 41.2258 | -94.4406
11208 | Los Angeles Department of Water & Power | 57635 | Linden Wind Energy Project | Electric Utility | WA | LW1 | 50 | 50 | Onshore Wind Turbine | WND | WT | 6 | 2010 |  |  | (OP) Operating | [6 empty] | Klickitat | 45.7442 | -120.7836
56965 | Auburn Energy, LLC | 57636 | Auburn LFG Energy Facility | IPP Non-CHP | NY | 1 | 1.1 | 1.1 | Landfill Gas | LFG | IC | 1 | 2010 |  |  | (OP) Operating | [6 empty] | Cayuga | 42.9442 | -76.5853
56965 | Auburn Energy, LLC | 57636 | Auburn LFG Energy Facility | IPP Non-CHP | NY | 3 | 1.1 | 1.1 | Landfill Gas | LFG | IC | 1 | 2010 |  |  | (OP) Operating | [6 empty] | Cayuga | 42.9442 | -76.5853
56855 | Performance Services | 57637 | Union City Wind Turbine | IPP Non-CHP | IN | 1 | 1 | 1 | Onshore Wind Turbine | WND | WT | 3 | 2010 |  |  | (OP) Operating |  |  | 0 |  |  | 0 | Randolph | 40.1908 | -84.8172
56855 | Performance Services | 57638 | Randolph Eastern School Wind Turbine | Commercial Non-CHP | IN | 1 | 1 | 1 | Onshore Wind Turbine | WND | WT | 3 | 2010 |  |  | (OP) Operating | [6 empty] | Randolph | 40.2097 | -84.8219
56967 | Ironwood Windpower LLC | 57639 | Ironwood Wind | IPP Non-CHP | KS | 1 | 167.9 | 167.9 | Onshore Wind Turbine | WND | WT | 8 | 2012 |  |  | (OP) Operating | [6 empty] | Ford | 37.8183 | -99.7754
56971 | 500 Virginia Solar, LP | 57640 | 500 Virginia Solar | IPP Non-CHP | PA | 1 | 1 | 1 | Solar Photovoltaic | SUN | PV | 7 | 2011 |  |  | (OP) Operating | [6 empty] | Montgomery | 40.1392 | -75.1917
56972 | Vestas Towers America, Inc | 57643 | Vestas Towers America, Inc. | Industrial Non-CHP | CO | V100 | 1.8 | 1.8 | Onshore Wind Turbine | WND | WT | 4 | 2010 |  |  | (OP) Operating | [6 empty] | Pueblo | 38.1728 | -104.62
59380 | Enel Green Power NA, Inc. | 57644 | Prairie Rose Wind Farm | IPP Non-CHP | MN | PR1 | 200 | 200 | Onshore Wind Turbine | WND | WT | 12 | 2012 |  |  | (OP) Operating | [6 empty] | Rock | 43.8282 | -96.3216
56974 | Denver Airport Solar, LLC | 57645 | City & County of Denver at Denver Int'l | IPP Non-CHP | CO | PV1 | 3.4 | 3.4 | Solar Photovoltaic | SUN | PV | 6 | 2011 |  |  | (OP) Operating | [6 empty] | Adams | 39.9 | -104.6597
56975 | Constellation Solar Maryland, LLC | 57646 | McCormick & Co. Inc. at Belcamp | IPP Non-CHP | MD | PV1 | 1.4 | 1.4 | Solar Photovoltaic | SUN | PV | 12 | 2010 |  |  | (OP) Operating | [6 empty] | Harford | 39.4836 | -76.2292
56976 | Constellation Solar New Jersey II, LLC | 57647 | Toys R Us- DE, Inc. at Mt. Olive, NJ | IPP Non-CHP | NJ | PV1 | 4.1 | 4.1 | Solar Photovoltaic | SUN | PV | 12 | 2011 |  |  | (OP) Operating | [6 empty] | Morris | 40.8189 | -74.7186
56977 | Zotos International | 57648 | Zotos International WPGF | Industrial Non-CHP | NY | WT1 | 1.7 | 1.7 | Onshore Wind Turbine | WND | WT | 1 | 2012 |  |  | (OP) Operating | [6 empty] | Ontario | 42.8869 | -76.9683
56977 | Zotos International | 57648 | Zotos International WPGF | Industrial Non-CHP | NY | WT2 | 1.7 | 1.7 | Onshore Wind Turbine | WND | WT | 1 | 2012 |  |  | (OP) Operating | [6 empty] | Ontario | 42.8869 | -76.9683
15399 | Iberdrola Renewables Inc | 57649 | Elm Creek Wind II LLC | IPP Non-CHP | MN | 1 | 148.8 | 148.8 | Onshore Wind Turbine | WND | WT | 12 | 2010 |  |  | (OP) Operating | [6 empty] | Martin | 43.6848 | -94.8799
56980 | Regulus Solar, LLC | 57650 | Regulus Solar Project | IPP Non-CHP | CA | FRV4 | 60 | 60 | Solar Photovoltaic | SUN | PV | 11 | 2014 |  |  | (OP) Operating | [6 empty] | Kern | 35.3 | -118.8519
17650 | Southern Power Co | 57651 | FRV Cygnus Solar Project | IPP Non-CHP | CA | FRV3 | 20 | 20 | Solar Photovoltaic | SUN | PV | 5 | 2014 |  |  | (OP) Operating | [6 empty] | KERN | 35.1028 | -118.9544
57170 | EDF Renewable Asset Holdings, Inc. | 57652 | Yamhill Solar LLC | IPP Non-CHP | OR | 1 | 1 | 1 | Solar Photovoltaic | SUN | PV | 10 | 2011 |  |  | (OP) Operating | [6 empty] | Yamhill | 45.1089 | -123.2786
56968 | Oregon State University | 57653 | Oregon State University Energy Center | Commercial CHP | OR | CTG | 5.5 | 5.2 | Natural Gas Fired Combined Cycle | NG | CT | 6 | 2010 |  |  | (OP) Operating | [6 empty] | Benton | 44.5643 | -123.2891
56968 | Oregon State University | 57653 | Oregon State University Energy Center | Commercial CHP | OR | STG | 1 | 0.5 | Natural Gas Fired Combined Cycle | NG | CA | 6 | 2010 |  |  | (OP) Operating | [6 empty] | Benton | 44.5643 | -123.2891
56981 | Town of Falmouth | 57654 | Town of Falmouth WWTP | Commercial Non-CHP | MA | WIND1 | 1.7 | 0.8 | Onshore Wind Turbine | WND | WT | 3 | 2010 |  |  | (SB) Standby/Backup: available for service but not normally used | [6 empty] | Barnstable | 41.6067 | -70.6206
56981 | Town of Falmouth | 57654 | Town of Falmouth WWTP | Commercial Non-CHP | MA | WIND2 | 1.7 | 0.8 | Onshore Wind Turbine | WND | WT | 2 | 2012 |  |  | (OP) Operating | [6 empty] | Barnstable | 41.6067 | -70.6206
56982 | Kern Community College District | 57655 | Bakersfield College Solar 01 | Commercial Non-CHP | CA | BC01 | 1.1 | 1.1 | Solar Photovoltaic | SUN | PV | 11 | 2010 |  |  | (OP) Operating | [6 empty] | Kern | 35.4118 | -118.9686
56984 | Temescal Canyon RV, LLC | 57656 | Temescal Canyon RV, LLC | IPP Non-CHP | CA | 1 | 1.5 | 1.5 | Solar Photovoltaic | SUN | PV | 5 | 2011 |  |  | (OP) Operating | [6 empty] | Riverside | 33.8264 | -117.5117
59398 | NRG Solar Avra Valley | 57657 | Avra Valley Solar | IPP Non-CHP | AZ | 1 | 26.5 | 25 | Solar Photovoltaic | SUN | PV | 1 | 2013 |  |  | (OP) Operating | [6 empty] | Pima | 32.3717 | -111.2828
56990 | NJR Clean Energy Ventures Corporation | 57660 | Vineland Mays Landing Solar | IPP Non-CHP | NJ | VNLND | 4.3 | 4.3 | Solar Photovoltaic | SUN | PV | 10 | 2011 |  |  | (OP) Operating | [6 empty] | Cumberland | 39.4175 | -74.9739
56990 | NJR Clean Energy Ventures Corporation | 57661 | Manalapan Village Solar | IPP Non-CHP | NJ | MANVL | 3.5 | 3.5 | Solar Photovoltaic | SUN | PV | 12 | 2011 |  |  | (OP) Operating | [6 empty] | Monmouth | 40.2567 | -74.3497
56990 | NJR Clean Energy Ventures Corporation | 57662 | McGraw Hill Solar | IPP Non-CHP | NJ | MCGRH | 12 | 12 | Solar Photovoltaic | SUN | PV | 12 | 2011 |  |  | (OP) Operating | [6 empty] | Mercer | 40.2797 | -74.5564
56988 | Cimarron Windpower II, LLC | 57663 | Cimarron Windpower II | IPP Non-CHP | KS | 1 | 131 | 131 | Onshore Wind Turbine | WND | WT | 6 | 2012 |  |  | (OP) Operating | [6 empty] | Gray | 37.9013 | -100.372
56991 | Astoria Energy II LLC | 57664 | Astoria Energy II | IPP Non-CHP | NY | CT3 | 200 | 156 | Natural Gas Fired Combined Cycle | NG | CT | 7 | 2011 |  |  | (OP) Operating | [6 empty] | Queens | 40.7813 | -73.8966
56991 | Astoria Energy II LLC | 57664 | Astoria Energy II | IPP Non-CHP | NY | CT4 | 200 | 156 | Natural Gas Fired Combined Cycle | NG | CT | 7 | 2011 |  |  | (OP) Operating | [6 empty] | Queens | 40.7813 | -73.8966
56991 | Astoria Energy II LLC | 57664 | Astoria Energy II | IPP Non-CHP | NY | ST2 | 250 | 228 | Natural Gas Fired Combined Cycle | NG | CA | 7 | 2011 |  |  | (OP) Operating | [6 empty] | Queens | 40.7813 | -73.8966
56989 | SAF Hydroelectric LLC | 57665 | SAF Hydroelectric LLC | IPP Non-CHP | MN | 1 | 0.6 | 0.6 | Conventional Hydroelectric | WAT | HY | 12 | 2011 |  |  | (OP) Operating | [6 empty] | Hennepin | 44.9789 | -93.2478
56989 | SAF Hydroelectric LLC | 57665 | SAF Hydroelectric LLC | IPP Non-CHP | MN | 10 | 0.6 | 0.6 | Conventional Hydroelectric | WAT | HY | 12 | 2011 |  |  | (OP) Operating | [6 empty] | Hennepin | 44.9789 | -93.2478
56989 | SAF Hydroelectric LLC | 57665 | SAF Hydroelectric LLC | IPP Non-CHP | MN | 11 | 0.6 | 0.6 | Conventional Hydroelectric | WAT | HY | 12 | 2011 |  |  | (OP) Operating | [6 empty] | Hennepin | 44.9789 | -93.2478
56989 | SAF Hydroelectric LLC | 57665 | SAF Hydroelectric LLC | IPP Non-CHP | MN | 12 | 0.6 | 0.6 | Conventional Hydroelectric | WAT | HY | 12 | 2011 |  |  | (OP) Operating | [6 empty] | Hennepin | 44.9789 | -93.2478
56989 | SAF Hydroelectric LLC | 57665 | SAF Hydroelectric LLC | IPP Non-CHP | MN | 13 | 0.6 | 0.6 | Conventional Hydroelectric | WAT | HY | 12 | 2011 |  |  | (OP) Operating | [6 empty] | Hennepin | 44.9789 | -93.2478
56989 | SAF Hydroelectric LLC | 57665 | SAF Hydroelectric LLC | IPP Non-CHP | MN | 14 | 0.6 | 0.6 | Conventional Hydroelectric | WAT | HY | 12 | 2011 |  |  | (OP) Operating | [6 empty] | Hennepin | 44.9789 | -93.2478
56989 | SAF Hydroelectric LLC | 57665 | SAF Hydroelectric LLC | IPP Non-CHP | MN | 15 | 0.6 | 0.6 | Conventional Hydroelectric | WAT | HY | 12 | 2011 |  |  | (OP) Operating | [6 empty] | Hennepin | 44.9789 | -93.2478
56989 | SAF Hydroelectric LLC | 57665 | SAF Hydroelectric LLC | IPP Non-CHP | MN | 16 | 0.6 | 0.6 | Conventional Hydroelectric | WAT | HY | 12 | 2011 |  |  | (OP) Operating | [6 empty] | Hennepin | 44.9789 | -93.2478
56989 | SAF Hydroelectric LLC | 57665 | SAF Hydroelectric LLC | IPP Non-CHP | MN | 2 | 0.6 | 0.6 | Conventional Hydroelectric | WAT | HY | 12 | 2011 |  |  | (OP) Operating | [6 empty] | Hennepin | 44.9789 | -93.2478
56989 | SAF Hydroelectric LLC | 57665 | SAF Hydroelectric LLC | IPP Non-CHP | MN | 3 | 0.6 | 0.6 | Conventional Hydroelectric | WAT | HY | 12 | 2011 |  |  | (OP) Operating | [6 empty] | Hennepin | 44.9789 | -93.2478
56989 | SAF Hydroelectric LLC | 57665 | SAF Hydroelectric LLC | IPP Non-CHP | MN | 4 | 0.6 | 0.6 | Conventional Hydroelectric | WAT | HY | 12 | 2011 |  |  | (OP) Operating | [6 empty] | Hennepin | 44.9789 | -93.2478
56989 | SAF Hydroelectric LLC | 57665 | SAF Hydroelectric LLC | IPP Non-CHP | MN | 5 | 0.6 | 0.6 | Conventional Hydroelectric | WAT | HY | 12 | 2011 |  |  | (OP) Operating | [6 empty] | Hennepin | 44.9789 | -93.2478
56989 | SAF Hydroelectric LLC | 57665 | SAF Hydroelectric LLC | IPP Non-CHP | MN | 6 | 0.6 | 0.6 | Conventional Hydroelectric | WAT | HY | 12 | 2011 |  |  | (OP) Operating | [6 empty] | Hennepin | 44.9789 | -93.2478
56989 | SAF Hydroelectric LLC | 57665 | SAF Hydroelectric LLC | IPP Non-CHP | MN | 7 | 0.6 | 0.6 | Conventional Hydroelectric | WAT | HY | 12 | 2011 |  |  | (OP) Operating | [6 empty] | Hennepin | 44.9789 | -93.2478
56989 | SAF Hydroelectric LLC | 57665 | SAF Hydroelectric LLC | IPP Non-CHP | MN | 8 | 0.6 | 0.6 | Conventional Hydroelectric | WAT | HY | 12 | 2011 |  |  | (OP) Operating | [6 empty] | Hennepin | 44.9789 | -93.2478
56989 | SAF Hydroelectric LLC | 57665 | SAF Hydroelectric LLC | IPP Non-CHP | MN | 9 | 0.6 | 0.6 | Conventional Hydroelectric | WAT | HY | 12 | 2011 |  |  | (OP) Operating | [6 empty] | Hennepin | 44.9789 | -93.2478
56992 | Foxwoods Resort Casino | 57666 | Foxwoods CoGen | Commercial CHP | CT | CT1 | 6.6 | 6 | Natural Gas Fired Combustion Turbine | NG | GT | 6 | 2010 |  |  | (OP) Operating | [6 empty] | New London | 41.4731 | -71.9606
56992 | Foxwoods Resort Casino | 57666 | Foxwoods CoGen | Commercial CHP | CT | CT2 | 6.6 | 6 | Natural Gas Fired Combustion Turbine | NG | GT | 6 | 2010 |  |  | (OP) Operating | [6 empty] | New London | 41.4731 | -71.9606
56993 | SBS Energy Partners LLC | 57667 | Seabrook Solar Plant | IPP Non-CHP | NJ | SBS1 | 3.2 | 3.2 | Solar Photovoltaic | SUN | PV | 3 | 2011 |  |  | (OP) Operating | [6 empty] | Cumberland | 39.485 | -75.215
56994 | Carlisle Area School District | 57668 | CASD Solar | Commercial Non-CHP | PA | CASDE | 0.9 | 0.9 | Solar Photovoltaic | SUN | PV | 10 | 2010 |  |  | (OP) Operating | [6 empty] | Cumberland | 40.2142 | -77.2061
56994 | Carlisle Area School District | 57668 | CASD Solar | Commercial Non-CHP | PA | CASDW | 0.4 | 0.4 | Solar Photovoltaic | SUN | PV | 10 | 2010 |  |  | (OP) Operating | [6 empty] | Cumberland | 40.2142 | -77.2061
56995 | Sacramento PV Energy, LLC | 57669 | SMUD at Grundman | IPP Non-CHP | CA | PV1 | 17 | 17 | Solar Photovoltaic | SUN | PV | 12 | 2011 |  |  | (OP) Operating | [6 empty] | Sacramento | 38.3647 | -121.4128
56995 | Sacramento PV Energy, LLC | 57670 | SMUD at Van Conett | IPP Non-CHP | CA | PV1 | 2.9 | 2.9 | Solar Photovoltaic | SUN | PV | 12 | 2011 |  |  | (OP) Operating | [6 empty] | Sacramento | 38.2531 | -121.2789
56995 | Sacramento PV Energy, LLC | 57671 | SMUD at Fleshman | IPP Non-CHP | CA | PV1 | 2.9 | 2.9 | Solar Photovoltaic | SUN | PV | 12 | 2011 |  |  | (OP) Operating | [6 empty] | Sacramento | 38.2378 | -121.3375
19539 | University of Iowa | 57672 | Oakdale Renewable Energy Plant | Commercial Non-CHP | IA | GE1 | 1.4 | 1.4 | Natural Gas Internal Combustion Engine | NG | IC | 6 | 2010 |  |  | (OP) Operating | [6 empty] | Johnson | 41.7053 | -91.6033
19539 | University of Iowa | 57672 | Oakdale Renewable Energy Plant | Commercial Non-CHP | IA | GE2 | 1.4 | 1.4 | Natural Gas Internal Combustion Engine | NG | IC | 6 | 2010 |  |  | (OP) Operating | [6 empty] | Johnson | 41.7053 | -91.6033
56998 | Macys Corporate Services, Inc | 57673 | Macys Goodyear | IPP Non-CHP | AZ | 1 | 3.5 | 3.5 | Solar Photovoltaic | SUN | PV | 12 | 2010 |  |  | (OP) Operating | [6 empty] | Maricopa | 33.4091 | -112.4146
56999 | Western Massachusetts Electric Company | 57674 | Indian Orchard PV Facility | Electric Utility | MA | 1 | 2.3 | 2.3 | Solar Photovoltaic | SUN | PV | 12 | 2011 |  |  | (OP) Operating | [6 empty] | Hampden | 42.1514 | -72.4989
56215 | E ON Climate Renewables N America LLC | 57675 | Pioneer Trail Wind Farm, LLC | IPP Non-CHP | IL | PTWF | 150.4 | 150.4 | Onshore Wind Turbine | WND | WT | 12 | 2011 |  |  | (OP) Operating | [6 empty] | Iroquois | 40.4641 | -88.0215
56999 | Western Massachusetts Electric Company | 57676 | Silver Lake Solar Photovoltaic Facility | Electric Utility | MA | 1 | 1.8 | 1.8 | Solar Photovoltaic | SUN | PV | 12 | 2010 |  |  | (OP) Operating | [6 empty] | Berkshire | 42.4525 | -73.2403
57001 | Murphy Farm Power, LLC | 57677 | Murphy Farm Power, LLC | IPP Non-CHP | NC | 1 | 1 | 0.9 | Solar Photovoltaic | SUN | PV | 5 | 2011 |  |  | (OP) Operating | [6 empty] | Cherokee | 34.9992 | -84.1573
56545 | Pattern Operators LP | 57678 | Post Rock Wind Power Project, LLC | IPP Non-CHP | KS | 1 | 201 | 201 | Onshore Wind Turbine | WND | WT | 9 | 2012 |  |  | (OP) Operating | [6 empty] | Ellsworth | 38.8417 | -98.2994
57004 | Arlington Valley Solar Energy II LLC | 57680 | Arlington Valley Solar Energy II | IPP Non-CHP | AZ | AVSE1 | 19 | 18.5 | Solar Photovoltaic | SUN | PV | 4 | 2013 |  |  | (OP) Operating | [6 empty] | Maricopa | 33.305 | -112.8339
57004 | Arlington Valley Solar Energy II LLC | 57680 | Arlington Valley Solar Energy II | IPP Non-CHP | AZ | AVSE2 | 28 | 27.3 | Solar Photovoltaic | SUN | PV | 4 | 2013 |  |  | (OP) Operating | [6 empty] | Maricopa | 33.305 | -112.8339
57004 | Arlington Valley Solar Energy II LLC | 57680 | Arlington Valley Solar Energy II | IPP Non-CHP | AZ | AVSE3 | 28 | 27.3 | Solar Photovoltaic | SUN | PV | 5 | 2013 |  |  | (OP) Operating | [6 empty] | Maricopa | 33.305 | -112.8339
57004 | Arlington Valley Solar Energy II LLC | 57680 | Arlington Valley Solar Energy II | IPP Non-CHP | AZ | AVSE4 | 26 | 25 | Solar Photovoltaic | SUN | PV | 8 | 2013 |  |  | (OP) Operating | [6 empty] | Maricopa | 33.305 | -112.8339
57004 | Arlington Valley Solar Energy II LLC | 57680 | Arlington Valley Solar Energy II | IPP Non-CHP | AZ | AVSE5 | 28 | 27.3 | Solar Photovoltaic | SUN | PV | 8 | 2013 |  |  | (OP) Operating | [6 empty] | Maricopa | 33.305 | -112.8339
57005 | SunE NLB-2, LLC | 57681 | City of Boulder WWTP | IPP Non-CHP | CO | 1 | 1 | 0.9 | Solar Photovoltaic | SUN | PV | 6 | 2010 |  |  | (OP) Operating | [6 empty] | Boulder | 40.048 | -105.1803
57006 | SunE GIL1, LLC | 57682 | City of Madera WWTP | IPP Non-CHP | CA | 1 | 1.2 | 1 | Solar Photovoltaic | SUN | PV | 9 | 2009 |  |  | (OP) Operating | [6 empty] | Madera | 36.9408 | -120.1572
57007 | SunE WF3-ST Holdings, LLC | 57683 | Staples La Mirada, CA | IPP Non-CHP | CA | 1 | 1.1 | 0.9 | Solar Photovoltaic | SUN | PV | 3 | 2009 |  |  | (OP) Operating | [6 empty] | Los Angeles | 33.8817 | -118.0175
13407 | Nevada Power Co | 57684 | Goodsprings Waste Heat Recovery | Electric Utility | NV | HR1 | 7.5 | 6.5 | Natural Gas Steam Turbine | NG | ST | 11 | 2010 |  |  | (OP) Operating | [6 empty] | Clark | 35.8094 | -115.4114
59184 | Humphrey Realty | 57685 | Rinehart | IPP Non-CHP | FL | 1 | 10 | 10 | Solar Photovoltaic | SUN | PV | 6 | 2011 |  |  | (OP) Operating | [6 empty] | Seminole | 28.7706 | -81.3533
57011 | CS Murphy Point, LLC | 57687 | CS Murphy Point, LLC | IPP Non-CHP | NC | 1 | 1 | 0.9 | Solar Photovoltaic | SUN | PV | 8 | 2011 |  |  | (OP) Operating | [6 empty] | Cherokee | 34.9895 | -84.1662
57015 | Third Taxing District of Norwalk | 57689 | Norden 1-3 | Electric Utility | CT | NORD1 | 2 | 2 | Petroleum Liquids | DFO | IC | 6 | 2004 |  |  | (OP) Operating | [6 empty] | Fairfield | 41.1117 | -73.3928
57015 | Third Taxing District of Norwalk | 57689 | Norden 1-3 | Electric Utility | CT | NORD2 | 2 | 2 | Petroleum Liquids | DFO | IC | 6 | 2004 |  |  | (OP) Operating | [6 empty] | Fairfield | 41.1117 | -73.3928
57015 | Third Taxing District of Norwalk | 57689 | Norden 1-3 | Electric Utility | CT | NORD3 | 2 | 2 | Petroleum Liquids | DFO | IC | 6 | 2004 |  |  | (OP) Operating | [6 empty] | Fairfield | 41.1117 | -73.3928
57018 | Turnbull Hydro LLC | 57690 | Turnbull Hydro | IPP Non-CHP | MT | 1 | 5.3 | 5.3 | Conventional Hydroelectric | WAT | HY | 7 | 2011 |  |  | (OP) Operating | [6 empty] | Teton | 47.6053 | -112.0969
57018 | Turnbull Hydro LLC | 57690 | Turnbull Hydro | IPP Non-CHP | MT | 2 | 7.7 | 7.7 | Conventional Hydroelectric | WAT | HY | 6 | 2011 |  |  | (OP) Operating | [6 empty] | Teton | 47.6053 | -112.0969
57017 | DOE National Renewable Energy Laboratory | 57692 | DOE Golden NWTC Load Side | Commercial Non-CHP | CO | SEPV | 1.1 | 1.1 | Solar Photovoltaic | SUN | PV | 10 | 2009 |  |  | (OP) Operating | [6 empty] | Jefferson | 39.909 | -105.2318
57017 | DOE National Renewable Energy Laboratory | 57693 | DOE Golden NWTC Turbine Side | Commercial Non-CHP | CO | ALSTO | 3 | 3 | Onshore Wind Turbine | WND | WT | 9 | 2011 |  |  | (OP) Operating | [6 empty] | Jefferson | 39.9139 | -105.2153
57017 | DOE National Renewable Energy Laboratory | 57693 | DOE Golden NWTC Turbine Side | Commercial Non-CHP | CO | GAMES | 2 | 2 | Onshore Wind Turbine | WND | WT | 10 | 2011 |  |  | (OP) Operating | [6 empty] | Jefferson | 39.9139 | -105.2153
57017 | DOE National Renewable Energy Laboratory | 57693 | DOE Golden NWTC Turbine Side | Commercial Non-CHP | CO | GEDOE | 1.5 | 1.5 | Onshore Wind Turbine | WND | WT | 1 | 2010 |  |  | (OP) Operating | [6 empty] | Jefferson | 39.9139 | -105.2153
57017 | DOE National Renewable Energy Laboratory | 57693 | DOE Golden NWTC Turbine Side | Commercial Non-CHP | CO | SIEM | 2.3 | 2.3 | Onshore Wind Turbine | WND | WT | 1 | 2010 |  |  | (OP) Operating | [6 empty] | Jefferson | 39.9139 | -105.2153
57017 | DOE National Renewable Energy Laboratory | 57694 | DOE Golden NREL Main Campus | Commercial Non-CHP | CO | MESA | 0.7 | 0.7 | Solar Photovoltaic | SUN | PV | 12 | 2008 |  |  | (OP) Operating | [6 empty] | Jefferson | 39.7409 | -105.171
57017 | DOE National Renewable Energy Laboratory | 57694 | DOE Golden NREL Main Campus | Commercial Non-CHP | CO | PARKG | 1.2 | 1.2 | Solar Photovoltaic | SUN | PV | 3 | 2013 |  |  | (OP) Operating | [6 empty] | Jefferson | 39.7409 | -105.171
57017 | DOE National Renewable Energy Laboratory | 57694 | DOE Golden NREL Main Campus | Commercial Non-CHP | CO | PARKL | 0.5 | 0.5 | Solar Photovoltaic | SUN | PV | 9 | 2011 |  |  | (OP) Operating | [6 empty] | Jefferson | 39.7409 | -105.171
57017 | DOE National Renewable Energy Laboratory | 57694 | DOE Golden NREL Main Campus | Commercial Non-CHP | CO | RSF1 | 0.5 | 0.5 | Solar Photovoltaic | SUN | PV | 12 | 2010 |  |  | (OP) Operating | [6 empty] | Jefferson | 39.7409 | -105.171
57017 | DOE National Renewable Energy Laboratory | 57694 | DOE Golden NREL Main Campus | Commercial Non-CHP | CO | RSF2 | 0.4 | 0.4 | Solar Photovoltaic | SUN | PV | 2 | 2012 |  |  | (OP) Operating | [6 empty] | Jefferson | 39.7409 | -105.171
57017 | DOE National Renewable Energy Laboratory | 57694 | DOE Golden NREL Main Campus | Commercial Non-CHP | CO | STF | 0.1 | 0.1 | Solar Photovoltaic | SUN | PV | 6 | 2009 |  |  | (OP) Operating | [6 empty] | Jefferson | 39.7409 | -105.171
59874 | Topaz Solar Farms LLC | 57695 | Topaz Solar Farm | IPP Non-CHP | CA | TPZ1 | 129.8 | 129.8 | Solar Photovoltaic | SUN | PV | 4 | 2013 |  |  | (OP) Operating | [6 empty] | San Luis Obispo | 35.4056 | -120.0686
59874 | Topaz Solar Farms LLC | 57695 | Topaz Solar Farm | IPP Non-CHP | CA | TPZ2 | 151.2 | 151.2 | Solar Photovoltaic | SUN | PV | 6 | 2013 |  |  | (OP) Operating | [6 empty] | San Luis Obispo | 35.4056 | -120.0686
59874 | Topaz Solar Farms LLC | 57695 | Topaz Solar Farm | IPP Non-CHP | CA | TPZ3 | 102.1 | 102.1 | Solar Photovoltaic | SUN | PV | 1 | 2014 |  |  | (OP) Operating | [6 empty] | San Luis Obispo | 35.4056 | -120.0686
59874 | Topaz Solar Farms LLC | 57695 | Topaz Solar Farm | IPP Non-CHP | CA | TPZ4 | 90.3 | 90.3 | Solar Photovoltaic | SUN | PV | 11 | 2014 |  |  | (OP) Operating | [6 empty] | San Luis Obispo | 35.4056 | -120.0686
59874 | Topaz Solar Farms LLC | 57695 | Topaz Solar Farm | IPP Non-CHP | CA | TPZ5 | 112.5 | 112.5 | Solar Photovoltaic | SUN | PV | 10 | 2014 |  |  | (OP) Operating | [6 empty] | San Luis Obispo | 35.4056 | -120.0686
5571 | East Bay Municipal Util Dist | 57696 | Power Generation Station (PGS) 2 | Commercial CHP | CA | 1 | 4.6 | 3.8 | Other Waste Biomass | OBG | GT | 12 | 2011 |  |  | (OP) Operating | [6 empty] | Alameda | 37.8258 | -122.2961
57022 | Solar Power Inc. | 57697 | Aerojet I | IPP Non-CHP | CA | 1 | 3 | 3 | Solar Photovoltaic | SUN | PV | 12 | 2009 |  |  | (OP) Operating | [6 empty] | Sacramento | 38.6135 | -121.1629
57022 | Solar Power Inc. | 57698 | Aerojet II | IPP Non-CHP | CA | 1 | 2.7 | 2.7 | Solar Photovoltaic | SUN | PV | 6 | 2010 |  |  | (OP) Operating | [6 empty] | Sacramento | 38.6086 | -121.1703
57021 | FRV AE Solar LLC | 57699 | Webberville Solar Project | IPP Non-CHP | TX | AES1 | 30 | 30 | Solar Photovoltaic | SUN | PV | 12 | 2011 |  |  | (OP) Operating | [6 empty] | Travis | 30.2385 | -97.5088
57024 | Vasco Winds, LLC | 57700 | Vasco Winds | IPP Non-CHP | CA | 1 | 78.2 | 78.2 | Onshore Wind Turbine | WND | WT | 12 | 2011 |  |  | (OP) Operating | [6 empty] | Contra Costa | 37.7908 | -121.7181
57026 | NextEra Energy Montezuma Wind II, LLC | 57701 | Montezuma Wind II | IPP Non-CHP | CA | 1 | 78.2 | 78.2 | Onshore Wind Turbine | WND | WT | 1 | 2012 |  |  | (OP) Operating | [6 empty] | Solano | 38.1167 | -121.8219
57027 | Signal Hill Petroleum, Inc | 57702 | Signal Hill West Unit | Industrial Non-CHP | CA | 1 | 5.7 | 5.7 | Other Gases | OG | GT | 7 | 2004 |  |  | (OP) Operating | [6 empty] | Los Angeles | 33.8112 | -118.1756
56771 | Black Hills Service Company LLC | 57703 | Cheyenne Prairie Generating Station | Electric Utility | WY | 01A | 40 | 37 | Natural Gas Fired Combined Cycle | NG | CT | 10 | 2014 |  |  | (OP) Operating | [6 empty] | Laramie | 41.1236 | -104.72
56771 | Black Hills Service Company LLC | 57703 | Cheyenne Prairie Generating Station | Electric Utility | WY | 01B | 40 | 37 | Natural Gas Fired Combined Cycle | NG | CT | 10 | 2014 |  |  | (OP) Operating | [6 empty] | Laramie | 41.1236 | -104.72
56771 | Black Hills Service Company LLC | 57703 | Cheyenne Prairie Generating Station | Electric Utility | WY | 01C | 20 | 20 | Natural Gas Fired Combined Cycle | NG | CA | 10 | 2014 |  |  | (OP) Operating | [6 empty] | Laramie | 41.1236 | -104.72
56771 | Black Hills Service Company LLC | 57703 | Cheyenne Prairie Generating Station | Electric Utility | WY | 02A | 40 | 37 | Natural Gas Fired Combustion Turbine | NG | GT | 10 | 2014 |  |  | (OP) Operating | [6 empty] | Laramie | 41.1236 | -104.72
57029 | Blue Water Renewables Inc | 57706 | Blue Water Renewables Inc | IPP Non-CHP | MI | 1 | 1.6 | 1.6 | Landfill Gas | LFG | IC | 12 | 2011 |  |  | (OP) Operating | [6 empty] | St Clair | 42.9158 | -82.5945
57029 | Blue Water Renewables Inc | 57706 | Blue Water Renewables Inc | IPP Non-CHP | MI | 2 | 1.6 | 1.6 | Landfill Gas | LFG | IC | 12 | 2011 |  |  | (OP) Operating | [6 empty] | St Clair | 42.9158 | -82.5945
57030 | Mesquite Solar 1, LLC | 57707 | Mesquite Solar 1 | IPP Non-CHP | AZ | 1 | 16 | 16 | Solar Photovoltaic | SUN | PV | 11 | 2011 |  |  | (OP) Operating | [6 empty] | Maricopa | 33.3418 | -112.904
57030 | Mesquite Solar 1, LLC | 57707 | Mesquite Solar 1 | IPP Non-CHP | AZ | 10 | 12 | 12 | Solar Photovoltaic | SUN | PV | 10 | 2012 |  |  | (OP) Operating | [6 empty] | Maricopa | 33.3418 | -112.904
57030 | Mesquite Solar 1, LLC | 57707 | Mesquite Solar 1 | IPP Non-CHP | AZ | 11 | 16 | 16 | Solar Photovoltaic | SUN | PV | 10 | 2012 |  |  | (OP) Operating | [6 empty] | Maricopa | 33.3418 | -112.904
57030 | Mesquite Solar 1, LLC | 57707 | Mesquite Solar 1 | IPP Non-CHP | AZ | 12 | 16 | 16 | Solar Photovoltaic | SUN | PV | 12 | 2012 |  |  | (OP) Operating | [6 empty] | Maricopa | 33.3418 | -112.904
57030 | Mesquite Solar 1, LLC | 57707 | Mesquite Solar 1 | IPP Non-CHP | AZ | 2 | 16 | 16 | Solar Photovoltaic | SUN | PV | 1 | 2012 |  |  | (OP) Operating | [6 empty] | Maricopa | 33.3418 | -112.904
57030 | Mesquite Solar 1, LLC | 57707 | Mesquite Solar 1 | IPP Non-CHP | AZ | 3 | 10 | 10 | Solar Photovoltaic | SUN | PV | 12 | 2011 |  |  | (OP) Operating | [6 empty] | Maricopa | 33.3418 | -112.904
57030 | Mesquite Solar 1, LLC | 57707 | Mesquite Solar 1 | IPP Non-CHP | AZ | 4 | 16 | 16 | Solar Photovoltaic | SUN | PV | 5 | 2012 |  |  | (OP) Operating | [6 empty] | Maricopa | 33.3418 | -112.904
57030 | Mesquite Solar 1, LLC | 57707 | Mesquite Solar 1 | IPP Non-CHP | AZ | 5 | 16 | 16 | Solar Photovoltaic | SUN | PV | 6 | 2012 |  |  | (OP) Operating | [6 empty] | Maricopa | 33.3418 | -112.904
57030 | Mesquite Solar 1, LLC | 57707 | Mesquite Solar 1 | IPP Non-CHP | AZ | 6 | 8 | 8 | Solar Photovoltaic | SUN | PV | 8 | 2012 |  |  | (OP) Operating | [6 empty] | Maricopa | 33.3418 | -112.904
57030 | Mesquite Solar 1, LLC | 57707 | Mesquite Solar 1 | IPP Non-CHP | AZ | 7 | 16 | 16 | Solar Photovoltaic | SUN | PV | 9 | 2012 |  |  | (OP) Operating | [6 empty] | Maricopa | 33.3418 | -112.904
57030 | Mesquite Solar 1, LLC | 57707 | Mesquite Solar 1 | IPP Non-CHP | AZ | 8 | 12 | 12 | Solar Photovoltaic | SUN | PV | 10 | 2012 |  |  | (OP) Operating | [6 empty] | Maricopa | 33.3418 | -112.904
57030 | Mesquite Solar 1, LLC | 57707 | Mesquite Solar 1 | IPP Non-CHP | AZ | 9 | 16 | 16 | Solar Photovoltaic | SUN | PV | 10 | 2012 |  |  | (OP) Operating | [6 empty] | Maricopa | 33.3418 | -112.904
57170 | EDF Renewable Asset Holdings, Inc. | 57708 | Catalina Solar LLC | IPP Non-CHP | CA | INV | 110 | 110 | Solar Photovoltaic | SUN | PV | 12 | 2012 |  |  | (OP) Operating | [6 empty] | Kern | 34.9383 | -118.3345
57031 | Beacon Power LLC | 57710 | Stephentown Spindle | IPP Non-CHP | NY | SRS1 | 20 | 20 | Flywheels | MWH | FW | 1 | 2011 |  |  | (OP) Operating | [6 empty] | Rensselaer | 42.5565 | -73.3775
57031 | Beacon Power LLC | 57712 | Beacon Power Flywheel System 2 | IPP Non-CHP | MA | TYN2 | 2 | 2 | Flywheels | MWH | FW | 7 | 2009 |  |  | (OS) Out of service and NOT expected to return to service in next calendar year | [6 empty] | Middlesex | 42.6617 | -71.405
57032 | UTAS Aerostructures | 57713 | Rohr Inc, a UTC Aerospace Systems Company | Industrial CHP | CA | 151 | 3.2 | 3.2 | Natural Gas Internal Combustion Engine | NG | IC | 4 | 2002 |  |  | (OP) Operating | [6 empty] | San Diego | 32.6325 | -117.0997
57032 | UTAS Aerostructures | 57713 | Rohr Inc, a UTC Aerospace Systems Company | Industrial CHP | CA | 152 | 3.2 | 3.2 | Natural Gas Internal Combustion Engine | NG | IC | 4 | 2002 |  |  | (OP) Operating | [6 empty] | San Diego | 32.6325 | -117.0997
57032 | UTAS Aerostructures | 57713 | Rohr Inc, a UTC Aerospace Systems Company | Industrial CHP | CA | 153 | 3.2 | 3.2 | Natural Gas Internal Combustion Engine | NG | IC | 4 | 2002 |  |  | (OP) Operating | [6 empty] | San Diego | 32.6325 | -117.0997
57033 | City of Palo Alto | 57714 | City of Palo Alto | Electric Utility | CA | GEN1 | 1.1 | 1.1 | Natural Gas Internal Combustion Engine | NG | IC | 3 | 2002 |  |  | (SB) Standby/Backup: available for service but not normally used | [6 empty] | Santa Clara | 37.4383 | -122.1094
57033 | City of Palo Alto | 57714 | City of Palo Alto | Electric Utility | CA | GEN2 | 1.1 | 1.1 | Natural Gas Internal Combustion Engine | NG | IC | 3 | 2002 |  |  | (SB) Standby/Backup: available for service but not normally used | [6 empty] | Santa Clara | 37.4383 | -122.1094
57033 | City of Palo Alto | 57714 | City of Palo Alto | Electric Utility | CA | GEN3 | 1.1 | 1.1 | Natural Gas Internal Combustion Engine | NG | IC | 3 | 2002 |  |  | (SB) Standby/Backup: available for service but not normally used | [6 empty] | Santa Clara | 37.4383 | -122.1094
57033 | City of Palo Alto | 57714 | City of Palo Alto | Electric Utility | CA | GEN4 | 1.1 | 1.1 | Natural Gas Internal Combustion Engine | NG | IC | 3 | 2002 |  |  | (SB) Standby/Backup: available for service but not normally used | [6 empty] | Santa Clara | 37.4383 | -122.1094
57034 | Watkins Manufacturing Corporation | 57715 | Watkins Manufacturing Co. | Industrial Non-CHP | CA | GEN1 | 1 | 1 | Natural Gas Internal Combustion Engine | NG | IC | 11 | 2001 |  |  | (OP) Operating | [6 empty] | San Diego | 33.1438 | -117.2369
57034 | Watkins Manufacturing Corporation | 57715 | Watkins Manufacturing Co. | Industrial Non-CHP | CA | GEN2 | 1 | 1 | Natural Gas Internal Combustion Engine | NG | IC | 11 | 2001 |  |  | (OP) Operating | [6 empty] | San Diego | 33.1438 | -117.2369
57031 | Beacon Power LLC | 57716 | Hazle Spindle | IPP Non-CHP | PA | HRS1 | 20 | 20 | Flywheels | MWH | FW | 9 | 2013 |  |  | (OP) Operating | [6 empty] | Luzerne | 40.9495 | -76.0474
24211 | Tucson Electric Power Co | 57717 | UASTP II | Electric Utility | AZ | UATP2 | 4 | 4 | Solar Photovoltaic | SUN | PV | 1 | 2012 |  |  | (OP) Operating | [6 empty] | Pima | 32.097 | -110.8106
11806 | Massachusetts Mun Wholes Electric Co | 57721 | Berkshire Wind Power Project | Electric Utility | MA | BWP | 15 | 15 | Onshore Wind Turbine | WND | WT | 5 | 2011 |  |  | (OP) Operating | [6 empty] | Berkshire | 42.5867 | -73.275
57022 | Solar Power Inc. | 57722 | North Palm Springs 4A | IPP Non-CHP | CA | 1 | 4 | 4 | Solar Photovoltaic | SUN | PV | 10 | 2012 |  |  | (OP) Operating | [6 empty] | Riverside | 33.9097 | -116.5625
56976 | Constellation Solar New Jersey II, LLC | 57723 | Johnson Matthey, Inc. Solar | IPP Non-CHP | NJ | PV1 | 4 | 4 | Solar Photovoltaic | SUN | PV | 3 | 2011 |  |  | (OP) Operating | [6 empty] | Gloucester | 39.8253 | -75.2197
15477 | Public Service Elec & Gas Co | 57724 | NJMC Landfill | Electric Utility | NJ | NJMC | 2.5 | 2.5 | Solar Photovoltaic | SUN | PV | 12 | 2011 |  |  | (OP) Operating | [6 empty] | Hudson | 40.7508 | -74.11
57170 | EDF Renewable Asset Holdings, Inc. | 57725 | Shiloh IV Wind Project LLC | IPP Non-CHP | CA | 1 | 101.3 | 101.3 | Onshore Wind Turbine | WND | WT | 12 | 2012 |  |  | (OP) Operating | [6 empty] | Solano | 38.1375 | -121.8553
15477 | Public Service Elec & Gas Co | 57726 | Summit Associates | Electric Utility | NJ | SUMA | 1.9 | 1.9 | Solar Photovoltaic | SUN | PV | 12 | 2011 |  |  | (OP) Operating | [6 empty] | Middlesex | 40.5003 | -74.3536
15477 | Public Service Elec & Gas Co | 57727 | BlackRock-Matrix | Electric Utility | NJ | BLAR | 2.5 | 2.5 | Solar Photovoltaic | SUN | PV | 3 | 2012 |  |  | (OP) Operating | [6 empty] | Middlesex | 40.3622 | -74.4797
15477 | Public Service Elec & Gas Co | 57728 | Mill Creek Solar | Electric Utility | NJ | MILLC | 3.5 | 3.5 | Solar Photovoltaic | SUN | PV | 12 | 2011 |  |  | (OP) Operating | [6 empty] | Burlington | 40.0314 | -74.8247
27075 | San Diego County Water Auth | 57729 | Lake Hodges Hydroelectric Facility | Electric Utility | CA | 1 | 21 | 21 | Hydroelectric Pumped Storage | WAT | PS | 8 | 2012 |  |  | (OP) Operating | [6 empty] | San Diego | 33.0586 | -117.1194
27075 | San Diego County Water Auth | 57729 | Lake Hodges Hydroelectric Facility | Electric Utility | CA | 2 | 21 | 21 | Hydroelectric Pumped Storage | WAT | PS | 8 | 2012 |  |  | (OP) Operating | [6 empty] | San Diego | 33.0586 | -117.1194
11208 | Los Angeles Department of Water & Power | 57730 | Lopez Canyon | Electric Utility | CA | 1 | 1.5 | 1.5 | Landfill Gas | LFG | GT | 8 | 2002 |  |  | (OP) Operating | [6 empty] | Los Angeles | 34.2926 | -118.3898
57046 | University of Minnestoa Morris Campus | 57732 | UMM Wind Turbine | Commercial Non-CHP | MN | UMM1 | 1.7 | 0.6 | Onshore Wind Turbine | WND | WT | 6 | 2011 |  |  | (OP) Operating | [6 empty] | Stevens | 45.5897 | -95.877
57044 | Constellation Solar New Jersey, LLC | 57733 | Benjamin Moore & Co. Solar | Commercial Non-CHP | NJ | PV1 | 1.4 | 1.4 | Solar Photovoltaic | SUN | PV | 12 | 2010 |  |  | (OP) Operating | [6 empty] | Morris | 40.8256 | -74.7147
57049 | NFI Solar LLC | 57734 | Cherry Hill | IPP Non-CHP | NJ | CH | 1.1 | 1.1 | Solar Photovoltaic | SUN | PV | 3 | 2010 |  |  | (OP) Operating | [6 empty] | Camden | 39.8761 | -75.0086
57047 | BioFuels Point Loma LLC | 57735 | UCSD Fuel Cell Plant | IPP Non-CHP | CA | UCSD | 3 | 2.8 | Other Waste Biomass | OBG | FC | 11 | 2011 |  |  | (OP) Operating | [6 empty] | San Diego | 32.8772 | -117.2347
57055 | SunE SPS1, LLC | 57736 | SPS1 Dollarhide | IPP Non-CHP | NM | 1 | 10 | 10 | Solar Photovoltaic | SUN | PV | 9 | 2011 |  |  | (OP) Operating | [6 empty] | Lea | 32.1274 | -103.1378
57056 | SunE SPS2, LLC | 57737 | SPS2 Jal | IPP Non-CHP | NM | 1 | 10 | 10 | Solar Photovoltaic | SUN | PV | 9 | 2011 |  |  | (OP) Operating | [6 empty] | Lea | 32.1836 | -103.1831
57057 | SunE SPS3, LLC | 57738 | SPS3 Lea | IPP Non-CHP | NM | 1 | 10 | 10 | Solar Photovoltaic | SUN | PV | 11 | 2011 |  |  | (OP) Operating | [6 empty] | Lea | 32.4697 | -103.3233
57059 | SunE SPS4, LLC | 57739 | SPS4 Monument | IPP Non-CHP | NM | 1 | 10.1 | 10.1 | Solar Photovoltaic | SUN | PV | 12 | 2011 |  |  | (OP) Operating | [6 empty] | Lea | 32.6819 | -103.3036
57058 | SunE SPS5, LLC | 57740 | SPS5 Hopi | IPP Non-CHP | NM | 1 | 10.1 | 10.1 | Solar Photovoltaic | SUN | PV | 12 | 2011 |  |  | (OP) Operating | [6 empty] | Eddy | 32.3456 | -104.2347
57054 | Suzlon Project VIII LLC | 57741 | Suzlon Project VIII LLC | IPP Non-CHP | TX | SP111 | 2.1 | 2.1 | Onshore Wind Turbine | WND | WT | 4 | 2015 |  |  | (OP) Operating | [6 empty] | Hartley | 35.75 | -102.28
57054 | Suzlon Project VIII LLC | 57741 | Suzlon Project VIII LLC | IPP Non-CHP | TX | SP97 | 2.1 | 2.1 | Onshore Wind Turbine | WND | WT | 10 | 2011 |  |  | (OP) Operating | [6 empty] | Hartley | 35.75 | -102.28
57049 | NFI Solar LLC | 57742 | Vineland Headquarters | IPP Non-CHP | NJ | VHQ | 1.1 | 1.1 | Solar Photovoltaic | SUN | PV | 6 | 2011 |  |  | (OP) Operating | [6 empty] | Cumberland | 39.4903 | -75.0374
57022 | Solar Power Inc. | 57743 | North Palm Springs 1A | IPP Non-CHP | CA | 1 | 2.5 | 2.4 | Solar Photovoltaic | SUN | PV | 4 | 2012 |  |  | (OP) Operating | [6 empty] | Riverside | 33.9242 | -116.5933
57053 | Laurel Wind Energy LLC | 57744 | Laurel Hill Wind | IPP Non-CHP | PA | 1 | 69 | 69 | Onshore Wind Turbine | WND | WT | 9 | 2012 |  |  | (OP) Operating | [6 empty] | Lycoming | 41.5323 | -77.0296
57044 | Constellation Solar New Jersey, LLC | 57745 | The City of Vineland at West Vineland | IPP Non-CHP | NJ | PV1 | 3.7 | 3.7 | Solar Photovoltaic | SUN | PV | 10 | 2011 |  |  | (OP) Operating | [6 empty] | Cumberland | 39.4624 | -75.07
57044 | Constellation Solar New Jersey, LLC | 57746 | The City of Vineland at North Vineland | IPP Non-CHP | NJ | PV1 | 2.3 | 2.3 | Solar Photovoltaic | SUN | PV | 10 | 2011 |  |  | (OP) Operating | [6 empty] | Cumberland | 39.505 | -74.9977
57052 | NRG Solar Arrowhead LLC | 57747 | FedEx Field Solar Facility | IPP Non-CHP | MD | 1 | 2 | 2 | Solar Photovoltaic | SUN | PV | 9 | 2011 |  |  | (OP) Operating | [6 empty] | Prince Georges | 38.9078 | -76.8644
57042 | Gordon Butte Wind LLC | 57748 | Gordon Butte Wind LLC | IPP Non-CHP | MT | GBW | 9.6 | 9.6 | Onshore Wind Turbine | WND | WT | 1 | 2012 |  |  | (OP) Operating | [6 empty] | Meagher | 46.4119 | -110.3378
57041 | Idaho Winds LLC | 57749 | Sawtooth Wind Project | IPP Non-CHP | ID | ST | 22.4 | 22.4 | Onshore Wind Turbine | WND | WT | 10 | 2011 |  |  | (OP) Operating | [6 empty] | Elmore | 42.9822 | -115.3933
57049 | NFI Solar LLC | 57750 | Maple Solar | IPP Non-CHP | NJ | P1 | 1.6 | 1.6 | Solar Photovoltaic | SUN | PV | 5 | 2011 |  |  | (OP) Operating | [6 empty] | Cumberland | 39.4875 | -74.9808
57049 | NFI Solar LLC | 57750 | Maple Solar | IPP Non-CHP | NJ | P2 | 0.8 | 0.8 | Solar Photovoltaic | SUN | PV | 9 | 2011 |  |  | (OP) Operating | [6 empty] | Cumberland | 39.4875 | -74.9808
57063 | Los Vientos Wind 1A, LLC | 57751 | Los Vientos Wind 1A | IPP Non-CHP | TX | 1 | 200 | 200 | Onshore Wind Turbine | WND | WT | 12 | 2012 |  |  | (OP) Operating | [6 empty] | Cameron | 26.3307 | -97.5857
57064 | Los Vientos Wind 1B, LLC | 57752 | Los Vientos Wind 1B | IPP Non-CHP | TX | 1 | 201.6 | 201.6 | Onshore Wind Turbine | WND | WT | 12 | 2012 |  |  | (OP) Operating | [6 empty] | Cameron | 26.3489 | -97.6668
56995 | Sacramento PV Energy, LLC | 57753 | SMUD at Lawrence | IPP Non-CHP | CA | PV1 | 1 | 1 | Solar Photovoltaic | SUN | PV | 12 | 2011 |  |  | (OP) Operating | [6 empty] | Sacramento | 38.3389 | -121.4313
57051 | Frederick County Virginia | 57754 | Frederick County LFGTE Facility | Commercial Non-CHP | VA | 1 | 1 | 1 | Landfill Gas | LFG | IC | 11 | 2010 |  |  | (OP) Operating | [6 empty] | Frederick | 39.1408 | -78.0975
57051 | Frederick County Virginia | 57754 | Frederick County LFGTE Facility | Commercial Non-CHP | VA | 2 | 1 | 1 | Landfill Gas | LFG | IC | 11 | 2010 |  |  | (OP) Operating | [6 empty] | Frederick | 39.1408 | -78.0975
57050 | TPW Petersburg LLC | 57755 | TPW Petersburg | IPP Non-CHP | NE | PETE | 40.5 | 40.5 | Onshore Wind Turbine | WND | WT | 11 | 2011 |  |  | (OP) Operating | [6 empty] | Boone | 41.8646 | -97.9612
57066 | Coastal Community Action Program | 57756 | Coastal Energy Project | IPP Non-CHP | WA | 1 | 6 | 6 | Onshore Wind Turbine | WND | WT | 6 | 2010 |  |  | (OP) Operating | [6 empty] | Grays Harbor | 46.7936 | -124.0654
57170 | EDF Renewable Asset Holdings, Inc. | 57757 | Pacific Wind LLC | IPP Non-CHP | CA | 1 | 151.7 | 140 | Onshore Wind Turbine | WND | WT | 8 | 2012 |  |  | (OP) Operating | [6 empty] | Kern | 34.8914 | -118.4325
57065 | Constellation Solar Horizons LLC | 57758 | Mount Saint Mary's | IPP Non-CHP | MD | PV1 | 13.7 | 13.7 | Solar Photovoltaic | SUN | PV | 7 | 2012 |  |  | (OP) Operating | [6 empty] | Frederick | 39.675 | -77.345
59936 | Georgia-Pacific Consumer Products (Camas) LLC | 57759 | Consumer Products (Camas) LLC | Industrial CHP | WA | STG1 | 61.5 | 10 | Wood/Wood Waste Biomass | BLQ | ST | 12 | 1995 |  |  | (OP) Operating |  |  | 3 |  |  |  | Clark | 45.5847 | -122.4056
57068 | Power County Wind Park South LLC | 57760 | Power County Wind Park South | IPP Non-CHP | ID | PCWPS | 22.5 | 22.5 | Onshore Wind Turbine | WND | WT | 12 | 2011 |  |  | (OP) Operating | [6 empty] | Power | 42.7033 | -112.7578
57069 | Power County Wind Park North LLC | 57761 | Power County Wind Park North | IPP Non-CHP | ID | PCWPN | 22.5 | 22.5 | Onshore Wind Turbine | WND | WT | 12 | 2011 |  |  | (OP) Operating | [6 empty] | Power | 42.7389 | -112.7486
58143 | Cimarron Wind Energy LLC | 57762 | Cimarron Wind Energy LLC | IPP Non-CHP | KS | CPV1 | 165.6 | 165.6 | Onshore Wind Turbine | WND | WT | 11 | 2012 |  |  | (OP) Operating | [6 empty] | Gray | 37.8739 | -100.2803
17470 | PUD 1 of Snohomish County | 57763 | Youngs Creek Hydroelectric Project | Electric Utility | WA | 1 | 7.5 | 7.9 | Conventional Hydroelectric | WAT | HY | 11 | 2011 |  |  | (OP) Operating | [6 empty] | Snohomish | 47.7916 | -121.8
57073 | Solar Star California XV, LLC | 57764 | Naval Air Weapons Station China Lake | Commercial Non-CHP | CA | 1 | 11.1 | 11.1 | Solar Photovoltaic | SUN | PV | 9 | 2012 |  |  | (OP) Operating | [6 empty] | Kern | 35.6877 | -117.6814
58863 | Main Street Power | 57765 | Arizona Western College PV | IPP Non-CHP | AZ | SFC | 1 | 1 | Solar Photovoltaic | SUN | PV | 11 | 2011 |  |  | (OP) Operating | [6 empty] | Yuma | 32.6878 | -114.4961
58863 | Main Street Power | 57765 | Arizona Western College PV | IPP Non-CHP | AZ | SHP | 0.9 | 0.9 | Solar Photovoltaic | SUN | PV | 11 | 2011 |  |  | (OP) Operating | [6 empty] | Yuma | 32.6878 | -114.4961
58863 | Main Street Power | 57765 | Arizona Western College PV | IPP Non-CHP | AZ | SOLEG | 1 | 1 | Solar Photovoltaic | SUN | PV | 4 | 2015 |  |  | (OP) Operating | [6 empty] | Yuma | 32.6878 | -114.4961
58863 | Main Street Power | 57765 | Arizona Western College PV | IPP Non-CHP | AZ | STE | 0.9 | 0.9 | Solar Photovoltaic | SUN | PV | 11 | 2011 |  |  | (OP) Operating | [6 empty] | Yuma | 32.6878 | -114.4961
58863 | Main Street Power | 57765 | Arizona Western College PV | IPP Non-CHP | AZ | SWD | 0.9 | 0.9 | Solar Photovoltaic | SUN | PV | 11 | 2011 |  |  | (OP) Operating | [6 empty] | Yuma | 32.6878 | -114.4961
57075 | Ridgeline Energy LLC | 57766 | Rockland Wind Farm | IPP Non-CHP | ID | RLWF | 79.2 | 79.2 | Onshore Wind Turbine | WND | WT | 12 | 2011 |  |  | (OP) Operating | [6 empty] | Power | 42.6747 | -112.9019
57077 | Adams Electric Cooperative | 57767 | Brown County Wind Turbine | Electric Utility | IL | 1 | 1.5 | 1.5 | Onshore Wind Turbine | WND | WT | 9 | 2011 |  |  | (OP) Operating | [6 empty] | Brown | 39.9733 | -90.6992
57078 | Ecogy Pennsylvania Systems LLC | 57768 | Longwood Gardens | IPP Non-CHP | PA | 1 | 1.3 | 1.3 | Solar Photovoltaic | SUN | PV | 5 | 2010 |  |  | (OP) Operating | [6 empty] | Chester | 39.8667 | -75.6678
55963 | AE Power Services LLC | 57769 | Mehoopany Wind Energy LLC | IPP Non-CHP | PA | 1 | 141 | 142.6 | Onshore Wind Turbine | WND | WT | 12 | 2012 |  |  | (OP) Operating | [6 empty] | Wyoming | 41.4206 | -76.0492
57047 | BioFuels Point Loma LLC | 57770 | South Bay Fuel Cell Plant | IPP Non-CHP | CA | SBFC | 1.5 | 1.4 | Other Waste Biomass | OBG | FC | 1 | 2012 |  |  | (OP) Operating | [6 empty] | San Diego | 32.5433 | -117.0678
57079 | Ameresco Butte County LLC | 57771 | Ameresco Butte County | IPP Non-CHP | CA | 1 | 2.3 | 2 | Landfill Gas | LFG | IC | 2 | 2013 |  |  | (OP) Operating | [6 empty] | Butte | 39.674 | -121.73
57081 | WGL Energy Systems, Inc | 57772 | Perdue Bridgeville Photovoltaic | IPP Non-CHP | DE | BRID | 1.3 | 1.3 | Solar Photovoltaic | SUN | PV | 7 | 2011 |  |  | (OP) Operating | [6 empty] | Sussex | 38.7577 | -75.602
58315 | SSA Solar of CA 2 LLC | 57773 | Palo Verde College | Commercial Non-CHP | CA | 1 | 1.2 | 1.2 | Solar Photovoltaic | SUN | PV | 8 | 2009 |  |  | (OP) Operating | [6 empty] | Riverside | 33.6617 | -114.6517
11556 | Brookfield Energy Marketing LP | 57774 | Windstar 1 | IPP Non-CHP | CA | WGNS | 120 | 120 | Onshore Wind Turbine | WND | WT | 2 | 2012 |  |  | (OP) Operating | [6 empty] | Kern | 35.0542 | -118.3547
11556 | Brookfield Energy Marketing LP | 57775 | Kingman 1 | IPP Non-CHP | AZ | PV | 0.5 | 0.5 | Solar Photovoltaic | SUN | PV | 9 | 2011 |  |  | (OP) Operating | [6 empty] | Mohave | 35.1458 | -114.0675
11556 | Brookfield Energy Marketing LP | 57775 | Kingman 1 | IPP Non-CHP | AZ | WGNS | 10 | 10 | Onshore Wind Turbine | WND | WT | 9 | 2011 |  |  | (OP) Operating | [6 empty] | Mohave | 35.1458 | -114.0675
58316 | SSA Solar of NJ LLC | 57776 | FedEx Woodbridge | IPP Non-CHP | NJ | 1 | 2.4 | 2.4 | Solar Photovoltaic | SUN | PV | 12 | 2009 |  |  | (OP) Operating | [6 empty] | Middlesex | 40.5064 | -74.3235
57087 | RE Dillard LLC | 57777 | RE Dillard 1 | IPP Non-CHP | CA | DL1 | 3 | 3 | Solar Photovoltaic | SUN | PV | 1 | 2012 |  |  | (OP) Operating | [6 empty] | Sacramento | 38.4686 | -121.1819
57090 | RE Kammerer LLC | 57778 | RE Kammerer 1 | IPP Non-CHP | CA | KAM1 | 5 | 5 | Solar Photovoltaic | SUN | PV | 1 | 2012 |  |  | (OP) Operating | [6 empty] | Sacramento | 38.3651 | -121.3811
57087 | RE Dillard LLC | 57779 | RE Dillard 2 | IPP Non-CHP | CA | DIL2 | 3 | 3 | Solar Photovoltaic | SUN | PV | 1 | 2012 |  |  | (OP) Operating | [6 empty] | Sacramento | 38.4661 | -121.1778
57090 | RE Kammerer LLC | 57780 | RE Kammerer 2 | IPP Non-CHP | CA | KAM2 | 5 | 5 | Solar Photovoltaic | SUN | PV | 2 | 2012 |  |  | (OP) Operating | [6 empty] | Sacramento | 38.3651 | -121.3811
57087 | RE Dillard LLC | 57781 | RE Dillard 3 | IPP Non-CHP | CA | DIL3 | 3 | 3 | Solar Photovoltaic | SUN | PV | 1 | 2012 |  |  | (OP) Operating | [6 empty] | Sacramento | 38.4619 | -121.1803
57090 | RE Kammerer LLC | 57782 | RE Kammerer 3 | IPP Non-CHP | CA | KAM3 | 5 | 5 | Solar Photovoltaic | SUN | PV | 2 | 2012 |  |  | (OP) Operating | [6 empty] | Sacramento | 38.3651 | -121.3811
57093 | RE Bruceville LLC | 57783 | RE Bruceville 1 | IPP Non-CHP | CA | BRU1 | 5 | 5 | Solar Photovoltaic | SUN | PV | 1 | 2012 |  |  | (OP) Operating | [6 empty] | Sacramento | 38.3475 | -121.4128
57093 | RE Bruceville LLC | 57784 | RE Bruceville 2 | IPP Non-CHP | CA | BRU2 | 5 | 5 | Solar Photovoltaic | SUN | PV | 2 | 2012 |  |  | (OP) Operating | [6 empty] | Sacramento | 38.3475 | -121.4128
57093 | RE Bruceville LLC | 57785 | RE Bruceville 3 | IPP Non-CHP | CA | BRU3 | 5 | 5 | Solar Photovoltaic | SUN | PV | 2 | 2012 |  |  | (OP) Operating | [6 empty] | Sacramento | 38.3475 | -121.4128
57101 | FC Landfill Energy | 57786 | FC Landfill Energy | IPP Non-CHP | MD | UNIT1 | 1.1 | 1 | Landfill Gas | LFG | IC | 6 | 2010 |  |  | (OP) Operating | [6 empty] | Frederick | 39.3678 | -77.3489
57101 | FC Landfill Energy | 57786 | FC Landfill Energy | IPP Non-CHP | MD | UNIT2 | 1.1 | 1 | Landfill Gas | LFG | IC | 6 | 2010 |  |  | (OP) Operating | [6 empty] | Frederick | 39.3678 | -77.3489
55963 | AE Power Services LLC | 57787 | Flat Ridge 2 Wind Energy LLC | IPP Non-CHP | KS | 1 | 470.2 | 470.4 | Onshore Wind Turbine | WND | WT | 10 | 2012 |  |  | (OP) Operating | [6 empty] | Harper | 37.3665 | -98.2611
57103 | US GSA Heating and Transmission | 57788 | US GSA Heating and Transmission | Commercial CHP | DC | TG1 | 5.4 | 4.5 | Natural Gas Fired Combustion Turbine | NG | GT | 7 | 2004 |  |  | (OP) Operating | [6 empty] | District of Columbia | 38.8857 | -77.0284
57103 | US GSA Heating and Transmission | 57788 | US GSA Heating and Transmission | Commercial CHP | DC | TG2 | 5.4 | 4.5 | Natural Gas Fired Combustion Turbine | NG | GT | 7 | 2004 |  |  | (OP) Operating | [6 empty] | District of Columbia | 38.8857 | -77.0284
57106 | Peak Power 1, LLC | 57789 | Peak Power 1 Cogen | Commercial CHP | NY | GEN1 | 2.1 | 2 | Natural Gas Internal Combustion Engine | NG | IC | 7 | 2010 |  |  | (OP) Operating | [6 empty] | New York | 40.7511 | -73.9917
57106 | Peak Power 1, LLC | 57789 | Peak Power 1 Cogen | Commercial CHP | NY | GEN2 | 2.1 | 2 | Natural Gas Internal Combustion Engine | NG | IC | 7 | 2010 |  |  | (OP) Operating | [6 empty] | New York | 40.7511 | -73.9917
57106 | Peak Power 1, LLC | 57789 | Peak Power 1 Cogen | Commercial CHP | NY | GEN3 | 2.1 | 2 | Natural Gas Internal Combustion Engine | NG | IC | 7 | 2010 |  |  | (OP) Operating | [6 empty] | New York | 40.7511 | -73.9917
57107 | RE Bagdad Solar 1 LLC | 57790 | RE Bagdad Solar I LLC | IPP Non-CHP | AZ | 1 | 16.6 | 15 | Solar Photovoltaic | SUN | PV | 12 | 2011 |  |  | (OP) Operating | [6 empty] | Yavapai | 34.5858 | -113.1772
56930 | Foundation HA Energy Generation, LLC | 57791 | Foundation AB | IPP Non-CHP | CA | WTG1 | 1.5 | 1.5 | Onshore Wind Turbine | WND | WT | 11 | 2011 |  |  | (OP) Operating | [6 empty] | Solano | 38.2322 | -122.0928
56930 | Foundation HA Energy Generation, LLC | 57792 | Foundation IE | IPP Non-CHP | CA | WTG1 | 1 | 1 | Onshore Wind Turbine | WND | WT | 12 | 2011 |  |  | (OP) Operating | [6 empty] | San Bernardino | 34.0847 | -117.5294
57108 | The County of Sonoma | 57793 | Sonoma County Fuel Cell | Commercial CHP | CA | FC-1 | 1.4 | 1.4 | Other Natural Gas | NG | FC | 12 | 2010 |  |  | (OP) Operating | [6 empty] | Sonoma | 38.4667 | -122.7234
57112 | RE Ajo 1 LLC | 57795 | RE Ajo 1 LLC | IPP Non-CHP | AZ | 1 | 4.5 | 4.5 | Solar Photovoltaic | SUN | PV | 8 | 2011 |  |  | (OP) Operating | [6 empty] | Pima | 32.367 | -112.8314
57104 | Golden Springs Development Company LLC | 57796 | Golden Springs Building C-1 | IPP Non-CHP | CA | 1 | 1.2 | 1.2 | Solar Photovoltaic | SUN | PV | 2 | 2012 |  |  | (OP) Operating | [6 empty] | Los Angeles | 33.9142 | -118.0536
57104 | Golden Springs Development Company LLC | 57797 | Golden Springs Building D | IPP Non-CHP | CA | 1 | 1.3 | 1.3 | Solar Photovoltaic | SUN | PV | 3 | 2012 |  |  | (OP) Operating | [6 empty] | Los Angeles | 33.9119 | -118.0522
57120 | OBP Cogen LLC | 57798 | OBP Cogen | Commercial CHP | NY | 1OBP | 4.6 | 4.6 | Natural Gas Fired Combustion Turbine | NG | GT | 6 | 2010 |  |  | (OP) Operating | [6 empty] | New York | 40.7549 | -73.9832
57113 | ISH Solar Central, LLC | 57799 | ISH Solar Central, LLC | IPP Non-CHP | NJ | 1 | 1.4 | 1.4 | Solar Photovoltaic | SUN | PV | 10 | 2011 |  |  | (OP) Operating | [6 empty] | Monmouth | 40.2675 | -74.2786
12647 | ALLETE, Inc. | 57800 | Bison 2 Wind Energy Center | Electric Utility | ND | BISO2 | 105 | 105 | Onshore Wind Turbine | WND | WT | 12 | 2012 |  |  | (OP) Operating | [6 empty] | Morton | 46.98 | -101.5547
12647 | ALLETE, Inc. | 57801 | Bison 3 Wind Energy Center | Electric Utility | ND | BISO3 | 105 | 105 | Onshore Wind Turbine | WND | WT | 12 | 2012 |  |  | (OP) Operating | [6 empty] | Morton | 46.98 | -101.5547
56215 | E ON Climate Renewables N America LLC | 57802 | Magic Valley Wind Farm I LLC | IPP Non-CHP | TX | MV1 | 203 | 203 | Onshore Wind Turbine | WND | WT | 9 | 2012 |  |  | (OP) Operating | [6 empty] | Willacy | 26.4753 | -97.6911
57122 | Lime Wind LLC | 57803 | Lime Wind | IPP Non-CHP | OR | T1-6 | 3 | 3 | Onshore Wind Turbine | WND | WT | 12 | 2011 |  |  | (OP) Operating | [6 empty] | Baker | 44.3969 | -117.2719
57123 | Middlebury College Biomass | 57804 | Middlebury College | Commercial CHP | VT | 2 | 0.6 | 0.4 | Wood/Wood Waste Biomass | WDS | ST | 1 | 1985 |  |  | (OP) Operating | [6 empty] | Addison | 44.0075 | -73.1769
57123 | Middlebury College Biomass | 57804 | Middlebury College | Commercial CHP | VT | 3 | 0.8 | 0.3 | Wood/Wood Waste Biomass | WDS | ST | 1 | 1999 |  |  | (OP) Operating | [6 empty] | Addison | 44.0075 | -73.1769
57124 | Nautilus Solar WPU LLC | 57805 | William Paterson University | Commercial Non-CHP | NJ | WPU1 | 1.4 | 1.4 | Solar Photovoltaic | SUN | PV | 10 | 2010 |  |  | (OP) Operating | [6 empty] | Passaic | 40.9521 | -74.1955
57087 | RE Dillard LLC | 57806 | RE Dillard 4 | IPP Non-CHP | CA | DIL4 | 0.4 | 0.4 | Solar Photovoltaic | SUN | PV | 1 | 2012 |  |  | (OP) Operating | [6 empty] | Sacramento | 38.4619 | -121.1803
56778 | Bloom Energy 2009 PPA | 57807 | Coca Cola American Canyon | IPP Non-CHP | CA | COK01 | 1.1 | 1 | Other Natural Gas | NG | FC | 9 | 2011 |  |  | (OP) Operating | [6 empty] | Napa | 38.1907 | -122.2751
57128 | Bloom Energy | 57808 | Lockheed Martin Sunnyvale | IPP Non-CHP | CA | LOK00 | 1.1 | 1 | Other Natural Gas | NG | FC | 12 | 2011 |  |  | (OP) Operating | [6 empty] | Santa Clara | 37.4131 | -122.0281
57128 | Bloom Energy | 57809 | Franklin Templeton San Mateo | IPP Non-CHP | CA | FRK00 | 1.1 | 1 | Other Natural Gas | NG | FC | 11 | 2011 |  |  | (OP) Operating | [6 empty] | San Mateo | 37.5425 | -122.2928
57128 | Bloom Energy | 57811 | Adobe San Jose | IPP Non-CHP | CA | ADB00 | 0.8 | 0.8 | Other Natural Gas | NG | FC | 8 | 2010 |  |  | (OP) Operating | [6 empty] | Santa Clara | 37.3306 | -121.8931
57128 | Bloom Energy | 57811 | Adobe San Jose | IPP Non-CHP | CA | ADB01 | 0.4 | 0.4 | Other Natural Gas | NG | FC | 8 | 2010 |  |  | (OP) Operating | [6 empty] | Santa Clara | 37.3306 | -121.8931
57127 | GL Wind LLC | 57813 | GL Wind | IPP Non-CHP | MN | TURB1 | 2.5 | 2.4 | Onshore Wind Turbine | WND | WT | 12 | 2011 |  |  | (OP) Operating | [6 empty] | Winona | 43.9917 | -91.8778
57127 | GL Wind LLC | 57813 | GL Wind | IPP Non-CHP | MN | TURB2 | 2.5 | 2.4 | Onshore Wind Turbine | WND | WT | 12 | 2011 |  |  | (OP) Operating | [6 empty] | Winona | 43.9917 | -91.8778
57130 | Janssen Pharmaceutical Co | 57815 | Titusville Solar | Commercial Non-CHP | NJ | PV1 | 4.1 | 4.1 | Solar Photovoltaic | SUN | PV | 9 | 2010 |  |  | (OP) Operating | [6 empty] | Mercer | 40.2928 | -74.8472
57114 | RE McKenzie LLC | 57816 | RE McKenzie 1 | IPP Non-CHP | CA | MCK1 | 5 | 5 | Solar Photovoltaic | SUN | PV | 11 | 2012 |  |  | (OP) Operating | [6 empty] | Sacramento | 38.3026 | -121.2958
57114 | RE McKenzie LLC | 57817 | RE McKenzie 2 | IPP Non-CHP | CA | MCK2 | 5 | 5 | Solar Photovoltaic | SUN | PV | 11 | 2012 |  |  | (OP) Operating | [6 empty] | Sacramento | 38.3026 | -121.2958
57114 | RE McKenzie LLC | 57818 | RE McKenzie 3 | IPP Non-CHP | CA | MCK3 | 5 | 5 | Solar Photovoltaic | SUN | PV | 11 | 2012 |  |  | (OP) Operating | [6 empty] | Sacramento | 38.3026 | -121.2958
57114 | RE McKenzie LLC | 57819 | RE McKenzie 4 | IPP Non-CHP | CA | MCK4 | 5 | 5 | Solar Photovoltaic | SUN | PV | 11 | 2012 |  |  | (OP) Operating | [6 empty] | Sacramento | 38.3026 | -121.2958
57114 | RE McKenzie LLC | 57820 | RE McKenzie 5 | IPP Non-CHP | CA | MCK5 | 5 | 5 | Solar Photovoltaic | SUN | PV | 11 | 2012 |  |  | (OP) Operating | [6 empty] | Sacramento | 38.3026 | -121.2958
57114 | RE McKenzie LLC | 57821 | RE McKenzie 6 | IPP Non-CHP | CA | MCK6 | 5 | 5 | Solar Photovoltaic | SUN | PV | 11 | 2012 |  |  | (OP) Operating | [6 empty] | Sacramento | 38.3026 | -121.2958
56069 | SunCoke Energy, Inc. | 57822 | Middletown Coke Company, LLC | IPP CHP | OH | YNKE | 67 | 47 | Other Gases | OG | ST | 12 | 2011 |  |  | (OP) Operating | [6 empty] | Butler | 39.4722 | -84.4014
57138 | University of Minnesota WCROC | 57823 | WCROC Wind Farm | IPP Non-CHP | MN | WTG1 | 1.7 | 0.4 | Onshore Wind Turbine | WND | WT | 3 | 2005 |  |  | (OP) Operating | [6 empty] | Stevens | 45.5897 | -95.8769
57142 | Gundersen Lutheran Biogas I LLC | 57824 | Onalaska Campus Landfill Biogas | IPP Non-CHP | WI | 416LF | 1.1 | 1.1 | Landfill Gas | LFG | IC | 3 | 2012 |  |  | (OP) Operating | [6 empty] | La Crosse | 43.8739 | -91.18
58661 | Sustainable Power Group, LLC | 57827 | Dinuba Wastewater Treatment Plant | Commercial Non-CHP | CA | DSPV | 1 | 1 | Solar Photovoltaic | SUN | PV | 11 | 2011 |  |  | (OP) Operating | [6 empty] | Tulare | 36.5381 | -119.4264
57146 | Tulsa LFG LLC | 57828 | Tulsa LFG LLC | IPP Non-CHP | OK | GEN1 | 1.6 | 1.4 | Landfill Gas | LFG | IC | 2 | 2013 |  |  | (OP) Operating | [6 empty] | Osage | 36.162 | -96.1865
57146 | Tulsa LFG LLC | 57828 | Tulsa LFG LLC | IPP Non-CHP | OK | GEN2 | 1.6 | 1.4 | Landfill Gas | LFG | IC | 2 | 2013 |  |  | (OP) Operating | [6 empty] | Osage | 36.162 | -96.1865
57148 | Glendale Energy LLC | 57829 | Glendale Energy Power Plant | IPP Non-CHP | AZ | GLEN1 | 1.4 | 1.4 | Landfill Gas | LFG | IC | 1 | 2010 |  |  | (OP) Operating | [6 empty] | Maricopa | 33.5403 | -112.3064
57148 | Glendale Energy LLC | 57829 | Glendale Energy Power Plant | IPP Non-CHP | AZ | GLEN2 | 1.4 | 1.4 | Landfill Gas | LFG | IC | 1 | 2010 |  |  | (OP) Operating | [6 empty] | Maricopa | 33.5403 | -112.3064
57149 | Rippey Wind Energy LLC | 57830 | Rippey Wind Farm | IPP Non-CHP | IA | NORD | 50 | 50 | Onshore Wind Turbine | WND | WT | 8 | 2012 |  |  | (OP) Operating | [6 empty] | Greene | 42.0061 | -94.2378
57154 | Heliocentric LLC | 57831 | Heliocentric | IPP Non-CHP | CA | 1 | 1.5 | 1.3 | Solar Photovoltaic | SUN | PV | 3 | 2012 |  |  | (OP) Operating | [6 empty] | Los Angeles | 34.6543 | -117.971
57150 | Bethel Wind Energy LLC | 57832 | Hawkeye Wind Farm | IPP Non-CHP | IA | NORD | 35 | 34 | Onshore Wind Turbine | WND | WT | 10 | 2012 |  |  | (OP) Operating | [6 empty] | Bremer | 42.9489 | -92.0622
58672 | Everpower Wind Holdings Inc | 57833 | Mustang Hills LLC | IPP Non-CHP | CA | AW06 | 150 | 150 | Onshore Wind Turbine | WND | WT | 5 | 2012 |  |  | (OP) Operating | [6 empty] | Kern | 35.0309 | -118.2932
59868 | Pinyon Pines Wind I, LLC | 57834 | Pinyon Pine I | IPP Non-CHP | CA | AW07 | 168 | 168 | Onshore Wind Turbine | WND | WT | 11 | 2012 |  |  | (OP) Operating | [6 empty] | Kern | 35.0434 | -118.2118
11556 | Brookfield Energy Marketing LP | 57835 | Alta Wind VIII | IPP Non-CHP | CA | AW08 | 150 | 150 | Onshore Wind Turbine | WND | WT | 1 | 2012 |  |  | (OP) Operating | [6 empty] | Kern | 35.0267 | -118.2348
57159 | L-8 Solar Project LLC | 57836 | L-8 Solar Project | IPP Non-CHP | CA | TSM | 1.5 | 1.3 | Solar Photovoltaic | SUN | PV | 5 | 2012 |  |  | (OP) Operating | [6 empty] | Los Angeles | 34.6543 | -117.9731
59869 | Pinyon Pines Wind II, LLC | 57837 | Pinyon Pine II | IPP Non-CHP | CA | AW09 | 132 | 132 | Onshore Wind Turbine | WND | WT | 11 | 2012 |  |  | (OP) Operating | [6 empty] | Kern | 35.0268 | -118.2233
56769 | Consolidated Edison Development Inc. | 57838 | Dartmouth II Solar | IPP Non-CHP | MA | D2MA | 2 | 2 | Solar Photovoltaic | SUN | PV | 6 | 2012 |  |  | (OP) Operating | [6 empty] | Bristol | 41.6806 | -71.0308
57166 | Woodbridge Energy Center | 57839 | Woodbridge Energy Center | IPP Non-CHP | NJ | CT001 | 240 | 205 | Natural Gas Fired Combined Cycle | NG | CT | 11 | 2015 |  |  | (OP) Operating | [6 empty] | Middlesex | 40.515 | -74.3189
57166 | Woodbridge Energy Center | 57839 | Woodbridge Energy Center | IPP Non-CHP | NJ | CT002 | 240 | 205 | Natural Gas Fired Combined Cycle | NG | CT | 10 | 2015 |  |  | (OP) Operating | [6 empty] | Middlesex | 40.515 | -74.3189
57166 | Woodbridge Energy Center | 57839 | Woodbridge Energy Center | IPP Non-CHP | NJ | ST001 | 315 | 315 | Natural Gas Fired Combined Cycle | NG | CA | 11 | 2015 |  |  | (OP) Operating | [6 empty] | Middlesex | 40.515 | -74.3189
57167 | ISH Solar Hospitals LLC | 57840 | ISH Solar Hospital SDMC | IPP Non-CHP | CA | 1 | 1.1 | 1.1 | Solar Photovoltaic | SUN | PV | 12 | 2011 |  |  | (OP) Operating | [6 empty] | San Diego | 32.7917 | -117.0953
57167 | ISH Solar Hospitals LLC | 57841 | ISH Solar Hospital Downey | IPP Non-CHP | CA | 1 | 1.1 | 1.1 | Solar Photovoltaic | SUN | PV | 9 | 2011 |  |  | (OP) Operating | [6 empty] | Los Angeles | 33.9217 | -118.1244
40211 | Wabash Valley Power Assn, Inc | 57842 | Wabash Valley Power IGCC | Electric Utility | IN | 1A | 192 | 70 | Petroleum Coke | SGP | CT | 11 | 1995 |  |  | (OP) Operating | [6 empty] | Vigo | 39.53 | -87.4247
57172 | SC Landfill Energy LLC | 57843 | SC Landfill Energy LLC | IPP Non-CHP | NJ | GEN1 | 1.9 | 1.8 | Landfill Gas | LFG | IC | 12 | 2008 |  |  | (OP) Operating | [6 empty] | Salem | 39.5889 | -75.3764
57171 | Franklin County Wind LLC | 57844 | Franklin County Wind Farm | IPP Non-CHP | IA | 1 | 99 | 99 | Onshore Wind Turbine | WND | WT | 12 | 2012 |  |  | (OP) Operating | [6 empty] | Franklin | 42.6067 | -93.3365
57173 | AC Landfill Energy LLC | 57845 | AC Landfill Energy LLC | IPP Non-CHP | NJ | UNIT1 | 1.6 | 1.5 | Landfill Gas | LFG | IC | 3 | 2005 | 3 | 2023 | (OP) Operating | [6 empty] | Atlantic | 39.4175 | -74.5422
57173 | AC Landfill Energy LLC | 57845 | AC Landfill Energy LLC | IPP Non-CHP | NJ | UNIT2 | 1.9 | 1.8 | Landfill Gas | LFG | IC | 3 | 2005 | 3 | 2023 | (OP) Operating | [6 empty] | Atlantic | 39.4175 | -74.5422
57173 | AC Landfill Energy LLC | 57845 | AC Landfill Energy LLC | IPP Non-CHP | NJ | UNIT3 | 1.9 | 1.8 | Landfill Gas | LFG | IC | 3 | 2005 | 3 | 2023 | (OP) Operating | [6 empty] | Atlantic | 39.4175 | -74.5422
57174 | SX Landfill Energy LLC | 57846 | SX Landfill Energy LLC | IPP Non-CHP | NJ | UNIT1 | 1.6 | 1.5 | Landfill Gas | LFG | IC | 6 | 2011 |  |  | (OP) Operating | [6 empty] | Sussex | 41.0917 | -74.6828
57174 | SX Landfill Energy LLC | 57846 | SX Landfill Energy LLC | IPP Non-CHP | NJ | UNIT2 | 1.6 | 1.5 | Landfill Gas | LFG | IC | 6 | 2011 |  |  | (OP) Operating | [6 empty] | Sussex | 41.0917 | -74.6828
57175 | BC Landfill Energy LLC | 57847 | BC Landfill Energy LLC | IPP Non-CHP | NJ | UNIT1 | 1.5 | 1.4 | Landfill Gas | LFG | IC | 8 | 2007 |  |  | (OP) Operating | [6 empty] | Burlington | 40.0742 | -74.6656
57175 | BC Landfill Energy LLC | 57847 | BC Landfill Energy LLC | IPP Non-CHP | NJ | UNIT2 | 1.5 | 1.4 | Landfill Gas | LFG | IC | 8 | 2007 |  |  | (OP) Operating | [6 empty] | Burlington | 40.0742 | -74.6656
57175 | BC Landfill Energy LLC | 57847 | BC Landfill Energy LLC | IPP Non-CHP | NJ | UNIT3 | 1.5 | 1.4 | Landfill Gas | LFG | IC | 8 | 2007 |  |  | (OP) Operating | [6 empty] | Burlington | 40.0742 | -74.6656
57175 | BC Landfill Energy LLC | 57847 | BC Landfill Energy LLC | IPP Non-CHP | NJ | UNIT4 | 1.5 | 1.4 | Landfill Gas | LFG | IC | 8 | 2007 |  |  | (OP) Operating | [6 empty] | Burlington | 40.0742 | -74.6656
57175 | BC Landfill Energy LLC | 57847 | BC Landfill Energy LLC | IPP Non-CHP | NJ | UNIT5 | 1.5 | 1.4 | Landfill Gas | LFG | IC | 8 | 2007 |  |  | (OP) Operating | [6 empty] | Burlington | 40.0742 | -74.6656
57176 | WC Landfill Energy LLC | 57848 | WC Landfill Energy LLC | IPP Non-CHP | NJ | GEN1 | 2 | 1.8 | Landfill Gas | LFG | IC | 11 | 2006 |  |  | (OP) Operating | [6 empty] | Warren | 40.831 | -75.0158
57176 | WC Landfill Energy LLC | 57848 | WC Landfill Energy LLC | IPP Non-CHP | NJ | SOLAR | 1.2 | 1.2 | Solar Photovoltaic | SUN | PV | 9 | 2013 |  |  | (OP) Operating | [6 empty] | Warren | 40.831 | -75.0158
57177 | SEAI Elk Grove LLC | 57849 | Green Acres Solar Facility 1 | IPP Non-CHP | CA | GASF1 | 3 | 2.8 | Solar Photovoltaic | SUN | PV | 9 | 2012 |  |  | (OP) Operating | [6 empty] | Sacramento | 38.282 | -121.4647
57177 | SEAI Elk Grove LLC | 57850 | Green Acres Solar Facility 2 | IPP Non-CHP | CA | GASF2 | 1 | 0.9 | Solar Photovoltaic | SUN | PV | 9 | 2012 |  |  | (OP) Operating | [6 empty] | Sacramento | 38.2836 | -121.4613
5109 | DTE Electric Company | 57851 | Sigel Wind Park | Electric Utility | MI | 1 | 64 | 64 | Onshore Wind Turbine | WND | WT | 12 | 2012 |  |  | (OP) Operating | [6 empty] | Huron | 43.8508 | -82.7836
5109 | DTE Electric Company | 57852 | Minden Wind Park | Electric Utility | MI | 1 | 32 | 32 | Onshore Wind Turbine | WND | WT | 12 | 2012 |  |  | (OP) Operating | [6 empty] | Sanilac | 43.67 | -82.7586
5109 | DTE Electric Company | 57853 | McKinley Wind Park | Electric Utility | MI | 1 | 14.4 | 14 | Onshore Wind Turbine | WND | WT | 12 | 2012 |  |  | (OP) Operating | [6 empty] | Huron | 43.8719 | -83.2414
11208 | Los Angeles Department of Water & Power | 57854 | North Hollywood | Commercial Non-CHP | CA | 1PT1 | 1.8 | 1.8 | Hydroelectric Pumped Storage | WAT | PS | 1 | 1993 |  |  | (OS) Out of service and NOT expected to return to service in next calendar year | [6 empty] | Los Angeles | 34.1944 | -118.3903
11208 | Los Angeles Department of Water & Power | 57854 | North Hollywood | Commercial Non-CHP | CA | 1PT2 | 1.8 | 1.8 | Hydroelectric Pumped Storage | WAT | PS | 1 | 1993 |  |  | (OP) Operating | [6 empty] | Los Angeles | 34.1944 | -118.3903
11208 | Los Angeles Department of Water & Power | 57854 | North Hollywood | Commercial Non-CHP | CA | 1PT3 | 1.8 | 1.8 | Hydroelectric Pumped Storage | WAT | PS | 1 | 1993 |  |  | (OP) Operating | [6 empty] | Los Angeles | 34.1944 | -118.3903
11208 | Los Angeles Department of Water & Power | 57854 | North Hollywood | Commercial Non-CHP | CA | 2T1 | 1.2 | 1.2 | Conventional Hydroelectric | WAT | HY | 1 | 1993 |  |  | (OP) Operating | [6 empty] | Los Angeles | 34.1944 | -118.3903
11208 | Los Angeles Department of Water & Power | 57854 | North Hollywood | Commercial Non-CHP | CA | 2T2 | 1.2 | 1.2 | Conventional Hydroelectric | WAT | HY | 1 | 1993 |  |  | (OP) Operating | [6 empty] | Los Angeles | 34.1944 | -118.3903
11208 | Los Angeles Department of Water & Power | 57854 | North Hollywood | Commercial Non-CHP | CA | 2T3 | 0.5 | 0.5 | Conventional Hydroelectric | WAT | HY | 1 | 1993 |  |  | (OP) Operating | [6 empty] | Los Angeles | 34.1944 | -118.3903
11208 | Los Angeles Department of Water & Power | 57854 | North Hollywood | Commercial Non-CHP | CA | 3T1 | 0.5 | 0.5 | Conventional Hydroelectric | WAT | HY | 1 | 1993 |  |  | (OP) Operating | [6 empty] | Los Angeles | 34.1944 | -118.3903
11208 | Los Angeles Department of Water & Power | 57854 | North Hollywood | Commercial Non-CHP | CA | 3T2 | 0.2 | 0.2 | Conventional Hydroelectric | WAT | HY | 1 | 1993 |  |  | (OP) Operating | [6 empty] | Los Angeles | 34.1944 | -118.3903
9442 | Town of Ipswich - (MA) | 57855 | Ipswich Wind Turbine | Electric Utility | MA | 1 | 1.6 | 1.6 | Onshore Wind Turbine | WND | WT | 5 | 2011 |  |  | (OP) Operating | [6 empty] | Essex | 42.7164 | -70.8419
56918 | University of California San Diego | 57856 | Univ of California San Diego Solar | Commercial Non-CHP | CA | SGU1 | 1.2 | 1.2 | Solar Photovoltaic | SUN | PV | 12 | 2008 |  |  | (OP) Operating | [6 empty] | San Diego | 32.8744 | -117.2389
57183 | Shasta Renewable Resources LLC | 57857 | Shasta Renewable Resources Plant | IPP CHP | CA | 1 | 5.5 | 5.5 | Wood/Wood Waste Biomass | WDS | ST | 12 | 2012 |  |  | (OS) Out of service and NOT expected to return to service in next calendar year | [6 empty] | Shasta | 40.4708 | -122.3311
57191 | Caney River Wind Project | 57858 | Caney River Wind Project | IPP Non-CHP | KS | 1 | 200 | 200 | Onshore Wind Turbine | WND | WT | 11 | 2011 |  |  | (OP) Operating | [6 empty] | Elk | 37.46 | -96.42
57194 | City of Industry | 57860 | Industry MetroLink PV 1 | Electric Utility | CA | 1 | 1.5 | 1.5 | Solar Photovoltaic | SUN | PV | 4 | 2012 |  |  | (OP) Operating | [6 empty] | Los Angeles | 34.0087 | -117.8456
57189 | Hidden Hollow Energy LLC | 57861 | Hidden Hollow Energy | IPP Non-CHP | ID | UNT1 | 1.5 | 1.5 | Landfill Gas | LFG | IC | 1 | 2007 |  |  | (OP) Operating | [6 empty] | Ada | 43.6972 | -116.2714
57189 | Hidden Hollow Energy LLC | 57861 | Hidden Hollow Energy | IPP Non-CHP | ID | UNT2 | 1.5 | 1.5 | Landfill Gas | LFG | IC | 1 | 2007 |  |  | (OP) Operating | [6 empty] | Ada | 43.6972 | -116.2714
56215 | E ON Climate Renewables N America LLC | 57862 | Wildcat Wind Farm I, LLC | IPP Non-CHP | IN | 1 | 200 | 200 | Onshore Wind Turbine | WND | WT | 12 | 2012 |  |  | (OP) Operating | [6 empty] | Tipton | 40.3494 | -85.8431
56997 | Marina Energy LLC | 57863 | McKee City Solar Phase 2 | IPP Non-CHP | NJ | UNIT1 | 2.6 | 2.6 | Solar Photovoltaic | SUN | PV | 12 | 2011 |  |  | (OP) Operating | [6 empty] | Atlantic | 39.4219 | -74.6392
56997 | Marina Energy LLC | 57864 | Stockton Athletic Center | Commercial Non-CHP | NJ | 2LOT7 | 0.5 | 0.5 | Solar Photovoltaic | SUN | PV | 10 | 2009 | 10 | 2018 | (OP) Operating | [6 empty] | Atlantic | 39.4884 | -74.5353
56997 | Marina Energy LLC | 57864 | Stockton Athletic Center | Commercial Non-CHP | NJ | LOT7 | 0.2 | 0.2 | Solar Photovoltaic | SUN | PV | 4 | 2009 |  |  | (OP) Operating | [6 empty] | Atlantic | 39.4884 | -74.5353
56997 | Marina Energy LLC | 57864 | Stockton Athletic Center | Commercial Non-CHP | NJ | LOT7B | 0.2 | 0.2 | Solar Photovoltaic | SUN | PV | 4 | 2009 |  |  | (OP) Operating | [6 empty] | Atlantic | 39.4884 | -74.5353
56997 | Marina Energy LLC | 57864 | Stockton Athletic Center | Commercial Non-CHP | NJ | SAC | 0.3 | 0.3 | Solar Photovoltaic | SUN | PV | 2 | 2009 |  |  | (OP) Operating | [6 empty] | Atlantic | 39.4884 | -74.5353
7349 | Golden Spread Electric Cooperative, Inc | 57865 | Antelope Station | Electric Utility | TX | E01 | 9.3 | 9.1 | Natural Gas Internal Combustion Engine | NG | IC | 6 | 2011 |  |  | (OP) Operating | [6 empty] | Hale | 33.865 | -101.8433