7349 | Golden Spread Electric Cooperative, Inc | 57865 | Antelope Station | Electric Utility | TX | E02 | 9.3 | 9.1 | Natural Gas Internal Combustion Engine | NG | IC | 6 | 2011 |  |  | (OP) Operating | [6 empty] | Hale | 33.865 | -101.8433
7349 | Golden Spread Electric Cooperative, Inc | 57865 | Antelope Station | Electric Utility | TX | E03 | 9.3 | 9.1 | Natural Gas Internal Combustion Engine | NG | IC | 6 | 2011 |  |  | (OP) Operating | [6 empty] | Hale | 33.865 | -101.8433
7349 | Golden Spread Electric Cooperative, Inc | 57865 | Antelope Station | Electric Utility | TX | E04 | 9.3 | 9.1 | Natural Gas Internal Combustion Engine | NG | IC | 6 | 2011 |  |  | (OP) Operating | [6 empty] | Hale | 33.865 | -101.8433
7349 | Golden Spread Electric Cooperative, Inc | 57865 | Antelope Station | Electric Utility | TX | E05 | 9.3 | 9.1 | Natural Gas Internal Combustion Engine | NG | IC | 6 | 2011 |  |  | (OP) Operating | [6 empty] | Hale | 33.865 | -101.8433
7349 | Golden Spread Electric Cooperative, Inc | 57865 | Antelope Station | Electric Utility | TX | E06 | 9.3 | 9.1 | Natural Gas Internal Combustion Engine | NG | IC | 6 | 2011 |  |  | (OP) Operating | [6 empty] | Hale | 33.865 | -101.8433
7349 | Golden Spread Electric Cooperative, Inc | 57865 | Antelope Station | Electric Utility | TX | E07 | 9.3 | 9.1 | Natural Gas Internal Combustion Engine | NG | IC | 6 | 2011 |  |  | (OP) Operating | [6 empty] | Hale | 33.865 | -101.8433
7349 | Golden Spread Electric Cooperative, Inc | 57865 | Antelope Station | Electric Utility | TX | E08 | 9.3 | 9.1 | Natural Gas Internal Combustion Engine | NG | IC | 6 | 2011 |  |  | (OP) Operating | [6 empty] | Hale | 33.865 | -101.8433
7349 | Golden Spread Electric Cooperative, Inc | 57865 | Antelope Station | Electric Utility | TX | E09 | 9.3 | 9.1 | Natural Gas Internal Combustion Engine | NG | IC | 6 | 2011 |  |  | (OP) Operating | [6 empty] | Hale | 33.865 | -101.8433
7349 | Golden Spread Electric Cooperative, Inc | 57865 | Antelope Station | Electric Utility | TX | E10 | 9.3 | 9.1 | Natural Gas Internal Combustion Engine | NG | IC | 6 | 2011 |  |  | (OP) Operating | [6 empty] | Hale | 33.865 | -101.8433
7349 | Golden Spread Electric Cooperative, Inc | 57865 | Antelope Station | Electric Utility | TX | E11 | 9.3 | 9.1 | Natural Gas Internal Combustion Engine | NG | IC | 6 | 2011 |  |  | (OP) Operating | [6 empty] | Hale | 33.865 | -101.8433
7349 | Golden Spread Electric Cooperative, Inc | 57865 | Antelope Station | Electric Utility | TX | E12 | 9.3 | 9.1 | Natural Gas Internal Combustion Engine | NG | IC | 6 | 2011 |  |  | (OP) Operating | [6 empty] | Hale | 33.865 | -101.8433
7349 | Golden Spread Electric Cooperative, Inc | 57865 | Antelope Station | Electric Utility | TX | E13 | 9.3 | 9.1 | Natural Gas Internal Combustion Engine | NG | IC | 6 | 2011 |  |  | (OP) Operating | [6 empty] | Hale | 33.865 | -101.8433
7349 | Golden Spread Electric Cooperative, Inc | 57865 | Antelope Station | Electric Utility | TX | E14 | 9.3 | 9.1 | Natural Gas Internal Combustion Engine | NG | IC | 6 | 2011 |  |  | (OP) Operating | [6 empty] | Hale | 33.865 | -101.8433
7349 | Golden Spread Electric Cooperative, Inc | 57865 | Antelope Station | Electric Utility | TX | E15 | 9.3 | 9.1 | Natural Gas Internal Combustion Engine | NG | IC | 6 | 2011 |  |  | (OP) Operating | [6 empty] | Hale | 33.865 | -101.8433
7349 | Golden Spread Electric Cooperative, Inc | 57865 | Antelope Station | Electric Utility | TX | E16 | 9.3 | 9.1 | Natural Gas Internal Combustion Engine | NG | IC | 6 | 2011 |  |  | (OP) Operating | [6 empty] | Hale | 33.865 | -101.8433
7349 | Golden Spread Electric Cooperative, Inc | 57865 | Antelope Station | Electric Utility | TX | E17 | 9.3 | 9.1 | Natural Gas Internal Combustion Engine | NG | IC | 6 | 2011 |  |  | (OP) Operating | [6 empty] | Hale | 33.865 | -101.8433
7349 | Golden Spread Electric Cooperative, Inc | 57865 | Antelope Station | Electric Utility | TX | E18 | 9.3 | 9.1 | Natural Gas Internal Combustion Engine | NG | IC | 6 | 2011 |  |  | (OP) Operating | [6 empty] | Hale | 33.865 | -101.8433
7349 | Golden Spread Electric Cooperative, Inc | 57866 | Golden Spread Panhandle Wnd Rch | Electric Utility | TX | PWR | 78.2 | 78.2 | Onshore Wind Turbine | WND | WT | 9 | 2011 |  |  | (OP) Operating | [6 empty] | Oldham | 35.2436 | -102.21
58672 | Everpower Wind Holdings Inc | 57867 | Howard Wind Farm | IPP Non-CHP | NY | 1 | 55.4 | 51.3 | Onshore Wind Turbine | WND | WT | 12 | 2011 |  |  | (OP) Operating | [6 empty] | Steuben | 42.3153 | -77.5383
58672 | Everpower Wind Holdings Inc | 57867 | Howard Wind Farm | IPP Non-CHP | NY | 2 | 4.1 | 4.1 | Onshore Wind Turbine | WND | WT | 12 | 2012 |  |  | (OP) Operating | [6 empty] | Steuben | 42.3153 | -77.5383
56997 | Marina Energy LLC | 57868 | L'Oreal Piscataway | Industrial Non-CHP | NJ | UNIT1 | 1.3 | 1.3 | Solar Photovoltaic | SUN | PV | 12 | 2011 |  |  | (OP) Operating | [6 empty] | Middlesex | 40.5543 | -74.468
56997 | Marina Energy LLC | 57869 | Heller Industrial Parks | IPP Non-CHP | NJ | UNIT1 | 2.7 | 2.7 | Solar Photovoltaic | SUN | PV | 12 | 2011 |  |  | (OP) Operating | [6 empty] | Middlesex | 40.3739 | -74.4892
57213 | Castle Rock Cooling | 57870 | Castle Rock Vineyards | Commercial Non-CHP | CA | SOLAR | 1 | 1 | Solar Photovoltaic | SUN | PV | 9 | 2010 |  |  | (OP) Operating | [6 empty] | Tulare | 35.8011 | -119.1106
11208 | Los Angeles Department of Water & Power | 57871 | 2555 E Olympic Bl | Commercial Non-CHP | CA | 1 | 1 | 1 | Solar Photovoltaic | SUN | PV | 3 | 2012 |  |  | (OP) Operating | [6 empty] | Los Angeles | 34.0269 | -118.2242
20447 | Western Farmers Elec Coop, Inc | 57872 | LCEC Generation LLVC | Electric Utility | NM | UNIT1 | 9.3 | 8.7 | Natural Gas Internal Combustion Engine | NG | IC | 2 | 2012 |  |  | (OP) Operating | [6 empty] | Lea | 32.9781 | -103.3239
20447 | Western Farmers Elec Coop, Inc | 57872 | LCEC Generation LLVC | Electric Utility | NM | UNIT2 | 9.3 | 8.7 | Natural Gas Internal Combustion Engine | NG | IC | 2 | 2012 |  |  | (OP) Operating | [6 empty] | Lea | 32.9781 | -103.3239
20447 | Western Farmers Elec Coop, Inc | 57872 | LCEC Generation LLVC | Electric Utility | NM | UNIT3 | 9.3 | 8.7 | Natural Gas Internal Combustion Engine | NG | IC | 2 | 2012 |  |  | (OP) Operating | [6 empty] | Lea | 32.9781 | -103.3239
20447 | Western Farmers Elec Coop, Inc | 57872 | LCEC Generation LLVC | Electric Utility | NM | UNIT4 | 9.3 | 8.7 | Natural Gas Internal Combustion Engine | NG | IC | 2 | 2012 |  |  | (OP) Operating | [6 empty] | Lea | 32.9781 | -103.3239
20447 | Western Farmers Elec Coop, Inc | 57872 | LCEC Generation LLVC | Electric Utility | NM | UNIT5 | 9.3 | 8.7 | Natural Gas Internal Combustion Engine | NG | IC | 2 | 2012 |  |  | (OP) Operating | [6 empty] | Lea | 32.9781 | -103.3239
12341 | MidAmerican Energy Co | 57873 | Eclipse Wind Farm | Electric Utility | IA | EWF | 200.1 | 200 | Onshore Wind Turbine | WND | WT | 9 | 2012 |  |  | (OP) Operating | [6 empty] | Guthrie | 41.5547 | -94.685
12341 | MidAmerican Energy Co | 57874 | Vienna Wind Farm | Electric Utility | IA | VIIWF | 44.6 | 44.6 | Onshore Wind Turbine | WND | WT | 12 | 2013 |  |  | (OP) Operating | [6 empty] | Marshall | 42.1594 | -92.7761
12341 | MidAmerican Energy Co | 57874 | Vienna Wind Farm | Electric Utility | IA | VIWF | 105.6 | 105.6 | Onshore Wind Turbine | WND | WT | 11 | 2012 |  |  | (OP) Operating | [6 empty] | Marshall | 42.1594 | -92.7761
12341 | MidAmerican Energy Co | 57875 | Morning Light Wind Farm | Electric Utility | IA | MLWF | 101.2 | 101.2 | Onshore Wind Turbine | WND | WT | 10 | 2012 |  |  | (OP) Operating | [6 empty] | Adair | 41.4542 | -94.5751
57197 | Santa Cruz Energy LLC | 57876 | Santa Cruz Energy | IPP Non-CHP | CA | UNT1 | 1.6 | 1.5 | Landfill Gas | LFG | IC | 11 | 2009 |  |  | (OP) Operating | [6 empty] | Santa Cruz | 36.9733 | -122.1056
57081 | WGL Energy Systems, Inc | 57879 | Perdue Salisbury Photovoltaic | IPP Non-CHP | MD | SALI | 1 | 1 | Solar Photovoltaic | SUN | PV | 9 | 2011 |  |  | (OP) Operating | [6 empty] | Wicomico | 38.3736 | -75.5353
57215 | Regents of the University of Minnesota | 57880 | Eolos Wind Energy Research Field Station | IPP Non-CHP | MN | 1 | 2.5 | 2.5 | Onshore Wind Turbine | WND | WT | 10 | 2011 |  |  | (OP) Operating | [6 empty] | Dakota | 44.7283 | -93.0481
1307 | Basin Electric Power Coop | 57881 | Pioneer Generating Station | Electric Utility | ND | 01 | 60.5 | 40 | Natural Gas Fired Combustion Turbine | NG | GT | 9 | 2013 |  |  | (OP) Operating | [6 empty] | Williams | 48.2325 | -103.9528
1307 | Basin Electric Power Coop | 57881 | Pioneer Generating Station | Electric Utility | ND | 02 | 60.5 | 40 | Natural Gas Fired Combustion Turbine | NG | GT | 1 | 2014 |  |  | (OP) Operating | [6 empty] | Williams | 48.2325 | -103.9528
1307 | Basin Electric Power Coop | 57881 | Pioneer Generating Station | Electric Utility | ND | 03 | 60.5 | 40 | Natural Gas Fired Combustion Turbine | NG | GT | 2 | 2014 |  |  | (OP) Operating | [6 empty] | Williams | 48.2325 | -103.9528
15248 | Portland General Electric Co | 57882 | Baldock Solar Highway | Electric Utility | OR | BSH1 | 1.7 | 1.7 | Solar Photovoltaic | SUN | PV | 1 | 2012 |  |  | (OP) Operating | [6 empty] | Clackamas | 45.2694 | -122.7717
57219 | Siete Solar LLC | 57883 | Queen Creek Solar Farm | IPP Non-CHP | AZ | GEN1 | 19 | 18.6 | Solar Photovoltaic | SUN | PV | 10 | 2012 |  |  | (OP) Operating | [6 empty] | Maricopa | 33.2675 | -111.6122
5065 | Equistar Chemicals LP | 57884 | Lake Charles Polymers | Industrial Non-CHP | LA | G-900 | 14.3 | 11.5 | Natural Gas Fired Combustion Turbine | NG | GT | 9 | 2011 |  |  | (OP) Operating |  |  |  | 2016 | 9 | 1 | Calcasieu | 30.1966 | -93.322
5065 | Equistar Chemicals LP | 57884 | Lake Charles Polymers | Industrial Non-CHP | LA | G-901 | 8.4 | 8 | Natural Gas Internal Combustion Engine | NG | IC | 9 | 2011 |  |  | (OP) Operating | [6 empty] | Calcasieu | 30.1966 | -93.322
5065 | Equistar Chemicals LP | 57884 | Lake Charles Polymers | Industrial Non-CHP | LA | G-902 | 8.4 | 8 | Natural Gas Internal Combustion Engine | NG | IC | 9 | 2011 |  |  | (OP) Operating | [6 empty] | Calcasieu | 30.1966 | -93.322
11118 | Lockhart Power Co | 57885 | Wellford Renewable Energy Plant | Electric Utility | SC | LFG1 | 1.6 | 1.6 | Landfill Gas | LFG | IC | 5 | 2011 |  |  | (OP) Operating | [6 empty] | Spartanburg | 35.0012 | -82.1303
11118 | Lockhart Power Co | 57886 | City West Diesel Plant | Electric Utility | SC | DI1 | 1.8 | 1.8 | Petroleum Liquids | DFO | IC | 6 | 2011 |  |  | (OP) Operating | [6 empty] | Union | 34.7225 | -81.6469
11118 | Lockhart Power Co | 57886 | City West Diesel Plant | Electric Utility | SC | DI2 | 1.8 | 1.8 | Petroleum Liquids | DFO | IC | 6 | 2011 |  |  | (OP) Operating | [6 empty] | Union | 34.7225 | -81.6469
11118 | Lockhart Power Co | 57886 | City West Diesel Plant | Electric Utility | SC | DI3 | 1.8 | 1.8 | Petroleum Liquids | DFO | IC | 6 | 2011 |  |  | (OP) Operating | [6 empty] | Union | 34.7225 | -81.6469
11118 | Lockhart Power Co | 57886 | City West Diesel Plant | Electric Utility | SC | DI4 | 1.8 | 1.8 | Petroleum Liquids | DFO | IC | 6 | 2011 |  |  | (OP) Operating | [6 empty] | Union | 34.7225 | -81.6469
57257 | Wildcat Wind LLC | 57887 | Wildcat Wind | IPP Non-CHP | NM | 1 | 27.3 | 27.3 | Onshore Wind Turbine | WND | WT | 7 | 2012 |  |  | (OP) Operating | [6 empty] | Lea | 32.9528 | -103.2853
57256 | Harvest II Windfarm LLC | 57888 | Harvest II Windfarm | IPP Non-CHP | MI | 1 | 59.4 | 59.4 | Onshore Wind Turbine | WND | WT | 11 | 2012 |  |  | (OP) Operating | [6 empty] | Huron | 43.8556 | -83.1669
56627 | DeWind Co. | 57889 | KODE Novus II | IPP Non-CHP | OK | NOVII | 40 | 40 | Onshore Wind Turbine | WND | WT | 12 | 2012 |  |  | (OP) Operating | [6 empty] | Texas | 36.549 | -101.4959
58208 | Horse Butte Wind I, LLC | 57890 | Horse Butte Wind I, LLC | Electric Utility | ID | 1 | 57.6 | 57.6 | Onshore Wind Turbine | WND | WT | 8 | 2012 |  |  | (OP) Operating | [6 empty] | Bonneville | 43.3864 | -111.7264
14328 | Pacific Gas & Electric Co | 57891 | Guernsey Solar Station | Electric Utility | CA | 1 | 20 | 20 | Solar Photovoltaic | SUN | PV | 8 | 2013 |  |  | (OP) Operating | [6 empty] | Kings | 36.1639 | -119.6506
14328 | Pacific Gas & Electric Co | 57892 | Gates Solar Station | Electric Utility | CA | 1 | 20 | 20 | Solar Photovoltaic | SUN | PV | 6 | 2013 |  |  | (OP) Operating | [6 empty] | Fresno | 36.1764 | -120.1142
11770 | City of Martinsville - (VA) | 57893 | Martinsville LFG Generator | Electric Utility | VA | LFG1 | 1.1 | 1 | Landfill Gas | LFG | IC | 3 | 2012 |  |  | (OP) Operating | [6 empty] | Henry | 36.7172 | -79.8453
57262 | Kern County Water Agency | 57895 | Improvement Dst No. 4 | Commercial Non-CHP | CA | ID4 | 1.1 | 1.1 | Solar Photovoltaic | SUN | PV | 1 | 2009 |  |  | (OP) Operating | [6 empty] | Kern | 35.4028 | -119.0386
57258 | Concord Energy LLC | 57896 | Concord Energy | IPP Non-CHP | NC | UNT1 | 4.8 | 3.9 | Landfill Gas | LFG | GT | 2 | 2012 |  |  | (OP) Operating | [6 empty] | Cabarrus | 35.346 | -80.6704
57258 | Concord Energy LLC | 57896 | Concord Energy | IPP Non-CHP | NC | UNT2 | 4.8 | 3.9 | Landfill Gas | LFG | GT | 2 | 2012 |  |  | (OP) Operating | [6 empty] | Cabarrus | 35.346 | -80.6704
57259 | Richmond Energy LLC | 57897 | Richmond Energy | IPP Non-CHP | VA | UNT1 | 1.6 | 1.6 | Landfill Gas | LFG | IC | 1 | 2012 |  |  | (OP) Operating | [6 empty] | Henrico | 37.5058 | -77.3739
57259 | Richmond Energy LLC | 57897 | Richmond Energy | IPP Non-CHP | VA | UNT2 | 1.6 | 1.6 | Landfill Gas | LFG | IC | 1 | 2012 |  |  | (OP) Operating | [6 empty] | Henrico | 37.5058 | -77.3739
57259 | Richmond Energy LLC | 57897 | Richmond Energy | IPP Non-CHP | VA | UNT3 | 1.6 | 1.6 | Landfill Gas | LFG | IC | 1 | 2012 |  |  | (OP) Operating | [6 empty] | Henrico | 37.5058 | -77.3739
57259 | Richmond Energy LLC | 57897 | Richmond Energy | IPP Non-CHP | VA | UNT4 | 1.6 | 1.6 | Landfill Gas | LFG | IC | 1 | 2012 |  |  | (OP) Operating | [6 empty] | Henrico | 37.5058 | -77.3739
17445 | Solid Waste Authority of Palm Beach Co | 57898 | Palm Beach Renewable Energy Facility 2 | Electric Utility | FL | GEN2 | 96 | 85 | Municipal Solid Waste | MSW | ST | 7 | 2015 |  |  | (OP) Operating | [6 empty] | Palm Beach | 26.7724 | -80.1418
9128 | Hurricane City Power | 57899 | Hurricane City Power | Electric Utility | UT | 1 | 1.7 | 1.6 | Petroleum Liquids | DFO | IC | 11 | 2001 |  |  | (SB) Standby/Backup: available for service but not normally used | [5 empty] | 0 | Washington | 37.1856 | -113.2975
9128 | Hurricane City Power | 57899 | Hurricane City Power | Electric Utility | UT | 2 | 1.7 | 1.6 | Petroleum Liquids | DFO | IC | 12 | 1999 |  |  | (SB) Standby/Backup: available for service but not normally used | [5 empty] | 0 | Washington | 37.1856 | -113.2975
9128 | Hurricane City Power | 57899 | Hurricane City Power | Electric Utility | UT | 3 | 1.7 | 1.6 | Petroleum Liquids | DFO | IC | 12 | 1999 |  |  | (SB) Standby/Backup: available for service but not normally used | [5 empty] | 0 | Washington | 37.1856 | -113.2975
9128 | Hurricane City Power | 57899 | Hurricane City Power | Electric Utility | UT | 4 | 2 | 1.9 | Natural Gas Internal Combustion Engine | NG | IC | 7 | 2004 |  |  | (OP) Operating | [6 empty] | Washington | 37.1856 | -113.2975
9128 | Hurricane City Power | 57899 | Hurricane City Power | Electric Utility | UT | 5 | 2 | 1.9 | Natural Gas Internal Combustion Engine | NG | IC | 7 | 2004 |  |  | (OP) Operating | [6 empty] | Washington | 37.1856 | -113.2975
9128 | Hurricane City Power | 57899 | Hurricane City Power | Electric Utility | UT | 6 | 2 | 1.9 | Natural Gas Internal Combustion Engine | NG | IC | 6 | 2006 |  |  | (OP) Operating | [6 empty] | Washington | 37.1856 | -113.2975
9128 | Hurricane City Power | 57899 | Hurricane City Power | Electric Utility | UT | 7 | 2 | 1.9 | Natural Gas Internal Combustion Engine | NG | IC | 5 | 2007 |  |  | (OP) Operating | [6 empty] | Washington | 37.1856 | -113.2975
9128 | Hurricane City Power | 57899 | Hurricane City Power | Electric Utility | UT | 8 | 2 | 1.9 | Natural Gas Internal Combustion Engine | NG | IC | 5 | 2007 |  |  | (OP) Operating | [6 empty] | Washington | 37.1856 | -113.2975
17609 | Southern California Edison Co | 57900 | Solar Photovoltaic Project #48 | Electric Utility | CA | S48A | 0.5 | 0.5 | Solar Photovoltaic | SUN | PV | 2 | 2015 |  |  | (OP) Operating | [6 empty] | San Bernardino | 34.0811 | -117.2281
17609 | Southern California Edison Co | 57900 | Solar Photovoltaic Project #48 | Electric Utility | CA | S48B | 0.5 | 0.5 | Solar Photovoltaic | SUN | PV | 2 | 2015 |  |  | (OP) Operating | [6 empty] | San Bernardino | 34.0811 | -117.2281
17609 | Southern California Edison Co | 57900 | Solar Photovoltaic Project #48 | Electric Utility | CA | S48C | 0.5 | 0.5 | Solar Photovoltaic | SUN | PV | 2 | 2015 |  |  | (OP) Operating | [6 empty] | San Bernardino | 34.0811 | -117.2281
17609 | Southern California Edison Co | 57900 | Solar Photovoltaic Project #48 | Electric Utility | CA | S48D | 0.5 | 0.5 | Solar Photovoltaic | SUN | PV | 2 | 2015 |  |  | (OP) Operating | [6 empty] | San Bernardino | 34.0811 | -117.2281
17609 | Southern California Edison Co | 57900 | Solar Photovoltaic Project #48 | Electric Utility | CA | S48E | 0.5 | 0.5 | Solar Photovoltaic | SUN | PV | 2 | 2015 |  |  | (OP) Operating | [6 empty] | San Bernardino | 34.0811 | -117.2281
17609 | Southern California Edison Co | 57900 | Solar Photovoltaic Project #48 | Electric Utility | CA | S48F | 0.5 | 0.5 | Solar Photovoltaic | SUN | PV | 2 | 2015 |  |  | (OP) Operating | [6 empty] | San Bernardino | 34.0811 | -117.2281
17609 | Southern California Edison Co | 57900 | Solar Photovoltaic Project #48 | Electric Utility | CA | S48G | 0.5 | 0.5 | Solar Photovoltaic | SUN | PV | 2 | 2015 |  |  | (OP) Operating | [6 empty] | San Bernardino | 34.0811 | -117.2281
17609 | Southern California Edison Co | 57900 | Solar Photovoltaic Project #48 | Electric Utility | CA | S48H | 0.5 | 0.5 | Solar Photovoltaic | SUN | PV | 2 | 2015 |  |  | (OP) Operating | [6 empty] | San Bernardino | 34.0811 | -117.2281
17609 | Southern California Edison Co | 57900 | Solar Photovoltaic Project #48 | Electric Utility | CA | S48I | 0.5 | 0.5 | Solar Photovoltaic | SUN | PV | 2 | 2015 |  |  | (OP) Operating | [6 empty] | San Bernardino | 34.0811 | -117.2281
17609 | Southern California Edison Co | 57900 | Solar Photovoltaic Project #48 | Electric Utility | CA | S48J | 0.5 | 0.5 | Solar Photovoltaic | SUN | PV | 2 | 2015 |  |  | (OP) Operating | [6 empty] | San Bernardino | 34.0811 | -117.2281
13584 | NRG El Segundo Operations Inc | 57901 | El Segundo Energy Center LLC | IPP Non-CHP | CA | 5 | 198 | 195 | Natural Gas Fired Combined Cycle | NG | CT | 8 | 2013 |  |  | (OP) Operating | [6 empty] | Los Angeles | 33.9106 | -118.425
13584 | NRG El Segundo Operations Inc | 57901 | El Segundo Energy Center LLC | IPP Non-CHP | CA | 6 | 70.7 | 60 | Natural Gas Fired Combined Cycle | NG | CA | 8 | 2013 |  |  | (OP) Operating | [6 empty] | Los Angeles | 33.9106 | -118.425
13584 | NRG El Segundo Operations Inc | 57901 | El Segundo Energy Center LLC | IPP Non-CHP | CA | 7 | 198 | 195 | Natural Gas Fired Combined Cycle | NG | CT | 7 | 2013 |  |  | (OP) Operating | [6 empty] | Los Angeles | 33.9106 | -118.425
13584 | NRG El Segundo Operations Inc | 57901 | El Segundo Energy Center LLC | IPP Non-CHP | CA | 8 | 70.7 | 60 | Natural Gas Fired Combined Cycle | NG | CA | 7 | 2013 |  |  | (OP) Operating | [6 empty] | Los Angeles | 33.9106 | -118.425
57272 | Kootenai Electric Cooperative Inc | 57902 | Fighting Creek LFGTE Plant | Electric Utility | ID | G-123 | 1.6 | 1.6 | Landfill Gas | LFG | IC | 3 | 2012 |  |  | (OP) Operating | [6 empty] | Kootenai | 47.5317 | -116.93
57272 | Kootenai Electric Cooperative Inc | 57902 | Fighting Creek LFGTE Plant | Electric Utility | ID | G-162 | 1.6 | 1.6 | Landfill Gas | LFG | IC | 3 | 2012 |  |  | (OP) Operating | [6 empty] | Kootenai | 47.5317 | -116.93
40580 | Southern Minnesota Mun P Agny | 57903 | SMMPA Methane Energy Facility | Electric Utility | MN | UNIT1 | 1.6 | 1.5 | Landfill Gas | LFG | IC | 4 | 2012 |  |  | (OP) Operating | [6 empty] | Kanabec | 45.8478 | -93.3542
57273 | SS San Antonio West LLC | 57904 | San Antonio West Solar Rooftop | IPP Non-CHP | CA | CHNO | 1.5 | 1.5 | Solar Photovoltaic | SUN | PV | 8 | 2012 |  |  | (OP) Operating | [6 empty] | Riverside | 33.9656 | -117.6591
57281 | University of Cincinnati | 57908 | Central Utility Plant Cincinnati | Commercial CHP | OH | CTG1 | 11.9 | 12.5 | Natural Gas Fired Combined Cycle | NG | CT | 6 | 2004 |  |  | (OP) Operating | [6 empty] | Hamilton | 39.1345 | -84.5094
57281 | University of Cincinnati | 57908 | Central Utility Plant Cincinnati | Commercial CHP | OH | CTG2 | 11.9 | 12.5 | Natural Gas Fired Combined Cycle | NG | CT | 6 | 2004 |  |  | (OP) Operating | [6 empty] | Hamilton | 39.1345 | -84.5094
57281 | University of Cincinnati | 57908 | Central Utility Plant Cincinnati | Commercial CHP | OH | P005 | 1.9 | 1.9 | Petroleum Liquids | DFO | IC | 6 | 2004 |  |  | (OP) Operating | [6 empty] | Hamilton | 39.1345 | -84.5094
57281 | University of Cincinnati | 57908 | Central Utility Plant Cincinnati | Commercial CHP | OH | STG | 21.5 | 21.5 | Natural Gas Fired Combined Cycle | NG | CA | 6 | 2004 |  |  | (OP) Operating | [6 empty] | Hamilton | 39.1345 | -84.5094
57282 | Piedmont Green Power LLC | 57909 | Piedmont Green Power | IPP Non-CHP | GA | GEN1 | 60 | 54.5 | Wood/Wood Waste Biomass | WDS | ST | 4 | 2013 |  |  | (OP) Operating | [6 empty] | Lamar | 33.0453 | -84.1256
12894 | City of Moorhead - (MN) | 57910 | Centennial Generating Station | Electric Utility | MN | 1 | 2.3 | 2 | Petroleum Liquids | DFO | IC | 8 | 2011 |  |  | (OP) Operating | [6 empty] | Clay | 46.8661 | -96.7464
12894 | City of Moorhead - (MN) | 57910 | Centennial Generating Station | Electric Utility | MN | 2 | 2.3 | 2 | Petroleum Liquids | DFO | IC | 8 | 2011 |  |  | (OP) Operating | [6 empty] | Clay | 46.8661 | -96.7464
12894 | City of Moorhead - (MN) | 57910 | Centennial Generating Station | Electric Utility | MN | 3 | 2.3 | 2 | Petroleum Liquids | DFO | IC | 8 | 2011 |  |  | (OP) Operating | [6 empty] | Clay | 46.8661 | -96.7464
12894 | City of Moorhead - (MN) | 57910 | Centennial Generating Station | Electric Utility | MN | 4 | 2.3 | 2 | Petroleum Liquids | DFO | IC | 8 | 2011 |  |  | (OP) Operating | [6 empty] | Clay | 46.8661 | -96.7464
12894 | City of Moorhead - (MN) | 57910 | Centennial Generating Station | Electric Utility | MN | 5 | 2.3 | 2 | Petroleum Liquids | DFO | IC | 8 | 2011 |  |  | (OP) Operating | [6 empty] | Clay | 46.8661 | -96.7464
57285 | Roseburg LFG Energy LLC | 57911 | Roseburg LFG | IPP Non-CHP | OR | 1 | 1.6 | 1.6 | Landfill Gas | LFG | IC | 12 | 2011 |  |  | (OP) Operating |  |  | 0 |  |  | 0 | Douglas | 43.1861 | -123.3803
49893 | Invenergy Services LLC | 57912 | Grand Ridge Solar Farm | IPP Non-CHP | IL | 1 | 20 | 20 | Solar Photovoltaic | SUN | PV | 7 | 2012 |  |  | (OP) Operating | [6 empty] | LaSalle | 41.1434 | -88.7583
57296 | Sidney Sugars Incorporated | 57914 | Sidney MT Plant | Industrial CHP | MT | 1 | 2 | 2 | Conventional Steam Coal | LIG | ST | 9 | 1950 |  |  | (OP) Operating | [6 empty] | Richland | 47.7172 | -104.1356
57296 | Sidney Sugars Incorporated | 57914 | Sidney MT Plant | Industrial CHP | MT | 2 | 2 | 2 | Conventional Steam Coal | LIG | ST | 9 | 1950 |  |  | (OP) Operating | [6 empty] | Richland | 47.7172 | -104.1356
57297 | Tronox | 57915 | Tronox | Industrial CHP | WY | 1 | 3.5 | 3.5 | Conventional Steam Coal | SUB | ST | 6 | 1953 |  |  | (OP) Operating | [6 empty] | Sweetwater | 41.6217 | -109.8119
57297 | Tronox | 57915 | Tronox | Industrial CHP | WY | 2 | 3.5 | 3.5 | Conventional Steam Coal | SUB | ST | 6 | 1953 |  |  | (OP) Operating | [6 empty] | Sweetwater | 41.6217 | -109.8119
57297 | Tronox | 57915 | Tronox | Industrial CHP | WY | 3 | 4 | 4 | Conventional Steam Coal | SUB | ST | 6 | 1964 |  |  | (OP) Operating | [6 empty] | Sweetwater | 41.6217 | -109.8119
57297 | Tronox | 57915 | Tronox | Industrial CHP | WY | 4 | 10 | 10 | Conventional Steam Coal | SUB | ST | 6 | 1972 |  |  | (OP) Operating | [6 empty] | Sweetwater | 41.6217 | -109.8119
57297 | Tronox | 57915 | Tronox | Industrial CHP | WY | 5 | 10 | 11.5 | Conventional Steam Coal | SUB | ST | 6 | 1975 |  |  | (OP) Operating | [6 empty] | Sweetwater | 41.6217 | -109.8119
57297 | Tronox | 57915 | Tronox | Industrial CHP | WY | 6 | 10 | 12.6 | Conventional Steam Coal | SUB | ST | 6 | 1975 |  |  | (OP) Operating | [6 empty] | Sweetwater | 41.6217 | -109.8119
57299 | Spreckels Sugar Company | 57916 | Spreckels Sugar Company | Industrial CHP | CA | 1 | 8.9 | 8.9 | Natural Gas Steam Turbine | NG | ST | 4 | 1948 |  |  | (OP) Operating |  |  | 0 |  |  | 0 | Imperial | 32.9111 | -115.5681
57302 | Sonoco Products Co | 57919 | Sonoco Products Co | Industrial CHP | SC | 2 | 2.5 | 2.5 | Natural Gas Steam Turbine | NG | ST | 6 | 1950 |  |  | (SB) Standby/Backup: available for service but not normally used | [6 empty] | Darlington | 34.3853 | -80.0678
57302 | Sonoco Products Co | 57919 | Sonoco Products Co | Industrial CHP | SC | 3 | 10 | 10 | Wood/Wood Waste Biomass | WDS | ST | 2 | 1947 |  |  | (OP) Operating | [6 empty] | Darlington | 34.3853 | -80.0678
57302 | Sonoco Products Co | 57919 | Sonoco Products Co | Industrial CHP | SC | 4 | 28 | 28 | Conventional Steam Coal | BIT | ST | 6 | 1957 |  |  | (OP) Operating | [6 empty] | Darlington | 34.3853 | -80.0678
57305 | Wright Patterson AFB | 57926 | Heat Plant 770 | Commercial CHP | OH | HP | 1.2 | 0 | Natural Gas Steam Turbine | NG | ST | 4 | 2003 |  |  | (OP) Operating |  |  | 0 |  |  | 0 | Greene | 39.7941 | -84.0805
57305 | Wright Patterson AFB | 57926 | Heat Plant 770 | Commercial CHP | OH | LP | 0.8 | 0 | Natural Gas Steam Turbine | NG | ST | 4 | 2003 |  |  | (OP) Operating |  |  | 0 |  |  | 0 | Greene | 39.7941 | -84.0805
15399 | Iberdrola Renewables Inc | 57927 | Baffin Wind | IPP Non-CHP | TX | 1 | 188 | 188 | Onshore Wind Turbine | WND | WT | 12 | 2014 |  |  | (OP) Operating | [6 empty] | Kenedy | 27.2231 | -97.7892
57306 | Southern Illinois University Carbondale | 57928 | SIUC | Commercial CHP | IL | EMER | 1.6 | 1.6 | Petroleum Liquids | DFO | IC | 6 | 1998 |  |  | (SB) Standby/Backup: available for service but not normally used | [6 empty] | Jackson | 37.7119 | -89.215
57306 | Southern Illinois University Carbondale | 57928 | SIUC | Commercial CHP | IL | GEN5 | 3.5 | 2.8 | Conventional Steam Coal | BIT | ST | 6 | 1998 |  |  | (OP) Operating | [6 empty] | Jackson | 37.7119 | -89.215
57281 | University of Cincinnati | 57929 | East Campus Utility Plant | Commercial Non-CHP | OH | P007 | 2 | 1.7 | Petroleum Liquids | DFO | IC | 7 | 2006 |  |  | (OP) Operating | [6 empty] | Hamilton | 39.1379 | -84.5049
57281 | University of Cincinnati | 57929 | East Campus Utility Plant | Commercial Non-CHP | OH | P008 | 1.5 | 1.5 | Petroleum Liquids | DFO | IC | 7 | 2006 |  |  | (OP) Operating | [6 empty] | Hamilton | 39.1379 | -84.5049
57281 | University of Cincinnati | 57929 | East Campus Utility Plant | Commercial Non-CHP | OH | STG | 1.3 | 1.2 | Natural Gas Steam Turbine | NG | ST | 11 | 2010 |  |  | (OP) Operating | [6 empty] | Hamilton | 39.1379 | -84.5049
57308 | Amonix UASTP Solar Generation 1 LLC | 57930 | Amonix UASTP Solar Power Station | IPP Non-CHP | AZ | UAST | 1.9 | 1.9 | Solar Photovoltaic | SUN | PV | 4 | 2011 |  |  | (OP) Operating | [6 empty] | Pima | 32.1081 | -110.8247
57309 | Holyoke Solar LLC | 57931 | Holyoke Solar Cooperative at Mueller | IPP Non-CHP | MA | PV1 | 2.7 | 2.7 | Solar Photovoltaic | SUN | PV | 12 | 2011 |  |  | (OP) Operating | [6 empty] | Hampden | 42.1909 | -72.6824
57310 | General Motors LLC | 57932 | Wentzville Assembly & Contiguous | Industrial CHP | MO | GEN1 | 3 | 3 | Natural Gas Steam Turbine | NG | ST | 6 | 1981 |  |  | (OP) Operating | [6 empty] | St Charles | 38.82 | -90.8181
58101 | Solar Star California II LLC | 57933 | Solar Star California II LLC | IPP Non-CHP | CA | 1 | 2 | 2 | Solar Photovoltaic | SUN | PV | 8 | 2012 |  |  | (OP) Operating | [6 empty] | Sacramento | 38.5164 | -121.4753
56769 | Consolidated Edison Development Inc. | 57934 | Douglas Solar | IPP Non-CHP | MA | DOMA | 2 | 2 | Solar Photovoltaic | SUN | PV | 12 | 2012 |  |  | (OP) Operating | [6 empty] | Worcester | 42.06 | -71.73
7353 | Golden Valley Elec Assn Inc | 57935 | Eva Creek Wind | Electric Utility | AK | EVW | 24.6 | 24.6 | Onshore Wind Turbine | WND | WT | 1 | 2013 |  |  | (OP) Operating | [6 empty] | Denali | 64.0583 | -148.9
57315 | Western Sugar Cooperative | 57937 | Western Sugar Coop - Scottsbluff | Industrial Non-CHP | NE | SCBF | 5 | 5 | Conventional Steam Coal | SUB | ST | 9 | 1987 |  |  | (OP) Operating | 0 |  | 0 |  |  | 0 | Scotts Bluff | 41.8589 | -103.6344
57314 | ADA Carbon Solutions (Red River), LLC | 57938 | ADA Carbon Solutions Red River | Industrial CHP | LA | GEN1 | 20.8 | 20.5 | All Other | WH | ST | 2 | 2011 |  |  | (OP) Operating | [6 empty] | Red River | 32.0039 | -93.3911
57313 | SolarCity Corporation | 57939 | Walmart Casa Grande | IPP Non-CHP | AZ | 1 | 1 | 1 | Solar Photovoltaic | SUN | PV | 6 | 2011 |  |  | (OP) Operating | [6 empty] | Pinal | 32.8691 | -111.7719
57313 | SolarCity Corporation | 57939 | Walmart Casa Grande | IPP Non-CHP | AZ | 2 | 1 | 1 | Solar Photovoltaic | SUN | PV | 6 | 2011 |  |  | (OP) Operating | [6 empty] | Pinal | 32.8691 | -111.7719
57317 | Wausau Paper Middletown | 57940 | Wausau Paper Middletown | Industrial CHP | OH | G3 | 7.5 | 1 | Conventional Steam Coal | BIT | ST | 4 | 1986 |  |  | (OP) Operating | [6 empty] | Butler | 39.52 | -84.4062
57318 | Constellation Solar Net Metering LLC | 57941 | Town of Uxbridge MA at Commerce Dr | IPP Non-CHP | MA | PV1 | 1.8 | 1.8 | Solar Photovoltaic | SUN | PV | 6 | 2012 |  |  | (OP) Operating | [6 empty] | Worcester | 42.0439 | -71.6175
57319 | Constellation Solar Massachusetts LLC | 57942 | Town of Norfolk MA at Medway Branch | IPP Non-CHP | MA | PV1 | 1.2 | 1.2 | Solar Photovoltaic | SUN | PV | 6 | 2012 |  |  | (OP) Operating | [6 empty] | Norfolk | 42.1278 | -71.3403
1307 | Basin Electric Power Coop | 57943 | Lonesome Creek Station | Electric Utility | ND | 01 | 60.5 | 40 | Natural Gas Fired Combustion Turbine | NG | GT | 11 | 2013 |  |  | (OP) Operating | [6 empty] | McKenzie | 47.7967 | -103.5786
1307 | Basin Electric Power Coop | 57943 | Lonesome Creek Station | Electric Utility | ND | 02 | 60.5 | 40 | Natural Gas Fired Combustion Turbine | NG | GT | 1 | 2015 |  |  | (OP) Operating | [6 empty] | McKenzie | 47.7967 | -103.5786
1307 | Basin Electric Power Coop | 57943 | Lonesome Creek Station | Electric Utility | ND | 03 | 60.5 | 40 | Natural Gas Fired Combustion Turbine | NG | GT | 1 | 2015 |  |  | (OP) Operating | [6 empty] | McKenzie | 47.7967 | -103.5786
17543 | South Carolina Public Service Authority | 57945 | Berkeley County Landfill | Electric Utility | SC | B1 | 1.6 | 1.5 | Landfill Gas | LFG | IC | 2 | 2011 |  |  | (OP) Operating | [6 empty] | Berkeley | 33.1211 | -80.0294
17543 | South Carolina Public Service Authority | 57945 | Berkeley County Landfill | Electric Utility | SC | B2 | 1.6 | 1.5 | Landfill Gas | LFG | IC | 2 | 2011 |  |  | (OP) Operating | [6 empty] | Berkeley | 33.1211 | -80.0294
12670 | Missouri Jnt Muni.Pwr Elec. Ut. Comm. | 57946 | Fredericktown Energy Center | Electric Utility | MO | UNIT1 | 13.8 | 12 | Natural Gas Fired Combustion Turbine | NG | GT | 6 | 2015 |  |  | (OP) Operating | [6 empty] | Madison | 37.5717 | -90.3173
12670 | Missouri Jnt Muni.Pwr Elec. Ut. Comm. | 57946 | Fredericktown Energy Center | Electric Utility | MO | UNIT2 | 13.8 | 12 | Natural Gas Fired Combustion Turbine | NG | GT | 6 | 2015 |  |  | (OP) Operating | [6 empty] | Madison | 37.5717 | -90.3173
59365 | Capital Power Corporation | 57947 | Macho Springs Power I | IPP Non-CHP | NM | GEN | 50.4 | 50.4 | Onshore Wind Turbine | WND | WT | 11 | 2011 |  |  | (OP) Operating | [6 empty] | Luna | 32.5543 | -107.5093
57326 | NJ Oak Solar LLC | 57948 | NJ Oak Solar Plant | IPP Non-CHP | NJ | OAK | 10 | 10 | Solar Photovoltaic | SUN | PV | 12 | 2011 |  |  | (OP) Operating | [6 empty] | Cumberland | 39.3806 | -75.1883
57324 | Michigan Sugar Company | 57949 | MSC Sebewaing | Industrial Non-CHP | MI | 1 | 1.5 | 0 | Conventional Steam Coal | BIT | ST | 10 | 1990 |  |  | (OP) Operating | [6 empty] | Huron | 43.7411 | -83.4472
57324 | Michigan Sugar Company | 57949 | MSC Sebewaing | Industrial Non-CHP | MI | 2 | 1 | 0 | Conventional Steam Coal | BIT | ST | 10 | 1979 |  |  | (OP) Operating | [6 empty] | Huron | 43.7411 | -83.4472
57324 | Michigan Sugar Company | 57950 | MSC Croswell | Industrial Non-CHP | MI | 1 | 1.3 | 0 | Conventional Steam Coal | BIT | ST | 10 | 1948 |  |  | (OP) Operating | [6 empty] | Sanilac | 43.2664 | -82.6192
57328 | Shore Point Solar LLC | 57951 | Shore Point Solar | IPP Non-CHP | NJ | 1 | 1 | 1 | Solar Photovoltaic | SUN | PV | 9 | 2011 |  |  | (OP) Operating | [6 empty] | Monmouth | 40.245 | -74.2433
59344 | Energy Transfer Field Services LLC | 57952 | Woodall Gas Plant | Industrial Non-CHP | TX | GEN1 | 1 | 1 | Natural Gas Internal Combustion Engine | NG | IC | 5 | 2012 |  |  | (OP) Operating | [6 empty] | Hemphill | 35.6908 | -100.2403
59344 | Energy Transfer Field Services LLC | 57952 | Woodall Gas Plant | Industrial Non-CHP | TX | GEN2 | 1 | 1 | Natural Gas Internal Combustion Engine | NG | IC | 6 | 2012 |  |  | (OP) Operating | [6 empty] | Hemphill | 35.6908 | -100.2403
59344 | Energy Transfer Field Services LLC | 57952 | Woodall Gas Plant | Industrial Non-CHP | TX | GEN3 | 1 | 1 | Natural Gas Internal Combustion Engine | NG | IC | 6 | 2012 |  |  | (OP) Operating | [6 empty] | Hemphill | 35.6908 | -100.2403
57332 | Roquette America | 57953 | Roquette America | Industrial CHP | IA | GT | 40 | 38 | Natural Gas Fired Combined Cycle | NG | CT | 7 | 2004 |  |  | (SB) Standby/Backup: available for service but not normally used | [6 empty] | Lee | 40.3892 | -91.3942
57332 | Roquette America | 57953 | Roquette America | Industrial CHP | IA | HRSG | 10 | 10 | Natural Gas Fired Combined Cycle | NG | CA | 7 | 2004 |  |  | (SB) Standby/Backup: available for service but not normally used | [6 empty] | Lee | 40.3892 | -91.3942
57332 | Roquette America | 57953 | Roquette America | Industrial CHP | IA | ST | 34.4 | 32 | Petroleum Coke | PC | ST | 2 | 2007 |  |  | (OP) Operating | [6 empty] | Lee | 40.3892 | -91.3942
56925 | FPLE Wind, LLC | 57956 | Minco Wind II, LLC | IPP Non-CHP | OK | 1 | 100.8 | 100.8 | Onshore Wind Turbine | WND | WT | 11 | 2011 |  |  | (OP) Operating | [6 empty] | Grady | 35.3253 | -98.0714
49893 | Invenergy Services LLC | 57959 | Desert Green Solar Farm LLC | IPP Non-CHP | CA | 1 | 6.3 | 6.3 | Solar Photovoltaic | SUN | PV | 11 | 2014 |  |  | (OP) Operating | [6 empty] | San Diego | 33.2706 | -116.3481
60081 | Coram California Development, L.P. | 57962 | Brookfield Tehachapi 1 | IPP Non-CHP | CA | BT1 | 102 | 102 | Onshore Wind Turbine | WND | WT | 3 | 2012 |  |  | (OP) Operating | [6 empty] | Kern | 35.0083 | -118.2414
57333 | Musselshell Wind Project LLC | 57963 | Musselshell Wind Project | IPP Non-CHP | MT | MS01 | 10 | 10 | Onshore Wind Turbine | WND | WT | 12 | 2012 |  |  | (OP) Operating | [6 empty] | Wheatland | 46.2753 | -109.4828
59050 | Algonquin Power Co | 57964 | Shady Oaks Wind Farm | IPP Non-CHP | IL | 1 | 109.5 | 109.5 | Onshore Wind Turbine | WND | WT | 5 | 2012 |  |  | (OP) Operating | [6 empty] | Lee | 41.6669 | -89.0597
57338 | Musselshell Wind Project Two LLC | 57965 | Musselshell Wind Project Two LLC | IPP Non-CHP | MT | MS02 | 10 | 10 | Onshore Wind Turbine | WND | WT | 12 | 2012 |  |  | (OP) Operating | [6 empty] | Wheatland | 46.2753 | -109.4828
57341 | Veolia Energy | 57966 | Southeast Steam Plant | Commercial Non-CHP | MN | SSP | 13 | 0.1 | Natural Gas Steam Turbine | NG | ST | 1 | 1998 |  |  | (OP) Operating | [6 empty] | Hennepin | 44.9808 | -93.2497
57315 | Western Sugar Cooperative | 57967 | Western Sugar Coop - Torrington | Industrial CHP | WY | GEGEN | 2 | 2 | Natural Gas Steam Turbine | NG | ST | 10 | 1978 |  |  | (OP) Operating | [6 empty] | Goshen | 42.0469 | -104.1863
57340 | Cashton Greens Wind Farm LLC | 57968 | Cashton Greens Wind Farm | IPP Non-CHP | WI | CGWF | 5 | 4.8 | Onshore Wind Turbine | WND | WT | 5 | 2012 |  |  | (OP) Operating | [6 empty] | Monroe | 43.7339 | -90.805
57344 | Hampton Lumber Mills - Washington Inc | 57969 | Darrington | Industrial CHP | WA | GEN1 | 4.5 | 4.5 | Wood/Wood Waste Biomass | WDS | ST | 2 | 2007 |  |  | (OP) Operating | [6 empty] | Snohomish | 48.2697 | -121.6
57345 | Butte-Glenn Community College District | 57970 | Butte College Main Campus Solar | Commercial Non-CHP | CA | SOL1 | 3.5 | 2.9 | Solar Photovoltaic | SUN | PV | 7 | 2011 |  |  | (OP) Operating | [6 empty] | Butte | 39.6481 | -121.6442
16612 | City & County of San Francisco | 57971 | SF Southeast Cogen Plant | Commercial Non-CHP | CA | COGEN | 2.1 | 1.9 | Other Waste Biomass | OBG | IC | 6 | 2002 |  |  | (OP) Operating | [6 empty] | San Francisco | 37.7397 | -122.3925
57170 | EDF Renewable Asset Holdings, Inc. | 57973 | Spinning Spur Wind LLC | IPP Non-CHP | TX | GEN1 | 161 | 161 | Onshore Wind Turbine | WND | WT | 11 | 2012 |  |  | (OP) Operating | [6 empty] | Oldham | 35.2375 | -102.2031
57170 | EDF Renewable Asset Holdings, Inc. | 57974 | Bobcat Bluff Wind Project LLC | IPP Non-CHP | TX | GEN1 | 150 | 150 | Onshore Wind Turbine | WND | WT | 12 | 2012 |  |  | (OP) Operating | [6 empty] | Archer | 33.4931 | -98.5819
57170 | EDF Renewable Asset Holdings, Inc. | 57975 | Spearville 3 LLC | IPP Non-CHP | KS | GEN1 | 108 | 108 | Onshore Wind Turbine | WND | WT | 10 | 2012 |  |  | (OP) Operating | [6 empty] | Ford | 37.8511 | -99.8381
56482 | Gamesa Wind US | 57976 | Pocahontas Prairie Wind Farm | IPP Non-CHP | IA | 1 | 80 | 80 | Onshore Wind Turbine | WND | WT | 2 | 2012 |  |  | (OP) Operating | [6 empty] | Pocahontas | 42.5681 | -94.6581
57353 | Plumas Sierra Rural Electric Coop | 57977 | High Sierra Cogeneration Plant | Electric Utility | CA | ENG1 | 3 | 2.5 | Natural Gas Internal Combustion Engine | NG | IC | 2 | 2010 |  |  | (OP) Operating | [6 empty] | Lassen | 40.4128 | -120.4774
57353 | Plumas Sierra Rural Electric Coop | 57977 | High Sierra Cogeneration Plant | Electric Utility | CA | ENG2 | 3 | 2.5 | Natural Gas Internal Combustion Engine | NG | IC | 2 | 2010 |  |  | (OP) Operating | [6 empty] | Lassen | 40.4128 | -120.4774
40613 | Northern California Power Agny | 57978 | Lodi Energy Center | Electric Utility | CA | CT1 | 185 | 162 | Natural Gas Fired Combined Cycle | NG | CT | 11 | 2012 |  |  | (OP) Operating | [6 empty] | San Joaquin | 38.0881 | -121.3875
40613 | Northern California Power Agny | 57978 | Lodi Energy Center | Electric Utility | CA | ST1 | 103.9 | 95 | Natural Gas Fired Combined Cycle | NG | CA | 11 | 2012 |  |  | (OP) Operating | [6 empty] | San Joaquin | 38.0881 | -121.3875
7601 | Green Mountain Power Corp | 57979 | Kingdom Community Wind | Electric Utility | VT | KCW | 65 | 65 | Onshore Wind Turbine | WND | WT | 11 | 2012 |  |  | (OP) Operating | [6 empty] | Orleans | 44.7483 | -72.4253
56146 | Black Hills/Colorado Elec.Util | 57980 | Busch Ranch Wind Energy Farm | Electric Utility | CO | WTG | 29 | 29 | Onshore Wind Turbine | WND | WT | 10 | 2012 |  |  | (OP) Operating | [6 empty] | Huerfano | 37.8011 | -104.4919
59050 | Algonquin Power Co | 57981 | Senate Wind LLC | IPP Non-CHP | TX | GEN1 | 150 | 150 | Onshore Wind Turbine | WND | WT | 12 | 2012 |  |  | (OP) Operating | [6 empty] | Jack | 33.2058 | -98.3651
57354 | X-Elio North America Inc | 57982 | Meridian Vineyards | IPP Non-CHP | CA | PV-1 | 0.5 | 0.5 | Solar Photovoltaic | SUN | PV | 12 | 2010 |  |  | (OP) Operating | [6 empty] | San Luis Obispo | 35.6703 | -120.5669
57354 | X-Elio North America Inc | 57982 | Meridian Vineyards | IPP Non-CHP | CA | PV-2 | 0.6 | 0.6 | Solar Photovoltaic | SUN | PV | 12 | 2010 |  |  | (OP) Operating | [6 empty] | San Luis Obispo | 35.6703 | -120.5669
57355 | Stephens Ranch Wind Energy LLC | 57983 | Stephens Ranch Wind Energy LLC | IPP Non-CHP | TX | 1 | 211 | 211 | Onshore Wind Turbine | WND | WT | 12 | 2014 |  |  | (OP) Operating | [6 empty] | Borden | 32.9264 | -101.6478
57355 | Stephens Ranch Wind Energy LLC | 57983 | Stephens Ranch Wind Energy LLC | IPP Non-CHP | TX | 2 | 165 | 165 | Onshore Wind Turbine | WND | WT | 4 | 2015 |  |  | (OP) Operating | [6 empty] | Borden | 32.9264 | -101.6478
4254 | Consumers Energy Co | 57984 | Lake Winds Energy Park | Electric Utility | MI | LWEP | 100.8 | 22 | Onshore Wind Turbine | WND | WT | 11 | 2012 |  |  | (OP) Operating | [6 empty] | Mason | 43.8719 | -86.3347
57361 | SunE EPE2 LLC | 57985 | SunE EPE2 LLC | IPP Non-CHP | NM | 1 | 12 | 13.6 | Solar Photovoltaic | SUN | PV | 5 | 2012 |  |  | (OP) Operating | [6 empty] | Dona Ana | 32.2517 | -106.9133
57360 | SunE EPE1 LLC | 57986 | SunE EPE1 LLC | IPP Non-CHP | NM | 1 | 10 | 11.3 | Solar Photovoltaic | SUN | PV | 6 | 2012 |  |  | (OP) Operating | [6 empty] | Dona Ana | 32.0344 | -106.341
57363 | Canadian Hills Wind LLC | 57987 | Canadian Hills Wind | IPP Non-CHP | OK | 1 | 298.5 | 298.5 | Onshore Wind Turbine | WND | WT | 12 | 2012 |  |  | (OP) Operating | [6 empty] | Canadian | 35.6297 | -98.0247
57362 | Energy 2001 Inc | 57988 | Lincoln Landfill | IPP Non-CHP | CA | GEN 5 | 0.8 | 0.8 | Landfill Gas | LFG | IC | 11 | 2012 |  |  | (OP) Operating | [6 empty] | Placer | 38.8381 | -121.3419
57362 | Energy 2001 Inc | 57988 | Lincoln Landfill | IPP Non-CHP | CA | GEN 6 | 0.8 | 0.8 | Landfill Gas | LFG | IC | 11 | 2012 |  |  | (OP) Operating | [6 empty] | Placer | 38.8381 | -121.3419
57362 | Energy 2001 Inc | 57988 | Lincoln Landfill | IPP Non-CHP | CA | GEN1 | 0.8 | 0.8 | Landfill Gas | LFG | IC | 11 | 2004 |  |  | (OP) Operating | [6 empty] | Placer | 38.8381 | -121.3419
57362 | Energy 2001 Inc | 57988 | Lincoln Landfill | IPP Non-CHP | CA | GEN2 | 0.8 | 0.8 | Landfill Gas | LFG | IC | 11 | 2004 |  |  | (OP) Operating | [6 empty] | Placer | 38.8381 | -121.3419
57362 | Energy 2001 Inc | 57988 | Lincoln Landfill | IPP Non-CHP | CA | GEN3 | 0.8 | 0.8 | Landfill Gas | LFG | IC | 11 | 2004 |  |  | (OP) Operating | [6 empty] | Placer | 38.8381 | -121.3419
57362 | Energy 2001 Inc | 57988 | Lincoln Landfill | IPP Non-CHP | CA | GEN4 | 0.8 | 0.8 | Landfill Gas | LFG | IC | 11 | 2012 |  |  | (OP) Operating | [6 empty] | Placer | 38.8381 | -121.3419
56769 | Consolidated Edison Development Inc. | 57989 | Groveland Solar | IPP Non-CHP | MA | GSMA | 3.2 | 3.2 | Solar Photovoltaic | SUN | PV | 12 | 2012 |  |  | (OP) Operating | [6 empty] | Essex | 42.7511 | -71.0372
56769 | Consolidated Edison Development Inc. | 57990 | Shrewsbury Solar | IPP Non-CHP | MA | SSMA | 2.5 | 2.5 | Solar Photovoltaic | SUN | PV | 10 | 2012 |  |  | (OP) Operating | [6 empty] | Worcester | 42.2661 | -71.6958
58672 | Everpower Wind Holdings Inc | 57991 | Highland North Wind Farm | IPP Non-CHP | PA | 1 | 75 | 75 | Onshore Wind Turbine | WND | WT | 3 | 2012 |  |  | (OP) Operating | [6 empty] | Cambria | 40.3196 | -78.6806
57365 | Consolidated Edison Solutions Inc | 57992 | Boston Scientific Solar | IPP Non-CHP | MA | BSMA | 1.1 | 1.1 | Solar Photovoltaic | SUN | PV | 12 | 2012 |  |  | (OP) Operating | [6 empty] | Norfolk | 42.2933 | -71.0339
58289 | NextEra Energy Desert Sunlight 300, LLC | 57993 | Desert Sunlight 300, LLC | IPP Non-CHP | CA | DSL1 | 40.3 | 40.3 | Solar Photovoltaic | SUN | PV | 11 | 2013 |  |  | (OP) Operating | [6 empty] | Riverside | 33.8231 | -115.3939
58289 | NextEra Energy Desert Sunlight 300, LLC | 57993 | Desert Sunlight 300, LLC | IPP Non-CHP | CA | DSL10 | 30.2 | 30.2 | Solar Photovoltaic | SUN | PV | 11 | 2013 |  |  | (OP) Operating | [6 empty] | Riverside | 33.8231 | -115.3939
58289 | NextEra Energy Desert Sunlight 300, LLC | 57993 | Desert Sunlight 300, LLC | IPP Non-CHP | CA | DSL11 | 20.2 | 20.2 | Solar Photovoltaic | SUN | PV | 11 | 2013 |  |  | (OP) Operating | [6 empty] | Riverside | 33.8231 | -115.3939
58289 | NextEra Energy Desert Sunlight 300, LLC | 57993 | Desert Sunlight 300, LLC | IPP Non-CHP | CA | DSL2 | 40.3 | 40.3 | Solar Photovoltaic | SUN | PV | 11 | 2013 |  |  | (OP) Operating | [6 empty] | Riverside | 33.8231 | -115.3939
58289 | NextEra Energy Desert Sunlight 300, LLC | 57993 | Desert Sunlight 300, LLC | IPP Non-CHP | CA | DSL3 | 40.3 | 40.3 | Solar Photovoltaic | SUN | PV | 11 | 2013 |  |  | (OP) Operating | [6 empty] | Riverside | 33.8231 | -115.3939
58289 | NextEra Energy Desert Sunlight 300, LLC | 57993 | Desert Sunlight 300, LLC | IPP Non-CHP | CA | DSL4 | 30.2 | 30.2 | Solar Photovoltaic | SUN | PV | 11 | 2013 |  |  | (OP) Operating | [6 empty] | Riverside | 33.8231 | -115.3939
58289 | NextEra Energy Desert Sunlight 300, LLC | 57993 | Desert Sunlight 300, LLC | IPP Non-CHP | CA | DSL5 | 25.2 | 25.2 | Solar Photovoltaic | SUN | PV | 6 | 2014 |  |  | (OP) Operating | [6 empty] | Riverside | 33.8231 | -115.3939
58289 | NextEra Energy Desert Sunlight 300, LLC | 57993 | Desert Sunlight 300, LLC | IPP Non-CHP | CA | DSL6 | 25.2 | 25.2 | Solar Photovoltaic | SUN | PV | 8 | 2014 |  |  | (OP) Operating | [6 empty] | Riverside | 33.8231 | -115.3939
58289 | NextEra Energy Desert Sunlight 300, LLC | 57993 | Desert Sunlight 300, LLC | IPP Non-CHP | CA | DSL7 | 20.2 | 20.2 | Solar Photovoltaic | SUN | PV | 8 | 2014 |  |  | (OP) Operating | [6 empty] | Riverside | 33.8231 | -115.3939
58289 | NextEra Energy Desert Sunlight 300, LLC | 57993 | Desert Sunlight 300, LLC | IPP Non-CHP | CA | DSL8 | 18.9 | 18.9 | Solar Photovoltaic | SUN | PV | 10 | 2014 |  |  | (OP) Operating | [6 empty] | Riverside | 33.8231 | -115.3939
58289 | NextEra Energy Desert Sunlight 300, LLC | 57993 | Desert Sunlight 300, LLC | IPP Non-CHP | CA | DSL9 | 22.7 | 22.7 | Solar Photovoltaic | SUN | PV | 10 | 2014 |  |  | (OP) Operating | [6 empty] | Riverside | 33.8231 | -115.3939
57369 | Apple, Inc | 57994 | Apple Data Center PV | Commercial Non-CHP | NC | PV1 | 21 | 20 | Solar Photovoltaic | SUN | PV | 2 | 2013 |  |  | (OP) Operating | [6 empty] | Catawba | 35.5881 | -81.252
57370 | NaturEner Rim Rock Energy LLC | 57995 | NaturEner Rim Rock Energy | IPP Non-CHP | MT | RR | 189 | 184.6 | Onshore Wind Turbine | WND | WT | 12 | 2012 |  |  | (OP) Operating | [6 empty] | Toole | 48.8203 | -112.1033
57372 | Auwahi Wind Energy LLC | 57996 | Auwahi Wind Energy | IPP Non-CHP | HI | AWEB | 11 | 11 | Batteries | MWH | BA | 12 | 2012 |  |  | (OP) Operating | [6 empty] | Maui | 20.596 | -156.318
57372 | Auwahi Wind Energy LLC | 57996 | Auwahi Wind Energy | IPP Non-CHP | HI | AWET | 24 | 24 | Onshore Wind Turbine | WND | WT | 12 | 2012 |  |  | (OP) Operating | [6 empty] | Maui | 20.596 | -156.318
803 | Arizona Public Service Co | 57997 | Foothills Solar Plant | Electric Utility | AZ | PV1 | 17 | 17 | Solar Photovoltaic | SUN | PV | 3 | 2013 |  |  | (OP) Operating | [6 empty] | Yuma | 32.6486 | -114.4287
803 | Arizona Public Service Co | 57997 | Foothills Solar Plant | Electric Utility | AZ | PV2 | 18 | 18 | Solar Photovoltaic | SUN | PV | 12 | 2013 |  |  | (OP) Operating | [6 empty] | Yuma | 32.6486 | -114.4287
58672 | Everpower Wind Holdings Inc | 57998 | Twin Ridges Wind Farm | IPP Non-CHP | PA | 1 | 139.4 | 139.4 | Onshore Wind Turbine | WND | WT | 12 | 2012 |  |  | (OP) Operating | [6 empty] | Somerset | 39.7606 | -78.8747
58672 | Everpower Wind Holdings Inc | 57999 | Patton Wind Farm | IPP Non-CHP | PA | 1 | 30 | 30 | Onshore Wind Turbine | WND | WT | 12 | 2012 |  |  | (OP) Operating | [6 empty] | Cambria | 40.6307 | -78.6961
56215 | E ON Climate Renewables N America LLC | 58000 | Anacacho Wind Farm, LLC | IPP Non-CHP | TX | ANA | 99.8 | 99.8 | Onshore Wind Turbine | WND | WT | 12 | 2012 |  |  | (OP) Operating | [6 empty] | Kinney | 29.2347 | -100.2092
57377 | PPG - O&M Panda Temple Power LLC | 58001 | Panda Temple Power Station | IPP Non-CHP | TX | CTG-1 | 232 | 211 | Natural Gas Fired Combined Cycle | NG | CT | 7 | 2014 |  |  | (OP) Operating | [6 empty] | Bell | 31.0558 | -97.3172
57377 | PPG - O&M Panda Temple Power LLC | 58001 | Panda Temple Power Station | IPP Non-CHP | TX | CTG-2 | 232 | 211 | Natural Gas Fired Combined Cycle | NG | CT | 7 | 2014 |  |  | (OP) Operating | [6 empty] | Bell | 31.0558 | -97.3172
57377 | PPG - O&M Panda Temple Power LLC | 58001 | Panda Temple Power Station | IPP Non-CHP | TX | CTG-3 | 232 | 211 | Natural Gas Fired Combined Cycle | NG | CT | 5 | 2015 |  |  | (OP) Operating | [6 empty] | Bell | 31.0558 | -97.3172
57377 | PPG - O&M Panda Temple Power LLC | 58001 | Panda Temple Power Station | IPP Non-CHP | TX | CTG-4 | 232 | 211 | Natural Gas Fired Combined Cycle | NG | CT | 5 | 2015 |  |  | (OP) Operating | [6 empty] | Bell | 31.0558 | -97.3172
57377 | PPG - O&M Panda Temple Power LLC | 58001 | Panda Temple Power Station | IPP Non-CHP | TX | STG-1 | 339.2 | 312 | Natural Gas Fired Combined Cycle | NG | CA | 7 | 2014 |  |  | (OP) Operating | [6 empty] | Bell | 31.0558 | -97.3172
57377 | PPG - O&M Panda Temple Power LLC | 58001 | Panda Temple Power Station | IPP Non-CHP | TX | STG-2 | 339.2 | 312 | Natural Gas Fired Combined Cycle | NG | CA | 5 | 2015 |  |  | (OP) Operating | [6 empty] | Bell | 31.0558 | -97.3172
56769 | Consolidated Edison Development Inc. | 58002 | Alpaugh North | IPP Non-CHP | CA | SPS | 20 | 20 | Solar Photovoltaic | SUN | PV | 12 | 2012 |  |  | (OP) Operating | [6 empty] | Tulare | 35.9025 | -119.4428
56769 | Consolidated Edison Development Inc. | 58003 | Alpaugh 50 | IPP Non-CHP | CA | SPS50 | 50 | 50 | Solar Photovoltaic | SUN | PV | 12 | 2012 |  |  | (OP) Operating | [6 empty] | Tulare | 35.8983 | -119.4353
57378 | Granite Reliable Power | 58004 | Granite Reliable Power | IPP Non-CHP | NH | 1 | 99 | 99 | Onshore Wind Turbine | WND | WT | 2 | 2012 |  |  | (OP) Operating | [6 empty] | Coos | 44.7044 | -71.2925
57379 | PPG - O&M Panda Sherman Power LLC | 58005 | Panda Sherman Power Station | IPP Non-CHP | TX | CTG-1 | 232 | 204 | Natural Gas Fired Combined Cycle | NG | CT | 8 | 2014 |  |  | (OP) Operating | [6 empty] | Grayson | 33.5826 | -96.6179
57379 | PPG - O&M Panda Sherman Power LLC | 58005 | Panda Sherman Power Station | IPP Non-CHP | TX | CTG-2 | 232 | 204 | Natural Gas Fired Combined Cycle | NG | CT | 8 | 2014 |  |  | (OP) Operating | [6 empty] | Grayson | 33.5826 | -96.6179
57379 | PPG - O&M Panda Sherman Power LLC | 58005 | Panda Sherman Power Station | IPP Non-CHP | TX | STG-1 | 339.2 | 309 | Natural Gas Fired Combined Cycle | NG | CA | 8 | 2014 |  |  | (OP) Operating | [6 empty] | Grayson | 33.5826 | -96.6179
57383 | Wasatch View Solar LLC | 58006 | Salt Palace Solar Gen Plant | IPP Non-CHP | UT | 1 | 0.8 | 0.8 | Solar Photovoltaic | SUN | PV | 5 | 2012 |  |  | (OP) Operating | [6 empty] | Salt Lake | 40.7672 | -111.895
57383 | Wasatch View Solar LLC | 58006 | Salt Palace Solar Gen Plant | IPP Non-CHP | UT | 2 | 0.5 | 0.5 | Solar Photovoltaic | SUN | PV | 5 | 2012 |  |  | (OP) Operating | [6 empty] | Salt Lake | 40.7672 | -111.895
57384 | Brea Power II | 58007 | Brea Expansion Plant | IPP Non-CHP | CA | G1 | 6.8 | 6.8 | Landfill Gas | LFG | CT | 11 | 2012 |  |  | (OP) Operating | [6 empty] | Orange | 33.932 | -117.8402
57384 | Brea Power II | 58007 | Brea Expansion Plant | IPP Non-CHP | CA | G2 | 6.8 | 6.8 | Landfill Gas | LFG | CT | 11 | 2012 |  |  | (OP) Operating | [6 empty] | Orange | 33.932 | -117.8402
57384 | Brea Power II | 58007 | Brea Expansion Plant | IPP Non-CHP | CA | G3 | 6.8 | 6.8 | Landfill Gas | LFG | CT | 11 | 2012 |  |  | (OP) Operating | [6 empty] | Orange | 33.932 | -117.8402
57384 | Brea Power II | 58007 | Brea Expansion Plant | IPP Non-CHP | CA | G4 | 6.8 | 6.8 | Landfill Gas | LFG | CT | 11 | 2012 |  |  | (OP) Operating | [6 empty] | Orange | 33.932 | -117.8402
57384 | Brea Power II | 58007 | Brea Expansion Plant | IPP Non-CHP | CA | G5 | 10 | 10 | Landfill Gas | LFG | CA | 11 | 2012 |  |  | (OP) Operating | [6 empty] | Orange | 33.932 | -117.8402
49893 | Invenergy Services LLC | 58008 | California Ridge Wind Energy LLC | IPP Non-CHP | IL | CR | 217 | 200 | Onshore Wind Turbine | WND | WT | 12 | 2012 |  |  | (OP) Operating | [6 empty] | Vermilion | 40.2117 | -87.8783
57386 | SunE CPS3 LLC | 58009 | SunE CPS3 LLC | IPP Non-CHP | TX | 1 | 5.6 | 5.6 | Solar Photovoltaic | SUN | PV | 5 | 2012 |  |  | (OP) Operating | [6 empty] | Bexar | 29.2219 | -98.6692
57386 | SunE CPS3 LLC | 58009 | SunE CPS3 LLC | IPP Non-CHP | TX | 2 | 5 | 5 | Solar Photovoltaic | SUN | PV | 7 | 2012 |  |  | (OP) Operating | [6 empty] | Bexar | 29.2219 | -98.6692
57390 | Siemens Government Technologies Inc | 58010 | WSMR I | IPP Non-CHP | NM | WSMR1 | 4.2 | 4.2 | Solar Photovoltaic | SUN | PV | 12 | 2012 |  |  | (OP) Operating | [6 empty] | Dona Ana | 32.3958 | -106.4772
57390 | Siemens Government Technologies Inc | 58010 | WSMR I | IPP Non-CHP | NM | WSMR2 | 0.4 | 0.4 | Solar Photovoltaic | SUN | PV | 12 | 2012 |  |  | (OP) Operating | [6 empty] | Dona Ana | 32.3958 | -106.4772
57389 | IKEA Property Inc | 58011 | IKEA Savannah 490 | Commercial Non-CHP | GA | PV | 1.2 | 1.2 | Solar Photovoltaic | SUN | PV | 9 | 2012 |  |  | (OP) Operating | [6 empty] | Chatham | 32.1775 | -81.1738
57389 | IKEA Property Inc | 58012 | IKEA Tampa 042 | Commercial Non-CHP | FL | PV | 1 | 1 | Solar Photovoltaic | SUN | PV | 8 | 2012 |  |  | (OP) Operating | [6 empty] | Hillsborough | 27.9539 | -82.4325
57389 | IKEA Property Inc | 58013 | IKEA Round Rock 027 | Commercial Non-CHP | TX | PV | 1.4 | 1.3 | Solar Photovoltaic | SUN | PV | 9 | 2012 |  |  | (OP) Operating | [6 empty] | Williamson | 30.557 | -97.6903
57389 | IKEA Property Inc | 58014 | IKEA Perryville 460 | Commercial Non-CHP | MD | PV | 2.1 | 2 | Solar Photovoltaic | SUN | PV | 2 | 2013 |  |  | (OP) Operating | [6 empty] | Cecil | 39.5608 | -76.0553
57389 | IKEA Property Inc | 58015 | IKEA College Park 411 | Commercial Non-CHP | MD | PV | 1 | 1 | Solar Photovoltaic | SUN | PV | 2 | 2012 |  |  | (OP) Operating | [6 empty] | Prince Georges | 39.021 | -76.926
57389 | IKEA Property Inc | 58016 | IKEA Westhampton 061 | Commercial Non-CHP | NJ | PV | 1.8 | 1.8 | Solar Photovoltaic | SUN | PV | 2 | 2013 |  |  | (OP) Operating | [6 empty] | Burlington | 40.0139 | -74.8536
57391 | Copper Mountain Solar 2, LLC | 58017 | Copper Mountain Solar 2 | IPP Non-CHP | NV | PV01 | 30 | 30 | Solar Photovoltaic | SUN | PV | 10 | 2012 |  |  | (OP) Operating | [6 empty] | Clark | 35.7864 | -114.9628
57391 | Copper Mountain Solar 2, LLC | 58017 | Copper Mountain Solar 2 | IPP Non-CHP | NV | PV02 | 30 | 30 | Solar Photovoltaic | SUN | PV | 8 | 2012 |  |  | (OP) Operating | [6 empty] | Clark | 35.7864 | -114.9628
57391 | Copper Mountain Solar 2, LLC | 58017 | Copper Mountain Solar 2 | IPP Non-CHP | NV | PV03 | 34 | 34 | Solar Photovoltaic | SUN | PV | 7 | 2012 |  |  | (OP) Operating | [6 empty] | Clark | 35.7864 | -114.9628
57391 | Copper Mountain Solar 2, LLC | 58017 | Copper Mountain Solar 2 | IPP Non-CHP | NV | PV04 | 30 | 30 | Solar Photovoltaic | SUN | PV | 1 | 2015 |  |  | (OP) Operating | [6 empty] | Clark | 35.7864 | -114.9628
57391 | Copper Mountain Solar 2, LLC | 58017 | Copper Mountain Solar 2 | IPP Non-CHP | NV | PV05 | 30 | 30 | Solar Photovoltaic | SUN | PV | 2 | 2015 |  |  | (OP) Operating | [6 empty] | Clark | 35.7864 | -114.9628
57395 | Shooting Star Wind Project LLC | 58018 | Shooting Star Wind Project LLC | IPP Non-CHP | KS | 1 | 104 | 104 | Onshore Wind Turbine | WND | WT | 9 | 2012 |  |  | (OP) Operating | [6 empty] | Kiowa | 37.5189 | -99.4464
57396 | High Mesa Energy LLC | 58019 | High Mesa Energy LLC | IPP Non-CHP | ID | 1 | 40 | 40 | Onshore Wind Turbine | WND | WT | 12 | 2012 |  |  | (OP) Operating | [6 empty] | Twin Falls | 42.88 | -115.0367
57397 | Beebe Renewable Energy LLC | 58020 | Beebe Renewable Energy LLC | IPP Non-CHP | MI | 1 | 81.6 | 81.6 | Onshore Wind Turbine | WND | WT | 12 | 2012 |  |  | (OP) Operating | [6 empty] | Gratiot | 43.2569 | -84.4997
57398 | Whitetail Wind Energy LLC | 58021 | Whitetail Wind Energy LLC | IPP Non-CHP | TX | 1 | 92 | 92 | Onshore Wind Turbine | WND | WT | 12 | 2012 |  |  | (OP) Operating | [6 empty] | Webb | 27.4881 | -99.0053
50147 | US Geothermal Inc. | 58022 | Neal Hot Springs Geothermal Project | IPP Non-CHP | OR | NHS1 | 11 | 5.9 | Geothermal | GEO | BT | 11 | 2012 |  |  | (OP) Operating | [6 empty] | Malheur | 44.0231 | -117.4681
50147 | US Geothermal Inc. | 58022 | Neal Hot Springs Geothermal Project | IPP Non-CHP | OR | NHS2 | 11 | 5.9 | Geothermal | GEO | BT | 11 | 2012 |  |  | (OP) Operating | [6 empty] | Malheur | 44.0231 | -117.4681
50147 | US Geothermal Inc. | 58022 | Neal Hot Springs Geothermal Project | IPP Non-CHP | OR | NHS3 | 11 | 5.9 | Geothermal | GEO | BT | 12 | 2012 |  |  | (OP) Operating | [6 empty] | Malheur | 44.0231 | -117.4681
57400 | Evergreen Community Power, LLC | 58023 | Evergreen Community Power | Industrial CHP | PA | ECP | 33 | 25 | Wood/Wood Waste Biomass | WDS | ST | 8 | 2009 |  |  | (OP) Operating | [6 empty] | Berks | 40.3256 | -75.9228
56211 | KCP&L Greater Missouri Operations Co | 58024 | St Joseph Landfill Generating Station | Electric Utility | MO | UNIT1 | 1.6 | 1.6 | Landfill Gas | LFG | IC | 12 | 2011 |  |  | (OP) Operating | [6 empty] | Buchanan | 39.6744 | -94.7761
57401 | Mt Wachusett Community College | 58025 | Mt Wachusett Community College | Commercial Non-CHP | MA | WTG1 | 1.7 | 1.7 | Onshore Wind Turbine | WND | WT | 3 | 2011 |  |  | (OP) Operating | [6 empty] | Worcester | 42.5886 | -71.9842
57401 | Mt Wachusett Community College | 58025 | Mt Wachusett Community College | Commercial Non-CHP | MA | WTG2 | 1.7 | 1.7 | Onshore Wind Turbine | WND | WT | 3 | 2011 |  |  | (OP) Operating | [6 empty] | Worcester | 42.5886 | -71.9842
57402 | Spruce Mountain Wind LLC | 58026 | Spruce Mountain WInd | IPP Non-CHP | ME | 1 | 20 | 20 | Onshore Wind Turbine | WND | WT | 12 | 2011 |  |  | (OP) Operating | [6 empty] | Oxford | 44.4156 | -70.5598
57403 | SunE CPS2 LLC | 58027 | SunE CPS2 LLC | IPP Non-CHP | TX | 1 | 10 | 9.9 | Solar Photovoltaic | SUN | PV | 5 | 2012 |  |  | (OP) Operating | [6 empty] | Bexar | 29.245 | -98.4183
57389 | IKEA Property Inc | 58028 | IKEA Tejon 345 | Commercial Non-CHP | CA | PV | 1.5 | 1.5 | Solar Photovoltaic | SUN | PV | 4 | 2011 |  |  | (OP) Operating | [6 empty] | Kern | 34.9753 | -118.9469
57311 | Constellation Solar Federal LLC | 58029 | Constellation New Energy Inc | IPP Non-CHP | NJ | PV1 | 3.9 | 3.9 | Solar Photovoltaic | SUN | PV | 12 | 2011 |  |  | (OP) Operating | [6 empty] | Burlington | 39.9289 | -74.8181
56990 | NJR Clean Energy Ventures Corporation | 58030 | Reeves Station Rd East | IPP Non-CHP | NJ | REEVE | 5.5 | 5.5 | Solar Photovoltaic | SUN | PV | 10 | 2012 |  |  | (OP) Operating | [6 empty] | Burlington | 39.9283 | -74.8144
57365 | Consolidated Edison Solutions Inc | 58032 | Padelford Solar | IPP Non-CHP | MA | PSMA | 2.2 | 2.2 | Solar Photovoltaic | SUN | PV | 12 | 2012 |  |  | (OP) Operating | [6 empty] | Bristol | 41.8533 | -71.065
57405 | NLH1 Solar LLC | 58034 | Nickel 1 Solar Facility | IPP Non-CHP | CA | 1 | 1.5 | 1.5 | Solar Photovoltaic | SUN | PV | 11 | 2012 |  |  | (OP) Operating | [6 empty] | Kern | 35.6473 | -119.7165
57407 | Riverside Renewable Energy | 58036 | Riverside Renewable Energy LLC | IPP Non-CHP | NJ | 1 | 7.5 | 7.5 | Solar Photovoltaic | SUN | PV | 11 | 2011 |  |  | (OP) Operating | [6 empty] | Camden | 39.9031 | -75.1258
57408 | Constellation Solar Arizona LLC | 58037 | Buckeye Union HS District 201 | IPP Non-CHP | AZ | PV1 | 3.3 | 3.3 | Solar Photovoltaic | SUN | PV | 12 | 2011 |  |  | (OP) Operating | [6 empty] | Maricopa | 33.4192 | -112.5761
57409 | Buffalo Center Wind LLC | 58038 | Buffalo Center Wind LLC | IPP Non-CHP | IA | BCW | 1.5 | 1.5 | Onshore Wind Turbine | WND | WT | 11 | 2011 |  |  | (OP) Operating | [6 empty] | Mitchell | 43.3858 | -92.7594
57410 | RET Modesto Solar LLC | 58039 | RET Modesto Solar | IPP Non-CHP | CA | 1 | 25 | 25 | Solar Photovoltaic | SUN | PV | 12 | 2012 |  |  | (OP) Operating | [6 empty] | Stanislaus | 37.7342 | -120.9956
57411 | KDC Solar O&M LLC | 58040 | United Stationers Supply Solar Electric | Commercial Non-CHP | NJ | SEF-A | 2 | 2 | Solar Photovoltaic | SUN | PV | 12 | 2011 |  |  | (OP) Operating | [6 empty] | Middlesex | 40.3206 | -74.5017
57411 | KDC Solar O&M LLC | 58040 | United Stationers Supply Solar Electric | Commercial Non-CHP | NJ | SEF-B | 0.8 | 0.8 | Solar Photovoltaic | SUN | PV | 12 | 2011 |  |  | (OP) Operating | [6 empty] | Middlesex | 40.3206 | -74.5017
57412 | Chisholm View Wind Project | 58041 | Chisholm View Wind Project | IPP Non-CHP | OK | 1 | 235.2 | 235.2 | Onshore Wind Turbine | WND | WT | 12 | 2012 |  |  | (OP) Operating | [6 empty] | Garfield | 36.5747 | -97.6736
57413 | Black Mountain Solar LLC | 58042 | Black Mountain Solar LLC | IPP Non-CHP | AZ | 1 | 9 | 9 | Solar Photovoltaic | SUN | PV | 12 | 2012 |  |  | (OP) Operating | [6 empty] | Mohave | 35.0227 | -114.1627
57414 | Eli Lilly and Company | 58043 | Lilly Technical Center | Industrial Non-CHP | IN | 1 | 1 | 1 | Petroleum Liquids | DFO | IC | 3 | 1998 |  |  | (SB) Standby/Backup: available for service but not normally used | [6 empty] | Marion | 39.7475 | -86.1831
57414 | Eli Lilly and Company | 58043 | Lilly Technical Center | Industrial Non-CHP | IN | 2 | 1 | 1 | Petroleum Liquids | DFO | IC | 7 | 2001 |  |  | (SB) Standby/Backup: available for service but not normally used | [6 empty] | Marion | 39.7475 | -86.1831
57414 | Eli Lilly and Company | 58043 | Lilly Technical Center | Industrial Non-CHP | IN | 3 | 2 | 2 | Petroleum Liquids | DFO | IC | 4 | 2005 |  |  | (SB) Standby/Backup: available for service but not normally used | [6 empty] | Marion | 39.7475 | -86.1831
57414 | Eli Lilly and Company | 58043 | Lilly Technical Center | Industrial Non-CHP | IN | 4 | 2 | 2 | Petroleum Liquids | DFO | IC | 6 | 2010 |  |  | (SB) Standby/Backup: available for service but not normally used | [6 empty] | Marion | 39.7475 | -86.1831
57414 | Eli Lilly and Company | 58043 | Lilly Technical Center | Industrial Non-CHP | IN | 5 | 1 | 1 | All Other | PUR | ST | 6 | 1996 |  |  | (OP) Operating | [6 empty] | Marion | 39.7475 | -86.1831
57416 | Acciona Energy USA Global, LLC | 58044 | Anchor Wind, LLC | IPP Non-CHP | IA | GEN1 | 6 | 5.9 | Onshore Wind Turbine | WND | WT | 10 | 2012 |  |  | (OP) Operating | [6 empty] | Cedar | 41.8508 | -91.2342
57417 | Zephyr Wind LLC | 58045 | Community Wind South | IPP Non-CHP | MN | GEN1 | 30 | 30 | Onshore Wind Turbine | WND | WT | 12 | 2012 |  |  | (OP) Operating | [6 empty] | Nobles | 43.7136 | -95.8028
57422 | PPG Ind Fiber Glass Prdcts Inc | 58046 | Works 53 | Industrial Non-CHP | NC | 1 | 1 | 1 | Petroleum Liquids | DFO | IC | 1 | 1967 |  |  | (SB) Standby/Backup: available for service but not normally used | [6 empty] | Davidson | 35.755 | -80.2778
57422 | PPG Ind Fiber Glass Prdcts Inc | 58046 | Works 53 | Industrial Non-CHP | NC | 2 | 1.2 | 1.2 | Petroleum Liquids | DFO | IC | 1 | 1975 |  |  | (SB) Standby/Backup: available for service but not normally used | [6 empty] | Davidson | 35.755 | -80.2778
57422 | PPG Ind Fiber Glass Prdcts Inc | 58046 | Works 53 | Industrial Non-CHP | NC | 3 | 0.8 | 0.8 | Petroleum Liquids | DFO | IC | 1 | 1988 |  |  | (SB) Standby/Backup: available for service but not normally used | [6 empty] | Davidson | 35.755 | -80.2778
57423 | PPG Monroeville Chemicals Center | 58047 | PPG Monroeville Chemicals Center | Commercial Non-CHP | PA | 2 | 0.3 | 0.3 | Petroleum Liquids | DFO | IC | 9 | 2000 |  |  | (SB) Standby/Backup: available for service but not normally used | [6 empty] | Allegheny | 40.4422 | -79.7311
57423 | PPG Monroeville Chemicals Center | 58047 | PPG Monroeville Chemicals Center | Commercial Non-CHP | PA | 3 | 0.8 | 0.8 | Petroleum Liquids | DFO | IC | 10 | 1998 |  |  | (SB) Standby/Backup: available for service but not normally used | [6 empty] | Allegheny | 40.4422 | -79.7311
57421 | BayWa r.e Wind LLC | 58048 | BayWa r.e Mozart LLC | IPP Non-CHP | TX | 1 | 30 | 30 | Onshore Wind Turbine | WND | WT | 12 | 2012 |  |  | (OP) Operating | [6 empty] | Kent | 32.9697 | -100.5242
57420 | Jordache Enterprises | 58049 | Jordache Enterprises Solar | Commercial Non-CHP | NJ | PV | 1.3 | 1.3 | Solar Photovoltaic | SUN | PV | 11 | 2011 |  |  | (OP) Operating | [6 empty] | Middlesex | 40.5557 | -74.4084
57425 | PPG Industries, Inc. Works 6 | 58051 | PPG Industries, Inc. Works 6 | Industrial Non-CHP | PA | L1 | 2 | 2 | Petroleum Liquids | DFO | IC | 7 | 1972 |  |  | (SB) Standby/Backup: available for service but not normally used | [6 empty] | Cumberland | 40.1264 | -77.1644
57425 | PPG Industries, Inc. Works 6 | 58051 | PPG Industries, Inc. Works 6 | Industrial Non-CHP | PA | L2AE | 1.5 | 1.5 | Petroleum Liquids | DFO | IC | 5 | 1996 |  |  | (SB) Standby/Backup: available for service but not normally used | [6 empty] | Cumberland | 40.1264 | -77.1644
57425 | PPG Industries, Inc. Works 6 | 58051 | PPG Industries, Inc. Works 6 | Industrial Non-CHP | PA | L2BW | 1.5 | 1.5 | Petroleum Liquids | DFO | IC | 5 | 1996 |  |  | (SB) Standby/Backup: available for service but not normally used | [6 empty] | Cumberland | 40.1264 | -77.1644
57427 | RockTenn-Battle Creek Mill | 58052 | Battle Creek Mill | Industrial CHP | MI | 1TG | 2 | 0.8 | Natural Gas Steam Turbine | NG | ST | 12 | 2000 |  |  | (OP) Operating | [6 empty] | Calhoun | 42.3221 | -85.2043
57427 | RockTenn-Battle Creek Mill | 58052 | Battle Creek Mill | Industrial CHP | MI | 2TG | 2 | 0.8 | Natural Gas Steam Turbine | NG | ST | 1 | 1951 |  |  | (OP) Operating | [6 empty] | Calhoun | 42.3221 | -85.2043
57429 | PPG Industries, Inc. Works 15 | 58053 | PPG Industries, Inc. Works 15 | Industrial Non-CHP | CA | IG#2 | 0.9 | 0.7 | Petroleum Liquids | DFO | IC | 2 | 1992 |  |  | (SB) Standby/Backup: available for service but not normally used | [6 empty] | Fresno | 36.69 | -119.72
57429 | PPG Industries, Inc. Works 15 | 58053 | PPG Industries, Inc. Works 15 | Industrial Non-CHP | CA | OG#1 | 1.3 | 1 | Petroleum Liquids | DFO | IC | 4 | 2000 |  |  | (SB) Standby/Backup: available for service but not normally used | [6 empty] | Fresno | 36.69 | -119.72
57429 | PPG Industries, Inc. Works 15 | 58053 | PPG Industries, Inc. Works 15 | Industrial Non-CHP | CA | OG#3 | 1.1 | 0.9 | Petroleum Liquids | DFO | IC | 4 | 1983 |  |  | (SB) Standby/Backup: available for service but not normally used | [6 empty] | Fresno | 36.69 | -119.72
57430 | Berlin Station, LLC | 58054 | Burgess BioPower | IPP Non-CHP | NH | ST01 | 75 | 67.5 | Wood/Wood Waste Biomass | WDS | ST | 11 | 2013 |  |  | (OP) Operating | [6 empty] | Coos | 44.4719 | -71.1753
57434 | T&M Limited Partnership | 58055 | Windy Ridge Generating Facility | Industrial Non-CHP | IN | 1 | 0.7 | 0.6 | Other Waste Biomass | OBG | IC | 3 | 2012 |  |  | (OP) Operating | [6 empty] | Jasper | 41.0347 | -87.2603
57434 | T&M Limited Partnership | 58055 | Windy Ridge Generating Facility | Industrial Non-CHP | IN | 2 | 0.7 | 0.6 | Other Waste Biomass | OBG | IC | 3 | 2012 |  |  | (OP) Operating | [6 empty] | Jasper | 41.0347 | -87.2603
57435 | MillerCoors Irwindale Brewery | 58056 | MillerCoors Irwindale Brewery | Industrial Non-CHP | CA | JEN1 | 0.5 | 0.6 | Other Waste Biomass | OBG | IC | 7 | 2007 |  |  | (OP) Operating | [6 empty] | Los Angeles | 34.1217 | -117.9383
57435 | MillerCoors Irwindale Brewery | 58056 | MillerCoors Irwindale Brewery | Industrial Non-CHP | CA | JEN2 | 0.5 | 0.6 | Other Waste Biomass | OBG | IC | 7 | 2007 |  |  | (OP) Operating | [6 empty] | Los Angeles | 34.1217 | -117.9383
57435 | MillerCoors Irwindale Brewery | 58056 | MillerCoors Irwindale Brewery | Industrial Non-CHP | CA | PV | 2.5 | 2.5 | Solar Photovoltaic | SUN | PV | 3 | 2015 |  |  | (OP) Operating | [6 empty] | Los Angeles | 34.1217 | -117.9383
57435 | MillerCoors Irwindale Brewery | 58056 | MillerCoors Irwindale Brewery | Industrial Non-CHP | CA | T100 | 5.2 | 4.1 | Natural Gas Fired Combustion Turbine | NG | GT | 2 | 2002 |  |  | (OP) Operating | [6 empty] | Los Angeles | 34.1217 | -117.9383
57435 | MillerCoors Irwindale Brewery | 58056 | MillerCoors Irwindale Brewery | Industrial Non-CHP | CA | T200 | 5.2 | 4.1 | Natural Gas Fired Combustion Turbine | NG | GT | 2 | 2002 |  |  | (OP) Operating | [6 empty] | Los Angeles | 34.1217 | -117.9383
57436 | MillerCoors Shenandoah Brewery | 58057 | MillerCoors Shenandoah Brewery | Industrial Non-CHP | VA | WWTP | 1.4 | 1.4 | Other Waste Biomass | OBG | GT | 6 | 2012 |  |  | (OP) Operating | [6 empty] | Rockingham | 38.3569 | -78.6767
57438 | Paramount Petroleum Corporation | 58058 | Paramount Refinery | Industrial CHP | CA | 1 | 6.7 | 6.5 | Natural Gas Fired Combustion Turbine | NG | GT | 12 | 2002 |  |  | (OS) Out of service and NOT expected to return to service in next calendar year | [6 empty] | Los Angeles | 33.9 | -118.1514
7477 | Granger Electric Co | 58061 | Decatur-Morgan Co LFG Recovery Project | IPP Non-CHP | AL | 0290 | 0.8 | 0.8 | Landfill Gas | LFG | IC | 7 | 2011 |  |  | (OP) Operating | [6 empty] | Morgan | 34.6236 | -87.1011
7477 | Granger Electric Co | 58061 | Decatur-Morgan Co LFG Recovery Project | IPP Non-CHP | AL | 1496 | 0.8 | 0.8 | Landfill Gas | LFG | IC | 8 | 2010 |  |  | (OP) Operating | [6 empty] | Morgan | 34.6236 | -87.1011
57439 | Imperial Valley Solar Company 1 LLC | 58062 | Imperial Valley Solar Company 1 LLC | IPP Non-CHP | CA | 0001 | 23 | 23 | Solar Photovoltaic | SUN | PV | 6 | 2012 |  |  | (OP) Operating | [6 empty] | Imperial | 33.2458 | -115.4967
57440 | SABIC IP Mt. Vernon, LLC | 58063 | SABIC Innovative Plastics Mt. Vernon | Industrial Non-CHP | IN | 1 | 5.5 | 3 | Conventional Steam Coal | BIT | ST | 6 | 1996 | 2 | 2017 | (OP) Operating | [6 empty] | Posey | 37.9103 | -87.9261
57441 | MARTA | 58064 | Laredo Bus Facility Solar Canopies | Commercial Non-CHP | GA | LBFS | 1 | 1 | Solar Photovoltaic | SUN | PV | 1 | 2012 |  |  | (OP) Operating | [6 empty] | DeKalb | 33.7833 | -84.2678
57443 | MWRA Charlestown | 58065 | Charlestown Wind Turbine | IPP Non-CHP | MA | CWT1 | 1.5 | 1.5 | Onshore Wind Turbine | WND | WT | 10 | 2011 |  |  | (OP) Operating | [6 empty] | Suffolk | 42.3914 | -71.0708
57442 | PCA, Filer City Mill | 58066 | PCA, Filer City Mill | Industrial Non-CHP | MI | TG2 | 8 | 2 | Natural Gas Steam Turbine | NG | ST | 1 | 1950 |  |  | (OP) Operating | [6 empty] | Manistee | 44.2133 | -86.2867
57442 | PCA, Filer City Mill | 58066 | PCA, Filer City Mill | Industrial Non-CHP | MI | TG3 | 11.5 | 4 | Natural Gas Steam Turbine | NG | ST | 1 | 1950 |  |  | (OP) Operating | [6 empty] | Manistee | 44.2133 | -86.2867
57419 | SunE CPS1 LLC | 58068 | SunE CPS1 LLC | IPP Non-CHP | TX | 1 | 10 | 9.9 | Solar Photovoltaic | SUN | PV | 5 | 2012 |  |  | (OP) Operating | [6 empty] | Bexar | 29.245 | -98.4183
57445 | Pasadena Refining System Inc | 58069 | PRSI FCC Generator | Industrial CHP | TX | 55M1 | 4.7 | 3 | Petroleum Coke | PC | ST | 4 | 1979 |  |  | (OP) Operating | [6 empty] | Harris | 29.7233 | -95.2103
57446 | FRIT Solar Inc | 58070 | Mercer Mall | IPP Non-CHP | NJ | 1 | 1.1 | 1.1 | Solar Photovoltaic | SUN | PV | 3 | 2012 |  |  | (OP) Operating | [6 empty] | Mercer | 40.2906 | -74.6819
57444 | 5045 Wind Partners LLC | 58071 | Windwalkers LLC | IPP Non-CHP | IA | 1 | 1.6 | 1.6 | Onshore Wind Turbine | WND | WT | 9 | 2011 |  |  | (OP) Operating | [6 empty] | Worth | 43.3847 | -93.2214
57354 | X-Elio North America Inc | 58073 | SEPV 1 | IPP Non-CHP | CA | SEPV | 2 | 2 | Solar Photovoltaic | SUN | PV | 5 | 2012 |  |  | (OP) Operating | [6 empty] | Los Angeles | 34.6189 | -117.9394
57354 | X-Elio North America Inc | 58074 | SEPV 2 | IPP Non-CHP | CA | SEPV | 2 | 2 | Solar Photovoltaic | SUN | PV | 6 | 2012 |  |  | (OP) Operating | [6 empty] | San Bernardino | 34.1742 | -116.1528
57448 | Frontier El Dorado Refinery LLC | 58075 | El Dorado Refinery | Industrial CHP | KS | L3804 | 38.9 | 32 | Natural Gas Fired Combustion Turbine | NG | GT | 1 | 1996 |  |  | (SB) Standby/Backup: available for service but not normally used | [6 empty] | Butler | 37.7928 | -96.8772
57449 | Borrego Solar Systems Inc | 58076 | Edwards Air Force Base | IPP Non-CHP | CA | 1 | 1 | 1 | Solar Photovoltaic | SUN | PV | 12 | 2011 |  |  | (OP) Operating | [6 empty] | Kern | 34.9077 | -117.9206
57449 | Borrego Solar Systems Inc | 58076 | Edwards Air Force Base | IPP Non-CHP | CA | 2 | 1 | 1 | Solar Photovoltaic | SUN | PV | 12 | 2011 |  |  | (OP) Operating | [6 empty] | Kern | 34.9077 | -117.9206
57449 | Borrego Solar Systems Inc | 58076 | Edwards Air Force Base | IPP Non-CHP | CA | 3 | 1 | 1 | Solar Photovoltaic | SUN | PV | 12 | 2011 |  |  | (OP) Operating | [6 empty] | Kern | 34.9077 | -117.9206
57451 | Rocky Ridge Wind Project LLC | 58078 | Rocky Ridge Wind Project | IPP Non-CHP | OK | GE 1. | 148.8 | 148.8 | Onshore Wind Turbine | WND | WT | 6 | 2012 |  |  | (OP) Operating | [6 empty] | Kiowa | 35.1356 | -99.0031
57457 | Newark Energy Center, LLC | 58079 | Newark Energy Center | IPP Non-CHP | NJ | GT-1 | 225 | 200 | Natural Gas Fired Combined Cycle | NG | CT | 9 | 2015 |  |  | (OP) Operating | [6 empty] | Essex | 40.7072 | -74.1258
57457 | Newark Energy Center, LLC | 58079 | Newark Energy Center | IPP Non-CHP | NJ | GT-2 | 225 | 200 | Natural Gas Fired Combined Cycle | NG | CT | 9 | 2015 |  |  | (OP) Operating | [6 empty] | Essex | 40.7072 | -74.1258
57457 | Newark Energy Center, LLC | 58079 | Newark Energy Center | IPP Non-CHP | NJ | STG-1 | 285 | 285 | Natural Gas Fired Combined Cycle | NG | CA | 9 | 2015 |  |  | (OP) Operating | [6 empty] | Essex | 40.7072 | -74.1258
57460 | NextEra Wolf Ridge LLC | 58080 | Wolf Ridge Wind | IPP Non-CHP | TX | 1 | 112.5 | 112.5 | Onshore Wind Turbine | WND | WT | 8 | 2008 |  |  | (OP) Operating | [6 empty] | Cooke | 33.733 | -97.4284
57315 | Western Sugar Cooperative | 58081 | Western Sugar Coop- Ft Morgan | Industrial CHP | CO | ATB-2 | 3 | 3 | Conventional Steam Coal | SUB | ST | 9 | 1947 |  |  | (OP) Operating | [6 empty] | Morgan | 40.263 | -103.8069
40577 | American Mun Power-Ohio, Inc | 58082 | AMP Napoleon Solar Facility | Electric Utility | OH | NSF1 | 3.5 | 3.5 | Solar Photovoltaic | SUN | PV | 9 | 2012 |  |  | (OP) Operating | [6 empty] | Henry | 41.4067 | -84.1108
57463 | Kimberly-Clark Worldwide Inc | 58083 | Fullerton Mill CHP | Industrial CHP | CA | GTG1 | 19 | 12 | Natural Gas Fired Combined Cycle | NG | CT | 7 | 2002 |  |  | (OP) Operating | [6 empty] | Orange | 33.8617 | -117.8931
57463 | Kimberly-Clark Worldwide Inc | 58083 | Fullerton Mill CHP | Industrial CHP | CA | STG1 | 2 | 1 | Natural Gas Fired Combined Cycle | NG | CA | 7 | 2002 |  |  | (OP) Operating | [6 empty] | Orange | 33.8617 | -117.8931
57464 | Kimberly-Clark Corporation | 58084 | Kimberly Clark-Unit 1,2,3 | Industrial CHP | CT | GT100 | 16.1 | 14.5 | Natural Gas Fired Combined Cycle | NG | CT | 4 | 2008 |  |  | (OP) Operating | [6 empty] | Litchfield | 41.5583 | -73.4136
57464 | Kimberly-Clark Corporation | 58084 | Kimberly Clark-Unit 1,2,3 | Industrial CHP | CT | GT200 | 16.1 | 14.5 | Natural Gas Fired Combustion Turbine | NG | GT | 6 | 2008 |  |  | (OP) Operating | [6 empty] | Litchfield | 41.5583 | -73.4136
57464 | Kimberly-Clark Corporation | 58084 | Kimberly Clark-Unit 1,2,3 | Industrial CHP | CT | GT300 | 4.1 | 4.1 | Natural Gas Fired Combined Cycle | NG | CA | 12 | 2008 |  |  | (OP) Operating | [6 empty] | Litchfield | 41.5583 | -73.4136
57468 | PRC-Desoto Intl Corp./PPG | 58085 | PRC-Desoto Intl/PPG Aerospace | Industrial Non-CHP | CA | CATR1 | 0.5 | 0.5 | Petroleum Liquids | DFO | IC | 9 | 1999 |  |  | (SB) Standby/Backup: available for service but not normally used | [6 empty] | Kern | 34.9897 | -118.1506
57468 | PRC-Desoto Intl Corp./PPG | 58085 | PRC-Desoto Intl/PPG Aerospace | Industrial Non-CHP | CA | CATR2 | 1 | 1 | Petroleum Liquids | DFO | IC | 6 | 2000 |  |  | (SB) Standby/Backup: available for service but not normally used | [6 empty] | Kern | 34.9897 | -118.1506
57313 | SolarCity Corporation | 58086 | Intel Folsom | IPP Non-CHP | CA | 1 | 0.5 | 0.5 | Solar Photovoltaic | SUN | PV | 7 | 2010 |  |  | (OP) Operating | [6 empty] | Sacramento | 38.6451 | -121.173
57313 | SolarCity Corporation | 58086 | Intel Folsom | IPP Non-CHP | CA | 2 | 0.5 | 0.5 | Solar Photovoltaic | SUN | PV | 7 | 2010 |  |  | (OP) Operating | [6 empty] | Sacramento | 38.6451 | -121.173
57469 | Stony Creek Wind Farm NY | 58088 | Stony Creek Wind Farm NY | IPP Non-CHP | NY | 1 | 94.4 | 94.4 | Onshore Wind Turbine | WND | WT | 11 | 2013 |  |  | (OP) Operating | [6 empty] | Wyoming | 42.7503 | -78.2489
57444 | 5045 Wind Partners LLC | 58089 | Roeder Family Wind Farm LLC | IPP Non-CHP | IA | 1 | 1.6 | 1.6 | Onshore Wind Turbine | WND | WT | 9 | 2011 |  |  | (OP) Operating | [6 empty] | Worth | 43.2972 | -93.2833
57411 | KDC Solar O&M LLC | 58090 | Middlesex Apple Orchard Solar | Commercial Non-CHP | NJ | SEF-1 | 1.3 | 1.3 | Solar Photovoltaic | SUN | PV | 4 | 2013 |  |  | (OP) Operating | [6 empty] | Middlesex | 40.4264 | -74.4922
57411 | KDC Solar O&M LLC | 58090 | Middlesex Apple Orchard Solar | Commercial Non-CHP | NJ | SEF-2 | 3.4 | 3.4 | Solar Photovoltaic | SUN | PV | 4 | 2013 |  |  | (OP) Operating | [6 empty] | Middlesex | 40.4264 | -74.4922
57465 | Keystone Solar, LLC | 58091 | Keystone Solar | IPP Non-CHP | PA | KSTN | 5 | 5 | Solar Photovoltaic | SUN | PV | 9 | 2012 |  |  | (OP) Operating | [6 empty] | Lancaster | 39.8611 | -76.2211
57474 | Bed Bath & Beyond | 58093 | BBB Corporate Headquarters | IPP Non-CHP | NJ | HQNJ | 1 | 1 | Solar Photovoltaic | SUN | PV | 6 | 2010 |  |  | (OP) Operating | [6 empty] | Union | 40.6972 | -74.305
57474 | Bed Bath & Beyond | 58094 | Christmas Tree Shops DC Burlington NJ | IPP Non-CHP | NJ | FINJ | 2.1 | 2.1 | Solar Photovoltaic | SUN | PV | 1 | 2011 |  |  | (OP) Operating | [6 empty] | Burlington | 40.1042 | -74.8128
57474 | Bed Bath & Beyond | 58095 | Harmon DC Totowa NJ | IPP Non-CHP | NJ | TONJ | 1.5 | 1.5 | Solar Photovoltaic | SUN | PV | 1 | 2012 |  |  | (OP) Operating | [6 empty] | Passaic | 40.9039 | -74.2478
57474 | Bed Bath & Beyond | 58096 | Bed Bath & Beyond DC Port Reading NJ | Commercial Non-CHP | NJ | PTNJ | 1.8 | 1.8 | Solar Photovoltaic | SUN | PV | 12 | 2011 |  |  | (OP) Operating | [6 empty] | Middlesex | 40.5683 | -74.2425
58465 | Green States Energy, Inc. | 58097 | Green Meadows | IPP Non-CHP | MA | 1 | 3.5 | 3.5 | Solar Photovoltaic | SUN | PV | 5 | 2014 |  |  | (OP) Operating | [6 empty] | Barnstable | 41.6694 | -70.5319
57477 | Kern Oil & Refining Co | 58100 | Kern Oil & Refining Co | Industrial Non-CHP | CA | 5900 | 4.5 | 3.8 | Natural Gas Fired Combustion Turbine | NG | GT | 10 | 2002 |  |  | (OP) Operating | [6 empty] | Kern | 35.2956 | -118.9183
57476 | Foundation CA Fund VI Manager LLC | 58101 | Foundation Cemex River Plant | IPP Non-CHP | CA | WTG1 | 1.6 | 1.6 | Onshore Wind Turbine | WND | WT | 12 | 2012 |  |  | (OP) Operating | [6 empty] | San Bernardino | 34.5619 | -117.3072
57476 | Foundation CA Fund VI Manager LLC | 58101 | Foundation Cemex River Plant | IPP Non-CHP | CA | WTG2 | 1.6 | 1.6 | Onshore Wind Turbine | WND | WT | 12 | 2012 |  |  | (OP) Operating | [6 empty] | San Bernardino | 34.5619 | -117.3072
57476 | Foundation CA Fund VI Manager LLC | 58102 | Foundation Cemex BMQ | IPP Non-CHP | CA | WTG1 | 1.5 | 1.5 | Onshore Wind Turbine | WND | WT | 12 | 2012 |  |  | (OP) Operating | [6 empty] | San Bernardino | 34.6231 | -117.1125
57476 | Foundation CA Fund VI Manager LLC | 58102 | Foundation Cemex BMQ | IPP Non-CHP | CA | WTG2 | 1.5 | 1.5 | Onshore Wind Turbine | WND | WT | 12 | 2012 |  |  | (OP) Operating | [6 empty] | San Bernardino | 34.6231 | -117.1125
57480 | Heritage Garden Wind Farm I LLC | 58103 | Heritage Garden Wind Farm I LLC | IPP Non-CHP | MI | 1 | 28 | 28 | Onshore Wind Turbine | WND | WT | 9 | 2012 |  |  | (OP) Operating | [6 empty] | Delta | 45.7956 | -86.5339
57476 | Foundation CA Fund VI Manager LLC | 58104 | Foundation Superior Farms | Industrial Non-CHP | CA | WTG1 | 1 | 1 | Onshore Wind Turbine | WND | WT | 12 | 2012 |  |  | (OP) Operating | [6 empty] | Solano | 38.42 | -121.8181
57476 | Foundation CA Fund VI Manager LLC | 58105 | Foundation Wal-Mart Red Bluff | Commercial Non-CHP | CA | WTG1 | 1 | 1 | Onshore Wind Turbine | WND | WT | 9 | 2012 |  |  | (OP) Operating | [6 empty] | Tehama | 40.1111 | -122.1939
57075 | Ridgeline Energy LLC | 58106 | Meadow Creek Project Company | IPP Non-CHP | ID | MCPC | 119.7 | 115.8 | Onshore Wind Turbine | WND | WT | 12 | 2012 |  |  | (OP) Operating | [6 empty] | Bonneville | 43.5244 | -111.8039
57481 | Red River Mill Intl Paper Company | 58108 | International Paper Red River Mill | Industrial CHP | LA | 3 T-G | 78.8 | 55 | Wood/Wood Waste Biomass | BLQ | ST | 12 | 2008 |  |  | (OP) Operating | [6 empty] | Natchitoches | 31.9033 | -93.1739
57492 | Georgia-Pacific Toledo LLC | 58109 | Georgia-Pacific Toledo Mill | Industrial CHP | OR | TG1 | 18.5 | 18.4 | Wood/Wood Waste Biomass | BLQ | ST | 2 | 2007 |  |  | (OS) Out of service and NOT expected to return to service in next calendar year | [6 empty] | Lincoln | 44.6119 | -123.9319
57492 | Georgia-Pacific Toledo LLC | 58109 | Georgia-Pacific Toledo Mill | Industrial CHP | OR | TG2 | 18.8 | 13.4 | Wood/Wood Waste Biomass | BLQ | ST | 2 | 2007 |  |  | (OP) Operating | [6 empty] | Lincoln | 44.6119 | -123.9319
57485 | Diamond State Generation Partners, LLC | 58110 | Brookside Newark | IPP Non-CHP | DE | BRK | 3.1 | 3 | Other Natural Gas | NG | FC | 6 | 2012 |  |  | (OP) Operating | [6 empty] | New Castle | 39.6689 | -75.7161
59870 | Bishop Hill Energy II, LLC | 58111 | Bishop Hill II Wind Farm | IPP Non-CHP | IL | 1 | 81 | 81 | Onshore Wind Turbine | WND | WT | 10 | 2012 |  |  | (OP) Operating | [6 empty] | Henry | 41.2325 | -90.1742
57484 | Foundation CA Fund V Manager, LLC | 58112 | Foundation Cemex Madison | IPP Non-CHP | CA | WTG1 | 1 | 1 | Onshore Wind Turbine | WND | WT | 8 | 2012 |  |  | (OP) Operating | [6 empty] | Yolo | 38.6928 | -121.9325
57484 | Foundation CA Fund V Manager, LLC | 58113 | Foundation RRM | IPP Non-CHP | CA | WTG1 | 1 | 1 | Onshore Wind Turbine | WND | WT | 12 | 2012 |  |  | (OP) Operating | [6 empty] | Riverside | 33.9172 | -116.815
57484 | Foundation CA Fund V Manager, LLC | 58113 | Foundation RRM | IPP Non-CHP | CA | WTG2 | 1 | 1 | Onshore Wind Turbine | WND | WT | 12 | 2012 |  |  | (OP) Operating | [6 empty] | Riverside | 33.9172 | -116.815
57484 | Foundation CA Fund V Manager, LLC | 58114 | Foundation NWNA | IPP Non-CHP | CA | WTG1 | 1.6 | 1.6 | Onshore Wind Turbine | WND | WT | 12 | 2012 |  |  | (OP) Operating | [6 empty] | Riverside | 33.9142 | -116.7492
57484 | Foundation CA Fund V Manager, LLC | 58114 | Foundation NWNA | IPP Non-CHP | CA | WTG2 | 1.6 | 1.6 | Onshore Wind Turbine | WND | WT | 12 | 2012 |  |  | (OP) Operating | [6 empty] | Riverside | 33.9142 | -116.7492
57495 | Cellu Tissue LLC | 58116 | Cellu Tissue | Industrial Non-CHP | CT | GEN1 | 3 | 3 | Natural Gas Internal Combustion Engine | NG | IC | 5 | 2009 |  |  | (OP) Operating | [6 empty] | Hartford | 41.7761 | -72.6067
57494 | TDX North Slope Generating Inc. | 58117 | TNSG South Plant | Electric Utility | AK | 1A | 1.4 | 0.8 | Natural Gas Internal Combustion Engine | NG | IC | 9 | 2006 |  |  | (OP) Operating | [6 empty] | North Slope | 70.2 | -148.4667
57494 | TDX North Slope Generating Inc. | 58117 | TNSG South Plant | Electric Utility | AK | 2 | 0.8 | 0.6 | Natural Gas Internal Combustion Engine | NG | IC | 1 | 1992 |  |  | (OP) Operating | [6 empty] | North Slope | 70.2 | -148.4667
57494 | TDX North Slope Generating Inc. | 58117 | TNSG South Plant | Electric Utility | AK | 3 | 0.8 | 0.6 | Natural Gas Internal Combustion Engine | NG | IC | 1 | 1992 |  |  | (OP) Operating | [5 empty] | 0 | North Slope | 70.2 | -148.4667
57494 | TDX North Slope Generating Inc. | 58117 | TNSG South Plant | Electric Utility | AK | 4A | 1.4 | 0.8 | Natural Gas Internal Combustion Engine | NG | IC | 9 | 2006 |  |  | (OP) Operating | [5 empty] | 0 | North Slope | 70.2 | -148.4667
57494 | TDX North Slope Generating Inc. | 58117 | TNSG South Plant | Electric Utility | AK | 6 | 3.4 | 2 | Natural Gas Internal Combustion Engine | NG | IC | 10 | 2003 |  |  | (OP) Operating | [5 empty] | 0 | North Slope | 70.2 | -148.4667
57354 | X-Elio North America Inc | 58118 | La Joya Del Sol | IPP Non-CHP | CA | JDS1 | 1.5 | 1.5 | Solar Photovoltaic | SUN | PV | 12 | 2012 |  |  | (OP) Operating | [6 empty] | Fresno | 36.6786 | -119.7975
57497 | Golden State Energy LLC | 58119 | Depot Park Solar System | IPP Non-CHP | CA | DPSS | 3 | 3 | Solar Photovoltaic | SUN | PV | 12 | 2010 |  |  | (OP) Operating | [6 empty] | Sacramento | 38.515 | -121.3983
5109 | DTE Electric Company | 58121 | Echo Wind Park | Electric Utility | MI | GEN1 | 49.6 | 49.6 | Onshore Wind Turbine | WND | WT | 1 | 2014 |  |  | (OP) Operating | [6 empty] | Huron | 43.8825 | -83.1614
5109 | DTE Electric Company | 58121 | Echo Wind Park | Electric Utility | MI | GEN2 | 62.4 | 62.4 | Onshore Wind Turbine | WND | WT | 12 | 2014 |  |  | (OP) Operating | [6 empty] | Huron | 43.8825 | -83.1614
20323 | Wellhead Services Inc | 58122 | Delano Energy Center | IPP Non-CHP | CA | GEN1 | 48.5 | 35 | Natural Gas Fired Combustion Turbine | NG | GT | 1 | 2013 |  |  | (OP) Operating | [6 empty] | Tulare | 35.7909 | -119.2945
56990 | NJR Clean Energy Ventures Corporation | 58123 | Wakefern Food Corp | IPP Non-CHP | NJ | 1 | 2 | 2 | Solar Photovoltaic | SUN | PV | 12 | 2012 |  |  | (OP) Operating | [6 empty] | Middlesex | 40.51 | -74.3283
20847 | Wisconsin Electric Power Co | 58124 | Rothschild Biomass Cogen Facility | Electric Utility | WI | 1 | 57.5 | 50 | Wood/Wood Waste Biomass | WDS | ST | 11 | 2013 |  |  | (OP) Operating | [6 empty] | Marathon | 44.8878 | -89.6297
17718 | Southwestern Public Service Co | 58125 | Quay County | Electric Utility | NM | 1 | 27 | 19 | Petroleum Liquids | DFO | GT | 10 | 2013 |  |  | (OP) Operating | [6 empty] | Quay | 35.1828 | -103.7311
57503 | Limon | 58126 | Limon Wind I | IPP Non-CHP | CO | 1 | 200 | 200 | Onshore Wind Turbine | WND | WT | 11 | 2012 |  |  | (OP) Operating | [6 empty] | Lincoln | 39.381 | -103.5732
57503 | Limon | 58127 | Limon Wind II | IPP Non-CHP | CO | 1 | 200 | 200 | Onshore Wind Turbine | WND | WT | 11 | 2012 |  |  | (OP) Operating | [6 empty] | Lincoln | 39.3414 | -103.5811
56778 | Bloom Energy 2009 PPA | 58128 | Kaiser Downey | IPP Non-CHP | CA | KRSO1 | 0.2 | 0.2 | Landfill Gas | LFG | FC | 6 | 2012 |  |  | (OP) Operating | [6 empty] | Los Angeles | 33.9192 | -118.1286
56778 | Bloom Energy 2009 PPA | 58128 | Kaiser Downey | IPP Non-CHP | CA | KRSO2 | 0.2 | 0.2 | Landfill Gas | LFG | FC | 6 | 2012 |  |  | (OP) Operating | [6 empty] | Los Angeles | 33.9192 | -118.1286
56778 | Bloom Energy 2009 PPA | 58128 | Kaiser Downey | IPP Non-CHP | CA | KRSO3 | 0.2 | 0.2 | Landfill Gas | LFG | FC | 6 | 2012 |  |  | (OP) Operating | [6 empty] | Los Angeles | 33.9192 | -118.1286
56778 | Bloom Energy 2009 PPA | 58128 | Kaiser Downey | IPP Non-CHP | CA | KRSO4 | 0.2 | 0.2 | Landfill Gas | LFG | FC | 6 | 2012 |  |  | (OP) Operating | [6 empty] | Los Angeles | 33.9192 | -118.1286
56778 | Bloom Energy 2009 PPA | 58128 | Kaiser Downey | IPP Non-CHP | CA | KRSO5 | 0.2 | 0.2 | Landfill Gas | LFG | FC | 6 | 2012 |  |  | (OP) Operating | [6 empty] | Los Angeles | 33.9192 | -118.1286
58082 | Prairies Edge Dairy Farms LLC | 58129 | Prairies Edge Generating Facility | Industrial Non-CHP | IN | GEN1 | 1.1 | 0.8 | Other Waste Biomass | OBG | IC | 12 | 2011 |  |  | (OP) Operating | [6 empty] | Jasper | 41.0606 | -87.3071
58081 | Blue Mountain Biogas LLC | 58130 | Blue Mountain Biogas | IPP Non-CHP | UT | BMB N | 1.6 | 1.5 | Other Waste Biomass | OBG | IC | 10 | 2012 |  |  | (OP) Operating | [6 empty] | Beaver | 38.1739 | -113.2972
58081 | Blue Mountain Biogas LLC | 58130 | Blue Mountain Biogas | IPP Non-CHP | UT | BMB S | 1.6 | 1.5 | Other Waste Biomass | OBG | IC | 10 | 2012 |  |  | (OP) Operating | [6 empty] | Beaver | 38.1739 | -113.2972
58083 | Outback Solar, LLC | 58131 | Outback Solar At Christmas Valley | IPP Non-CHP | OR | PV1 | 4.4 | 4.4 | Solar Photovoltaic | SUN | PV | 10 | 2012 |  |  | (OP) Operating | [6 empty] | Lake | 43.2369 | -120.49
56778 | Bloom Energy 2009 PPA | 58132 | Kaiser Ontario | IPP Non-CHP | CA | KSRO1 | 0.2 | 0.2 | Other Waste Biomass | OBG | FC | 10 | 2012 |  |  | (OP) Operating | [6 empty] | San Bernardino | 34.0325 | -117.6089
56778 | Bloom Energy 2009 PPA | 58132 | Kaiser Ontario | IPP Non-CHP | CA | KSRO2 | 0.2 | 0.2 | Other Waste Biomass | OBG | FC | 10 | 2012 |  |  | (OP) Operating | [6 empty] | San Bernardino | 34.0325 | -117.6089
56778 | Bloom Energy 2009 PPA | 58132 | Kaiser Ontario | IPP Non-CHP | CA | KSRO3 | 0.2 | 0.2 | Other Waste Biomass | OBG | FC | 10 | 2012 |  |  | (OP) Operating | [6 empty] | San Bernardino | 34.0325 | -117.6089
56778 | Bloom Energy 2009 PPA | 58132 | Kaiser Ontario | IPP Non-CHP | CA | KSRO4 | 0.2 | 0.2 | Other Waste Biomass | OBG | FC | 10 | 2012 |  |  | (OP) Operating | [6 empty] | San Bernardino | 34.0325 | -117.6089
56778 | Bloom Energy 2009 PPA | 58132 | Kaiser Ontario | IPP Non-CHP | CA | KSRO5 | 0.2 | 0.2 | Other Waste Biomass | OBG | FC | 10 | 2012 |  |  | (OP) Operating | [6 empty] | San Bernardino | 34.0325 | -117.6089
58084 | Oberlin Spear Point Solar One, LLC | 58134 | Oberlin Spear Point Solar One | Commercial Non-CHP | OH | OSSO | 2 | 2 | Solar Photovoltaic | SUN | PV | 11 | 2012 |  |  | (OP) Operating | [6 empty] | Lorain | 41.3028 | -82.227
58088 | Washington White Post Solar LLC | 58135 | Washington White Post Solar LLC | IPP Non-CHP | NC | 1 | 12.4 | 12.4 | Solar Photovoltaic | SUN | PV | 12 | 2012 |  |  | (OP) Operating | [6 empty] | Beaufort | 35.5052 | -76.8484
58089 | Adkins Energy LLC | 58136 | Adkins Energy LLC | Industrial CHP | IL | S5MW | 5 | 5 | Natural Gas Fired Combustion Turbine | NG | GT | 8 | 2002 |  |  | (OP) Operating | [6 empty] | Stephenson | 42.3622 | -89.8036
58090 | NextEra Energy Resources Ensign Wind | 58137 | Ensign Wind LLC | IPP Non-CHP | KS | 1 | 98.9 | 98.9 | Onshore Wind Turbine | WND | WT | 11 | 2012 |  |  | (OP) Operating | [6 empty] | Gray | 37.6145 | -100.2787
58093 | Otter Creek Ethanol LLC - Poet Ashton | 58138 | Otter Creek Ethanol Poet - Ashton | Industrial CHP | IA | 1 | 7.5 | 5.5 | Natural Gas Fired Combustion Turbine | NG | GT | 3 | 2004 |  |  | (OP) Operating | [6 empty] | Osceola | 43.275 | -95.8097
19663 | Utah State University | 58139 | Central Energy Plant USU | Commercial Non-CHP | UT | TURBI | 5 | 4.4 | Natural Gas Fired Combustion Turbine | NG | GT | 8 | 2004 |  |  | (OP) Operating | [6 empty] | Cache | 41.7486 | -111.8117
58097 | Kent State University | 58140 | Summit Street Power Plant | Commercial CHP | OH | GT-1 | 5.7 | 4.9 | Natural Gas Fired Combustion Turbine | NG | GT | 1 | 2003 |  |  | (OP) Operating | [6 empty] | Portage | 41.1431 | -81.3408
58097 | Kent State University | 58140 | Summit Street Power Plant | Commercial CHP | OH | GT-2 | 7.5 | 6.9 | Natural Gas Fired Combustion Turbine | NG | GT | 4 | 2004 |  |  | (OP) Operating | [6 empty] | Portage | 41.1431 | -81.3408
15399 | Iberdrola Renewables Inc | 58141 | Groton Wind LLC | IPP Non-CHP | NH | 1 | 48 | 48 | Onshore Wind Turbine | WND | WT | 12 | 2012 |  |  | (OP) Operating | [6 empty] | Grafton | 43.7681 | -71.8189
58098 | New Energy One LLC | 58142 | Rock Creek Dairy | IPP Non-CHP | ID | CHP1 | 1.6 | 1.6 | Other Waste Biomass | OBG | IC | 7 | 2012 |  |  | (OP) Operating | [6 empty] | Twin Falls | 42.5003 | -114.615
58098 | New Energy One LLC | 58142 | Rock Creek Dairy | IPP Non-CHP | ID | CHP2 | 1.6 | 1.6 | Other Waste Biomass | OBG | IC | 7 | 2012 |  |  | (OP) Operating | [6 empty] | Twin Falls | 42.5003 | -114.615
57354 | X-Elio North America Inc | 58144 | SVEP Solar Project Company | IPP Non-CHP | VT | SVEP1 | 2 | 2 | Solar Photovoltaic | SUN | PV | 12 | 2012 |  |  | (OP) Operating | [6 empty] | Bennington | 42.7536 | -73.2261
57354 | X-Elio North America Inc | 58145 | Williamstown Solar | IPP Non-CHP | VT | WTS_1 | 2 | 2 | Solar Photovoltaic | SUN | PV | 12 | 2012 |  |  | (OP) Operating | [6 empty] | Orange | 44.1131 | -72.6058
58103 | Twin Rivers Paper Co LLC | 58146 | Twin Rivers Paper Co LLC | Industrial CHP | ME | GEN5 | 22 | 22 | All Other | PUR | ST | 5 | 1987 |  |  | (OP) Operating | [6 empty] | Aroostook | 47.36 | -68.3286
58108 | SunE AZ1, LLC | 58147 | Prescott Solar Plant | IPP Non-CHP | AZ | PV1 | 10.8 | 10.8 | Solar Photovoltaic | SUN | PV | 12 | 2011 |  |  | (OP) Operating | [6 empty] | Yavapai | 34.6494 | -112.4275
58111 | RE Kansas South LLC | 58148 | RE Kansas South LLC | IPP Non-CHP | CA | KS | 20 | 20 | Solar Photovoltaic | SUN | PV | 6 | 2013 |  |  | (OP) Operating | [6 empty] | Kings | 36.2261 | -119.8342
58112 | TA-High Desert LLC | 58149 | TA-High Desert LLC | IPP Non-CHP | CA | TAHD | 20 | 20 | Solar Photovoltaic | SUN | PV | 3 | 2013 |  |  | (OP) Operating | [6 empty] | Los Angeles | 34.7089 | -118.3047
14354 | PacifiCorp | 58150 | Black Cap Solar Plant | Electric Utility | OR | 1 | 2 | 2 | Solar Photovoltaic | SUN | PV | 10 | 2012 |  |  | (OP) Operating | [6 empty] | Lake | 42.175 | -120.3626
58113 | Texas A&M, Utilities & Energy Services | 58151 | Central Utility Plant - Texas A&M | Commercial CHP | TX | GTG01 | 34.1 | 32.4 | Natural Gas Fired Combined Cycle | NG | CT | 8 | 2011 |  |  | (OP) Operating | [6 empty] | Brazos | 30.6178 | -96.3433
58113 | Texas A&M, Utilities & Energy Services | 58151 | Central Utility Plant - Texas A&M | Commercial CHP | TX | STG02 | 11 | 11 | Natural Gas Fired Combined Cycle | NG | CA | 8 | 2011 |  |  | (OP) Operating | [6 empty] | Brazos | 30.6178 | -96.3433
58113 | Texas A&M, Utilities & Energy Services | 58151 | Central Utility Plant - Texas A&M | Commercial CHP | TX | STG04 | 5 | 5 | Natural Gas Fired Combined Cycle | NG | CA | 12 | 1956 |  |  | (OP) Operating | [6 empty] | Brazos | 30.6178 | -96.3433
58120 | Danbury Hospital | 58152 | Danbury Hospital Cogen Plant | Commercial CHP | CT | GEN1 | 4.3 | 3.9 | Natural Gas Fired Combustion Turbine | NG | GT | 11 | 2011 |  |  | (OP) Operating | [6 empty] | Fairfield | 41.4053 | -73.4475
58122 | Eastern Maine Medical Center | 58153 | Eastern Maine Medical Center | Commercial CHP | ME | COGE | 3.8 | 3.8 | Natural Gas Fired Combustion Turbine | NG | GT | 10 | 2006 |  |  | (OP) Operating | [6 empty] | Penobscot | 44.8083 | -68.7508
58121 | North Sky River Energy LLC | 58154 | North Sky River Energy LLC | IPP Non-CHP | CA | GEN1 | 162 | 162 | Onshore Wind Turbine | WND | WT | 12 | 2012 |  |  | (OP) Operating | [6 empty] | Kern | 35.3478 | -118.1864
58132 | Perrin Ranch Wind LLC | 58155 | Perrin Ranch Wind LLC | IPP Non-CHP | AZ | GEN1 | 99.2 | 99.2 | Onshore Wind Turbine | WND | WT | 1 | 2012 |  |  | (OP) Operating | [6 empty] | Coconino | 35.4156 | -112.2711
58110 | SUNY Old Westbury College | 58156 | SUNY Old Westbury College | Commercial Non-CHP | NY | GE | 1.8 | 1.8 | Natural Gas Internal Combustion Engine | NG | IC | 10 | 2007 |  |  | (OP) Operating | [6 empty] | Nassau | 40.7889 | -73.565
58107 | University of Rochester | 58157 | University of Rochester | Commercial CHP | NY | HP | 18.2 | 17 | Natural Gas Steam Turbine | NG | ST | 10 | 2005 |  |  | (OP) Operating | [6 empty] | Monroe | 43.1239 | -77.6289
58107 | University of Rochester | 58157 | University of Rochester | Commercial CHP | NY | LP | 7.2 | 7.2 | Natural Gas Steam Turbine | NG | ST | 10 | 2005 |  |  | (OP) Operating | [6 empty] | Monroe | 43.1239 | -77.6289
58131 | Wesleyan University | 58158 | Wesleyan University Cogen 1 | Commercial CHP | CT | 1 | 2.4 | 2.3 | Natural Gas Internal Combustion Engine | NG | IC | 2 | 2009 |  |  | (OP) Operating | [6 empty] | Middlesex | 41.5564 | -72.6539
58130 | University of Connecticut | 58159 | UCONN Cogen Facility | Commercial CHP | CT | CGT1 | 6.9 | 6.4 | Natural Gas Fired Combined Cycle | NG | CT | 3 | 2006 |  |  | (OP) Operating | [6 empty] | Tolland | 41.8092 | -72.2542
58130 | University of Connecticut | 58159 | UCONN Cogen Facility | Commercial CHP | CT | CGT2 | 6.9 | 6.4 | Natural Gas Fired Combined Cycle | NG | CT | 3 | 2006 |  |  | (OP) Operating | [6 empty] | Tolland | 41.8092 | -72.2542
58130 | University of Connecticut | 58159 | UCONN Cogen Facility | Commercial CHP | CT | CGT3 | 6.9 | 6.4 | Natural Gas Fired Combined Cycle | NG | CT | 3 | 2006 |  |  | (OP) Operating | [6 empty] | Tolland | 41.8092 | -72.2542
58130 | University of Connecticut | 58159 | UCONN Cogen Facility | Commercial CHP | CT | STG1 | 5 | 4.9 | Natural Gas Fired Combined Cycle | NG | CA | 3 | 2006 |  |  | (OP) Operating | [6 empty] | Tolland | 41.8092 | -72.2542
58109 | President & Trustees of Williams College | 58160 | Williams College - Campus CHP | Commercial CHP | MA | GEN2 | 3 | 3 | Natural Gas Steam Turbine | NG | ST | 3 | 2003 |  |  | (OP) Operating | [6 empty] | Berkshire | 42.7097 | -73.2022
58106 | Western Michigan University | 58161 | Western Michigan University Power Plant | Commercial CHP | MI | EG-1 | 0.8 | 0.8 | Natural Gas Internal Combustion Engine | NG | IC | 3 | 1999 |  |  | (OP) Operating | [6 empty] | Kalamazoo | 42.28 | -85.6064
58106 | Western Michigan University | 58161 | Western Michigan University Power Plant | Commercial CHP | MI | GTG-7 | 5 | 4.2 | Natural Gas Fired Combined Cycle | NG | CT | 8 | 1997 |  |  | (OP) Operating | [6 empty] | Kalamazoo | 42.28 | -85.6064
58106 | Western Michigan University | 58161 | Western Michigan University Power Plant | Commercial CHP | MI | GTG-8 | 5 | 4.2 | Natural Gas Fired Combined Cycle | NG | CT | 8 | 1997 |  |  | (OP) Operating | [6 empty] | Kalamazoo | 42.28 | -85.6064
58106 | Western Michigan University | 58161 | Western Michigan University Power Plant | Commercial CHP | MI | STG-1 | 0.9 | 0.9 | Natural Gas Fired Combined Cycle | NG | CA | 3 | 1999 |  |  | (OP) Operating | [6 empty] | Kalamazoo | 42.28 | -85.6064
58134 | Cirrus Wind 1 LLC | 58162 | Cirrus Wind 1 LLC | IPP Non-CHP | TX | CW | 61.2 | 61.2 | Onshore Wind Turbine | WND | WT | 12 | 2012 |  |  | (OP) Operating | [6 empty] | Lynn | 33.0331 | -101.6875
58133 | Mercy Medical Center | 58163 | Mercy Medical Center | Commercial Non-CHP | NY | 1 | 0.1 | 0.1 | Petroleum Liquids | DFO | IC | 1 | 1959 |  |  | (SB) Standby/Backup: available for service but not normally used | [6 empty] | Nassau | 40.6883 | -73.6308
58133 | Mercy Medical Center | 58163 | Mercy Medical Center | Commercial Non-CHP | NY | 3 | 0.4 | 0.4 | Petroleum Liquids | DFO | IC | 1 | 1963 |  |  | (SB) Standby/Backup: available for service but not normally used | [6 empty] | Nassau | 40.6883 | -73.6308
58133 | Mercy Medical Center | 58163 | Mercy Medical Center | Commercial Non-CHP | NY | 4 | 0.7 | 0.7 | Petroleum Liquids | DFO | IC | 1 | 1985 |  |  | (SB) Standby/Backup: available for service but not normally used | [6 empty] | Nassau | 40.6883 | -73.6308
58133 | Mercy Medical Center | 58163 | Mercy Medical Center | Commercial Non-CHP | NY | 5 | 0.3 | 0.3 | Petroleum Liquids | DFO | IC | 1 | 1977 |  |  | (SB) Standby/Backup: available for service but not normally used | [6 empty] | Nassau | 40.6883 | -73.6308
58133 | Mercy Medical Center | 58163 | Mercy Medical Center | Commercial Non-CHP | NY | 6 | 0.2 | 0.2 | Petroleum Liquids | DFO | IC | 1 | 1995 |  |  | (SB) Standby/Backup: available for service but not normally used | [6 empty] | Nassau | 40.6883 | -73.6308
58133 | Mercy Medical Center | 58163 | Mercy Medical Center | Commercial Non-CHP | NY | 7 | 0.3 | 0.3 | Petroleum Liquids | DFO | IC | 1 | 1999 |  |  | (SB) Standby/Backup: available for service but not normally used | [6 empty] | Nassau | 40.6883 | -73.6308
58133 | Mercy Medical Center | 58163 | Mercy Medical Center | Commercial Non-CHP | NY | 8 | 0.6 | 0.6 | Petroleum Liquids | DFO | IC | 1 | 2004 |  |  | (SB) Standby/Backup: available for service but not normally used | [6 empty] | Nassau | 40.6883 | -73.6308
58135 | Ecos Energy LLC | 58164 | Slayton Solar | IPP Non-CHP | MN | PV1 | 1.7 | 1.7 | Solar Photovoltaic | SUN | PV | 1 | 2013 |  |  | (OP) Operating | [6 empty] | Murray | 43.9803 | -95.7672
58137 | The College of New Jersey | 58165 | College of New Jersey | Commercial CHP | NJ | COGEN | 6.2 | 4.2 | Natural Gas Internal Combustion Engine | NG | IC | 7 | 1996 |  |  | (OP) Operating | [6 empty] | Mercer | 40.2694 | -74.7733
58138 | The Trustees of Smith College | 58166 | Smith College Central Heating Plant | Commercial CHP | MA | GT-1 | 5.3 | 2.7 | Natural Gas Fired Combustion Turbine | NG | GT | 10 | 2008 |  |  | (OP) Operating | [6 empty] | Hampshire | 42.3125 | -72.6394
58136 | William Floyd School District | 58167 | William Floyd School District | Commercial CHP | NY | GEN1 | 1.3 | 1.3 | Natural Gas Internal Combustion Engine | NG | IC | 2 | 2004 |  |  | (OP) Operating | [6 empty] | Suffolk | 40.7769 | -72.8508
58136 | William Floyd School District | 58167 | William Floyd School District | Commercial CHP | NY | GEN2 | 1.3 | 1.3 | Natural Gas Internal Combustion Engine | NG | IC | 2 | 2004 |  |  | (OP) Operating | [6 empty] | Suffolk | 40.7769 | -72.8508
58136 | William Floyd School District | 58167 | William Floyd School District | Commercial CHP | NY | GEN3 | 1.3 | 1.3 | Petroleum Liquids | DFO | IC | 2 | 2004 |  |  | (SB) Standby/Backup: available for service but not normally used | [6 empty] | Suffolk | 40.7769 | -72.8508
58105 | University of Redlands | 58168 | Energy Center | Commercial CHP | CA | EC01 | 1.5 | 1.5 | Natural Gas Internal Combustion Engine | NG | IC | 2 | 2007 |  |  | (OP) Operating | [6 empty] | San Bernardino | 34.0631 | -117.1639
58104 | California State University at Fullerton | 58169 | CSUF Trigeneration | Commercial CHP | CA | 1 | 4.6 | 4.3 | Natural Gas Fired Combustion Turbine | NG | GT | 10 | 2010 |  |  | (OP) Operating | [6 empty] | Orange | 33.8806 | -117.8866
58104 | California State University at Fullerton | 58169 | CSUF Trigeneration | Commercial CHP | CA | CPAC | 0.3 | 0.3 | Solar Photovoltaic | SUN | PV | 1 | 2012 |  |  | (OP) Operating | [6 empty] | Orange | 33.8806 | -117.8866
58104 | California State University at Fullerton | 58169 | CSUF Trigeneration | Commercial CHP | CA | KHS | 0.3 | 0.3 | Solar Photovoltaic | SUN | PV | 1 | 2012 |  |  | (OP) Operating | [6 empty] | Orange | 33.8806 | -117.8866
58104 | California State University at Fullerton | 58169 | CSUF Trigeneration | Commercial CHP | CA | PS4 | 0.3 | 0.3 | Solar Photovoltaic | SUN | PV | 1 | 2012 |  |  | (OP) Operating | [6 empty] | Orange | 33.8806 | -117.8866
58140 | San Bernardino Comm College Dist | 58170 | Crafton Hills College Solar Farm | Commercial Non-CHP | CA | GEN1 | 1.3 | 1.3 | Solar Photovoltaic | SUN | PV | 6 | 2012 |  |  | (OP) Operating | [6 empty] | San Bernardino | 34.0431 | -117.0989
24211 | Tucson Electric Power Co | 58171 | Prairie Fire | Electric Utility | AZ | GEN1 | 4.5 | 4.5 | Solar Photovoltaic | SUN | PV | 12 | 2012 |  |  | (OP) Operating | [6 empty] | Pima | 32.1164 | -110.82
16864 | Seaside Heights Municipal Utility | 58172 | Seaside Heights Power Plant | Electric Utility | NJ | UINT3 | 2 | 2 | Petroleum Liquids | DFO | IC | 9 | 2012 |  |  | (OP) Operating | [6 empty] | Ocean | 39.9433 | -74.0786
16864 | Seaside Heights Municipal Utility | 58172 | Seaside Heights Power Plant | Electric Utility | NJ | UNIT1 | 2 | 2 | Petroleum Liquids | DFO | IC | 9 | 2012 |  |  | (OP) Operating | [6 empty] | Ocean | 39.9433 | -74.0786
16864 | Seaside Heights Municipal Utility | 58172 | Seaside Heights Power Plant | Electric Utility | NJ | UNIT2 | 2 | 2 | Petroleum Liquids | DFO | IC | 9 | 2012 |  |  | (OP) Operating | [6 empty] | Ocean | 39.9433 | -74.0786
58144 | BMW Manufacturing Co LLC | 58173 | BMW Manufacturing Co | Industrial Non-CHP | SC | GT601 | 5.5 | 5 | Landfill Gas | LFG | GT | 6 | 2009 |  |  | (OP) Operating | [6 empty] | Spartanburg | 34.8942 | -82.1783
58144 | BMW Manufacturing Co LLC | 58173 | BMW Manufacturing Co | Industrial Non-CHP | SC | GT602 | 5.5 | 5 | Landfill Gas | LFG | GT | 6 | 2009 |  |  | (OP) Operating | [6 empty] | Spartanburg | 34.8942 | -82.1783
57365 | Consolidated Edison Solutions Inc | 58174 | Wilson Solar | IPP Non-CHP | MA | WSMA | 2 | 2 | Solar Photovoltaic | SUN | PV | 6 | 2013 |  |  | (OP) Operating | [6 empty] | Worcester | 42.2642 | -71.98
58129 | Rock River Water Reclamation District | 58177 | Kishwaukee CHP Plant | IPP CHP | IL | 1 | 1 | 1 | Other Waste Biomass | OBG | IC | 1 | 2010 |  |  | (OP) Operating | [6 empty] | Winnebago | 42.2219 | -89.0933
58129 | Rock River Water Reclamation District | 58177 | Kishwaukee CHP Plant | IPP CHP | IL | 2 | 1 | 1 | Other Waste Biomass | OBG | IC | 6 | 2010 |  |  | (OP) Operating | [6 empty] | Winnebago | 42.2219 | -89.0933
58129 | Rock River Water Reclamation District | 58177 | Kishwaukee CHP Plant | IPP CHP | IL | 3 | 1 | 1 | Other Waste Biomass | OBG | IC | 5 | 2010 |  |  | (OP) Operating | [6 empty] | Winnebago | 42.2219 | -89.0933
58148 | U.S. General Services Administration | 58178 | M. G. Emmett J. Bean Federal Center | IPP Non-CHP | IN | 1 | 2 | 2 | Solar Photovoltaic | SUN | PV | 4 | 2011 |  |  | (OP) Operating | [6 empty] | Marion | 39.8531 | -86.0144
58100 | Middle Tennessee State University | 58179 | MTSU Power Co-Gen Plant | Commercial CHP | TN | GT-01 | 5 | 5 | Natural Gas Fired Combustion Turbine | NG | GT | 7 | 1997 |  |  | (OP) Operating | [6 empty] | Rutherford | 35.8514 | -86.365
58100 | Middle Tennessee State University | 58179 | MTSU Power Co-Gen Plant | Commercial CHP | TN | SG-01 | 2 | 2 | Petroleum Liquids | DFO | IC | 9 | 2004 | 12 | 2017 | (SB) Standby/Backup: available for service but not normally used | [6 empty] | Rutherford | 35.8514 | -86.365
58100 | Middle Tennessee State University | 58179 | MTSU Power Co-Gen Plant | Commercial CHP | TN | SG-02 | 2 | 2 | Petroleum Liquids | DFO | IC | 9 | 2004 | 12 | 2017 | (SB) Standby/Backup: available for service but not normally used | [6 empty] | Rutherford | 35.8514 | -86.365
58100 | Middle Tennessee State University | 58179 | MTSU Power Co-Gen Plant | Commercial CHP | TN | SG-03 | 2 | 2 | Petroleum Liquids | DFO | IC | 9 | 2004 | 12 | 2017 | (SB) Standby/Backup: available for service but not normally used | [6 empty] | Rutherford | 35.8514 | -86.365
58100 | Middle Tennessee State University | 58179 | MTSU Power Co-Gen Plant | Commercial CHP | TN | SG-04 | 2 | 2 | Petroleum Liquids | DFO | IC | 9 | 2004 | 12 | 2017 | (SB) Standby/Backup: available for service but not normally used | [6 empty] | Rutherford | 35.8514 | -86.365
58100 | Middle Tennessee State University | 58179 | MTSU Power Co-Gen Plant | Commercial CHP | TN | SG-05 | 2 | 2 | Petroleum Liquids | DFO | IC | 9 | 2004 | 12 | 2017 | (SB) Standby/Backup: available for service but not normally used | [6 empty] | Rutherford | 35.8514 | -86.365
58099 | Emcor Energy Services | 58180 | UNH 7.9 MW Plant | Commercial CHP | NH | 1 | 7.9 | 7 | Landfill Gas | LFG | GT | 9 | 2006 |  |  | (OP) Operating | [6 empty] | Strafford | 43.1367 | -70.9361
58151 | Loyola University Health System | 58181 | Loyola University Health Plant | Commercial CHP | IL | UNIT1 | 5.3 | 3.9 | Natural Gas Fired Combustion Turbine | NG | GT | 9 | 2005 |  |  | (OP) Operating | [6 empty] | Cook | 41.8558 | -87.8356
58151 | Loyola University Health System | 58181 | Loyola University Health Plant | Commercial CHP | IL | UNIT2 | 5.3 | 3.9 | Natural Gas Fired Combustion Turbine | NG | GT | 9 | 2005 |  |  | (OP) Operating | [6 empty] | Cook | 41.8558 | -87.8356
58157 | Prairie Horizon Agri Energy LLC | 58183 | Prairie Horizon Agri Energy | Industrial CHP | KS | T5741 | 1.7 | 0.7 | Natural Gas Steam Turbine | NG | ST | 10 | 2006 |  |  | (OP) Operating | [6 empty] | Phillips | 39.7611 | -99.3058
58156 | Rand Whitney Containerboard L.P. | 58184 | Rand Whitney CHP Plant | Industrial CHP | CT | TG-1 | 14.6 | 14.6 | Natural Gas Fired Combustion Turbine | NG | GT | 4 | 2005 |  |  | (OP) Operating | [6 empty] | New London | 41.4528 | -72.1361
58152 | Amherst College | 58185 | Amherst College Co Gen | Commercial CHP | MA | CTG | 1.2 | 1.2 | Natural Gas Fired Combustion Turbine | NG | GT | 11 | 2006 |  |  | (OP) Operating | [6 empty] | Hampshire | 42.3717 | -72.5122
58152 | Amherst College | 58185 | Amherst College Co Gen | Commercial CHP | MA | STG | 0.5 | 0.5 | Natural Gas Steam Turbine | NG | ST | 11 | 2006 |  |  | (OP) Operating | [6 empty] | Hampshire | 42.3717 | -72.5122
58154 | Hudson Valley Community College | 58186 | HVCC Cogen Plant | Commercial CHP | NY | CG01 | 0.9 | 0.8 | Natural Gas Internal Combustion Engine | NG | IC | 4 | 2004 |  |  | (OP) Operating | [6 empty] | Rensselaer | 42.6969 | -73.68
58154 | Hudson Valley Community College | 58186 | HVCC Cogen Plant | Commercial CHP | NY | CG02 | 0.9 | 0.8 | Natural Gas Internal Combustion Engine | NG | IC | 4 | 2004 |  |  | (OP) Operating | [6 empty] | Rensselaer | 42.6969 | -73.68
58154 | Hudson Valley Community College | 58186 | HVCC Cogen Plant | Commercial CHP | NY | CG03 | 1.4 | 1.3 | Natural Gas Internal Combustion Engine | NG | IC | 4 | 2004 |  |  | (OP) Operating | [6 empty] | Rensselaer | 42.6969 | -73.68
58154 | Hudson Valley Community College | 58186 | HVCC Cogen Plant | Commercial CHP | NY | CG04 | 1.4 | 1.2 | Natural Gas Internal Combustion Engine | NG | IC | 4 | 2004 |  |  | (OP) Operating | [6 empty] | Rensselaer | 42.6969 | -73.68
58154 | Hudson Valley Community College | 58186 | HVCC Cogen Plant | Commercial CHP | NY | CG05 | 2.1 | 2 | Petroleum Liquids | DFO | IC | 4 | 2004 |  |  | (SB) Standby/Backup: available for service but not normally used | [6 empty] | Rensselaer | 42.6969 | -73.68
58154 | Hudson Valley Community College | 58186 | HVCC Cogen Plant | Commercial CHP | NY | CG06 | 1.4 | 1.3 | Natural Gas Internal Combustion Engine | NG | IC | 8 | 2005 |  |  | (OP) Operating | [6 empty] | Rensselaer | 42.6969 | -73.68
58164 | 180 Raritan Energy Solutions, LLC | 58187 | 180 Raritan Solar | IPP Non-CHP | NJ | 1 | 1.9 | 1.9 | Solar Photovoltaic | SUN | PV | 6 | 2012 |  |  | (OP) Operating | [6 empty] | Middlesex | 40.5161 | -74.34
15174 | Freeport McMoRan Oil & Gas | 58190 | Thomas M Knott Cogen Facility | Industrial Non-CHP | CA | CG | 1.4 | 1.2 | Natural Gas Fired Combustion Turbine | NG | GT | 4 | 2003 |  |  | (OS) Out of service and NOT expected to return to service in next calendar year | [6 empty] | San Luis Obispo | 35.1844 | -120.6183
58153 | US Magnesium | 58191 | US Magnesium | Industrial CHP | UT | GT1 | 16 | 10 | Natural Gas Fired Combustion Turbine | NG | GT | 1 | 1972 |  |  | (OP) Operating | [6 empty] | Tooele | 40.9133 | -112.7339
58153 | US Magnesium | 58191 | US Magnesium | Industrial CHP | UT | GT2 | 16 | 10 | Natural Gas Fired Combustion Turbine | NG | GT | 1 | 1972 |  |  | (OP) Operating | [6 empty] | Tooele | 40.9133 | -112.7339
58153 | US Magnesium | 58191 | US Magnesium | Industrial CHP | UT | GT3 | 16 | 10 | Natural Gas Fired Combustion Turbine | NG | GT | 1 | 1972 |  |  | (OP) Operating | [6 empty] | Tooele | 40.9133 | -112.7339
58167 | Arkalon Ethanol LLC | 58192 | Arkalon Ethanol LLC | Industrial CHP | KS | ST961 | 3 | 3 | Natural Gas Steam Turbine | NG | ST | 12 | 2008 |  |  | (OP) Operating | [6 empty] | Seward | 37.1106 | -100.8036
58166 | Bonanza BioEnergy LLC | 58193 | Bonanza BioEnergy LLC | Industrial CHP | KS | ST96 | 2 | 2 | Natural Gas Steam Turbine | NG | ST | 8 | 2008 |  |  | (OP) Operating | [6 empty] | Finney | 37.9586 | -100.8361
58159 | Penn State University | 58195 | East Campus Steam Plant | Commercial CHP | PA | CT1 | 7 | 5.5 | Natural Gas Fired Combustion Turbine | NG | GT | 6 | 2011 |  |  | (OP) Operating | [6 empty] | Centre | 40.8092 | -77.8475
58170 | Cargill Salt Hersey | 58196 | Cargill Salt Hersey | Industrial CHP | MI | ST1 | 2.1 | 2.1 | Natural Gas Steam Turbine | NG | ST | 9 | 1998 |  |  | (OP) Operating | [6 empty] | Osceola | 43.8342 | -85.3558
58163 | Poet Biorefining Lake Crystal | 58197 | Poet Biorefining Lake Crystal | Industrial Non-CHP | MN | 1 | 6 | 6 | Petroleum Liquids | DFO | IC | 4 | 2005 |  |  | (SB) Standby/Backup: available for service but not normally used | [6 empty] | Blue Earth | 44.0933 | -94.2767
58163 | Poet Biorefining Lake Crystal | 58197 | Poet Biorefining Lake Crystal | Industrial Non-CHP | MN | 2 | 1 | 1 | Natural Gas Steam Turbine | NG | ST | 4 | 2005 |  |  | (SB) Standby/Backup: available for service but not normally used | [6 empty] | Blue Earth | 44.0933 | -94.2767
58171 | University of California-San Francisco | 58198 | Parnassus Central Utility Plant | Commercial CHP | CA | GTG1 | 5 | 5 | Natural Gas Fired Combined Cycle | NG | CT | 1 | 1996 |  |  | (OP) Operating | [6 empty] | San Francisco | 37.7608 | -122.4561
58171 | University of California-San Francisco | 58198 | Parnassus Central Utility Plant | Commercial CHP | CA | GTG2 | 5 | 5 | Natural Gas Fired Combined Cycle | NG | CT | 1 | 1996 |  |  | (OP) Operating | [6 empty] | San Francisco | 37.7608 | -122.4561
58171 | University of California-San Francisco | 58198 | Parnassus Central Utility Plant | Commercial CHP | CA | STG1 | 3.5 | 1.8 | Natural Gas Fired Combined Cycle | NG | CA | 1 | 1996 |  |  | (OP) Operating | [6 empty] | San Francisco | 37.7608 | -122.4561
58172 | NRG Energy Center Phoenix LLC | 58199 | Arizona State University CHP | Commercial CHP | AZ | G1 | 9.2 | 9.2 | Natural Gas Fired Combined Cycle | NG | CS | 4 | 2006 |  |  | (OP) Operating | [6 empty] | Maricopa | 33.4172 | -111.9283
58173 | Almatis Burnside Inc. | 58200 | Burnside Alumina Plant | Industrial CHP | LA | GEN1 | 4 | 4 | Natural Gas Steam Turbine | NG | ST | 12 | 1957 |  |  | (OP) Operating | [6 empty] | Ascension | 30.1342 | -90.9175
58173 | Almatis Burnside Inc. | 58200 | Burnside Alumina Plant | Industrial CHP | LA | GEN2 | 4 | 4 | Natural Gas Steam Turbine | NG | ST | 12 | 1957 |  |  | (OP) Operating | [6 empty] | Ascension | 30.1342 | -90.9175
58173 | Almatis Burnside Inc. | 58200 | Burnside Alumina Plant | Industrial CHP | LA | GEN3 | 4 | 4 | Natural Gas Steam Turbine | NG | ST | 12 | 1957 |  |  | (OP) Operating | [6 empty] | Ascension | 30.1342 | -90.9175
58174 | Monroe Newpower Corporation | 58201 | Monroe Community College Plant | Commercial CHP | NY | 1 | 1.6 | 1.6 | Natural Gas Internal Combustion Engine | NG | IC | 8 | 2004 |  |  | (OP) Operating | [6 empty] | Monroe | 43.1039 | -77.6103
58174 | Monroe Newpower Corporation | 58201 | Monroe Community College Plant | Commercial CHP | NY | 2 | 1.6 | 1.6 | Natural Gas Internal Combustion Engine | NG | IC | 8 | 2004 |  |  | (OP) Operating | [6 empty] | Monroe | 43.1039 | -77.6103
58174 | Monroe Newpower Corporation | 58201 | Monroe Community College Plant | Commercial CHP | NY | 3 | 1.6 | 1.6 | Natural Gas Internal Combustion Engine | NG | IC | 8 | 2004 |  |  | (OP) Operating | [6 empty] | Monroe | 43.1039 | -77.6103
58174 | Monroe Newpower Corporation | 58201 | Monroe Community College Plant | Commercial CHP | NY | 4 | 1.6 | 1.6 | Natural Gas Internal Combustion Engine | NG | IC | 8 | 2004 |  |  | (OP) Operating | [6 empty] | Monroe | 43.1039 | -77.6103
58175 | RE Victor Phelan Solar One LLC | 58202 | RE Victor Phelan Solar One LLC | IPP Non-CHP | CA | VPS1 | 20 | 20 | Solar Photovoltaic | SUN | PV | 12 | 2013 |  |  | (OP) Operating | [6 empty] | San Bernardino | 34.5361 | -117.4775
56925 | FPLE Wind, LLC | 58203 | Minco Wind III, LLC | IPP Non-CHP | OK | 1 | 100.8 | 100.8 | Onshore Wind Turbine | WND | WT | 12 | 2012 |  |  | (OP) Operating | [6 empty] | Caddo | 35.3724 | -98.1827
56751 | Yolo County of | 58204 | Grassland 3&4 Solar Project | IPP Non-CHP | CA | INV3 | 2.5 | 2.5 | Solar Photovoltaic | SUN | PV | 7 | 2013 |  |  | (OP) Operating | [6 empty] | Yolo | 38.5003 | -121.6942
56751 | Yolo County of | 58205 | Grand Ave Plant | IPP CHP | MO | 1 | 5 | 4.8 | Conventional Steam Coal | BIT | ST | 7 | 1991 |  |  | (OP) Operating | [6 empty] | Jackson | 39.1119 | -94.5811
14328 | Pacific Gas & Electric Co | 58206 | West Gates Solar Station | Electric Utility | CA | 1 | 10 | 10 | Solar Photovoltaic | SUN | PV | 5 | 2013 |  |  | (OP) Operating | [6 empty] | Fresno | 36.1422 | -120.1325
58178 | GSA Metropolitan Service Center | 58207 | Central Utility Plant at White Oak | Commercial CHP | MD | G1 | 5.7 | 5.6 | Natural Gas Internal Combustion Engine | NG | IC | 11 | 2003 |  |  | (OP) Operating | [6 empty] | Montgomery | 39.0394 | -76.9825
58178 | GSA Metropolitan Service Center | 58207 | Central Utility Plant at White Oak | Commercial CHP | MD | G10 | 2.3 | 2.3 | Petroleum Liquids | DFO | IC | 2 | 2014 |  |  | (OP) Operating | [6 empty] | Montgomery | 39.0394 | -76.9825
58178 | GSA Metropolitan Service Center | 58207 | Central Utility Plant at White Oak | Commercial CHP | MD | G11 | 2.3 | 2.3 | Petroleum Liquids | DFO | IC | 2 | 2014 |  |  | (OP) Operating | [6 empty] | Montgomery | 39.0394 | -76.9825
58178 | GSA Metropolitan Service Center | 58207 | Central Utility Plant at White Oak | Commercial CHP | MD | G12 | 5 | 5 | Natural Gas Fired Combined Cycle | NG | CA | 2 | 2014 |  |  | (OP) Operating | [6 empty] | Montgomery | 39.0394 | -76.9825
58178 | GSA Metropolitan Service Center | 58207 | Central Utility Plant at White Oak | Commercial CHP | MD | G2 | 2.3 | 2.3 | Petroleum Liquids | DFO | IC | 11 | 2003 |  |  | (SB) Standby/Backup: available for service but not normally used | [6 empty] | Montgomery | 39.0394 | -76.9825
58178 | GSA Metropolitan Service Center | 58207 | Central Utility Plant at White Oak | Commercial CHP | MD | G3 | 4.3 | 4.3 | Natural Gas Fired Combustion Turbine | NG | GT | 11 | 2003 |  |  | (OP) Operating | [6 empty] | Montgomery | 39.0394 | -76.9825
58178 | GSA Metropolitan Service Center | 58207 | Central Utility Plant at White Oak | Commercial CHP | MD | G4 | 4.3 | 4.3 | Natural Gas Fired Combustion Turbine | NG | GT | 4 | 2008 |  |  | (OP) Operating | [6 empty] | Montgomery | 39.0394 | -76.9825
58178 | GSA Metropolitan Service Center | 58207 | Central Utility Plant at White Oak | Commercial CHP | MD | G5 | 4.3 | 4.3 | Natural Gas Fired Combustion Turbine | NG | GT | 3 | 2009 |  |  | (OP) Operating | [6 empty] | Montgomery | 39.0394 | -76.9825
58178 | GSA Metropolitan Service Center | 58207 | Central Utility Plant at White Oak | Commercial CHP | MD | G6 | 4.3 | 4.3 | Natural Gas Fired Combustion Turbine | NG | GT | 5 | 2010 |  |  | (OP) Operating | [6 empty] | Montgomery | 39.0394 | -76.9825
58178 | GSA Metropolitan Service Center | 58207 | Central Utility Plant at White Oak | Commercial CHP | MD | G7 | 7.5 | 7.5 | Natural Gas Fired Combined Cycle | NG | CT | 2 | 2014 |  |  | (OP) Operating | [6 empty] | Montgomery | 39.0394 | -76.9825
58178 | GSA Metropolitan Service Center | 58207 | Central Utility Plant at White Oak | Commercial CHP | MD | G8 | 7.5 | 7.5 | Natural Gas Fired Combined Cycle | NG | CT | 2 | 2014 |  |  | (OP) Operating | [6 empty] | Montgomery | 39.0394 | -76.9825
58178 | GSA Metropolitan Service Center | 58207 | Central Utility Plant at White Oak | Commercial CHP | MD | G9 | 4.5 | 4.5 | Natural Gas Fired Combustion Turbine | NG | GT | 2 | 2014 |  |  | (OP) Operating | [6 empty] | Montgomery | 39.0394 | -76.9825
58179 | Cinnamon Bay LLC | 58208 | Cinnamon Bay Edgeboro Landfill | IPP Non-CHP | NJ | 1 | 9.6 | 9.1 | Landfill Gas | LFG | IC | 8 | 2011 |  |  | (OP) Operating | [6 empty] | Middlesex | 40.4653 | -74.3939
58180 | Blackwell Wind, LLC | 58209 | NextEra-Blackwell Wind, LLC | IPP Non-CHP | OK | WT | 59.8 | 59.8 | Onshore Wind Turbine | WND | WT | 12 | 2012 |  |  | (OP) Operating | [6 empty] | Kay | 36.8467 | -97.4175
58185 | FirstLight Power Resources, Inc. - MA | 58210 | NFM Solar Power LLC | IPP Non-CHP | MA | 1 | 1.9 | 1.9 | Solar Photovoltaic | SUN | PV | 3 | 2012 |  |  | (OP) Operating | [6 empty] | Franklin | 42.6108 | -72.4742
58182 | SunE AZ2 LLC | 58213 | Saddle Mountain Solar I | IPP Non-CHP | AZ | AZ2 | 15 | 15 | Solar Photovoltaic | SUN | PV | 12 | 2012 |  |  | (OP) Operating | [6 empty] | Maricopa | 33.3783 | -113.1808
56769 | Consolidated Edison Development Inc. | 58214 | West Greenwich Solar | IPP Non-CHP | RI | WGRI | 1.9 | 1.9 | Solar Photovoltaic | SUN | PV | 5 | 2013 |  |  | (OP) Operating | [6 empty] | Kent | 41.6494 | -71.71
3046 | Duke Energy Progress - (NC) | 58215 | Lee Combined Cycle Plant | Electric Utility | NC | 1A | 180 | 177 | Natural Gas Fired Combined Cycle | NG | CT | 12 | 2012 |  |  | (OP) Operating | [6 empty] | Wayne | 35.3736 | -78.0894
3046 | Duke Energy Progress - (NC) | 58215 | Lee Combined Cycle Plant | Electric Utility | NC | 1B | 180 | 176 | Natural Gas Fired Combined Cycle | NG | CT | 12 | 2012 |  |  | (OP) Operating | [6 empty] | Wayne | 35.3736 | -78.0894
3046 | Duke Energy Progress - (NC) | 58215 | Lee Combined Cycle Plant | Electric Utility | NC | 1C | 180 | 179 | Natural Gas Fired Combined Cycle | NG | CT | 12 | 2012 |  |  | (OP) Operating | [6 empty] | Wayne | 35.3736 | -78.0894
3046 | Duke Energy Progress - (NC) | 58215 | Lee Combined Cycle Plant | Electric Utility | NC | ST1 | 380 | 378 | Natural Gas Fired Combined Cycle | NG | CA | 12 | 2012 |  |  | (OP) Operating | [6 empty] | Wayne | 35.3736 | -78.0894
58183 | J.R. Simplot Company | 58216 | J.R. Simplot Company | Industrial Non-CHP | CA | 1 | 4 | 3.2 | All Other | WH | ST | 10 | 1993 |  |  | (OP) Operating | [6 empty] | San Joaquin | 37.8069 | -121.2775
56751 | Yolo County of | 58217 | Grassland 1&2 Solar Project | IPP Non-CHP | CA | INV4 | 2.5 | 2.5 | Solar Photovoltaic | SUN | PV | 7 | 2013 |  |  | (OP) Operating | [6 empty] | Yolo | 38.5003 | -121.6942
13902 | NorthWestern Energy | 58218 | Spion Kop Wind Farm | Electric Utility | MT | SKW25 | 40 | 40 | Onshore Wind Turbine | WND | WT | 12 | 2012 |  |  | (OP) Operating | [6 empty] | Judith Basin | 47.3333 | -110.6392
58186 | GL Dairy Biogas LLC | 58219 | GL Dairy Biogas | IPP Non-CHP | WI | 1426 | 1.4 | 1.4 | Other Waste Biomass | OBG | IC | 12 | 2013 |  |  | (OP) Operating | [6 empty] | Dane | 43.1244 | -89.545
58186 | GL Dairy Biogas LLC | 58219 | GL Dairy Biogas | IPP Non-CHP | WI | 633 | 0.6 | 0.6 | Other Waste Biomass | OBG | IC | 11 | 2013 |  |  | (OP) Operating | [6 empty] | Dane | 43.1244 | -89.545
58187 | Haviland Plastic Products Co | 58220 | Haviland Plastic Products | Industrial Non-CHP | OH | WTGA | 1.5 | 1.5 | Onshore Wind Turbine | WND | WT | 5 | 2013 |  |  | (OP) Operating | [6 empty] | Paulding | 41.0161 | -84.5875
58187 | Haviland Plastic Products Co | 58220 | Haviland Plastic Products | Industrial Non-CHP | OH | WTGB | 1.5 | 1.5 | Onshore Wind Turbine | WND | WT | 5 | 2013 |  |  | (OP) Operating | [6 empty] | Paulding | 41.0161 | -84.5875
58187 | Haviland Plastic Products Co | 58220 | Haviland Plastic Products | Industrial Non-CHP | OH | WTGC | 1.5 | 1.5 | Onshore Wind Turbine | WND | WT | 6 | 2013 |  |  | (OP) Operating | [6 empty] | Paulding | 41.0161 | -84.5875
58194 | E.B. Eddy Paper Inc | 58222 | E.B. Eddy Paper Inc | Industrial CHP | MI | 3TU | 5 | 5 | Conventional Steam Coal | BIT | ST | 8 | 1969 |  |  | (OP) Operating | [6 empty] | St Clair | 42.9896 | -82.4379
58195 | Hoag Memorial Presbyterian Hospital | 58223 | Hoag Hospital Cogen Plant | Commercial CHP | CA | 1 | 1.5 | 1.2 | Natural Gas Internal Combustion Engine | NG | IC | 7 | 2006 |  |  | (OP) Operating |  |  | 0 |  |  | 0 | Orange | 33.6228 | -117.9364
58195 | Hoag Memorial Presbyterian Hospital | 58223 | Hoag Hospital Cogen Plant | Commercial CHP | CA | 2 | 1.5 | 1.2 | Natural Gas Internal Combustion Engine | NG | IC | 7 | 2006 |  |  | (OP) Operating | [5 empty] | 0 | Orange | 33.6228 | -117.9364
58195 | Hoag Memorial Presbyterian Hospital | 58223 | Hoag Hospital Cogen Plant | Commercial CHP | CA | 3 | 1.5 | 1.2 | Natural Gas Internal Combustion Engine | NG | IC | 7 | 2006 |  |  | (OP) Operating | [5 empty] | 0 | Orange | 33.6228 | -117.9364
58188 | Central Connecticut State University | 58224 | CCSU Co-Gen-STBY Gen | Commercial CHP | CT | EC#1 | 1.3 | 1.3 | Natural Gas Internal Combustion Engine | NG | IC | 5 | 2004 |  |  | (OP) Operating | [6 empty] | Hartford | 41.6914 | -72.7686
58188 | Central Connecticut State University | 58224 | CCSU Co-Gen-STBY Gen | Commercial CHP | CT | EC#2 | 1.3 | 1.3 | Natural Gas Internal Combustion Engine | NG | IC | 5 | 2004 |  |  | (OP) Operating | [6 empty] | Hartford | 41.6914 | -72.7686
58188 | Central Connecticut State University | 58224 | CCSU Co-Gen-STBY Gen | Commercial CHP | CT | GRND | 0.3 | 0.3 | Petroleum Liquids | DFO | IC | 6 | 2012 |  |  | (SB) Standby/Backup: available for service but not normally used | [6 empty] | Hartford | 41.6914 | -72.7686
58188 | Central Connecticut State University | 58224 | CCSU Co-Gen-STBY Gen | Commercial CHP | CT | MEMH | 0.7 | 0.7 | Petroleum Liquids | DFO | IC | 10 | 1993 |  |  | (SB) Standby/Backup: available for service but not normally used | [6 empty] | Hartford | 41.6914 | -72.7686
58197 | Newberry Solar 1 LLC | 58226 | Newberry Solar 1 LLC | IPP Non-CHP | CA | 1 | 1.5 | 1.5 | Solar Photovoltaic | SUN | PV | 12 | 2013 |  |  | (OP) Operating | [6 empty] | San Bernardino | 34.8536 | -116.6831
58198 | Highlander Solar 2, LLC | 58227 | SEPV9 Power Plant | IPP Non-CHP | CA | SPV9 | 9 | 8.5 | Solar Photovoltaic | SUN | PV | 6 | 2013 |  |  | (OP) Operating | [6 empty] | San Bernardino | 34.1922 | -116.0903
58201 | Milford Solar LLC | 58228 | Milford Solar Farm | IPP Non-CHP | DE | GEN1 | 11.8 | 11.8 | Solar Photovoltaic | SUN | PV | 12 | 2012 |  |  | (OP) Operating | [6 empty] | Kent | 38.9231 | -75.4533
58202 | Energy Alternatives Wholesale LLC | 58229 | Lake Marion | IPP Non-CHP | MN | GEN1 | 8.8 | 8.8 | Petroleum Liquids | DFO | IC | 6 | 2000 |  |  | (OP) Operating | [6 empty] | Dakota | 44.6003 | -93.2939
58202 | Energy Alternatives Wholesale LLC | 58230 | Hastings | IPP Non-CHP | MN | GEN1 | 8.8 | 8.8 | Petroleum Liquids | DFO | IC | 6 | 2000 |  |  | (OP) Operating | [6 empty] | Dakota | 44.7 | -92.8936
58203 | NRG Energy Center Eagles LLC | 58231 | Lincoln Financial Field | IPP Non-CHP | PA | GEN1 | 2.9 | 2.9 | Solar Photovoltaic | SUN | PV | 1 | 2013 |  |  | (OP) Operating | [6 empty] | Philadelphia | 39.9008 | -75.1675
58661 | Sustainable Power Group, LLC | 58232 | Tahquitz High School | Commercial Non-CHP | CA | TAHQ | 1 | 1 | Solar Photovoltaic | SUN | PV | 9 | 2012 |  |  | (OP) Operating | [6 empty] | Riverside | 33.7672 | -117.0175
57421 | BayWa r.e Wind LLC | 58233 | Wagner Wind LLC | IPP Non-CHP | CA | GEN1 | 6 | 6 | Onshore Wind Turbine | WND | WT | 12 | 2012 |  |  | (OP) Operating | [6 empty] | Riverside | 33.9089 | -116.5556
58211 | Highlander Solar 1, LLC | 58234 | SEPV 8 | IPP Non-CHP | CA | SPV8 | 12 | 11.8 | Solar Photovoltaic | SUN | PV | 6 | 2013 |  |  | (OP) Operating | [6 empty] | San Bernardino | 34.1719 | -116.1525
19856 | City of Vineland - (NJ) | 58235 | Clayville | Electric Utility | NJ | 1 | 73 | 60 | Natural Gas Fired Combustion Turbine | NG | GT | 11 | 2015 |  |  | (OP) Operating | [6 empty] | Cumberland | 39.4244 | -75.02
58213 | New Britain Renewable Energy, LLC | 58237 | CCSU Fuel Cell Project | Commercial CHP | CT | CCSU | 1.4 | 1.4 | Other Natural Gas | NG | FC | 4 | 2012 |  |  | (OP) Operating | [6 empty] | Hartford | 41.6919 | -72.7611
58212 | Georgia Mountain Community Wind, LLC | 58238 | Georgia Mountain Community Wind Farm | IPP Non-CHP | VT | GMCW | 10 | 10 | Onshore Wind Turbine | WND | WT | 12 | 2012 |  |  | (OP) Operating | [6 empty] | Chittenden | 44.6617 | -73.07
57081 | WGL Energy Systems, Inc | 58239 | Kent County-Kennedyville | IPP Non-CHP | MD | PVKV | 1 | 1 | Solar Photovoltaic | SUN | PV | 8 | 2012 |  |  | (OP) Operating | [6 empty] | Kent | 39.2972 | -75.9822
57081 | WGL Energy Systems, Inc | 58240 | Kit Carson | IPP Non-CHP | NM | PV_KC | 1.3 | 1.3 | Solar Photovoltaic | SUN | PV | 6 | 2012 |  |  | (OP) Operating | [6 empty] | Taos | 36.9667 | -105.4381
57081 | WGL Energy Systems, Inc | 58241 | Rock Hall | IPP Non-CHP | MD | RCKHL | 1 | 1 | Solar Photovoltaic | SUN | PV | 12 | 2012 |  |  | (OP) Operating | [6 empty] | Kent | 39.15 | -76.23
56545 | Pattern Operators LP | 58242 | Pattern Panhandle Wind LLC | IPP Non-CHP | TX | 1 | 218 | 218 | Onshore Wind Turbine | WND | WT | 7 | 2014 |  |  | (OP) Operating | [6 empty] | Carson | 35.4275 | -101.2531
57081 | WGL Energy Systems, Inc | 58243 | Kent County - Worton Complex | IPP Non-CHP | MD | WRTN | 1 | 1 | Solar Photovoltaic | SUN | PV | 7 | 2012 |  |  | (OP) Operating | [6 empty] | Kent | 39.2808 | -76.0908
58661 | Sustainable Power Group, LLC | 58244 | West Valley High School Solar | Commercial Non-CHP | CA | WEST | 1 | 1 | Solar Photovoltaic | SUN | PV | 9 | 2012 |  |  | (OP) Operating | [6 empty] | Riverside | 33.7197 | -117.0097
58220 | Northeastern Illinois University | 58245 | Northeastern Illinois University Cogen | Commercial CHP | IL | GEN1 | 0.8 | 0.8 | Natural Gas Internal Combustion Engine | NG | IC | 8 | 1995 |  |  | (SB) Standby/Backup: available for service but not normally used | [6 empty] | Cook | 41.9811 | -87.7192
58220 | Northeastern Illinois University | 58245 | Northeastern Illinois University Cogen | Commercial CHP | IL | GEN2 | 0.8 | 0.8 | Natural Gas Internal Combustion Engine | NG | IC | 8 | 1995 |  |  | (SB) Standby/Backup: available for service but not normally used | [6 empty] | Cook | 41.9811 | -87.7192
58220 | Northeastern Illinois University | 58245 | Northeastern Illinois University Cogen | Commercial CHP | IL | GEN3 | 0.8 | 0.8 | Natural Gas Internal Combustion Engine | NG | IC | 8 | 1995 |  |  | (SB) Standby/Backup: available for service but not normally used | [6 empty] | Cook | 41.9811 | -87.7192
58220 | Northeastern Illinois University | 58245 | Northeastern Illinois University Cogen | Commercial CHP | IL | GEN4 | 0.8 | 0.8 | Natural Gas Internal Combustion Engine | NG | IC | 8 | 1995 |  |  | (SB) Standby/Backup: available for service but not normally used | [6 empty] | Cook | 41.9811 | -87.7192
58221 | LES Operations Services LLC | 58246 | Millersville LFG | IPP Non-CHP | MD | CAT1 | 1.6 | 1.5 | Landfill Gas | LFG | IC | 7 | 2012 |  |  | (OP) Operating | [6 empty] | Anne Arundel | 39.0847 | -76.6764
58221 | LES Operations Services LLC | 58246 | Millersville LFG | IPP Non-CHP | MD | CAT2 | 1.6 | 1.5 | Landfill Gas | LFG | IC | 7 | 2012 |  |  | (OP) Operating | [6 empty] | Anne Arundel | 39.0847 | -76.6764
11208 | Los Angeles Department of Water & Power | 58248 | Pierce College | Commercial Non-CHP | CA | GEN1 | 1.9 | 1.9 | Solar Photovoltaic | SUN | PV | 1 | 2013 |  |  | (OP) Operating | [6 empty] | Los Angeles | 34.1836 | -118.5747
11208 | Los Angeles Department of Water & Power | 58249 | VA Sepulveda Ambulatory Care Center | Commercial Non-CHP | CA | GEN1 | 3.5 | 3.5 | Solar Photovoltaic | SUN | PV | 10 | 2014 |  |  | (OP) Operating | [6 empty] | Los Angeles | 34.2489 | -118.4833
54842 | WM Renewable Energy LLC | 58250 | Tullytown | IPP Non-CHP | PA | GEN1 | 1.6 | 1.6 | Landfill Gas | LFG | IC | 3 | 2013 |  |  | (OP) Operating | [6 empty] | Bucks | 40.1514 | -74.7806
58223 | C&H Sugar Company Inc | 58251 | C&H Sugar Plant | Industrial CHP | CA | TG3 | 4 | 5 | All Other | PUR | ST | 1 | 1958 |  |  | (OP) Operating | [6 empty] | Contra Costa | 38.0572 | -122.2189
58223 | C&H Sugar Company Inc | 58251 | C&H Sugar Plant | Industrial CHP | CA | TG4 | 4 | 5 | All Other | PUR | ST | 10 | 1957 |  |  | (OP) Operating | [6 empty] | Contra Costa | 38.0572 | -122.2189
58229 | Howard County - Maryland | 58252 | Alpha Ridge LFG | IPP Non-CHP | MD | JEN1 | 1 | 1 | Landfill Gas | LFG | IC | 7 | 2012 |  |  | (OP) Operating | [6 empty] | Howard | 39.305 | -76.9019
11208 | Los Angeles Department of Water & Power | 58253 | CBS Television City | Commercial Non-CHP | CA | GEN1 | 1.6 | 1.6 | Solar Photovoltaic | SUN | PV | 7 | 2013 |  |  | (OP) Operating | [6 empty] | Los Angeles | 34.075 | -118.36
11268 | City of Lowell - (MI) | 58254 | Chatham | Electric Utility | MI | CTOIS | 3.7 | 3.4 | Natural Gas Fired Combustion Turbine | NG | GT | 9 | 2013 |  |  | (OP) Operating | [6 empty] | Kent | 42.9344 | -85.3475
18315 | Sunflower Electric Power Corp | 58255 | Rubart | Electric Utility | KS | 01 | 10 | 9 | Natural Gas Internal Combustion Engine | NG | IC | 9 | 2014 |  |  | (OP) Operating | [6 empty] | Grant | 37.5586 | -101.0994
18315 | Sunflower Electric Power Corp | 58255 | Rubart | Electric Utility | KS | 02 | 10 | 9 | Natural Gas Internal Combustion Engine | NG | IC | 9 | 2014 |  |  | (OP) Operating | [6 empty] | Grant | 37.5586 | -101.0994
18315 | Sunflower Electric Power Corp | 58255 | Rubart | Electric Utility | KS | 03 | 10 | 9 | Natural Gas Internal Combustion Engine | NG | IC | 9 | 2014 |  |  | (OP) Operating | [6 empty] | Grant | 37.5586 | -101.0994
18315 | Sunflower Electric Power Corp | 58255 | Rubart | Electric Utility | KS | 04 | 10 | 9 | Natural Gas Internal Combustion Engine | NG | IC | 9 | 2014 |  |  | (OP) Operating | [6 empty] | Grant | 37.5586 | -101.0994
18315 | Sunflower Electric Power Corp | 58255 | Rubart | Electric Utility | KS | 05 | 10 | 9 | Natural Gas Internal Combustion Engine | NG | IC | 9 | 2014 |  |  | (OP) Operating | [6 empty] | Grant | 37.5586 | -101.0994
18315 | Sunflower Electric Power Corp | 58255 | Rubart | Electric Utility | KS | 06 | 10 | 9 | Natural Gas Internal Combustion Engine | NG | IC | 9 | 2014 |  |  | (OP) Operating | [6 empty] | Grant | 37.5586 | -101.0994
18315 | Sunflower Electric Power Corp | 58255 | Rubart | Electric Utility | KS | 07 | 10 | 9 | Natural Gas Internal Combustion Engine | NG | IC | 9 | 2014 |  |  | (OP) Operating | [6 empty] | Grant | 37.5586 | -101.0994
18315 | Sunflower Electric Power Corp | 58255 | Rubart | Electric Utility | KS | 08 | 10 | 9 | Natural Gas Internal Combustion Engine | NG | IC | 9 | 2014 |  |  | (OP) Operating | [6 empty] | Grant | 37.5586 | -101.0994
18315 | Sunflower Electric Power Corp | 58255 | Rubart | Electric Utility | KS | 09 | 10 | 9 | Natural Gas Internal Combustion Engine | NG | IC | 9 | 2014 |  |  | (OP) Operating | [6 empty] | Grant | 37.5586 | -101.0994
18315 | Sunflower Electric Power Corp | 58255 | Rubart | Electric Utility | KS | 10 | 10 | 9 | Natural Gas Internal Combustion Engine | NG | IC | 9 | 2014 |  |  | (OP) Operating | [6 empty] | Grant | 37.5586 | -101.0994
18315 | Sunflower Electric Power Corp | 58255 | Rubart | Electric Utility | KS | 11 | 10 | 9 | Natural Gas Internal Combustion Engine | NG | IC | 9 | 2014 |  |  | (OP) Operating | [6 empty] | Grant | 37.5586 | -101.0994
18315 | Sunflower Electric Power Corp | 58255 | Rubart | Electric Utility | KS | 12 | 10 | 9 | Natural Gas Internal Combustion Engine | NG | IC | 9 | 2014 |  |  | (OP) Operating | [6 empty] | Grant | 37.5586 | -101.0994
11204 | Los Alamos County | 58256 | Los Alamos PV Site | Electric Utility | NM | 1 | 1 | 1 | Solar Photovoltaic | SUN | PV | 9 | 2012 |  |  | (OP) Operating | [6 empty] | Los Alamos | 35.8756 | -106.31
11204 | Los Alamos County | 58256 | Los Alamos PV Site | Electric Utility | NM | 2 | 1 | 1 | Batteries | MWH | BA | 9 | 2012 |  |  | (OP) Operating | [6 empty] | Los Alamos | 35.8756 | -106.31
11204 | Los Alamos County | 58256 | Los Alamos PV Site | Electric Utility | NM | 3 | 0.8 | 0.8 | Batteries | MWH | BA | 9 | 2012 |  |  | (OP) Operating | [6 empty] | Los Alamos | 35.8756 | -106.31
11118 | Lockhart Power Co | 58257 | Upper Pacolet Hydro | Electric Utility | SC | UP1 | 1.1 | 1.1 | Conventional Hydroelectric | WAT | HY | 2 | 2013 |  |  | (OP) Operating | [6 empty] | Spartanburg | 34.9214 | -81.7456
10810 | LAX Airport | 58258 | Central Utilities Plant LAX 2 | Commercial CHP | CA | GEN1 | 4.6 | 4.2 | Natural Gas Fired Combustion Turbine | NG | GT | 10 | 2015 |  |  | (OP) Operating | [6 empty] | Los Angeles | 33.9439 | -118.4042
10810 | LAX Airport | 58258 | Central Utilities Plant LAX 2 | Commercial CHP | CA | GEN2 | 4.6 | 4.2 | Natural Gas Fired Combustion Turbine | NG | GT | 10 | 2015 |  |  | (OP) Operating | [6 empty] | Los Angeles | 33.9439 | -118.4042
58233 | Kalaeloa Solar Two LLC | 58259 | Kalaeloa Solar Two | IPP Non-CHP | HI | KAS2 | 5 | 5 | Solar Photovoltaic | SUN | PV | 12 | 2012 |  |  | (OP) Operating | [6 empty] | Honolulu | 21.32 | -158.0869
19876 | Virginia Electric & Power Co | 58260 | Brunswick County Power Station | Electric Utility | VA | CT01 | 297.5 | 263.9 | Natural Gas Fired Combined Cycle | NG | CT | 4 | 2016 |  |  | (OP) Operating | [6 empty] | Brunswick | 36.765 | -77.7139
19876 | Virginia Electric & Power Co | 58260 | Brunswick County Power Station | Electric Utility | VA | CT02 | 297.5 | 263.9 | Natural Gas Fired Combined Cycle | NG | CT | 4 | 2016 |  |  | (OP) Operating | [6 empty] | Brunswick | 36.765 | -77.7139
19876 | Virginia Electric & Power Co | 58260 | Brunswick County Power Station | Electric Utility | VA | CT03 | 297.5 | 263.9 | Natural Gas Fired Combined Cycle | NG | CT | 4 | 2016 |  |  | (OP) Operating | [6 empty] | Brunswick | 36.765 | -77.7139
19876 | Virginia Electric & Power Co | 58260 | Brunswick County Power Station | Electric Utility | VA | ST01 | 579.7 | 579.4 | Natural Gas Fired Combined Cycle | NG | CA | 4 | 2016 |  |  | (OP) Operating | [6 empty] | Brunswick | 36.765 | -77.7139
58238 | Enfinity NorCal 1 FAA LLC | 58261 | FAA NorCal TRACON | IPP Non-CHP | CA | 1 | 1 | 1 | Solar Photovoltaic | SUN | PV | 12 | 2012 |  |  | (OP) Operating | [6 empty] | Sacramento | 38.5658 | -121.2622
58239 | Desert Sky Solar LLC | 58262 | Badger 1 | IPP Non-CHP | AZ | 1 | 14.8 | 14.8 | Solar Photovoltaic | SUN | PV | 11 | 2013 |  |  | (OP) Operating | [6 empty] | Maricopa | 33.498 | -112.8135
58240 | COT/Division of Water Reclamation | 58263 | Bay View Cogeneration Facility | Electric Utility | OH | GTG | 5.5 | 4.4 | Landfill Gas | LFG | GT | 1 | 2010 |  |  | (OS) Out of service and NOT expected to return to service in next calendar year | [6 empty] | Lucas | 41.6883 | -83.4847
58240 | COT/Division of Water Reclamation | 58263 | Bay View Cogeneration Facility | Electric Utility | OH | STG | 6.5 | 4 | Landfill Gas | LFG | ST | 2 | 2011 |  |  | (OS) Out of service and NOT expected to return to service in next calendar year | [6 empty] | Lucas | 41.6883 | -83.4847
57369 | Apple, Inc | 58264 | Apple Data Center - Fuel Cell 1&2 | Commercial Non-CHP | NC | FC1 | 5 | 4.8 | Landfill Gas | LFG | FC | 9 | 2012 |  |  | (OP) Operating | [6 empty] | Catawba | 35.5883 | -81.2667
57369 | Apple, Inc | 58264 | Apple Data Center - Fuel Cell 1&2 | Commercial Non-CHP | NC | FC2 | 5.5 | 5.2 | Landfill Gas | LFG | FC | 4 | 2013 |  |  | (OP) Operating | [6 empty] | Catawba | 35.5883 | -81.2667
58247 | National Centers for Animal Health | 58265 | NCAH Central Utility Plant | Commercial CHP | IA | C-3 | 0.2 | 0.2 | Petroleum Liquids | DFO | IC | 12 | 2005 |  |  | (SB) Standby/Backup: available for service but not normally used | [6 empty] | Story | 42.0461 | -93.5794
58247 | National Centers for Animal Health | 58265 | NCAH Central Utility Plant | Commercial CHP | IA | EP-6 | 0.8 | 0.8 | Petroleum Liquids | DFO | IC | 6 | 2003 |  |  | (SB) Standby/Backup: available for service but not normally used | [6 empty] | Story | 42.0461 | -93.5794
58247 | National Centers for Animal Health | 58265 | NCAH Central Utility Plant | Commercial CHP | IA | FRZRF | 0.2 | 0.2 | Petroleum Liquids | DFO | IC | 7 | 2005 |  |  | (SB) Standby/Backup: available for service but not normally used | [6 empty] | Story | 42.0461 | -93.5794
58247 | National Centers for Animal Health | 58265 | NCAH Central Utility Plant | Commercial CHP | IA | MBGEN | 0.5 | 0.5 | Petroleum Liquids | DFO | IC | 11 | 2004 |  |  | (SB) Standby/Backup: available for service but not normally used | [6 empty] | Story | 42.0461 | -93.5794
58247 | National Centers for Animal Health | 58265 | NCAH Central Utility Plant | Commercial CHP | IA | S-13 | 2.1 | 2.1 | Petroleum Liquids | DFO | IC | 6 | 2006 |  |  | (SB) Standby/Backup: available for service but not normally used | [6 empty] | Story | 42.0461 | -93.5794
58247 | National Centers for Animal Health | 58265 | NCAH Central Utility Plant | Commercial CHP | IA | S-14 | 2.1 | 2.1 | Petroleum Liquids | DFO | IC | 6 | 2004 |  |  | (SB) Standby/Backup: available for service but not normally used | [6 empty] | Story | 42.0461 | -93.5794
58247 | National Centers for Animal Health | 58265 | NCAH Central Utility Plant | Commercial CHP | IA | S-16 | 3 | 3 | Natural Gas Fired Combustion Turbine | NG | GT | 6 | 2006 |  |  | (OP) Operating | [6 empty] | Story | 42.0461 | -93.5794
58247 | National Centers for Animal Health | 58265 | NCAH Central Utility Plant | Commercial CHP | IA | S-17 | 2 | 2 | Petroleum Liquids | DFO | IC | 6 | 2004 |  |  | (SB) Standby/Backup: available for service but not normally used | [6 empty] | Story | 42.0461 | -93.5794
58247 | National Centers for Animal Health | 58265 | NCAH Central Utility Plant | Commercial CHP | IA | S-18 | 2 | 2 | Petroleum Liquids | DFO | IC | 5 | 2000 |  |  | (SB) Standby/Backup: available for service but not normally used | [6 empty] | Story | 42.0461 | -93.5794
58247 | National Centers for Animal Health | 58265 | NCAH Central Utility Plant | Commercial CHP | IA | S-19 | 2 | 2 | Petroleum Liquids | DFO | IC | 12 | 2010 |  |  | (SB) Standby/Backup: available for service but not normally used | [6 empty] | Story | 42.0461 | -93.5794
58247 | National Centers for Animal Health | 58265 | NCAH Central Utility Plant | Commercial CHP | IA | S-7A | 1 | 1 | Natural Gas Fired Combustion Turbine | NG | GT | 5 | 2000 |  |  | (OP) Operating | [6 empty] | Story | 42.0461 | -93.5794
15248 | Portland General Electric Co | 58266 | Port Westward Unit 2 | Electric Utility | OR | 1 | 18.8 | 18.7 | Natural Gas Internal Combustion Engine | NG | IC | 12 | 2014 |  |  | (OP) Operating | [6 empty] | Columbia | 46.1789 | -123.1719
15248 | Portland General Electric Co | 58266 | Port Westward Unit 2 | Electric Utility | OR | 10 | 18.8 | 18.7 | Natural Gas Internal Combustion Engine | NG | IC | 12 | 2014 |  |  | (OP) Operating | [6 empty] | Columbia | 46.1789 | -123.1719
15248 | Portland General Electric Co | 58266 | Port Westward Unit 2 | Electric Utility | OR | 11 | 18.8 | 18.7 | Natural Gas Internal Combustion Engine | NG | IC | 12 | 2014 |  |  | (OP) Operating | [6 empty] | Columbia | 46.1789 | -123.1719
15248 | Portland General Electric Co | 58266 | Port Westward Unit 2 | Electric Utility | OR | 12 | 18.8 | 18.7 | Natural Gas Internal Combustion Engine | NG | IC | 12 | 2014 |  |  | (OP) Operating | [6 empty] | Columbia | 46.1789 | -123.1719
15248 | Portland General Electric Co | 58266 | Port Westward Unit 2 | Electric Utility | OR | 2 | 18.8 | 18.7 | Natural Gas Internal Combustion Engine | NG | IC | 12 | 2014 |  |  | (OP) Operating | [6 empty] | Columbia | 46.1789 | -123.1719
15248 | Portland General Electric Co | 58266 | Port Westward Unit 2 | Electric Utility | OR | 3 | 18.8 | 18.7 | Natural Gas Internal Combustion Engine | NG | IC | 12 | 2014 |  |  | (OP) Operating | [6 empty] | Columbia | 46.1789 | -123.1719
15248 | Portland General Electric Co | 58266 | Port Westward Unit 2 | Electric Utility | OR | 4 | 18.8 | 18.7 | Natural Gas Internal Combustion Engine | NG | IC | 12 | 2014 |  |  | (OP) Operating | [6 empty] | Columbia | 46.1789 | -123.1719
15248 | Portland General Electric Co | 58266 | Port Westward Unit 2 | Electric Utility | OR | 5 | 18.8 | 18.7 | Natural Gas Internal Combustion Engine | NG | IC | 12 | 2014 |  |  | (OP) Operating | [6 empty] | Columbia | 46.1789 | -123.1719
15248 | Portland General Electric Co | 58266 | Port Westward Unit 2 | Electric Utility | OR | 6 | 18.8 | 18.7 | Natural Gas Internal Combustion Engine | NG | IC | 12 | 2014 |  |  | (OP) Operating | [6 empty] | Columbia | 46.1789 | -123.1719
15248 | Portland General Electric Co | 58266 | Port Westward Unit 2 | Electric Utility | OR | 7 | 18.8 | 18.7 | Natural Gas Internal Combustion Engine | NG | IC | 12 | 2014 |  |  | (OP) Operating | [6 empty] | Columbia | 46.1789 | -123.1719
15248 | Portland General Electric Co | 58266 | Port Westward Unit 2 | Electric Utility | OR | 8 | 18.8 | 18.7 | Natural Gas Internal Combustion Engine | NG | IC | 12 | 2014 |  |  | (OP) Operating | [6 empty] | Columbia | 46.1789 | -123.1719
15248 | Portland General Electric Co | 58266 | Port Westward Unit 2 | Electric Utility | OR | 9 | 18.8 | 18.7 | Natural Gas Internal Combustion Engine | NG | IC | 1 | 2015 |  |  | (OP) Operating | [6 empty] | Columbia | 46.1789 | -123.1719
19541 | University of North Carolina | 58268 | UNC-CH LFG Facility | Commercial Non-CHP | NC | LFG1 | 1 | 1 | Landfill Gas | LFG | IC | 1 | 2013 |  |  | (OP) Operating | [6 empty] | Orange | 35.9386 | -79.0592
58240 | COT/Division of Water Reclamation | 58269 | Bay View Backup Power Facility | Electric Utility | OH | G1 | 2 | 2 | Petroleum Liquids | DFO | IC | 1 | 2007 |  |  | (SB) Standby/Backup: available for service but not normally used | [6 empty] | Lucas | 41.6883 | -83.4847
58240 | COT/Division of Water Reclamation | 58269 | Bay View Backup Power Facility | Electric Utility | OH | G2 | 2 | 2 | Natural Gas Internal Combustion Engine | NG | IC | 1 | 2007 |  |  | (SB) Standby/Backup: available for service but not normally used | [6 empty] | Lucas | 41.6883 | -83.4847
58240 | COT/Division of Water Reclamation | 58269 | Bay View Backup Power Facility | Electric Utility | OH | G3 | 2 | 2 | Natural Gas Internal Combustion Engine | NG | IC | 1 | 2007 |  |  | (SB) Standby/Backup: available for service but not normally used | [6 empty] | Lucas | 41.6883 | -83.4847
58240 | COT/Division of Water Reclamation | 58269 | Bay View Backup Power Facility | Electric Utility | OH | G4 | 2 | 2 | Natural Gas Internal Combustion Engine | NG | IC | 1 | 2007 |  |  | (SB) Standby/Backup: available for service but not normally used | [6 empty] | Lucas | 41.6883 | -83.4847
58240 | COT/Division of Water Reclamation | 58269 | Bay View Backup Power Facility | Electric Utility | OH | G5 | 2 | 2 | Natural Gas Internal Combustion Engine | NG | IC | 1 | 2007 |  |  | (SB) Standby/Backup: available for service but not normally used | [6 empty] | Lucas | 41.6883 | -83.4847
58240 | COT/Division of Water Reclamation | 58269 | Bay View Backup Power Facility | Electric Utility | OH | G6 | 2 | 2 | Natural Gas Internal Combustion Engine | NG | IC | 1 | 2007 |  |  | (SB) Standby/Backup: available for service but not normally used | [6 empty] | Lucas | 41.6883 | -83.4847
57449 | Borrego Solar Systems Inc | 58270 | Acushnet AD Makepeace | IPP Non-CHP | MA | 1 | 4.7 | 4.7 | Solar Photovoltaic | SUN | PV | 7 | 2012 |  |  | (OP) Operating | [6 empty] | Plymouth | 41.7989 | -70.7436
57449 | Borrego Solar Systems Inc | 58271 | Acushnet Hawes Reed Road | IPP Non-CHP | MA | 1 | 1 | 1 | Solar Photovoltaic | SUN | PV | 7 | 2012 |  |  | (OP) Operating | [6 empty] | Bristol | 41.6622 | -71.0425
57449 | Borrego Solar Systems Inc | 58272 | Easthampton Landfill-City of Easthampton | IPP Non-CHP | MA | 1 | 1.9 | 1.9 | Solar Photovoltaic | SUN | PV | 6 | 2012 |  |  | (OP) Operating | [6 empty] | Hampshire | 42.2869 | -72.7014
60025 | Greenbacker Renewable Energy Corporation | 58273 | South Robeson Farm | IPP Non-CHP | NC | SROB | 5 | 4.9 | Solar Photovoltaic | SUN | PV | 6 | 2012 |  |  | (OP) Operating | [6 empty] | Robeson | 34.5611 | -79.281
59462 | Heelstone Energy Holdings, LLC | 58274 | Raeford Farm | IPP Non-CHP | NC | RAEF | 5 | 4.9 | Solar Photovoltaic | SUN | PV | 12 | 2012 |  |  | (OP) Operating | [6 empty] | Hoke | 34.9689 | -79.2119
59155 | First Wind O&M, LLC | 58275 | Mass Midstate Solar 3 | IPP Non-CHP | MA | 1 | 4 | 4 | Solar Photovoltaic | SUN | PV | 5 | 2014 |  |  | (OP) Operating | [6 empty] | Worcester | 42.2197 | -71.8786
59155 | First Wind O&M, LLC | 58276 | Mass Midstate Solar 2 | IPP Non-CHP | MA | 1 | 5 | 5 | Solar Photovoltaic | SUN | PV | 5 | 2014 |  |  | (OP) Operating | [6 empty] | Worcester | 42.1703 | -71.8786
8286 | Hawaiian Commercial and Sugar Company | 58277 | Paia Hydroelectric Plant | Industrial Non-CHP | HI | PAH1 | 1.3 | 1.3 | Conventional Hydroelectric | WAT | HY | 1 | 1912 |  |  | (OP) Operating | [6 empty] | Maui | 20.8867 | -156.3378
57494 | TDX North Slope Generating Inc. | 58278 | TNSG North Plant | Electric Utility | AK | 13 | 0.3 | 0.3 | Petroleum Liquids | DFO | IC | 10 | 2010 |  |  | (OP) Operating | [6 empty] | North Slope | 70.2353 | -148.3836
57494 | TDX North Slope Generating Inc. | 58278 | TNSG North Plant | Electric Utility | AK | CT1 | 5.2 | 4.5 | Natural Gas Fired Combustion Turbine | NG | GT | 1 | 2008 |  |  | (OP) Operating | [6 empty] | North Slope | 70.2353 | -148.3836
57494 | TDX North Slope Generating Inc. | 58278 | TNSG North Plant | Electric Utility | AK | CT2 | 5.2 | 4.5 | Natural Gas Fired Combustion Turbine | NG | GT | 12 | 2009 |  |  | (OP) Operating | [6 empty] | North Slope | 70.2353 | -148.3836
57494 | TDX North Slope Generating Inc. | 58278 | TNSG North Plant | Electric Utility | AK | CT3 | 7.5 | 4.5 | Natural Gas Fired Combustion Turbine | NG | GT | 11 | 2014 |  |  | (OP) Operating | [6 empty] | North Slope | 70.2353 | -148.3836
57494 | TDX North Slope Generating Inc. | 58278 | TNSG North Plant | Electric Utility | AK | CT4 | 7.5 | 4.5 | Natural Gas Fired Combustion Turbine | NG | GT | 11 | 2014 |  |  | (OP) Operating | [6 empty] | North Slope | 70.2353 | -148.3836
59155 | First Wind O&M, LLC | 58279 | Mass Midstate Solar 1 | IPP Non-CHP | MA | 1 | 5 | 5 | Solar Photovoltaic | SUN | PV | 5 | 2014 |  |  | (OP) Operating | [6 empty] | Worcester | 42.2197 | -71.8783
59155 | First Wind O&M, LLC | 58280 | Millbury Solar | IPP Non-CHP | MA | 1 | 3 | 3 | Solar Photovoltaic | SUN | PV | 4 | 2014 |  |  | (OP) Operating | [6 empty] | Worcester | 42.1647 | -71.795
58258 | SunRay Power LLC | 58282 | Leicester One MA Solar LLC | IPP Non-CHP | MA | 1 | 6 | 6 | Solar Photovoltaic | SUN | PV | 1 | 2015 |  |  | (OP) Operating | [6 empty] | Worcester | 42.2228 | -71.8786
58598 | Mass Solar, LLC | 58283 | Freetown Solar | IPP Non-CHP | MA | 1 | 5 | 5 | Solar Photovoltaic | SUN | PV | 3 | 2015 |  |  | (OP) Operating | [6 empty] | Bristol | 41.7664 | -70.9808
15473 | Public Service Co of NM | 58284 | La Luz Energy Center | Electric Utility | NM | 0001 | 42.3 | 41 | Natural Gas Fired Combustion Turbine | NG | GT | 12 | 2015 |  |  | (OP) Operating | [6 empty] | Valencia | 34.6161 | -106.815
59455 | Venable Solar, LLC | 58289 | Venable Solar 1 | IPP Non-CHP | CA | VNPV | 1.5 | 1.5 | Solar Photovoltaic | SUN | PV | 4 | 2015 |  |  | (OP) Operating | [6 empty] | Riverside | 33.5989 | -114.5717
59455 | Venable Solar, LLC | 58290 | Venable Solar 2 | IPP Non-CHP | CA | VSPV | 1.5 | 1.5 | Solar Photovoltaic | SUN | PV | 4 | 2015 |  |  | (OP) Operating | [6 empty] | Riverside | 33.5972 | -114.5717
58863 | Main Street Power | 58292 | Jewish Community Center PV | IPP Non-CHP | AZ | JCC | 1.1 | 1.1 | Solar Photovoltaic | SUN | PV | 9 | 2012 |  |  | (OP) Operating | [6 empty] | Maricopa | 33.6031 | -111.9247
58863 | Main Street Power | 58293 | Paradise Valley H.S. PV | IPP Non-CHP | AZ | PVH | 1.3 | 1.3 | Solar Photovoltaic | SUN | PV | 1 | 2013 |  |  | (OP) Operating | [6 empty] | Maricopa | 33.6416 | -111.9997
50158 | Innovative Energy Systems Inc | 58295 | SREC Bath LFGTE | IPP Non-CHP | NY | GEN1 | 1.6 | 1.6 | Landfill Gas | LFG | IC | 11 | 2010 |  |  | (OP) Operating | [6 empty] | Steuben | 42.325 | -77.3789
50158 | Innovative Energy Systems Inc | 58295 | SREC Bath LFGTE | IPP Non-CHP | NY | GEN2 | 1.6 | 1.6 | Landfill Gas | LFG | IC | 11 | 2010 |  |  | (OP) Operating | [6 empty] | Steuben | 42.325 | -77.3789
57128 | Bloom Energy | 58296 | Roll Delano 2 | IPP Non-CHP | CA | ROL6 | 1 | 1 | Other Natural Gas | NG | FC | 9 | 2012 |  |  | (OP) Operating | [6 empty] | Kern | 35.7397 | -119.2381
57128 | Bloom Energy | 58297 | Roll Delano | IPP Non-CHP | CA | ROL4 | 1.1 | 1 | Other Natural Gas | NG | FC | 9 | 2012 |  |  | (OP) Operating | [6 empty] | Kern | 35.7342 | -119.2367
57128 | Bloom Energy | 58298 | Roll Lost Hills | IPP Non-CHP | CA | ROL3 | 1.1 | 1 | Other Natural Gas | NG | FC | 12 | 2012 |  |  | (OP) Operating | [6 empty] | Kern | 35.6531 | -119.8897
57128 | Bloom Energy | 58299 | Xilinx San Jose | IPP Non-CHP | CA | XLX | 1.1 | 1 | Other Natural Gas | NG | FC | 2 | 2012 |  |  | (OP) Operating | [6 empty] | Santa Clara | 37.2528 | -121.9342
57128 | Bloom Energy | 58300 | Honda Torrance | IPP Non-CHP | CA | HON | 1.1 | 1 | Other Natural Gas | NG | FC | 12 | 2012 |  |  | (OP) Operating | [6 empty] | Los Angeles | 33.8381 | -118.315
57128 | Bloom Energy | 58301 | Juniper Networks Sunnyvale | IPP Non-CHP | CA | JPR | 1.1 | 1 | Other Natural Gas | NG | FC | 12 | 2012 |  |  | (OP) Operating | [6 empty] | Santa Clara | 37.4069 | -122.0269
57128 | Bloom Energy | 58302 | Life Technologies Carlsbad | IPP Non-CHP | CA | LFT | 1.1 | 1 | Other Natural Gas | NG | FC | 8 | 2012 |  |  | (OP) Operating | [6 empty] | San Diego | 33.1372 | -117.2869
57128 | Bloom Energy | 58303 | Taylor Farms Salinas | IPP Non-CHP | CA | TLR | 1.1 | 1 | Other Natural Gas | NG | FC | 9 | 2012 |  |  | (OP) Operating | [6 empty] | Monterey | 36.6575 | -121.6233
58269 | Tulare PV II LLC | 58304 | Kingsburg Solar | IPP Non-CHP | CA | 1 | 1.5 | 1.5 | Solar Photovoltaic | SUN | PV | 12 | 2013 |  |  | (OP) Operating | [6 empty] | Tulare | 36.5053 | -119.5403
58269 | Tulare PV II LLC | 58304 | Kingsburg Solar | IPP Non-CHP | CA | 2 | 1.5 | 1.5 | Solar Photovoltaic | SUN | PV | 12 | 2013 |  |  | (OP) Operating | [6 empty] | Tulare | 36.5053 | -119.5403
58269 | Tulare PV II LLC | 58304 | Kingsburg Solar | IPP Non-CHP | CA | 3 | 0.7 | 0.7 | Solar Photovoltaic | SUN | PV | 12 | 2013 |  |  | (OP) Operating | [6 empty] | Tulare | 36.5053 | -119.5403
60025 | Greenbacker Renewable Energy Corporation | 58305 | PCIP Solar | IPP Non-CHP | NC | PCIP | 1 | 1 | Solar Photovoltaic | SUN | PV | 11 | 2011 |  |  | (OP) Operating | [6 empty] | Person | 36.3125 | -78.9675
58268 | Tulare PV I LLC | 58306 | Exeter Solar | IPP Non-CHP | CA | 1 | 1 | 1 | Solar Photovoltaic | SUN | PV | 2 | 2014 |  |  | (OP) Operating | [6 empty] | Tulare | 36.2675 | -119.1286
58268 | Tulare PV I LLC | 58306 | Exeter Solar | IPP Non-CHP | CA | 2 | 1 | 1 | Solar Photovoltaic | SUN | PV | 2 | 2014 |  |  | (OP) Operating | [6 empty] | Tulare | 36.2675 | -119.1286
58268 | Tulare PV I LLC | 58306 | Exeter Solar | IPP Non-CHP | CA | 3 | 1.5 | 1.5 | Solar Photovoltaic | SUN | PV | 2 | 2014 |  |  | (OP) Operating | [6 empty] | Tulare | 36.2675 | -119.1286
58268 | Tulare PV I LLC | 58307 | Ivanhoe Solar | IPP Non-CHP | CA | 1 | 1.5 | 1.5 | Solar Photovoltaic | SUN | PV | 1 | 2014 |  |  | (OP) Operating | [6 empty] | Tulare | 36.3875 | -119.255
58268 | Tulare PV I LLC | 58307 | Ivanhoe Solar | IPP Non-CHP | CA | 2 | 0.5 | 0.5 | Solar Photovoltaic | SUN | PV | 1 | 2014 |  |  | (OP) Operating | [6 empty] | Tulare | 36.3875 | -119.255
58268 | Tulare PV I LLC | 58307 | Ivanhoe Solar | IPP Non-CHP | CA | 3 | 1.5 | 1.5 | Solar Photovoltaic | SUN | PV | 1 | 2014 |  |  | (OP) Operating | [6 empty] | Tulare | 36.3875 | -119.255
58268 | Tulare PV I LLC | 58308 | Lindsay Solar | IPP Non-CHP | CA | 1 | 1.5 | 1.5 | Solar Photovoltaic | SUN | PV | 1 | 2014 |  |  | (OP) Operating | [6 empty] | Tulare | 36.2119 | -119.1339
58268 | Tulare PV I LLC | 58308 | Lindsay Solar | IPP Non-CHP | CA | 3 | 1.5 | 1.5 | Solar Photovoltaic | SUN | PV | 1 | 2014 |  |  | (OP) Operating | [6 empty] | Tulare | 36.2119 | -119.1339
58268 | Tulare PV I LLC | 58308 | Lindsay Solar | IPP Non-CHP | CA | 4 | 1 | 1 | Solar Photovoltaic | SUN | PV | 1 | 2014 |  |  | (OP) Operating | [6 empty] | Tulare | 36.2119 | -119.1339
58268 | Tulare PV I LLC | 58309 | Porterville Solar | IPP Non-CHP | CA | 1 | 1 | 1 | Solar Photovoltaic | SUN | PV | 1 | 2014 |  |  | (OP) Operating | [6 empty] | Tulare | 36.1028 | -119.0397
58268 | Tulare PV I LLC | 58309 | Porterville Solar | IPP Non-CHP | CA | 2 | 1 | 1 | Solar Photovoltaic | SUN | PV | 1 | 2014 |  |  | (OP) Operating | [6 empty] | Tulare | 36.1028 | -119.0397
58268 | Tulare PV I LLC | 58309 | Porterville Solar | IPP Non-CHP | CA | 5 | 1.5 | 1.5 | Solar Photovoltaic | SUN | PV | 1 | 2014 |  |  | (OP) Operating | [6 empty] | Tulare | 36.1028 | -119.0397
58287 | Rain CII Carbon LLC | 58310 | Lake Charles Plant | Industrial Non-CHP | LA | G-1 | 36.4 | 28 | All Other | WH | ST | 12 | 2012 |  |  | (OP) Operating | [6 empty] | Calcasieu | 30.1489 | -93.3356
58279 | Chadbourn Farm LLC | 58311 | Chadbourn Farm | IPP Non-CHP | NC | 1 | 5 | 5 | Solar Photovoltaic | SUN | PV | 12 | 2012 |  |  | (OP) Operating | [6 empty] | Columbus | 34.1939 | -78.4544
58280 | Warrenton Farm LLC | 58312 | Warrenton Farm | IPP Non-CHP | NC | 1 | 4 | 4 | Solar Photovoltaic | SUN | PV | 12 | 2012 |  |  | (OP) Operating | [6 empty] | Warren | 36.415 | -78.1711
58281 | Mocksville Lessee LLC | 58313 | Mocksville Farm | IPP Non-CHP | NC | 1 | 5 | 5 | Solar Photovoltaic | SUN | PV | 11 | 2012 |  |  | (OP) Operating | [6 empty] | Davie | 35.8786 | -80.5419
58282 | Belwood Farm LLC | 58314 | Belwood Farm | IPP Non-CHP | NC | 1 | 4 | 4 | Solar Photovoltaic | SUN | PV | 12 | 2012 |  |  | (OP) Operating | [6 empty] | Cleveland | 35.47 | -81.5083
58283 | Strata Fund 2 Lessee LLC | 58315 | Arndt Farm | IPP Non-CHP | NC | 1 | 5 | 5 | Solar Photovoltaic | SUN | PV | 11 | 2012 |  |  | (OP) Operating | [6 empty] | Catawba | 35.7792 | -81.1756
58284 | Railroad Farm LLC | 58316 | Railroad Farm | IPP Non-CHP | NC | 1 | 5 | 5 | Solar Photovoltaic | SUN | PV | 10 | 2012 |  |  | (OP) Operating | [6 empty] | Robeson | 34.82 | -78.9708
58285 | Watts Farm LLC | 58317 | Watts Farm | IPP Non-CHP | NC | 1 | 5 | 5 | Solar Photovoltaic | SUN | PV | 7 | 2012 |  |  | (OP) Operating | [6 empty] | Robeson | 34.7269 | -79.3353
58286 | Farrington Solar Farm LLC | 58318 | Farrington Farm | IPP Non-CHP | NC | 1 | 1 | 1 | Solar Photovoltaic | SUN | PV | 4 | 2012 |  |  | (OP) Operating | [6 empty] | Chatham | 35.8328 | -79.025
58245 | Patua Project LLC | 58319 | Patua Geothermal Project Phase 1A | IPP Non-CHP | NV | 1 | 16 | 10 | Geothermal | GEO | BT | 12 | 2013 |  |  | (OP) Operating | [6 empty] | Churchill | 39.5858 | -119.0731
58245 | Patua Project LLC | 58319 | Patua Geothermal Project Phase 1A | IPP Non-CHP | NV | 3 | 16 | 10 | Geothermal | GEO | BT | 12 | 2013 |  |  | (OP) Operating | [6 empty] | Churchill | 39.5858 | -119.0731
58245 | Patua Project LLC | 58319 | Patua Geothermal Project Phase 1A | IPP Non-CHP | NV | 5 | 16 | 10 | Geothermal | GEO | BT | 12 | 2013 |  |  | (OP) Operating | [6 empty] | Churchill | 39.5858 | -119.0731
56440 | G2 Energy LLC | 58320 | G2 Energy Hay Rd | IPP Non-CHP | CA | 362 | 1.6 | 1.5 | Landfill Gas | LFG | IC | 6 | 2013 |  |  | (OP) Operating | [6 empty] | Solano | 38.3147 | -121.8336
49893 | Invenergy Services LLC | 58321 | Goldthwaite Wind Energy Facility | IPP Non-CHP | TX | 1 | 150 | 150 | Onshore Wind Turbine | WND | WT | 12 | 2013 |  |  | (OP) Operating | [6 empty] | Mills | 31.3833 | -98.4667
49893 | Invenergy Services LLC | 58322 | Prairie Breeze | IPP Non-CHP | NE | 1 | 206.5 | 206.5 | Onshore Wind Turbine | WND | WT | 5 | 2014 |  |  | (OP) Operating | [6 empty] | Antelope | 41.9517 | -98.0767
58283 | Strata Fund 2 Lessee LLC | 58323 | Shannon Farm | IPP Non-CHP | NC | 1 | 5 | 5 | Solar Photovoltaic | SUN | PV | 10 | 2012 |  |  | (OP) Operating | [6 empty] | Robeson | 34.8475 | -79.1289
58298 | FPL Energy Stateline II Inc | 58324 | Vansycle II Wind Energy Center | IPP Non-CHP | OR | SIE23 | 98.9 | 98.9 | Onshore Wind Turbine | WND | WT | 12 | 2009 |  |  | (OP) Operating | [6 empty] | Umatilla | 45.8992 | -118.5914
14077 | Oklahoma Municipal Power Authority | 58325 | Charles D. Lamb Energy Center | Electric Utility | OK | 1 | 122 | 122 | Natural Gas Fired Combustion Turbine | NG | GT | 4 | 2015 |  |  | (OP) Operating | [6 empty] | Kay | 36.8139 | -97.1253
56205 | Philadelphia Water Department | 58326 | PWD Northeast WPCP Biogas Cogen Plant | Commercial Non-CHP | PA | NBG1 | 1.4 | 1.4 | Other Waste Biomass | OBG | IC | 12 | 2013 |  |  | (OP) Operating | [6 empty] | Philadelphia | 39.9886 | -75.0833
56205 | Philadelphia Water Department | 58326 | PWD Northeast WPCP Biogas Cogen Plant | Commercial Non-CHP | PA | NBG2 | 1.4 | 1.4 | Other Waste Biomass | OBG | IC | 12 | 2013 |  |  | (OP) Operating | [6 empty] | Philadelphia | 39.9886 | -75.0833
56205 | Philadelphia Water Department | 58326 | PWD Northeast WPCP Biogas Cogen Plant | Commercial Non-CHP | PA | NBG3 | 1.4 | 1.4 | Other Waste Biomass | OBG | IC | 12 | 2013 |  |  | (OP) Operating | [6 empty] | Philadelphia | 39.9886 | -75.0833
56205 | Philadelphia Water Department | 58326 | PWD Northeast WPCP Biogas Cogen Plant | Commercial Non-CHP | PA | NBG4 | 1.4 | 1.4 | Other Waste Biomass | OBG | IC | 12 | 2013 |  |  | (OP) Operating | [6 empty] | Philadelphia | 39.9886 | -75.0833
58300 | Ameresco Select Inc | 58327 | Bradley Energy Center | Commercial CHP | CT | UNIT1 | 1.5 | 1.5 | Natural Gas Internal Combustion Engine | NG | IC | 11 | 2002 |  |  | (OP) Operating | [6 empty] | Hartford | 41.9271 | -72.6831
58300 | Ameresco Select Inc | 58327 | Bradley Energy Center | Commercial CHP | CT | UNIT2 | 1.2 | 1.2 | Natural Gas Internal Combustion Engine | NG | IC | 11 | 2002 |  |  | (OP) Operating | [6 empty] | Hartford | 41.9271 | -72.6831
58300 | Ameresco Select Inc | 58327 | Bradley Energy Center | Commercial CHP | CT | UNIT3 | 1.2 | 1.2 | Natural Gas Internal Combustion Engine | NG | IC | 11 | 2002 |  |  | (OP) Operating | [6 empty] | Hartford | 41.9271 | -72.6831
58300 | Ameresco Select Inc | 58327 | Bradley Energy Center | Commercial CHP | CT | UNIT4 | 1.9 | 1.9 | Natural Gas Internal Combustion Engine | NG | IC | 8 | 2010 |  |  | (OP) Operating | [6 empty] | Hartford | 41.9271 | -72.6831
58303 | Energy Systems Group LLC | 58328 | North Chicago Energy Center | Commercial CHP | IL | GT1 | 5.2 | 5.2 | Natural Gas Fired Combustion Turbine | NG | GT | 10 | 2003 |  |  | (OP) Operating | [6 empty] | Lake | 42.3064 | -87.8519
58303 | Energy Systems Group LLC | 58328 | North Chicago Energy Center | Commercial CHP | IL | GT2 | 7.2 | 7.1 | Natural Gas Fired Combustion Turbine | NG | GT | 8 | 2005 |  |  | (OP) Operating | [6 empty] | Lake | 42.3064 | -87.8519
58304 | Constellation Solar Maryland II LLC | 58329 | UMMS at Pocomoke | IPP Non-CHP | MD | PV1 | 2.8 | 2.8 | Solar Photovoltaic | SUN | PV | 2 | 2013 |  |  | (OP) Operating | [6 empty] | Somerset | 38.0981 | -75.6111
58313 | The Andersons Albion Ethanol LLC | 58330 | The Andersons Albion Ethanol LLC | Industrial CHP | MI | 9611 | 2 | 0.2 | Natural Gas Steam Turbine | NG | ST | 8 | 2006 |  |  | (OP) Operating | [6 empty] | Calhoun | 42.2561 | -84.7883
58318 | Haynes Farm LLC | 58332 | Haynes Farm | IPP Non-CHP | NC | 1 | 5 | 5 | Solar Photovoltaic | SUN | PV | 9 | 2013 |  |  | (OP) Operating | [6 empty] | Lincoln | 35.5258 | -81.2353
58319 | Lenoir Farm LLC | 58333 | Lenoir Farm | IPP Non-CHP | NC | 1 | 5 | 5 | Solar Photovoltaic | SUN | PV | 7 | 2013 |  |  | (OP) Operating | [6 empty] | Lenoir | 35.3317 | -77.6664
58320 | Lenoir Farm 2 LLC | 58334 | Lenoir Farm 2 | IPP Non-CHP | NC | 1 | 5 | 5 | Solar Photovoltaic | SUN | PV | 6 | 2013 |  |  | (OP) Operating | [6 empty] | Lenoir | 35.35 | -77.475
58321 | Marshville Farm LLC | 58335 | Marshville Farm | IPP Non-CHP | NC | 1 | 5 | 5 | Solar Photovoltaic | SUN | PV | 10 | 2013 |  |  | (OP) Operating | [6 empty] | Union | 34.9889 | -80.3836
58322 | Mile Farm LLC | 58336 | Mile Farm | IPP Non-CHP | NC | 1 | 5 | 5 | Solar Photovoltaic | SUN | PV | 6 | 2014 |  |  | (OP) Operating | [6 empty] | Durham | 36.2306 | -78.9496
58323 | Moore Solar Farm LLC | 58337 | Moore Solar Farm | IPP Non-CHP | NC | 1 | 5 | 5 | Solar Photovoltaic | SUN | PV | 12 | 2013 |  |  | (OP) Operating | [6 empty] | Rockingham | 36.2732 | -79.7592
58324 | Moorings Farm LLC | 58338 | Moorings Farm | IPP Non-CHP | NC | 1 | 5 | 5 | Solar Photovoltaic | SUN | PV | 9 | 2013 |  |  | (OP) Operating | [6 empty] | Wayne | 35.3058 | -77.8292
58325 | New Bern Farm LLC | 58339 | New Bern Farm | IPP Non-CHP | NC | 1 | 5 | 5 | Solar Photovoltaic | SUN | PV | 4 | 2014 |  |  | (OP) Operating | [6 empty] | Craven | 35.2096 | -77.0567
58326 | Roxboro Farm LLC | 58340 | Roxboro Farm | IPP Non-CHP | NC | 1 | 5 | 5 | Solar Photovoltaic | SUN | PV | 4 | 2014 |  |  | (OP) Operating | [6 empty] | Person | 36.4797 | -78.9174
58327 | White Cross Farm LLC | 58341 | White Cross Farm | IPP Non-CHP | NC | 1 | 5 | 5 | Solar Photovoltaic | SUN | PV | 9 | 2013 |  |  | (OP) Operating | [6 empty] | Orange | 35.9036 | -79.1882
58328 | Wilson Farm 1 LLC | 58342 | Wilson Farm 1 | IPP Non-CHP | NC | 1 | 5 | 5 | Solar Photovoltaic | SUN | PV | 7 | 2013 |  |  | (OP) Operating | [6 empty] | Wilson | 35.8036 | -77.8736
58329 | Yanceyville Farm LLC | 58343 | Yanceyville Farm | IPP Non-CHP | NC | 1 | 5 | 5 | Solar Photovoltaic | SUN | PV | 12 | 2013 |  |  | (OP) Operating | [6 empty] | Caswell | 36.4394 | -79.2789
58330 | AM Best Farm | 58344 | AM Best Farm | IPP Non-CHP | NC | 1 | 5 | 5 | Solar Photovoltaic | SUN | PV | 6 | 2013 |  |  | (OP) Operating | [6 empty] | Wayne | 35.4189 | -77.9856
58331 | Mt Olive Farm 2 LLC | 58345 | Mt Olive Farm 2 | IPP Non-CHP | NC | 1 | 5 | 5 | Solar Photovoltaic | SUN | PV | 5 | 2013 |  |  | (OP) Operating | [6 empty] | Wayne | 35.2181 | -78.0697
58332 | Dibrell Farm LLC | 58346 | Dibrell Farm | IPP Non-CHP | NC | 1 | 5 | 5 | Solar Photovoltaic | SUN | PV | 3 | 2013 |  |  | (OP) Operating | [6 empty] | Rockingham | 36.4717 | -79.5281
58333 | Rock Farm LLC | 58347 | Rock Farm | IPP Non-CHP | NC | 1 | 5 | 5 | Solar Photovoltaic | SUN | PV | 5 | 2013 |  |  | (OP) Operating | [6 empty] | Richmond | 34.9656 | -79.6097
58334 | Two Lines Farm LLC | 58348 | Two Lines Farm | IPP Non-CHP | NC | 1 | 5 | 5 | Solar Photovoltaic | SUN | PV | 3 | 2013 |  |  | (OP) Operating | [6 empty] | Catawba | 35.6292 | -81.3267
58335 | Bolton Farm LLC | 58349 | Bolton Farm | IPP Non-CHP | NC | 1 | 5 | 5 | Solar Photovoltaic | SUN | PV | 7 | 2013 |  |  | (OP) Operating | [6 empty] | Warren | 36.4216 | -78.1323
58336 | McCallum Farm LLC | 58350 | McCallum Farm | IPP Non-CHP | NC | 1 | 5 | 5 | Solar Photovoltaic | SUN | PV | 9 | 2013 |  |  | (OP) Operating | [6 empty] | Robeson | 34.5439 | -79.3
58340 | Tuscola Bay Wind LLC | 58351 | Tuscola Bay Wind | IPP Non-CHP | MI | GE16 | 120 | 120 | Onshore Wind Turbine | WND | WT | 12 | 2012 |  |  | (OP) Operating | [6 empty] | Tuscola | 43.5253 | -83.65
58341 | Nippon Paper Industries USA | 58352 | NPI USA Cogeneration Plant | Industrial CHP | WA | G-11 | 20 | 20 | Wood/Wood Waste Biomass | WDS | ST | 10 | 2013 |  |  | (OP) Operating | [6 empty] | Clallam | 48.1347 | -123.4656
58309 | Radiance Solar LLC | 58354 | Radiance Solar 4 | IPP Non-CHP | CA | 1 | 1.5 | 1.5 | Solar Photovoltaic | SUN | PV | 7 | 2013 |  |  | (OP) Operating | [6 empty] | Los Angeles | 34.6656 | -118.2881
58309 | Radiance Solar LLC | 58355 | Radiance Solar 5 | IPP Non-CHP | CA | 1 | 1.5 | 1.5 | Solar Photovoltaic | SUN | PV | 7 | 2013 |  |  | (OP) Operating | [6 empty] | Los Angeles | 34.6656 | -118.2869
57411 | KDC Solar O&M LLC | 58356 | The Lawrenceville School Solar Facility | IPP Non-CHP | NJ | TLS | 5.2 | 5.2 | Solar Photovoltaic | SUN | PV | 5 | 2012 |  |  | (OP) Operating | [6 empty] | Mercer | 40.3014 | -74.7221
57411 | KDC Solar O&M LLC | 58357 | White Rose Foods Solar Facility | Commercial Non-CHP | NJ | WR | 4.2 | 4.2 | Solar Photovoltaic | SUN | PV | 12 | 2011 |  |  | (OP) Operating | [6 empty] | Middlesex | 40.5664 | -74.2214
57411 | KDC Solar O&M LLC | 58358 | North Jersey Media Group Solar Facility | Commercial Non-CHP | NJ | NJMG | 4.1 | 4.1 | Solar Photovoltaic | SUN | PV | 3 | 2013 |  |  | (OP) Operating | [6 empty] | Morris | 40.9242 | -74.4947
57411 | KDC Solar O&M LLC | 58359 | Gerresheimer Glass Solar Facility | Commercial Non-CHP | NJ | GG | 2.3 | 2.3 | Solar Photovoltaic | SUN | PV | 9 | 2012 |  |  | (OP) Operating | [6 empty] | Cumberland | 39.4967 | -75.0186
57411 | KDC Solar O&M LLC | 58360 | Atlantic Coast Freezers Solar Facility | Commercial Non-CHP | NJ | ACF | 2.2 | 2.2 | Solar Photovoltaic | SUN | PV | 4 | 2012 |  |  | (OP) Operating | [6 empty] | Cumberland | 39.5199 | -75.029
57411 | KDC Solar O&M LLC | 58361 | Williams-Sonoma Solar Facility | Commercial Non-CHP | NJ | WS | 3 | 3 | Solar Photovoltaic | SUN | PV | 12 | 2011 |  |  | (OP) Operating | [6 empty] | Middlesex | 40.3878 | -74.4553
57365 | Consolidated Edison Solutions Inc | 58362 | Quittacas Pond Solar | IPP Non-CHP | MA | QPMA | 3.5 | 3.5 | Solar Photovoltaic | SUN | PV | 12 | 2013 |  |  | (OP) Operating | [6 empty] | Plymouth | 41.7819 | -70.9133
58353 | NextEra Energy Majestic Wind | 58363 | Majestic II Wind | IPP Non-CHP | TX | WND1 | 79.6 | 79.6 | Onshore Wind Turbine | WND | WT | 8 | 2012 |  |  | (OP) Operating | [6 empty] | Carson | 35.386 | -101.5786
58300 | Ameresco Select Inc | 58365 | CJTS Energy Center | Commercial Non-CHP | CT | UNIT7 | 0.4 | 0.4 | Other Natural Gas | NG | FC | 9 | 2013 |  |  | (OP) Operating | [6 empty] | MIddlesex | 41.5528 | -72.625
58355 | SPS Atwell Island LLC | 58366 | Atwell Island | IPP Non-CHP | CA | 1 | 20.2 | 20.2 | Solar Photovoltaic | SUN | PV | 3 | 2013 |  |  | (OP) Operating | [6 empty] | Tulare | 35.895 | -119.5108
58358 | Light Beam Power Co LLC | 58370 | Gridley Main | IPP Non-CHP | CA | GEN1 | 1 | 1 | Solar Photovoltaic | SUN | PV | 3 | 2013 |  |  | (OP) Operating | [6 empty] | Butte | 39.3733 | -121.6842
58358 | Light Beam Power Co LLC | 58371 | Gridley Main Two | IPP Non-CHP | CA | GEN1 | 2.5 | 2.5 | Solar Photovoltaic | SUN | PV | 4 | 2013 |  |  | (OP) Operating | [6 empty] | Butte | 39.3733 | -121.6817
58360 | Blue Summit Wind LLC | 58372 | Blue Summit Wind LLC | IPP Non-CHP | TX | GEN1 | 135.4 | 135.4 | Onshore Wind Turbine | WND | WT | 12 | 2012 |  |  | (OP) Operating | [6 empty] | Wilbarger | 34.29 | -99.3647
56769 | Consolidated Edison Development Inc. | 58373 | White River Solar | IPP Non-CHP | CA | WRCA | 20 | 20 | Solar Photovoltaic | SUN | PV | 7 | 2013 |  |  | (OP) Operating | [6 empty] | Tulare | 35.8714 | -119.4625
56769 | Consolidated Edison Development Inc. | 58374 | Corcoran Solar | IPP Non-CHP | CA | CSCA | 20 | 20 | Solar Photovoltaic | SUN | PV | 8 | 2013 |  |  | (OP) Operating | [6 empty] | Kings | 36.1383 | -119.5733
58361 | Triton College | 58375 | Triton East and West Cogen | Commercial Non-CHP | IL | 1 | 0.8 | 0.8 | Natural Gas Internal Combustion Engine | NG | IC | 4 | 1998 |  |  | (OP) Operating | [6 empty] | Cook | 41.9169 | -87.8456
58361 | Triton College | 58375 | Triton East and West Cogen | Commercial Non-CHP | IL | 2 | 0.8 | 0.8 | Natural Gas Internal Combustion Engine | NG | IC | 4 | 1998 |  |  | (OP) Operating | [6 empty] | Cook | 41.9169 | -87.8456
58361 | Triton College | 58375 | Triton East and West Cogen | Commercial Non-CHP | IL | 3 | 0.8 | 0.8 | Natural Gas Internal Combustion Engine | NG | IC | 7 | 2000 |  |  | (OP) Operating | [6 empty] | Cook | 41.9169 | -87.8456
58361 | Triton College | 58375 | Triton East and West Cogen | Commercial Non-CHP | IL | 4 | 0.8 | 0.8 | Natural Gas Internal Combustion Engine | NG | IC | 12 | 2000 |  |  | (OP) Operating | [6 empty] | Cook | 41.9169 | -87.8456
58361 | Triton College | 58375 | Triton East and West Cogen | Commercial Non-CHP | IL | 5 | 0.4 | 0.4 | Natural Gas Internal Combustion Engine | NG | IC | 3 | 2015 |  |  | (OP) Operating | [6 empty] | Cook | 41.9169 | -87.8456
58363 | Oakley Solar Project LLC | 58376 | Oakley Solar Project | IPP Non-CHP | CA | 1 | 1.5 | 1.5 | Solar Photovoltaic | SUN | PV | 6 | 2013 |  |  | (OP) Operating | [6 empty] | Contra Costa | 38.0017 | -121.7478
59370 | ENERGYneering Solutions, Inc | 58377 | Rochelle Energy Center | IPP Non-CHP | IL | REC1 | 1.6 | 1.6 | Landfill Gas | LFG | IC | 12 | 2011 |  |  | (OP) Operating | [6 empty] | Ogle | 41.9247 | -88.9986
59370 | ENERGYneering Solutions, Inc | 58377 | Rochelle Energy Center | IPP Non-CHP | IL | REC2 | 1.6 | 1.6 | Landfill Gas | LFG | IC | 12 | 2011 |  |  | (OP) Operating | [6 empty] | Ogle | 41.9247 | -88.9986
59370 | ENERGYneering Solutions, Inc | 58377 | Rochelle Energy Center | IPP Non-CHP | IL | REC3 | 1.6 | 1.6 | Landfill Gas | LFG | IC | 12 | 2011 |  |  | (OP) Operating | [6 empty] | Ogle | 41.9247 | -88.9986
58365 | Petra Nova Power I LLC | 58378 | W.A. Parish Carbon Capture Plant | IPP Non-CHP | TX | GT2 | 102.7 | 74 | Natural Gas Fired Combustion Turbine | NG | GT | 6 | 2013 |  |  | (OP) Operating | [6 empty] | Fort Bend | 29.4753 | -95.6342
58366 | Toro Energy of California SLO | 58379 | Cold Canyon 1 | IPP Non-CHP | CA | W3998 | 1.5 | 1.5 | Landfill Gas | LFG | IC | 7 | 2013 |  |  | (OP) Operating | [6 empty] | San Luis Obispo | 35.1867 | -120.5994
58368 | Doyon Utilities, LLC | 58380 | JBER Landfill Gas Power Plant | Commercial Non-CHP | AK | 1 | 2.3 | 1.4 | Landfill Gas | LFG | IC | 8 | 2012 |  |  | (OP) Operating | [6 empty] | Anchorage | 61.285 | -149.6117
58368 | Doyon Utilities, LLC | 58380 | JBER Landfill Gas Power Plant | Commercial Non-CHP | AK | 2 | 2.3 | 1.4 | Landfill Gas | LFG | IC | 8 | 2012 |  |  | (OP) Operating | [6 empty] | Anchorage | 61.285 | -149.6117
58368 | Doyon Utilities, LLC | 58380 | JBER Landfill Gas Power Plant | Commercial Non-CHP | AK | 3 | 2.3 | 1.4 | Landfill Gas | LFG | IC | 8 | 2012 |  |  | (OP) Operating | [6 empty] | Anchorage | 61.285 | -149.6117
58368 | Doyon Utilities, LLC | 58380 | JBER Landfill Gas Power Plant | Commercial Non-CHP | AK | 4 | 2.3 | 1.4 | Landfill Gas | LFG | IC | 8 | 2012 |  |  | (OP) Operating | [6 empty] | Anchorage | 61.285 | -149.6117
58368 | Doyon Utilities, LLC | 58380 | JBER Landfill Gas Power Plant | Commercial Non-CHP | AK | 5 | 2.3 | 1.4 | Landfill Gas | LFG | IC | 8 | 2013 |  |  | (OP) Operating | [6 empty] | Anchorage | 61.285 | -149.6117
2439 | City of Bryan - (OH) | 58381 | Bryan Solar Field | Electric Utility | OH | 1 | 2.1 | 1.7 | Solar Photovoltaic | SUN | PV | 2 | 2012 |  |  | (OP) Operating | [6 empty] | Williams | 41.4764 | -84.5861
58370 | TMF Biofuels, LLC | 58382 | Threemile Digester | IPP CHP | OR | GEN1 | 1.6 | 1.6 | Other Waste Biomass | OBG | IC | 12 | 2012 |  |  | (OP) Operating | [6 empty] | Morrow | 45.71 | -119.9011
58370 | TMF Biofuels, LLC | 58382 | Threemile Digester | IPP CHP | OR | GEN2 | 1.6 | 1.6 | Other Waste Biomass | OBG | IC | 12 | 2012 |  |  | (OP) Operating | [6 empty] | Morrow | 45.71 | -119.9011
58370 | TMF Biofuels, LLC | 58382 | Threemile Digester | IPP CHP | OR | GEN3 | 1.6 | 1.6 | Other Waste Biomass | OBG | IC | 12 | 2012 |  |  | (OP) Operating | [6 empty] | Morrow | 45.71 | -119.9011
803 | Arizona Public Service Co | 58383 | Hyder II | Electric Utility | AZ | PV1 | 14 | 14 | Solar Photovoltaic | SUN | PV | 12 | 2013 |  |  | (OP) Operating | [6 empty] | Yuma | 33.027 | -113.3489
58372 | Riverside Investments LLC | 58384 | Fargo Drop | IPP Non-CHP | ID | GEN1 | 1.1 | 1.1 | Conventional Hydroelectric | WAT | HY | 4 | 2013 |  |  | (OP) Operating | [6 empty] | Canyon | 43.625 | -116.8997
56769 | Consolidated Edison Development Inc. | 58385 | Northbridge Solar | IPP Non-CHP | MA | NSMA | 1.9 | 1.9 | Solar Photovoltaic | SUN | PV | 8 | 2013 |  |  | (OP) Operating | [6 empty] | Worcester | 42.1664 | -71.6456
58373 | CU Solar LLC | 58386 | CU Solar Plant | IPP Non-CHP | OH | CU | 1.8 | 1.8 | Solar Photovoltaic | SUN | PV | 4 | 2013 |  |  | (OP) Operating | [6 empty] | Greene | 39.7419 | -83.8169
58374 | CES Sterling LLC | 58387 | CES Sterling LLC | IPP Non-CHP | MA | 1 | 2.4 | 2 | Solar Photovoltaic | SUN | PV | 2 | 2013 |  |  | (OP) Operating | [6 empty] | Worcester | 42.4419 | -71.7222
59873 | Solar Star California XIX, LLC | 58388 | Solar Star 1 | IPP Non-CHP | CA | AVS1 | 39 | 38 | Solar Photovoltaic | SUN | PV | 3 | 2014 |  |  | (OP) Operating | [6 empty] | Kern | 34.8181 | -118.4036
59873 | Solar Star California XIX, LLC | 58388 | Solar Star 1 | IPP Non-CHP | CA | SS11 | 54 | 52.6 | Solar Photovoltaic | SUN | PV | 6 | 2015 |  |  | (OP) Operating | [6 empty] | Kern | 34.8181 | -118.4036
59873 | Solar Star California XIX, LLC | 58388 | Solar Star 1 | IPP Non-CHP | CA | SS12 | 54 | 52.6 | Solar Photovoltaic | SUN | PV | 2 | 2015 |  |  | (OP) Operating | [6 empty] | Kern | 34.8181 | -118.4036
59873 | Solar Star California XIX, LLC | 58388 | Solar Star 1 | IPP Non-CHP | CA | SS13 | 58.5 | 57 | Solar Photovoltaic | SUN | PV | 10 | 2014 |  |  | (OP) Operating | [6 empty] | Kern | 34.8181 | -118.4036
59873 | Solar Star California XIX, LLC | 58388 | Solar Star 1 | IPP Non-CHP | CA | SS14 | 33 | 32.2 | Solar Photovoltaic | SUN | PV | 6 | 2015 |  |  | (OP) Operating | [6 empty] | Kern | 34.8181 | -118.4036
59873 | Solar Star California XIX, LLC | 58388 | Solar Star 1 | IPP Non-CHP | CA | SS15 | 15 | 14.6 | Solar Photovoltaic | SUN | PV | 10 | 2014 |  |  | (OP) Operating | [6 empty] | Kern | 34.8181 | -118.4036
59873 | Solar Star California XIX, LLC | 58388 | Solar Star 1 | IPP Non-CHP | CA | SS16 | 64.5 | 62.9 | Solar Photovoltaic | SUN | PV | 4 | 2014 |  |  | (OP) Operating | [6 empty] | Kern | 34.8181 | -118.4036
59872 | Solar Star California XX, LLC | 58389 | Solar Star 2 | IPP Non-CHP | CA | AVS2 | 19.5 | 19 | Solar Photovoltaic | SUN | PV | 3 | 2014 |  |  | (OP) Operating | [6 empty] | Kern | 34.8486 | -118.3528
59872 | Solar Star California XX, LLC | 58389 | Solar Star 2 | IPP Non-CHP | CA | SS21 | 60 | 59 | Solar Photovoltaic | SUN | PV | 7 | 2014 |  |  | (OP) Operating | [6 empty] | Kern | 34.8486 | -118.3528
59872 | Solar Star California XX, LLC | 58389 | Solar Star 2 | IPP Non-CHP | CA | SS22 | 55.5 | 55 | Solar Photovoltaic | SUN | PV | 12 | 2014 |  |  | (OP) Operating | [6 empty] | Kern | 34.8486 | -118.3528
59872 | Solar Star California XX, LLC | 58389 | Solar Star 2 | IPP Non-CHP | CA | SS23 | 48 | 47 | Solar Photovoltaic | SUN | PV | 12 | 2014 |  |  | (OP) Operating | [6 empty] | Kern | 34.8486 | -118.3528
59872 | Solar Star California XX, LLC | 58389 | Solar Star 2 | IPP Non-CHP | CA | SS24 | 43.5 | 43 | Solar Photovoltaic | SUN | PV | 6 | 2015 |  |  | (OP) Operating | [6 empty] | Kern | 34.8486 | -118.3528
59872 | Solar Star California XX, LLC | 58389 | Solar Star 2 | IPP Non-CHP | CA | SS25 | 52.5 | 52 | Solar Photovoltaic | SUN | PV | 4 | 2014 |  |  | (OP) Operating | [6 empty] | Kern | 34.8486 | -118.3528
58378 | Jordan Hydroelectric LTD PTP | 58390 | Jordan Hydroelectric Project | IPP Non-CHP | NC | EMOD | 2.2 | 2.2 | Conventional Hydroelectric | WAT | HY | 1 | 2012 |  |  | (OP) Operating | [6 empty] | Chatham | 35.6547 | -79.0683
58378 | Jordan Hydroelectric LTD PTP | 58390 | Jordan Hydroelectric Project | IPP Non-CHP | NC | WMOD | 2.2 | 2.2 | Conventional Hydroelectric | WAT | HY | 8 | 2012 |  |  | (OP) Operating | [6 empty] | Chatham | 35.6547 | -79.0683
58376 | IND Solar Farm | 58391 | IND Solar Farm 1st Phase | IPP Non-CHP | IN | 1 | 10 | 10 | Solar Photovoltaic | SUN | PV | 11 | 2013 |  |  | (OP) Operating | [6 empty] | Marion | 39.6952 | -86.3155
9370 | Hydrodynamics Inc | 58392 | Flint Creek Hydroelectric LLC | IPP Non-CHP | MT | GEN1 | 2 | 2 | Conventional Hydroelectric | WAT | HY | 3 | 2013 |  |  | (OP) Operating | [6 empty] | Granite | 46.2275 | -113.2947
2770 | Terra-Gen Operating Co LLC | 58394 | Alta Wind X | IPP Non-CHP | CA | AW10 | 138 | 138 | Onshore Wind Turbine | WND | WT | 1 | 2014 |  |  | (OP) Operating | [6 empty] | Kern | 35.06 | -118.2
2770 | Terra-Gen Operating Co LLC | 58395 | Alta Wind XI | IPP Non-CHP | CA | AW11 | 90 | 90 | Onshore Wind Turbine | WND | WT | 1 | 2014 |  |  | (OP) Operating | [6 empty] | Kern | 35.065 | -118.39
58382 | Ameresco Johnson Canyon LLC | 58397 | Ameresco Johnson Canyon | IPP Non-CHP | CA | ENG1 | 1.4 | 1.4 | Landfill Gas | LFG | IC | 5 | 2013 |  |  | (OP) Operating | [6 empty] | Monterey | 36.5342 | -121.4086
59475 | Imperial Solar 1 LLC | 58398 | Heber Solar | IPP Non-CHP | CA | 1 | 10.9 | 10 | Solar Photovoltaic | SUN | PV | 5 | 2014 |  |  | (OP) Operating | [6 empty] | Imperial | 32.7125 | -115.5406
58383 | CH4 Biogas LLC | 58399 | Synergy Biogas | Commercial Non-CHP | NY | 1 | 1.4 | 1.2 | Other Waste Biomass | OBG | IC | 12 | 2011 |  |  | (OP) Operating | [6 empty] | Wyoming | 42.8289 | -78.055
58384 | Clemson University - Main Campus | 58400 | Central Energy Facility | Commercial Non-CHP | SC | GT01 | 5.5 | 4.7 | Natural Gas Fired Combustion Turbine | NG | GT | 5 | 2000 |  |  | (OP) Operating | [6 empty] | Pickens | 34.6794 | -82.8403
58384 | Clemson University - Main Campus | 58400 | Central Energy Facility | Commercial Non-CHP | SC | GT02 | 4.5 | 2.5 | Natural Gas Fired Combustion Turbine | NG | GT | 5 | 2000 |  |  | (SB) Standby/Backup: available for service but not normally used | [6 empty] | Pickens | 34.6794 | -82.8403
58385 | SR Enterprise South LLC | 58401 | Volkswagen Solar System | IPP Non-CHP | TN | 1 | 9.6 | 7.9 | Solar Photovoltaic | SUN | PV | 11 | 2012 |  |  | (OP) Operating | [6 empty] | Hamilton | 35.0975 | -85.1269
58387 | Solar Star New Jersey VI LLC | 58402 | Solar Star New Jersey NJ LLC | IPP Non-CHP | NJ | 1 | 1.5 | 1.5 | Solar Photovoltaic | SUN | PV | 2 | 2012 |  |  | (OP) Operating | [6 empty] | Somerset | 40.4064 | -74.6675
57081 | WGL Energy Systems, Inc | 58403 | Bellingham PV | IPP Non-CHP | MA | SO032 | 3 | 3 | Solar Photovoltaic | SUN | PV | 10 | 2013 |  |  | (OP) Operating | [6 empty] | Worcester | 42.075 | -71.7031
58388 | Pantex (NNSA) | 58404 | Pantex | Commercial Non-CHP | TX | 1 | 11.5 | 11.5 | Onshore Wind Turbine | WND | WT | 6 | 2014 |  |  | (OP) Operating | [5 empty] | 0 | Carson | 35.3228 | -101.5325
10433 | Kodiak Electric Assn Inc | 58405 | ESS Battery | Electric Utility | AK | 1 | 3 | 0 | Batteries | MWH | BA | 11 | 2012 |  |  | (OP) Operating | [6 empty] | Kodiak Island | 57.7992 | -152.4042
58389 | Luther College Wind Energy Project LLC | 58407 | Luther College Wind Project | IPP Non-CHP | IA | WTG01 | 1.6 | 1.6 | Onshore Wind Turbine | WND | WT | 10 | 2011 |  |  | (OP) Operating | [6 empty] | Winneshiek | 43.3269 | -91.8108
59745 | First Solar Asset Management | 58408 | Maryland Solar | IPP Non-CHP | MD | MSH1 | 27 | 20.9 | Solar Photovoltaic | SUN | PV | 9 | 2013 |  |  | (OP) Operating | [6 empty] | Washington | 39.5631 | -77.7203
57081 | WGL Energy Systems, Inc | 58410 | Marshfield PV | IPP Non-CHP | MA | SO032 | 3 | 3 | Solar Photovoltaic | SUN | PV | 12 | 2013 |  |  | (OP) Operating | [6 empty] | Plymouth | 42.1117 | -70.7094
57081 | WGL Energy Systems, Inc | 58411 | Orange PV | IPP Non-CHP | MA | SO023 | 2 | 2 | Solar Photovoltaic | SUN | PV | 7 | 2013 |  |  | (OP) Operating | [6 empty] | Franklin | 42.585 | -72.2939
57081 | WGL Energy Systems, Inc | 58412 | Maynard PV | IPP Non-CHP | MA | SO026 | 1 | 1 | Solar Photovoltaic | SUN | PV | 1 | 2014 |  |  | (OP) Operating | [6 empty] | Middlesex | 42.4283 | -71.4356
13468 | New London Municipal Utilities | 58414 | NLMU Wind | Electric Utility | IA | NLMU | 1.5 | 1.5 | Onshore Wind Turbine | WND | WT | 11 | 2011 |  |  | (OP) Operating | [6 empty] | Henry | 40.955 | -91.3944
58412 | Headwaters Wind Farm LLC | 58416 | Headwaters Wind Farm LLC | IPP Non-CHP | IN | 1 | 200 | 200 | Onshore Wind Turbine | WND | WT | 12 | 2014 |  |  | (OP) Operating | [6 empty] | Randolph | 40.0667 | -85.0133
58413 | Lone Valley Solar Park I LLC | 58417 | Lone Valley Solar Park I LLC | IPP Non-CHP | CA | CP1 | 10 | 10 | Solar Photovoltaic | SUN | PV | 12 | 2014 |  |  | (OP) Operating | [6 empty] | San Bernardino | 34.4333 | -116.9667
58661 | Sustainable Power Group, LLC | 58418 | Victor Dry Farm Ranch A | IPP Non-CHP | CA | 1 | 5 | 5 | Solar Photovoltaic | SUN | PV | 6 | 2015 |  |  | (OP) Operating | [6 empty] | San Bernardino | 34.5011 | -117.4667
58661 | Sustainable Power Group, LLC | 58419 | Victor Dry Farm Ranch B | IPP Non-CHP | CA | 1 | 5 | 5 | Solar Photovoltaic | SUN | PV | 6 | 2015 |  |  | (OP) Operating | [6 empty] | San Bernardino | 34.4978 | -117.4711
58418 | State Fair Community College | 58421 | Missouri Center for Waste to Energy | IPP Non-CHP | MO | 320 | 1 | 1 | Landfill Gas | LFG | IC | 4 | 2014 |  |  | (OP) Operating | [6 empty] | Pettis | 38.7247 | -93.2789
58418 | State Fair Community College | 58421 | Missouri Center for Waste to Energy | IPP Non-CHP | MO | 420 | 1.4 | 1.4 | Landfill Gas | LFG | IC | 6 | 2014 |  |  | (OP) Operating | [6 empty] | Pettis | 38.7247 | -93.2789
58416 | California State University, Northridge | 58422 | CSU Northridge Plant | Commercial CHP | CA | 63 | 0.3 | 0.3 | Other Natural Gas | NG | FC | 1 | 2007 |  |  | (OP) Operating | [6 empty] | Los Angeles | 34.2433 | -118.5306
58416 | California State University, Northridge | 58422 | CSU Northridge Plant | Commercial CHP | CA | 64 | 0.3 | 0.3 | Other Natural Gas | NG | FC | 1 | 2007 |  |  | (OP) Operating | [6 empty] | Los Angeles | 34.2433 | -118.5306
58416 | California State University, Northridge | 58422 | CSU Northridge Plant | Commercial CHP | CA | 65 | 0.3 | 0.3 | Other Natural Gas | NG | FC | 1 | 2007 |  |  | (OP) Operating | [6 empty] | Los Angeles | 34.2433 | -118.5306
58416 | California State University, Northridge | 58422 | CSU Northridge Plant | Commercial CHP | CA | 67 | 0.3 | 0.3 | Other Natural Gas | NG | FC | 1 | 2007 |  |  | (OP) Operating | [6 empty] | Los Angeles | 34.2433 | -118.5306
58416 | California State University, Northridge | 58422 | CSU Northridge Plant | Commercial CHP | CA | B2PV | 0.3 | 0.2 | Solar Photovoltaic | SUN | PV | 4 | 2005 |  |  | (OP) Operating | [6 empty] | Los Angeles | 34.2433 | -118.5306
58416 | California State University, Northridge | 58422 | CSU Northridge Plant | Commercial CHP | CA | CP1 | 0.2 | 0.2 | Natural Gas Fired Combustion Turbine | NG | GT | 12 | 2001 |  |  | (OS) Out of service and NOT expected to return to service in next calendar year | [6 empty] | Los Angeles | 34.2433 | -118.5306
58416 | California State University, Northridge | 58422 | CSU Northridge Plant | Commercial CHP | CA | E6PV | 0.2 | 0.1 | Solar Photovoltaic | SUN | PV | 3 | 2003 |  |  | (OP) Operating | [6 empty] | Los Angeles | 34.2433 | -118.5306
57081 | WGL Energy Systems, Inc | 58423 | Southbridge PV | IPP Non-CHP | MA | SO022 | 3 | 3 | Solar Photovoltaic | SUN | PV | 1 | 2014 |  |  | (OP) Operating | [6 empty] | Worcester | 42.0525 | -71.9917
58420 | Harbor Wind Tenant LLC | 58424 | Harbor Wind LLC | IPP Non-CHP | TX | 1 | 9 | 9 | Onshore Wind Turbine | WND | WT | 2 | 2012 |  |  | (OP) Operating | [6 empty] | Nueces | 27.8322 | -97.4403
58422 | Fire Island Wind LLC | 58425 | Fire Island Wind | IPP Non-CHP | AK | WT1 | 18 | 18 | Onshore Wind Turbine | WND | WT | 9 | 2012 |  |  | (OP) Operating | [6 empty] | Anchorage | 61.13 | -150.2436
56155 | Lansing Board of Water and Light | 58427 | Lansing BWL REO Town Plant | Electric Utility | MI | CTG1 | 42 | 31 | Natural Gas Fired Combined Cycle | NG | CT | 7 | 2013 |  |  | (OP) Operating | [6 empty] | Ingham | 42.7197 | -84.5517
56155 | Lansing Board of Water and Light | 58427 | Lansing BWL REO Town Plant | Electric Utility | MI | CTG2 | 42 | 31 | Natural Gas Fired Combined Cycle | NG | CT | 7 | 2013 |  |  | (OP) Operating | [6 empty] | Ingham | 42.7197 | -84.5517
56155 | Lansing Board of Water and Light | 58427 | Lansing BWL REO Town Plant | Electric Utility | MI | ST | 14 | 12.9 | Natural Gas Fired Combined Cycle | NG | CA | 7 | 2013 |  |  | (OP) Operating | [6 empty] | Ingham | 42.7197 | -84.5517
58425 | LSU and A&M College | 58428 | LSU Cogen | Commercial CHP | LA | 1-02 | 19.6 | 19.6 | Natural Gas Fired Combustion Turbine | NG | GT | 12 | 2004 |  |  | (OP) Operating | [6 empty] | East Baton Rouge | 30.4106 | -91.1814
58426 | Sunshine Gas Producers LLC | 58429 | Sunshine Gas Producers | IPP Non-CHP | CA | 1 | 4.6 | 4 | Landfill Gas | LFG | GT | 8 | 2014 |  |  | (OP) Operating | [6 empty] | Los Angeles | 34.3357 | -118.5192
58426 | Sunshine Gas Producers LLC | 58429 | Sunshine Gas Producers | IPP Non-CHP | CA | 2 | 4.6 | 4 | Landfill Gas | LFG | GT | 8 | 2014 |  |  | (OP) Operating | [6 empty] | Los Angeles | 34.3357 | -118.5192
58426 | Sunshine Gas Producers LLC | 58429 | Sunshine Gas Producers | IPP Non-CHP | CA | 3 | 4.6 | 4 | Landfill Gas | LFG | GT | 8 | 2014 |  |  | (OP) Operating | [6 empty] | Los Angeles | 34.3357 | -118.5192
58426 | Sunshine Gas Producers LLC | 58429 | Sunshine Gas Producers | IPP Non-CHP | CA | 4 | 4.6 | 4 | Landfill Gas | LFG | GT | 8 | 2014 |  |  | (OP) Operating | [6 empty] | Los Angeles | 34.3357 | -118.5192
58426 | Sunshine Gas Producers LLC | 58429 | Sunshine Gas Producers | IPP Non-CHP | CA | 5 | 4.6 | 4 | Landfill Gas | LFG | GT | 8 | 2014 |  |  | (OP) Operating | [6 empty] | Los Angeles | 34.3357 | -118.5192
58427 | Centinela Solar Energy LLC | 58430 | Centinela Solar Energy | IPP Non-CHP | CA | CSE1 | 34.2 | 33.4 | Solar Photovoltaic | SUN | PV | 7 | 2013 |  |  | (OP) Operating | [6 empty] | Imperial | 32.6869 | -115.6478
58427 | Centinela Solar Energy LLC | 58430 | Centinela Solar Energy | IPP Non-CHP | CA | CSE2 | 26.6 | 25.6 | Solar Photovoltaic | SUN | PV | 8 | 2013 |  |  | (OP) Operating | [6 empty] | Imperial | 32.6869 | -115.6478
58427 | Centinela Solar Energy LLC | 58430 | Centinela Solar Energy | IPP Non-CHP | CA | CSE3 | 34.2 | 33.4 | Solar Photovoltaic | SUN | PV | 10 | 2013 |  |  | (OP) Operating | [6 empty] | Imperial | 32.6869 | -115.6478
58427 | Centinela Solar Energy LLC | 58430 | Centinela Solar Energy | IPP Non-CHP | CA | CSE4 | 34.2 | 33.4 | Solar Photovoltaic | SUN | PV | 12 | 2013 |  |  | (OP) Operating | [6 empty] | Imperial | 32.6869 | -115.6478
58427 | Centinela Solar Energy LLC | 58430 | Centinela Solar Energy | IPP Non-CHP | CA | CSE5 | 19 | 18.6 | Solar Photovoltaic | SUN | PV | 4 | 2014 |  |  | (OP) Operating | [6 empty] | Imperial | 32.6869 | -115.6478
58427 | Centinela Solar Energy LLC | 58430 | Centinela Solar Energy | IPP Non-CHP | CA | CSE6 | 26.6 | 25.6 | Solar Photovoltaic | SUN | PV | 5 | 2014 |  |  | (OP) Operating | [6 empty] | Imperial | 32.6869 | -115.6478
58428 | UT West Tennessee Solar Farm | 58431 | West Tennessee Solar Farm | IPP Non-CHP | TN | SNVA | 4.2 | 4.2 | Solar Photovoltaic | SUN | PV | 4 | 2012 |  |  | (OP) Operating | [6 empty] | Haywood | 35.4086 | -89.3875
58429 | Houweling's Tomatoes | 58432 | Houweling Nurseries | IPP CHP | CA | COG1 | 4.4 | 4.4 | Natural Gas Internal Combustion Engine | NG | IC | 8 | 2012 |  |  | (OP) Operating | [6 empty] | Ventura | 34.1797 | -119.0831
58429 | Houweling's Tomatoes | 58432 | Houweling Nurseries | IPP CHP | CA | COG2 | 4.4 | 4.4 | Natural Gas Internal Combustion Engine | NG | IC | 8 | 2012 |  |  | (OP) Operating | [6 empty] | Ventura | 34.1797 | -119.0831
58429 | Houweling's Tomatoes | 58432 | Houweling Nurseries | IPP CHP | CA | COG3 | 4.4 | 4.4 | Natural Gas Internal Combustion Engine | NG | IC | 9 | 2013 |  |  | (OP) Operating | [6 empty] | Ventura | 34.1797 | -119.0831
57485 | Diamond State Generation Partners, LLC | 58433 | Red Lion Energy Center | IPP Non-CHP | DE | RED1 | 5.8 | 5.8 | Other Natural Gas | NG | FC | 12 | 2012 |  |  | (OP) Operating | [6 empty] | New Castle | 39.6101 | -75.6297
57485 | Diamond State Generation Partners, LLC | 58433 | Red Lion Energy Center | IPP Non-CHP | DE | RED2 | 6.4 | 6.4 | Other Natural Gas | NG | FC | 6 | 2013 |  |  | (OP) Operating | [6 empty] | New Castle | 39.6101 | -75.6297
57485 | Diamond State Generation Partners, LLC | 58433 | Red Lion Energy Center | IPP Non-CHP | DE | RED3 | 3.7 | 3.7 | Other Natural Gas | NG | FC | 8 | 2013 |  |  | (OP) Operating | [6 empty] | New Castle | 39.6101 | -75.6297
57485 | Diamond State Generation Partners, LLC | 58433 | Red Lion Energy Center | IPP Non-CHP | DE | RED4 | 3.7 | 3.7 | Other Natural Gas | NG | FC | 9 | 2013 |  |  | (OP) Operating | [6 empty] | New Castle | 39.6101 | -75.6297
57485 | Diamond State Generation Partners, LLC | 58433 | Red Lion Energy Center | IPP Non-CHP | DE | RED5 | 3.7 | 3.7 | Other Natural Gas | NG | FC | 10 | 2013 |  |  | (OP) Operating | [6 empty] | New Castle | 39.6101 | -75.6297
57485 | Diamond State Generation Partners, LLC | 58433 | Red Lion Energy Center | IPP Non-CHP | DE | RED6 | 3.7 | 3.7 | Other Natural Gas | NG | FC | 11 | 2013 |  |  | (OP) Operating | [6 empty] | New Castle | 39.6101 | -75.6297
58431 | Ameresco Vasco Road, LLC | 58435 | Ameresco Vasco Road | IPP Non-CHP | CA | ENG1 | 2.2 | 2.1 | Landfill Gas | LFG | IC | 2 | 2014 |  |  | (OP) Operating | [6 empty] | Alameda | 37.7544 | -121.7289
58431 | Ameresco Vasco Road, LLC | 58435 | Ameresco Vasco Road | IPP Non-CHP | CA | ENG2 | 2.2 | 2.1 | Landfill Gas | LFG | IC | 2 | 2014 |  |  | (OP) Operating | [6 empty] | Alameda | 37.7544 | -121.7289
58432 | Ameresco San Joaquin, LLC | 58436 | Ameresco San Joaquin | IPP Non-CHP | CA | ENG1 | 2.2 | 2.1 | Landfill Gas | LFG | IC | 4 | 2014 |  |  | (OP) Operating | [6 empty] | San Joaquin | 38.0297 | -120.9297
58432 | Ameresco San Joaquin, LLC | 58436 | Ameresco San Joaquin | IPP Non-CHP | CA | ENG2 | 2.2 | 2.1 | Landfill Gas | LFG | IC | 4 | 2014 |  |  | (OP) Operating | [6 empty] | San Joaquin | 38.0297 | -120.9297
58433 | Ameresco Forward, LLC | 58437 | Ameresco Forward | IPP Non-CHP | CA | ENG1 | 2.2 | 2.1 | Landfill Gas | LFG | IC | 2 | 2014 |  |  | (OP) Operating | [6 empty] | San Joaquin | 37.8834 | -121.1851
58433 | Ameresco Forward, LLC | 58437 | Ameresco Forward | IPP Non-CHP | CA | ENG2 | 2.2 | 2.1 | Landfill Gas | LFG | IC | 2 | 2014 |  |  | (OP) Operating | [6 empty] | San Joaquin | 37.8834 | -121.1851
58434 | City of Spearfish | 58438 | Spearfish Hydro | Electric Utility | SD | TURB1 | 2 | 2 | Conventional Hydroelectric | WAT | HY | 10 | 1912 |  |  | (OP) Operating | [6 empty] | Lawrence | 44.4783 | -103.8547
58434 | City of Spearfish | 58438 | Spearfish Hydro | Electric Utility | SD | TURB2 | 2 | 2 | Conventional Hydroelectric | WAT | HY | 10 | 1912 |  |  | (OP) Operating | [6 empty] | Lawrence | 44.4783 | -103.8547
58435 | Collinwood BioEnergy | 58439 | Collinwood BioEnergy Facility | Industrial Non-CHP | OH | CBE01 | 1 | 1 | Other Waste Biomass | OBG | IC | 5 | 2011 | 5 | 2021 | (OP) Operating | [6 empty] | Cuyahoga | 41.5556 | -81.5892
59413 | Crestmark Bank | 58440 | CBS Studio Center | Commercial Non-CHP | CA | 9560 | 0.4 | 0.4 | Other Natural Gas | NG | FC | 6 | 2013 |  |  | (OP) Operating | [6 empty] | Los Angeles | 34.145 | -118.3908
59413 | Crestmark Bank | 58440 | CBS Studio Center | Commercial Non-CHP | CA | 9580 | 0.4 | 0.4 | Other Natural Gas | NG | FC | 6 | 2013 |  |  | (OP) Operating | [6 empty] | Los Angeles | 34.145 | -118.3908
59413 | Crestmark Bank | 58440 | CBS Studio Center | Commercial Non-CHP | CA | 9581 | 0.4 | 0.4 | Other Natural Gas | NG | FC | 7 | 2013 |  |  | (OP) Operating | [6 empty] | Los Angeles | 34.145 | -118.3908
59413 | Crestmark Bank | 58440 | CBS Studio Center | Commercial Non-CHP | CA | 9583 | 0.4 | 0.4 | Other Natural Gas | NG | FC | 7 | 2013 |  |  | (OP) Operating | [6 empty] | Los Angeles | 34.145 | -118.3908
59413 | Crestmark Bank | 58440 | CBS Studio Center | Commercial Non-CHP | CA | 9585 | 0.4 | 0.4 | Other Natural Gas | NG | FC | 7 | 2013 |  |  | (OP) Operating | [6 empty] | Los Angeles | 34.145 | -118.3908
59413 | Crestmark Bank | 58440 | CBS Studio Center | Commercial Non-CHP | CA | 9587 | 0.4 | 0.4 | Other Natural Gas | NG | FC | 6 | 2013 |  |  | (OP) Operating | [6 empty] | Los Angeles | 34.145 | -118.3908
58430 | Gamesa Wind US LLC | 58441 | Swauk Wind LLC | IPP Non-CHP | WA | SW | 4.3 | 4.3 | Onshore Wind Turbine | WND | WT | 12 | 2012 |  |  | (OP) Operating | [6 empty] | Kittitas | 47.1392 | -120.7531
58437 | ACI Energy Partners LLC | 58442 | ACI Energy Partners LLC | IPP CHP | NJ | GEN1 | 7.8 | 7.2 | Natural Gas Fired Combustion Turbine | NG | GT | 6 | 2012 |  |  | (OA) Out of service but expected to return to service in next calendar year | [6 empty] | Atlantic | 39.3647 | -74.4156
58438 | Sunstream Energy LLC | 58443 | Martin Limestone Solar Array | IPP Non-CHP | PA | GEN1 | 1 | 1 | Solar Photovoltaic | SUN | PV | 12 | 2012 |  |  | (OP) Operating | [6 empty] | Lancaster | 40.1078 | -76.0617
58439 | Junction Hilltop Management LLC | 58444 | Junction Hilltop Wind Farm | IPP Non-CHP | IA | JHW | 8 | 8 | Onshore Wind Turbine | WND | WT | 3 | 2012 |  |  | (OP) Operating | [6 empty] | Greene | 42.0989 | -94.2692
58440 | CD US Solar MT 2 LLC | 58445 | Arrache 4006 | IPP Non-CHP | CA | 1 | 1 | 1 | Solar Photovoltaic | SUN | PV | 8 | 2013 |  |  | (OP) Operating | [6 empty] | Los Angeles | 34.655 | -118.0511
58440 | CD US Solar MT 2 LLC | 58445 | Arrache 4006 | IPP Non-CHP | CA | 2 | 1 | 1 | Solar Photovoltaic | SUN | PV | 8 | 2013 |  |  | (OP) Operating | [6 empty] | Los Angeles | 34.655 | -118.0511
58440 | CD US Solar MT 2 LLC | 58446 | Arrache 4013 | IPP Non-CHP | CA | 1 | 1.5 | 1.5 | Solar Photovoltaic | SUN | PV | 8 | 2013 |  |  | (OP) Operating | [6 empty] | Los Angeles | 34.6506 | -118.0519
58440 | CD US Solar MT 2 LLC | 58447 | Arrache 8083 | IPP Non-CHP | CA | 1 | 1.5 | 1.5 | Solar Photovoltaic | SUN | PV | 9 | 2013 |  |  | (OP) Operating | [6 empty] | Los Angeles | 34.6478 | -118.0611
58440 | CD US Solar MT 2 LLC | 58447 | Arrache 8083 | IPP Non-CHP | CA | 2 | 1.5 | 1.5 | Solar Photovoltaic | SUN | PV | 9 | 2013 |  |  | (OP) Operating | [6 empty] | Los Angeles | 34.6478 | -118.0611
58440 | CD US Solar MT 2 LLC | 58447 | Arrache 8083 | IPP Non-CHP | CA | 3 | 1 | 1 | Solar Photovoltaic | SUN | PV | 9 | 2013 |  |  | (OP) Operating | [6 empty] | Los Angeles | 34.6478 | -118.0611
58440 | CD US Solar MT 2 LLC | 58448 | Nunn | IPP Non-CHP | CA | 1 | 1 | 1 | Solar Photovoltaic | SUN | PV | 7 | 2013 |  |  | (OP) Operating | [6 empty] | San Bernardino | 34.5092 | -117.1544
58440 | CD US Solar MT 2 LLC | 58449 | Rutan | IPP Non-CHP | CA | 1 | 1.5 | 1.5 | Solar Photovoltaic | SUN | PV | 1 | 2014 |  |  | (OP) Operating | [6 empty] | Los Angeles | 34.6439 | -118.1631
58440 | CD US Solar MT 2 LLC | 58449 | Rutan | IPP Non-CHP | CA | 2 | 1.5 | 1.5 | Solar Photovoltaic | SUN | PV | 1 | 2014 |  |  | (OP) Operating | [6 empty] | Los Angeles | 34.6439 | -118.1631
58440 | CD US Solar MT 2 LLC | 58449 | Rutan | IPP Non-CHP | CA | 3 | 1 | 1 | Solar Photovoltaic | SUN | PV | 1 | 2014 |  |  | (OP) Operating | [6 empty] | Los Angeles | 34.6439 | -118.1631
58440 | CD US Solar MT 2 LLC | 58450 | Vinam | IPP Non-CHP | CA | 1 | 1.5 | 1.5 | Solar Photovoltaic | SUN | PV | 7 | 2013 |  |  | (OP) Operating | [6 empty] | Los Angeles | 34.6689 | -118.0614
58440 | CD US Solar MT 2 LLC | 58451 | Ma | IPP Non-CHP | CA | 1 | 1.5 | 1.5 | Solar Photovoltaic | SUN | PV | 10 | 2013 |  |  | (OP) Operating | [6 empty] | Los Angeles | 34.6953 | -118.0625
58440 | CD US Solar MT 2 LLC | 58452 | Horn | IPP Non-CHP | CA | 1 | 1.5 | 1.5 | Solar Photovoltaic | SUN | PV | 10 | 2013 |  |  | (OP) Operating | [6 empty] | Los Angeles | 34.7089 | -118.2742
58442 | Dixon Dairy Road | 58453 | Dixon Dairy Road Solar | IPP Non-CHP | NC | 1 | 4 | 4 | Solar Photovoltaic | SUN | PV | 12 | 2011 |  |  | (OP) Operating | [6 empty] | Cleveland | 35.1992 | -81.4108
58440 | CD US Solar MT 2 LLC | 58454 | Watts 3115 | IPP Non-CHP | CA | 1 | 1.5 | 1.5 | Solar Photovoltaic | SUN | PV | 8 | 2013 |  |  | (OP) Operating | [6 empty] | San Bernardino | 34.6008 | -117.6422
58440 | CD US Solar MT 2 LLC | 58454 | Watts 3115 | IPP Non-CHP | CA | 2 | 0.5 | 0.5 | Solar Photovoltaic | SUN | PV | 12 | 2013 |  |  | (OP) Operating | [6 empty] | San Bernardino | 34.6008 | -117.6422
58443 | EBD Hydro LLC | 58455 | 45 Mile Hydroelectric Project | IPP Non-CHP | OR | 0001 | 1 | 1 | Conventional Hydroelectric | WAT | HY | 5 | 2015 |  |  | (OP) Operating | [6 empty] | Jefferson | 44.5281 | -121.1528
58443 | EBD Hydro LLC | 58455 | 45 Mile Hydroelectric Project | IPP Non-CHP | OR | 0002 | 1 | 1 | Conventional Hydroelectric | WAT | HY | 5 | 2015 |  |  | (OP) Operating | [6 empty] | Jefferson | 44.5281 | -121.1528
58443 | EBD Hydro LLC | 58455 | 45 Mile Hydroelectric Project | IPP Non-CHP | OR | 0003 | 1 | 1 | Conventional Hydroelectric | WAT | HY | 5 | 2015 |  |  | (OP) Operating | [6 empty] | Jefferson | 44.5281 | -121.1528
58444 | Cumberland Rose Wind Energy, LLC | 58456 | Cumberland Rose | IPP Non-CHP | IA | 1 | 1.6 | 1.6 | Onshore Wind Turbine | WND | WT | 8 | 2012 |  |  | (OP) Operating | [6 empty] | Adair | 41.2269 | -94.4347
58445 | Forward Fontanelle Power, LLC | 58457 | Fontanelle | IPP Non-CHP | IA | 1 | 1.6 | 1.6 | Onshore Wind Turbine | WND | WT | 8 | 2012 |  |  | (OP) Operating | [6 empty] | Adair | 41.3389 | -94.57
58446 | Greenfield Wind Power, LLC | 58458 | Greenfield Wind | Electric Utility | IA | 1 | 1.6 | 1.6 | Onshore Wind Turbine | WND | WT | 8 | 2012 |  |  | (OP) Operating | [6 empty] | Adair | 41.29 | -94.485
58447 | Meadow Ridge Wind Energy, LLC | 58459 | Meadow Ridge | IPP Non-CHP | IA | 1 | 1.6 | 1.6 | Onshore Wind Turbine | WND | WT | 7 | 2012 |  |  | (OP) Operating | [6 empty] | Adair | 41.39 | -94.4458
58448 | Sky Volt, LLC | 58460 | Sky Volt | IPP Non-CHP | IA | 1 | 1.6 | 1.6 | Onshore Wind Turbine | WND | WT | 8 | 2012 |  |  | (OP) Operating | [6 empty] | Adair | 41.29 | -94.4881
58449 | Wiota Wind Energy, LLC #1 | 58461 | Wiota | IPP Non-CHP | IA | 1 | 1.6 | 1.6 | Onshore Wind Turbine | WND | WT | 5 | 2012 |  |  | (OP) Operating | [6 empty] | Cass | 41.3919 | -94.8764
58451 | McCoy Solar, LLC | 58462 | McCoy Solar Energy Project | IPP Non-CHP | CA | 1 | 41.9 | 41.9 | Solar Photovoltaic | SUN | PV | 3 | 2016 |  |  | (OP) Operating | [6 empty] | Riverside | 33.6947 | -114.7397
58451 | McCoy Solar, LLC | 58462 | McCoy Solar Energy Project | IPP Non-CHP | CA | BLK2 | 21 | 21 | Solar Photovoltaic | SUN | PV | 4 | 2016 |  |  | (OP) Operating | [6 empty] | Riverside | 33.6947 | -114.7397
58451 | McCoy Solar, LLC | 58462 | McCoy Solar Energy Project | IPP Non-CHP | CA | BLK4 | 31.4 | 31.4 | Solar Photovoltaic | SUN | PV | 9 | 2015 |  |  | (OP) Operating | [6 empty] | Riverside | 33.6947 | -114.7397
58451 | McCoy Solar, LLC | 58462 | McCoy Solar Energy Project | IPP Non-CHP | CA | BLK5 | 31.4 | 31.4 | Solar Photovoltaic | SUN | PV | 11 | 2015 |  |  | (OP) Operating | [6 empty] | Riverside | 33.6947 | -114.7397
58451 | McCoy Solar, LLC | 58462 | McCoy Solar Energy Project | IPP Non-CHP | CA | BLK6 | 26.9 | 26.9 | Solar Photovoltaic | SUN | PV | 12 | 2015 |  |  | (OP) Operating | [6 empty] | Riverside | 33.6947 | -114.7397
58451 | McCoy Solar, LLC | 58462 | McCoy Solar Energy Project | IPP Non-CHP | CA | BLK7 | 41.9 | 41.9 | Solar Photovoltaic | SUN | PV | 1 | 2016 |  |  | (OP) Operating | [6 empty] | Riverside | 33.6947 | -114.7397
58451 | McCoy Solar, LLC | 58462 | McCoy Solar Energy Project | IPP Non-CHP | CA | BLK8 | 36.5 | 36.5 | Solar Photovoltaic | SUN | PV | 8 | 2015 |  |  | (OP) Operating | [6 empty] | Riverside | 33.6947 | -114.7397
58452 | SMECO Solar LLC | 58463 | Herbert Farm Solar | Electric Utility | MD | 1 | 5.5 | 5.5 | Solar Photovoltaic | SUN | PV | 11 | 2012 |  |  | (OP) Operating | [6 empty] | Charles | 38.5456 | -76.7994
57421 | BayWa r.e Wind LLC | 58464 | Broadview Energy Prime LLC | IPP Non-CHP | NM | 0001 | 9.9 | 9.9 | Onshore Wind Turbine | WND | WT | 2 | 2014 |  |  | (OP) Operating | [6 empty] | Curry | 34.7469 | -103.325
57421 | BayWa r.e Wind LLC | 58465 | Broadview Energy Prime 2 LLC | IPP Non-CHP | NM | 0002 | 9.9 | 9.9 | Onshore Wind Turbine | WND | WT | 2 | 2014 |  |  | (OP) Operating | [6 empty] | Curry | 34.7281 | -103.305
57369 | Apple, Inc | 58466 | Mesa Solar Array | IPP Non-CHP | AZ | MSA1 | 4 | 4 | Solar Photovoltaic | SUN | PV | 3 | 2013 |  |  | (OP) Operating | [6 empty] | Maricopa | 33.3469 | -111.6031
17650 | Southern Power Co | 58467 | Campo Verde Solar | IPP Non-CHP | CA | CVS1 | 147.4 | 139 | Solar Photovoltaic | SUN | PV | 10 | 2013 |  |  | (OP) Operating | [6 empty] | Imperial | 32.7533 | -115.7264
58459 | C-Drop | 58470 | C-Drop Hydro | IPP Non-CHP | OR | GEN1 | 1.1 | 1.1 | Conventional Hydroelectric | WAT | HY | 5 | 2012 |  |  | (OP) Operating | [6 empty] | Klamath | 42.1658 | -121.685
49893 | Invenergy Services LLC | 58471 | Ector County Energy Center | IPP Non-CHP | TX | CTG1 | 173 | 163.3 | Natural Gas Fired Combustion Turbine | NG | GT | 8 | 2015 |  |  | (OP) Operating | [6 empty] | Ector | 32.0692 | -102.5856
49893 | Invenergy Services LLC | 58471 | Ector County Energy Center | IPP Non-CHP | TX | CTG2 | 173 | 163.3 | Natural Gas Fired Combustion Turbine | NG | GT | 8 | 2015 |  |  | (OP) Operating | [6 empty] | Ector | 32.0692 | -102.5856
58460 | Buena Vista Biomass LLC | 58472 | Buena Vista Biomass Power | IPP Non-CHP | CA | 1 | 22.5 | 17.8 | Wood/Wood Waste Biomass | WDS | ST | 12 | 2012 |  |  | (OP) Operating | [6 empty] | Amador | 38.2778 | -120.9136
5070 | Delaware Electric Cooperative | 58473 | Bruce A Henry Solar Farm | Electric Utility | DE | BHSF | 4 | 3.9 | Solar Photovoltaic | SUN | PV | 8 | 2013 |  |  | (OP) Operating |  |  |  | 2016 | 12 | 3 | Sussex | 38.664 | -75.4005
58461 | Buffalo Dunes Wind Project LLC | 58474 | Buffalo Dunes Wind Project | IPP Non-CHP | KS | GE1 | 249.8 | 249.8 | Onshore Wind Turbine | WND | WT | 12 | 2013 |  |  | (OP) Operating | [6 empty] | Haskell | 37.6208 | -101.0761
58462 | Battery Utility of Ohio LLC | 58475 | Battery Utility of Ohio | IPP Non-CHP | OH | BOU | 4 | 4 | Batteries | MWH | BA | 3 | 2014 |  |  | (OP) Operating | [6 empty] | Delaware | 40.2603 | -82.8331
58463 | Dart Container Corp | 58476 | Dart Container Corp | Industrial CHP | PA | LFGT1 | 5.6 | 4.6 | Landfill Gas | LFG | GT | 12 | 2012 |  |  | (OP) Operating | [6 empty] | Lancaster | 40.0865 | -76.176
58463 | Dart Container Corp | 58476 | Dart Container Corp | Industrial CHP | PA | LFGT2 | 5.6 | 4.6 | Landfill Gas | LFG | GT | 12 | 2012 |  |  | (OP) Operating | [6 empty] | Lancaster | 40.0865 | -76.176
58464 | City of Las Vegas | 58477 | Las Vegas WPCF Solar Plant | IPP Non-CHP | NV | 1 | 3.3 | 3.3 | Solar Photovoltaic | SUN | PV | 5 | 2013 |  |  | (OP) Operating | [6 empty] | Clark | 36.1344 | -115.0353
58465 | Green States Energy, Inc. | 58479 | SEV NM Phase 2 | IPP Non-CHP | NM | NMP2 | 2 | 1.4 | Solar Photovoltaic | SUN | PV | 6 | 2013 |  |  | (OP) Operating | [6 empty] | Chaves | 33.3511 | -104.5069
58466 | SunEnergy1 | 58480 | Plymouth Solar LLC | IPP Non-CHP | NC | 1 | 5 | 5 | Solar Photovoltaic | SUN | PV | 9 | 2012 |  |  | (OP) Operating | [6 empty] | Washington | 35.875 | -76.7106
58467 | SSA Solar of CO 1, LLC | 58481 | CSU Pueblo | Commercial Non-CHP | CO | CSU1 | 1 | 1 | Solar Photovoltaic | SUN | PV | 12 | 2008 |  |  | (OP) Operating | [6 empty] | Pueblo | 38.3061 | -104.58
58468 | Dominion Renewable Energy | 58482 | Azalea Solar, LLC | IPP Non-CHP | GA | 1 | 7.7 | 7.7 | Solar Photovoltaic | SUN | PV | 12 | 2013 |  |  | (OP) Operating | [6 empty] | Washington | 32.9808 | -82.5917
58469 | Tinton Falls Solar | 58483 | Tinton Falls Solar Farm | IPP Non-CHP | NJ | UNIT1 | 16 | 16 | Solar Photovoltaic | SUN | PV | 11 | 2012 |  |  | (OP) Operating | [6 empty] | Monmouth | 40.2639 | -74.0842
58472 | MAS ASB Cogen LLC | 58484 | MAS ASB Cogen Plant | Industrial Non-CHP | GA | 1 | 2.2 | 2.2 | Landfill Gas | LFG | IC | 3 | 2012 |  |  | (OP) Operating | [6 empty] | Fulton | 33.655 | -84.3944
58472 | MAS ASB Cogen LLC | 58484 | MAS ASB Cogen Plant | Industrial Non-CHP | GA | 2 | 2.2 | 2.2 | Landfill Gas | LFG | IC | 3 | 2012 |  |  | (OP) Operating | [6 empty] | Fulton | 33.655 | -84.3944
58472 | MAS ASB Cogen LLC | 58484 | MAS ASB Cogen Plant | Industrial Non-CHP | GA | 3 | 2.2 | 2.2 | Landfill Gas | LFG | IC | 3 | 2012 |  |  | (OP) Operating | [6 empty] | Fulton | 33.655 | -84.3944
58764 | Origis Energy USA, Inc | 58485 | Upson Rocky Creek Solar Plant | IPP Non-CHP | GA | PV1 | 1 | 1 | Solar Photovoltaic | SUN | PV | 6 | 2012 |  |  | (OP) Operating | [6 empty] | Upson | 32.9208 | -84.3431
58473 | NVT LICENSES, LLC | 58486 | Picture Rocks Solar, LLC | IPP Non-CHP | AZ | 1 | 20 | 20 | Solar Photovoltaic | SUN | PV | 12 | 2012 |  |  | (OP) Operating | [6 empty] | Pima | 32.3697 | -111.2428
17650 | Southern Power Co | 58487 | Granville Solar PV Power Project | IPP Non-CHP | NC | 1 | 2.5 | 2.5 | Solar Photovoltaic | SUN | PV | 10 | 2012 |  |  | (OP) Operating | [6 empty] | Granville | 36.4117 | -78.5939
58473 | NVT LICENSES, LLC | 58488 | Bryan Solar, LLC | IPP Non-CHP | TX | 1 | 10 | 10 | Solar Photovoltaic | SUN | PV | 6 | 2013 |  |  | (OP) Operating | [6 empty] | Presidio | 29.6 | -104.3
17650 | Southern Power Co | 58489 | Apex Solar PV Power Project | IPP Non-CHP | NV | 1 | 20 | 20 | Solar Photovoltaic | SUN | PV | 7 | 2012 |  |  | (OP) Operating | [6 empty] | Clark | 36.39 | -114.97
17650 | Southern Power Co | 58490 | Spectrum Solar PV Power Project | IPP Non-CHP | NV | 1 | 30 | 30.2 | Solar Photovoltaic | SUN | PV | 9 | 2013 |  |  | (OP) Operating | [6 empty] | Clark | 36.23 | -114.87
58477 | O2energies, Inc. | 58491 | Sandy Cross Solar, LLC | IPP Non-CHP | NC | SANDY | 1.2 | 1.2 | Solar Photovoltaic | SUN | PV | 5 | 2012 |  |  | (OP) Operating | [6 empty] | Nash | 35.8683 | -77.9542
58477 | O2energies, Inc. | 58492 | Ararat Rock Solar, LLC | IPP Non-CHP | NC | ARARR | 3.5 | 3.5 | Solar Photovoltaic | SUN | PV | 9 | 2012 |  |  | (OP) Operating | [6 empty] | Surry | 36.4611 | -80.6006
58477 | O2energies, Inc. | 58493 | Progress Solar 1, LLC | IPP Non-CHP | NC | PRO1 | 4 | 4 | Solar Photovoltaic | SUN | PV | 10 | 2012 |  |  | (OP) Operating | [6 empty] | Franklin | 35.9481 | -78.2508
58477 | O2energies, Inc. | 58494 | Progress Solar II, LLC | IPP Non-CHP | NC | PROG2 | 3.5 | 3.5 | Solar Photovoltaic | SUN | PV | 11 | 2012 |  |  | (OP) Operating | [6 empty] | Robeson | 34.4761 | -79.0975
58477 | O2energies, Inc. | 58495 | Progress Solar III, LLC | IPP Non-CHP | NC | PROG3 | 3.5 | 3.5 | Solar Photovoltaic | SUN | PV | 11 | 2012 |  |  | (OP) Operating | [6 empty] | Robeson | 34.7142 | -79.3539
58135 | Ecos Energy LLC | 58496 | Lincoln Solar | IPP Non-CHP | IN | PV2 | 1.5 | 1.5 | Solar Photovoltaic | SUN | PV | 12 | 2012 |  |  | (OP) Operating | [6 empty] | Lake | 41.4628 | -87.2603
7477 | Granger Electric Co | 58497 | L&S Sweetners | IPP Non-CHP | PA | GEN1 | 1.6 | 1.6 | Landfill Gas | LFG | IC | 10 | 2013 |  |  | (OP) Operating | [6 empty] | Lancaster | 40.0906 | -76.1456
7477 | Granger Electric Co | 58497 | L&S Sweetners | IPP Non-CHP | PA | GEN2 | 1.6 | 1.6 | Landfill Gas | LFG | IC | 10 | 2013 |  |  | (OP) Operating | [6 empty] | Lancaster | 40.0906 | -76.1456
58478 | RE Rosamond One LLC | 58498 | Rosamond One | IPP Non-CHP | CA | RONE | 20 | 20 | Solar Photovoltaic | SUN | PV | 1 | 2014 |  |  | (OP) Operating | [6 empty] | Kern | 34.9 | -118.2469
58479 | RE Rosamond Two LLC | 58499 | Rosamond Two | IPP Non-CHP | CA | RTWO | 20 | 20 | Solar Photovoltaic | SUN | PV | 1 | 2014 |  |  | (OP) Operating | [6 empty] | Kern | 34.9003 | -118.2383
58480 | RE Rio Grande, LLC | 58500 | Rio Grande Solar | IPP Non-CHP | CA | RIO | 5 | 5 | Solar Photovoltaic | SUN | PV | 12 | 2013 |  |  | (OP) Operating | [6 empty] | Kern | 35.0467 | -118.1672
58481 | RE Gillespie 1 LLC | 58501 | Gillespie 1 | IPP Non-CHP | AZ | GILL1 | 15 | 15 | Solar Photovoltaic | SUN | PV | 12 | 2013 |  |  | (OP) Operating | [6 empty] | Maricopa | 33.0264 | -112.6658
58482 | RE Columbia 3 LLC | 58502 | Columbia 3 | IPP Non-CHP | CA | COL3 | 10 | 10 | Solar Photovoltaic | SUN | PV | 1 | 2014 |  |  | (OP) Operating | [6 empty] | Kern | 35.0247 | -118.1642
58485 | Rutgers, The State University of NJ | 58504 | Livingston Solar Farm | Commercial Non-CHP | NJ | LVSF | 1.2 | 1.2 | Solar Photovoltaic | SUN | PV | 5 | 2009 |  |  | (OP) Operating | [6 empty] | Middlesex | 40.5236 | -74.43
58485 | Rutgers, The State University of NJ | 58505 | Livingston Solar Canopies | Commercial Non-CHP | NJ | LVSC | 6.6 | 6.4 | Solar Photovoltaic | SUN | PV | 1 | 2013 |  |  | (OP) Operating | [6 empty] | Middlesex | 40.5275 | -74.4383
58486 | Chuckawalla Solar LLC | 58506 | Chuckawalla Solar | IPP Non-CHP | CA | 0937 | 4 | 4 | Solar Photovoltaic | SUN | PV | 6 | 2012 |  |  | (OP) Operating | [6 empty] | Riverside | 33.5683 | -114.9181
58487 | Montefiore Medical Center Moses Division | 58507 | Montefieor Medical Center Moses Division | Commercial CHP | NY | ES006 | 3.5 | 3.5 | Natural Gas Fired Combustion Turbine | NG | GT | 1 | 2002 |  |  | (OP) Operating | [6 empty] | Bronx | 40.8814 | -73.8803
58487 | Montefiore Medical Center Moses Division | 58507 | Montefieor Medical Center Moses Division | Commercial CHP | NY | S0001 | 1.6 | 1.2 | Natural Gas Internal Combustion Engine | NG | IC | 1 | 1994 |  |  | (OP) Operating | [6 empty] | Bronx | 40.8814 | -73.8803
58487 | Montefiore Medical Center Moses Division | 58507 | Montefieor Medical Center Moses Division | Commercial CHP | NY | S0002 | 1.6 | 1.2 | Natural Gas Internal Combustion Engine | NG | IC | 1 | 1994 |  |  | (OP) Operating | [6 empty] | Bronx | 40.8814 | -73.8803
58487 | Montefiore Medical Center Moses Division | 58507 | Montefieor Medical Center Moses Division | Commercial CHP | NY | S0003 | 1.6 | 1.2 | Natural Gas Internal Combustion Engine | NG | IC | 1 | 1994 |  |  | (OP) Operating | [6 empty] | Bronx | 40.8814 | -73.8803
58135 | Ecos Energy LLC | 58508 | Bear Creek Solar | IPP Non-CHP | CA | PV3 | 1.5 | 1.5 | Solar Photovoltaic | SUN | PV | 2 | 2014 |  |  | (OP) Operating | [6 empty] | San Joaquin | 38.1364 | -121.1489
58135 | Ecos Energy LLC | 58509 | Vintner Solar | IPP Non-CHP | CA | PV4 | 1.5 | 1.5 | Solar Photovoltaic | SUN | PV | 4 | 2014 |  |  | (OP) Operating | [6 empty] | San Luis Obispo | 35.5579 | -120.6829
58135 | Ecos Energy LLC | 58510 | Kettleman Solar Project | IPP Non-CHP | CA | PV5 | 1 | 1 | Solar Photovoltaic | SUN | PV | 4 | 2014 |  |  | (OP) Operating | [6 empty] | San Joaquin | 38.1214 | -121.1412
58488 | Alaska Environmental Power | 58511 | Delta Wind Farm | IPP Non-CHP | AK | EWT1 | 0.9 | 0.9 | Onshore Wind Turbine | WND | WT | 10 | 2009 |  |  | (OP) Operating | [6 empty] | Southeast Fairbanks | 64.0139 | -145.5967
58488 | Alaska Environmental Power | 58511 | Delta Wind Farm | IPP Non-CHP | AK | EWT2 | 0.9 | 0.9 | Onshore Wind Turbine | WND | WT | 9 | 2013 |  |  | (OP) Operating | [6 empty] | Southeast Fairbanks | 64.0139 | -145.5967
58488 | Alaska Environmental Power | 58511 | Delta Wind Farm | IPP Non-CHP | AK | NW1 | 0.1 | 0.1 | Onshore Wind Turbine | WND | WT | 9 | 2008 |  |  | (OP) Operating | [6 empty] | Southeast Fairbanks | 64.0139 | -145.5967
58489 | OCI Solar Power | 58512 | Cornerstone Power Vineland I LLC | IPP Non-CHP | NJ | PV1 | 3.1 | 3.1 | Solar Photovoltaic | SUN | PV | 2 | 2012 |  |  | (OP) Operating | [6 empty] | Cumberland | 39.4397 | -75.0439
58490 | Ironwood Solar LLC | 58513 | Ironwood Solar LLC | IPP Non-CHP | CA | 0937 | 4 | 4 | Solar Photovoltaic | SUN | PV | 4 | 2012 |  |  | (OP) Operating | [6 empty] | Riverside | 33.565 | -114.9181
57365 | Consolidated Edison Solutions Inc | 58514 | Desert Hot Springs Solar | IPP Non-CHP | CA | DHCA | 2.3 | 2.2 | Solar Photovoltaic | SUN | PV | 12 | 2013 |  |  | (OP) Operating | [6 empty] | Riverside | 33.9231 | -116.53
58492 | Chattanooga Metropolitan Airport | 58515 | Chattanooga Metropolitan Airport Solar | Commercial Non-CHP | TN | GEN1 | 1 | 0.7 | Solar Photovoltaic | SUN | PV | 12 | 2011 |  |  | (OP) Operating | [6 empty] | Hamilton | 35.0246 | -85.2086
58492 | Chattanooga Metropolitan Airport | 58515 | Chattanooga Metropolitan Airport Solar | Commercial Non-CHP | TN | GEN2 | 1.1 | 0.8 | Solar Photovoltaic | SUN | PV | 6 | 2013 |  |  | (OP) Operating | [6 empty] | Hamilton | 35.0246 | -85.2086
58491 | Constellation New Energy, Inc | 58516 | Union HS at Casa Grande | IPP Non-CHP | AZ | PV1 | 1.6 | 1.6 | Solar Photovoltaic | SUN | PV | 12 | 2012 |  |  | (OP) Operating | [6 empty] | Pinal | 32.9369 | -111.7386
58491 | Constellation New Energy, Inc | 58517 | Vista Grande HS at Casa Grande | IPP Non-CHP | AZ | PV1 | 1.8 | 1.4 | Solar Photovoltaic | SUN | PV | 12 | 2012 |  |  | (OP) Operating | [6 empty] | Pinal | 32.8914 | -111.7131
58494 | WSACC | 58518 | WSACC Power Generation Facility | IPP Non-CHP | NC | 1 | 1.9 | 0.8 | Other Waste Biomass | SLW | ST | 10 | 2014 |  |  | (OP) Operating | [6 empty] | Cabarrus | 35.3261 | -80.5422
58495 | Syncarpha Alethea I, LLC | 58519 | Alethea I | IPP Non-CHP | NJ | 1 | 2.8 | 2.8 | Solar Photovoltaic | SUN | PV | 11 | 2011 |  |  | (OP) Operating | [6 empty] | Burlington | 40.0006 | -74.735
59300 | PNM Resources | 58520 | Otero Solar | Electric Utility | NM | OTE1 | 8 | 8 | Solar Photovoltaic | SUN | PV | 12 | 2013 |  |  | (OP) Operating | [6 empty] | Otero | 32.9764 | -105.9711
59300 | PNM Resources | 58521 | Manzano Solar | Electric Utility | NM | MAN1 | 8.4 | 8.4 | Solar Photovoltaic | SUN | PV | 10 | 2013 |  |  | (OP) Operating | [6 empty] | Valencia | 34.7467 | -106.6544
57449 | Borrego Solar Systems Inc | 58522 | Madera Community Hospital | IPP Non-CHP | CA | 1 | 1 | 1 | Solar Photovoltaic | SUN | PV | 10 | 2011 |  |  | (OP) Operating | [6 empty] | Madera | 36.9411 | -120.0467
58498 | F H Stoltze Land & Lumber Co | 58523 | Stoltze CoGen1 | Industrial Non-CHP | MT | STL2 | 3.8 | 3 | Wood/Wood Waste Biomass | WDS | ST | 10 | 2013 |  |  | (OP) Operating | [6 empty] | Flathead | 48.3877 | -114.2409
58499 | NRSF OPCO LLC | 58524 | Neuse River Solar Farm | IPP Non-CHP | NC | 1 | 1.1 | 1.1 | Solar Photovoltaic | SUN | PV | 12 | 2011 |  |  | (OP) Operating | [6 empty] | Wake | 35.7144 | -78.4989
58500 | City of Hayward | 58525 | City of Hayward WWTP | IPP Non-CHP | CA | 1 | 1 | 1 | Solar Photovoltaic | SUN | PV | 11 | 2010 |  |  | (OP) Operating | [6 empty] | Alameda | 37.6335 | -122.1397
58502 | Uwharrie Mountain Renewable Energy, LLC | 58526 | Uwharrie Mountain Renewable | IPP Non-CHP | NC | 1 | 1.6 | 1.6 | Landfill Gas | LFG | IC | 7 | 2014 |  |  | (OP) Operating | [6 empty] | Montgomery | 35.333 | -79.9649
58502 | Uwharrie Mountain Renewable Energy, LLC | 58526 | Uwharrie Mountain Renewable | IPP Non-CHP | NC | 2 | 1.6 | 1.6 | Landfill Gas | LFG | IC | 7 | 2014 |  |  | (OP) Operating | [6 empty] | Montgomery | 35.333 | -79.9649
58502 | Uwharrie Mountain Renewable Energy, LLC | 58526 | Uwharrie Mountain Renewable | IPP Non-CHP | NC | 3 | 1.6 | 1.6 | Landfill Gas | LFG | IC | 7 | 2014 |  |  | (OP) Operating | [6 empty] | Montgomery | 35.333 | -79.9649
58502 | Uwharrie Mountain Renewable Energy, LLC | 58526 | Uwharrie Mountain Renewable | IPP Non-CHP | NC | 4 | 1.6 | 1.6 | Landfill Gas | LFG | IC | 7 | 2014 |  |  | (OP) Operating | [6 empty] | Montgomery | 35.333 | -79.9649
58502 | Uwharrie Mountain Renewable Energy, LLC | 58526 | Uwharrie Mountain Renewable | IPP Non-CHP | NC | 5 | 1.6 | 1.6 | Landfill Gas | LFG | IC | 7 | 2014 |  |  | (OP) Operating | [6 empty] | Montgomery | 35.333 | -79.9649
58502 | Uwharrie Mountain Renewable Energy, LLC | 58526 | Uwharrie Mountain Renewable | IPP Non-CHP | NC | 6 | 1.6 | 1.6 | Landfill Gas | LFG | IC | 7 | 2014 |  |  | (OP) Operating | [6 empty] | Montgomery | 35.333 | -79.9649
58501 | Five Crowns Inc | 58527 | Crown Cooling Facility | Industrial Non-CHP | CA | 1 | 1 | 1 | Solar Photovoltaic | SUN | PV | 12 | 2011 |  |  | (OP) Operating | [6 empty] | Imperial | 32.9672 | -115.5325
58503 | Garnet Solar Power Station 1 LLC | 58528 | Garnet Solar Power Station 1 LLC | IPP Non-CHP | CA | WDT44 | 4 | 4 | Solar Photovoltaic | SUN | PV | 12 | 2014 |  |  | (OP) Operating | [6 empty] | Riverside | 33.8906 | -116.5431
60025 | Greenbacker Renewable Energy Corporation | 58529 | Progress Manis I | IPP Non-CHP | NC | P11A | 0.5 | 0.5 | Solar Photovoltaic | SUN | PV | 4 | 2012 |  |  | (OP) Operating | [6 empty] | Scotland | 34.7564 | -79.4472
60025 | Greenbacker Renewable Energy Corporation | 58529 | Progress Manis I | IPP Non-CHP | NC | P11B | 0.5 | 0.5 | Solar Photovoltaic | SUN | PV | 4 | 2012 |  |  | (OP) Operating | [6 empty] | Scotland | 34.7564 | -79.4472
60025 | Greenbacker Renewable Energy Corporation | 58531 | North Carolina Solar Bethea I | IPP Non-CHP | NC | P22A | 0.5 | 0.5 | Solar Photovoltaic | SUN | PV | 2 | 2013 |  |  | (OP) Operating | [6 empty] | Scotland | 34.7047 | -79.5258
60025 | Greenbacker Renewable Energy Corporation | 58531 | North Carolina Solar Bethea I | IPP Non-CHP | NC | P22B | 0.5 | 0.5 | Solar Photovoltaic | SUN | PV | 4 | 2012 |  |  | (OP) Operating | [6 empty] | Scotland | 34.7047 | -79.5258
60230 | ORNI 47, LLC | 58533 | Don A Campbell 1 Geothermal | IPP Non-CHP | NV | 1 | 22.5 | 11.5 | Geothermal | GEO | BT | 1 | 2014 |  |  | (OP) Operating | [6 empty] | Mineral | 38.8367 | -118.3239
58506 | Westford Solar Park | 58534 | Westford Solar Park | IPP Non-CHP | MA | 1 | 4 | 4 | Solar Photovoltaic | SUN | PV | 4 | 2012 |  |  | (OP) Operating | [6 empty] | Middlesex | 42.6364 | -71.4194
56645 | Aqua America Inc | 58535 | Pickering Solar | IPP Non-CHP | PA | 1 | 1.5 | 1.4 | Solar Photovoltaic | SUN | PV | 1 | 2012 |  |  | (OP) Operating | [6 empty] | Chester | 40.1206 | -75.4881
58489 | OCI Solar Power | 58536 | Cornerstone Power Holmdel LLC | IPP Non-CHP | NJ | 1 | 3 | 3 | Solar Photovoltaic | SUN | PV | 5 | 2013 |  |  | (OP) Operating | [6 empty] | Monmouth | 40.3522 | -74.1878
58489 | OCI Solar Power | 58537 | OCI Alamo Solar I | IPP Non-CHP | TX | 1 | 40.7 | 40.7 | Solar Photovoltaic | SUN | PV | 12 | 2013 |  |  | (OP) Operating | [6 empty] | Bexar | 29.2717 | -98.4447
58508 | Carolina Solar Energy II LLC | 58538 | PCSP3 Airport | IPP Non-CHP | NC | 3 | 2.5 | 2.5 | Solar Photovoltaic | SUN | PV | 10 | 2011 |  |  | (OP) Operating | [6 empty] | Person | 36.2881 | -78.9861
58507 | Solar Star Arizona III LLC | 58539 | Lake Pleasant WTP | Commercial Non-CHP | AZ | 1 | 6.5 | 6 | Solar Photovoltaic | SUN | PV | 12 | 2012 |  |  | (OP) Operating | [6 empty] | Maricopa | 33.8206 | -112.24
58509 | Affordable Solar Silver City, LLC | 58540 | Silver City WWTP PV Project | IPP Non-CHP | NM | PV-1 | 1 | 1 | Solar Photovoltaic | SUN | PV | 6 | 2013 |  |  | (OP) Operating | [6 empty] | Grant | 32.7139 | -108.2481
58511 | SunGen Sharon 1 LLC | 58541 | SunGen Sharon 1 LLC | IPP Non-CHP | VT | 1 | 1.8 | 1.8 | Solar Photovoltaic | SUN | PV | 8 | 2012 |  |  | (OP) Operating | [5 empty] | 0 | Windsor | 43.79 | -72.49
58290 | NextEra Energy Desert Sunlight 250, LLC | 58542 | Desert Sunlight 250, LLC | IPP Non-CHP | CA | DSL12 | 39.1 | 39.1 | Solar Photovoltaic | SUN | PV | 12 | 2013 |  |  | (OP) Operating | [6 empty] | Riverside | 33.8055 | -115.3947
58290 | NextEra Energy Desert Sunlight 250, LLC | 58542 | Desert Sunlight 250, LLC | IPP Non-CHP | CA | DSL13 | 39.1 | 39.1 | Solar Photovoltaic | SUN | PV | 1 | 2014 |  |  | (OP) Operating | [6 empty] | Riverside | 33.8055 | -115.3947
58290 | NextEra Energy Desert Sunlight 250, LLC | 58542 | Desert Sunlight 250, LLC | IPP Non-CHP | CA | DSL14 | 26.5 | 26.5 | Solar Photovoltaic | SUN | PV | 4 | 2014 |  |  | (OP) Operating | [6 empty] | Riverside | 33.8055 | -115.3947
58290 | NextEra Energy Desert Sunlight 250, LLC | 58542 | Desert Sunlight 250, LLC | IPP Non-CHP | CA | DSL15 | 13.9 | 13.9 | Solar Photovoltaic | SUN | PV | 6 | 2014 |  |  | (OP) Operating | [6 empty] | Riverside | 33.8055 | -115.3947
58290 | NextEra Energy Desert Sunlight 250, LLC | 58542 | Desert Sunlight 250, LLC | IPP Non-CHP | CA | DSL16 | 22.7 | 22.7 | Solar Photovoltaic | SUN | PV | 11 | 2013 |  |  | (OP) Operating | [6 empty] | Riverside | 33.8055 | -115.3947
58290 | NextEra Energy Desert Sunlight 250, LLC | 58542 | Desert Sunlight 250, LLC | IPP Non-CHP | CA | DSL17 | 29 | 29 | Solar Photovoltaic | SUN | PV | 11 | 2013 |  |  | (OP) Operating | [6 empty] | Riverside | 33.8055 | -115.3947
58290 | NextEra Energy Desert Sunlight 250, LLC | 58542 | Desert Sunlight 250, LLC | IPP Non-CHP | CA | DSL18 | 29 | 29 | Solar Photovoltaic | SUN | PV | 6 | 2014 |  |  | (OP) Operating | [6 empty] | Riverside | 33.8055 | -115.3947
58290 | NextEra Energy Desert Sunlight 250, LLC | 58542 | Desert Sunlight 250, LLC | IPP Non-CHP | CA | DSL19 | 25.2 | 25.2 | Solar Photovoltaic | SUN | PV | 10 | 2014 |  |  | (OP) Operating | [6 empty] | Riverside | 33.8055 | -115.3947
58290 | NextEra Energy Desert Sunlight 250, LLC | 58542 | Desert Sunlight 250, LLC | IPP Non-CHP | CA | DSL20 | 25.2 | 25.2 | Solar Photovoltaic | SUN | PV | 11 | 2013 |  |  | (OP) Operating | [6 empty] | Riverside | 33.8055 | -115.3947
58514 | Gilbert Solar Facility I, LLC | 58543 | Gilbert Solar Facility I, LLC | IPP Non-CHP | AZ | 1 | 2.5 | 2.5 | Solar Photovoltaic | SUN | PV | 10 | 2011 |  |  | (OP) Operating | [6 empty] | Maricopa | 33.3564 | -111.7983
58515 | NextEra Energy Mountain View Solar | 58544 | Mountain View Solar | IPP Non-CHP | NV | 1 | 20 | 20 | Solar Photovoltaic | SUN | PV | 1 | 2014 |  |  | (OP) Operating | [6 empty] | Clark | 36.3906 | -114.9644
58518 | NRG Solar Community 1 LLC | 58545 | Community Solar 1 | IPP Non-CHP | CA | 1 | 5.7 | 5.7 | Solar Photovoltaic | SUN | PV | 6 | 2014 |  |  | (OP) Operating | [6 empty] | Imperial | 32.9828 | -115.4819
7477 | Granger Electric Co | 58546 | Granger Electric of Watervliet | IPP Non-CHP | MI | GEN1 | 1.6 | 1.6 | Landfill Gas | LFG | IC | 2 | 2013 |  |  | (OP) Operating | [6 empty] | Berrien | 42.1758 | -86.28
7477 | Granger Electric Co | 58546 | Granger Electric of Watervliet | IPP Non-CHP | MI | GEN2 | 1.6 | 1.6 | Landfill Gas | LFG | IC | 2 | 2013 |  |  | (OP) Operating | [6 empty] | Berrien | 42.1758 | -86.28
58519 | Clean Energy Collective LLC | 58547 | SMPA Solar 1 | IPP Non-CHP | CO | 1 | 1 | 1 | Solar Photovoltaic | SUN | PV | 12 | 2012 |  |  | (OP) Operating | [6 empty] | Montrose | 38.2725 | -108.7856
58520 | Huerfano River Wind, LLC | 58548 | Huerfano River Wind | IPP Non-CHP | CO | WTG1 | 2 | 2 | Onshore Wind Turbine | WND | WT | 10 | 2013 |  |  | (OP) Operating | [6 empty] | Huerfano | 37.7722 | -104.8322
58520 | Huerfano River Wind, LLC | 58548 | Huerfano River Wind | IPP Non-CHP | CO | WTG2 | 2 | 2 | Onshore Wind Turbine | WND | WT | 10 | 2013 |  |  | (OP) Operating | [6 empty] | Huerfano | 37.7722 | -104.8322
58520 | Huerfano River Wind, LLC | 58548 | Huerfano River Wind | IPP Non-CHP | CO | WTG3 | 2 | 2 | Onshore Wind Turbine | WND | WT | 10 | 2013 |  |  | (OP) Operating | [6 empty] | Huerfano | 37.7722 | -104.8322
58520 | Huerfano River Wind, LLC | 58548 | Huerfano River Wind | IPP Non-CHP | CO | WTG4 | 2 | 2 | Onshore Wind Turbine | WND | WT | 10 | 2013 |  |  | (OP) Operating | [6 empty] | Huerfano | 37.7722 | -104.8322
11936 | McBryde Sugar Co Ltd | 58549 | Port Allen Solar | IPP Non-CHP | HI | 1 | 6 | 6 | Solar Photovoltaic | SUN | PV | 12 | 2012 |  |  | (OP) Operating | [6 empty] | Kauai | 21.9019 | -159.5817
58491 | Constellation New Energy, Inc | 58550 | Owens Corning at Bethlehem | IPP Non-CHP | NY | PV1 | 2 | 2 | Solar Photovoltaic | SUN | PV | 10 | 2013 |  |  | (OP) Operating | [6 empty] | Albany | 42.5869 | -73.865
58468 | Dominion Renewable Energy | 58551 | Bridgeport Fuel Cell Park | IPP Non-CHP | CT | 1 | 16.6 | 13.7 | Other Natural Gas | NG | FC | 12 | 2013 |  |  | (OP) Operating | [6 empty] | Fairfield | 41.1681 | -73.2111
58468 | Dominion Renewable Energy | 58552 | Indy Solar I, LLC | IPP Non-CHP | IN | 1 | 10 | 10 | Solar Photovoltaic | SUN | PV | 12 | 2013 |  |  | (OP) Operating | [6 empty] | Marion | 39.6628 | -85.9856
58468 | Dominion Renewable Energy | 58553 | Indy Solar III, LLC | IPP Non-CHP | IN | 1 | 8.6 | 8.6 | Solar Photovoltaic | SUN | PV | 12 | 2013 |  |  | (OP) Operating | [6 empty] | Marion | 39.6594 | -86.2597
58468 | Dominion Renewable Energy | 58554 | Somers Solar Center, LLC | IPP Non-CHP | CT | 1 | 5 | 5 | Solar Photovoltaic | SUN | PV | 12 | 2013 |  |  | (OP) Operating | [6 empty] | Tolland | 41.955 | -72.4458
58521 | University of Wisconsin Oshkosh Foundation | 58555 | Oshkosh Foundation Rosedale Biodigester LLC | IPP Non-CHP | WI | 95100 | 1.4 | 1.4 | Other Waste Biomass | OBG | IC | 4 | 2014 |  |  | (OP) Operating | [6 empty] | Winnebago | 43.8678 | -88.7181
58468 | Dominion Renewable Energy | 58556 | Indy Solar II, LLC | IPP Non-CHP | IN | 1 | 10.1 | 10 | Solar Photovoltaic | SUN | PV | 12 | 2013 |  |  | (OP) Operating | [6 empty] | Marion | 39.6628 | -85.9856
16572 | Salt River Project | 58557 | Mesquite Generating Station Block 1 | Electric Utility | AZ | GT1 | 185.3 | 153 | Natural Gas Fired Combined Cycle | NG | CT | 6 | 2003 |  |  | (OP) Operating | [6 empty] | Maricopa | 33.345 | -112.8642
16572 | Salt River Project | 58557 | Mesquite Generating Station Block 1 | Electric Utility | AZ | GT2 | 185.3 | 153 | Natural Gas Fired Combined Cycle | NG | CT | 6 | 2003 |  |  | (OP) Operating | [6 empty] | Maricopa | 33.345 | -112.8642
16572 | Salt River Project | 58557 | Mesquite Generating Station Block 1 | Electric Utility | AZ | ST1 | 321 | 289 | Natural Gas Fired Combined Cycle | NG | CA | 6 | 2003 |  |  | (OP) Operating | [6 empty] | Maricopa | 33.345 | -112.8642
58523 | Enerdyne Power Systems Inc | 58558 | Onslow Power Producers | IPP Non-CHP | NC | GEN1 | 2 | 1.9 | Landfill Gas | LFG | IC | 11 | 2013 |  |  | (OP) Operating | [6 empty] | Onslow | 34.7975 | -77.5431
58523 | Enerdyne Power Systems Inc | 58559 | BiCounty Gas Producers LLC | IPP Non-CHP | TN | GEN1 | 1 | 0.9 | Landfill Gas | LFG | IC | 8 | 2011 |  |  | (OP) Operating | [6 empty] | Montgomery | 36.5406 | -87.5444
58523 | Enerdyne Power Systems Inc | 58559 | BiCounty Gas Producers LLC | IPP Non-CHP | TN | GEN2 | 2 | 1.9 | Landfill Gas | LFG | IC | 12 | 2013 |  |  | (OP) Operating | [6 empty] | Montgomery | 36.5406 | -87.5444
58524 | South Boston Energy LLC | 58560 | Halifax County Biomass | IPP Non-CHP | VA | STG1 | 49.9 | 44.3 | Wood/Wood Waste Biomass | WDS | ST | 11 | 2013 |  |  | (OP) Operating | [6 empty] | Halifax | 36.7014 | -78.8733
56769 | Consolidated Edison Development Inc. | 58561 | Merrimac Solar | IPP Non-CHP | MA | MSMA | 1.5 | 1.5 | Solar Photovoltaic | SUN | PV | 12 | 2013 |  |  | (OP) Operating | [6 empty] | Essex | 42.8331 | -70.9919
5701 | El Paso Electric Co | 58562 | Montana Power Station | Electric Utility | TX | GT-1 | 131.8 | 95 | Natural Gas Fired Combustion Turbine | NG | GT | 3 | 2015 |  |  | (OP) Operating | [6 empty] | El Paso | 31.8239 | -106.2119
5701 | El Paso Electric Co | 58562 | Montana Power Station | Electric Utility | TX | GT-2 | 131.8 | 95 | Natural Gas Fired Combustion Turbine | NG | GT | 3 | 2015 |  |  | (OP) Operating | [6 empty] | El Paso | 31.8239 | -106.2119
5701 | El Paso Electric Co | 58562 | Montana Power Station | Electric Utility | TX | GT-3 | 131.8 | 100 | Natural Gas Fired Combustion Turbine | NG | GT | 5 | 2016 |  |  | (OP) Operating | [6 empty] | El Paso | 31.8239 | -106.2119
58526 | Hometown Bio Energy LLC | 58563 | Hometown Bio Energy LLC | IPP CHP | MN | HTBE | 8 | 7.6 | Other Waste Biomass | OBG | IC | 12 | 2013 |  |  | (OP) Operating | [6 empty] | Le Sueur | 44.4356 | -93.9064
56769 | Consolidated Edison Development Inc. | 58564 | Frenchtown III Solar | IPP Non-CHP | NJ | F3NJ | 7.9 | 7.9 | Solar Photovoltaic | SUN | PV | 12 | 2013 |  |  | (OP) Operating | [6 empty] | Hunterdon | 40.4825 | -75.0181
58527 | Gettysburg Energy and Nutrient Rec Facility LLC | 58565 | Gettysburg Energy & Nutrient Rec Facility | IPP Non-CHP | PA | GENRF | 3.3 | 2.5 | Other Waste Biomass | OBS | ST | 6 | 2013 |  |  | (OP) Operating | [6 empty] | Adams | 39.9503 | -77.1253
56999 | Western Massachusetts Electric Company | 58568 | Cottage Street Solar Facility | Electric Utility | MA | PV-3 | 3.2 | 3.2 | Solar Photovoltaic | SUN | PV | 5 | 2014 |  |  | (OP) Operating | [6 empty] | Hampden | 42.1453 | -72.5383
34012 | FPL Energy MH50 LP | 58569 | Paradise Solar Energy Center | IPP Non-CHP | NJ | 1 | 5 | 5 | Solar Photovoltaic | SUN | PV | 3 | 2011 |  |  | (OP) Operating | [6 empty] | Gloucester | 39.8358 | -75.2225
56381 | Enel Cove Fort LLC | 58570 | Enel Cove Fort | IPP Non-CHP | UT | 1-G1A | 12.5 | 12.5 | Geothermal | GEO | BT | 12 | 2013 |  |  | (OP) Operating | [6 empty] | Beaver | 38.5603 | -112.5811
56381 | Enel Cove Fort LLC | 58570 | Enel Cove Fort | IPP Non-CHP | UT | 2-GIA | 12.5 | 12.5 | Geothermal | GEO | BT | 12 | 2013 |  |  | (OP) Operating | [6 empty] | Beaver | 38.5603 | -112.5811
15248 | Portland General Electric Co | 58571 | Tucannon River Wind Farm | Electric Utility | WA | 1 | 266.8 | 266.8 | Onshore Wind Turbine | WND | WT | 12 | 2014 |  |  | (OP) Operating | [6 empty] | Columbia | 46.4211 | -118.0269
49893 | Invenergy Services LLC | 58572 | Lakeland Solar Energy LLC | IPP Non-CHP | GA | 1 | 0.9 | 0.9 | Solar Photovoltaic | SUN | PV | 12 | 2013 |  |  | (OP) Operating | [6 empty] | Lanier | 31.0269 | -83.055
49893 | Invenergy Services LLC | 58572 | Lakeland Solar Energy LLC | IPP Non-CHP | GA | 2 | 0.9 | 0.9 | Solar Photovoltaic | SUN | PV | 12 | 2013 |  |  | (OP) Operating | [6 empty] | Lanier | 31.0269 | -83.055
58535 | Eagle Valley Clean Energy LLC | 58574 | Eagle Valley Clean Energy LLC Biomass | IPP Non-CHP | CO | 01 | 11.3 | 11.3 | Wood/Wood Waste Biomass | WDS | ST | 12 | 2013 |  |  | (OP) Operating | [6 empty] | Eagle | 39.6481 | -106.9431
58536 | Smithfield-Farmland Packaged Food Group | 58575 | Smithfield Farmland Kinston | Industrial CHP | NC | 1 | 2.3 | 2.3 | Petroleum Liquids | DFO | IC | 11 | 2013 |  |  | (OP) Operating | [6 empty] | Lenoir | 35.2683 | -77.6592
58536 | Smithfield-Farmland Packaged Food Group | 58575 | Smithfield Farmland Kinston | Industrial CHP | NC | 2 | 2.3 | 2.3 | Petroleum Liquids | DFO | IC | 11 | 2013 |  |  | (OP) Operating | [6 empty] | Lenoir | 35.2683 | -77.6592
58536 | Smithfield-Farmland Packaged Food Group | 58575 | Smithfield Farmland Kinston | Industrial CHP | NC | 3 | 2.3 | 2.3 | Petroleum Liquids | DFO | IC | 11 | 2013 |  |  | (OP) Operating | [6 empty] | Lenoir | 35.2683 | -77.6592
58536 | Smithfield-Farmland Packaged Food Group | 58575 | Smithfield Farmland Kinston | Industrial CHP | NC | 4 | 2.3 | 2.3 | Petroleum Liquids | DFO | IC | 11 | 2013 |  |  | (OP) Operating | [6 empty] | Lenoir | 35.2683 | -77.6592
58465 | Green States Energy, Inc. | 58576 | GSE NM1 | IPP Non-CHP | NM | NMP1 | 2.3 | 1.7 | Solar Photovoltaic | SUN | PV | 5 | 2011 |  |  | (OP) Operating | [6 empty] | Chaves | 33.3 | -104.4
17633 | Southern Indiana Gas & Elec Co | 58577 | Veolia ES Blackfoot Landfill Facility | Electric Utility | IN | BLG1 | 1.6 | 1.1 | Landfill Gas | LFG | IC | 6 | 2009 |  |  | (OP) Operating | [6 empty] | Pike | 38.3272 | -87.2006
17633 | Southern Indiana Gas & Elec Co | 58577 | Veolia ES Blackfoot Landfill Facility | Electric Utility | IN | BLG2 | 1.6 | 1.1 | Landfill Gas | LFG | IC | 6 | 2009 |  |  | (OP) Operating | [6 empty] | Pike | 38.3272 | -87.2006
58537 | Fresh Air Energy IV LLC | 58578 | Sonora 1 | IPP Non-CHP | CA | SON1 | 1.5 | 1.5 | Solar Photovoltaic | SUN | PV | 12 | 2013 |  |  | (OP) Operating | [6 empty] | Tuolumne | 37.8898 | -120.5287
13781 | Northern States Power Co - Minnesota | 58579 | Laverne Battery | Electric Utility | MN | 1 | 1.1 | 1 | Batteries | MWH | BA | 1 | 2013 | 12 | 2023 | (OP) Operating | [6 empty] | Rock | 43.6386 | -96.39
58539 | Pheasant Run Wind LLC | 58580 | Pheasant Run Wind LLC | IPP Non-CHP | MI | 1 | 74.8 | 74.8 | Onshore Wind Turbine | WND | WT | 12 | 2013 |  |  | (OP) Operating | [6 empty] | Huron | 43.7578 | -83.2978
58540 | California PV Energy LLC | 58581 | Oltmans SCE at Champagne | IPP Non-CHP | CA | 1 | 1 | 1 | Solar Photovoltaic | SUN | PV | 12 | 2013 |  |  | (OP) Operating | [6 empty] | San Bernardino | 34.0439 | -117.5311
58540 | California PV Energy LLC | 58582 | Oltmans SCE at Jurupa | IPP Non-CHP | CA | 1 | 1.5 | 1.5 | Solar Photovoltaic | SUN | PV | 12 | 2013 |  |  | (OP) Operating | [6 empty] | San Bernardino | 34.05 | -117.5961
58541 | Forbes Street Solar, LLC | 58583 | Forbes Street Solar | IPP Non-CHP | RI | FSS1 | 3 | 3 | Solar Photovoltaic | SUN | PV | 12 | 2013 |  |  | (OP) Operating | [6 empty] | Providence | 41.7731 | -71.3389
58542 | Trustees of Princeton University | 58584 | Princeton University Cogeneration | Commercial CHP | NJ | GT1 | 15.5 | 15.5 | Natural Gas Fired Combustion Turbine | NG | GT | 10 | 1996 |  |  | (OP) Operating | [6 empty] | Mercer | 40.3414 | -74.6572
58542 | Trustees of Princeton University | 58584 | Princeton University Cogeneration | Commercial CHP | NJ | PV1 | 4.5 | 4.5 | Solar Photovoltaic | SUN | PV | 10 | 2012 |  |  | (OP) Operating | [6 empty] | Mercer | 40.3414 | -74.6572
58544 | Sierra Nevada Brewing Co | 58585 | Sierra Nevada Brewing Co | Industrial CHP | CA | COGN | 2 | 1.7 | Natural Gas Fired Combustion Turbine | NG | GT | 5 | 2016 |  |  | (OP) Operating | [6 empty] | Butte | 39.7242 | -121.8153
58544 | Sierra Nevada Brewing Co | 58585 | Sierra Nevada Brewing Co | Industrial CHP | CA | SOLR | 1.7 | 1.4 | Solar Photovoltaic | SUN | PV | 9 | 2007 |  |  | (OP) Operating | [6 empty] | Butte | 39.7242 | -121.8153
57313 | SolarCity Corporation | 58586 | Town of East Bridgewater | IPP Non-CHP | MA | 1 | 2 | 2 | Solar Photovoltaic | SUN | PV | 6 | 2013 |  |  | (OP) Operating | [6 empty] | Plymouth | 42.0511 | -70.9558
58545 | Tuscola Wind II LLC | 58587 | Tuscola Wind II LLC | IPP Non-CHP | MI | 1 | 100.3 | 100.3 | Onshore Wind Turbine | WND | WT | 11 | 2013 |  |  | (OP) Operating | [6 empty] | Tuscola | 43.5269 | -83.5669
57081 | WGL Energy Systems, Inc | 58588 | Sue Cleveland High School | IPP Non-CHP | NM | SCHS | 1 | 1 | Solar Photovoltaic | SUN | PV | 11 | 2013 |  |  | (OP) Operating | [6 empty] | Sandoval | 35.3133 | -106.6578
57081 | WGL Energy Systems, Inc | 58589 | Rio Rancho High School | IPP Non-CHP | NM | RRHS | 1 | 1 | Solar Photovoltaic | SUN | PV | 11 | 2013 |  |  | (OP) Operating | [6 empty] | Sandoval | 35.2644 | -106.6678
58546 | Cascade Solar LLC | 58590 | Cascade Solar | IPP Non-CHP | CA | 1 | 18.5 | 18.5 | Solar Photovoltaic | SUN | PV | 1 | 2014 |  |  | (OP) Operating | [6 empty] | San Bernardino | 34.1572 | -116.2344
58547 | Port of Tillamook Bay | 58591 | POTB Digester | Electric Utility | OR | GEN1 | 1 | 1 | Other Waste Biomass | OBG | IC | 11 | 2013 |  |  | (OP) Operating | [6 empty] | Tillamook | 45.4144 | -123.8042
17650 | Southern Power Co | 58592 | Solar Gen 2 | IPP Non-CHP | CA | ALHM | 51.7 | 54.4 | Solar Photovoltaic | SUN | PV | 11 | 2014 |  |  | (OP) Operating | [6 empty] | Imperial | 33.08 | -115.47
17650 | Southern Power Co | 58592 | Solar Gen 2 | IPP Non-CHP | CA | ARK | 51.7 | 54.4 | Solar Photovoltaic | SUN | PV | 11 | 2014 |  |  | (OP) Operating | [6 empty] | Imperial | 33.08 | -115.47
17650 | Southern Power Co | 58592 | Solar Gen 2 | IPP Non-CHP | CA | SONR | 51.7 | 54.4 | Solar Photovoltaic | SUN | PV | 11 | 2014 |  |  | (OP) Operating | [6 empty] | Imperial | 33.08 | -115.47
58548 | State of CA DGS BPM | 58593 | DGS Central Utility Plant | Commercial CHP | CA | BS1 | 0.6 | 0.6 | Petroleum Liquids | DFO | IC | 12 | 2010 |  |  | (SB) Standby/Backup: available for service but not normally used | [6 empty] | Sacramento | 38.5739 | -121.5014
58548 | State of CA DGS BPM | 58593 | DGS Central Utility Plant | Commercial CHP | CA | EM1 | 0.4 | 0.4 | Petroleum Liquids | DFO | IC | 12 | 2010 |  |  | (SB) Standby/Backup: available for service but not normally used | [6 empty] | Sacramento | 38.5739 | -121.5014
58548 | State of CA DGS BPM | 58593 | DGS Central Utility Plant | Commercial CHP | CA | STG | 2.9 | 2.9 | Natural Gas Steam Turbine | NG | ST | 12 | 2010 |  |  | (SB) Standby/Backup: available for service but not normally used | [6 empty] | Sacramento | 38.5739 | -121.5014
58551 | Steele Flats Wind Project LLC | 58594 | Steele Flats Wind Project LLC | IPP Non-CHP | NE | 1 | 74.8 | 74.8 | Onshore Wind Turbine | WND | WT | 10 | 2013 |  |  | (OP) Operating | [6 empty] | Jefferson | 40.0489 | -96.9522
58550 | Indeck Energy-Alexandria, LLC | 58595 | Indeck Energy-Alexandria | IPP Non-CHP | NH | GEN1 | 16 | 15.2 | Wood/Wood Waste Biomass | WDS | ST | 11 | 2008 |  |  | (OP) Operating | [6 empty] | Grafton | 43.5608 | -71.7806
56215 | E ON Climate Renewables N America LLC | 58596 | Grandview Wind Farm, LLC | IPP Non-CHP | TX | GRVWI | 200.6 | 200.6 | Onshore Wind Turbine | WND | WT | 12 | 2014 |  |  | (OP) Operating | [6 empty] | Carson | 35.2383 | -101.3108
58555 | The University of Utah | 58597 | HTW Plant 303 COGEN | Commercial CHP | UT | CGN1 | 7.4 | 5.6 | Natural Gas Fired Combustion Turbine | NG | GT | 8 | 2008 |  |  | (OP) Operating | [6 empty] | Salt Lake | 40.7631 | -111.8417
59155 | First Wind O&M, LLC | 58598 | Beryl Solar Plant | IPP Non-CHP | UT | BSP1 | 3 | 3 | Solar Photovoltaic | SUN | PV | 8 | 2015 |  |  | (OP) Operating | [6 empty] | Iron | 37.6392 | -113.6458
59155 | First Wind O&M, LLC | 58599 | Cedar Valley Solar Plant | IPP Non-CHP | UT | CVSP1 | 3 | 3 | Solar Photovoltaic | SUN | PV | 12 | 2015 |  |  | (OP) Operating | [6 empty] | Iron | 37.8078 | -113.09
59155 | First Wind O&M, LLC | 58600 | Buckhorn Solar Plant | IPP Non-CHP | UT | BSP1 | 3 | 3 | Solar Photovoltaic | SUN | PV | 12 | 2015 |  |  | (OP) Operating | [6 empty] | Iron | 38.0233 | -112.7317
59155 | First Wind O&M, LLC | 58601 | Milford Flat Solar Plant | IPP Non-CHP | UT | MFSP1 | 3 | 3 | Solar Photovoltaic | SUN | PV | 7 | 2015 |  |  | (OP) Operating | [6 empty] | Beaver | 38.2914 | -113.0083
59155 | First Wind O&M, LLC | 58602 | Laho Solar Plant | IPP Non-CHP | UT | LSP1 | 3 | 3 | Solar Photovoltaic | SUN | PV | 7 | 2015 |  |  | (OP) Operating | [6 empty] | Beaver | 38.2914 | -113.0356
59155 | First Wind O&M, LLC | 58603 | Greenville Solar Plant | IPP Non-CHP | UT | GVSP1 | 2.2 | 2.2 | Solar Photovoltaic | SUN | PV | 10 | 2015 |  |  | (OP) Operating | [6 empty] | Beaver | 38.2561 | -112.7358
59155 | First Wind O&M, LLC | 58604 | Granite Peak Solar Plant | IPP Non-CHP | UT | GPSP1 | 3 | 3 | Solar Photovoltaic | SUN | PV | 8 | 2015 |  |  | (OP) Operating | [6 empty] | Beaver | 38.4028 | -112.9889
58562 | Blueberry One, LLC | 58605 | Blueberry One | IPP Non-CHP | NC | PV1 | 5 | 5 | Solar Photovoltaic | SUN | PV | 1 | 2016 |  |  | (OP) Operating | [6 empty] | Wayne | 35.3139 | -78.1542
58563 | Isabella Fish Flow Hydro Project LLC | 58606 | Isabella Fish Flow | IPP Non-CHP | CA | 1 | 0.8 | 0.8 | Conventional Hydroelectric | WAT | HY | 12 | 2013 |  |  | (OP) Operating
58564 | Paramount Group Inc | 58607 | One Market Plaza | Commercial CHP | CA | 1 | 0.5 | 0.5 | Natural Gas Internal Combustion Engine | NG | IC | 12 | 2003 |  |  | (OP) Operating | [6 empty] | San Francisco | 37.7933 | -122.3942
58564 | Paramount Group Inc | 58607 | One Market Plaza | Commercial CHP | CA | 2 | 0.5 | 0.5 | Natural Gas Internal Combustion Engine | NG | IC | 12 | 2003 |  |  | (OP) Operating | [6 empty] | San Francisco | 37.7933 | -122.3942
58564 | Paramount Group Inc | 58607 | One Market Plaza | Commercial CHP | CA | 3 | 0.5 | 0.5 | Natural Gas Internal Combustion Engine | NG | IC | 12 | 2003 |  |  | (OP) Operating | [6 empty] | San Francisco | 37.7933 | -122.3942
58565 | Saddleback Ridge Wind, LLC | 58608 | Saddleback Ridge Wind Farm | IPP Non-CHP | ME | SRW1 | 8.5 | 8.5 | Onshore Wind Turbine | WND | WT | 12 | 2014 |  |  | (OP) Operating | [6 empty] | Franklin | 44.5933 | -70.3811
58565 | Saddleback Ridge Wind, LLC | 58608 | Saddleback Ridge Wind Farm | IPP Non-CHP | ME | SRW2 | 25.7 | 25.7 | Onshore Wind Turbine | WND | WT | 9 | 2015 |  |  | (OP) Operating | [6 empty] | Franklin | 44.5933 | -70.3811
58661 | Sustainable Power Group, LLC | 58609 | Industry Solar Power Generation Station 1 LLC | IPP Non-CHP | CA | ISP1 | 1.5 | 1.5 | Solar Photovoltaic | SUN | PV | 12 | 2013 |  |  | (OP) Operating | [6 empty] | San Bernardino | 34.5531 | -117.4569
58661 | Sustainable Power Group, LLC | 58610 | Navajo Solar Power Generation Station 1 LLC | IPP Non-CHP | CA | NSP1 | 1.5 | 1.5 | Solar Photovoltaic | SUN | PV | 12 | 2013 |  |  | (OP) Operating | [6 empty] | San Bernardino | 34.5511 | -117.1911
58661 | Sustainable Power Group, LLC | 58611 | Powhatan Solar Power Generation Station 1 LLC | IPP Non-CHP | CA | 1 | 1.5 | 1.5 | Solar Photovoltaic | SUN | PV | 12 | 2013 |  |  | (OP) Operating | [6 empty] | San Bernardino | 34.4969 | -117.145
58661 | Sustainable Power Group, LLC | 58612 | Otoe Solar Power Generation Station 1 LL | IPP Non-CHP | CA | 1 | 1.5 | 1.5 | Solar Photovoltaic | SUN | PV | 12 | 2013 |  |  | (OP) Operating | [6 empty] | San Bernardino | 34.545 | -117.1919
58566 | Abengoa Bioenergy Biomass of Kansas | 58613 | ABBK Biomass Plant | Industrial CHP | KS | STG | 21.9 | 6 | Natural Gas Steam Turbine | NG | ST | 12 | 2013 |  |  | (OP) Operating | [6 empty] | Stevens | 37.1808 | -101.3867
58567 | Blue Renewable Energy IMS, LLC | 58615 | Indianapolis Motor Speedway Solar PV | IPP Non-CHP | IN | IMS | 9 | 9 | Solar Photovoltaic | SUN | PV | 7 | 2014 |  |  | (OP) Operating | [6 empty] | Marion | 39.79 | -86.2336
58568 | Westlands Solar Farms, LLC | 58616 | Westlands Solar PV Farm | IPP Non-CHP | CA | WSF1 | 18 | 18 | Solar Photovoltaic | SUN | PV | 2 | 2014 |  |  | (OP) Operating | [6 empty] | Fresno | 36.1381 | -120.0758
58569 | City of Rochester | 58617 | Water Reclamation Plant | Commercial CHP | MN | GEN1 | 1 | 0.3 | Other Waste Biomass | OBG | IC | 3 | 2003 |  |  | (OP) Operating | [6 empty] | Olmsted | 44.0647 | -92.4692
58569 | City of Rochester | 58617 | Water Reclamation Plant | Commercial CHP | MN | GEN2 | 1 | 0.3 | Other Waste Biomass | OBG | IC | 8 | 2008 |  |  | (OP) Operating | [6 empty] | Olmsted | 44.0647 | -92.4692
58570 | CF Gainesville Owner One LLC | 58618 | Butler Plaza | IPP Non-CHP | FL | 1 | 1.2 | 1.2 | Solar Photovoltaic | SUN | PV | 12 | 2010 |  |  | (OP) Operating | [6 empty] | Alachua | 29.6231 | -82.38
58573 | Transamerica Pyramid Properties LLC | 58619 | Transamerica Pyramid | Commercial CHP | CA | 1 | 0.5 | 0.5 | Natural Gas Internal Combustion Engine | NG | IC | 7 | 2007 |  |  | (OP) Operating | [6 empty] | San Francisco | 37.7956 | -122.4028
58573 | Transamerica Pyramid Properties LLC | 58619 | Transamerica Pyramid | Commercial CHP | CA | 2 | 0.5 | 0.5 | Natural Gas Internal Combustion Engine | NG | IC | 7 | 2007 |  |  | (OP) Operating | [6 empty] | San Francisco | 37.7956 | -122.4028
58575 | Sol Orchard Imperial 1, LLC | 58621 | Sol Orchard El Centro PV | IPP Non-CHP | CA | ECPV | 20 | 20 | Solar Photovoltaic | SUN | PV | 10 | 2013 |  |  | (OP) Operating | [6 empty] | Imperial | 32.8033 | -115.5464
58577 | Northern Colorado Water Conservancy District | 58622 | Carter Hydro | Commercial Non-CHP | CO | 1 | 1.3 | 1.3 | Conventional Hydroelectric | WAT | HY | 6 | 2012 |  |  | (OP) Operating | [6 empty] | Larimer | 40.3242 | -105.2089
58577 | Northern Colorado Water Conservancy District | 58622 | Carter Hydro | Commercial Non-CHP | CO | 2 | 1.3 | 1.3 | Conventional Hydroelectric | WAT | HY | 6 | 2012 |  |  | (OP) Operating | [6 empty] | Larimer | 40.3242 | -105.2089
58576 | Holstein Holdings, LLC | 58623 | Holstein Plant | IPP Non-CHP | NC | PV1 | 20 | 20 | Solar Photovoltaic | SUN | PV | 12 | 2015 |  |  | (OP) Operating | [6 empty] | Scotland | 34.7742 | -79.3408
58578 | PPS Berkshire Solar LLC | 58624 | Berkshire 1 | IPP Non-CHP | MA | BER1 | 1.8 | 1.8 | Solar Photovoltaic | SUN | PV | 12 | 2011 |  |  | (OP) Operating | [6 empty] | Berkshire | 42.1144 | -73.4053
58549 | County of Alameda GSA | 58625 | Santa Rita Jail | IPP Non-CHP | CA | SRJBA | 2 | 2 | Batteries | MWH | BA | 7 | 2012 |  |  | (OP) Operating | [6 empty] | Alameda | 37.7192 | -121.8869
58661 | Sustainable Power Group, LLC | 58626 | Western Antelope Blue Sky Ranch A | IPP Non-CHP | CA | WABSA | 20 | 20 | Solar Photovoltaic | SUN | PV | 11 | 2014 |  |  | (OP) Operating | [6 empty] | Los Angeles | 34.6817 | -118.3247
58580 | Simon Solar Farm LLC | 58628 | Simon Solar Farm LLC | IPP Non-CHP | GA | SRSSF | 30 | 30 | Solar Photovoltaic | SUN | PV | 11 | 2013 |  |  | (OP) Operating | [6 empty] | Walton | 33.6781 | -83.6758
58581 | Lightning Dock Geothermal HI-01, LLC | 58629 | Lightning Dock Geothermal HI-01, LLC | IPP Non-CHP | NM | PB01 | 1 | 0.4 | Geothermal | GEO | BT | 12 | 2013 |  |  | (OP) Operating | [5 empty] | 0 | Hidalgo | 32.1447 | -108.8383
58581 | Lightning Dock Geothermal HI-01, LLC | 58629 | Lightning Dock Geothermal HI-01, LLC | IPP Non-CHP | NM | PB02 | 1 | 0.4 | Geothermal | GEO | BT | 12 | 2013 |  |  | (OP) Operating | [5 empty] | 0 | Hidalgo | 32.1447 | -108.8383
58581 | Lightning Dock Geothermal HI-01, LLC | 58629 | Lightning Dock Geothermal HI-01, LLC | IPP Non-CHP | NM | PB03 | 1 | 0.4 | Geothermal | GEO | BT | 12 | 2013 |  |  | (OP) Operating | [5 empty] | 0 | Hidalgo | 32.1447 | -108.8383
58581 | Lightning Dock Geothermal HI-01, LLC | 58629 | Lightning Dock Geothermal HI-01, LLC | IPP Non-CHP | NM | PB04 | 1 | 0.4 | Geothermal | GEO | BT | 12 | 2013 |  |  | (OP) Operating | [6 empty] | Hidalgo | 32.1447 | -108.8383
58582 | RP Wind LLC | 58630 | RP Wind | IPP Non-CHP | OH | RPOH | 3.4 | 3.4 | Onshore Wind Turbine | WND | WT | 12 | 2013 |  |  | (OP) Operating | [6 empty] | Logan | 40.4494 | -83.8933
57313 | SolarCity Corporation | 58631 | Queen Anne's County | IPP Non-CHP | MD | 1 | 2 | 2 | Solar Photovoltaic | SUN | PV | 12 | 2013 |  |  | (OP) Operating | [6 empty] | Queen Annes | 39.0317 | -76.0164
57313 | SolarCity Corporation | 58632 | Actus Lend Lease DMAFB | IPP Non-CHP | AZ | 1 | 3 | 3 | Solar Photovoltaic | SUN | PV | 12 | 2009 |  |  | (OP) Operating | [6 empty] | Pima | 32.1825 | -110.8633
57313 | SolarCity Corporation | 58633 | Monterey Regional Water Pollution Contro | IPP Non-CHP | CA | 1 | 1 | 1 | Solar Photovoltaic | SUN | PV | 12 | 2010 |  |  | (OP) Operating | [6 empty] | Monterey | 36.7211 | -121.7878
57313 | SolarCity Corporation | 58634 | Lancaster Baptist Church | IPP Non-CHP | CA | 1 | 1 | 1 | Solar Photovoltaic | SUN | PV | 12 | 2011 |  |  | (OP) Operating | [6 empty] | Los Angeles | 34.6958 | -118.0589
58583 | Museum of Science and Industry | 58635 | Museum of Science and Industry | Commercial CHP | IL | COGEN | 1.7 | 1.7 | Natural Gas Internal Combustion Engine | NG | IC | 4 | 2003 |  |  | (OP) Operating | [6 empty] | Cook | 41.7906 | -87.5828
57313 | SolarCity Corporation | 58636 | Sacramento Fairbain Water Treatment Plan | IPP Non-CHP | CA | 1 | 1 | 1 | Solar Photovoltaic | SUN | PV | 2 | 2013 |  |  | (OP) Operating | [6 empty] | Sacramento | 38.6436 | -121.4164
10071 | Kauai Island Utility Cooperative | 58639 | KRS I Anahola Solar | Electric Utility | HI | ANAPV | 12 | 12 | Solar Photovoltaic | SUN | PV | 8 | 2015 |  |  | (OP) Operating | [6 empty] | Kauai | 22.1317 | -159.3031
10071 | Kauai Island Utility Cooperative | 58639 | KRS I Anahola Solar | Electric Utility | HI | B5B6 | 6 | 6 | Batteries | MWH | BA | 8 | 2015 |  |  | (OP) Operating | [6 empty] | Kauai | 22.1317 | -159.3031
10071 | Kauai Island Utility Cooperative | 58640 | KRS II Koloa Solar | Electric Utility | HI | KOLPV | 12 | 12 | Solar Photovoltaic | SUN | PV | 8 | 2014 |  |  | (OP) Operating | [6 empty] | Kauai | 21.9008 | -159.45
58593 | Sequoia PV 1 LLC | 58642 | Tulare 1 and 2 | IPP Non-CHP | CA | 1 | 1.5 | 1.5 | Solar Photovoltaic | SUN | PV | 1 | 2014 |  |  | (OP) Operating | [6 empty] | Tulare | 36.2 | -119.42
58593 | Sequoia PV 1 LLC | 58642 | Tulare 1 and 2 | IPP Non-CHP | CA | 2 | 1.5 | 1.5 | Solar Photovoltaic | SUN | PV | 1 | 2014 |  |  | (OP) Operating | [6 empty] | Tulare | 36.2 | -119.42
58594 | Rockford Solar Partners | 58643 | Rockford Solar Farm | IPP Non-CHP | IL | 1 | 2.6 | 2.6 | Solar Photovoltaic | SUN | PV | 10 | 2012 |  |  | (OP) Operating | [6 empty] | Winnebago | 42.1753 | -89.0883
59363 | Silver State Solar Power South, LLC | 58644 | Silver State Solar Power South | IPP Non-CHP | NV | BLK1 | 26.4 | 26.4 | Solar Photovoltaic | SUN | PV | 11 | 2015 |  |  | (OP) Operating | [6 empty] | Clark | 35.63 | -115.32
59363 | Silver State Solar Power South, LLC | 58644 | Silver State Solar Power South | IPP Non-CHP | NV | BLK2 | 27.9 | 27.9 | Solar Photovoltaic | SUN | PV | 12 | 2015 |  |  | (OP) Operating | [6 empty] | Clark | 35.63 | -115.32
59363 | Silver State Solar Power South, LLC | 58644 | Silver State Solar Power South | IPP Non-CHP | NV | BLK3 | 37.2 | 37.2 | Solar Photovoltaic | SUN | PV | 12 | 2015 |  |  | (OP) Operating | [6 empty] | Clark | 35.63 | -115.32
59363 | Silver State Solar Power South, LLC | 58644 | Silver State Solar Power South | IPP Non-CHP | NV | BLK4 | 35.7 | 35.7 | Solar Photovoltaic | SUN | PV | 1 | 2016 |  |  | (OP) Operating | [6 empty] | Clark | 35.63 | -115.32
59363 | Silver State Solar Power South, LLC | 58644 | Silver State Solar Power South | IPP Non-CHP | NV | BLK5 | 35 | 35 | Solar Photovoltaic | SUN | PV | 4 | 2016 |  |  | (OP) Operating | [6 empty] | Clark | 35.63 | -115.32
59363 | Silver State Solar Power South, LLC | 58644 | Silver State Solar Power South | IPP Non-CHP | NV | BLK6 | 36.6 | 36.6 | Solar Photovoltaic | SUN | PV | 4 | 2016 |  |  | (OP) Operating | [6 empty] | Clark | 35.63 | -115.32
59363 | Silver State Solar Power South, LLC | 58644 | Silver State Solar Power South | IPP Non-CHP | NV | BLK7 | 35 | 35 | Solar Photovoltaic | SUN | PV | 5 | 2016 |  |  | (OP) Operating | [6 empty] | Clark | 35.63 | -115.32
17650 | Southern Power Co | 58646 | Stateline Solar | IPP Non-CHP | CA | STL | 75.9 | 75.9 | Solar Photovoltaic | SUN | PV | 12 | 2015 |  |  | (OP) Operating | [6 empty] | San Bernardino | 35.6 | -115.4
17650 | Southern Power Co | 58646 | Stateline Solar | IPP Non-CHP | CA | STL2 | 34.1 | 34.1 | Solar Photovoltaic | SUN | PV | 12 | 2015 |  |  | (OP) Operating | [6 empty] | San Bernardino | 35.6 | -115.4
17650 | Southern Power Co | 58646 | Stateline Solar | IPP Non-CHP | CA | STL3 | 37.9 | 37.9 | Solar Photovoltaic | SUN | PV | 12 | 2015 |  |  | (OP) Operating | [6 empty] | San Bernardino | 35.6 | -115.4
17650 | Southern Power Co | 58646 | Stateline Solar | IPP Non-CHP | CA | STL4 | 37.9 | 37.9 | Solar Photovoltaic | SUN | PV | 1 | 2016 |  |  | (OP) Operating | [6 empty] | San Bernardino | 35.6 | -115.4
17650 | Southern Power Co | 58646 | Stateline Solar | IPP Non-CHP | CA | STL5 | 37.9 | 37.9 | Solar Photovoltaic | SUN | PV | 2 | 2016 |  |  | (OP) Operating | [6 empty] | San Bernardino | 35.6 | -115.4
17650 | Southern Power Co | 58646 | Stateline Solar | IPP Non-CHP | CA | STL6 | 37.9 | 37.9 | Solar Photovoltaic | SUN | PV | 4 | 2016 |  |  | (OP) Operating | [6 empty] | San Bernardino | 35.6 | -115.4
57365 | Consolidated Edison Solutions Inc | 58647 | Port Richmond WWT Solar | IPP Non-CHP | NY | 1 | 1 | 1 | Solar Photovoltaic | SUN | PV | 7 | 2015 |  |  | (OP) Operating | [6 empty] | Richmond | 40.6381 | -74.1261
58595 | INEOS New Planet BioEnergy | 58648 | Indian River BioEnergy Center | Industrial Non-CHP | FL | ST803 | 6.4 | 6.4 | Natural Gas Steam Turbine | NG | ST | 9 | 2013 |  |  | (OP) Operating | [6 empty] | Indian River | 27.5853 | -80.4819
58477 | O2energies, Inc. | 58649 | Montgomery Solar LLC | IPP Non-CHP | NC | 1 | 20 | 20 | Solar Photovoltaic | SUN | PV | 12 | 2015 |  |  | (OP) Operating | [6 empty] | Montgomery | 35.3444 | -79.7683
58598 | Mass Solar, LLC | 58650 | North Brookfield | IPP Non-CHP | MA | PV1 | 3 | 3 | Solar Photovoltaic | SUN | PV | 6 | 2014 |  |  | (OP) Operating | [6 empty] | Worcester | 42.2781 | -72.0531
58596 | Hanwha Q CELLS USA | 58651 | Kalaeloa Renewable Energy Park | IPP Non-CHP | HI | KREP | 5 | 5 | Solar Photovoltaic | SUN | PV | 1 | 2014 |  |  | (OP) Operating | [6 empty] | Honolulu | 21.3281 | -158.04
58590 | SEDC Jersey Gardens Owner LLC | 58653 | Jersey Gardens Phase 1 | IPP Non-CHP | NJ | 1 | 1.7 | 1.7 | Solar Photovoltaic | SUN | PV | 12 | 2011 |  |  | (OP) Operating | [6 empty] | Union | 40.6608 | -74.1733
58591 | CF Jersey Gardens Owner Two LLC | 58654 | Jersey Gardens Phase 2 | IPP Non-CHP | NJ | 1 | 2.3 | 2.3 | Solar Photovoltaic | SUN | PV | 2 | 2012 |  |  | (OP) Operating | [6 empty] | Union | 40.6608 | -74.1733
58602 | Utah Red Hills Renewable Energy Park LLC | 58660 | Utah Red Hills Renewable Energy Park | IPP Non-CHP | UT | 1 | 80 | 80 | Solar Photovoltaic | SUN | PV | 12 | 2015 |  |  | (OP) Operating | [6 empty] | Iron | 37.8828 | -112.9042
58604 | US Air Force | 58661 | Cape Cod Air Force Station - 6 SWS | Commercial Non-CHP | MA | GE-3 | 1.7 | 1.7 | Onshore Wind Turbine | WND | WT | 1 | 2014 |  |  | (OP) Operating | [6 empty] | Barnstable | 41.7525 | -70.5389
58604 | US Air Force | 58661 | Cape Cod Air Force Station - 6 SWS | Commercial Non-CHP | MA | GE-4 | 1.7 | 1.7 | Onshore Wind Turbine | WND | WT | 1 | 2014 |  |  | (OP) Operating | [6 empty] | Barnstable | 41.7525 | -70.5389
58605 | Holsum Elm Dairy | 58663 | Holsum Elm Dairy | Industrial CHP | WI | GEN1 | 0.6 | 0.6 | Other Waste Biomass | OBG | IC | 10 | 2006 |  |  | (OP) Operating | [6 empty] | Calumet | 44.115 | -88.2172
58605 | Holsum Elm Dairy | 58663 | Holsum Elm Dairy | Industrial CHP | WI | GEN2 | 0.6 | 0.6 | Other Waste Biomass | OBG | IC | 10 | 2006 |  |  | (OP) Operating | [6 empty] | Calumet | 44.115 | -88.2172
58607 | Frito Lay Incorporated Dayville | 58664 | Frito Lay Incorporated | Industrial Non-CHP | CT | COGEN | 4.6 | 3.6 | Natural Gas Fired Combustion Turbine | NG | GT | 3 | 2009 |  |  | (OP) Operating | [6 empty] | Windham | 41.8628 | -71.8917
58610 | Celina Solar Project #1, LLC | 58665 | Celina Solar Project #1, LLC | IPP Non-CHP | OH | CSP1 | 4 | 4 | Solar Photovoltaic | SUN | PV | 12 | 2012 |  |  | (OP) Operating | [6 empty] | Mercer | 40.5406 | -84.5906
56990 | NJR Clean Energy Ventures Corporation | 58666 | Alexander Wind Farm LLC | IPP Non-CHP | KS | 1 | 50.7 | 50.7 | Onshore Wind Turbine | WND | WT | 12 | 2015 |  |  | (OP) Operating | [6 empty] | Rush | 38.4247 | -99.5075
58661 | Sustainable Power Group, LLC | 58667 | Biscoe Solar LLC | IPP Non-CHP | NC | BISCO | 5 | 5 | Solar Photovoltaic | SUN | PV | 9 | 2014 |  |  | (OP) Operating | [6 empty] | Montgomery | 35.3839 | -79.7703
58477 | O2energies, Inc. | 58668 | Rockwell Solar LLC | IPP Non-CHP | NC | ROCKW | 3.5 | 3.5 | Solar Photovoltaic | SUN | PV | 12 | 2014 |  |  | (OP) Operating | [6 empty] | Rowan | 35.5417 | -80.4747
58661 | Sustainable Power Group, LLC | 58669 | Selma Solar LLC | IPP Non-CHP | NC | SELMA | 5 | 5 | Solar Photovoltaic | SUN | PV | 9 | 2014 |  |  | (OP) Operating | [6 empty] | Johnston | 35.5764 | -78.1833
59375 | Turkey Branch Solar, LLC | 58670 | Turkey Branch Solar LLC | IPP Non-CHP | NC | TURKY | 5 | 5 | Solar Photovoltaic | SUN | PV | 9 | 2014 |  |  | (OP) Operating | [6 empty] | Robeson | 34.5244 | -79.1044
58477 | O2energies, Inc. | 58673 | Gates Solar LLC | IPP Non-CHP | NC | GATES | 5 | 5 | Solar Photovoltaic | SUN | PV | 12 | 2015 |  |  | (OP) Operating | [6 empty] | Gates | 36.4508 | -76.8036
58477 | O2energies, Inc. | 58674 | Cirrus Solar LLC | IPP Non-CHP | NC | CIRRU | 5 | 5 | Solar Photovoltaic | SUN | PV | 12 | 2014 |  |  | (OP) Operating | [6 empty] | Franklin | 35.9694 | -78.265
58477 | O2energies, Inc. | 58675 | Chocowinity Solar LLC | IPP Non-CHP | NC | CHOCO | 5 | 5 | Solar Photovoltaic | SUN | PV | 12 | 2014 |  |  | (OP) Operating | [6 empty] | Beaufort | 35.515 | -77.09
58611 | Forest City Sustainable Resources Pearl City LLC | 58676 | Pearl City Peninsula Solar Park | IPP Non-CHP | HI | PCPPV | 1 | 1 | Solar Photovoltaic | SUN | PV | 11 | 2012 |  |  | (OP) Operating | [6 empty] | Honolulu | 21.3756 | -157.9681
49893 | Invenergy Services LLC | 58677 | Gratiot County Wind LLC | IPP Non-CHP | MI | 1 | 110.4 | 110.4 | Onshore Wind Turbine | WND | WT | 5 | 2012 |  |  | (OP) Operating | [6 empty] | Gratiot | 43.4081 | -84.4622
5914 | Erie Boulevard Hydropower LP | 58678 | Oswegatchie | IPP Non-CHP | NY | 1 | 0.9 | 0.8 | Conventional Hydroelectric | WAT | HY | 8 | 2002 |  |  | (OP) Operating | [6 empty] | St Lawrence | 44.27 | -75.1992
5914 | Erie Boulevard Hydropower LP | 58678 | Oswegatchie | IPP Non-CHP | NY | 2 | 0.9 | 0.8 | Conventional Hydroelectric | WAT | HY | 8 | 2002 |  |  | (OP) Operating | [6 empty] | St Lawrence | 44.27 | -75.1992
5914 | Erie Boulevard Hydropower LP | 58679 | Upper Newton Falls | IPP Non-CHP | NY | 2 | 0.6 | 0.6 | Conventional Hydroelectric | WAT | HY | 1 | 1927 |  |  | (OP) Operating | [6 empty] | St Lawrence | 44.2144 | -74.9914
5914 | Erie Boulevard Hydropower LP | 58679 | Upper Newton Falls | IPP Non-CHP | NY | 3 | 0.6 | 0.6 | Conventional Hydroelectric | WAT | HY | 1 | 1927 |  |  | (OP) Operating | [6 empty] | St Lawrence | 44.2144 | -74.9914
5914 | Erie Boulevard Hydropower LP | 58679 | Upper Newton Falls | IPP Non-CHP | NY | 4 | 0.3 | 0.2 | Conventional Hydroelectric | WAT | HY | 1 | 1927 |  |  | (OP) Operating | [6 empty] | St Lawrence | 44.2144 | -74.9914
58598 | Mass Solar, LLC | 58680 | Braley Road 2 | IPP Non-CHP | MA | PV1 | 2.7 | 2.7 | Solar Photovoltaic | SUN | PV | 3 | 2015 |  |  | (OP) Operating | [6 empty] | Bristol | 41.7517 | -70.9669
59155 | First Wind O&M, LLC | 58681 | Route 66 Wind Plant | IPP Non-CHP | TX | RT661 | 150 | 150 | Onshore Wind Turbine | WND | WT | 8 | 2015 |  |  | (OP) Operating | [6 empty] | Carson | 35.2053 | -101.4342
58598 | Mass Solar, LLC | 58682 | Dartmouth | IPP Non-CHP | MA | PV1 | 6.3 | 6.3 | Solar Photovoltaic | SUN | PV | 4 | 2014 |  |  | (OP) Operating | [6 empty] | Bristol | 41.6761 | -70.9969
59380 | Enel Green Power NA, Inc. | 58683 | Osage Wind, LLC | IPP Non-CHP | OK | 1 | 150.4 | 150.4 | Onshore Wind Turbine | WND | WT | 6 | 2015 |  |  | (OP) Operating | [6 empty] | Osage | 36.7069 | -96.7003
58684 | Hop Bottom Energy LLC | 58684 | Kapolei Solar Energy Park | IPP Non-CHP | HI | KSEPV | 1 | 1 | Solar Photovoltaic | SUN | PV | 2 | 2012 |  |  | (OP) Operating | [6 empty] | Honolulu | 21.3211 | -158.1175
58617 | Mahoning Creek Hydroelectric Company LLC | 58685 | Mahoning Creek Hydroelectric Project | IPP Non-CHP | PA | 8107 | 6 | 6.7 | Conventional Hydroelectric | WAT | HY | 12 | 2013 |  |  | (OP) Operating | [6 empty] | Armstrong | 40.9211 | -79.2817
58618 | Finley BioEnergy LLC | 58687 | Finley Buttes Landfill Gas | IPP Non-CHP | OR | GEN1 | 1.6 | 1.6 | Landfill Gas | LFG | IC | 12 | 2007 |  |  | (OP) Operating | [6 empty] | Morrow | 45.69 | -119.61
58618 | Finley BioEnergy LLC | 58687 | Finley Buttes Landfill Gas | IPP Non-CHP | OR | GEN2 | 1.6 | 1.6 | Landfill Gas | LFG | IC | 12 | 2007 |  |  | (OP) Operating | [6 empty] | Morrow | 45.69 | -119.61
58618 | Finley BioEnergy LLC | 58687 | Finley Buttes Landfill Gas | IPP Non-CHP | OR | GEN3 | 1.6 | 1.6 | Landfill Gas | LFG | IC | 12 | 2007 |  |  | (OP) Operating | [6 empty] | Morrow | 45.69 | -119.61
59370 | ENERGYneering Solutions, Inc | 58688 | LRI LFGTE Facility | IPP Non-CHP | WA | A | 1.5 | 1.5 | Landfill Gas | LFG | IC | 11 | 2013 |  |  | (OP) Operating | [5 empty] | 0 | Pierce | 46.9756 | -122.2906
59370 | ENERGYneering Solutions, Inc | 58688 | LRI LFGTE Facility | IPP Non-CHP | WA | B | 1.5 | 1.5 | Landfill Gas | LFG | IC | 11 | 2013 |  |  | (OP) Operating | [5 empty] | 0 | Pierce | 46.9756 | -122.2906
59370 | ENERGYneering Solutions, Inc | 58688 | LRI LFGTE Facility | IPP Non-CHP | WA | C | 1.5 | 1.5 | Landfill Gas | LFG | IC | 11 | 2013 |  |  | (OP) Operating | [5 empty] | 0 | Pierce | 46.9756 | -122.2906
58621 | SSA Solar of NM, LLC | 58689 | Blue Sky One | IPP Non-CHP | NM | 1 | 1.3 | 1.3 | Solar Photovoltaic | SUN | PV | 10 | 2012 |  |  | (OP) Operating | [6 empty] | Taos | 36.9078 | -105.9853
58627 | Puget Sound Hydro LLC | 58696 | Nooksack Hydro | IPP Non-CHP | WA | GEN1 | 1.5 | 2.8 | Conventional Hydroelectric | WAT | HY | 11 | 1906 |  |  | (OP) Operating | [6 empty] | Whatcom | 48.9078 | -121.8142
3046 | Duke Energy Progress - (NC) | 58697 | L V Sutton Combined Cycle | Electric Utility | NC | CA1 | 288 | 264 | Natural Gas Fired Combined Cycle | NG | CA | 11 | 2013 |  |  | (OP) Operating | [6 empty] | New Hanover | 34.2831 | -77.9853
3046 | Duke Energy Progress - (NC) | 58697 | L V Sutton Combined Cycle | Electric Utility | NC | CT1 | 221 | 179 | Natural Gas Fired Combined Cycle | NG | CT | 11 | 2013 |  |  | (OP) Operating | [6 empty] | New Hanover | 34.2831 | -77.9853
3046 | Duke Energy Progress - (NC) | 58697 | L V Sutton Combined Cycle | Electric Utility | NC | CT2 | 221 | 179 | Natural Gas Fired Combined Cycle | NG | CT | 11 | 2013 |  |  | (OP) Operating | [6 empty] | New Hanover | 34.2831 | -77.9853
58622 | Costco Wholesale | 58698 | Mira Loma | Commercial Non-CHP | CA | D960 | 1 | 1 | Solar Photovoltaic | SUN | PV | 11 | 2011 |  |  | (OP) Operating | [5 empty] | 0 | Riverside | 34.0131 | -117.5375
58622 | Costco Wholesale | 58698 | Mira Loma | Commercial Non-CHP | CA | D9611 | 1.5 | 1.5 | Solar Photovoltaic | SUN | PV | 11 | 2011 |  |  | (OP) Operating | [5 empty] | 0 | Riverside | 34.0131 | -117.5375
58622 | Costco Wholesale | 58698 | Mira Loma | Commercial Non-CHP | CA | D9612 | 0.5 | 0.5 | Solar Photovoltaic | SUN | PV | 11 | 2011 |  |  | (OP) Operating | [5 empty] | 0 | Riverside | 34.0131 | -117.5375
58628 | ABEC Bidart-Old River LLC | 58699 | ABEC Bidart-Old River LLC | IPP CHP | CA | GEN 1 | 1 | 0.9 | Other Waste Biomass | OBG | IC | 12 | 2013 |  |  | (OP) Operating | [6 empty] | Kern | 35.1697 | -119.1056
58628 | ABEC Bidart-Old River LLC | 58699 | ABEC Bidart-Old River LLC | IPP CHP | CA | GEN 2 | 1 | 0.9 | Other Waste Biomass | OBG | IC | 12 | 2013 |  |  | (OP) Operating | [6 empty] | Kern | 35.1697 | -119.1056
58629 | TIG Sun Energy I LLC | 58700 | Colleton Solar Farm | IPP Non-CHP | SC | CS300 | 2.5 | 2.5 | Solar Photovoltaic | SUN | PV | 12 | 2013 |  |  | (OP) Operating | [6 empty] | Colleton | 32.9133 | -80.6925
57369 | Apple, Inc | 58701 | Apple Data Center - PV2 | Commercial Non-CHP | NC | PV2 | 20 | 19.4 | Solar Photovoltaic | SUN | PV | 10 | 2013 |  |  | (OP) Operating | [6 empty] | Catawba | 35.7389 | -81.2078
58639 | Axio Green LLC | 58702 | Axio Green LLC | IPP Non-CHP | MA | 1 | 2 | 2 | Solar Photovoltaic | SUN | PV | 6 | 2012 |  |  | (OP) Operating | [6 empty] | Franklin | 42.5761 | -72.61
58638 | Lenape Solar II, LLC | 58703 | Lenape II | IPP Non-CHP | IN | 1 | 4 | 4 | Solar Photovoltaic | SUN | PV | 11 | 2015 |  |  | (OP) Operating | [6 empty] | Marion | 39.7767 | -86.0428
58643 | Zeeland Farm Services | 58704 | Zeeland Farm Services | IPP Non-CHP | MI | CAT-1 | 1.6 | 1.4 | Other Waste Biomass | OBG | IC | 3 | 2006 |  |  | (OP) Operating | [6 empty] | Ottawa | 42.8131 | -85.9861
58643 | Zeeland Farm Services | 58704 | Zeeland Farm Services | IPP Non-CHP | MI | CAT-2 | 1.6 | 1.5 | Other Waste Biomass | OBG | IC | 8 | 2009 |  |  | (OP) Operating | [6 empty] | Ottawa | 42.8131 | -85.9861
57170 | EDF Renewable Asset Holdings, Inc. | 58706 | Allendale Biomass | IPP Non-CHP | SC | GEN1 | 19.8 | 18.8 | Wood/Wood Waste Biomass | WDS | ST | 11 | 2013 |  |  | (OP) Operating | [6 empty] | Allendale | 32.995 | -81.2819
57170 | EDF Renewable Asset Holdings, Inc. | 58707 | Dorchester Biomass | IPP Non-CHP | SC | GEN1 | 19.8 | 18.8 | Wood/Wood Waste Biomass | WDS | ST | 11 | 2013 |  |  | (OP) Operating | [6 empty] | Dorchester | 33.2386 | -80.4503
58649 | Solar Star Arizona II LLC | 58708 | Phoenix Airport East Economy Lot | Commercial Non-CHP | AZ | PAEEL | 1.1 | 1 | Solar Photovoltaic | SUN | PV | 12 | 2012 |  |  | (OP) Operating | [6 empty] | Maricopa | 33.45 | -111.98
58649 | Solar Star Arizona II LLC | 58709 | Phoenix Airport Rental Car Center | Commercial Non-CHP | AZ | PARCC | 1.6 | 1.4 | Solar Photovoltaic | SUN | PV | 12 | 2012 |  |  | (OP) Operating | [6 empty] | Maricopa | 33.45 | -111.98
59745 | First Solar Asset Management | 58710 | Barilla Solar | IPP Non-CHP | TX | BRLA | 30.2 | 30.2 | Solar Photovoltaic | SUN | PV | 6 | 2015 |  |  | (OP) Operating | [6 empty] | Pecos | 30.96 | -103.35
17650 | Southern Power Co | 58711 | Lost Hills/Blackwell | IPP Non-CHP | CA | BLKW | 12 | 12 | Solar Photovoltaic | SUN | PV | 4 | 2015 |  |  | (OP) Operating | [6 empty] | Kern | 35.62 | -119.85
17650 | Southern Power Co | 58711 | Lost Hills/Blackwell | IPP Non-CHP | CA | LTHL | 20 | 21.3 | Solar Photovoltaic | SUN | PV | 4 | 2015 |  |  | (OP) Operating | [6 empty] | Kern | 35.62 | -119.85
57280 | Eagle Creek RE LLC | 58712 | Stevens Mills Hydroelectric Project | IPP Non-CHP | NH | 1G | 0.2 | 0.2 | Conventional Hydroelectric | WAT | HY | 1 | 1985 |  |  | (OP) Operating | [6 empty] | Merrimack | 43.4461 | -71.6444
57280 | Eagle Creek RE LLC | 58712 | Stevens Mills Hydroelectric Project | IPP Non-CHP | NH | 3G | 1.9 | 1.8 | Conventional Hydroelectric | WAT | HY | 1 | 1985 |  |  | (OP) Operating | [6 empty] | Merrimack | 43.4461 | -71.6444
17650 | Southern Power Co | 58713 | North Star Solar | IPP Non-CHP | CA | NSTR | 62.5 | 61.6 | Solar Photovoltaic | SUN | PV | 6 | 2015 |  |  | (OP) Operating | [6 empty] | Fresno | 36.73 | -120.41
58652 | Roundtop Energy LLC | 58715 | Roundtop | IPP Non-CHP | PA | GEN1 | 4.4 | 4.2 | Natural Gas Internal Combustion Engine | NG | IC | 10 | 2015 |  |  | (OP) Operating | [6 empty] | Susquehanna | 41.6578 | -76.0492
58652 | Roundtop Energy LLC | 58715 | Roundtop | IPP Non-CHP | PA | GEN2 | 4.4 | 4.2 | Natural Gas Internal Combustion Engine | NG | IC | 10 | 2015 |  |  | (OP) Operating | [6 empty] | Susquehanna | 41.6578 | -76.0492
58652 | Roundtop Energy LLC | 58715 | Roundtop | IPP Non-CHP | PA | GEN3 | 4.4 | 4.2 | Natural Gas Internal Combustion Engine | NG | IC | 10 | 2015 |  |  | (OP) Operating | [6 empty] | Susquehanna | 41.6578 | -76.0492
58652 | Roundtop Energy LLC | 58715 | Roundtop | IPP Non-CHP | PA | GEN4 | 4.4 | 4.2 | Natural Gas Internal Combustion Engine | NG | IC | 10 | 2015 |  |  | (OP) Operating | [6 empty] | Susquehanna | 41.6578 | -76.0492
58652 | Roundtop Energy LLC | 58715 | Roundtop | IPP Non-CHP | PA | GEN5 | 4.4 | 4.2 | Natural Gas Internal Combustion Engine | NG | IC | 10 | 2015 |  |  | (OP) Operating | [6 empty] | Susquehanna | 41.6578 | -76.0492
58489 | OCI Solar Power | 58716 | OCI Alamo 2, LLC | IPP Non-CHP | TX | 1 | 4.4 | 4.4 | Solar Photovoltaic | SUN | PV | 3 | 2014 |  |  | (OP) Operating | [6 empty] | Bexar | 29.4694 | -98.3319
56769 | Consolidated Edison Development Inc. | 58717 | OCI Alamo 4, LLC | IPP Non-CHP | TX | 1 | 39.6 | 39.6 | Solar Photovoltaic | SUN | PV | 8 | 2014 |  |  | (OP) Operating | [6 empty] | Kinney | 29.3289 | -100.3839
58654 | Orion Solar I LLC | 58718 | Orion Solar I | IPP Non-CHP | CA | PV1 | 12 | 12 | Solar Photovoltaic | SUN | PV | 4 | 2014 |  |  | (OP) Operating | [6 empty] | Kern | 35.1507 | -118.875
5109 | DTE Electric Company | 58719 | Brookfield | Electric Utility | MI | WPH2 | 74.8 | 74.8 | Onshore Wind Turbine | WND | WT | 2 | 2014 |  |  | (OP) Operating | [6 empty] | Huron | 43.7578 | -83.2978
56545 | Pattern Operators LP | 58720 | Pattern Panhandle Wind 2 LLC | IPP Non-CHP | TX | 1 | 181.7 | 181.7 | Onshore Wind Turbine | WND | WT | 11 | 2014 |  |  | (OP) Operating | [6 empty] | Carson | 35.4428 | -101.3728
58655 | Orion Solar II, LLC | 58721 | Orion Solar II | IPP Non-CHP | CA | ORION | 8 | 8 | Solar Photovoltaic | SUN | PV | 6 | 2014 |  |  | (OP) Operating | [6 empty] | Kern | 35.1507 | -118.8753
60006 | Charlotte Solar, LLC (NC) | 58722 | Charlotte Solar | IPP Non-CHP | NC | PV1 | 5 | 5 | Solar Photovoltaic | SUN | PV | 11 | 2015 |  |  | (OP) Operating | [6 empty] | Rutherford | 35.2619 | -81.8217
59859 | Elliana Solar LLC | 58725 | Elliana Solar | IPP Non-CHP | NC | PV1 | 5 | 5 | Solar Photovoltaic | SUN | PV | 10 | 2015 |  |  | (OP) Operating | [6 empty] | Alamance | 36.1311 | -79.3325
60007 | Flash Solar LLC | 58726 | Flash Solar | IPP Non-CHP | NC | PV1 | 5 | 5 | Solar Photovoltaic | SUN | PV | 11 | 2015 |  |  | (OP) Operating | [6 empty] | Catawba | 35.7581 | -81.2294
59912 | Amethyst Solar LLC | 58730 | Amethyst Solar | IPP Non-CHP | NC | PV1 | 3 | 3 | Solar Photovoltaic | SUN | PV | 4 | 2016 |  |  | (OP) Operating | [6 empty] | Rutherford | 35.3169 | -81.9264
59852 | Angel Solar LLC | 58731 | Angel Solar | IPP Non-CHP | NC | PV1 | 5 | 5 | Solar Photovoltaic | SUN | PV | 12 | 2015 |  |  | (OP) Operating | [6 empty] | Catawba | 35.6511 | -81.2086
59910 | Audrey Solar LLC | 58732 | Audrey Solar | IPP Non-CHP | NC | PV1 | 3 | 3 | Solar Photovoltaic | SUN | PV | 4 | 2016 |  |  | (OP) Operating | [6 empty] | Cleveland | 35.3281 | -81.6219
60005 | Buddy Solar LLC | 58735 | Buddy Solar | IPP Non-CHP | NC | PV1 | 4 | 4 | Solar Photovoltaic | SUN | PV | 11 | 2015 |  |  | (OP) Operating | [6 empty] | Rowan | 35.5419 | -80.3633
59911 | Milo Solar LLC | 58739 | Milo Solar | IPP Non-CHP | NC | PV1 | 3 | 3 | Solar Photovoltaic | SUN | PV | 4 | 2016 |  |  | (OP) Operating | [6 empty] | Alamance | 36.1489 | -79.3489
59913 | Minnie Solar LLC | 58740 | Minnie Solar | IPP Non-CHP | NC | PV1 | 3 | 3 | Solar Photovoltaic | SUN | PV | 4 | 2016 |  |  | (OP) Operating | [6 empty] | Alamance | 35.9481 | -79.3619
59916 | Owen Solar LLC | 58742 | Owen Solar | IPP Non-CHP | NC | PV1 | 5 | 5 | Solar Photovoltaic | SUN | PV | 4 | 2016 |  |  | (OP) Operating | [6 empty] | Catawba | 35.5861 | -81.3153
59914 | Sophie Solar LLC | 58745 | Sophie Solar | IPP Non-CHP | NC | PV1 | 4.5 | 4.5 | Solar Photovoltaic | SUN | PV | 4 | 2016 |  |  | (OP) Operating | [6 empty] | Cleveland | 35.305 | -81.6969
59915 | Star Solar LLC | 58746 | Star Solar | IPP Non-CHP | NC | PV1 | 5 | 5 | Solar Photovoltaic | SUN | PV | 4 | 2016 |  |  | (OP) Operating | [6 empty] | Durham | 36.08 | -78.8239
58660 | GreenWhey Holdings | 58747 | GreenWhey Energy Inc | IPP CHP | WI | GEN1 | 1.6 | 1.6 | Other Waste Biomass | OBG | IC | 9 | 2013 |  |  | (OP) Operating | [6 empty] | Polk | 45.3903 | -92.1625
58660 | GreenWhey Holdings | 58747 | GreenWhey Energy Inc | IPP CHP | WI | GEN2 | 1.6 | 1.6 | Other Waste Biomass | OBG | IC | 9 | 2013 |  |  | (OP) Operating | [6 empty] | Polk | 45.3903 | -92.1625
58661 | Sustainable Power Group, LLC | 58748 | North Bay Solar 1 | Commercial Non-CHP | CA | NBWT | 1 | 1 | Solar Photovoltaic | SUN | PV | 8 | 2013 |  |  | (OP) Operating | [6 empty] | Solano | 38.3006 | -121.9664
57365 | Consolidated Edison Solutions Inc | 58749 | Tihonet Solar | IPP Non-CHP | MA | TSMA | 1 | 1 | Solar Photovoltaic | SUN | PV | 5 | 2014 |  |  | (OP) Operating | [6 empty] | Plymouth | 41.7875 | -70.7233
58661 | Sustainable Power Group, LLC | 58750 | Lancaster Dry Farm Ranch B | IPP Non-CHP | CA | LDFRB | 5 | 5 | Solar Photovoltaic | SUN | PV | 11 | 2014 |  |  | (OP) Operating | [6 empty] | Los Angeles | 34.7169 | -118.2894
58661 | Sustainable Power Group, LLC | 58751 | Rodeo Solar C2 | IPP Non-CHP | CA | RSC2 | 1.5 | 1.5 | Solar Photovoltaic | SUN | PV | 5 | 2014 |  |  | (OP) Operating | [6 empty] | Los Angeles | 34.7133 | -118.2894
58661 | Sustainable Power Group, LLC | 58752 | Rodeo Solar D2 | IPP Non-CHP | CA | RSD2 | 1.5 | 1.5 | Solar Photovoltaic | SUN | PV | 5 | 2014 |  |  | (OP) Operating | [6 empty] | Los Angeles | 34.7133 | -118.2894
58661 | Sustainable Power Group, LLC | 58753 | Summer Solar A2 | IPP Non-CHP | CA | SSA2 | 1.5 | 1.5 | Solar Photovoltaic | SUN | PV | 6 | 2014 |  |  | (OP) Operating | [6 empty] | Los Angeles | 34.7231 | -118.2897
58661 | Sustainable Power Group, LLC | 58754 | Summer Solar B2 | IPP Non-CHP | CA | SSB2 | 1.5 | 1.5 | Solar Photovoltaic | SUN | PV | 6 | 2014 |  |  | (OP) Operating | [6 empty] | Los Angeles | 34.7231 | -118.2897
58661 | Sustainable Power Group, LLC | 58755 | Summer Solar C2 | IPP Non-CHP | CA | SSC2 | 1.5 | 1.5 | Solar Photovoltaic | SUN | PV | 6 | 2014 |  |  | (OP) Operating | [6 empty] | Los Angeles | 34.7231 | -118.2897
58661 | Sustainable Power Group, LLC | 58756 | Summer Solar D2 | IPP Non-CHP | CA | SSD2 | 1 | 1 | Solar Photovoltaic | SUN | PV | 7 | 2014 |  |  | (OP) Operating | [6 empty] | Los Angeles | 34.7231 | -118.2897
58661 | Sustainable Power Group, LLC | 58757 | Summer North Solar | IPP Non-CHP | CA | UE2 | 1.5 | 1.5 | Solar Photovoltaic | SUN | PV | 12 | 2014 |  |  | (OP) Operating | [6 empty] | Los Angeles | 34.7231 | -118.2897
58661 | Sustainable Power Group, LLC | 58757 | Summer North Solar | IPP Non-CHP | CA | UF2 | 2 | 2 | Solar Photovoltaic | SUN | PV | 12 | 2014 |  |  | (OP) Operating | [6 empty] | Los Angeles | 34.7231 | -118.2897
58661 | Sustainable Power Group, LLC | 58757 | Summer North Solar | IPP Non-CHP | CA | UG2 | 1.5 | 1.5 | Solar Photovoltaic | SUN | PV | 12 | 2014 |  |  | (OP) Operating | [6 empty] | Los Angeles | 34.7231 | -118.2897
58661 | Sustainable Power Group, LLC | 58757 | Summer North Solar | IPP Non-CHP | CA | UH2 | 1.5 | 1.5 | Solar Photovoltaic | SUN | PV | 12 | 2014 |  |  | (OP) Operating | [6 empty] | Los Angeles | 34.7231 | -118.2897
58661 | Sustainable Power Group, LLC | 58761 | Expressway Solar A | IPP Non-CHP | CA | EXSA | 2 | 2 | Solar Photovoltaic | SUN | PV | 5 | 2014 |  |  | (OP) Operating | [6 empty] | San Bernardino | 34.5822 | -117.3417
58661 | Sustainable Power Group, LLC | 58762 | Expressway Solar B | IPP Non-CHP | CA | EXSB | 2 | 2 | Solar Photovoltaic | SUN | PV | 5 | 2014 |  |  | (OP) Operating | [6 empty] | San Bernardino | 34.5833 | -117.3403
58661 | Sustainable Power Group, LLC | 58763 | Expressway Solar C2 | IPP Non-CHP | CA | EXSC2 | 1.5 | 1.5 | Solar Photovoltaic | SUN | PV | 11 | 2014 |  |  | (OP) Operating | [6 empty] | San Bernardino | 34.5844 | -117.3414
49893 | Invenergy Services LLC | 58765 | Miami Wind Energy Center | IPP Non-CHP | TX | 1 | 288.6 | 288.6 | Onshore Wind Turbine | WND | WT | 8 | 2014 |  |  | (OP) Operating | [6 empty] | Roberts | 35.6539 | -100.5386
49893 | Invenergy Services LLC | 58767 | Buckeye Wind Energy Center | IPP Non-CHP | KS | 1 | 205.7 | 205.7 | Onshore Wind Turbine | WND | WT | 8 | 2015 |  |  | (OP) Operating | [6 empty] | Ellis | 39.0039 | -99.4142
49893 | Invenergy Services LLC | 58768 | Marsh Hill Wind Farm | IPP Non-CHP | NY | 1 | 16.2 | 16.2 | Onshore Wind Turbine | WND | WT | 11 | 2014 |  |  | (OP) Operating | [6 empty] | Steuben | 42.1639 | -77.5289
49893 | Invenergy Services LLC | 58769 | Spring Canyon Expansion Wind Energy Ctr | IPP Non-CHP | CO | 1 | 34 | 34 | Onshore Wind Turbine | WND | WT | 10 | 2014 |  |  | (OP) Operating | [6 empty] | Logan | 40.9642 | -103.0772
49893 | Invenergy Services LLC | 58769 | Spring Canyon Expansion Wind Energy Ctr | IPP Non-CHP | CO | SCIII | 28.6 | 28.6 | Onshore Wind Turbine | WND | WT | 12 | 2014 |  |  | (OP) Operating | [6 empty] | Logan | 40.9642 | -103.0772
58596 | Hanwha Q CELLS USA | 58770 | Maywood Photovoltaic Project | IPP Non-CHP | IN | 1 | 8 | 8 | Solar Photovoltaic | SUN | PV | 3 | 2014 |  |  | (OP) Operating | [6 empty] | Marion | 39.7439 | -86.2181
57170 | EDF Renewable Asset Holdings, Inc. | 58771 | Roosevelt County | IPP Non-CHP | NM | GEN1 | 250 | 250 | Onshore Wind Turbine | WND | WT | 12 | 2015 |  |  | (OP) Operating | [6 empty] | Roosevelt | 33.9261 | -103.5111
57170 | EDF Renewable Asset Holdings, Inc. | 58772 | Longhorn Wind | IPP Non-CHP | TX | GEN1 | 200 | 200 | Onshore Wind Turbine | WND | WT | 5 | 2015 |  |  | (OP) Operating | [6 empty] | Briscoe | 34.3111 | -101.2511
57170 | EDF Renewable Asset Holdings, Inc. | 58773 | TX Hereford Wind | IPP Non-CHP | TX | GEN1 | 200 | 200 | Onshore Wind Turbine | WND | WT | 12 | 2014 |  |  | (OP) Operating | [6 empty] | Deaf Smith | 34.7481 | -102.1744
57170 | EDF Renewable Asset Holdings, Inc. | 58774 | Spinning Spur Wind II | IPP Non-CHP | TX | GEN1 | 161 | 161 | Onshore Wind Turbine | WND | WT | 7 | 2014 |  |  | (OP) Operating | [6 empty] | Oldham | 35.2769 | -102.6828
57170 | EDF Renewable Asset Holdings, Inc. | 58775 | Spinning Spur Wind III | IPP Non-CHP | TX | GEN1 | 194 | 194 | Onshore Wind Turbine | WND | WT | 9 | 2015 |  |  | (OP) Operating | [6 empty] | Oldham | 35.295 | -102.7211
58674 | Sonne One, LLC | 58782 | Sonne One | IPP Non-CHP | NC | PV1 | 5 | 5 | Solar Photovoltaic | SUN | PV | 1 | 2016 |  |  | (OP) Operating | [6 empty] | Wayne | 35.4372 | -77.8336
58675 | Delta-Montrose Electric Association | 58783 | South Canal Hydro-1 | IPP Non-CHP | CO | SC-1 | 4 | 3.8 | Conventional Hydroelectric | WAT | HY | 6 | 2013 |  |  | (OP) Operating | [6 empty] | Montrose | 38.4833 | -107.755
58675 | Delta-Montrose Electric Association | 58784 | South Canal Hydro-3 | IPP Non-CHP | CO | SC-3 | 3.5 | 3.3 | Conventional Hydroelectric | WAT | HY | 8 | 2013 |  |  | (OP) Operating | [6 empty] | Montrose | 38.4703 | -107.7714
58677 | CD US Solar MT1 LLC | 58785 | Brentwood Solar | IPP Non-CHP | NY | BRT1 | 1 | 1 | Solar Photovoltaic | SUN | PV | 11 | 2011 |  |  | (OP) Operating | [6 empty] | Suffolk | 40.7814 | -73.2439
58677 | CD US Solar MT1 LLC | 58786 | Deer Park | IPP Non-CHP | NY | DRP1 | 2.5 | 2.5 | Solar Photovoltaic | SUN | PV | 12 | 2012 |  |  | (OP) Operating | [6 empty] | Suffolk | 40.7608 | -73.1939
58677 | CD US Solar MT1 LLC | 58787 | Dennison | IPP Non-CHP | NY | DNN1 | 2 | 2 | Solar Photovoltaic | SUN | PV | 4 | 2011 |  |  | (OP) Operating | [6 empty] | Suffolk | 40.7631 | -73.3236
58677 | CD US Solar MT1 LLC | 58788 | North County | IPP Non-CHP | NY | NRT1 | 1 | 1 | Solar Photovoltaic | SUN | PV | 4 | 2011 |  |  | (OP) Operating | [6 empty] | Suffolk | 40.7631 | -73.3236
58677 | CD US Solar MT1 LLC | 58789 | Riverhead | IPP Non-CHP | NY | RVH1 | 1.5 | 1.5 | Solar Photovoltaic | SUN | PV | 4 | 2011 |  |  | (OP) Operating | [6 empty] | Suffolk | 40.8261 | -73.2322
58677 | CD US Solar MT1 LLC | 58790 | Cohalan | IPP Non-CHP | NY | CLN1 | 2.5 | 2.5 | Solar Photovoltaic | SUN | PV | 9 | 2012 |  |  | (OP) Operating | [6 empty] | Suffolk | 40.7625 | -73.1944
58677 | CD US Solar MT1 LLC | 58790 | Cohalan | IPP Non-CHP | NY | CLN2 | 1.5 | 1.5 | Solar Photovoltaic | SUN | PV | 12 | 2012 |  |  | (OP) Operating | [6 empty] | Suffolk | 40.7625 | -73.1944
58679 | Kirkwall Holdings, LLC | 58791 | Kirkwall Holdings | IPP Non-CHP | NC | PV1 | 5 | 5 | Solar Photovoltaic | SUN | PV | 1 | 2016 |  |  | (OP) Operating | [6 empty] | Duplin | 34.9889 | -78.1375
58682 | WR-TGC Solar Generation IV LLC | 58793 | JMB Mcguire-Dix-Lakehurst Solar Project | IPP Non-CHP | NJ | UCIV | 11.4 | 11.4 | Solar Photovoltaic | SUN | PV | 10 | 2013 |  |  | (OP) Operating | [6 empty] | Burlington | 39.9928 | -74.6369
58681 | MSM Solar LLC | 58794 | Storrie Lake Solar Project | IPP Non-CHP | NM | MSMPV | 1.9 | 1.5 | Solar Photovoltaic | SUN | PV | 5 | 2014 |  |  | (OP) Operating | [6 empty] | San Miguel | 35.6569 | -105.1839
58661 | Sustainable Power Group, LLC | 58795 | Hobart Solar, LLC | IPP Non-CHP | IN | HS | 1 | 1 | Solar Photovoltaic | SUN | PV | 11 | 2012 |  |  | (OP) Operating | [6 empty] | Lake | 41.5294 | -87.3083
58661 | Sustainable Power Group, LLC | 58796 | Waterloo Solar, LLC | IPP Non-CHP | IN | WS | 1 | 1 | Solar Photovoltaic | SUN | PV | 1 | 2012 |  |  | (OP) Operating | [6 empty] | DeKalb | 41.4339 | -85.0439
58661 | Sustainable Power Group, LLC | 58797 | Valparaiso Solar, LLC | IPP Non-CHP | IN | VS | 1 | 1 | Solar Photovoltaic | SUN | PV | 12 | 2012 |  |  | (OP) Operating | [6 empty] | Porter | 41.5022 | -87.1611
58661 | Sustainable Power Group, LLC | 58798 | AC Criminal Courts Complex SPE2, LLC | Commercial Non-CHP | NJ | ACCCC | 1.3 | 1.3 | Solar Photovoltaic | SUN | PV | 12 | 2012 |  |  | (OP) Operating | [6 empty] | Atlantic | 39.4375 | -74.6906
58466 | SunEnergy1 | 58799 | Pamlico Partners Solar | IPP Non-CHP | NC | 1 | 5 | 5.5 | Solar Photovoltaic | SUN | PV | 12 | 2013 |  |  | (OP) Operating | [6 empty] | Beaufort | 35.5011 | -76.87
58694 | Argand Energy Solutions, LLC | 58801 | Arba Solar, LLC | IPP Non-CHP | NC | INV1 | 0.5 | 0.5 | Solar Photovoltaic | SUN | PV | 6 | 2014 |  |  | (OP) Operating | [6 empty] | Greene | 35.3964 | -77.7036
58694 | Argand Energy Solutions, LLC | 58801 | Arba Solar, LLC | IPP Non-CHP | NC | INV2 | 0.5 | 0.5 | Solar Photovoltaic | SUN | PV | 6 | 2014 |  |  | (OP) Operating | [6 empty] | Greene | 35.3964 | -77.7036
58694 | Argand Energy Solutions, LLC | 58801 | Arba Solar, LLC | IPP Non-CHP | NC | INV3 | 0.5 | 0.5 | Solar Photovoltaic | SUN | PV | 6 | 2014 |  |  | (OP) Operating | [6 empty] | Greene | 35.3964 | -77.7036
58694 | Argand Energy Solutions, LLC | 58801 | Arba Solar, LLC | IPP Non-CHP | NC | INV4 | 0.5 | 0.5 | Solar Photovoltaic | SUN | PV | 6 | 2014 |  |  | (OP) Operating | [6 empty] | Greene | 35.3964 | -77.7036
58694 | Argand Energy Solutions, LLC | 58802 | Franklin Solar, LLC | IPP Non-CHP | NC | INV1 | 0.5 | 0.5 | Solar Photovoltaic | SUN | PV | 3 | 2013 |  |  | (OP) Operating | [6 empty] | Franklin | 36.0975 | -78.1678
58694 | Argand Energy Solutions, LLC | 58802 | Franklin Solar, LLC | IPP Non-CHP | NC | INV2 | 0.5 | 0.5 | Solar Photovoltaic | SUN | PV | 3 | 2013 |  |  | (OP) Operating | [6 empty] | Franklin | 36.0975 | -78.1678
58694 | Argand Energy Solutions, LLC | 58802 | Franklin Solar, LLC | IPP Non-CHP | NC | INV3 | 0.5 | 0.5 | Solar Photovoltaic | SUN | PV | 3 | 2013 |  |  | (OP) Operating | [6 empty] | Franklin | 36.0975 | -78.1678
58694 | Argand Energy Solutions, LLC | 58802 | Franklin Solar, LLC | IPP Non-CHP | NC | INV4 | 0.5 | 0.5 | Solar Photovoltaic | SUN | PV | 3 | 2013 |  |  | (OP) Operating | [6 empty] | Franklin | 36.0975 | -78.1678
59971 | Kenansville Solar 2 LLC | 58803 | Kenansville Solar 2, LLC | IPP Non-CHP | NC | INV1 | 0.5 | 0.5 | Solar Photovoltaic | SUN | PV | 3 | 2016 |  |  | (OP) Operating | [6 empty] | Duplin | 34.9578 | -77.9817
59971 | Kenansville Solar 2 LLC | 58803 | Kenansville Solar 2, LLC | IPP Non-CHP | NC | INV2 | 0.5 | 0.5 | Solar Photovoltaic | SUN | PV | 3 | 2016 |  |  | (OP) Operating | [6 empty] | Duplin | 34.9578 | -77.9817
59971 | Kenansville Solar 2 LLC | 58803 | Kenansville Solar 2, LLC | IPP Non-CHP | NC | INV3 | 0.5 | 0.5 | Solar Photovoltaic | SUN | PV | 3 | 2016 |  |  | (OP) Operating | [6 empty] | Duplin | 34.9578 | -77.9817
59971 | Kenansville Solar 2 LLC | 58803 | Kenansville Solar 2, LLC | IPP Non-CHP | NC | INV4 | 0.5 | 0.5 | Solar Photovoltaic | SUN | PV | 3 | 2016 |  |  | (OP) Operating | [6 empty] | Duplin | 34.9578 | -77.9817
59462 | Heelstone Energy Holdings, LLC | 58805 | Samarcand Solar Farm, LLC | IPP Non-CHP | NC | INV1 | 0.5 | 0.5 | Solar Photovoltaic | SUN | PV | 12 | 2014 |  |  | (OP) Operating | [6 empty] | Moore | 35.3117 | -79.695
59462 | Heelstone Energy Holdings, LLC | 58805 | Samarcand Solar Farm, LLC | IPP Non-CHP | NC | INV10 | 0.5 | 0.5 | Solar Photovoltaic | SUN | PV | 12 | 2014 |  |  | (OP) Operating | [6 empty] | Moore | 35.3117 | -79.695
59462 | Heelstone Energy Holdings, LLC | 58805 | Samarcand Solar Farm, LLC | IPP Non-CHP | NC | INV2 | 0.5 | 0.5 | Solar Photovoltaic | SUN | PV | 12 | 2014 |  |  | (OP) Operating | [6 empty] | Moore | 35.3117 | -79.695
59462 | Heelstone Energy Holdings, LLC | 58805 | Samarcand Solar Farm, LLC | IPP Non-CHP | NC | INV3 | 0.5 | 0.5 | Solar Photovoltaic | SUN | PV | 12 | 2014 |  |  | (OP) Operating | [6 empty] | Moore | 35.3117 | -79.695
59462 | Heelstone Energy Holdings, LLC | 58805 | Samarcand Solar Farm, LLC | IPP Non-CHP | NC | INV4 | 0.5 | 0.5 | Solar Photovoltaic | SUN | PV | 12 | 2014 |  |  | (OP) Operating | [6 empty] | Moore | 35.3117 | -79.695
59462 | Heelstone Energy Holdings, LLC | 58805 | Samarcand Solar Farm, LLC | IPP Non-CHP | NC | INV5 | 0.5 | 0.5 | Solar Photovoltaic | SUN | PV | 12 | 2014 |  |  | (OP) Operating | [6 empty] | Moore | 35.3117 | -79.695
59462 | Heelstone Energy Holdings, LLC | 58805 | Samarcand Solar Farm, LLC | IPP Non-CHP | NC | INV6 | 0.5 | 0.5 | Solar Photovoltaic | SUN | PV | 12 | 2014 |  |  | (OP) Operating | [6 empty] | Moore | 35.3117 | -79.695
59462 | Heelstone Energy Holdings, LLC | 58805 | Samarcand Solar Farm, LLC | IPP Non-CHP | NC | INV7 | 0.5 | 0.5 | Solar Photovoltaic | SUN | PV | 12 | 2014 |  |  | (OP) Operating | [6 empty] | Moore | 35.3117 | -79.695
59462 | Heelstone Energy Holdings, LLC | 58805 | Samarcand Solar Farm, LLC | IPP Non-CHP | NC | INV8 | 0.5 | 0.5 | Solar Photovoltaic | SUN | PV | 12 | 2014 |  |  | (OP) Operating | [6 empty] | Moore | 35.3117 | -79.695
59462 | Heelstone Energy Holdings, LLC | 58805 | Samarcand Solar Farm, LLC | IPP Non-CHP | NC | INV9 | 0.5 | 0.5 | Solar Photovoltaic | SUN | PV | 12 | 2014 |  |  | (OP) Operating | [6 empty] | Moore | 35.3117 | -79.695
59462 | Heelstone Energy Holdings, LLC | 58806 | Albemarle Solar Center LLC | IPP Non-CHP | NC | ASC1 | 5 | 5 | Solar Photovoltaic | SUN | PV | 12 | 2014 |  |  | (OP) Operating | [6 empty] | Lenoir | 35.2931 | -77.5569
59389 | Boseman Center Solar, LLC | 58807 | Boseman Solar Center LLC | IPP Non-CHP | NC | BSC1 | 5 | 5 | Solar Photovoltaic | SUN | PV | 12 | 2014 |  |  | (OP) Operating | [6 empty] | Nash | 36.0081 | -77.81
59391 | Flemming Solar Center, LLC | 58808 | Flemming Solar Center LLC | IPP Non-CHP | NC | FSC1 | 5 | 5 | Solar Photovoltaic | SUN | PV | 12 | 2014 |  |  | (OP) Operating | [6 empty] | Pitt | 35.6689 | -77.3839
59462 | Heelstone Energy Holdings, LLC | 58809 | Littlefield Solar Center LLC | IPP Non-CHP | NC | LSC1 | 5 | 5 | Solar Photovoltaic | SUN | PV | 12 | 2015 |  |  | (OP) Operating | [6 empty] | Pitt | 35.4339 | -77.4381
59390 | Rams Horn Solar Center, LLC | 58810 | Rams Horn Solar Center LLC | IPP Non-CHP | NC | RHSC1 | 5 | 5 | Solar Photovoltaic | SUN | PV | 12 | 2014 |  |  | (OP) Operating | [6 empty] | Pitt | 35.64 | -77.3161
59392 | Upchurch Solar Center, LLC | 58812 | Upchurch Solar Center LLC | IPP Non-CHP | NC | USC1 | 5 | 5 | Solar Photovoltaic | SUN | PV | 12 | 2014 |  |  | (OP) Operating | [6 empty] | Wilson | 35.7819 | -77.8839
58696 | Ignite Solar Holdings LLC | 58814 | Shasta Solar Farm | IPP Non-CHP | CA | GENA | 1.5 | 1.5 | Solar Photovoltaic | SUN | PV | 3 | 2014 |  |  | (OP) Operating | [6 empty] | Shasta | 41.0314 | -121.4225
58696 | Ignite Solar Holdings LLC | 58814 | Shasta Solar Farm | IPP Non-CHP | CA | GENB | 1.5 | 1.5 | Solar Photovoltaic | SUN | PV | 3 | 2014 |  |  | (OP) Operating | [6 empty] | Shasta | 41.0314 | -121.4225
58697 | UTS Project Company HNY-1 LLC | 58815 | Hilton NY Co Gen Plant | IPP CHP | NY | 1 | 1.8 | 1.8 | Natural Gas Internal Combustion Engine | NG | IC | 2 | 2013 |  |  | (OP) Operating | [6 empty] | New York | 40.7625 | -73.9792
58699 | Millville City Sewer Auth WTP | 58822 | Millville City Sewer Auth WTP | Commercial Non-CHP | NJ | U1BB | 1 | 1 | Solar Photovoltaic | SUN | PV | 3 | 2013 |  |  | (OP) Operating | [6 empty] | Cumberland | 39.3764 | -75.0331
58699 | Millville City Sewer Auth WTP | 58822 | Millville City Sewer Auth WTP | Commercial Non-CHP | NJ | U2DB | 0.5 | 0.5 | Solar Photovoltaic | SUN | PV | 3 | 2013 |  |  | (OP) Operating | [6 empty] | Cumberland | 39.3764 | -75.0331
58700 | Port Arthur Steam Energy LP | 58823 | Port Arthur Steam Energy | IPP CHP | TX | STG | 5 | 5 | All Other | WH | ST | 9 | 2005 |  |  | (OP) Operating | [6 empty] | Jefferson | 29.835 | -93.9622
59380 | Enel Green Power NA, Inc. | 58824 | Sheldon Solar | IPP Non-CHP | VT | I402 | 2.3 | 2.3 | Solar Photovoltaic | SUN | PV | 9 | 2013 |  |  | (OP) Operating | [6 empty] | Franklin | 44.9106 | -72.9794
58701 | Maine Township High School Dist 207 | 58825 | MTHS Co-Gen Buildings | IPP CHP | IL | STH1 | 0.6 | 0.6 | Natural Gas Internal Combustion Engine | NG | IC | 1 | 1992 |  |  | (OP) Operating | [6 empty] | Cook | 42.0019 | -87.8522
58701 | Maine Township High School Dist 207 | 58825 | MTHS Co-Gen Buildings | IPP CHP | IL | STH2 | 0.6 | 0.6 | Natural Gas Internal Combustion Engine | NG | IC | 1 | 1992 |  |  | (OP) Operating | [6 empty] | Cook | 42.0019 | -87.8522
58702 | AES Energy Storage | 58826 | AES ES Tait | IPP Non-CHP | OH | TTES | 20 | 20 | Batteries | MWH | BA | 9 | 2013 |  |  | (OP) Operating | [6 empty] | Montgomery | 39.7286 | -84.2083
58703 | Apple One LLC | 58828 | Apple One | IPP Non-CHP | NC | PV1 | 5 | 5 | Solar Photovoltaic | SUN | PV | 10 | 2015 |  |  | (OP) Operating | [6 empty] | Catawba | 35.6294 | -81.1569
4254 | Consumers Energy Co | 58830 | Cross Winds Energy Park | Electric Utility | MI | CWEP | 111 | 21.8 | Onshore Wind Turbine | WND | WT | 12 | 2014 |  |  | (OP) Operating | [6 empty] | Tuscola | 43.6103 | -83.4856
58661 | Sustainable Power Group, LLC | 58831 | Redcrest Solar Farm | IPP Non-CHP | CA | PV-1 | 16.6 | 16.6 | Solar Photovoltaic | SUN | PV | 10 | 2015 |  |  | (OP) Operating | [6 empty] | Kern | 35.3219 | -118.8128
58705 | Washington Gas Energy Systems | 58832 | Cogenra - TEP | IPP Non-CHP | AZ | CTEP | 1 | 1 | Solar Photovoltaic | SUN | PV | 7 | 2014 |  |  | (OP) Operating | [6 empty] | Pima | 32.1019 | -110.8133
59146 | Red Horse 2 | 58833 | Red Horse 2 | IPP Non-CHP | AZ | RH2S | 51 | 51 | Solar Photovoltaic | SUN | PV | 8 | 2015 |  |  | (OP) Operating | [6 empty] | Cochise | 32.2861 | -110.0881
59146 | Red Horse 2 | 58833 | Red Horse 2 | IPP Non-CHP | AZ | RH2W | 30 | 30 | Onshore Wind Turbine | WND | WT | 8 | 2015 |  |  | (OP) Operating | [6 empty] | Cochise | 32.2861 | -110.0881
58709 | Richland Center Renewable Energy LLC | 58834 | Richland Center Renewable Energy LLC | IPP CHP | WI | UNIT1 | 0.9 | 0.8 | Other Waste Biomass | OBG | IC | 3 | 2013 |  |  | (OP) Operating | [6 empty] | Richland | 43.3144 | -90.3731
58709 | Richland Center Renewable Energy LLC | 58834 | Richland Center Renewable Energy LLC | IPP CHP | WI | UNIT2 | 0.9 | 0.8 | Other Waste Biomass | OBG | IC | 3 | 2013 |  |  | (OP) Operating | [6 empty] | Richland | 43.3144 | -90.3731
7349 | Golden Spread Electric Cooperative, Inc | 58835 | Elk Station | Electric Utility | TX | ELK1 | 202 | 195 | Natural Gas Fired Combustion Turbine | NG | GT | 6 | 2015 |  |  | (OP) Operating | [6 empty] | Hale | 33.865 | -101.8433
7349 | Golden Spread Electric Cooperative, Inc | 58835 | Elk Station | Electric Utility | TX | ELK2 | 202 | 189 | Natural Gas Fired Combustion Turbine | NG | GT | 5 | 2016 |  |  | (OP) Operating | [6 empty] | Hale | 33.865 | -101.8433
7349 | Golden Spread Electric Cooperative, Inc | 58835 | Elk Station | Electric Utility | TX | ELK3 | 202 | 189 | Natural Gas Fired Combustion Turbine | NG | GT | 5 | 2016 |  |  | (OP) Operating | [6 empty] | Hale | 33.865 | -101.8433
58710 | Lakeswind Power Partners | 58836 | Lakeswind Power Partners | IPP Non-CHP | MN | LW1 | 51.8 | 50 | Onshore Wind Turbine | WND | WT | 3 | 2014 |  |  | (OP) Operating | [6 empty] | Clay | 46.7181 | -96.2119
58720 | Enbridge | 58838 | Keechi Wind | IPP Non-CHP | TX | KW1 | 110 | 110 | Onshore Wind Turbine | WND | WT | 1 | 2015 |  |  | (OP) Operating | [6 empty] | Jack | 33.1431 | -98.1611
58721 | Solar Sudbury One LF LLC | 58839 | Sudbury Landfill | IPP Non-CHP | MA | INV1 | 0.5 | 0.5 | Solar Photovoltaic | SUN | PV | 12 | 2013 |  |  | (OP) Operating | [6 empty] | Middlesex | 42.3639 | -71.385
58721 | Solar Sudbury One LF LLC | 58839 | Sudbury Landfill | IPP Non-CHP | MA | INV2 | 0.3 | 0.3 | Solar Photovoltaic | SUN | PV | 12 | 2013 |  |  | (OP) Operating | [6 empty] | Middlesex | 42.3639 | -71.385
58721 | Solar Sudbury One LF LLC | 58839 | Sudbury Landfill | IPP Non-CHP | MA | INV3 | 0.5 | 0.5 | Solar Photovoltaic | SUN | PV | 12 | 2013 |  |  | (OP) Operating | [6 empty] | Middlesex | 42.3639 | -71.385
59462 | Heelstone Energy Holdings, LLC | 58840 | Kenansville Solar Farm, LLC | IPP Non-CHP | NC | INV1 | 0.5 | 0.5 | Solar Photovoltaic | SUN | PV | 12 | 2014 |  |  | (OP) Operating | [6 empty] | Duplin | 34.97 | -77.9761
59462 | Heelstone Energy Holdings, LLC | 58840 | Kenansville Solar Farm, LLC | IPP Non-CHP | NC | INV2 | 0.5 | 0.5 | Solar Photovoltaic | SUN | PV | 12 | 2014 |  |  | (OP) Operating | [6 empty] | Duplin | 34.97 | -77.9761
59462 | Heelstone Energy Holdings, LLC | 58840 | Kenansville Solar Farm, LLC | IPP Non-CHP | NC | INV3 | 0.5 | 0.5 | Solar Photovoltaic | SUN | PV | 12 | 2014 |  |  | (OP) Operating | [6 empty] | Duplin | 34.97 | -77.9761
59462 | Heelstone Energy Holdings, LLC | 58840 | Kenansville Solar Farm, LLC | IPP Non-CHP | NC | INV4 | 0.5 | 0.5 | Solar Photovoltaic | SUN | PV | 12 | 2014 |  |  | (OP) Operating | [6 empty] | Duplin | 34.97 | -77.9761
59462 | Heelstone Energy Holdings, LLC | 58840 | Kenansville Solar Farm, LLC | IPP Non-CHP | NC | INV5 | 0.5 | 0.5 | Solar Photovoltaic | SUN | PV | 12 | 2014 |  |  | (OP) Operating | [6 empty] | Duplin | 34.97 | -77.9761
59462 | Heelstone Energy Holdings, LLC | 58840 | Kenansville Solar Farm, LLC | IPP Non-CHP | NC | INV6 | 0.5 | 0.5 | Solar Photovoltaic | SUN | PV | 12 | 2014 |  |  | (OP) Operating | [6 empty] | Duplin | 34.97 | -77.9761
59462 | Heelstone Energy Holdings, LLC | 58840 | Kenansville Solar Farm, LLC | IPP Non-CHP | NC | INV7 | 0.5 | 0.5 | Solar Photovoltaic | SUN | PV | 12 | 2014 |  |  | (OP) Operating | [6 empty] | Duplin | 34.97 | -77.9761
59462 | Heelstone Energy Holdings, LLC | 58840 | Kenansville Solar Farm, LLC | IPP Non-CHP | NC | INV8 | 0.5 | 0.5 | Solar Photovoltaic | SUN | PV | 12 | 2014 |  |  | (OP) Operating | [6 empty] | Duplin | 34.97 | -77.9761
59462 | Heelstone Energy Holdings, LLC | 58840 | Kenansville Solar Farm, LLC | IPP Non-CHP | NC | INV9 | 0.5 | 0.5 | Solar Photovoltaic | SUN | PV | 12 | 2014 |  |  | (OP) Operating | [6 empty] | Duplin | 34.97 | -77.9761
58711 | Gato Montes Solar, LLC | 58842 | Gato Montes Solar, LLC | IPP Non-CHP | AZ | 1 | 5 | 5 | Solar Photovoltaic | SUN | PV | 12 | 2012 |  |  | (OP) Operating | [6 empty] | Pima | 32.1028 | -110.8197
58712 | Bethel Price Solar, LLC | 58843 | Bethel Price Solar, LLC | IPP Non-CHP | NC | 1 | 5 | 5 | Solar Photovoltaic | SUN | PV | 12 | 2014 |  |  | (OP) Operating | [6 empty] | Pitt | 35.7947 | -77.3811
58713 | Dogwood Solar, LLC | 58844 | Dogwood Solar, LLC | IPP Non-CHP | NC | 1 | 20 | 20 | Solar Photovoltaic | SUN | PV | 11 | 2014 |  |  | (OP) Operating | [6 empty] | Halifax | 36.125 | -77.4092
58714 | Washington Airport Solar, LLC | 58845 | Washington Airport Solar LLC | IPP Non-CHP | NC | 1 | 5 | 5 | Solar Photovoltaic | SUN | PV | 2 | 2014 |  |  | (OP) Operating | [6 empty] | Beaufort | 35.5653 | -77.0536
58715 | Washington Millfield Solar, LLC | 58846 | Washington Millfield Solar, LLC | IPP Non-CHP | NC | 1 | 5 | 5 | Solar Photovoltaic | SUN | PV | 12 | 2013 |  |  | (OP) Operating | [6 empty] | Beaufort | 35.4994 | -76.8336
58716 | Windsor Cooper Hill Solar, LLC | 58847 | Windsor Cooper HIill Solar, LLC | IPP Non-CHP | NC | 1 | 5 | 5 | Solar Photovoltaic | SUN | PV | 8 | 2015 |  |  | (OP) Operating | [6 empty] | Bertie | 35.9819 | -76.9178
3046 | Duke Energy Progress - (NC) | 58848 | Warsaw Farm | Electric Utility | NC | 1 | 65 | 28.6 | Solar Photovoltaic | SUN | PV | 12 | 2015 |  |  | (OP) Operating | [6 empty] | Duplin | 35.0056 | -78.1258
58724 | Castalia Solar LLC | 58849 | Castalia Solar | IPP Non-CHP | NC | 1 | 2 | 2 | Solar Photovoltaic | SUN | PV | 6 | 2014 |  |  | (OP) Operating | [6 empty] | Nash | 36 | -77.7833
58726 | Oakboro Farm LLC | 58851 | Oakboro Farm | IPP Non-CHP | NC | 1 | 5 | 5 | Solar Photovoltaic | SUN | PV | 9 | 2014 |  |  | (OP) Operating | [6 empty] | Scotland | 34.7958 | -79.5383
58728 | McKenzie Farm LLC | 58853 | McKenzie Farm | IPP Non-CHP | NC | 1 | 5 | 5 | Solar Photovoltaic | SUN | PV | 12 | 2013 |  |  | (OP) Operating | [6 empty] | Columbus | 34.3239 | -78.6919
58729 | Nash 58 Farm LLC | 58854 | Nash 58 Farm | IPP Non-CHP | NC | 1 | 5 | 5 | Solar Photovoltaic | SUN | PV | 11 | 2013 |  |  | (OP) Operating | [6 empty] | Nash | 36.0472 | -78.0308
58730 | Nash 64 Farm LLC | 58855 | Nash 64 Farm | IPP Non-CHP | NC | 1 | 5 | 5 | Solar Photovoltaic | SUN | PV | 8 | 2014 |  |  | (OP) Operating | [6 empty] | Nash | 35.9494 | -78.0925
58732 | Pate Farm LLC | 58856 | Pate Farm | IPP Non-CHP | NC | 1 | 5 | 5 | Solar Photovoltaic | SUN | PV | 11 | 2013 |  |  | (OP) Operating | [6 empty] | Robeson | 34.8167 | -79.1994
58740 | Erwin Farm LLC | 58859 | Erwin Farm | IPP Non-CHP | NC | 1 | 5 | 5 | Solar Photovoltaic | SUN | PV | 9 | 2014 |  |  | (OP) Operating | [6 empty] | Harnett | 35.3333 | -78.6614
58738 | Sigmon Catawba Farm LLC | 58861 | Sigmon Catawba Farm | IPP Non-CHP | NC | 1 | 5 | 5 | Solar Photovoltaic | SUN | PV | 6 | 2014 |  |  | (OP) Operating | [6 empty] | Catawba | 35.6122 | -81.2433
58736 | Wagstaff Farm LLC | 58862 | Wagstaff Farm 1 | IPP Non-CHP | NC | 1 | 5 | 5 | Solar Photovoltaic | SUN | PV | 11 | 2013 |  |  | (OP) Operating | [6 empty] | Person | 36.4586 | -78.9567
58735 | Waco Farm LLC | 58863 | Waco Farm | IPP Non-CHP | NC | 1 | 5 | 5 | Solar Photovoltaic | SUN | PV | 11 | 2013 |  |  | (OP) Operating | [6 empty] | Cleveland | 35.3522 | -81.4261
58734 | Sunfish Farm LLC | 58864 | Sunfish Farm | IPP Non-CHP | NC | 1 | 5 | 5 | Solar Photovoltaic | SUN | PV | 12 | 2015 |  |  | (OP) Operating | [6 empty] | Wake | 35.5581 | -78.7358
58748 | Clean Energy LLC | 58865 | Reventure Park | IPP CHP | NC | LFG | 1.9 | 1.9 | Landfill Gas | LFG | IC | 7 | 2014 |  |  | (OP) Operating | [6 empty] | Mecklenburg | 35.2944 | -80.9989
58748 | Clean Energy LLC | 58865 | Reventure Park | IPP CHP | NC | RNG | 1.6 | 1.6 | Landfill Gas | LFG | IC | 3 | 2015 |  |  | (OP) Operating | [6 empty] | Mecklenburg | 35.2944 | -80.9989
58743 | Garrell Solar Farm LLC | 58866 | Garrell Solar Farm | IPP Non-CHP | NC | 1 | 5 | 5 | Solar Photovoltaic | SUN | PV | 11 | 2013 |  |  | (OP) Operating | [6 empty] | Columbus | 34.3253 | -78.7931
58744 | Angier Farm LLC | 58867 | Angier Farm | IPP Non-CHP | NC | 1 | 5 | 5 | Solar Photovoltaic | SUN | PV | 12 | 2013 |  |  | (OP) Operating | [6 empty] | Harnett | 35.5164 | -78.75
58745 | Blandenboro Farm LLC | 58868 | Bladenboro Farm | IPP Non-CHP | NC | 1 | 5 | 5 | Solar Photovoltaic | SUN | PV | 10 | 2013 |  |  | (OP) Operating | [6 empty] | Bladen | 34.535 | -78.8131
58749 | Rentech Nitrogen Pasadena LLC | 58870 | Rentech Nitrogen Pasadena Cogeneration | IPP CHP | TX | MG202 | 15.4 | 14 | All Other | WH | ST | 3 | 2015 |  |  | (OP) Operating | [6 empty] | Harris | 29.7394 | -95.1947
58750 | Berkley East Solar, LLC | 58871 | Berkley East Solar LLC | IPP Non-CHP | MA | 1 | 3 | 2.9 | Solar Photovoltaic | SUN | PV | 7 | 2013 |  |  | (OP) Operating | [6 empty] | Bristol | 41.8239 | -71.0414
12647 | ALLETE, Inc. | 58872 | Bison 4 Wind Energy Center | Electric Utility | ND | BISO4 | 205 | 205 | Onshore Wind Turbine | WND | WT | 1 | 2015 |  |  | (OP) Operating | [6 empty] | Morton | 46.98 | -101.5547
58756 | Albany Engineering Corporation | 58873 | Stuyvesant Falls | IPP Non-CHP | NY | UNIT1 | 3 | 2 | Conventional Hydroelectric | WAT | HY | 12 | 2012 |  |  | (OP) Operating | [6 empty] | Columbia | 42.3514 | -73.7339
58756 | Albany Engineering Corporation | 58873 | Stuyvesant Falls | IPP Non-CHP | NY | UNIT2 | 3 | 2 | Conventional Hydroelectric | WAT | HY | 12 | 2012 |  |  | (OP) Operating | [6 empty] | Columbia | 42.3514 | -73.7339
59462 | Heelstone Energy Holdings, LLC | 58874 | Dement Farm LLC | IPP Non-CHP | NC | DF1 | 5 | 4.9 | Solar Photovoltaic | SUN | PV | 8 | 2013 |  |  | (OP) Operating | [6 empty] | Vance | 36.27 | -78.3483
15477 | Public Service Elec & Gas Co | 58877 | Kinsley Landfill Solar | Electric Utility | NJ | KINS | 8.6 | 8.6 | Solar Photovoltaic | SUN | PV | 1 | 2015 |  |  | (OP) Operating | [6 empty] | Gloucester | 39.7933 | -75.1064
59462 | Heelstone Energy Holdings, LLC | 58879 | Duplin Solar LLC | IPP Non-CHP | NC | DF | 5 | 4.9 | Solar Photovoltaic | SUN | PV | 12 | 2013 |  |  | (OP) Operating | [6 empty] | Duplin | 35.0119 | -78.0783
59462 | Heelstone Energy Holdings, LLC | 58880 | North Carolina Solar III LLC | IPP Non-CHP | NC | NCIII | 4.9 | 4.9 | Solar Photovoltaic | SUN | PV | 12 | 2013 |  |  | (OP) Operating | [6 empty] | Scotland | 34.7667 | -79.5597
58753 | Sunlight General Morris Solar LLC | 58881 | County College of Morris | Commercial Non-CHP | NJ | PV01 | 2.9 | 2.9 | Solar Photovoltaic | SUN | PV | 11 | 2013 |  |  | (OP) Operating | [6 empty] | Morris | 40.8567 | -74.5814
58754 | Sunlight General Mercer Solar LLC | 58882 | Mercer County Community College | Commercial Non-CHP | NJ | PV01 | 7.5 | 7.5 | Solar Photovoltaic | SUN | PV | 9 | 2013 |  |  | (OP) Operating | [6 empty] | Mercer | 40.2558 | -74.6453
12341 | MidAmerican Energy Co | 58883 | Highland Wind Project (IA) | Electric Utility | IA | HLWF | 16.4 | 15.5 | Onshore Wind Turbine | WND | WT | 6 | 2015 |  |  | (OP) Operating | [6 empty] | O'Brien | 43.0803 | -95.6561
12341 | MidAmerican Energy Co | 58883 | Highland Wind Project (IA) | Electric Utility | IA | HLWF2 | 100.8 | 95.4 | Onshore Wind Turbine | WND | WT | 7 | 2015 |  |  | (OP) Operating | [6 empty] | O'Brien | 43.0803 | -95.6561
12341 | MidAmerican Energy Co | 58883 | Highland Wind Project (IA) | Electric Utility | IA | HLWF3 | 89.1 | 84.3 | Onshore Wind Turbine | WND | WT | 8 | 2015 |  |  | (OP) Operating | [6 empty] | O'Brien | 43.0803 | -95.6561
12341 | MidAmerican Energy Co | 58883 | Highland Wind Project (IA) | Electric Utility | IA | HLWF4 | 93.8 | 88.8 | Onshore Wind Turbine | WND | WT | 9 | 2015 |  |  | (OP) Operating | [6 empty] | O'Brien | 43.0803 | -95.6561
12341 | MidAmerican Energy Co | 58883 | Highland Wind Project (IA) | Electric Utility | IA | HLWF5 | 93.8 | 88.8 | Onshore Wind Turbine | WND | WT | 10 | 2015 |  |  | (OP) Operating | [6 empty] | O'Brien | 43.0803 | -95.6561
12341 | MidAmerican Energy Co | 58883 | Highland Wind Project (IA) | Electric Utility | IA | HLWF6 | 79.7 | 75.5 | Onshore Wind Turbine | WND | WT | 11 | 2015 |  |  | (OP) Operating | [6 empty] | O'Brien | 43.0803 | -95.6561
12341 | MidAmerican Energy Co | 58883 | Highland Wind Project (IA) | Electric Utility | IA | HLWF7 | 11.7 | 11.1 | Onshore Wind Turbine | WND | WT | 12 | 2015 |  |  | (OP) Operating | [6 empty] | O'Brien | 43.0803 | -95.6561
12341 | MidAmerican Energy Co | 58884 | Lundgren Wind Project | Electric Utility | IA | LGWF | 251 | 251 | Onshore Wind Turbine | WND | WT | 8 | 2014 |  |  | (OP) Operating | [6 empty] | Webster | 42.3347 | -94.1708
12341 | MidAmerican Energy Co | 58885 | Macksburg Wind Project | Electric Utility | IA | MBWF | 119.6 | 119.6 | Onshore Wind Turbine | WND | WT | 12 | 2014 |  |  | (OP) Operating | [6 empty] | Madison | 41.2092 | -94.1036
12341 | MidAmerican Energy Co | 58886 | Wellsburg Wind Project | Electric Utility | IA | WBWF | 140.8 | 140.8 | Onshore Wind Turbine | WND | WT | 12 | 2014 |  |  | (OP) Operating | [6 empty] | Grundy | 42.3908 | -92.9667
58760 | FPC Services Inc. | 58887 | Com Adam 1WF-1 | IPP Non-CHP | IL | ADAM | 2.5 | 2.5 | Onshore Wind Turbine | WND | WT | 10 | 2007 |  |  | (OP) Operating | [6 empty] | Lee | 41.6603 | -89.2497
58760 | FPC Services Inc. | 58887 | Com Adam 1WF-1 | IPP Non-CHP | IL | EVE | 2.5 | 2.5 | Onshore Wind Turbine | WND | WT | 10 | 2007 |  |  | (OP) Operating | [6 empty] | Lee | 41.6603 | -89.2497
58759 | Perpetual Energy Systems | 58889 | ASTI | IPP Non-CHP | CA | ASTI | 1 | 1 | Solar Photovoltaic | SUN | PV | 2 | 2009 |  |  | (OP) Operating | [6 empty] | Sonoma | 38.7614 | -122.9753
58759 | Perpetual Energy Systems | 58890 | Beringer | IPP Non-CHP | CA | BERI | 1.2 | 1.1 | Solar Photovoltaic | SUN | PV | 1 | 2009 |  |  | (OP) Operating | [6 empty] | Sonoma | 38.5108 | -122.4797
57480 | Heritage Garden Wind Farm I LLC | 58891 | Big Turtle Wind Farm, LLC | IPP Non-CHP | MI | BTWF1 | 20 | 20 | Onshore Wind Turbine | WND | WT | 12 | 2014 |  |  | (OP) Operating | [6 empty] | Huron | 43.8508 | -82.7825
58764 | Origis Energy USA, Inc | 58892 | Camilla Solar Plant | IPP Non-CHP | GA | CMLA | 16 | 16 | Solar Photovoltaic | SUN | PV | 11 | 2013 |  |  | (OP) Operating | [6 empty] | Mitchell | 31.1839 | -84.1319
58764 | Origis Energy USA, Inc | 58893 | Camp Solar Plant | IPP Non-CHP | GA | CAMP | 2.4 | 2.4 | Solar Photovoltaic | SUN | PV | 12 | 2013 |  |  | (OP) Operating | [6 empty] | Meriwether | 32.9647 | -84.5439
58769 | Sunlight General Somerset Solar LLC | 58896 | Patriots Stadium | Commercial Non-CHP | NJ | PV01 | 1 | 1 | Solar Photovoltaic | SUN | PV | 9 | 2013 |  |  | (OP) Operating | [6 empty] | Somerset | 40.5606 | -74.5514
58767 | Temple University | 58897 | Temple SEGF | Commercial Non-CHP | PA | 19G01 | 1.6 | 1.6 | Natural Gas Internal Combustion Engine | NG | IC | 5 | 1993 |  |  | (OP) Operating | [6 empty] | Philadelphia | 39.98 | -75.1506
58767 | Temple University | 58897 | Temple SEGF | Commercial Non-CHP | PA | 19G02 | 1.6 | 1.6 | Natural Gas Internal Combustion Engine | NG | IC | 5 | 1993 |  |  | (OP) Operating | [6 empty] | Philadelphia | 39.98 | -75.1506
58767 | Temple University | 58897 | Temple SEGF | Commercial Non-CHP | PA | 19G03 | 1.6 | 1.6 | Natural Gas Internal Combustion Engine | NG | IC | 5 | 1993 |  |  | (OP) Operating | [6 empty] | Philadelphia | 39.98 | -75.1506
58767 | Temple University | 58897 | Temple SEGF | Commercial Non-CHP | PA | 19G04 | 1.6 | 1.6 | Natural Gas Internal Combustion Engine | NG | IC | 5 | 1993 |  |  | (OP) Operating | [6 empty] | Philadelphia | 39.98 | -75.1506
58767 | Temple University | 58897 | Temple SEGF | Commercial Non-CHP | PA | 19G05 | 1.6 | 1.6 | Natural Gas Internal Combustion Engine | NG | IC | 5 | 1993 |  |  | (OP) Operating | [6 empty] | Philadelphia | 39.98 | -75.1506
58767 | Temple University | 58897 | Temple SEGF | Commercial Non-CHP | PA | 19G06 | 1.6 | 1.6 | Natural Gas Internal Combustion Engine | NG | IC | 5 | 1993 |  |  | (OP) Operating | [6 empty] | Philadelphia | 39.98 | -75.1506
58767 | Temple University | 58897 | Temple SEGF | Commercial Non-CHP | PA | 19G07 | 1.6 | 1.6 | Natural Gas Internal Combustion Engine | NG | IC | 5 | 1993 |  |  | (OP) Operating | [6 empty] | Philadelphia | 39.98 | -75.1506
58767 | Temple University | 58897 | Temple SEGF | Commercial Non-CHP | PA | 19G08 | 1.6 | 1.6 | Natural Gas Internal Combustion Engine | NG | IC | 5 | 1993 |  |  | (OP) Operating | [6 empty] | Philadelphia | 39.98 | -75.1506
58767 | Temple University | 58897 | Temple SEGF | Commercial Non-CHP | PA | 19G09 | 1.6 | 1.6 | Natural Gas Internal Combustion Engine | NG | IC | 5 | 1993 |  |  | (OP) Operating | [6 empty] | Philadelphia | 39.98 | -75.1506
58767 | Temple University | 58897 | Temple SEGF | Commercial Non-CHP | PA | 19G10 | 1.6 | 1.6 | Natural Gas Internal Combustion Engine | NG | IC | 5 | 1993 |  |  | (OP) Operating | [6 empty] | Philadelphia | 39.98 | -75.1506
57170 | EDF Renewable Asset Holdings, Inc. | 58898 | Pilot Hill Wind Farm | IPP Non-CHP | IL | K4-1 | 175 | 175 | Onshore Wind Turbine | WND | WT | 8 | 2015 |  |  | (OP) Operating | [6 empty] | Kankakee | 40.9992 | -88.0562
15473 | Public Service Co of NM | 58899 | Prosperity Energy Storage Facility | Electric Utility | NM | GEN-1 | 0.5 | 0.5 | Solar Photovoltaic | SUN | PV | 9 | 2011 |  |  | (OP) Operating | [6 empty] | Bernalillo | 35.0019 | -106.6372
15473 | Public Service Co of NM | 58899 | Prosperity Energy Storage Facility | Electric Utility | NM | GEN-2 | 0.8 | 0.8 | Batteries | MWH | BA | 9 | 2011 |  |  | (OP) Operating | [6 empty] | Bernalillo | 35.0019 | -106.6372
58770 | Balko Wind LLC | 58900 | Balko Wind LLC | IPP Non-CHP | OK | BAL1 | 299.7 | 299.7 | Onshore Wind Turbine | WND | WT | 8 | 2015 |  |  | (OP) Operating | [6 empty] | Beaver | 36.5181 | -100.8472
58771 | Tri-County Water Conservancy District | 58901 | Tri-County Water Hydropower Project | IPP Non-CHP | CO | TCWG1 | 7.2 | 7.2 | Conventional Hydroelectric | WAT | HY | 4 | 2014 |  |  | (OP) Operating | [6 empty] | Ouray | 38.2392 | -107.7581
58771 | Tri-County Water Conservancy District | 58901 | Tri-County Water Hydropower Project | IPP Non-CHP | CO | TCWG2 | 0.8 | 0.8 | Conventional Hydroelectric | WAT | HY | 4 | 2014 |  |  | (OP) Operating | [6 empty] | Ouray | 38.2392 | -107.7581
58773 | Kingfisher Wind LLC | 58902 | Kingfisher Wind LLC | IPP Non-CHP | OK | KNG1 | 298 | 298 | Onshore Wind Turbine | WND | WT | 3 | 2016 |  |  | (OP) Operating | [6 empty] | Kingfisher | 35.7703 | -97.7997
58784 | Fourmile Wind Energy, LLC | 58904 | Fourmile Ridge | IPP Non-CHP | MD | 1 | 40 | 40 | Onshore Wind Turbine | WND | WT | 12 | 2014 |  |  | (OP) Operating | [6 empty] | Garrett | 39.6411 | -79.0111
58775 | Sol Orchard San Diego 22 LLC | 58906 | Valley Center 1 | IPP Non-CHP | CA | VC1 | 2.5 | 2.5 | Solar Photovoltaic | SUN | PV | 12 | 2013 |  |  | (OP) Operating | [6 empty] | San Diego | 33.2342 | -117.0017
58776 | Sol Orchard San Diego 23 LLC | 58907 | Valley Center 2 | IPP Non-CHP | CA | VC2 | 5 | 5 | Solar Photovoltaic | SUN | PV | 12 | 2013 |  |  | (OP) Operating | [6 empty] | San Diego | 33.2342 | -117.0017
58785 | Beebe 1B Renewable Energy, LLC | 58908 | Beebe 1B | IPP Non-CHP | MI | 1 | 50.4 | 50.4 | Onshore Wind Turbine | WND | WT | 12 | 2014 |  |  | (OP) Operating | [6 empty] | Gratiot | 43.2569 | -84.4997
58786 | Sol Orchard San Diego 20 LLC | 58909 | Ramona 1 | IPP Non-CHP | CA | RAM1 | 2 | 2 | Solar Photovoltaic | SUN | PV | 12 | 2013 |  |  | (OP) Operating | [6 empty] | San Diego | 33.0122 | -116.875
58787 | Sol Orchard San Diego 21 LLC | 58911 | Ramona 2 | IPP Non-CHP | CA | RAM2 | 5 | 5 | Solar Photovoltaic | SUN | PV | 12 | 2013 |  |  | (OP) Operating | [6 empty] | San Diego | 33.0122 | -116.875
57104 | Golden Springs Development Company LLC | 58912 | Santa Fe Springs Rooftop Solar BLDG M | IPP Non-CHP | CA | 1 | 1.8 | 1.8 | Solar Photovoltaic | SUN | PV | 3 | 2015 |  |  | (OP) Operating | [6 empty] | Los Angeles | 33.9108 | -118.0444
57104 | Golden Springs Development Company LLC | 58913 | Santa Fe Springs Rooftop Solar BLDG H | IPP Non-CHP | CA | 1 | 1.5 | 1.5 | Solar Photovoltaic | SUN | PV | 3 | 2015 |  |  | (OP) Operating | [6 empty] | Los Angeles | 33.9108 | -118.0444
58789 | DOD USMC Marine Air Ground Combat | 58914 | MCAGCC Cogen Plant | IPP CHP | CA | CG1 | 7.2 | 7 | Natural Gas Fired Combustion Turbine | NG | GT | 2 | 2003 |  |  | (OP) Operating | [6 empty] | San Bernardino | 34.2372 | -116.0542
58789 | DOD USMC Marine Air Ground Combat | 58914 | MCAGCC Cogen Plant | IPP CHP | CA | CG100 | 4.6 | 4.6 | Natural Gas Fired Combustion Turbine | NG | GT | 4 | 2014 |  |  | (OP) Operating |  |  | 0 |  |  | 0 | San Bernardino | 34.2372 | -116.0542
58789 | DOD USMC Marine Air Ground Combat | 58914 | MCAGCC Cogen Plant | IPP CHP | CA | CG200 | 4.6 | 2.5 | Natural Gas Fired Combustion Turbine | NG | GT | 4 | 2014 |  |  | (OP) Operating |  |  | 0 |  |  | 0 | San Bernardino | 34.2372 | -116.0542
58790 | Copper Mountain Solar 3, LLC | 58915 | Copper Mountain Solar 3 | IPP Non-CHP | NV | 1 | 26 | 26 | Solar Photovoltaic | SUN | PV | 5 | 2014 |  |  | (OP) Operating | [6 empty] | Clark | 35.8894 | -114.9579
58790 | Copper Mountain Solar 3, LLC | 58915 | Copper Mountain Solar 3 | IPP Non-CHP | NV | 10 | 21 | 21 | Solar Photovoltaic | SUN | PV | 1 | 2015 |  |  | (OP) Operating | [6 empty] | Clark | 35.8894 | -114.9579
58790 | Copper Mountain Solar 3, LLC | 58915 | Copper Mountain Solar 3 | IPP Non-CHP | NV | 2 | 27 | 27 | Solar Photovoltaic | SUN | PV | 6 | 2014 |  |  | (OP) Operating | [6 empty] | Clark | 35.8894 | -114.9579
58790 | Copper Mountain Solar 3, LLC | 58915 | Copper Mountain Solar 3 | IPP Non-CHP | NV | 3 | 26 | 26 | Solar Photovoltaic | SUN | PV | 7 | 2014 |  |  | (OP) Operating | [6 empty] | Clark | 35.8894 | -114.9579
58790 | Copper Mountain Solar 3, LLC | 58915 | Copper Mountain Solar 3 | IPP Non-CHP | NV | 4 | 28 | 28 | Solar Photovoltaic | SUN | PV | 8 | 2014 |  |  | (OP) Operating | [6 empty] | Clark | 35.8894 | -114.9579
58790 | Copper Mountain Solar 3, LLC | 58915 | Copper Mountain Solar 3 | IPP Non-CHP | NV | 5 | 25 | 25 | Solar Photovoltaic | SUN | PV | 9 | 2014 |  |  | (OP) Operating | [6 empty] | Clark | 35.8894 | -114.9579
58790 | Copper Mountain Solar 3, LLC | 58915 | Copper Mountain Solar 3 | IPP Non-CHP | NV | 6 | 26 | 26 | Solar Photovoltaic | SUN | PV | 10 | 2014 |  |  | (OP) Operating | [6 empty] | Clark | 35.8894 | -114.9579
58790 | Copper Mountain Solar 3, LLC | 58915 | Copper Mountain Solar 3 | IPP Non-CHP | NV | 7 | 26 | 26 | Solar Photovoltaic | SUN | PV | 10 | 2014 |  |  | (OP) Operating | [6 empty] | Clark | 35.8894 | -114.9579
58790 | Copper Mountain Solar 3, LLC | 58915 | Copper Mountain Solar 3 | IPP Non-CHP | NV | 8 | 26 | 26 | Solar Photovoltaic | SUN | PV | 12 | 2014 |  |  | (OP) Operating | [6 empty] | Clark | 35.8894 | -114.9579
58790 | Copper Mountain Solar 3, LLC | 58915 | Copper Mountain Solar 3 | IPP Non-CHP | NV | 9 | 24 | 24 | Solar Photovoltaic | SUN | PV | 1 | 2015 |  |  | (OP) Operating | [6 empty] | Clark | 35.8894 | -114.9579
58661 | Sustainable Power Group, LLC | 58917 | Tioga Solar Morris County 1 LLC | Commercial Non-CHP | NJ | MMIR | 1 | 1 | Solar Photovoltaic | SUN | PV | 2 | 2011 |  |  | (OP) Operating | [6 empty] | Morris | 40.8153 | -74.4758
58791 | Pristine Sun LLC | 58918 | 2081 Terzian Solar Project | IPP Non-CHP | CA | 2081 | 1.2 | 1.2 | Solar Photovoltaic | SUN | PV | 2 | 2014 |  |  | (OP) Operating | [6 empty] | Fresno | 36.67 | -119.4158
58791 | Pristine Sun LLC | 58919 | 2127 Harris Solar Project | IPP Non-CHP | CA | 2127 | 1.3 | 1.3 | Solar Photovoltaic | SUN | PV | 4 | 2014 |  |  | (OP) Operating | [6 empty] | Butte | 39.2917 | -121.6697
58791 | Pristine Sun LLC | 58920 | 2097 Helton Solar Project | IPP Non-CHP | CA | 2097 | 1.5 | 1.5 | Solar Photovoltaic | SUN | PV | 4 | 2014 |  |  | (OP) Operating | [6 empty] | Merced | 37.3522 | -120.5069
58383 | CH4 Biogas LLC | 58921 | Napoleon Biogas | IPP Non-CHP | OH | GEN1 | 1.4 | 1.2 | Other Waste Biomass | OBG | IC | 12 | 2013 |  |  | (OP) Operating | [6 empty] | Henry | 41.3556 | -84.1025
58383 | CH4 Biogas LLC | 58921 | Napoleon Biogas | IPP Non-CHP | OH | GEN2 | 1.4 | 1.2 | Other Waste Biomass | OBG | IC | 12 | 2013 |  |  | (OP) Operating | [6 empty] | Henry | 41.3556 | -84.1025
58793 | Missouri University of Science and Technology | 58923 | Missouri S&T - Power Plant | IPP Non-CHP | MO | 1000 | 1 | 1 | Petroleum Liquids | DFO | IC | 12 | 1988 |  |  | (SB) Standby/Backup: available for service but not normally used | [6 empty] | Phelps | 37.9539 | -91.7744
58795 | Hamilton Wind Energy LLC | 58927 | Story City Wind Project | IPP Non-CHP | IA | WT01 | 1.5 | 1.5 | Onshore Wind Turbine | WND | WT | 10 | 2010 |  |  | (OP) Operating | [6 empty] | Story | 42.2081 | -93.5994
12286 | Melrose Public Utilities | 58929 | Melrose 2 | Electric Utility | MN | 12286 | 1 | 1 | Petroleum Liquids | DFO | IC | 3 | 2014 |  |  | (OP) Operating | [6 empty] | Stearns | 45.6764 | -94.8019
58797 | Norsemen Wind Energy, LLC | 58932 | Traer Wind Project | IPP Non-CHP | IA | WT01 | 1.5 | 1.5 | Onshore Wind Turbine | WND | WT | 10 | 2010 |  |  | (OP) Operating | [6 empty] | Tama | 42.1614 | -92.4425
58801 | Integrys MA Solar, LLC | 58934 | Integrys MA Solar, LLC - Ashburnham Site | IPP Non-CHP | MA | ASH-R | 2.6 | 2.6 | Solar Photovoltaic | SUN | PV | 12 | 2013 |  |  | (OP) Operating | [6 empty] | Worcester | 42.5994 | -71.9419
58801 | Integrys MA Solar, LLC | 58934 | Integrys MA Solar, LLC - Ashburnham Site | IPP Non-CHP | MA | ASH10 | 0.3 | 0.3 | Solar Photovoltaic | SUN | PV | 12 | 2013 |  |  | (OP) Operating | [6 empty] | Worcester | 42.5994 | -71.9419
58800 | Cross Pollination Inc | 58935 | Open View Solar Farm | IPP Non-CHP | VT | PV | 2 | 1.9 | Solar Photovoltaic | SUN | PV | 9 | 2013 |  |  | (OP) Operating | [6 empty] | Addison | 44.1394 | -73.2039
58802 | Walpole Solar 2, LLC | 58936 | Walpole Solar 2 | IPP Non-CHP | MA | WLPL1 | 2.4 | 2.4 | Solar Photovoltaic | SUN | PV | 4 | 2014 |  |  | (OP) Operating | [6 empty] | Norfolk | 42.1172 | -71.2658
58803 | Gardner Solar 1, LLC | 58937 | Gardner Solar 1 | IPP Non-CHP | MA | GRDN1 | 2 | 2 | Solar Photovoltaic | SUN | PV | 5 | 2014 |  |  | (OP) Operating | [6 empty] | Worcester | 42.5864 | -72.0308
59380 | Enel Green Power NA, Inc. | 58938 | Origin Wind | IPP Non-CHP | OK | WT | 150 | 150 | Onshore Wind Turbine | WND | WT | 11 | 2014 |  |  | (OP) Operating | [6 empty] | Murray | 34.4461 | -97.2697
57421 | BayWa r.e Wind LLC | 58939 | Anderson Wind I | IPP Non-CHP | NM | AND1 | 5 | 5 | Onshore Wind Turbine | WND | WT | 12 | 2014 |  |  | (OP) Operating | [6 empty] | Chaves | 33.0294 | -103.8558
57421 | BayWa r.e Wind LLC | 58940 | Anderson Wind II | IPP Non-CHP | NM | AND2 | 10 | 10 | Onshore Wind Turbine | WND | WT | 12 | 2014 |  |  | (OP) Operating | [6 empty] | Chaves | 33.0139 | -103.865
58808 | Rockville Solar I LLC | 58942 | Rockville Solar I LLC | IPP Non-CHP | IN | RVSI | 2.8 | 2.8 | Solar Photovoltaic | SUN | PV | 4 | 2014 |  |  | (OP) Operating | [6 empty] | Marion | 39.7631 | -86.3011
59369 | HXOap Solar One, LLC | 58943 | Halifax | IPP Non-CHP | NC | 1 | 20 | 20 | Solar Photovoltaic | SUN | PV | 12 | 2014 |  |  | (OP) Operating | [6 empty] | Halifax | 36.4419 | -77.7114
39347 | East Texas Electric Coop, Inc | 58944 | Woodville Renewable Power Project | Electric Utility | TX | G1 | 49.9 | 46.5 | Wood/Wood Waste Biomass | WDS | ST | 10 | 2014 |  |  | (OP) Operating | [6 empty] | Tyler | 30.7483 | -94.4375
58809 | Simonds International | 58945 | Simonds | IPP CHP | MA | GEN 1 | 0.6 | 0.6 | Natural Gas Internal Combustion Engine | NG | IC | 12 | 2011 |  |  | (OP) Operating | [6 empty] | Middlesex | 42.5678 | -71.7739
58809 | Simonds International | 58945 | Simonds | IPP CHP | MA | GEN 2 | 0.6 | 0.6 | Natural Gas Internal Combustion Engine | NG | IC | 12 | 2011 |  |  | (OP) Operating | [6 empty] | Middlesex | 42.5678 | -71.7739
58809 | Simonds International | 58945 | Simonds | IPP CHP | MA | GEN 3 | 0.6 | 0.6 | Natural Gas Internal Combustion Engine | NG | IC | 12 | 2011 |  |  | (OP) Operating | [6 empty] | Middlesex | 42.5678 | -71.7739
58811 | Ameresco Dallas LLC | 58946 | Ameresco Dallas LLC | IPP Non-CHP | TX | ENG1 | 1.4 | 1.4 | Landfill Gas | LFG | IC | 2 | 2011 |  |  | (OP) Operating | [6 empty] | Dallas | 32.6486 | -96.6444
58811 | Ameresco Dallas LLC | 58946 | Ameresco Dallas LLC | IPP Non-CHP | TX | ENG2 | 1.4 | 1.4 | Landfill Gas | LFG | IC | 2 | 2011 |  |  | (OP) Operating | [6 empty] | Dallas | 32.6486 | -96.6444
58811 | Ameresco Dallas LLC | 58946 | Ameresco Dallas LLC | IPP Non-CHP | TX | ENG3 | 1.4 | 1.4 | Landfill Gas | LFG | IC | 2 | 2011 |  |  | (OP) Operating | [6 empty] | Dallas | 32.6486 | -96.6444
2265 | Bristol-Myers Squibb Co | 58947 | Bristol Myers Squibb Lawrenceville | IPP Non-CHP | NJ | DG101 | 1.2 | 0.9 | Petroleum Liquids | DFO | IC | 1 | 1991 |  |  | (SB) Standby/Backup: available for service but not normally used | [6 empty] | Mercer | 40.3247 | -74.7078
2265 | Bristol-Myers Squibb Co | 58947 | Bristol Myers Squibb Lawrenceville | IPP Non-CHP | NJ | TG101 | 4.4 | 4 | Natural Gas Fired Combustion Turbine | NG | GT | 4 | 1995 |  |  | (OP) Operating | [6 empty] | Mercer | 40.3247 | -74.7078
2265 | Bristol-Myers Squibb Co | 58948 | Bristol Myers Squibb Wallingford | IPP Non-CHP | CT | DG12 | 0.9 | 0.8 | Petroleum Liquids | DFO | IC | 12 | 1987 |  |  | (SB) Standby/Backup: available for service but not normally used | [6 empty] | New Haven | 41.4836 | -72.7564
2265 | Bristol-Myers Squibb Co | 58948 | Bristol Myers Squibb Wallingford | IPP Non-CHP | CT | DG3 | 2 | 1.8 | Petroleum Liquids | DFO | IC | 12 | 2002 |  |  | (SB) Standby/Backup: available for service but not normally used | [6 empty] | New Haven | 41.4836 | -72.7564
2265 | Bristol-Myers Squibb Co | 58948 | Bristol Myers Squibb Wallingford | IPP Non-CHP | CT | SOL | 4.8 | 4.6 | Natural Gas Fired Combustion Turbine | NG | GT | 12 | 1998 |  |  | (OP) Operating | [6 empty] | New Haven | 41.4836 | -72.7564
58812 | GLT Cloverdale Solar LLC | 58949 | Cloverdale Solar I | IPP Non-CHP | CA | TBD | 1.5 | 1.5 | Solar Photovoltaic | SUN | PV | 6 | 2014 |  |  | (OP) Operating | [6 empty] | Sonoma | 38.7731 | -123.0178
58816 | Dessie Solar Center LLC | 58952 | Dessie Solar Center LLC | IPP Non-CHP | NC | DESS | 4.8 | 4.8 | Solar Photovoltaic | SUN | PV | 11 | 2014 |  |  | (OP) Operating | [6 empty] | Columbus | 34.3028 | -78.8358
58817 | Rockville Solar II, LLC | 58953 | Rockville Solar II, LLC | IPP Non-CHP | IN | RVSII | 2.7 | 2.7 | Solar Photovoltaic | SUN | PV | 8 | 2014 |  |  | (OP) Operating | [6 empty] | Marion | 39.7669 | -86.3
57313 | SolarCity Corporation | 58954 | Intel Folsom Phase 2 | IPP Non-CHP | CA | PV | 1 | 1 | Solar Photovoltaic | SUN | PV | 10 | 2012 |  |  | (OP) Operating | [6 empty] | Sacramento | 38.6436 | -121.1639
58818 | BearPond Solar Center LLC | 58955 | BearPond Solar Center LLC | IPP Non-CHP | NC | BEAR | 4.8 | 4.8 | Solar Photovoltaic | SUN | PV | 12 | 2014 |  |  | (OP) Operating | [6 empty] | Vance | 36.2761 | -78.3772
58820 | Shankle Solar Center LLC | 58956 | Shankle Solar Center LLC | IPP Non-CHP | NC | SHAN | 4.8 | 4.8 | Solar Photovoltaic | SUN | PV | 1 | 2015 |  |  | (OP) Operating | [6 empty] | Hoke | 34.9439 | -79.1958
58819 | Graham Solar Center LLC | 58957 | Graham Solar Center LLC | IPP Non-CHP | NC | GRAH | 4.8 | 4.8 | Solar Photovoltaic | SUN | PV | 12 | 2014 |  |  | (OP) Operating | [6 empty] | Columbus | 34.3097 | -79.0144
58821 | Camelot Wind LLC | 58958 | Camelot Wind LLC | IPP Non-CHP | MA | CMLTW | 1.5 | 1.5 | Onshore Wind Turbine | WND | WT | 10 | 2012 |  |  | (OP) Operating | [6 empty] | Plymouth | 41.9253 | -70.64
58822 | MC Power Companies Inc | 58959 | Butler Solar Power Project | IPP Non-CHP | MO | BSF1 | 2.8 | 2.8 | Solar Photovoltaic | SUN | PV | 3 | 2014 |  |  | (OP) Operating | [6 empty] | Bates | 38.27 | -94.35
58824 | City of Santa Rosa | 58960 | Subregional Water Reclamation Facility | Commercial CHP | CA | S200 | 1.1 | 1.1 | Other Waste Biomass | OBG | IC | 3 | 2013 |  |  | (OP) Operating | [6 empty] | Sonoma | 38.3689 | -122.7658
58824 | City of Santa Rosa | 58960 | Subregional Water Reclamation Facility | Commercial CHP | CA | S201 | 1.1 | 1.1 | Other Waste Biomass | OBG | IC | 3 | 2013 |  |  | (OP) Operating | [6 empty] | Sonoma | 38.3689 | -122.7658
58824 | City of Santa Rosa | 58960 | Subregional Water Reclamation Facility | Commercial CHP | CA | S202 | 1.1 | 1.1 | Other Waste Biomass | OBG | IC | 3 | 2013 |  |  | (OP) Operating | [6 empty] | Sonoma | 38.3689 | -122.7658
58824 | City of Santa Rosa | 58960 | Subregional Water Reclamation Facility | Commercial CHP | CA | S203 | 1.1 | 1.1 | Other Waste Biomass | OBG | IC | 3 | 2013 |  |  | (OP) Operating | [6 empty] | Sonoma | 38.3689 | -122.7658
57313 | SolarCity Corporation | 58961 | Oregon University System OIT Klamath Fal | IPP Non-CHP | OR | PV | 2 | 2 | Solar Photovoltaic | SUN | PV | 1 | 2014 |  |  | (OP) Operating | [6 empty] | Klamath | 42.2542 | -121.785
57313 | SolarCity Corporation | 58963 | Las Virgenes Municipal Water District | IPP Non-CHP | CA | PV | 1 | 1 | Solar Photovoltaic | SUN | PV | 2 | 2014 |  |  | (OP) Operating | [6 empty] | Los Angeles | 34.1361 | -118.7019
58825 | WE 90 Technology Drive LLC | 58964 | Technology Drive Solar | IPP Non-CHP | VT | PV1 | 2 | 2 | Solar Photovoltaic | SUN | PV | 9 | 2014 |  |  | (OP) Operating | [6 empty] | Windham | 42.8761 | -72.5658
12199 | Montana-Dakota Utilities Co | 58965 | Thunder Spirit Wind, LLC | Electric Utility | ND | THNDR | 107.5 | 107.5 | Onshore Wind Turbine | WND | WT | 12 | 2015 |  |  | (OP) Operating | [6 empty] | Adams | 46.075 | -102.5633
60025 | Greenbacker Renewable Energy Corporation | 58966 | Fairfield Wind | IPP Non-CHP | MT | T 1-6 | 10 | 10 | Onshore Wind Turbine | WND | WT | 5 | 2014 |  |  | (OP) Operating | [6 empty] | Teton | 47.7233 | -111.9653
58834 | CH4 Power Inc | 58967 | IDE 1 LLC | IPP Non-CHP | ID | UNIT1 | 0.8 | 0.8 | Other Waste Biomass | OBG | IC | 5 | 2012 |  |  | (OP) Operating | [6 empty] | Jerome | 42.7569 | -114.2219
58834 | CH4 Power Inc | 58967 | IDE 1 LLC | IPP Non-CHP | ID | UNIT2 | 0.8 | 0.8 | Other Waste Biomass | OBG | IC | 5 | 2012 |  |  | (OP) Operating | [6 empty] | Jerome | 42.7569 | -114.2219
58834 | CH4 Power Inc | 58967 | IDE 1 LLC | IPP Non-CHP | ID | UNIT3 | 0.8 | 0.8 | Other Waste Biomass | OBG | IC | 5 | 2012 |  |  | (OP) Operating | [6 empty] | Jerome | 42.7569 | -114.2219
58834 | CH4 Power Inc | 58968 | IDE 2 LLC | IPP Non-CHP | ID | UNIT1 | 1.5 | 1.5 | Other Waste Biomass | OBG | IC | 11 | 2012 |  |  | (OP) Operating | [6 empty] | Jerome | 42.7569 | -114.6133
58834 | CH4 Power Inc | 58968 | IDE 2 LLC | IPP Non-CHP | ID | UNIT2 | 1.5 | 1.5 | Other Waste Biomass | OBG | IC | 11 | 2012 |  |  | (OP) Operating | [6 empty] | Jerome | 42.7569 | -114.6133
58834 | CH4 Power Inc | 58968 | IDE 2 LLC | IPP Non-CHP | ID | UNIT3 | 1.5 | 1.5 | Other Waste Biomass | OBG | IC | 11 | 2012 |  |  | (OP) Operating | [6 empty] | Jerome | 42.7569 | -114.6133
58834 | CH4 Power Inc | 58969 | IDE 3 LLC | IPP Non-CHP | ID | UNIT1 | 0.8 | 0.8 | Other Waste Biomass | OBG | IC | 11 | 2012 |  |  | (OP) Operating | [6 empty] | Gooding | 42.8661 | -114.7928
58834 | CH4 Power Inc | 58969 | IDE 3 LLC | IPP Non-CHP | ID | UNIT2 | 0.8 | 0.8 | Other Waste Biomass | OBG | IC | 11 | 2012 |  |  | (OP) Operating | [6 empty] | Gooding | 42.8661 | -114.7928
58834 | CH4 Power Inc | 58970 | IDE 4 LLC | IPP Non-CHP | ID | UNIT1 | 1.1 | 1.1 | Other Waste Biomass | OBG | IC | 3 | 2013 |  |  | (OP) Operating | [6 empty] | Jerome | 42.6825 | -114.6281
58834 | CH4 Power Inc | 58970 | IDE 4 LLC | IPP Non-CHP | ID | UNIT2 | 1.1 | 1.1 | Other Waste Biomass | OBG | IC | 3 | 2013 |  |  | (OP) Operating | [6 empty] | Jerome | 42.6825 | -114.6281
58834 | CH4 Power Inc | 58970 | IDE 4 LLC | IPP Non-CHP | ID | UNIT3 | 1.1 | 1.1 | Other Waste Biomass | OBG | IC | 3 | 2013 |  |  | (OP) Operating | [6 empty] | Jerome | 42.6825 | -114.6281
58834 | CH4 Power Inc | 58971 | California Dairy Energy I LLC | IPP Non-CHP | CA | UNIT1 | 1.1 | 1.1 | Other Waste Biomass | OBG | IC | 5 | 2012 |  |  | (OP) Operating | [6 empty] | Tulare | 36.295 | -119.4167
58834 | CH4 Power Inc | 58971 | California Dairy Energy I LLC | IPP Non-CHP | CA | UNIT2 | 1.1 | 1.1 | Other Waste Biomass | OBG | IC | 5 | 2012 |  |  | (OP) Operating | [6 empty] | Tulare | 36.295 | -119.4167
58834 | CH4 Power Inc | 58971 | California Dairy Energy I LLC | IPP Non-CHP | CA | UNIT3 | 1.1 | 1.1 | Other Waste Biomass | OBG | IC | 5 | 2012 |  |  | (OP) Operating | [6 empty] | Tulare | 36.295 | -119.4167
24211 | Tucson Electric Power Co | 58972 | Fort Huachuca Solar PV Project | Electric Utility | AZ | FHUAC | 13.6 | 13.6 | Solar Photovoltaic | SUN | PV | 12 | 2014 |  |  | (OP) Operating | [6 empty] | Cochise | 31.5553 | -110.35
56769 | Consolidated Edison Development Inc. | 58973 | White River Solar 2 | IPP Non-CHP | CA | W2CA | 19.8 | 19.8 | Solar Photovoltaic | SUN | PV | 9 | 2014 |  |  | (OP) Operating | [6 empty] | Tulare | 35.8747 | -119.0461
58837 | Fairview Farms Solar LLC | 58974 | Fairview Farms Solar | IPP Non-CHP | MA | PV1 | 2 | 0.8 | Solar Photovoltaic | SUN | PV | 6 | 2014 |  |  | (OP) Operating | [6 empty] | Franklin | 42.4597 | -72.6103
10210 | Ketchikan Public Utilities | 58977 | Whitman | Electric Utility | AK | WPG-1 | 3.9 | 3.9 | Conventional Hydroelectric | WAT | HY | 1 | 2015 |  |  | (OP) Operating | [6 empty] | Ketchikan Gateway | 55.3281 | -131.5308
10210 | Ketchikan Public Utilities | 58977 | Whitman | Electric Utility | AK | WPG-2 | 0.9 | 0.9 | Conventional Hydroelectric | WAT | HY | 1 | 2015 |  |  | (OP) Operating | [6 empty] | Ketchikan Gateway | 55.3281 | -131.5308
58839 | Central Valley Ag Power LLC | 58978 | Central Valley Ag Power | IPP Non-CHP | CA | CVAP | 1.5 | 1.5 | Other Waste Biomass | OBG | IC | 3 | 2014 |  |  | (OP) Operating | [6 empty] | Stanislaus | 37.7197 | -120.8986
222 | City of Akron | 58980 | Akron WRF | Commercial CHP | OH | 2G-1 | 0.6 | 0.6 | Other Waste Biomass | OBG | IC | 5 | 2014 |  |  | (OP) Operating | [6 empty] | Summit | 41.1533 | -81.5689
222 | City of Akron | 58980 | Akron WRF | Commercial CHP | OH | 2G-2 | 0.6 | 0.6 | Other Waste Biomass | OBG | IC | 5 | 2014 |  |  | (OP) Operating | [6 empty] | Summit | 41.1533 | -81.5689
222 | City of Akron | 58980 | Akron WRF | Commercial CHP | OH | 2G-3 | 0.6 | 0.6 | Other Waste Biomass | OBG | IC | 5 | 2014 |  |  | (OP) Operating | [6 empty] | Summit | 41.1533 | -81.5689
58841 | Broken Bow Wind II, LLC | 58981 | Broken Bow Wind II, LLC | IPP Non-CHP | NE | BBII | 73.1 | 73.1 | Onshore Wind Turbine | WND | WT | 10 | 2014 |  |  | (OP) Operating | [6 empty] | Custer | 41.3239 | -99.3231
58468 | Dominion Renewable Energy | 58983 | RE Camelot LLC | IPP Non-CHP | CA | 1 | 45 | 45 | Solar Photovoltaic | SUN | PV | 12 | 2014 |  |  | (OP) Operating | [6 empty] | Kern | 35.0267 | -118.1856
58468 | Dominion Renewable Energy | 58984 | RE Adams East, LLC | IPP Non-CHP | CA | 1 | 19 | 19 | Solar Photovoltaic | SUN | PV | 12 | 2014 |  |  | (OP) Operating | [6 empty] | Fresno | 36.6175 | -120.2908
58468 | Dominion Renewable Energy | 58985 | RE Kansas Solar, LLC | IPP Non-CHP | CA | 1 | 20 | 20 | Solar Photovoltaic | SUN | PV | 12 | 2014 |  |  | (OP) Operating | [6 empty] | Kings | 36.2478 | -119.8339
58468 | Dominion Renewable Energy | 58986 | RE Old River One, LLC | IPP Non-CHP | CA | 1 | 20 | 20 | Solar Photovoltaic | SUN | PV | 12 | 2014 |  |  | (OP) Operating | [6 empty] | Kern | 35.2233 | -119.0889
11824 | Matanuska Electric Assn Inc | 58989 | Eklutna Generation Station | Electric Utility | AK | EGS01 | 17.1 | 16.5 | Natural Gas Internal Combustion Engine | NG | IC | 4 | 2015 |  |  | (OP) Operating | [6 empty] | Anchorage | 61.4578 | -149.3514
11824 | Matanuska Electric Assn Inc | 58989 | Eklutna Generation Station | Electric Utility | AK | EGS02 | 17.1 | 16.5 | Natural Gas Internal Combustion Engine | NG | IC | 4 | 2015 |  |  | (OP) Operating | [6 empty] | Anchorage | 61.4578 | -149.3514
11824 | Matanuska Electric Assn Inc | 58989 | Eklutna Generation Station | Electric Utility | AK | EGS03 | 17.1 | 16.5 | Natural Gas Internal Combustion Engine | NG | IC | 4 | 2015 |  |  | (OP) Operating | [6 empty] | Anchorage | 61.4578 | -149.3514
11824 | Matanuska Electric Assn Inc | 58989 | Eklutna Generation Station | Electric Utility | AK | EGS04 | 17.1 | 16.5 | Natural Gas Internal Combustion Engine | NG | IC | 4 | 2015 |  |  | (OP) Operating | [6 empty] | Anchorage | 61.4578 | -149.3514
11824 | Matanuska Electric Assn Inc | 58989 | Eklutna Generation Station | Electric Utility | AK | EGS05 | 17.1 | 16.5 | Natural Gas Internal Combustion Engine | NG | IC | 4 | 2015 |  |  | (OP) Operating | [6 empty] | Anchorage | 61.4578 | -149.3514
11824 | Matanuska Electric Assn Inc | 58989 | Eklutna Generation Station | Electric Utility | AK | EGS06 | 17.1 | 16.5 | Natural Gas Internal Combustion Engine | NG | IC | 4 | 2015 |  |  | (OP) Operating | [6 empty] | Anchorage | 61.4578 | -149.3514
11824 | Matanuska Electric Assn Inc | 58989 | Eklutna Generation Station | Electric Utility | AK | EGS07 | 17.1 | 16.5 | Natural Gas Internal Combustion Engine | NG | IC | 2 | 2015 |  |  | (OP) Operating | [6 empty] | Anchorage | 61.4578 | -149.3514
11824 | Matanuska Electric Assn Inc | 58989 | Eklutna Generation Station | Electric Utility | AK | EGS08 | 17.1 | 16.5 | Natural Gas Internal Combustion Engine | NG | IC | 2 | 2015 |  |  | (OP) Operating | [6 empty] | Anchorage | 61.4578 | -149.3514
11824 | Matanuska Electric Assn Inc | 58989 | Eklutna Generation Station | Electric Utility | AK | EGS09 | 17.1 | 16.5 | Natural Gas Internal Combustion Engine | NG | IC | 2 | 2015 |  |  | (OP) Operating | [6 empty] | Anchorage | 61.4578 | -149.3514
11824 | Matanuska Electric Assn Inc | 58989 | Eklutna Generation Station | Electric Utility | AK | EGS10 | 17.1 | 16.5 | Natural Gas Internal Combustion Engine | NG | IC | 2 | 2015 |  |  | (OP) Operating | [6 empty] | Anchorage | 61.4578 | -149.3514
58468 | Dominion Renewable Energy | 58990 | RE Columbia Two, LLC | IPP Non-CHP | CA | 1 | 15 | 15 | Solar Photovoltaic | SUN | PV | 12 | 2014 |  |  | (OP) Operating | [6 empty] | Kern | 35.0267 | -118.1856
58468 | Dominion Renewable Energy | 58991 | RE Kent South, LLC | IPP Non-CHP | CA | 1 | 20 | 20 | Solar Photovoltaic | SUN | PV | 12 | 2014 |  |  | (OP) Operating | [6 empty] | Kings | 36.2261 | -119.9053
58844 | Dept of Corrections NCCI Wind | 58992 | Dept of Corrections NCCI Wind | Commercial Non-CHP | MA | WND-1 | 1.7 | 1.7 | Onshore Wind Turbine | WND | WT | 11 | 2013 |  |  | (OP) Operating | [6 empty] | Worcester | 42.5722 | -71.9447
58844 | Dept of Corrections NCCI Wind | 58992 | Dept of Corrections NCCI Wind | Commercial Non-CHP | MA | WND-2 | 1.7 | 1.7 | Onshore Wind Turbine | WND | WT | 11 | 2013 |  |  | (OP) Operating | [6 empty] | Worcester | 42.5722 | -71.9447
58845 | Pine Tree Landfill | 58993 | Pine Tree Landfill Gas to Energy | IPP Non-CHP | ME | 3201 | 1.1 | 0.9 | Landfill Gas | LFG | IC | 1 | 2008 |  |  | (OP) Operating | [6 empty] | Penobscot | 44.7686 | -68.8617
58845 | Pine Tree Landfill | 58993 | Pine Tree Landfill Gas to Energy | IPP Non-CHP | ME | 3202 | 1.1 | 0.9 | Landfill Gas | LFG | IC | 1 | 2008 |  |  | (OP) Operating | [6 empty] | Penobscot | 44.7686 | -68.8617
58845 | Pine Tree Landfill | 58993 | Pine Tree Landfill Gas to Energy | IPP Non-CHP | ME | 3203 | 1.1 | 0.9 | Landfill Gas | LFG | IC | 1 | 2008 |  |  | (OP) Operating | [6 empty] | Penobscot | 44.7686 | -68.8617
59394 | NextEra Energy Resources Breckinridge | 58994 | Breckinridge Wind Project LLC | IPP Non-CHP | OK | BWP | 98.8 | 98.8 | Onshore Wind Turbine | WND | WT | 8 | 2015 |  |  | (OP) Operating | [6 empty] | Garfield | 36.4769 | -97.6856
58828 | St. Olaf College | 58995 | St. Olaf Wind Turbine | IPP Non-CHP | MN | OLFWT | 1.6 | 1.6 | Onshore Wind Turbine | WND | WT | 9 | 2006 |  |  | (OP) Operating | [6 empty] | Rice | 44.4622 | -93.1928
58828 | St. Olaf College | 58996 | St. Olaf StandBy Generators | IPP Non-CHP | MN | SBIC1 | 0.5 | 0.4 | Petroleum Liquids | DFO | IC | 6 | 1999 |  |  | (SB) Standby/Backup: available for service but not normally used | [6 empty] | Rice | 44.4611 | -93.1808
58828 | St. Olaf College | 58996 | St. Olaf StandBy Generators | IPP Non-CHP | MN | SBIC2 | 1.8 | 1.7 | Petroleum Liquids | DFO | IC | 6 | 1999 |  |  | (SB) Standby/Backup: available for service but not normally used | [6 empty] | Rice | 44.4611 | -93.1808
58828 | St. Olaf College | 58996 | St. Olaf StandBy Generators | IPP Non-CHP | MN | SBIC3 | 1.8 | 1.7 | Petroleum Liquids | DFO | IC | 6 | 1999 |  |  | (SB) Standby/Backup: available for service but not normally used | [6 empty] | Rice | 44.4611 | -93.1808
59380 | Enel Green Power NA, Inc. | 58998 | Goodwell Wind Project LLC | IPP Non-CHP | OK | GWWP | 200 | 200 | Onshore Wind Turbine | WND | WT | 12 | 2015 |  |  | (OP) Operating | [6 empty] | Texas | 36.5414 | -101.5656
59380 | Enel Green Power NA, Inc. | 58999 | Little Elk Wind Project LLC | IPP Non-CHP | OK | LEWP | 74 | 74 | Onshore Wind Turbine | WND | WT | 12 | 2015 |  |  | (OP) Operating | [6 empty] | Washita | 35.1947 | -98.9072
15477 | Public Service Elec & Gas Co | 59001 | Parkland Landfill Solar | Electric Utility | NJ | PARK | 7.8 | 7.8 | Solar Photovoltaic | SUN | PV | 1 | 2015 |  |  | (OP) Operating | [6 empty] | Burlington | 40.1275 | -74.7108
56990 | NJR Clean Energy Ventures Corporation | 59003 | Two Dot Wind Farm | IPP Non-CHP | MT | 1 | 9.7 | 9.7 | Onshore Wind Turbine | WND | WT | 6 | 2014 |  |  | (OP) Operating | [6 empty] | Wheatland | 46.4494 | -110.0872
58661 | Sustainable Power Group, LLC | 59008 | Woodmere Solar Farm | IPP Non-CHP | CA | PV1 | 15 | 15 | Solar Photovoltaic | SUN | PV | 12 | 2015 |  |  | (OP) Operating | [6 empty] | Kern | 35.3231 | -118.8214
58661 | Sustainable Power Group, LLC | 59009 | Hayworth Solar | IPP Non-CHP | CA | PV1 | 27 | 27 | Solar Photovoltaic | SUN | PV | 12 | 2015 |  |  | (OP) Operating | [6 empty] | kern | 35.3253 | -118.8786
17650 | Southern Power Co | 59010 | Macho Springs | IPP Non-CHP | NM | MSS1 | 52.2 | 55 | Solar Photovoltaic | SUN | PV | 5 | 2014 |  |  | (OP) Operating | [6 empty] | Luna | 32.57 | -107.48
58860 | Southbridge Recycling and Disposal Park, Inc | 59011 | Southbridge Landfill Gas-to-Energy | IPP Non-CHP | MA | CAT | 1.6 | 1.5 | Landfill Gas | LFG | IC | 10 | 2011 |  |  | (OP) Operating | [6 empty] | Worcester | 42.1044 | -72.0325
58862 | DC Water | 59012 | DC Water CHP | IPP CHP | DC | TURB1 | 4.7 | 4 | Other Waste Biomass | OBG | GT | 6 | 2015 |  |  | (OP) Operating | [6 empty] | District of Columbia | 38.8206 | -77.0183
58862 | DC Water | 59012 | DC Water CHP | IPP CHP | DC | TURB2 | 4.7 | 4 | Other Waste Biomass | OBG | GT | 6 | 2015 |  |  | (OP) Operating | [6 empty] | District of Columbia | 38.8206 | -77.0183
58862 | DC Water | 59012 | DC Water CHP | IPP CHP | DC | TURB3 | 4.7 | 4 | Other Waste Biomass | OBG | GT | 7 | 2015 |  |  | (OP) Operating | [6 empty] | District of Columbia | 38.8206 | -77.0183
58863 | Main Street Power | 59013 | Scituate PV | IPP Non-CHP | MA | SCT | 2.5 | 2.5 | Solar Photovoltaic | SUN | PV | 10 | 2013 |  |  | (OP) Operating | [6 empty] | Plymouth | 42.1775 | -70.7406
58863 | Main Street Power | 59014 | Bolton PV | IPP Non-CHP | MA | BLT | 4.9 | 4.9 | Solar Photovoltaic | SUN | PV | 12 | 2013 |  |  | (OP) Operating | [6 empty] | Worcester | 42.4497 | -71.6431
58863 | Main Street Power | 59015 | Stow PV | IPP Non-CHP | MA | STW | 2 | 2 | Solar Photovoltaic | SUN | PV | 12 | 2013 |  |  | (OP) Operating | [6 empty] | Middlesex | 42.4369 | -71.5061
58864 | Lake County Solar LLC | 59018 | East Chicago | IPP Non-CHP | IN | 1 | 2 | 2 | Solar Photovoltaic | SUN | PV | 3 | 2013 |  |  | (OP) Operating | [6 empty] | Lake | 41.6322 | -87.4692
58864 | Lake County Solar LLC | 59019 | Griffith | IPP Non-CHP | IN | 1 | 2 | 2 | Solar Photovoltaic | SUN | PV | 3 | 2013 |  |  | (OP) Operating | [6 empty] | Lake | 41.5214 | -87.4361
803 | Arizona Public Service Co | 59020 | Gila Bend | Electric Utility | AZ | PV1 | 32 | 32 | Solar Photovoltaic | SUN | PV | 10 | 2014 |  |  | (OP) Operating | [6 empty] | Maricopa | 32.9408 | -112.8814
58865 | Hoopeston Wind LLC | 59021 | Hoopeston Wind LLC | IPP Non-CHP | IL | HOO1 | 98 | 98 | Onshore Wind Turbine | WND | WT | 3 | 2015 |  |  | (OP) Operating | [6 empty] | Vermilion | 40.3997 | -87.7992
58867 | Kingston Wind Independence | 59022 | Kingston Wind Independence | IPP Non-CHP | MA | 1 | 2 | 2 | Onshore Wind Turbine | WND | WT | 5 | 2012 |  |  | (OP) Operating | [6 empty] | Plymouth | 41.9789 | -70.7158
58866 | Ipswich Wind Independence | 59023 | Ipswich Wind Independence | IPP Non-CHP | MA | GEN 1 | 2 | 2 | Onshore Wind Turbine | WND | WT | 12 | 2012 |  |  | (OP) Operating | [6 empty] | Essex | 42.7172 | -70.8464
58869 | Case Western Reserve University | 59024 | Euclid Farm, Stamco N-54 | IPP Non-CHP | OH | N-54 | 1 | 1 | Onshore Wind Turbine | WND | WT | 10 | 2012 |  |  | (OP) Operating | [6 empty] | Cuyahoga | 41.6022 | -81.4969
58870 | City Council of Baltimore City | 59026 | Back River Waste Water Treatment | IPP Non-CHP | MD | CHP 1 | 1.1 | 0.9 | Other Waste Biomass | OBG | IC | 1 | 2009 |  |  | (OP) Operating | [6 empty] | Baltimore City | 39.2997 | -76.4942
58870 | City Council of Baltimore City | 59026 | Back River Waste Water Treatment | IPP Non-CHP | MD | CHP 2 | 1.1 | 0.9 | Other Waste Biomass | OBG | IC | 1 | 2009 |  |  | (OP) Operating | [6 empty] | Baltimore City | 39.2997 | -76.4942
58870 | City Council of Baltimore City | 59026 | Back River Waste Water Treatment | IPP Non-CHP | MD | SOLAR | 0.8 | 0.8 | Solar Photovoltaic | SUN | PV | 3 | 2012 |  |  | (OP) Operating | [6 empty] | Baltimore City | 39.2997 | -76.4942
58871 | Citizens Enterprises Corporation | 59028 | Agawam Solar | IPP Non-CHP | MA | 0028 | 1.5 | 1.5 | Solar Photovoltaic | SUN | PV | 3 | 2012 |  |  | (OP) Operating | [6 empty] | Hampden | 42.0819 | -72.6144
58871 | Citizens Enterprises Corporation | 59029 | Rehoboth Solar | IPP Non-CHP | MA | 0040 | 2 | 2 | Solar Photovoltaic | SUN | PV | 12 | 2013 |  |  | (OP) Operating | [6 empty] | Bristol | 41.9017 | -71.2425
58871 | Citizens Enterprises Corporation | 59030 | Chicopee Solar | IPP Non-CHP | MA | 0036 | 3 | 3 | Solar Photovoltaic | SUN | PV | 12 | 2013 |  |  | (OP) Operating | [6 empty] | Hampden | 42.1856 | -72.5825
58871 | Citizens Enterprises Corporation | 59031 | Route 57 Solar | IPP Non-CHP | MA | 0027 | 1.5 | 1.5 | Solar Photovoltaic | SUN | PV | 3 | 2013 |  |  | (OP) Operating | [6 empty] | Hampden | 42.0589 | -72.6642
58871 | Citizens Enterprises Corporation | 59032 | EBZ Solar | IPP Non-CHP | MA | 0031 | 2.5 | 2.5 | Solar Photovoltaic | SUN | PV | 1 | 2013 |  |  | (OP) Operating | [6 empty] | Middlesex | 42.5706 | -71.625
58871 | Citizens Enterprises Corporation | 59033 | Whately Solar | IPP Non-CHP | MA | 0024 | 1.5 | 1.5 | Solar Photovoltaic | SUN | PV | 3 | 2013 |  |  | (OP) Operating | [6 empty] | Franklin | 42.4461 | -72.6236
58872 | Shannon Wind LLC | 59034 | Shannon Wind | IPP Non-CHP | TX | SHAN1 | 204 | 204 | Onshore Wind Turbine | WND | WT | 12 | 2015 |  |  | (OP) Operating | [6 empty] | Clay | 33.5097 | -98.3608
58873 | Green Energy Team LLC | 59035 | Biomass to Energy Facility, Kauai | IPP Non-CHP | HI | MKA1 | 9.3 | 8.3 | Other Waste Biomass | AB | ST | 1 | 2016 |  |  | (OP) Operating | [6 empty] | Kauai | 21.9653 | -159.4606
58873 | Green Energy Team LLC | 59035 | Biomass to Energy Facility, Kauai | IPP Non-CHP | HI | XKA1 | 0.5 | 0.5 | Petroleum Liquids | DFO | IC | 5 | 2014 |  |  | (OP) Operating | [6 empty] | Kauai | 21.9653 | -159.4606
58873 | Green Energy Team LLC | 59035 | Biomass to Energy Facility, Kauai | IPP Non-CHP | HI | XKA2 | 0.5 | 0.5 | Petroleum Liquids | DFO | IC | 5 | 2014 |  |  | (OP) Operating | [6 empty] | Kauai | 21.9653 | -159.4606
58661 | Sustainable Power Group, LLC | 59038 | Battleground | IPP Non-CHP | NC | GEN1 | 3.5 | 3.5 | Solar Photovoltaic | SUN | PV | 12 | 2013 |  |  | (OP) Operating | [6 empty] | Cleveland | 35.22 | -81.33
58876 | Beulaville Solar LLC | 59039 | Beulaville | IPP Non-CHP | NC | GEN 1 | 2 | 2 | Solar Photovoltaic | SUN | PV | 12 | 2013 |  |  | (OP) Operating | [6 empty] | Duplin | 34.9 | -77.78
58877 | Blue Heron Hydro LLC | 59040 | Ball Mountain Hydro | IPP Non-CHP | VT | GEN 1 | 0.2 | 0.2 | Conventional Hydroelectric | WAT | HY | 4 | 2016 |  |  | (OP) Operating | [6 empty] | Windham | 43.1269 | -72.7761
58877 | Blue Heron Hydro LLC | 59040 | Ball Mountain Hydro | IPP Non-CHP | VT | GEN 2 | 0.2 | 0.2 | Conventional Hydroelectric | WAT | HY | 4 | 2016 |  |  | (OP) Operating | [6 empty] | Windham | 43.1269 | -72.7761
58877 | Blue Heron Hydro LLC | 59040 | Ball Mountain Hydro | IPP Non-CHP | VT | GEN 3 | 0.2 | 0.2 | Conventional Hydroelectric | WAT | HY | 4 | 2016 |  |  | (OP) Operating | [6 empty] | Windham | 43.1269 | -72.7761
58877 | Blue Heron Hydro LLC | 59040 | Ball Mountain Hydro | IPP Non-CHP | VT | GEN 5 | 0.2 | 0.2 | Conventional Hydroelectric | WAT | HY | 4 | 2016 |  |  | (OP) Operating | [6 empty] | Windham | 43.1269 | -72.7761
58877 | Blue Heron Hydro LLC | 59040 | Ball Mountain Hydro | IPP Non-CHP | VT | GEN 6 | 0.2 | 0.2 | Conventional Hydroelectric | WAT | HY | 4 | 2016 |  |  | (OP) Operating | [6 empty] | Windham | 43.1269 | -72.7761
58877 | Blue Heron Hydro LLC | 59040 | Ball Mountain Hydro | IPP Non-CHP | VT | GEN 7 | 0.2 | 0.2 | Conventional Hydroelectric | WAT | HY | 4 | 2016 |  |  | (OP) Operating | [6 empty] | Windham | 43.1269 | -72.7761
58877 | Blue Heron Hydro LLC | 59040 | Ball Mountain Hydro | IPP Non-CHP | VT | GEN 8 | 0.2 | 0.2 | Conventional Hydroelectric | WAT | HY | 4 | 2016 |  |  | (OP) Operating | [6 empty] | Windham | 43.1269 | -72.7761
58877 | Blue Heron Hydro LLC | 59040 | Ball Mountain Hydro | IPP Non-CHP | VT | GEN 9 | 0.2 | 0.2 | Conventional Hydroelectric | WAT | HY | 4 | 2016 |  |  | (OP) Operating | [6 empty] | Windham | 43.1269 | -72.7761
58877 | Blue Heron Hydro LLC | 59040 | Ball Mountain Hydro | IPP Non-CHP | VT | GEN10 | 0.2 | 0.2 | Conventional Hydroelectric | WAT | HY | 4 | 2016 |  |  | (OP) Operating | [6 empty] | Windham | 43.1269 | -72.7761
58877 | Blue Heron Hydro LLC | 59040 | Ball Mountain Hydro | IPP Non-CHP | VT | GEN11 | 0.2 | 0.2 | Conventional Hydroelectric | WAT | HY | 4 | 2016 |  |  | (OP) Operating | [6 empty] | Windham | 43.1269 | -72.7761
58877 | Blue Heron Hydro LLC | 59040 | Ball Mountain Hydro | IPP Non-CHP | VT | GEN12 | 0.2 | 0.2 | Conventional Hydroelectric | WAT | HY | 4 | 2016 |  |  | (OP) Operating | [6 empty] | Windham | 43.1269 | -72.7761
58877 | Blue Heron Hydro LLC | 59040 | Ball Mountain Hydro | IPP Non-CHP | VT | GEN4 | 0.2 | 0.2 | Conventional Hydroelectric | WAT | HY | 4 | 2016 |  |  | (OP) Operating | [6 empty] | Windham | 43.1269 | -72.7761
58661 | Sustainable Power Group, LLC | 59042 | Ellerbe | IPP Non-CHP | NC | GEN 1 | 2 | 2 | Solar Photovoltaic | SUN | PV | 12 | 2013 |  |  | (OP) Operating | [6 empty] | Richmond | 35.1 | -79.73
58682 | WR-TGC Solar Generation IV LLC | 59043 | West Davisville Solar | IPP Non-CHP | RI | PV1 | 2 | 2 | Solar Photovoltaic | SUN | PV | 12 | 2013 |  |  | (OP) Operating | [6 empty] | Washington | 41.6036 | -71.4772
19728 | UNS Electric, Inc | 59044 | Rio Rico Solar | Electric Utility | AZ | RRSF | 6 | 6 | Solar Photovoltaic | SUN | PV | 3 | 2014 |  |  | (OP) Operating | [6 empty] | Santa Cruz | 31.5 | -111.0081
10035 | Kansas Municipal Energy Agency | 59045 | Jameson Energy Center | Electric Utility | KS | JEC1 | 9.2 | 9 | Natural Gas Internal Combustion Engine | NG | IC | 6 | 2014 |  |  | (OP) Operating | [6 empty] | Finney | 37.9547 | -100.8306
10035 | Kansas Municipal Energy Agency | 59045 | Jameson Energy Center | Electric Utility | KS | JEC2 | 9.2 | 9 | Natural Gas Internal Combustion Engine | NG | IC | 6 | 2014 |  |  | (OP) Operating | [6 empty] | Finney | 37.9547 | -100.8306
10035 | Kansas Municipal Energy Agency | 59045 | Jameson Energy Center | Electric Utility | KS | JEC3 | 9.2 | 9 | Natural Gas Internal Combustion Engine | NG | IC | 6 | 2014 |  |  | (OP) Operating | [6 empty] | Finney | 37.9547 | -100.8306
58879 | 651 Chase Solar NG LLC | 59046 | 651 Chase Solar NG | IPP Non-CHP | MA | PV1 | 2.5 | 1 | Solar Photovoltaic | SUN | PV | 6 | 2014 |  |  | (OP) Operating | [6 empty] | Worcester | 42.6267 | -71.7428
58883 | ERWR Whitcomb Farm Solar LLC | 59049 | Whitcomb Solar Farm | IPP Non-CHP | VT | PS01 | 2.2 | 2.2 | Solar Photovoltaic | SUN | PV | 10 | 2014 |  |  | (OP) Operating | [6 empty] | Chittenden | 44.4856 | -73.1369
58661 | Sustainable Power Group, LLC | 59050 | Wallace | IPP Non-CHP | NC | GEN 1 | 2 | 2 | Solar Photovoltaic | SUN | PV | 12 | 2013 |  |  | (OP) Operating | [6 empty] | Lenoir | 35.29 | -77.54
58661 | Sustainable Power Group, LLC | 59051 | Kenansville | IPP Non-CHP | NC | GEN 1 | 2 | 2 | Solar Photovoltaic | SUN | PV | 12 | 2013 |  |  | (OP) Operating | [6 empty] | Duplin | 34.96 | -78.04
58884 | FLS Solar 100 LLC | 59052 | Fairmont-FLS 100 | IPP Non-CHP | NC | GEN 1 | 4 | 4 | Solar Photovoltaic | SUN | PV | 12 | 2013 |  |  | (OP) Operating | [6 empty] | Robeson | 34.52 | -79.13
57130 | Janssen Pharmaceutical Co | 59055 | Rariton OMP | IPP Non-CHP | NJ | CHP1 | 3 | 3 | Natural Gas Internal Combustion Engine | NG | IC | 2 | 2009 |  |  | (OA) Out of service but expected to return to service in next calendar year | [6 empty] | Somerset | 40.5744 | -74.6481
57130 | Janssen Pharmaceutical Co | 59055 | Rariton OMP | IPP Non-CHP | NJ | PV1 | 2.4 | 2.4 | Solar Photovoltaic | SUN | PV | 4 | 2012 |  |  | (OP) Operating | [6 empty] | Somerset | 40.5744 | -74.6481
57130 | Janssen Pharmaceutical Co | 59056 | Spring House | IPP Non-CHP | PA | GEN 1 | 3.8 | 3.8 | Natural Gas Internal Combustion Engine | NG | IC | 4 | 2013 |  |  | (OP) Operating | [6 empty] | Montgomery | 40.1839 | -75.2342
57130 | Janssen Pharmaceutical Co | 59057 | Skillman | IPP Non-CHP | NJ | GEN 1 | 2.7 | 2.7 | Solar Photovoltaic | SUN | PV | 3 | 2011 |  |  | (OP) Operating | [6 empty] | Somerset | 40.5744 | -74.6481
57130 | Janssen Pharmaceutical Co | 59058 | Vacaville | IPP Non-CHP | CA | GEN 1 | 1 | 1 | Solar Photovoltaic | SUN | PV | 9 | 2007 |  |  | (OP) Operating | [6 empty] | Solano | 38.3994 | -121.9603
57130 | Janssen Pharmaceutical Co | 59059 | Raritan ITS | IPP Non-CHP | NJ | GEN 1 | 2 | 2 | Solar Photovoltaic | SUN | PV | 8 | 2010 |  |  | (OP) Operating | [6 empty] | Somerset | 40.5744 | -74.6542
58888 | City of Pittsfield | 59060 | Waste Water Treatment Plant | IPP Non-CHP | MA | WWPV | 1.5 | 0.3 | Solar Photovoltaic | SUN | PV | 1 | 2012 |  |  | (OP) Operating | [6 empty] | Berkshire | 42.41 | -73.24
56215 | E ON Climate Renewables N America LLC | 59068 | Colbec's Corner, LLC | IPP Non-CHP | TX | GVII | 200 | 200 | Onshore Wind Turbine | WND | WT | 5 | 2016 |  |  | (OP) Operating | [6 empty] | Carson | 35.3356 | -101.1514
58891 | Jericho Power LLC | 59070 | Jericho Power | IPP Non-CHP | NH | WT 1 | 14.3 | 12.1 | Onshore Wind Turbine | WND | WT | 1 | 2016 |  |  | (OP) Operating | [6 empty] | Coos | 44.4669 | -71.225
56990 | NJR Clean Energy Ventures Corporation | 59071 | Carroll Area Wind Farm | IPP Non-CHP | IA | WT 1 | 20.7 | 20.7 | Onshore Wind Turbine | WND | WT | 1 | 2015 |  |  | (OP) Operating | [6 empty] | Carroll | 41.9414 | -94.8861
58892 | Wooster Renewable Energy LLC | 59072 | Wooster Renewable Energy | Industrial Non-CHP | OH | WRE 1 | 1 | 1 | Other Waste Biomass | OBG | IC | 12 | 2013 |  |  | (OP) Operating | [6 empty] | Wayne | 40.785 | -81.9514
58889 | Dominion Cove Point LNG, LP | 59073 | Cove Point LNG Terminal | Commercial Non-CHP | MD | 111JA | 9.4 | 8.5 | Natural Gas Fired Combustion Turbine | NG | GT | 1 | 1978 |  |  | (OP) Operating | [6 empty] | Calvert | 38.3855 | -76.4098
58889 | Dominion Cove Point LNG, LP | 59073 | Cove Point LNG Terminal | Commercial Non-CHP | MD | 111JB | 9.4 | 8.5 | Natural Gas Fired Combustion Turbine | NG | GT | 1 | 1978 |  |  | (OP) Operating | [6 empty] | Calvert | 38.3855 | -76.4098
58889 | Dominion Cove Point LNG, LP | 59073 | Cove Point LNG Terminal | Commercial Non-CHP | MD | 111JC | 9.4 | 8.5 | Natural Gas Fired Combustion Turbine | NG | GT | 1 | 1978 |  |  | (OP) Operating | [6 empty] | Calvert | 38.3855 | -76.4098
58889 | Dominion Cove Point LNG, LP | 59073 | Cove Point LNG Terminal | Commercial Non-CHP | MD | 214JA | 23.9 | 21.7 | Natural Gas Fired Combustion Turbine | NG | GT | 2 | 2009 |  |  | (OP) Operating | [6 empty] | Calvert | 38.3855 | -76.4098
58889 | Dominion Cove Point LNG, LP | 59073 | Cove Point LNG Terminal | Commercial Non-CHP | MD | 214JB | 23.9 | 21.7 | Natural Gas Fired Combustion Turbine | NG | GT | 2 | 2009 |  |  | (OP) Operating | [6 empty] | Calvert | 38.3855 | -76.4098
58889 | Dominion Cove Point LNG, LP | 59073 | Cove Point LNG Terminal | Commercial Non-CHP | MD | 311JA | 15.6 | 12.9 | Natural Gas Fired Combustion Turbine | NG | GT | 2 | 2009 |  |  | (OP) Operating | [6 empty] | Calvert | 38.3855 | -76.4098
58893 | Xeres Ventures LLC | 59074 | SC 1 Data Center, Phase 2 | IPP Non-CHP | CA | EG10B | 2.3 | 2.3 | Petroleum Liquids | DFO | IC | 6 | 2014 |  |  | (OP) Operating | [6 empty] | Santa Clara | 37.3617 | -121.9436
58893 | Xeres Ventures LLC | 59074 | SC 1 Data Center, Phase 2 | IPP Non-CHP | CA | EG11A | 2.3 | 2.3 | Petroleum Liquids | DFO | IC | 6 | 2014 |  |  | (OP) Operating | [6 empty] | Santa Clara | 37.3617 | -121.9436
58893 | Xeres Ventures LLC | 59074 | SC 1 Data Center, Phase 2 | IPP Non-CHP | CA | EG11B | 2.3 | 2.3 | Petroleum Liquids | DFO | IC | 6 | 2014 |  |  | (OP) Operating | [6 empty] | Santa Clara | 37.3617 | -121.9436
58893 | Xeres Ventures LLC | 59074 | SC 1 Data Center, Phase 2 | IPP Non-CHP | CA | EG12A | 2.3 | 2.3 | Petroleum Liquids | DFO | IC | 6 | 2014 |  |  | (OP) Operating | [6 empty] | Santa Clara | 37.3617 | -121.9436
58893 | Xeres Ventures LLC | 59074 | SC 1 Data Center, Phase 2 | IPP Non-CHP | CA | EG12B | 2.3 | 2.3 | Petroleum Liquids | DFO | IC | 6 | 2014 |  |  | (OP) Operating | [6 empty] | Santa Clara | 37.3617 | -121.9436
58893 | Xeres Ventures LLC | 59074 | SC 1 Data Center, Phase 2 | IPP Non-CHP | CA | EG13A | 2.3 | 2.3 | Petroleum Liquids | DFO | IC | 6 | 2014 |  |  | (OP) Operating | [6 empty] | Santa Clara | 37.3617 | -121.9436
58893 | Xeres Ventures LLC | 59074 | SC 1 Data Center, Phase 2 | IPP Non-CHP | CA | EG14A | 2.3 | 2.3 | Petroleum Liquids | DFO | IC | 6 | 2014 |  |  | (OP) Operating | [6 empty] | Santa Clara | 37.3617 | -121.9436
58893 | Xeres Ventures LLC | 59074 | SC 1 Data Center, Phase 2 | IPP Non-CHP | CA | EG15A | 2.3 | 2.3 | Petroleum Liquids | DFO | IC | 3 | 2015 |  |  | (SB) Standby/Backup: available for service but not normally used | [6 empty] | Santa Clara | 37.3617 | -121.9436
58893 | Xeres Ventures LLC | 59074 | SC 1 Data Center, Phase 2 | IPP Non-CHP | CA | EG15B | 2.3 | 2.3 | Petroleum Liquids | DFO | IC | 3 | 2015 |  |  | (SB) Standby/Backup: available for service but not normally used | [6 empty] | Santa Clara | 37.3617 | -121.9436
58893 | Xeres Ventures LLC | 59074 | SC 1 Data Center, Phase 2 | IPP Non-CHP | CA | EG16A | 2.3 | 2.3 | Petroleum Liquids | DFO | IC | 3 | 2015 |  |  | (SB) Standby/Backup: available for service but not normally used | [6 empty] | Santa Clara | 37.3617 | -121.9436
58893 | Xeres Ventures LLC | 59074 | SC 1 Data Center, Phase 2 | IPP Non-CHP | CA | EG16B | 2.3 | 2.3 | Petroleum Liquids | DFO | IC | 3 | 2015 |  |  | (SB) Standby/Backup: available for service but not normally used | [6 empty] | Santa Clara | 37.3617 | -121.9436
58893 | Xeres Ventures LLC | 59074 | SC 1 Data Center, Phase 2 | IPP Non-CHP | CA | EG1A | 2.2 | 2.2 | Petroleum Liquids | DFO | IC | 9 | 2011 |  |  | (SB) Standby/Backup: available for service but not normally used | [6 empty] | Santa Clara | 37.3617 | -121.9436
58893 | Xeres Ventures LLC | 59074 | SC 1 Data Center, Phase 2 | IPP Non-CHP | CA | EG1B | 2.2 | 2.2 | Petroleum Liquids | DFO | IC | 9 | 2011 |  |  | (SB) Standby/Backup: available for service but not normally used | [6 empty] | Santa Clara | 37.3617 | -121.9436
58893 | Xeres Ventures LLC | 59074 | SC 1 Data Center, Phase 2 | IPP Non-CHP | CA | EG2A | 2.2 | 2.2 | Petroleum Liquids | DFO | IC | 9 | 2011 |  |  | (SB) Standby/Backup: available for service but not normally used | [6 empty] | Santa Clara | 37.3617 | -121.9436
58893 | Xeres Ventures LLC | 59074 | SC 1 Data Center, Phase 2 | IPP Non-CHP | CA | EG2B | 2.2 | 2.2 | Petroleum Liquids | DFO | IC | 9 | 2011 |  |  | (SB) Standby/Backup: available for service but not normally used | [6 empty] | Santa Clara | 37.3617 | -121.9436
58893 | Xeres Ventures LLC | 59074 | SC 1 Data Center, Phase 2 | IPP Non-CHP | CA | EG3A | 2.2 | 2.2 | Petroleum Liquids | DFO | IC | 9 | 2011 |  |  | (SB) Standby/Backup: available for service but not normally used | [6 empty] | Santa Clara | 37.3617 | -121.9436
58893 | Xeres Ventures LLC | 59074 | SC 1 Data Center, Phase 2 | IPP Non-CHP | CA | EG3B | 2.2 | 2.2 | Petroleum Liquids | DFO | IC | 9 | 2011 |  |  | (SB) Standby/Backup: available for service but not normally used | [6 empty] | Santa Clara | 37.3617 | -121.9436
58893 | Xeres Ventures LLC | 59074 | SC 1 Data Center, Phase 2 | IPP Non-CHP | CA | EG4A | 2.2 | 2.2 | Petroleum Liquids | DFO | IC | 9 | 2011 |  |  | (SB) Standby/Backup: available for service but not normally used | [6 empty] | Santa Clara | 37.3617 | -121.9436
58893 | Xeres Ventures LLC | 59074 | SC 1 Data Center, Phase 2 | IPP Non-CHP | CA | EG4B | 2.2 | 2.2 | Petroleum Liquids | DFO | IC | 9 | 2011 |  |  | (SB) Standby/Backup: available for service but not normally used | [6 empty] | Santa Clara | 37.3617 | -121.9436
58893 | Xeres Ventures LLC | 59074 | SC 1 Data Center, Phase 2 | IPP Non-CHP | CA | EG5A | 2.2 | 2.2 | Petroleum Liquids | DFO | IC | 9 | 2011 |  |  | (SB) Standby/Backup: available for service but not normally used | [6 empty] | Santa Clara | 37.3617 | -121.9436
58893 | Xeres Ventures LLC | 59074 | SC 1 Data Center, Phase 2 | IPP Non-CHP | CA | EG5B | 2.2 | 2.2 | Petroleum Liquids | DFO | IC | 9 | 2011 |  |  | (SB) Standby/Backup: available for service but not normally used | [6 empty] | Santa Clara | 37.3617 | -121.9436
58893 | Xeres Ventures LLC | 59074 | SC 1 Data Center, Phase 2 | IPP Non-CHP | CA | EG6A | 2.2 | 2.2 | Petroleum Liquids | DFO | IC | 9 | 2011 |  |  | (SB) Standby/Backup: available for service but not normally used | [6 empty] | Santa Clara | 37.3617 | -121.9436
58893 | Xeres Ventures LLC | 59074 | SC 1 Data Center, Phase 2 | IPP Non-CHP | CA | EG6B | 2.2 | 2.2 | Petroleum Liquids | DFO | IC | 9 | 2011 |  |  | (SB) Standby/Backup: available for service but not normally used | [6 empty] | Santa Clara | 37.3617 | -121.9436
58893 | Xeres Ventures LLC | 59074 | SC 1 Data Center, Phase 2 | IPP Non-CHP | CA | EG7A | 2.2 | 2.2 | Petroleum Liquids | DFO | IC | 9 | 2011 |  |  | (SB) Standby/Backup: available for service but not normally used | [6 empty] | Santa Clara | 37.3617 | -121.9436
58893 | Xeres Ventures LLC | 59074 | SC 1 Data Center, Phase 2 | IPP Non-CHP | CA | EG7B | 2.2 | 2.2 | Petroleum Liquids | DFO | IC | 9 | 2011 |  |  | (SB) Standby/Backup: available for service but not normally used | [6 empty] | Santa Clara | 37.3617 | -121.9436
58893 | Xeres Ventures LLC | 59074 | SC 1 Data Center, Phase 2 | IPP Non-CHP | CA | EG8A | 2.2 | 2.2 | Petroleum Liquids | DFO | IC | 9 | 2011 |  |  | (SB) Standby/Backup: available for service but not normally used | [6 empty] | Santa Clara | 37.3617 | -121.9436
58893 | Xeres Ventures LLC | 59074 | SC 1 Data Center, Phase 2 | IPP Non-CHP | CA | EG8B | 2.2 | 2.2 | Petroleum Liquids | DFO | IC | 9 | 2011 |  |  | (SB) Standby/Backup: available for service but not normally used | [6 empty] | Santa Clara | 37.3617 | -121.9436
58893 | Xeres Ventures LLC | 59074 | SC 1 Data Center, Phase 2 | IPP Non-CHP | CA | EG9A | 2.3 | 2.3 | Petroleum Liquids | DFO | IC | 3 | 2015 |  |  | (SB) Standby/Backup: available for service but not normally used | [6 empty] | Santa Clara | 37.3617 | -121.9436
58893 | Xeres Ventures LLC | 59074 | SC 1 Data Center, Phase 2 | IPP Non-CHP | CA | EG9B | 2.3 | 2.3 | Petroleum Liquids | DFO | IC | 6 | 2014 |  |  | (OP) Operating | [6 empty] | Santa Clara | 37.3617 | -121.9436
58894 | CF CVEC Owner One LLC | 59075 | Brewster Landfill | IPP Non-CHP | MA | BRE1 | 1 | 1 | Solar Photovoltaic | SUN | PV | 9 | 2014 |  |  | (OP) Operating | [6 empty] | Barnstable | 41.7456 | -70.1031
58894 | CF CVEC Owner One LLC | 59077 | Chatham Landfill | IPP Non-CHP | MA | CHA | 1.5 | 1.5 | Solar Photovoltaic | SUN | PV | 9 | 2014 |  |  | (OP) Operating | [6 empty] | Barnstable | 41.6861 | -70.0061
58894 | CF CVEC Owner One LLC | 59078 | Harwich Landfill | IPP Non-CHP | MA | HAR1 | 4 | 4 | Solar Photovoltaic | SUN | PV | 8 | 2014 |  |  | (OP) Operating | [6 empty] | Barnstable | 41.6961 | -70.0919
58894 | CF CVEC Owner One LLC | 59079 | Katama Farm | IPP Non-CHP | MA | KAT1 | 1 | 1 | Solar Photovoltaic | SUN | PV | 6 | 2014 |  |  | (OP) Operating | [6 empty] | Dukes | 41.3611 | -70.5169
58894 | CF CVEC Owner One LLC | 59080 | Nunnepog | IPP Non-CHP | MA | NUN1 | 1 | 1 | Solar Photovoltaic | SUN | PV | 6 | 2014 |  |  | (OP) Operating | [6 empty] | Dukes | 41.3589 | -70.505
58894 | CF CVEC Owner One LLC | 59081 | Barnstable Landfill | IPP Non-CHP | MA | HAR1 | 4 | 4 | Solar Photovoltaic | SUN | PV | 9 | 2014 |  |  | (OP) Operating | [6 empty] | Barnstable | 41.6597 | -70.3956
58894 | CF CVEC Owner One LLC | 59082 | Dennis Landfill | IPP Non-CHP | MA | DEN1 | 5 | 5 | Solar Photovoltaic | SUN | PV | 9 | 2014 |  |  | (OP) Operating | [6 empty] | Barnstable | 41.6931 | -70.145
57503 | Limon | 59083 | Limon III Wind LLC | IPP Non-CHP | CO | WT1 | 200.6 | 200.6 | Onshore Wind Turbine | WND | WT | 8 | 2014 |  |  | (OP) Operating | [6 empty] | Lincoln | 39.3533 | -103.4742
59359 | BHE Renewables, LLC | 59084 | Marshall Wind Farm | IPP Non-CHP | KS | RPMA | 73.8 | 73.8 | Onshore Wind Turbine | WND | WT | 5 | 2016 |  |  | (OP) Operating | [6 empty] | Marshall | 39.7011 | -96.3608
57170 | EDF Renewable Asset Holdings, Inc. | 59085 | Lepomis PV Energy LLC | IPP Non-CHP | MA | INV-1 | 4.5 | 4.5 | Solar Photovoltaic | SUN | PV | 6 | 2014 |  |  | (OP) Operating | [6 empty] | Plymouth | 41.8572 | -70.5583
58468 | Dominion Renewable Energy | 59086 | Goose Lake Solar | IPP Non-CHP | CA | GEN1 | 12 | 12 | Solar Photovoltaic | SUN | PV | 5 | 2015 |  |  | (OP) Operating | [6 empty] | Kern | 35.5936 | -119.58
58468 | Dominion Renewable Energy | 59087 | City of Corcoran Solar | IPP Non-CHP | CA | GEN 1 | 11 | 11 | Solar Photovoltaic | SUN | PV | 5 | 2015 |  |  | (OP) Operating | [6 empty] | Kings | 36.1344 | -119.5544
59841 | 70SM1 8ME LLC | 59088 | Calipatria Solar Farm | IPP Non-CHP | CA | GEN 1 | 20 | 20 | Solar Photovoltaic | SUN | PV | 2 | 2016 |  |  | (OP) Operating | [6 empty] | Imperial | 33.1658 | -115.5322
58877 | Blue Heron Hydro LLC | 59089 | Townshend Hydro | IPP Non-CHP | VT | GEN1 | 0.1 | 0.1 | Conventional Hydroelectric | WAT | HY | 4 | 2016 |  |  | (OP) Operating | [6 empty] | Windham | 43.0533 | -72.7025
58877 | Blue Heron Hydro LLC | 59089 | Townshend Hydro | IPP Non-CHP | VT | GEN10 | 0.1 | 0.1 | Conventional Hydroelectric | WAT | HY | 4 | 2016 |  |  | (OP) Operating | [6 empty] | Windham | 43.0533 | -72.7025
58877 | Blue Heron Hydro LLC | 59089 | Townshend Hydro | IPP Non-CHP | VT | GEN11 | 0.1 | 0.1 | Conventional Hydroelectric | WAT | HY | 4 | 2016 |  |  | (OP) Operating | [6 empty] | Windham | 43.0533 | -72.7025
58877 | Blue Heron Hydro LLC | 59089 | Townshend Hydro | IPP Non-CHP | VT | GEN12 | 0.1 | 0.1 | Conventional Hydroelectric | WAT | HY | 4 | 2016 |  |  | (OP) Operating | [6 empty] | Windham | 43.0533 | -72.7025
58877 | Blue Heron Hydro LLC | 59089 | Townshend Hydro | IPP Non-CHP | VT | GEN2 | 0.1 | 0.1 | Conventional Hydroelectric | WAT | HY | 4 | 2016 |  |  | (OP) Operating | [6 empty] | Windham | 43.0533 | -72.7025
58877 | Blue Heron Hydro LLC | 59089 | Townshend Hydro | IPP Non-CHP | VT | GEN3 | 0.1 | 0.1 | Conventional Hydroelectric | WAT | HY | 4 | 2016 |  |  | (OP) Operating | [6 empty] | Windham | 43.0533 | -72.7025
58877 | Blue Heron Hydro LLC | 59089 | Townshend Hydro | IPP Non-CHP | VT | GEN4 | 0.1 | 0.1 | Conventional Hydroelectric | WAT | HY | 4 | 2016 |  |  | (OP) Operating | [6 empty] | Windham | 43.0533 | -72.7025
58877 | Blue Heron Hydro LLC | 59089 | Townshend Hydro | IPP Non-CHP | VT | GEN5 | 0.1 | 0.1 | Conventional Hydroelectric | WAT | HY | 4 | 2016 |  |  | (OP) Operating | [6 empty] | Windham | 43.0533 | -72.7025
58877 | Blue Heron Hydro LLC | 59089 | Townshend Hydro | IPP Non-CHP | VT | GEN6 | 0.1 | 0.1 | Conventional Hydroelectric | WAT | HY | 4 | 2016 |  |  | (OP) Operating | [6 empty] | Windham | 43.0533 | -72.7025
58877 | Blue Heron Hydro LLC | 59089 | Townshend Hydro | IPP Non-CHP | VT | GEN7 | 0.1 | 0.1 | Conventional Hydroelectric | WAT | HY | 4 | 2016 |  |  | (OP) Operating | [6 empty] | Windham | 43.0533 | -72.7025
58877 | Blue Heron Hydro LLC | 59089 | Townshend Hydro | IPP Non-CHP | VT | GEN8 | 0.1 | 0.1 | Conventional Hydroelectric | WAT | HY | 4 | 2016 |  |  | (OP) Operating | [6 empty] | Windham | 43.0533 | -72.7025
58877 | Blue Heron Hydro LLC | 59089 | Townshend Hydro | IPP Non-CHP | VT | GEN9 | 0.1 | 0.1 | Conventional Hydroelectric | WAT | HY | 4 | 2016 |  |  | (OP) Operating | [6 empty] | Windham | 43.0533 | -72.7025
58902 | Rockland Solar | 59090 | Rockland Solar | IPP Non-CHP | MA | GEN1 | 2.5 | 2.5 | Solar Photovoltaic | SUN | PV | 12 | 2013 |  |  | (OP) Operating | [6 empty] | Plymouth | 42.0892 | -70.8978
57313 | SolarCity Corporation | 59094 | Division 1 | IPP Non-CHP | CA | GEN 1 | 1.5 | 1.5 | Solar Photovoltaic | SUN | PV | 6 | 2014 |  |  | (OP) Operating | [6 empty] | Los Angeles | 34.7083 | -118.1306
57313 | SolarCity Corporation | 59095 | Division 2 | IPP Non-CHP | CA | GEN 1 | 1 | 1 | Solar Photovoltaic | SUN | PV | 6 | 2014 |  |  | (OP) Operating | [6 empty] | Los Angeles | 34.7083 | -118.1306
57313 | SolarCity Corporation | 59096 | Division 3 | IPP Non-CHP | CA | GEN1 | 1 | 1 | Solar Photovoltaic | SUN | PV | 6 | 2014 |  |  | (OP) Operating | [6 empty] | Los Angeles | 34.7083 | -118.1306
58928 | Berry Plastics Solar | 59097 | Berry Plastics Solar | IPP Non-CHP | NJ | PV1 | 10.1 | 10.1 | Solar Photovoltaic | SUN | PV | 12 | 2013 |  |  | (OP) Operating | [6 empty] | Warren | 40.6983 | -75.1519
57313 | SolarCity Corporation | 59098 | Kettering Solar 1 | IPP Non-CHP | CA | PV1 | 1 | 1 | Solar Photovoltaic | SUN | PV | 6 | 2014 |  |  | (OP) Operating | [6 empty] | Los Angeles | 34.7003 | -118.1236
57313 | SolarCity Corporation | 59099 | Kettering Solar 2 | IPP Non-CHP | CA | PV1 | 1 | 1 | Solar Photovoltaic | SUN | PV | 6 | 2014 |  |  | (OP) Operating | [6 empty] | Los Angeles | 34.7003 | -118.1236
58906 | Chauncey Farm | 59100 | Chauncey Farm LLC | IPP Non-CHP | NC | 1 | 4.9 | 4.9 | Solar Photovoltaic | SUN | PV | 6 | 2014 |  |  | (OP) Operating | [6 empty] | Columbus | 34.3375 | -78.5219
58908 | Dragstrip Farm LLC | 59102 | Dragstrip Farm | IPP Non-CHP | NC | 1 | 5 | 5 | Solar Photovoltaic | SUN | PV | 10 | 2014 |  |  | (OP) Operating | [6 empty] | Burke | 35.7581 | -81.4161
58911 | Market Farm LLC | 59105 | Market Farm | IPP Non-CHP | NC | 1 | 4.9 | 4.9 | Solar Photovoltaic | SUN | PV | 10 | 2014 |  |  | (OP) Operating | [6 empty] | Rockingham | 36.3903 | -79.6472
58927 | Snow Hill Solar 2 LLC | 59106 | Snow Hill Solar 2 LLC | IPP Non-CHP | NC | 1 | 2 | 2 | Solar Photovoltaic | SUN | PV | 5 | 2014 |  |  | (OP) Operating | [6 empty] | Greene | 35.4442 | -77.6494
58912 | Mount Olive Farm LLC | 59107 | Mount Olive Farm | IPP Non-CHP | NC | 1 | 5 | 5 | Solar Photovoltaic | SUN | PV | 12 | 2014 |  |  | (OP) Operating | [6 empty] | Wayne | 35.2019 | -78.0817
58915 | Spicewood Solar Farm LLC | 59109 | Spicewood Solar Farm LLC | IPP Non-CHP | NC | 1 | 5 | 5 | Solar Photovoltaic | SUN | PV | 7 | 2014 |  |  | (OP) Operating | [6 empty] | Moore | 35.3025 | -79.7017
58916 | Springfield Solar 1 LLC | 59110 | Springfield Solar 1 LLC | IPP Non-CHP | MO | 1 | 4.9 | 4.9 | Solar Photovoltaic | SUN | PV | 6 | 2014 |  |  | (OP) Operating | [6 empty] | Greene | 37.2464 | -93.1664
58917 | West Salisbury Farm LLC | 59111 | West Salisbury Farm LLC | IPP Non-CHP | NC | 1 | 5 | 5 | Solar Photovoltaic | SUN | PV | 9 | 2015 |  |  | (OP) Operating | [6 empty] | Rowan | 35.6683 | -80.5236
58919 | Yanceyville Farm 2 LLC | 59113 | Yanceyville Farm 2 LLC | IPP Non-CHP | NC | 1 | 5 | 5 | Solar Photovoltaic | SUN | PV | 4 | 2015 |  |  | (OP) Operating | [6 empty] | Caswell | 36.4139 | -79.3169
58920 | Redmon Solar Farm LLC | 59114 | Redmon Solar Farm LLC | IPP Non-CHP | NC | 1 | 2 | 2 | Solar Photovoltaic | SUN | PV | 3 | 2015 |  |  | (OP) Operating | [6 empty] | Rowan | 35.7108 | -80.6658
58926 | Anderson Farm LLC | 59115 | Anderson Farm LLC | IPP Non-CHP | NC | 1 | 1.9 | 1.9 | Solar Photovoltaic | SUN | PV | 10 | 2014 |  |  | (OP) Operating | [6 empty] | Sampson | 34.9756 | -78.5167
58929 | Cape May County Municipal | 59116 | Woodbine Landfill Plant | Commercial Non-CHP | NJ | V1021 | 3.2 | 2.1 | Landfill Gas | LFG | IC | 10 | 2013 |  |  | (OP) Operating | [6 empty] | Cape May | 39.2311 | -74.7808
3046 | Duke Energy Progress - (NC) | 59117 | DD Fayetteville Solar NC LLC | Electric Utility | NC | PV1 | 23.1 | 23.1 | Solar Photovoltaic | SUN | PV | 11 | 2015 |  |  | (OP) Operating | [6 empty] | Bladen | 34.8344 | -78.8436
58939 | Cameron Wind 1 LLC | 59118 | Cameron Wind 1 LLC | IPP Non-CHP | TX | CAM1 | 165 | 165 | Onshore Wind Turbine | WND | WT | 12 | 2015 |  |  | (OP) Operating | [6 empty] | Cameron | 26.1953 | -97.4661
58661 | Sustainable Power Group, LLC | 59119 | Warsaw I | IPP Non-CHP | NC | PV1 | 2 | 2 | Solar Photovoltaic | SUN | PV | 12 | 2013 |  |  | (OP) Operating | [6 empty] | Duplin | 35.01 | -78.11
58661 | Sustainable Power Group, LLC | 59120 | Warsaw II | IPP Non-CHP | NC | PV1 | 2 | 2 | Solar Photovoltaic | SUN | PV | 12 | 2013 |  |  | (OP) Operating | [6 empty] | Duplin | 35.01 | -78.05
57449 | Borrego Solar Systems Inc | 59121 | Acushnet-Braley Road 1 | IPP Non-CHP | MA | 57449 | 1.9 | 1.9 | Solar Photovoltaic | SUN | PV | 1 | 2013 |  |  | (OP) Operating | [6 empty] | Bristol | 41.7517 | -70.9706
58944 | Enerparc CA 1, LLC | 59122 | Enerparc CA1 LLC | IPP Non-CHP | CA | ECA11 | 1.5 | 1.5 | Solar Photovoltaic | SUN | PV | 6 | 2014 | 6 | 2034 | (OP) Operating | [6 empty] | San Benito | 36.8317 | -121.4042
58925 | Moncure Farm LLC | 59123 | Moncure Farm LLC | IPP Non-CHP | NC | 1 | 5 | 5 | Solar Photovoltaic | SUN | PV | 4 | 2014 |  |  | (OP) Operating | [6 empty] | Chatham | 35.5683 | -79.0325
58924 | Martin Creek Farm LLC | 59124 | Martin Creek Farm LLC | IPP Non-CHP | NC | 1 | 3 | 3 | Solar Photovoltaic | SUN | PV | 3 | 2014 |  |  | (OP) Operating | [6 empty] | Vance | 36.2864 | -78.3861
58923 | Kinston Solar LLC | 59125 | Kinston | IPP Non-CHP | NC | 1 | 2 | 2 | Solar Photovoltaic | SUN | PV | 4 | 2014 |  |  | (OP) Operating | [6 empty] | Lenoir | 35.3706 | -77.6083
58922 | Daniel Farm LLC | 59126 | Daniel Farm LLC | IPP Non-CHP | NC | 1 | 5 | 5 | Solar Photovoltaic | SUN | PV | 3 | 2014 |  |  | (OP) Operating | [6 empty] | Davie | 35.8489 | -80.5536
58921 | Bailey Farm LLC | 59127 | Bailey Farm LLC | IPP Non-CHP | NC | 1 | 5 | 5 | Solar Photovoltaic | SUN | PV | 11 | 2013 |  |  | (OP) Operating | [6 empty] | Nash | 35.7875 | -78.1397
57449 | Borrego Solar Systems Inc | 59128 | Acushnet- High Hill | IPP Non-CHP | MA | 57449 | 3.2 | 3.2 | Solar Photovoltaic | SUN | PV | 3 | 2013 |  |  | (OP) Operating | [6 empty] | Bristol | 41.7144 | -70.9972
57449 | Borrego Solar Systems Inc | 59129 | CSD 2- Freedom High | IPP Non-CHP | CA | 57449 | 1.1 | 1.1 | Solar Photovoltaic | SUN | PV | 8 | 2013 |  |  | (OP) Operating | [6 empty] | Contra Costa | 37.9697 | -121.7194
57449 | Borrego Solar Systems Inc | 59130 | CSD 2 - Heritage High | IPP Non-CHP | CA | 57449 | 1.3 | 1.3 | Solar Photovoltaic | SUN | PV | 9 | 2013 |  |  | (OP) Operating | [6 empty] | Contra Costa | 37.9219 | -121.7556
57449 | Borrego Solar Systems Inc | 59131 | Dartmouth Landfill | IPP Non-CHP | MA | 57449 | 1.3 | 1.3 | Solar Photovoltaic | SUN | PV | 2 | 2013 |  |  | (OP) Operating | [6 empty] | Bristol | 41.5811 | -70.9981
57449 | Borrego Solar Systems Inc | 59132 | EAFB - North Base | IPP Non-CHP | CA | 57449 | 1.1 | 1.1 | Solar Photovoltaic | SUN | PV | 2 | 2012 |  |  | (OP) Operating | [6 empty] | Kern | 34.9325 | -117.9072
57449 | Borrego Solar Systems Inc | 59133 | EAFB - South Base | IPP Non-CHP | CA | 57449 | 1.1 | 1.1 | Solar Photovoltaic | SUN | PV | 2 | 2012 |  |  | (OP) Operating | [6 empty] | Kern | 34.9172 | -117.9003
57449 | Borrego Solar Systems Inc | 59134 | Easton Landfill | IPP Non-CHP | MA | 57449 | 1.9 | 1.9 | Solar Photovoltaic | SUN | PV | 10 | 2013 |  |  | (OP) Operating | [6 empty] | Bristol | 42.0103 | -71.0922
57449 | Borrego Solar Systems Inc | 59135 | Ludlow Landfill | IPP Non-CHP | MA | 57449 | 2.6 | 2.6 | Solar Photovoltaic | SUN | PV | 8 | 2013 |  |  | (OP) Operating | [6 empty] | Hampden | 42.1822 | -72.5075
57449 | Borrego Solar Systems Inc | 59136 | Methuen Landfill | IPP Non-CHP | MA | 57449 | 1.3 | 1.3 | Solar Photovoltaic | SUN | PV | 7 | 2013 |  |  | (OP) Operating | [6 empty] | Essex | 42.7447 | -71.175
57449 | Borrego Solar Systems Inc | 59137 | Plymouth Site 1 | IPP Non-CHP | MA | 57449 | 5.6 | 5.6 | Solar Photovoltaic | SUN | PV | 10 | 2013 |  |  | (OP) Operating | [6 empty] | Plymouth | 41.96 | -70.7786
57449 | Borrego Solar Systems Inc | 59138 | SDCCD - Miramar | IPP Non-CHP | CA | 57449 | 1.1 | 1.1 | Solar Photovoltaic | SUN | PV | 2 | 2011 |  |  | (OP) Operating | [6 empty] | San Diego | 32.9061 | -117.1214
57449 | Borrego Solar Systems Inc | 59139 | SDCWA - Twin Oaks | IPP Non-CHP | CA | 57449 | 1.1 | 1.1 | Solar Photovoltaic | SUN | PV | 5 | 2011 |  |  | (OP) Operating | [6 empty] | San Diego | 33.21 | -117.1706
57170 | EDF Renewable Asset Holdings, Inc. | 59140 | EDF Lancaster | IPP Non-CHP | MA | INV-1 | 4.5 | 4.5 | Solar Photovoltaic | SUN | PV | 7 | 2014 |  |  | (OP) Operating | [6 empty] | Worcester | 42.5292 | -71.6653
58948 | Manatee County Utilities Department | 59142 | Manatee County LFGTE | IPP Non-CHP | FL | IC1 | 1.6 | 1.6 | Landfill Gas | LFG | IC | 12 | 2013 |  |  | (OP) Operating | [6 empty] | Manatee | 27.4689 | -82.4508
58960 | Timberline Energy LLC | 59143 | Front Range Project | IPP Non-CHP | CO | FR-1 | 3.2 | 3.1 | Landfill Gas | LFG | IC | 10 | 2011 |  |  | (OP) Operating | [6 empty] | Weld | 40.0294 | -105.0047
58949 | Hangar 160 LLC | 59144 | Brighton PV Solar Plant | IPP Non-CHP | CO | 15755 | 1.8 | 1.8 | Solar Photovoltaic | SUN | PV | 12 | 2012 |  |  | (OP) Operating | [6 empty] | Adams | 39.9825 | -104.9408
58961 | United Therapeutics Corporation | 59146 | XPF Solar Field | IPP Non-CHP | NC | PV1 | 3.9 | 3 | Solar Photovoltaic | SUN | PV | 12 | 2014 |  |  | (OP) Operating | [6 empty] | Durham | 35.9117 | -78.8733
58962 | Fair Wind Power Partners | 59147 | Fair Wind Power | IPP Non-CHP | MD | 1 | 30 | 30 | Onshore Wind Turbine | WND | WT | 11 | 2015 |  |  | (OP) Operating | [6 empty] | Garrett | 39.3242 | -79.3886
59835 | Green Farm Solar LLC | 59148 | Green Farm | IPP Non-CHP | NC | GREEN | 5 | 5 | Solar Photovoltaic | SUN | PV | 1 | 2016 |  |  | (OP) Operating | [6 empty] | Martin | 35.8317 | -77.2697
59836 | Simons Solar Farm LLC | 59149 | Simons Farm | IPP Non-CHP | NC | SIMON | 5 | 5 | Solar Photovoltaic | SUN | PV | 1 | 2016 |  |  | (OP) Operating | [6 empty] | Hertford | 36.3064 | -76.9972
58969 | Harvest Power Orlando LLC | 59151 | Harvest Power Orlando | Commercial Non-CHP | FL | CHP 1 | 1.6 | 1.6 | Other Waste Biomass | OBG | IC | 12 | 2013 |  |  | (OP) Operating | [6 empty] | Orange | 28.3761 | -81.5906
58969 | Harvest Power Orlando LLC | 59151 | Harvest Power Orlando | Commercial Non-CHP | FL | CHP 2 | 1.6 | 1.6 | Other Waste Biomass | OBG | IC | 12 | 2013 |  |  | (OP) Operating | [6 empty] | Orange | 28.3761 | -81.5906
58970 | Ecoplexus, Inc | 59152 | Thornton PV1 | IPP Non-CHP | NC | THOR1 | 5 | 5 | Solar Photovoltaic | SUN | PV | 12 | 2015 |  |  | (OP) Operating | [6 empty] | Greene | 35.3958 | -77.6617
58970 | Ecoplexus, Inc | 59153 | Watson Seed Farm PV1 | IPP Non-CHP | NC | WAT1 | 20 | 20 | Solar Photovoltaic | SUN | PV | 12 | 2015 |  |  | (OP) Operating | [6 empty] | Nash | 36.1297 | -77.7214
58970 | Ecoplexus, Inc | 59154 | Bradley PV1 | IPP Non-CHP | NC | BRAD1 | 5 | 5 | Solar Photovoltaic | SUN | PV | 12 | 2015 |  |  | (OP) Operating | [6 empty] | Hertford | 36.2606 | -77.0764
59819 | Fresh Air Energy X, LLC | 59155 | Shawboro PV1 | IPP Non-CHP | NC | SHAW1 | 20 | 20 | Solar Photovoltaic | SUN | PV | 10 | 2015 |  |  | (OP) Operating | [6 empty] | Currituck | 36.4333 | -76.0872
58970 | Ecoplexus, Inc | 59156 | Carter PV1 | IPP Non-CHP | NC | CTR1 | 5 | 5 | Solar Photovoltaic | SUN | PV | 12 | 2014 |  |  | (OP) Operating | [6 empty] | Cumberland | 35.0211 | -78.7875
58970 | Ecoplexus, Inc | 59157 | Pecan PV1 | IPP Non-CHP | NC | PEC1 | 5 | 5 | Solar Photovoltaic | SUN | PV | 12 | 2014 |  |  | (OP) Operating | [6 empty] | Richmond | 34.9092 | -79.8294
58970 | Ecoplexus, Inc | 59158 | Langley PV1 | IPP Non-CHP | NC | LNG1 | 5 | 5 | Solar Photovoltaic | SUN | PV | 12 | 2014 |  |  | (OP) Operating | [6 empty] | Wilson | 35.8019 | -77.8489
59462 | Heelstone Energy Holdings, LLC | 59163 | Highland Solar Center LLC | IPP Non-CHP | NC | HSC 1 | 5 | 5 | Solar Photovoltaic | SUN | PV | 12 | 2015 |  |  | (OP) Operating | [6 empty] | Lenoir | 35.3639 | -77.4519
3046 | Duke Energy Progress - (NC) | 59164 | Elm City Solar Facility | Electric Utility | NC | NSC 1 | 40 | 17.6 | Solar Photovoltaic | SUN | PV | 3 | 2016 |  |  | (OP) Operating | [6 empty] | Wilson | 35.7811 | -77.8469
58977 | Bridgeport Disposal LLC | 59166 | Bridgeport Disposal Solar Farm | Commercial Non-CHP | NJ | BRIDG | 1.2 | 1.2 | Solar Photovoltaic | SUN | PV | 4 | 2011 |  |  | (OP) Operating | [6 empty] | Gloucester | 39.7875 | -75.3508
58976 | PsomasFMG Lancaster Solar Crest, LLC | 59167 | Lancaster Solar 1 | IPP Non-CHP | CA | LS1 | 1.5 | 1.5 | Solar Photovoltaic | SUN | PV | 11 | 2014 |  |  | (OP) Operating | [6 empty] | Los Angeles | 34.715 | -118.095
59384 | Avalon Solar | 59168 | Avalon Solar | IPP Non-CHP | AZ | AS | 29 | 29 | Solar Photovoltaic | SUN | PV | 12 | 2014 |  |  | (OP) Operating | [6 empty] | Pima | 32.0014 | -110.9606
58976 | PsomasFMG Lancaster Solar Crest, LLC | 59169 | Lancaster Solar 2 | IPP Non-CHP | CA | LS2 | 1.5 | 1.5 | Solar Photovoltaic | SUN | PV | 11 | 2014 |  |  | (OP) Operating | [6 empty] | Los Angeles | 34.7106 | -118.1661
58975 | Jakana Solar | 59170 | Jakana Solar | IPP Non-CHP | NC | 5MWPV | 5 | 5 | Solar Photovoltaic | SUN | PV | 11 | 2014 |  |  | (OP) Operating | [6 empty] | Martin | 35.8753 | -77.0811
58979 | Windsor Solar LLC | 59171 | Windsor Solar | IPP Non-CHP | NC | 5MWPV | 5 | 5 | Solar Photovoltaic | SUN | PV | 12 | 2014 |  |  | (OP) Operating | [6 empty] | Bertie | 36.0169 | -76.8831
58985 | Marion Solar LLC | 59172 | Belmont | IPP Non-CHP | IN | PV1 | 3.8 | 3.8 | Solar Photovoltaic | SUN | PV | 11 | 2015 |  |  | (OP) Operating | [6 empty] | Marion | 39.72 | -86.1931
58981 | Bethel Solar LLC | 59173 | Bethel Solar | IPP Non-CHP | NC | 5MWPV | 5 | 5 | Solar Photovoltaic | SUN | PV | 12 | 2015 |  |  | (OP) Operating | [6 empty] | Pitt | 35.75 | -77.385
58980 | Lewiston Solar LLC | 59174 | Lewiston Solar | IPP Non-CHP | NC | 5MWPV | 5 | 5 | Solar Photovoltaic | SUN | PV | 12 | 2014 |  |  | (OP) Operating | [6 empty] | Bertie | 36.1411 | -77.2111
58982 | Woodland Solar LLC | 59175 | Woodland Solar | IPP Non-CHP | NC | 5MWPV | 5 | 5 | Solar Photovoltaic | SUN | PV | 4 | 2016 |  |  | (OP) Operating | [6 empty] | Northampton | 36.3419 | -77.2211
58983 | Williamston Solar LLC | 59176 | Williamston Solar | IPP Non-CHP | NC | 5MWPV | 5 | 5 | Solar Photovoltaic | SUN | PV | 12 | 2014 |  |  | (OP) Operating | [6 empty] | Martin | 35.8011 | -77.0631
58984 | Winton Solar LLC | 59177 | Winton Solar | IPP Non-CHP | NC | 5MWPV | 5 | 5 | Solar Photovoltaic | SUN | PV | 2 | 2016 |  |  | (OP) Operating | [6 empty] | Hertford | 36.375 | -76.9389
58440 | CD US Solar MT 2 LLC | 59178 | Franklin 1 | IPP Non-CHP | MA | KRS04 | 3 | 3 | Solar Photovoltaic | SUN | PV | 11 | 2013 |  |  | (OP) Operating | [6 empty] | Norfolk | 42.0406 | -71.3936
58440 | CD US Solar MT 2 LLC | 59179 | Franklin 2 | IPP Non-CHP | MA | KRS05 | 4 | 4 | Solar Photovoltaic | SUN | PV | 12 | 2013 |  |  | (OP) Operating | [6 empty] | Norfolk | 42.0542 | -71.3917
58985 | Marion Solar LLC | 59180 | Marion Solar LNG | IPP Non-CHP | IN | PV1 | 1.5 | 1.5 | Solar Photovoltaic | SUN | PV | 10 | 2015 |  |  | (OP) Operating | [6 empty] | Marion | 39.9131 | -86.2381
58986 | AgriReNew | 59181 | AgriReNew | IPP CHP | IA | 00001 | 1 | 1 | Other Waste Biomass | OBG | GT | 9 | 2013 |  |  | (OP) Operating | [6 empty] | Scott | 41.6919 | -90.8664
59139 | SunEdison LLC | 59182 | Hesperia | IPP Non-CHP | CA | 10-94 | 1.5 | 1.5 | Solar Photovoltaic | SUN | PV | 8 | 2014 |  |  | (OP) Operating | [6 empty] | San Bernardino | 34.435 | -117.3781
58468 | Dominion Renewable Energy | 59183 | CID Solar, LLC | IPP Non-CHP | CA | PV1 | 19.8 | 19.8 | Solar Photovoltaic | SUN | PV | 12 | 2014 |  |  | (OP) Operating | [6 empty] | Kings | 36.1381 | -119.5647
58468 | Dominion Renewable Energy | 59184 | Mulberry Farm LLC | IPP Non-CHP | TN | PV1 | 15.8 | 15.8 | Solar Photovoltaic | SUN | PV | 12 | 2014 |  |  | (OP) Operating | [6 empty] | McNairy | 35.1319 | -88.5867
56990 | NJR Clean Energy Ventures Corporation | 59185 | Jacobstown | IPP Non-CHP | NJ | PV1 | 5 | 5 | Solar Photovoltaic | SUN | PV | 9 | 2014 |  |  | (OP) Operating | [6 empty] | Burlington | 40.0628 | -74.5806
56990 | NJR Clean Energy Ventures Corporation | 59186 | West Pemberton | IPP Non-CHP | NJ | PV1 | 7 | 7 | Solar Photovoltaic | SUN | PV | 7 | 2014 |  |  | (OP) Operating | [6 empty] | Burlington | 40.0067 | -74.7303
13809 | NorthWestern Energy - (SD) | 59187 | Beethoven Wind | Electric Utility | SD | B&H80 | 80 | 80 | Onshore Wind Turbine | WND | WT | 5 | 2015 |  |  | (OP) Operating | [6 empty] | Bon Homme | 43.16 | -98.08
58468 | Dominion Renewable Energy | 59188 | Selmer Farm LLC | IPP Non-CHP | TN | PV1 | 15.8 | 15.8 | Solar Photovoltaic | SUN | PV | 10 | 2014 |  |  | (OP) Operating | [6 empty] | McNairy | 35.1497 | -88.5553
58993 | East Wayne Solar LLC | 59189 | East Wayne Solar LLC | IPP Non-CHP | NC | 1 | 2 | 2 | Solar Photovoltaic | SUN | PV | 3 | 2014 |  |  | (OP) Operating | [6 empty] | Wayne | 35.4417 | -77.85
58995 | Vickers Farm LLC | 59190 | Vickers | IPP Non-CHP | NC | 1 | 2 | 2 | Solar Photovoltaic | SUN | PV | 8 | 2014 |  |  | (OP) Operating | [6 empty] | Chatham | 35.8233 | -79.0803
58996 | Soluga Farms 1 LLC | 59191 | Soluga Farms 1 | IPP Non-CHP | NC | 1 | 5 | 5 | Solar Photovoltaic | SUN | PV | 6 | 2014 |  |  | (OP) Operating | [6 empty] | Sampson | 35.2431 | -78.3869
58997 | Soluga Farms 2 LLC | 59192 | Soluga Farms 2 LLC | IPP Non-CHP | NC | 1 | 5 | 5 | Solar Photovoltaic | SUN | PV | 9 | 2014 |  |  | (OP) Operating | [6 empty] | Bladen | 34.5 | -78.6892
12199 | Montana-Dakota Utilities Co | 59194 | Portable Generator 2 | Electric Utility | ND | IC1 | 2 | 2 | Petroleum Liquids | DFO | IC | 1 | 2012 |  |  | (OP) Operating | [6 empty] | Williams | 48.145 | -103.6375
12199 | Montana-Dakota Utilities Co | 59195 | Portable Generator 3 | Electric Utility | ND | IC2 | 2 | 2 | Petroleum Liquids | DFO | IC | 1 | 2012 |  |  | (OP) Operating | [6 empty] | Williams | 48.145 | -103.6375
12199 | Montana-Dakota Utilities Co | 59196 | Portable Generator 1 | Electric Utility | ND | IC1 | 1.8 | 2 | Petroleum Liquids | DFO | IC | 2 | 2005 |  |  | (OP) Operating | [6 empty] | Mckenzie | 47.8333 | -103.6436
59076 | Fresh Air Energy VII LLC | 59198 | Sterling PV 3 | IPP Non-CHP | CO | STER3 | 1.6 | 1.6 | Solar Photovoltaic | SUN | PV | 12 | 2014 |  |  | (OP) Operating | [6 empty] | Logan | 40.6316 | -103.1947
59078 | Fresh Air Energy VIII LLC | 59199 | Mesa PV1 | IPP Non-CHP | CO | MESA1 | 1.6 | 1.6 | Solar Photovoltaic | SUN | PV | 12 | 2014 |  |  | (OP) Operating | [6 empty] | Mesa | 39.0672 | -108.5091
13781 | Northern States Power Co - Minnesota | 59200 | Border Winds Wind Farm | Electric Utility | ND | 1 | 150 | 150 | Onshore Wind Turbine | WND | WT | 8 | 2015 |  |  | (OP) Operating | [6 empty] | Rolette | 48.9647 | -99.6139
13781 | Northern States Power Co - Minnesota | 59201 | Pleasant Valley Wind Farm | Electric Utility | MN | 1 | 200 | 200 | Onshore Wind Turbine | WND | WT | 8 | 2015 |  |  | (OP) Operating | [6 empty] | Mower | 43.805 | -92.7697
58593 | Sequoia PV 1 LLC | 59203 | Farmersville | IPP Non-CHP | CA | PV1 | 1.5 | 1.5 | Solar Photovoltaic | SUN | PV | 7 | 2014 |  |  | (OP) Operating | [6 empty] | Tulare | 36.19 | -119.12
58593 | Sequoia PV 1 LLC | 59203 | Farmersville | IPP Non-CHP | CA | PV2 | 1.5 | 1.5 | Solar Photovoltaic | SUN | PV | 7 | 2014 |  |  | (OP) Operating | [6 empty] | Tulare | 36.19 | -119.12
58593 | Sequoia PV 1 LLC | 59203 | Farmersville | IPP Non-CHP | CA | PV3 | 1.5 | 1.5 | Solar Photovoltaic | SUN | PV | 7 | 2014 |  |  | (OP) Operating | [6 empty] | Tulare | 36.19 | -119.12
56769 | Consolidated Edison Development Inc. | 59204 | OCI Alamo 3 LLC | IPP Non-CHP | TX | OCIA3 | 5.5 | 5.5 | Solar Photovoltaic | SUN | PV | 1 | 2015 |  |  | (OP) Operating | [6 empty] | Bexar | 29.4792 | -98.2972
56769 | Consolidated Edison Development Inc. | 59205 | OCI Alamo 5 LLC | IPP Non-CHP | TX | OCIA5 | 100 | 100 | Solar Photovoltaic | SUN | PV | 12 | 2015 |  |  | (OP) Operating | [6 empty] | Uvalde | 29.2167 | -99.7161
59004 | Sequoia PV 3 LLC | 59219 | Porterville 6 and 7 | IPP Non-CHP | CA | PV1 | 1.5 | 1.5 | Solar Photovoltaic | SUN | PV | 7 | 2014 |  |  | (OP) Operating | [6 empty] | Tulare | 36.05 | -119.02
59004 | Sequoia PV 3 LLC | 59219 | Porterville 6 and 7 | IPP Non-CHP | CA | PV2 | 1.5 | 1.5 | Solar Photovoltaic | SUN | PV | 7 | 2014 |  |  | (OP) Operating | [6 empty] | Tulare | 36.05 | -119.02
59015 | ESG Biofuels (Southern Georgia) Company LLC | 59221 | Pecan Row Landfill To Electric Facility | IPP Non-CHP | GA | GEN1 | 1.6 | 1.6 | Landfill Gas | LFG | IC | 12 | 2013 |  |  | (OP) Operating | [6 empty] | Lowndes | 30.815 | -83.3625
59015 | ESG Biofuels (Southern Georgia) Company LLC | 59221 | Pecan Row Landfill To Electric Facility | IPP Non-CHP | GA | GEN2 | 1.6 | 1.6 | Landfill Gas | LFG | IC | 12 | 2013 |  |  | (OP) Operating | [6 empty] | Lowndes | 30.815 | -83.3625
59015 | ESG Biofuels (Southern Georgia) Company LLC | 59221 | Pecan Row Landfill To Electric Facility | IPP Non-CHP | GA | GEN3 | 1.6 | 1.6 | Landfill Gas | LFG | IC | 12 | 2013 |  |  | (OP) Operating | [6 empty] | Lowndes | 30.815 | -83.3625
49913 | University of Arizona | 59233 | Cogeneration 2 | Commercial CHP | AZ | CT2 | 6 | 5 | Natural Gas Fired Combined Cycle | NG | CS | 11 | 2002 |  |  | (OP) Operating | [6 empty] | Pima | 32.2408 | -110.9483
59039 | Arbuckle Mountain Wind Farm LLC | 59234 | Arbuckle Mountain Wind Farm LLC | IPP Non-CHP | OK | GEN1 | 100 | 100 | Onshore Wind Turbine | WND | WT | 11 | 2015 |  |  | (OP) Operating | [6 empty] | Murray | 34.3869 | -97.1369
59040 | Rising Tree Wind Farm II LLC | 59235 | Rising Tree Wind Farm II | IPP Non-CHP | CA | GEN1 | 19.8 | 19.8 | Onshore Wind Turbine | WND | WT | 1 | 2015 |  |  | (OP) Operating | [6 empty] | Kern | 35.0889 | -118.2064
59042 | Rising Tree Wind Farm III LLC | 59236 | Rising Tree Wind Farm III | IPP Non-CHP | CA | GEN1 | 99 | 99 | Onshore Wind Turbine | WND | WT | 6 | 2015 |  |  | (OP) Operating | [6 empty] | Kern | 35.0606 | -118.2433
59041 | Lone Valley Solar Park II LLC | 59237 | Lone Valley Solar Park II LLC | IPP Non-CHP | CA | CPII | 20 | 20 | Solar Photovoltaic | SUN | PV | 12 | 2014 |  |  | (OP) Operating | [6 empty] | San Bernardino | 34.4083 | -116.8625
57170 | EDF Renewable Asset Holdings, Inc. | 59238 | Windthorst-2 | IPP Non-CHP | TX | WND2 | 67.6 | 67.6 | Onshore Wind Turbine | WND | WT | 9 | 2014 |  |  | (OP) Operating | [6 empty] | Archer | 33.4953 | -98.5
59045 | Eagle Springs Solar LLC | 59239 | Eagle Springs Solar LLC | IPP Non-CHP | CO | ESS01 | 1 | 1 | Solar Photovoltaic | SUN | PV | 8 | 2013 |  |  | (OP) Operating | [6 empty] | Garfield | 39.5261 | -107.6961
59881 | Port Charlotte Energy LLC | 59240 | Green Gas-Port Charlotte LLC | IPP Non-CHP | FL | G1 | 1.5 | 1.4 | Landfill Gas | LFG | IC | 10 | 2011 |  |  | (OP) Operating | [6 empty] | Charlotte | 26.7908 | -81.9653
59881 | Port Charlotte Energy LLC | 59240 | Green Gas-Port Charlotte LLC | IPP Non-CHP | FL | G2 | 1.5 | 1.4 | Landfill Gas | LFG | IC | 10 | 2011 |  |  | (OP) Operating | [6 empty] | Charlotte | 26.7908 | -81.9653
58801 | Integrys MA Solar, LLC | 59241 | Brockelman | IPP Non-CHP | MA | BROCK | 3 | 3 | Solar Photovoltaic | SUN | PV | 11 | 2013 |  |  | (OP) Operating | [6 empty] | Worcester | 42.4814 | -71.7169
58801 | Integrys MA Solar, LLC | 59242 | Beverly | IPP Non-CHP | MA | BVRLY | 2 | 2 | Solar Photovoltaic | SUN | PV | 5 | 2014 |  |  | (OP) Operating | [6 empty] | Essex | 42.59 | -70.9119
59063 | Camden Solar Center, LLC | 59248 | CCMUA | IPP Non-CHP | NJ | CCMUA | 1.5 | 1.5 | Solar Photovoltaic | SUN | PV | 6 | 2012 |  |  | (OP) Operating | [6 empty] | Camden | 39.9231 | -75.1275
56889 | Rhode Island LFG Genco | 59254 | Johnston LFG Turbine Plant | IPP Non-CHP | RI | GENS1 | 10 | 8.9 | Landfill Gas | LFG | CA | 5 | 2013 |  |  | (OP) Operating | [6 empty] | Providence | 41.8033 | -71.5233
56889 | Rhode Island LFG Genco | 59254 | Johnston LFG Turbine Plant | IPP Non-CHP | RI | GENT1 | 6 | 5.5 | Landfill Gas | LFG | CT | 5 | 2013 |  |  | (OP) Operating | [6 empty] | Providence | 41.8033 | -71.5233
56889 | Rhode Island LFG Genco | 59254 | Johnston LFG Turbine Plant | IPP Non-CHP | RI | GENT2 | 6 | 5.5 | Landfill Gas | LFG | CT | 5 | 2013 |  |  | (OP) Operating | [6 empty] | Providence | 41.8033 | -71.5233
56889 | Rhode Island LFG Genco | 59254 | Johnston LFG Turbine Plant | IPP Non-CHP | RI | GENT3 | 6 | 5.5 | Landfill Gas | LFG | CT | 5 | 2013 |  |  | (OP) Operating | [6 empty] | Providence | 41.8033 | -71.5233
56889 | Rhode Island LFG Genco | 59254 | Johnston LFG Turbine Plant | IPP Non-CHP | RI | GENT4 | 6 | 5.5 | Landfill Gas | LFG | CT | 5 | 2013 |  |  | (OP) Operating | [6 empty] | Providence | 41.8033 | -71.5233
9267 | Hoosier Energy R E C, Inc | 59255 | Osprey Point RES | Electric Utility | IN | 1 | 3.3 | 3 | Other Gases | OG | IC | 6 | 2013 |  |  | (OP) Operating | [6 empty] | Sullivan | 39.0592 | -87.5061
9267 | Hoosier Energy R E C, Inc | 59255 | Osprey Point RES | Electric Utility | IN | 2 | 3.3 | 3 | Other Gases | OG | IC | 6 | 2013 |  |  | (OP) Operating | [6 empty] | Sullivan | 39.0592 | -87.5061
9267 | Hoosier Energy R E C, Inc | 59255 | Osprey Point RES | Electric Utility | IN | 3 | 3.3 | 3 | Other Gases | OG | IC | 6 | 2013 |  |  | (OP) Operating | [6 empty] | Sullivan | 39.0592 | -87.5061
9267 | Hoosier Energy R E C, Inc | 59255 | Osprey Point RES | Electric Utility | IN | 4 | 3.3 | 3 | Other Gases | OG | IC | 6 | 2013 |  |  | (OP) Operating | [6 empty] | Sullivan | 39.0592 | -87.5061
14328 | Pacific Gas & Electric Co | 59256 | Vaca Dixon Battery Storage System | Electric Utility | CA | BAT1 | 2 | 2 | Batteries | MWH | BA | 1 | 2013 |  |  | (OP) Operating | [6 empty] | Solano | 38.3933 | -121.9278
14328 | Pacific Gas & Electric Co | 59257 | Yerba Buena | Electric Utility | CA | YB1 | 4 | 4 | Batteries | MWH | BA | 11 | 2013 |  |  | (OP) Operating | [6 empty] | Santa Clara | 37.3058 | -121.755
59093 | Hidden View Dairy, LLC | 59260 | Hidden View Dairy, LLC | Industrial Non-CHP | IN | HV1 | 0.9 | 0.7 | Other Waste Biomass | OBG | IC | 6 | 2013 |  |  | (OP) Operating | [6 empty] | Jasper | 41.0328 | -87.0725
59093 | Hidden View Dairy, LLC | 59260 | Hidden View Dairy, LLC | Industrial Non-CHP | IN | HV2 | 0.4 | 0.3 | Other Waste Biomass | OBG | IC | 2 | 2007 |  |  | (OP) Operating | [6 empty] | Jasper | 41.0328 | -87.0725
57128 | Bloom Energy | 59261 | Verizon-Torrance | IPP Non-CHP | CA | VZ300 | 1 | 1 | Other Natural Gas | NG | FC | 12 | 2013 |  |  | (OP) Operating | [6 empty] | Los Angeles | 33.8506 | -118.3042
58661 | Sustainable Power Group, LLC | 59262 | Lancaster Little Rock | IPP Non-CHP | CA | LLRC | 5 | 5 | Solar Photovoltaic | SUN | PV | 12 | 2014 |  |  | (OP) Operating | [6 empty] | Los Angeles | 34.5994 | -117.9328
59089 | Merced Solar LLC | 59265 | Merced Solar LLC | IPP Non-CHP | CA | PV8 | 1.5 | 1.5 | Solar Photovoltaic | SUN | PV | 12 | 2014 |  |  | (OP) Operating | [6 empty] | Merced | 37.2678 | -120.4844
59090 | Mission Solar LLC | 59267 | Mission Solar LLC | IPP Non-CHP | CA | PV9 | 1.5 | 1.5 | Solar Photovoltaic | SUN | PV | 12 | 2014 |  |  | (OP) Operating | [6 empty] | Merced | 37.2678 | -120.4825
59091 | Hollister Solar LLC | 59268 | Hollister Solar LLC | IPP Non-CHP | CA | PV10 | 1.5 | 1.5 | Solar Photovoltaic | SUN | PV | 12 | 2014 |  |  | (OA) Out of service but expected to return to service in next calendar year | [6 empty] | San Benito | 36.8625 | -121.4289
58661 | Sustainable Power Group, LLC | 59269 | Victor Mesa Linda B2 | IPP Non-CHP | CA | VMLB2 | 1.5 | 1.5 | Solar Photovoltaic | SUN | PV | 11 | 2014 |  |  | (OP) Operating | [6 empty] | San Bernardino | 34.5128 | -117.3872
58661 | Sustainable Power Group, LLC | 59270 | Victor Mesa Linda C2 | IPP Non-CHP | CA | VMLC2 | 1.5 | 1.5 | Solar Photovoltaic | SUN | PV | 11 | 2014 |  |  | (OP) Operating | [6 empty] | San Bernardino | 34.5114 | -117.3872
58661 | Sustainable Power Group, LLC | 59271 | Victor Mesa Linda D2 | IPP Non-CHP | CA | VMLD2 | 1.5 | 1.5 | Solar Photovoltaic | SUN | PV | 11 | 2014 |  |  | (OP) Operating | [6 empty] | San Bernardino | 34.5094 | -117.3872
58661 | Sustainable Power Group, LLC | 59272 | Victor Mesa Linda E2 | IPP Non-CHP | CA | VMLE2 | 1.5 | 1.5 | Solar Photovoltaic | SUN | PV | 11 | 2014 |  |  | (OP) Operating | [6 empty] | San Bernardino | 34.5081 | -117.3872
58661 | Sustainable Power Group, LLC | 59273 | SEPV Palmdale East | IPP Non-CHP | CA | PALME | 10 | 10 | Solar Photovoltaic | SUN | PV | 8 | 2015 |  |  | (OP) Operating | [6 empty] | Los Angeles | 34.6131 | -117.9389
58661 | Sustainable Power Group, LLC | 59274 | Sutter Greeworks LLC | IPP Non-CHP | NY | SUTTG | 5 | 5 | Solar Photovoltaic | SUN | PV | 10 | 2015 |  |  | (OP) Operating | [6 empty] | Suffolk | 40.9281 | -72.7711
58661 | Sustainable Power Group, LLC | 59275 | Sterlington Greenworks LLC | IPP Non-CHP | NY | STERG | 1.3 | 1.3 | Solar Photovoltaic | SUN | PV | 10 | 2015 |  |  | (OP) Operating | [6 empty] | Suffolk | 41.0675 | -72.4403
56990 | NJR Clean Energy Ventures Corporation | 59277 | Medford WWTP | IPP Non-CHP | NJ | MED1 | 1.3 | 1.3 | Solar Photovoltaic | SUN | PV | 8 | 2013 |  |  | (OP) Operating | [6 empty] | Burlington | 39.9222 | -74.8067
56990 | NJR Clean Energy Ventures Corporation | 59278 | Reeves South | IPP Non-CHP | NJ | REEV1 | 1 | 1 | Solar Photovoltaic | SUN | PV | 12 | 2013 |  |  | (OP) Operating | [6 empty] | Burlington | 39.9267 | -74.8136
57128 | Bloom Energy | 59279 | Life Technologies - Pleasanton | IPP Non-CHP | CA | LFT01 | 1.1 | 1 | Other Natural Gas | NG | FC | 3 | 2013 |  |  | (OP) Operating | [6 empty] | Alameda | 37.6439 | -121.8842
57128 | Bloom Energy | 59280 | Kellogg's - San Jose | IPP Non-CHP | CA | KLG00 | 1.1 | 1 | Other Natural Gas | NG | FC | 9 | 2013 |  |  | (OP) Operating | [6 empty] | Santa Clara | 37.3564 | -121.8719
57128 | Bloom Energy | 59281 | eBay - South Jordan | IPP Non-CHP | UT | EBY00 | 6.3 | 9.8 | Other Natural Gas | NG | FC | 9 | 2013 |  |  | (OP) Operating | [6 empty] | Salt Lake | 40.5606 | -112.0478
57128 | Bloom Energy | 59282 | Green Machine | IPP Non-CHP | MD | BBX00 | 1.7 | 1.6 | Other Natural Gas | NG | FC | 6 | 2013 |  |  | (OP) Operating | [6 empty] | Anne Arundel | 39.1089 | -76.7714
58540 | California PV Energy LLC | 59283 | California PV Energy at ISD WWTP | IPP Non-CHP | CA | W4236 | 1 | 1 | Solar Photovoltaic | SUN | PV | 8 | 2014 |  |  | (OP) Operating | [6 empty] | Contra Costa | 38.0011 | -121.7039
56622 | NextEra Energy Resources | 59284 | Mammoth Plains | IPP Non-CHP | OK | GE1.7 | 199 | 199 | Onshore Wind Turbine | WND | WT | 12 | 2014 |  |  | (OP) Operating | [6 empty] | Dewey | 35.9789 | -98.7103
59097 | WED NK Green LLC | 59295 | WED NK Green | IPP Non-CHP | RI | NKG1 | 1.5 | 1.5 | Onshore Wind Turbine | WND | WT | 3 | 2012 |  |  | (OP) Operating | [6 empty] | Washington | 41.5817 | -71.4867
59100 | Sunlight General Solar Fund II, LLC | 59297 | Carrier Clinic | IPP Non-CHP | NJ | CARRI | 1.5 | 1.5 | Solar Photovoltaic | SUN | PV | 10 | 2009 |  |  | (OP) Operating | [6 empty] | Somerset | 40.47 | -74.685
59104 | Sequoia PV 2, LLC | 59300 | Hanford 1 and 2 | IPP Non-CHP | CA | HAN1 | 1.5 | 1.5 | Solar Photovoltaic | SUN | PV | 8 | 2014 |  |  | (OP) Operating | [6 empty] | Kings | 36.3067 | -119.6292
59104 | Sequoia PV 2, LLC | 59300 | Hanford 1 and 2 | IPP Non-CHP | CA | HAN2 | 1.5 | 1.5 | Solar Photovoltaic | SUN | PV | 8 | 2014 |  |  | (OP) Operating | [6 empty] | Kings | 36.3067 | -119.6292
58523 | Enerdyne Power Systems Inc | 59310 | Black Oak Power Producers, LLC | IPP Non-CHP | MO | GEN1 | 2 | 1.9 | Landfill Gas | LFG | IC | 12 | 2014 |  |  | (OP) Operating | [6 empty] | Wright | 37.2319 | -92.4539
58523 | Enerdyne Power Systems Inc | 59310 | Black Oak Power Producers, LLC | IPP Non-CHP | MO | GEN2 | 2 | 1.9 | Landfill Gas | LFG | IC | 12 | 2014 |  |  | (OP) Operating | [6 empty] | Wright | 37.2319 | -92.4539
59115 | NextEra Energy Seiling Wind | 59311 | Seiling Wind I | IPP Non-CHP | OK | SEIL1 | 199 | 199 | Onshore Wind Turbine | WND | WT | 12 | 2014 |  |  | (OP) Operating |  |  | 0 |  |  | 0 | Dewey | 36.1225 | -98.9922
59115 | NextEra Energy Seiling Wind | 59312 | Seiling Wind II | IPP Non-CHP | OK | SEIL2 | 98.6 | 98.6 | Onshore Wind Turbine | WND | WT | 12 | 2014 |  |  | (OP) Operating | [6 empty] | Dewey | 36.1225 | -98.9922
56990 | NJR Clean Energy Ventures Corporation | 59318 | North Run | IPP Non-CHP | NJ | NRUN1 | 5 | 5 | Solar Photovoltaic | SUN | PV | 1 | 2015 |  |  | (OP) Operating | [6 empty] | Burlington | 40.0631 | -74.5806
56990 | NJR Clean Energy Ventures Corporation | 59319 | Rock Solid | IPP Non-CHP | NJ | ROCK1 | 8 | 8 | Solar Photovoltaic | SUN | PV | 11 | 2014 |  |  | (OP) Operating | [6 empty] | Monmouth | 40.2258 | -74.2203
59119 | Los Vientos Windpower III, LLC | 59320 | Los Vientos Windpower III | IPP Non-CHP | TX | GEN1 | 200 | 200 | Onshore Wind Turbine | WND | WT | 4 | 2015 |  |  | (OP) Operating | [6 empty] | Starr | 26.3886 | -98.8061
59121 | Pumpjack Solar I, LLC | 59322 | Pumpjack Solar I | IPP Non-CHP | CA | GEN1 | 20 | 20 | Solar Photovoltaic | SUN | PV | 1 | 2015 |  |  | (OP) Operating | [6 empty] | Kern | 35.3056 | -119.6225
57081 | WGL Energy Systems, Inc | 59323 | Sacramento (SMUD) | IPP Non-CHP | CA | SMUPV | 1.5 | 1.5 | Solar Photovoltaic | SUN | PV | 8 | 2014 |  |  | (OP) Operating | [6 empty] | Sacramento | 38.5872 | -121.4578
59122 | The Medical Center Company | 59324 | MCCo Solar Generating Facility | IPP Non-CHP | OH | MCCO1 | 1 | 0.6 | Solar Photovoltaic | SUN | PV | 11 | 2014 |  |  | (OP) Operating | [6 empty] | Cuyahoga | 41.5164 | -81.5972
59125 | Marlboro Mushroom | 59327 | Marlboro Mushrooms Solar Field | Industrial Non-CHP | PA | GEN1 | 1 | 1 | Solar Photovoltaic | SUN | PV | 11 | 2011 |  |  | (OP) Operating | [6 empty] | Chester | 39.8828 | -75.8294
59129 | Foundation CA Fund VII Manager, LLC | 59328 | Golden Acorn Casino | Commercial Non-CHP | CA | GAC1 | 1 | 1 | Onshore Wind Turbine | WND | WT | 7 | 2014 |  |  | (OP) Operating | [6 empty] | San Diego | 32.7021 | -116.3546
59129 | Foundation CA Fund VII Manager, LLC | 59329 | City of Soledad Water Reclamation | IPP Non-CHP | CA | SOL1 | 1 | 1 | Onshore Wind Turbine | WND | WT | 11 | 2014 |  |  | (OP) Operating | [6 empty] | Monterey | 36.4211 | -121.3403
59129 | Foundation CA Fund VII Manager, LLC | 59330 | Taylor Farms | IPP Non-CHP | CA | TAY1 | 1 | 1 | Onshore Wind Turbine | WND | WT | 11 | 2014 |  |  | (OP) Operating | [6 empty] | Monterey | 36.505 | -121.4517
59129 | Foundation CA Fund VII Manager, LLC | 59331 | Anheuser-Busch #2 | Industrial Non-CHP | CA | ANB2 | 1.6 | 1.6 | Onshore Wind Turbine | WND | WT | 11 | 2014 |  |  | (OP) Operating | [6 empty] | Solano | 38.2336 | -122.0925
59900 | Mesquite Creek Wind, LLC | 59332 | Mesquite Creek Wind | IPP Non-CHP | TX | MSCRK | 211.2 | 211.2 | Onshore Wind Turbine | WND | WT | 4 | 2015 |  |  | (OP) Operating | [6 empty] | Dawson | 32.7 | -101.7411
59132 | Faison Solar LLC | 59333 | Faison Solar | IPP Non-CHP | NC | FAIS1 | 2 | 2 | Solar Photovoltaic | SUN | PV | 7 | 2015 |  |  | (OP) Operating | [6 empty] | Duplin | 35.0697 | -78.1161
58468 | Dominion Renewable Energy | 59334 | Catalina Solar 2, LLC | IPP Non-CHP | CA | INV-1 | 18 | 18 | Solar Photovoltaic | SUN | PV | 8 | 2015 |  |  | (OP) Operating | [6 empty] | Kern | 34.8122 | -118.3528
59135 | Inst and Envir Div Marine Logistics Base | 59335 | MCLB Landfill Gas to Energy | IPP CHP | GA | GEN1 | 1.9 | 1.9 | Other Waste Biomass | OBG | IC | 9 | 2011 |  |  | (OP) Operating | [6 empty] | Dougherty | 31.5461 | -84.0675
59462 | Heelstone Energy Holdings, LLC | 59337 | Harrell's Hill Solar Center LLC | IPP Non-CHP | NC | HHS1 | 5 | 5 | Solar Photovoltaic | SUN | PV | 12 | 2015 |  |  | (OP) Operating | [6 empty] | Wayne | 35.2119 | -78.1008
56964 | Sundevil Power Holdings LLC | 59338 | Sundevil Power Holdings - Gila River | IPP Non-CHP | AZ | CTG1 | 174 | 146 | Natural Gas Fired Combined Cycle | NG | CT | 7 | 2003 |  |  | (OP) Operating | [6 empty] | Maricopa | 32.975 | -112.6944
56964 | Sundevil Power Holdings LLC | 59338 | Sundevil Power Holdings - Gila River | IPP Non-CHP | AZ | CTG2 | 174 | 146 | Natural Gas Fired Combined Cycle | NG | CT | 7 | 2003 |  |  | (OP) Operating | [6 empty] | Maricopa | 32.975 | -112.6944
56964 | Sundevil Power Holdings LLC | 59338 | Sundevil Power Holdings - Gila River | IPP Non-CHP | AZ | CTG3 | 174 | 146 | Natural Gas Fired Combined Cycle | NG | CT | 6 | 2003 |  |  | (OP) Operating | [6 empty] | Maricopa | 32.975 | -112.6944
56964 | Sundevil Power Holdings LLC | 59338 | Sundevil Power Holdings - Gila River | IPP Non-CHP | AZ | CTG4 | 174 | 146 | Natural Gas Fired Combined Cycle | NG | CT | 6 | 2003 |  |  | (OP) Operating | [6 empty] | Maricopa | 32.975 | -112.6944
56964 | Sundevil Power Holdings LLC | 59338 | Sundevil Power Holdings - Gila River | IPP Non-CHP | AZ | ST10 | 271 | 223 | Natural Gas Fired Combined Cycle | NG | CA | 7 | 2003 |  |  | (OP) Operating | [6 empty] | Maricopa | 32.975 | -112.6944
56964 | Sundevil Power Holdings LLC | 59338 | Sundevil Power Holdings - Gila River | IPP Non-CHP | AZ | ST9 | 271 | 223 | Natural Gas Fired Combined Cycle | NG | CA | 5 | 2003 |  |  | (OP) Operating | [6 empty] | Maricopa | 32.975 | -112.6944
59138 | SunPower Corporation, Systems | 59339 | Quinto Solar PV Project | IPP Non-CHP | CA | SSC13 | 108 | 105.1 | Solar Photovoltaic | SUN | PV | 11 | 2015 |  |  | (OP) Operating | [6 empty] | Merced | 37.1303 | -121.0522
59140 | Dorena Hydro, LLC | 59357 | Dorena Hydro-Electric Facility | IPP Non-CHP | OR | FRNCS | 1.4 | 1.4 | Conventional Hydroelectric | WAT | HY | 6 | 2014 |  |  | (OP) Operating | [6 empty] | Lane | 43.7867 | -122.9581
59140 | Dorena Hydro, LLC | 59357 | Dorena Hydro-Electric Facility | IPP Non-CHP | OR | KAPLN | 6.1 | 6.1 | Conventional Hydroelectric | WAT | HY | 6 | 2014 |  |  | (OP) Operating | [6 empty] | Lane | 43.7867 | -122.9581
59141 | Devens | 59358 | Devens | IPP Non-CHP | MA | MA2 | 3 | 2 | Solar Photovoltaic | SUN | PV | 6 | 2014 |  |  | (OP) Operating | [6 empty] | Middlesex | 42.5619 | -71.6228
59139 | SunEdison LLC | 59359 | SCE-Snowline-Duncan Road (North) | IPP Non-CHP | CA | 10400 | 1.5 | 1.5 | Solar Photovoltaic | SUN | PV | 10 | 2014 |  |  | (OP) Operating | [6 empty] | San Bernardino | 34.4739 | -117.5628
59139 | SunEdison LLC | 59360 | SCE-Snowline-Duncan Road (South) | IPP Non-CHP | CA | 11113 | 1 | 1 | Solar Photovoltaic | SUN | PV | 10 | 2014 |  |  | (OP) Operating | [6 empty] | San Bernardino | 34.4714 | -117.5622
58258 | SunRay Power LLC | 59361 | Browne Solar LLC | IPP Non-CHP | MA | PV1 | 1.4 | 1.4 | Solar Photovoltaic | SUN | PV | 4 | 2014 |  |  | (OP) Operating | [6 empty] | Hampden | 42.2008 | -72.3222
58258 | SunRay Power LLC | 59362 | Indian Hill Solar LLC | IPP Non-CHP | MA | PV1 | 1.4 | 1.4 | Solar Photovoltaic | SUN | PV | 4 | 2014 |  |  | (OP) Operating | [6 empty] | Hampden | 42.2008 | -72.3222
58258 | SunRay Power LLC | 59363 | State Street Solar LLC | IPP Non-CHP | MA | PV1 | 1.4 | 1.4 | Solar Photovoltaic | SUN | PV | 4 | 2014 |  |  | (OP) Operating | [6 empty] | Hampden | 42.2008 | -72.3222
58258 | SunRay Power LLC | 59364 | Plainfield One Solar LLC | IPP Non-CHP | NJ | PV1 | 1.3 | 1.3 | Solar Photovoltaic | SUN | PV | 12 | 2011 |  |  | (OP) Operating | [6 empty] | Somerset | 40.605 | -74.4394
58258 | SunRay Power LLC | 59365 | 24 Applegate Solar LLC | IPP Non-CHP | NJ | PV1 | 4.9 | 4.9 | Solar Photovoltaic | SUN | PV | 6 | 2014 |  |  | (OP) Operating | [6 empty] | Mercer | 40.2058 | -74.5797
58258 | SunRay Power LLC | 59366 | G&S Wantage Solar LLC | IPP Non-CHP | NJ | PV1 | 8.5 | 8.5 | Solar Photovoltaic | SUN | PV | 1 | 2014 |  |  | (OP) Operating | [6 empty] | Sussex | 41.1892 | -74.5917
58258 | SunRay Power LLC | 59367 | Engelhard Solar LLC | IPP Non-CHP | NJ | PV1 | 1.1 | 1.1 | Solar Photovoltaic | SUN | PV | 12 | 2012 |  |  | (OP) Operating | [6 empty] | Middlesex | 40.33 | -74.4625
58258 | SunRay Power LLC | 59368 | Westborough Solar LLC | IPP Non-CHP | MA | PV1 | 2.2 | 2.2 | Solar Photovoltaic | SUN | PV | 4 | 2014 |  |  | (OP) Operating | [6 empty] | Worcester | 42.2633 | -71.6092
58258 | SunRay Power LLC | 59369 | Lakewood Seven Solar LLC | IPP Non-CHP | NJ | PV1 | 1 | 1 | Solar Photovoltaic | SUN | PV | 3 | 2012 |  |  | (OP) Operating | [6 empty] | Ocean | 40.0575 | -74.1856
58258 | SunRay Power LLC | 59370 | 4 Applegate Solar LLC | IPP Non-CHP | NJ | PV1 | 1.8 | 1.8 | Solar Photovoltaic | SUN | PV | 4 | 2012 |  |  | (OP) Operating | [6 empty] | Mercer | 40.1964 | -74.5836
58258 | SunRay Power LLC | 59371 | 12 Applegate Solar LLC | IPP Non-CHP | NJ | PV1 | 1.9 | 1.9 | Solar Photovoltaic | SUN | PV | 4 | 2012 |  |  | (OP) Operating | [6 empty] | Mercer | 40.2003 | -74.5761
59147 | Broshco Fabricated Products | 59373 | Broshco Fabricated Products | Industrial CHP | OH | 1 | 1.2 | 1.2 | Natural Gas Fired Combustion Turbine | NG | GT | 9 | 2001 |  |  | (OP) Operating | [6 empty] | Richland | 40.7761 | -82.5686
59147 | Broshco Fabricated Products | 59373 | Broshco Fabricated Products | Industrial CHP | OH | 2 | 1.2 | 1.2 | Natural Gas Fired Combustion Turbine | NG | GT | 9 | 2001 |  |  | (OP) Operating | [6 empty] | Richland | 40.7761 | -82.5686
59147 | Broshco Fabricated Products | 59373 | Broshco Fabricated Products | Industrial CHP | OH | 3 | 1.2 | 1.2 | Natural Gas Fired Combustion Turbine | NG | GT | 9 | 2001 |  |  | (OP) Operating | [6 empty] | Richland | 40.7761 | -82.5686
59147 | Broshco Fabricated Products | 59373 | Broshco Fabricated Products | Industrial CHP | OH | 4 | 1.1 | 1.1 | Natural Gas Fired Combustion Turbine | NG | GT | 7 | 2005 |  |  | (OP) Operating | [6 empty] | Richland | 40.7761 | -82.5686
59143 | Old Mill Solar | 59374 | Old Mill Solar | IPP Non-CHP | OR | OMSLR | 5 | 5 | Solar Photovoltaic | SUN | PV | 12 | 2015 |  |  | (OP) Operating | [6 empty] | Klamath | 42.2033 | -121.0464
59150 | Rose Hill Solar LLC | 59375 | Rose Hill | IPP Non-CHP | NC | ROSE1 | 2 | 2 | Solar Photovoltaic | SUN | PV | 12 | 2012 |  |  | (OP) Operating | [6 empty] | Duplin | 34.8239 | -77.9697
59149 | Dunn Solar, LLC | 59376 | Dunn | IPP Non-CHP | NC | DUNN1 | 2 | 2 | Solar Photovoltaic | SUN | PV | 12 | 2012 |  |  | (OP) Operating | [6 empty] | Harnett | 35.475 | -78.5486
59153 | FLS Solar 80, LLC | 59377 | Town of Cary | IPP Non-CHP | NC | CARY1 | 1.5 | 1.5 | Solar Photovoltaic | SUN | PV | 12 | 2012 |  |  | (OP) Operating | [6 empty] | Duplin | 34.8239 | -77.9697
59148 | BP Helios Plaza | 59378 | Helios Plaza CHP Plant | IPP CHP | TX | GEN1 | 4.6 | 4.3 | Natural Gas Fired Combustion Turbine | NG | GT | 1 | 2010 |  |  | (OP) Operating | [6 empty] | Harris | 29.7833 | -95.6333
59156 | Wapsie Valley Creamery | 59379 | Wapsie Valley Creamery Back Up Generator | Industrial Non-CHP | IA | 1 | 1.8 | 1.1 | Petroleum Liquids | DFO | IC | 4 | 2015 |  |  | (OP) Operating | [6 empty] | Buchanan | 42.4778 | -91.8911
59158 | Wildwood Solar I, LLC | 59380 | Wildwood Solar I, LLC | IPP Non-CHP | CA | WLD1 | 19.5 | 19.5 | Solar Photovoltaic | SUN | PV | 2 | 2015 |  |  | (OP) Operating | [6 empty] | Kern | 35.6158 | -119.5783
59157 | The Methodist Hospital | 59381 | The Methodist Hospital, Gas Turbine | Commercial CHP | TX | GT-1 | 5 | 3 | Natural Gas Fired Combustion Turbine | NG | GT | 2 | 2010 |  |  | (OP) Operating | [6 empty] | Harris | 29.7094 | -95.4003
18260 | Surprise Valley Electrification | 59382 | Paisley Geothermal Generating Plant | Electric Utility | OR | SVEP1 | 3.7 | 1.8 | Geothermal | GEO | ST | 10 | 2015 |  |  | (OP) Operating | [6 empty] | Lake | 42.6958 | -120.5578
59160 | East Kansas Agri-Energy, LLC | 59383 | East Kansas Agri-Energy, LLC | Industrial Non-CHP | KS | KATO | 2 | 0.8 | All Other | WH | ST | 6 | 2005 |  |  | (OP) Operating | [6 empty] | Anderson | 38.2725 | -95.2403
59155 | First Wind O&M, LLC | 59384 | South Plains Wind Phase I | IPP Non-CHP | TX | 1 | 200 | 200 | Onshore Wind Turbine | WND | WT | 11 | 2015 |  |  | (OP) Operating | [6 empty] | Floyd | 34.0806 | -101.3236
58677 | CD US Solar MT1 LLC | 59390 | True North | IPP Non-CHP | MA | TNE1 | 4.8 | 4.8 | Solar Photovoltaic | SUN | PV | 8 | 2012 |  |  | (OP) Operating | [6 empty] | Essex | 42.8475 | -70.8983
59170 | North American Biofuels, LLC | 59392 | Blue Ridge Generating | IPP Non-CHP | KY | GEN1 | 1.6 | 1.2 | Landfill Gas | LFG | IC | 11 | 2013 |  |  | (OP) Operating | [6 empty] | Estill | 37.7411 | -83.9889
59171 | Suncore Photovoltaics, Inc | 59393 | Eubank Landfill Solar Array | IPP Non-CHP | NM | ESNM1 | 2 | 2 | Solar Photovoltaic | SUN | PV | 11 | 2013 |  |  | (OP) Operating | [6 empty] | Bernalillo | 35.0492 | -106.53
58440 | CD US Solar MT 2 LLC | 59394 | Grafton Solar | IPP Non-CHP | MA | KRS03 | 1.5 | 1.5 | Solar Photovoltaic | SUN | PV | 10 | 2013 |  |  | (OP) Operating | [6 empty] | Worcester | 42.1992 | -71.6792
59173 | City of Tulare Water Pollution Control | 59395 | City of Tulare Water Facility | Commercial CHP | CA | C2550 | 0.5 | 0.4 | Other Waste Biomass | OBG | IC | 1 | 1991 |  |  | (OP) Operating | [6 empty] | Tulare | 36.185 | -119.375
59173 | City of Tulare Water Pollution Control | 59395 | City of Tulare Water Facility | Commercial CHP | CA | DFC30 | 1.4 | 1.1 | Other Waste Biomass | OBG | FC | 9 | 2007 |  |  | (OP) Operating | [6 empty] | Tulare | 36.185 | -119.375
59173 | City of Tulare Water Pollution Control | 59395 | City of Tulare Water Facility | Commercial CHP | CA | PV302 | 0.1 | 0.1 | Solar Photovoltaic | SUN | PV | 10 | 2007 |  |  | (OP) Operating | [6 empty] | Tulare | 36.185 | -119.375
59173 | City of Tulare Water Pollution Control | 59395 | City of Tulare Water Facility | Commercial CHP | CA | SC500 | 1 | 1 | Solar Photovoltaic | SUN | PV | 2 | 2011 |  |  | (OP) Operating | [6 empty] | Tulare | 36.185 | -119.375
59174 | CD US Solar MT3, LLC | 59396 | Shaffer | IPP Non-CHP | MA | SHF01 | 5 | 5 | Solar Photovoltaic | SUN | PV | 9 | 2014 |  |  | (OP) Operating | [6 empty] | Middlesex | 42.5942 | -71.2494
59175 | Searchlight Solar LLC | 59404 | Searchlight Solar | IPP Non-CHP | NV | 1 | 17.5 | 17.5 | Solar Photovoltaic | SUN | PV | 12 | 2014 |  |  | (OP) Operating | [6 empty] | Clark | 35.4797 | -114.9361
59176 | Diamond Valley Solar LLC | 59405 | Diamond Valley Solar Project | IPP Non-CHP | CA | PV11 | 1.3 | 1.3 | Solar Photovoltaic | SUN | PV | 1 | 2015 |  |  | (OP) Operating | [6 empty] | Riverside | 33.7131 | -117.0725
59533 | Facile Solar LLC | 59406 | Facile Solar | IPP Non-CHP | NC | SYS1 | 2 | 2 | Solar Photovoltaic | SUN | PV | 10 | 2015 |  |  | (OP) Operating | [6 empty] | Alamance | 36.0989 | -79.4939
59180 | Newman Solar LLC | 59407 | Newman Solar | IPP Non-CHP | TX | NEW1 | 10.5 | 10.3 | Solar Photovoltaic | SUN | PV | 12 | 2014 |  |  | (OP) Operating | [6 empty] | El Paso | 31.9783 | -106.4275
59183 | Shafter Solar LLC | 59408 | Shafter Solar LLC | IPP Non-CHP | CA | 1 | 20 | 20 | Solar Photovoltaic | SUN | PV | 5 | 2015 |  |  | (OP) Operating | [6 empty] | Kern | 35.3933 | -119.1278
59185 | CD US Solar PO 3, LLC | 59409 | Madelyn Solar, LLC | IPP Non-CHP | CA | SNL17 | 1 | 1 | Solar Photovoltaic | SUN | PV | 12 | 2014 |  |  | (OP) Operating | [6 empty] | San Bernardino | 34.7683 | -117.3236
59185 | CD US Solar PO 3, LLC | 59410 | Rudy Solar, LLC | IPP Non-CHP | CA | SNL19 | 1.5 | 1.5 | Solar Photovoltaic | SUN | PV | 12 | 2014 |  |  | (OP) Operating | [6 empty] | San Bernardino | 34.7664 | -117.3236
59185 | CD US Solar PO 3, LLC | 59411 | Mitchell Solar, LLC | IPP Non-CHP | CA | SNL18 | 1.5 | 1.5 | Solar Photovoltaic | SUN | PV | 12 | 2014 |  |  | (OP) Operating | [6 empty] | San Bernardino | 34.765 | -117.3236
59050 | Algonquin Power Co | 59412 | Algonquin SKIC20 Solar LLC | IPP Non-CHP | CA | SKI20 | 20 | 20 | Solar Photovoltaic | SUN | PV | 5 | 2015 |  |  | (OP) Operating | [6 empty] | Kern | 35.1261 | -119.2433
56769 | Consolidated Edison Development Inc. | 59413 | Corcoran Solar 2 | IPP Non-CHP | CA | C2CA | 19.8 | 19.8 | Solar Photovoltaic | SUN | PV | 5 | 2015 |  |  | (OP) Operating | [6 empty] | Kings | 36.1419 | -119.5817
56769 | Consolidated Edison Development Inc. | 59414 | Atwell Island West Solar | IPP Non-CHP | CA | AWCA | 20 | 20 | Solar Photovoltaic | SUN | PV | 5 | 2015 |  |  | (OP) Operating | [6 empty] | Tulare | 35.815 | -119.4597
4180 | Connecticut Mun Elec Engy Coop | 59415 | Backus Microgrid Project | Electric Utility | CT | BMP1 | 2.5 | 2.5 | Petroleum Liquids | DFO | IC | 8 | 2014 |  |  | (OP) Operating | [6 empty] | New London | 41.5428 | -72.0936
4180 | Connecticut Mun Elec Engy Coop | 59415 | Backus Microgrid Project | Electric Utility | CT | BMP2 | 2.5 | 2.5 | Petroleum Liquids | DFO | IC | 8 | 2014 |  |  | (OP) Operating | [6 empty] | New London | 41.5428 | -72.0936
4180 | Connecticut Mun Elec Engy Coop | 59415 | Backus Microgrid Project | Electric Utility | CT | BMP3 | 2.5 | 2.5 | Petroleum Liquids | DFO | IC | 8 | 2014 |  |  | (OP) Operating | [6 empty] | New London | 41.5428 | -72.0936
4180 | Connecticut Mun Elec Engy Coop | 59415 | Backus Microgrid Project | Electric Utility | CT | BMP4 | 2.5 | 2.5 | Petroleum Liquids | DFO | IC | 8 | 2014 |  |  | (OP) Operating | [6 empty] | New London | 41.5428 | -72.0936
59187 | Anaheim Public Utilities | 59416 | Anaheim Solar Energy Plant | Electric Utility | CA | PV1 | 2.1 | 2 | Solar Photovoltaic | SUN | PV | 8 | 2014 |  |  | (OP) Operating | [6 empty] | Orange | 33.8025 | -117.9197
59188 | Pleasant Hill Wind Energy LLC | 59417 | Pleasant Hill Wind Energy Project | IPP Non-CHP | TX | WT1 | 20 | 20 | Onshore Wind Turbine | WND | WT | 10 | 2015 |  |  | (OP) Operating | [6 empty] | Crosby | 33.7389 | -101.485
59139 | SunEdison LLC | 59421 | SCE-Snowline-White Road (South) | IPP Non-CHP | CA | 11111 | 1.5 | 1.5 | Solar Photovoltaic | SUN | PV | 11 | 2014 |  |  | (OP) Operating | [6 empty] | San Bernardino | 34.4131 | -117.4708
59139 | SunEdison LLC | 59422 | SCE-Snowline-White Road (North) | IPP Non-CHP | CA | 10401 | 1.5 | 1.5 | Solar Photovoltaic | SUN | PV | 11 | 2014 |  |  | (OP) Operating | [6 empty] | San Bernardino | 34.4175 | -117.4697
59139 | SunEdison LLC | 59423 | SCE-Snowline-White Rd (Central) | IPP Non-CHP | CA | 10402 | 1.5 | 1.5 | Solar Photovoltaic | SUN | PV | 11 | 2014 |  |  | (OP) Operating | [6 empty] | San Bernardino | 34.4153 | -117.47
59200 | Indy Airport Solar Project II, LLC | 59424 | IND Solar Farm (Phase IIA) | IPP Non-CHP | IN | IND2A | 7.5 | 7.5 | Solar Photovoltaic | SUN | PV | 12 | 2014 |  |  | (OP) Operating | [6 empty] | Marion | 39.6947 | -86.3217
59195 | Landfill Energy Systems | 59425 | Zimmerman Energy | IPP Non-CHP | IN | ZE-#1 | 2 | 1.9 | Landfill Gas | LFG | IC | 11 | 2014 |  |  | (OP) Operating | [6 empty] | Marshall | 41.2378 | -86.2461
59195 | Landfill Energy Systems | 59425 | Zimmerman Energy | IPP Non-CHP | IN | ZE-#2 | 2 | 1.9 | Landfill Gas | LFG | IC | 11 | 2014 |  |  | (OP) Operating | [6 empty] | Marshall | 41.2378 | -86.2461
59195 | Landfill Energy Systems | 59425 | Zimmerman Energy | IPP Non-CHP | IN | ZE-#3 | 2 | 1.9 | Landfill Gas | LFG | IC | 11 | 2014 |  |  | (OP) Operating | [6 empty] | Marshall | 41.2378 | -86.2461
59199 | SolNCPower2, LLC | 59426 | GKS Solar | IPP Non-CHP | NC | GKS1 | 5 | 5 | Solar Photovoltaic | SUN | PV | 8 | 2015 |  |  | (OP) Operating | [6 empty] | Perquimans | 36.2483 | -76.5019
59202 | SolNCPower1, LLC | 59427 | Two Mile Solar | IPP Non-CHP | NC | TMS1 | 5 | 5 | Solar Photovoltaic | SUN | PV | 6 | 2015 |  |  | (OP) Operating | [6 empty] | Perquimans | 36.2231 | -76.4619
59205 | Baker Station Associates, LP | 59428 | Baker Creek Hydroelectric | IPP Non-CHP | CA | GENE1 | 1.4 | 0 | Conventional Hydroelectric | WAT | HY | 11 | 2014 |  |  | (OP) Operating | [6 empty] | Humboldt | 40.5264 | -123.7256
59205 | Baker Station Associates, LP | 59428 | Baker Creek Hydroelectric | IPP Non-CHP | CA | GENE2 | 0.1 | 0 | Conventional Hydroelectric | WAT | HY | 11 | 2014 |  |  | (OP) Operating | [6 empty] | Humboldt | 40.5264 | -123.7256
59206 | Downs Farm Solar, LLC | 59429 | Downs Farm Solar | IPP Non-CHP | NC | DOWN1 | 5 | 5 | Solar Photovoltaic | SUN | PV | 11 | 2015 |  |  | (OP) Operating | [6 empty] | Hertford | 36.3619 | -76.9169
59208 | NRG Solar Las Vegas MB-1 | 59430 | NRG Solar Las Vegas MB-1 | IPP Non-CHP | NV | MB-1 | 5 | 5 | Solar Photovoltaic | SUN | PV | 2 | 2015 |  |  | (OP) Operating | [6 empty] | Clark | 36.0886 | -115.1778
58661 | Sustainable Power Group, LLC | 59431 | Sierra Solar Greenworks | IPP Non-CHP | CA | SSG1 | 20 | 20 | Solar Photovoltaic | SUN | PV | 11 | 2015 |  |  | (OP) Operating | [6 empty] | Los Angeles | 34.7036 | -118.3342
59209 | Half Moon Ventures, LLC | 59432 | Duke Building 87 | IPP Non-CHP | IN | DUK87 | 2.7 | 2.7 | Solar Photovoltaic | SUN | PV | 12 | 2014 |  |  | (OP) Operating | [6 empty] | Marion | 39.8908 | -86.2556
59209 | Half Moon Ventures, LLC | 59433 | Duke Building 98 | IPP Non-CHP | IN | DUK98 | 2.7 | 2.7 | Solar Photovoltaic | SUN | PV | 12 | 2014 |  |  | (OP) Operating | [6 empty] | Marion | 39.9047 | -86.26
59209 | Half Moon Ventures, LLC | 59434 | Duke Building 129 | IPP Non-CHP | IN | DU129 | 3.4 | 3.4 | Solar Photovoltaic | SUN | PV | 12 | 2014 |  |  | (OP) Operating | [6 empty] | Marion | 39.9108 | -86.2453
56769 | Consolidated Edison Development Inc. | 59435 | Oak Tree Energy | IPP Non-CHP | SD | OTE14 | 19.5 | 19.5 | Onshore Wind Turbine | WND | WT | 12 | 2014 |  |  | (OP) Operating | [6 empty] | Clark | 44.9333 | -97.7414
13559 | North American Natural Res | 59436 | Lennon Generating | IPP Non-CHP | MI | 10 | 1.6 | 1.5 | Landfill Gas | LFG | IC | 9 | 2012 |  |  | (OP) Operating | [6 empty] | Shiawassee | 42.9817 | -83.9794
13559 | North American Natural Res | 59436 | Lennon Generating | IPP Non-CHP | MI | 3 | 0.8 | 0.8 | Landfill Gas | LFG | IC | 2 | 2001 |  |  | (OP) Operating | [6 empty] | Shiawassee | 42.9817 | -83.9794
13559 | North American Natural Res | 59436 | Lennon Generating | IPP Non-CHP | MI | 4 | 0.8 | 0.8 | Landfill Gas | LFG | IC | 2 | 2006 |  |  | (OP) Operating | [6 empty] | Shiawassee | 42.9817 | -83.9794
13559 | North American Natural Res | 59436 | Lennon Generating | IPP Non-CHP | MI | 5 | 0.8 | 0.8 | Landfill Gas | LFG | IC | 1 | 2007 |  |  | (OP) Operating | [6 empty] | Shiawassee | 42.9817 | -83.9794
13559 | North American Natural Res | 59436 | Lennon Generating | IPP Non-CHP | MI | 6 | 0.8 | 0.8 | Landfill Gas | LFG | IC | 9 | 2007 |  |  | (OP) Operating | [6 empty] | Shiawassee | 42.9817 | -83.9794
13559 | North American Natural Res | 59436 | Lennon Generating | IPP Non-CHP | MI | 7 | 1.6 | 1.5 | Landfill Gas | LFG | IC | 5 | 2014 |  |  | (OP) Operating | [6 empty] | Shiawassee | 42.9817 | -83.9794
13559 | North American Natural Res | 59436 | Lennon Generating | IPP Non-CHP | MI | 8 | 1.6 | 1.5 | Landfill Gas | LFG | IC | 5 | 2014 |  |  | (OP) Operating | [6 empty] | Shiawassee | 42.9817 | -83.9794
13559 | North American Natural Res | 59436 | Lennon Generating | IPP Non-CHP | MI | 9 | 1.6 | 1.5 | Landfill Gas | LFG | IC | 9 | 2012 |  |  | (OP) Operating | [6 empty] | Shiawassee | 42.9817 | -83.9794
59178 | Brookfield Black Bear Hydro, LLC | 59437 | Stillwater B | IPP Non-CHP | ME | SWB-1 | 0.8 | 0.8 | Conventional Hydroelectric | WAT | HY | 9 | 2013 |  |  | (OP) Operating | [6 empty] | Penobscot | 44.9127 | -68.6838
59178 | Brookfield Black Bear Hydro, LLC | 59437 | Stillwater B | IPP Non-CHP | ME | SWB-2 | 0.8 | 0.8 | Conventional Hydroelectric | WAT | HY | 9 | 2013 |  |  | (OP) Operating | [6 empty] | Penobscot | 44.9127 | -68.6838
59178 | Brookfield Black Bear Hydro, LLC | 59437 | Stillwater B | IPP Non-CHP | ME | SWB-3 | 0.8 | 0.8 | Conventional Hydroelectric | WAT | HY | 9 | 2013 |  |  | (OP) Operating | [6 empty] | Penobscot | 44.9127 | -68.6838
59178 | Brookfield Black Bear Hydro, LLC | 59438 | Orono B | IPP Non-CHP | ME | ORB-1 | 1.3 | 1.3 | Conventional Hydroelectric | WAT | HY | 11 | 2013 |  |  | (OP) Operating | [6 empty] | Penobscot | 44.8844 | -68.6639
59178 | Brookfield Black Bear Hydro, LLC | 59438 | Orono B | IPP Non-CHP | ME | ORB-2 | 1.3 | 1.3 | Conventional Hydroelectric | WAT | HY | 11 | 2013 |  |  | (OP) Operating | [6 empty] | Penobscot | 44.8844 | -68.6639
59178 | Brookfield Black Bear Hydro, LLC | 59438 | Orono B | IPP Non-CHP | ME | ORB-3 | 1.3 | 1.3 | Conventional Hydroelectric | WAT | HY | 11 | 2013 |  |  | (OP) Operating | [6 empty] | Penobscot | 44.8844 | -68.6639
59177 | Petra Engineering | 59439 | COC Surry LFG, LLC | IPP Non-CHP | NC | UNIT1 | 1.6 | 1.5 | Landfill Gas | LFG | IC | 5 | 2013 |  |  | (OP) Operating | [6 empty] | Surry | 36.4386 | -80.5683
59212 | Adelanto Solar II, LLC | 59440 | Adelanto Solar II, LLC | IPP Non-CHP | CA | SAS | 7 | 7 | Solar Photovoltaic | SUN | PV | 7 | 2015 |  |  | (OP) Operating | [6 empty] | San Bernardino | 34.5572 | -117.3775
59211 | Adelanto Solar, LLC | 59441 | Adelanto Solar, LLC | IPP Non-CHP | CA | SAS | 20 | 20 | Solar Photovoltaic | SUN | PV | 9 | 2015 |  |  | (OP) Operating | [6 empty] | San Bernardino | 34.5572 | -117.3775
56545 | Pattern Operators LP | 59442 | Logans Gap Wind LLC | IPP Non-CHP | TX | 1 | 200.1 | 200.1 | Onshore Wind Turbine | WND | WT | 8 | 2015 |  |  | (OP) Operating | [6 empty] | Comanche | 31.8225 | -98.6906
58468 | Dominion Renewable Energy | 59443 | TA-Acacia, LLC | IPP Non-CHP | CA | WAS1 | 20 | 20 | Solar Photovoltaic | SUN | PV | 11 | 2014 |  |  | (OP) Operating | [6 empty] | Los Angeles | 34.6892 | -118.3247
803 | Arizona Public Service Co | 59444 | SR85 | Electric Utility | AZ | PV1 | 10 | 10 | Solar Photovoltaic | SUN | PV | 9 | 2015 |  |  | (OP) Operating | [6 empty] | Maricopa | 33.145 | -112.66
59215 | SA Solar Services, LLC | 59445 | St. Albans SPEED Project | IPP Non-CHP | VT | PV1 | 2 | 2 | Solar Photovoltaic | SUN | PV | 12 | 2013 |  |  | (OP) Operating | [6 empty] | Franklin | 44.7878 | -73.0886
59214 | RE Cranbury Solar 1, LLC | 59446 | Cranbury | IPP Non-CHP | NJ | CRANB | 5 | 5 | Solar Photovoltaic | SUN | PV | 12 | 2011 |  |  | (OP) Operating | [6 empty] | Middlesex | 40.3147 | -74.4992
59213 | Maas Energy Works | 59447 | Pacific Rim Dairy Digester | IPP Non-CHP | CA | 00001 | 1 | 1 | Other Waste Biomass | OBG | IC | 10 | 2014 |  |  | (OP) Operating | [6 empty] | Tulare | 36.0331 | -119.51
59216 | S.C. Johnson & Son, Inc. | 59448 | Waxdale | Industrial CHP | WI | CGEN1 | 3.5 | 3.5 | Landfill Gas | LFG | GT | 12 | 2003 |  |  | (OP) Operating | [6 empty] | Racine | 42.7094 | -87.8853
59216 | S.C. Johnson & Son, Inc. | 59448 | Waxdale | Industrial CHP | WI | CGEN2 | 3.5 | 3.5 | Natural Gas Fired Combustion Turbine | NG | GT | 7 | 2005 |  |  | (OP) Operating | [6 empty] | Racine | 42.7094 | -87.8853
59216 | S.C. Johnson & Son, Inc. | 59448 | Waxdale | Industrial CHP | WI | WEC01 | 1.5 | 1.5 | Onshore Wind Turbine | WND | WT | 12 | 2012 |  |  | (OP) Operating | [6 empty] | Racine | 42.7094 | -87.8853
59216 | S.C. Johnson & Son, Inc. | 59448 | Waxdale | Industrial CHP | WI | WEC02 | 1.5 | 1.5 | Onshore Wind Turbine | WND | WT | 12 | 2012 |  |  | (OP) Operating | [6 empty] | Racine | 42.7094 | -87.8853
17650 | Southern Power Co | 59449 | Decatur County Solar Project | IPP Non-CHP | GA | DCSP1 | 20 | 20 | Solar Photovoltaic | SUN | PV | 12 | 2015 |  |  | (OP) Operating | [6 empty] | Decatur | 30.965 | -84.6261
17650 | Southern Power Co | 59450 | Decatur Parkway Solar Project, LLC | IPP Non-CHP | GA | DPSP1 | 80 | 84 | Solar Photovoltaic | SUN | PV | 12 | 2015 |  |  | (OP) Operating | [6 empty] | Decatur | 30.9919 | -84.6339
59217 | CBC Alternative Energy, LLC | 59451 | CBC Solar Energy Gen Fac Phase 2 | IPP Non-CHP | NC | PV2 | 2.5 | 2.5 | Solar Photovoltaic | SUN | PV | 12 | 2013 |  |  | (OP) Operating | [6 empty] | Wake | 35.6744 | -78.5261
59218 | East. Michigan Univ. Heating Plant | 59452 | East. Michigan Univ. Heating Plant | Commercial CHP | MI | COGEN | 3.5 | 4.1 | Natural Gas Fired Combustion Turbine | NG | GT | 10 | 1987 |  |  | (OP) Operating | [6 empty] | Washtenaw | 42.2489 | -83.6289
59219 | Albany Medical Center | 59453 | Albany Medical Ctr Cogen Plant | Commercial CHP | NY | GTG1 | 4.6 | 3.5 | Natural Gas Fired Combustion Turbine | NG | GT | 3 | 2013 |  |  | (OP) Operating | [6 empty] | Albany | 42.6561 | -73.7764
59220 | Valencia Solar, LLC | 59454 | Valencia Solar | IPP Non-CHP | AZ | VALEN | 10 | 10 | Solar Photovoltaic | SUN | PV | 6 | 2013 |  |  | (OP) Operating | [6 empty] | Pima | 32.1458 | -110.8669
59221 | Tech Park Solar, LLC | 59455 | Tech Park Solar | IPP Non-CHP | AZ | TECHP | 5 | 5 | Solar Photovoltaic | SUN | PV | 12 | 2012 |  |  | (OP) Operating | [6 empty] | Pima | 32.0979 | -110.8157
59222 | Qualcomm Incorporated | 59456 | P Plant | Commercial CHP | CA | P-TG4 | 4.6 | 4 | Natural Gas Fired Combustion Turbine | NG | GT | 3 | 2007 |  |  | (OP) Operating | [6 empty] | San Diego | 32.8947 | -117.1981
59222 | Qualcomm Incorporated | 59456 | P Plant | Commercial CHP | CA | P-TG5 | 4.6 | 4 | Natural Gas Fired Combustion Turbine | NG | GT | 11 | 2015 |  |  | (OP) Operating | [6 empty] | San Diego | 32.8947 | -117.1981
59222 | Qualcomm Incorporated | 59457 | Q Plant | Commercial CHP | CA | Q-TG1 | 4.6 | 4 | Natural Gas Fired Combustion Turbine | NG | GT | 7 | 2013 |  |  | (OP) Operating | [6 empty] | San Diego | 32.9042 | -117.2011
59222 | Qualcomm Incorporated | 59458 | W Plant | Commercial CHP | CA | W-TG1 | 4.6 | 4 | Natural Gas Fired Combustion Turbine | NG | GT | 7 | 2005 |  |  | (OP) Operating | [6 empty] | San Diego | 32.9033 | -117.1956
59223 | BFI Waste Systems of GA, LLC | 59459 | Hickory Ridge Landfill Solar Project | IPP Non-CHP | GA | 5088 | 1 | 1 | Solar Photovoltaic | SUN | PV | 9 | 2011 |  |  | (OP) Operating | [6 empty] | DeKalb | 33.665 | -84.3361
17650 | Southern Power Co | 59460 | Kay Wind, LLC | IPP Non-CHP | OK | KNG1 | 299 | 299 | Onshore Wind Turbine | WND | WT | 12 | 2015 |  |  | (OP) Operating | [6 empty] | Kay | 36.9842 | -97.1336
59228 | Bowerman Power LFG, LLC | 59461 | Bowerman Power LFG, LLC | IPP Non-CHP | CA | GEN01 | 3.4 | 3.4 | Landfill Gas | LFG | IC | 4 | 2016 |  |  | (OP) Operating | [6 empty] | Orange | 33.7189 | -117.7022
59228 | Bowerman Power LFG, LLC | 59461 | Bowerman Power LFG, LLC | IPP Non-CHP | CA | GEN02 | 3.4 | 3.4 | Landfill Gas | LFG | IC | 4 | 2016 |  |  | (OP) Operating | [6 empty] | Orange | 33.7189 | -117.7022
59228 | Bowerman Power LFG, LLC | 59461 | Bowerman Power LFG, LLC | IPP Non-CHP | CA | GEN03 | 3.4 | 3.4 | Landfill Gas | LFG | IC | 4 | 2016 |  |  | (OP) Operating | [6 empty] | Orange | 33.7189 | -117.7022
59228 | Bowerman Power LFG, LLC | 59461 | Bowerman Power LFG, LLC | IPP Non-CHP | CA | GEN04 | 3.4 | 3.4 | Landfill Gas | LFG | IC | 4 | 2016 |  |  | (OP) Operating | [6 empty] | Orange | 33.7189 | -117.7022
59228 | Bowerman Power LFG, LLC | 59461 | Bowerman Power LFG, LLC | IPP Non-CHP | CA | GEN05 | 3.4 | 3.4 | Landfill Gas | LFG | IC | 4 | 2016 |  |  | (OP) Operating | [6 empty] | Orange | 33.7189 | -117.7022
59228 | Bowerman Power LFG, LLC | 59461 | Bowerman Power LFG, LLC | IPP Non-CHP | CA | GEN06 | 3.4 | 3.4 | Landfill Gas | LFG | IC | 4 | 2016 |  |  | (OP) Operating | [6 empty] | Orange | 33.7189 | -117.7022
59228 | Bowerman Power LFG, LLC | 59461 | Bowerman Power LFG, LLC | IPP Non-CHP | CA | GEN07 | 3.4 | 3.4 | Landfill Gas | LFG | IC | 4 | 2016 |  |  | (OP) Operating | [6 empty] | Orange | 33.7189 | -117.7022
59229 | Denver Int'l Airport IV Solar | 59462 | Denver Intl Airport IV Solar | IPP Non-CHP | CO | DIA4 | 1.5 | 1 | Solar Photovoltaic | SUN | PV | 7 | 2014 |  |  | (OP) Operating | [6 empty] | Adams | 39.9006 | -104.6694
59230 | DESRI V Mass Solar Holdco, LLC | 59463 | Ayers Village Solar | IPP Non-CHP | MA | 1 | 2 | 2 | Solar Photovoltaic | SUN | PV | 6 | 2014 |  |  | (OP) Operating | [6 empty] | Essex | 42.7919 | -71.1775
59230 | DESRI V Mass Solar Holdco, LLC | 59464 | Monson Solar | IPP Non-CHP | MA | 2 | 3 | 3 | Solar Photovoltaic | SUN | PV | 7 | 2014 |  |  | (OP) Operating | [6 empty] | Hampden | 42.1244 | -72.3325
59230 | DESRI V Mass Solar Holdco, LLC | 59465 | Sullivan Solar | IPP Non-CHP | MA | 1 | 1.5 | 1.5 | Solar Photovoltaic | SUN | PV | 8 | 2014 |  |  | (OP) Operating | [6 empty] | Bristol | 41.655 | -70.9564
59230 | DESRI V Mass Solar Holdco, LLC | 59466 | Winchendon Solar | IPP Non-CHP | MA | 3 | 1.9 | 1.9 | Solar Photovoltaic | SUN | PV | 4 | 2014 |  |  | (OP) Operating | [6 empty] | Worcester | 42.6594 | -71.9917
12807 | Michigan South Central Pwr Agy | 59467 | Coldwater Peaking Plant | Electric Utility | MI | GEN1 | 4.3 | 4.3 | Natural Gas Internal Combustion Engine | NG | IC | 7 | 2015 |  |  | (OP) Operating | [6 empty] | Branch | 41.9194 | -85.0242
12807 | Michigan South Central Pwr Agy | 59467 | Coldwater Peaking Plant | Electric Utility | MI | GEN2 | 4.3 | 4.3 | Natural Gas Internal Combustion Engine | NG | IC | 7 | 2015 |  |  | (OP) Operating | [6 empty] | Branch | 41.9194 | -85.0242
12807 | Michigan South Central Pwr Agy | 59467 | Coldwater Peaking Plant | Electric Utility | MI | GEN3 | 4.3 | 4.3 | Natural Gas Internal Combustion Engine | NG | IC | 7 | 2015 |  |  | (OP) Operating | [6 empty] | Branch | 41.9194 | -85.0242
59232 | Kearsarge Solar LLC | 59468 | KS Solar Six LLC | IPP Non-CHP | MA | HUBB | 2.5 | 2 | Solar Photovoltaic | SUN | PV | 12 | 2013 |  |  | (OP) Operating | [6 empty] | Worcester | 42.4708 | -72.045
58468 | Dominion Renewable Energy | 59469 | Alamo Solar | IPP Non-CHP | CA | ALAMO | 20 | 20 | Solar Photovoltaic | SUN | PV | 5 | 2015 |  |  | (OP) Operating | [6 empty] | San Bernardino | 34.6822 | -117.3475
59237 | Ulysses Solar, LLC | 59470 | Cornell Snyder Road Solar Array | IPP Non-CHP | NY | CSR1 | 1.8 | 1.8 | Solar Photovoltaic | SUN | PV | 11 | 2014 |  |  | (OP) Operating | [6 empty] | Tompkins | 42.4975 | -76.46
57369 | Apple, Inc | 59472 | Ft. Churchill PV | Commercial Non-CHP | NV | NVC7 | 19.9 | 19.9 | Solar Photovoltaic | SUN | PV | 5 | 2015 |  |  | (OP) Operating | [6 empty] | Lyon | 39.1281 | -119.14
57369 | Apple, Inc | 59474 | Apple Data Center PV3 | Commercial Non-CHP | NC | DCPV3 | 17.5 | 17.5 | Solar Photovoltaic | SUN | PV | 12 | 2015 |  |  | (OP) Operating | [6 empty] | Catawba | 35.715 | -81.15
59238 | Palo Duro Wind | 59475 | Palo Duro Wind | IPP Non-CHP | TX | GE1.7 | 249.9 | 249.9 | Onshore Wind Turbine | WND | WT | 12 | 2014 |  |  | (OP) Operating | [6 empty] | Ochiltree | 36.2439 | -101.0014
59240 | Clarendon Solar Farm, LLC | 59476 | Clarendon Solar Farm | IPP Non-CHP | VT | VT001 | 2 | 2 | Solar Photovoltaic | SUN | PV | 7 | 2014 |  |  | (OP) Operating | [6 empty] | Rutland | 43.5397 | -72.9558
59241 | Claire Solar Partners LLC | 59477 | Claire Solar Farm | IPP Non-CHP | VT | CSF1 | 2.2 | 2.2 | Solar Photovoltaic | SUN | PV | 7 | 2014 |  |  | (OP) Operating | [6 empty] | Chittenden | 44.4261 | -73.1564
9234 | Indiana Municipal Power Agency | 59478 | IMPA Richmond Solar Park | Electric Utility | IN | SRICH | 1 | 1 | Solar Photovoltaic | SUN | PV | 9 | 2014 |  |  | (OP) Operating | [6 empty] | Wayne | 39.8011 | -84.895
9234 | Indiana Municipal Power Agency | 59479 | IMPA Frankton Solar Park | Electric Utility | IN | SFRAN | 1 | 1 | Solar Photovoltaic | SUN | PV | 7 | 2014 |  |  | (OP) Operating | [6 empty] | Madison | 40.2164 | -85.7747
9234 | Indiana Municipal Power Agency | 59480 | IMPA Rensselaer Solar Park | Electric Utility | IN | SRENS | 1 | 1 | Solar Photovoltaic | SUN | PV | 5 | 2014 |  |  | (OP) Operating | [6 empty] | Jasper | 40.9461 | -87.1364
9234 | Indiana Municipal Power Agency | 59481 | IMPA Peru Solar Park | Electric Utility | IN | SPERU | 3 | 3 | Solar Photovoltaic | SUN | PV | 8 | 2015 |  |  | (OP) Operating | [6 empty] | Miami | 40.7678 | -86.0456
9234 | Indiana Municipal Power Agency | 59482 | IMPA Tell City Solar Park | Electric Utility | IN | STELL | 1 | 1 | Solar Photovoltaic | SUN | PV | 7 | 2015 |  |  | (OP) Operating | [6 empty] | Perry | 37.9461 | -86.7375
9234 | Indiana Municipal Power Agency | 59483 | IMPA Crawfordsville Solar Park | Electric Utility | IN | SCRAW | 3 | 3 | Solar Photovoltaic | SUN | PV | 9 | 2015 |  |  | (OP) Operating | [6 empty] | Montgomery | 40.0531 | -86.8872
59254 | NuGen Capital Management | 59484 | Hadley Solar, LLC | IPP Non-CHP | MA | PV1 | 3 | 2 | Solar Photovoltaic | SUN | PV | 7 | 2014 |  |  | (OP) Operating | [6 empty] | Hampshire | 42.3483 | -72.5453
59254 | NuGen Capital Management | 59485 | 265 Pleasant Solar NG, LLC | IPP Non-CHP | MA | PV2 | 1.2 | 0.8 | Solar Photovoltaic | SUN | PV | 7 | 2014 |  |  | (OP) Operating | [6 empty] | Worcester | 42.5814 | -71.7622
59245 | Lanier Solar | 59486 | Lanier Solar | IPP Non-CHP | NC | LANIE | 4.9 | 4.9 | Solar Photovoltaic | SUN | PV | 1 | 2016 |  |  | (OP) Operating | [6 empty] | Duplin | 34.8989 | -77.8089
59246 | Highwater Solar I | 59487 | Highwater Solar I | IPP Non-CHP | NC | HIGHW | 4.9 | 4.9 | Solar Photovoltaic | SUN | PV | 12 | 2015 |  |  | (OP) Operating | [6 empty] | Wayne | 35.4339 | -77.99
59247 | Bearford Solar II LLC | 59488 | Bearford Solar II | IPP Non-CHP | NC | BEARF | 4.9 | 4.9 | Solar Photovoltaic | SUN | PV | 1 | 2016 |  |  | (OP) Operating | [6 empty] | Pender | 34.6119 | -77.9289
59244 | GEM Energy LLC | 59489 | Anthony Wayne Solar #1 | IPP Non-CHP | OH | AWS1 | 1.7 | 1.7 | Solar Photovoltaic | SUN | PV | 6 | 2014 |  |  | (OP) Operating | [6 empty] | Lucas | 41.6272 | -83.5747
59252 | GRE 314 East Lyme LLC | 59495 | Antares-GRE 314 East Lyme LLC | IPP Non-CHP | CT | GRE01 | 4 | 4 | Solar Photovoltaic | SUN | PV | 6 | 2014 |  |  | (OP) Operating | [6 empty] | New London | 41.4169 | -72.2344
59251 | Brigham Young Univ Idaho | 59496 | BYUI Central Energy Facility | Commercial CHP | ID | ST601 | 5.6 | 4.6 | Natural Gas Fired Combustion Turbine | NG | GT | 8 | 2015 |  |  | (OP) Operating | [6 empty] | Madison | 43.8169 | -111.7858
59855 | Andrew Solar LLC | 59497 | Andrew Solar | IPP Non-CHP | NC | PV1 | 5 | 5 | Solar Photovoltaic | SUN | PV | 12 | 2015 |  |  | (OP) Operating | [6 empty] | Craven | 35.1608 | -77.1099
59854 | Tracy Solar LLC | 59498 | Tracy Solar | IPP Non-CHP | NC | PV1 | 10 | 10 | Solar Photovoltaic | SUN | PV | 12 | 2015 |  |  | (OP) Operating | [6 empty] | Nash | 35.7998 | -78.1398
59278 | Sarah Solar, LLC | 59500 | Sarah Solar | IPP Non-CHP | NC | SARAH | 5 | 5 | Solar Photovoltaic | SUN | PV | 7 | 2015 |  |  | (OP) Operating | [6 empty] | Franklin | 36.1394 | -78.1469
59279 | Nitro Solar, LLC | 59501 | Nitro Solar | IPP Non-CHP | NC | NITRO | 5 | 5 | Solar Photovoltaic | SUN | PV | 7 | 2015 |  |  | (OP) Operating | [6 empty] | Johnston | 35.4869 | -78.3139
60008 | Melinda Solar LLC | 59502 | Melinda Solar | IPP Non-CHP | NC | PV1 | 5 | 5 | Solar Photovoltaic | SUN | PV | 8 | 2015 |  |  | (OP) Operating | [6 empty] | Vance | 36.2487 | -78.3475
59851 | Jacob Solar LLC | 59503 | Jacob Solar | IPP Non-CHP | NC | PV1 | 5 | 5 | Solar Photovoltaic | SUN | PV | 1 | 2016 |  |  | (OP) Operating | [6 empty] | Rockingham | 36.2922 | -79.6214
60009 | Porter Solar LLC | 59504 | Porter Solar | IPP Non-CHP | NC | PV1 | 5 | 5 | Solar Photovoltaic | SUN | PV | 8 | 2015 |  |  | (OP) Operating | [6 empty] | Craven | 35.2167 | -77.0743
59904 | Sun Devil Solar LLC | 59505 | Sun Devil Solar | IPP Non-CHP | NC | PV1 | 5 | 5 | Solar Photovoltaic | SUN | PV | 12 | 2015 |  |  | (OP) Operating | [6 empty] | Warren | 36.432 | -77.9703
60010 | Quincy Solar LLC | 59506 | Quincy Solar | IPP Non-CHP | NC | PV1 | 4 | 4 | Solar Photovoltaic | SUN | PV | 11 | 2015 |  |  | (OP) Operating | [6 empty] | Cumberland | 35.0717 | -78.8078
59850 | Kenneth Solar LLC | 59507 | Kenneth Solar | IPP Non-CHP | NC | PV1 | 3 | 3 | Solar Photovoltaic | SUN | PV | 1 | 2016 |  |  | (OP) Operating | [6 empty] | Warren | 36.4338 | -78.1526
59858 | Chei Solar LLC | 59508 | Chei Solar | IPP Non-CHP | NC | PV1 | 5 | 5 | Solar Photovoltaic | SUN | PV | 1 | 2016 |  |  | (OP) Operating | [6 empty] | Nash | 35.8918 | -78.1823
59857 | Murdock Solar LLC | 59509 | Murdock Solar | IPP Non-CHP | NC | PV1 | 4 | 4 | Solar Photovoltaic | SUN | PV | 1 | 2016 |  |  | (OP) Operating | [6 empty] | Johnston | 35.6633 | -78.5206
59853 | Happy Solar LLC | 59512 | Happy Solar | IPP Non-CHP | NC | PV1 | 4 | 4 | Solar Photovoltaic | SUN | PV | 1 | 2016 |  |  | (OP) Operating | [6 empty] | Johnston | 35.3965 | -78.5108
58970 | Ecoplexus, Inc | 59519 | Old Catawba PV 1 | IPP Non-CHP | NC | OLDC | 3.5 | 3.5 | Solar Photovoltaic | SUN | PV | 12 | 2015 |  |  | (OP) Operating | [6 empty] | Catawba | 35.7117 | -81.1342
58970 | Ecoplexus, Inc | 59521 | Little River PV 1 | IPP Non-CHP | NC | LTLRV | 5 | 5 | Solar Photovoltaic | SUN | PV | 12 | 2015 |  |  | (OP) Operating | [6 empty] | Randolph | 35.5389 | -79.8042
59261 | Colonial Eagle Solar, LLC | 59526 | Whitakers | IPP Non-CHP | NC | WHIT1 | 12 | 12 | Solar Photovoltaic | SUN | PV | 12 | 2015 |  |  | (OP) Operating | [6 empty] | Edgecombe | 36.1272 | -77.7344
59261 | Colonial Eagle Solar, LLC | 59527 | Kelford | IPP Non-CHP | NC | KELF1 | 20 | 20 | Solar Photovoltaic | SUN | PV | 12 | 2015 |  |  | (OP) Operating | [6 empty] | Bertie | 36.1481 | -77.2119
59262 | NRG Solar Oasis, LLC | 59528 | NRG Solar Oasis LLC | IPP Non-CHP | CA | OASIS | 20 | 20 | Solar Photovoltaic | SUN | PV | 1 | 2016 |  |  | (OP) Operating | [6 empty] | Los Angeles | 34.6489 | -118.0767
59239 | Bannock County Landfill | 59529 | Bannock County LFG to Energy | Commercial Non-CHP | ID | GEN1 | 1.6 | 1.4 | Landfill Gas | LFG | IC | 5 | 2014 |  |  | (OP) Operating | [6 empty] | Bannock | 42.7878 | -112.3656
59261 | Colonial Eagle Solar, LLC | 59530 | Pasquotank | IPP Non-CHP | NC | PASQ1 | 20 | 20 | Solar Photovoltaic | SUN | PV | 12 | 2014 |  |  | (OP) Operating | [6 empty] | Pasquotank | 36.2647 | -76.3061
59277 | ESA Princeton NC, LLC | 59533 | Princeton | IPP Non-CHP | NC | PRCTN | 5 | 5 | Solar Photovoltaic | SUN | PV | 7 | 2015 |  |  | (OP) Operating | [6 empty] | Johnston | 35.5044 | -78.1922
59276 | ESA Four Oaks NC 1, LLC | 59534 | 4Oaks | IPP Non-CHP | NC | 4OAKS | 5 | 5 | Solar Photovoltaic | SUN | PV | 7 | 2015 |  |  | (OP) Operating | [6 empty] | Johnston | 35.4325 | -78.4117
59274 | SR Hazlehurst, LLC | 59535 | SR Hazlehurst | IPP Non-CHP | GA | HAZLE | 20 | 20 | Solar Photovoltaic | SUN | PV | 11 | 2015 |  |  | (OP) Operating | [6 empty] | Jeff Davis | 31.8103 | -82.575
59275 | CF SBC Master Tenant One LLC | 59536 | Coronus Adelanto West 1 | IPP Non-CHP | CA | AWI | 1.5 | 1.5 | Solar Photovoltaic | SUN | PV | 1 | 2015 |  |  | (OP) Operating | [6 empty] | San Bernardino | 34.5481 | -117.4644
59275 | CF SBC Master Tenant One LLC | 59537 | Coronus Adelanto West 2 | IPP Non-CHP | CA | AW2 | 1.5 | 1.5 | Solar Photovoltaic | SUN | PV | 1 | 2015 |  |  | (OP) Operating | [6 empty] | San Bernardino | 34.5481 | -117.4644
59284 | Kona Solar, LLC | 59539 | Park Meridian #1 | IPP Non-CHP | CA | 1 | 1.5 | 1.5 | Solar Photovoltaic | SUN | PV | 3 | 2015 |  |  | (OP) Operating | [6 empty] | Riverside | 33.8961 | -117.2836
59284 | Kona Solar, LLC | 59540 | Rancho Cucamonga Dist #1 | IPP Non-CHP | CA | 2 | 1.8 | 1.8 | Solar Photovoltaic | SUN | PV | 4 | 2015 |  |  | (OP) Operating | [6 empty] | San Bernardino | 34.1003 | -117.5528
59284 | Kona Solar, LLC | 59541 | Terra Francesco | IPP Non-CHP | CA | 3 | 1.5 | 1.5 | Solar Photovoltaic | SUN | PV | 3 | 2015 |  |  | (OP) Operating | [6 empty] | San Bernardino | 34.0397 | -117.6067
59285 | Innovative Solar 6, LLC | 59542 | Innovative Solar 6 | IPP Non-CHP | NC | IS6 | 3.6 | 3.6 | Solar Photovoltaic | SUN | PV | 1 | 2016 |  |  | (OP) Operating | [6 empty] | Buncombe | 35.6575 | -82.7103
59286 | Heliovaas LLC | 59543 | Acton Solar Landfill | Commercial Non-CHP | MA | ACTON | 1.6 | 1.6 | Solar Photovoltaic | SUN | PV | 12 | 2013 |  |  | (OP) Operating | [6 empty] | Middlesex | 42.4733 | -71.4306
59287 | Laurel Capital Partners | 59544 | Parlin Solar LLC | IPP Non-CHP | NJ | PV1 | 1.3 | 1.3 | Solar Photovoltaic | SUN | PV | 10 | 2012 |  |  | (OP) Operating | [6 empty] | Middlesex | 40.4567 | -74.3289
59287 | Laurel Capital Partners | 59545 | Springfield Solar LLC | IPP Non-CHP | OH | PV1 | 1.5 | 1.5 | Solar Photovoltaic | SUN | PV | 11 | 2012 |  |  | (OP) Operating | [6 empty] | Clark | 39.8939 | -83.8056
59287 | Laurel Capital Partners | 59546 | Beaver Solar LLC | IPP Non-CHP | PA | PV1 | 1.3 | 1.3 | Solar Photovoltaic | SUN | PV | 12 | 2012 |  |  | (OP) Operating | [6 empty] | Beaver | 40.6914 | -80.3239
56545 | Pattern Operators LP | 59547 | Fowler Ridge IV Wind Farm LLC | IPP Non-CHP | IN | 1 | 150 | 150 | Onshore Wind Turbine | WND | WT | 1 | 2016 |  |  | (OP) Operating | [6 empty] | Benton | 40.6206 | -87.3781
59288 | Creswell Alligood Solar, LLC | 59548 | Creswell Alligood Solar, LLC | IPP Non-CHP | NC | CRES1 | 14 | 14 | Solar Photovoltaic | SUN | PV | 5 | 2015 |  |  | (OP) Operating | [6 empty] | Washington | 35.8989 | -76.3794
59289 | Everetts Wildcat Solar, LLC | 59549 | Everetts Wildcat Solar, LLC | IPP Non-CHP | NC | EVER1 | 5 | 5 | Solar Photovoltaic | SUN | PV | 4 | 2015 |  |  | (OP) Operating | [6 empty] | Martin | 35.8472 | -77.1114
59290 | Solvida Energy Group | 59550 | Putah Creek Solar Farm | IPP Non-CHP | CA | PCSF | 2 | 2 | Solar Photovoltaic | SUN | PV | 12 | 2014 |  |  | (OP) Operating | [6 empty] | Yolo | 38.5211 | -121.9939
58661 | Sustainable Power Group, LLC | 59551 | FLS Solar 200, LLC | IPP Non-CHP | NC | FLS1 | 4.3 | 4.3 | Solar Photovoltaic | SUN | PV | 8 | 2014 |  |  | (OP) Operating | [6 empty] | Robeson | 34.5819 | -78.94
58661 | Sustainable Power Group, LLC | 59552 | FLS Solar 170, LLC | IPP Non-CHP | NC | FLS1 | 2 | 2 | Solar Photovoltaic | SUN | PV | 8 | 2014 |  |  | (OP) Operating | [6 empty] | Robeson | 34.6 | -78.97
58661 | Sustainable Power Group, LLC | 59553 | Innovative Solar 14, LLC | IPP Non-CHP | NC | FLS1 | 2 | 2 | Solar Photovoltaic | SUN | PV | 9 | 2014 |  |  | (OP) Operating | [6 empty] | Henderson | 35.3689 | -82.3575
58661 | Sustainable Power Group, LLC | 59554 | Innovative Solar 15, LLC | IPP Non-CHP | NC | FLS1 | 1.7 | 1.7 | Solar Photovoltaic | SUN | PV | 8 | 2014 |  |  | (OP) Operating | [6 empty] | Rutherford | 35.3194 | -81.7642
59298 | Vega Solar, LLC | 59555 | Vega Solar | IPP Non-CHP | CA | VEGA1 | 20 | 20 | Solar Photovoltaic | SUN | PV | 3 | 2015 |  |  | (OP) Operating | [6 empty] | Merced | 36.9258 | -120.82
7140 | Georgia Power Co | 59556 | Dalton 2 | Electric Utility | GA | 1 | 5.5 | 5.5 | Solar Photovoltaic | SUN | PV | 12 | 2014 |  |  | (OP) Operating | [6 empty] | Murray | 34.7181 | -84.9319
59300 | PNM Resources | 59558 | Sandoval Solar Energy Center | Electric Utility | NM | SSEC1 | 6.1 | 6.1 | Solar Photovoltaic | SUN | PV | 12 | 2014 |  |  | (OP) Operating | [6 empty] | Sandoval | 35.2836 | -106.8128
59878 | Clean Fuel Partners Dane | 59559 | Clean Fuel Dane Community Digester | IPP CHP | WI | GEN#1 | 1 | 1 | Other Waste Biomass | OBG | IC | 3 | 2011 |  |  | (OP) Operating | [6 empty] | Dane | 43.2172 | -89.4792
59878 | Clean Fuel Partners Dane | 59559 | Clean Fuel Dane Community Digester | IPP CHP | WI | GEN#2 | 1 | 1 | Other Waste Biomass | OBG | IC | 3 | 2011 |  |  | (OP) Operating | [6 empty] | Dane | 43.2172 | -89.4792
17826 | Springer Electric Coop, Inc | 59560 | Springer Solar 1 | Electric Utility | NM | SPRG1 | 1 | 0.8 | Solar Photovoltaic | SUN | PV | 5 | 2015 |  |  | (OP) Operating | [6 empty] | Colfax | 36.3981 | -104.5942
59302 | Crockett Farm, LLC | 59561 | Crockett Farm | IPP Non-CHP | NC | PV1 | 5 | 5 | Solar Photovoltaic | SUN | PV | 12 | 2014 |  |  | (OP) Operating | [6 empty] | Lenoir | 35.2308 | -77.5525
59303 | Eastover Farm, LLC | 59562 | Eastover Farm | IPP Non-CHP | NC | PV1 | 5 | 5 | Solar Photovoltaic | SUN | PV | 9 | 2014 |  |  | (OP) Operating | [6 empty] | Scotland | 34.7422 | -79.4631
59304 | Foxfire Farm, LLC | 59563 | Foxfire Solar Farm | IPP Non-CHP | NC | PV1 | 5 | 5 | Solar Photovoltaic | SUN | PV | 8 | 2015 |  |  | (OP) Operating | [6 empty] | Moore | 35.2206 | -79.5519
59305 | Hutchinson Solar, LLC | 59564 | Hutchinson Farm | IPP Non-CHP | NC | PV1 | 5 | 5 | Solar Photovoltaic | SUN | PV | 12 | 2014 |  |  | (OP) Operating | [6 empty] | Cleveland | 35.2608 | -81.5158
59306 | Keen Farm, LLC | 59565 | Keen Farm | IPP Non-CHP | NC | PV1 | 5 | 5 | Solar Photovoltaic | SUN | PV | 12 | 2015 |  |  | (OP) Operating | [6 empty] | Johnston | 35.4267 | -78.4
59307 | Ashley Solar Farm, LLC | 59566 | Ashley Solar Farm | IPP Non-CHP | NC | PV1 | 4 | 4 | Solar Photovoltaic | SUN | PV | 3 | 2015 |  |  | (OP) Operating | [6 empty] | Yadkin | 36.1261 | -80.7989
58894 | CF CVEC Owner One LLC | 59573 | Tisbury Landfill Solar | IPP Non-CHP | MA | TIS1 | 1.1 | 1.1 | Solar Photovoltaic | SUN | PV | 7 | 2014 |  |  | (OP) Operating | [6 empty] | Dukes | 41.4447 | -70.6131
13559 | North American Natural Res | 59574 | Southeast Berrien Generating Facility | IPP Non-CHP | MI | SBL | 4.8 | 4.6 | Landfill Gas | LFG | IC | 5 | 2009 |  |  | (OP) Operating | [6 empty] | Berrien | 41.8086 | -86.3239
59320 | Manway Solar, LLC | 59575 | Manway Solar Farm | IPP Non-CHP | NC | PV1 | 5 | 5 | Solar Photovoltaic | SUN | PV | 12 | 2015 |  |  | (OP) Operating | [6 empty] | Bladen | 34.7458 | -78.4294
59322 | Misenheimer Farm, LLC | 59577 | Misenheimer Farm | IPP Non-CHP | NC | PV1 | 5 | 5 | Solar Photovoltaic | SUN | PV | 12 | 2015 |  |  | (OP) Operating | [6 empty] | Stanly | 35.4686 | -80.2936
59324 | Franklin Solar 2 LLC | 59579 | Franklin Solar 2 | IPP Non-CHP | NC | PV1 | 2 | 2 | Solar Photovoltaic | SUN | PV | 3 | 2014 |  |  | (OP) Operating | [6 empty] | Franklin | 36.1269 | -78.1525
59326 | Stout Farm, LLC | 59581 | Stout Farm | IPP Non-CHP | NC | PV1 | 5 | 5 | Solar Photovoltaic | SUN | PV | 12 | 2014 |  |  | (OP) Operating | [6 empty] | Orange | 36.0792 | -79.1997
59331 | Woodland Church Farm, LLC | 59586 | Woodland Church Farm | IPP Non-CHP | NC | PV1 | 5 | 5 | Solar Photovoltaic | SUN | PV | 12 | 2015 |  |  | (OP) Operating | [6 empty] | Duplin | 35.0583 | -77.8536
59332 | Yadkin 601 Farm, LLC | 59587 | Yadkin 601 Farm | IPP Non-CHP | NC | PV1 | 3 | 3 | Solar Photovoltaic | SUN | PV | 6 | 2015 |  |  | (OP) Operating | [6 empty] | Yadkin | 36.1992 | -80.6972
59340 | Stikeleather Farm, LLC | 59595 | Stikeleather Farm | IPP Non-CHP | NC | PV1 | 5 | 5 | Solar Photovoltaic | SUN | PV | 8 | 2015 |  |  | (OP) Operating | [6 empty] | Alexander | 35.9022 | -81.1061
59345 | Colton Solar One, LLC | 59597 | Colton Solar One, LLC | IPP Non-CHP | CA | CS001 | 2.5 | 2.5 | Solar Photovoltaic | SUN | PV | 6 | 2015 |  |  | (OP) Operating | [6 empty] | San Bernardino | 34.0933 | -117.3194
59346 | Colton Solar Two, LLC | 59598 | Colton Solar Two, LLC | IPP Non-CHP | CA | CS002 | 1 | 1 | Solar Photovoltaic | SUN | PV | 4 | 2015 |  |  | (OP) Operating | [6 empty] | San Bernardino | 34.0422 | -117.3617
15477 | Public Service Elec & Gas Co | 59601 | L&D Landfill Solar | Electric Utility | NJ | L&D | 10 | 10 | Solar Photovoltaic | SUN | PV | 12 | 2015 |  |  | (OP) Operating | [6 empty] | Burlington | 39.9803 | -74.7703
59349 | Walters Solar (FLS 260) | 59603 | Walters Solar (FLS 260) | IPP Non-CHP | NC | FLS1 | 5 | 5 | Solar Photovoltaic | SUN | PV | 8 | 2015 |  |  | (OP) Operating | [6 empty] | Robeson | 34.4969 | -79.0489
59350 | Stagecoach Solar | 59604 | Stagecoach Solar | IPP Non-CHP | NC | FLS1 | 5 | 5 | Solar Photovoltaic | SUN | PV | 5 | 2015 |  |  | (OP) Operating | [6 empty] | Vance | 36.4147 | -78.4597
59351 | Vicksburg Solar | 59605 | Vicksburg Solar | IPP Non-CHP | NC | FLS1 | 5 | 5 | Solar Photovoltaic | SUN | PV | 5 | 2015 |  |  | (OP) Operating | [6 empty] | Vance | 36.325 | -78.3431
59352 | Soul City Solar | 59606 | Soul City Solar | IPP Non-CHP | NC | FLS1 | 3.5 | 3.5 | Solar Photovoltaic | SUN | PV | 4 | 2015 |  |  | (OP) Operating | [6 empty] | Warren | 36.25 | -78.25
58468 | Dominion Renewable Energy | 59607 | Maricopa West Solar | IPP Non-CHP | CA | MWS | 20 | 20 | Solar Photovoltaic | SUN | PV | 12 | 2015 |  |  | (OP) Operating | [6 empty] | Kern | 35.1153 | -119.3178
59353 | AP North Lake I, LP | 59610 | AP North Lake I, LP | IPP Non-CHP | CA | APNLI | 20 | 20 | Solar Photovoltaic | SUN | PV | 8 | 2015 |  |  | (OP) Operating | [6 empty] | Riverside | 33.74 | -117.0106
59354 | LKL BLBD, LLC | 59611 | LKL BLBD, LLC | IPP Non-CHP | FL | LKLBB | 6 | 6 | Solar Photovoltaic | SUN | PV | 8 | 2015 |  |  | (OP) Operating | [6 empty] | Polk | 28.0664 | -82.0175
59356 | SSA Solar of NY LLC | 59613 | Town of Williamson Landfill PV | Commercial Non-CHP | NY | TWLL | 1.2 | 1.2 | Solar Photovoltaic | SUN | PV | 12 | 2014 |  |  | (OP) Operating | [6 empty] | Wayne | 43.2444 | -77.1747
40229 | Old Dominion Electric Coop | 59614 | Monterey Diesel Generation Facility | Electric Utility | VA | MDG1 | 0.6 | 0.6 | Petroleum Liquids | DFO | IC | 5 | 2016 |  |  | (OP) Operating | [6 empty] | Highland | 38.4214 | -79.5914
40229 | Old Dominion Electric Coop | 59614 | Monterey Diesel Generation Facility | Electric Utility | VA | MDG10 | 0.6 | 0.6 | Petroleum Liquids | DFO | IC | 5 | 2016 |  |  | (OP) Operating | [6 empty] | Highland | 38.4214 | -79.5914
40229 | Old Dominion Electric Coop | 59614 | Monterey Diesel Generation Facility | Electric Utility | VA | MDG2 | 0.6 | 0.6 | Petroleum Liquids | DFO | IC | 5 | 2016 |  |  | (OP) Operating | [6 empty] | Highland | 38.4214 | -79.5914
40229 | Old Dominion Electric Coop | 59614 | Monterey Diesel Generation Facility | Electric Utility | VA | MDG3 | 0.6 | 0.6 | Petroleum Liquids | DFO | IC | 5 | 2016 |  |  | (OP) Operating | [6 empty] | Highland | 38.4214 | -79.5914
40229 | Old Dominion Electric Coop | 59614 | Monterey Diesel Generation Facility | Electric Utility | VA | MDG4 | 0.6 | 0.6 | Petroleum Liquids | DFO | IC | 5 | 2016 |  |  | (OP) Operating | [6 empty] | Highland | 38.4214 | -79.5914
40229 | Old Dominion Electric Coop | 59614 | Monterey Diesel Generation Facility | Electric Utility | VA | MDG5 | 0.6 | 0.6 | Petroleum Liquids | DFO | IC | 5 | 2016 |  |  | (OP) Operating | [6 empty] | Highland | 38.4214 | -79.5914
40229 | Old Dominion Electric Coop | 59614 | Monterey Diesel Generation Facility | Electric Utility | VA | MDG6 | 0.6 | 0.6 | Petroleum Liquids | DFO | IC | 5 | 2016 |  |  | (OP) Operating | [6 empty] | Highland | 38.4214 | -79.5914
40229 | Old Dominion Electric Coop | 59614 | Monterey Diesel Generation Facility | Electric Utility | VA | MDG7 | 0.6 | 0.6 | Petroleum Liquids | DFO | IC | 5 | 2016 |  |  | (OP) Operating | [6 empty] | Highland | 38.4214 | -79.5914
40229 | Old Dominion Electric Coop | 59614 | Monterey Diesel Generation Facility | Electric Utility | VA | MDG8 | 0.6 | 0.6 | Petroleum Liquids | DFO | IC | 5 | 2016 |  |  | (OP) Operating | [6 empty] | Highland | 38.4214 | -79.5914
40229 | Old Dominion Electric Coop | 59614 | Monterey Diesel Generation Facility | Electric Utility | VA | MDG9 | 0.6 | 0.6 | Petroleum Liquids | DFO | IC | 5 | 2016 |  |  | (OP) Operating | [6 empty] | Highland | 38.4214 | -79.5914
59300 | PNM Resources | 59618 | Meadow Lake Solar Energy Center | Electric Utility | NM | MLK | 9.1 | 9.1 | Solar Photovoltaic | SUN | PV | 1 | 2015 |  |  | (OP) Operating | [6 empty] | Valencia | 34.81 | -106.52
59300 | PNM Resources | 59619 | Cibola | Electric Utility | NM | CBLA | 7.6 | 7.6 | Solar Photovoltaic | SUN | PV | 2 | 2015 |  |  | (OP) Operating | [6 empty] | Cibola | 35.2011 | -107.2452
59358 | REUT Origination, LLC | 59620 | South Milford Solar Plant | IPP Non-CHP | UT | SMS1 | 2.9 | 2.9 | Solar Photovoltaic | SUN | PV | 3 | 2015 |  |  | (OP) Operating | [6 empty] | Beaver | 38.3111 | -113.0536
59871 | TX Jumbo Road Wind, LLC | 59621 | TX Jumbo Road Wind | IPP Non-CHP | TX | JRWND | 299.7 | 299.7 | Onshore Wind Turbine | WND | WT | 4 | 2015 |  |  | (OP) Operating | [6 empty] | Deaf Smith | 34.72 | -102.2533
59360 | Clarkson Solar LLC | 59623 | Clarkson Solar | IPP Non-CHP | NY | CSPV | 2 | 2 | Solar Photovoltaic | SUN | PV | 11 | 2014 |  |  | (OP) Operating | [6 empty] | St Lawrence | 44.6719 | -74.9494
58871 | Citizens Enterprises Corporation | 59624 | Twiss Street Solar | IPP Non-CHP | MA | PV1 | 1.5 | 1.5 | Solar Photovoltaic | SUN | PV | 1 | 2015 |  |  | (OP) Operating | [6 empty] | Hampden | 42.1483 | -72.7481
58871 | Citizens Enterprises Corporation | 59625 | Chicopee River Solar | IPP Non-CHP | MA | PV1 | 2 | 2 | Solar Photovoltaic | SUN | PV | 1 | 2015 |  |  | (OP) Operating | [6 empty] | Hampden | 42.1503 | -72.5522
58871 | Citizens Enterprises Corporation | 59626 | Chicopee Granby Road Solar | IPP Non-CHP | MA | PV1 | 1.6 | 1.6 | Solar Photovoltaic | SUN | PV | 1 | 2015 |  |  | (OP) Operating | [6 empty] | Hampden | 42.1581 | -72.5958
56990 | NJR Clean Energy Ventures Corporation | 59627 | Harmony | IPP Non-CHP | NJ | HRMNY | 3 | 3 | Solar Photovoltaic | SUN | PV | 6 | 2015 |  |  | (OP) Operating | [6 empty] | Warren | 40.7597 | -75.1569
56990 | NJR Clean Energy Ventures Corporation | 59628 | Hanover | IPP Non-CHP | NJ | HNOVR | 5 | 5 | Solar Photovoltaic | SUN | PV | 9 | 2015 |  |  | (OP) Operating | [6 empty] | Burlington | 40.0653 | -74.5906
57411 | KDC Solar O&M LLC | 59630 | CentraState Medical Center PV Facility | Commercial Non-CHP | NJ | CS | 6.3 | 6.3 | Solar Photovoltaic | SUN | PV | 10 | 2014 |  |  | (OP) Operating | [6 empty] | Monmouth | 40.2361 | -74.3214
57411 | KDC Solar O&M LLC | 59631 | Imclone Solar Electric Facility | Commercial Non-CHP | NJ | IM | 10 | 10 | Solar Photovoltaic | SUN | PV | 5 | 2014 |  |  | (OP) Operating | [6 empty] | Somerset | 40.555 | -74.7094
58519 | Clean Energy Collective LLC | 59632 | Midwest Energy Community Solar Array | IPP Non-CHP | KS | 1036 | 1 | 1 | Solar Photovoltaic | SUN | PV | 2 | 2015 |  |  | (OP) Operating | [6 empty] | Thomas | 39.4069 | -101.0394
59381 | EE Kettleman California LLC | 59633 | Kettleman Solar -Centaurus | IPP Non-CHP | CA | KS | 20 | 20 | Solar Photovoltaic | SUN | PV | 7 | 2015 |  |  | (OP) Operating | [6 empty] | Kings | 36.0508 | -119.9475
58661 | Sustainable Power Group, LLC | 59634 | Sandstone Solar | IPP Non-CHP | AZ | SNDST | 45 | 45 | Solar Photovoltaic | SUN | PV | 12 | 2015 |  |  | (OP) Operating | [6 empty] | Pinal | 33.0356 | -111.4303
40211 | Wabash Valley Power Assn, Inc | 59635 | Clinton LFGTE | Electric Utility | IL | 1 | 1.6 | 1.6 | Landfill Gas | LFG | IC | 2 | 2006 |  |  | (OA) Out of service but expected to return to service in next calendar year | [6 empty] | Dewitt | 40.1208 | -88.9611
40211 | Wabash Valley Power Assn, Inc | 59635 | Clinton LFGTE | Electric Utility | IL | 2 | 1.6 | 1.6 | Landfill Gas | LFG | IC | 2 | 2006 |  |  | (OA) Out of service but expected to return to service in next calendar year | [6 empty] | Dewitt | 40.1208 | -88.9611
59388 | Charlton Solar I, LLC | 59636 | Charlton Solar I | IPP Non-CHP | MA | 37021 | 4.4 | 3.9 | Solar Photovoltaic | SUN | PV | 12 | 2014 |  |  | (OP) Operating | [6 empty] | Worcester | 42.1275 | -71.9964
12341 | MidAmerican Energy Co | 59637 | Adams Wind | Electric Utility | IA | ADWF | 4.7 | 4.7 | Onshore Wind Turbine | WND | WT | 10 | 2015 |  |  | (OP) Operating | [6 empty] | Adams | 40.92 | -94.6717
12341 | MidAmerican Energy Co | 59637 | Adams Wind | Electric Utility | IA | ADWF2 | 42.2 | 42.2 | Onshore Wind Turbine | WND | WT | 11 | 2015 |  |  | (OP) Operating | [6 empty] | Adams | 40.92 | -94.6717
12341 | MidAmerican Energy Co | 59637 | Adams Wind | Electric Utility | IA | ADWF3 | 56.3 | 56.3 | Onshore Wind Turbine | WND | WT | 12 | 2015 |  |  | (OP) Operating | [6 empty] | Adams | 40.92 | -94.6717
12341 | MidAmerican Energy Co | 59637 | Adams Wind | Electric Utility | IA | ADWF4 | 48.2 | 46.9 | Onshore Wind Turbine | WND | WT | 1 | 2016 |  |  | (OP) Operating | [6 empty] | Adams | 40.92 | -94.6717
59393 | Coronal Lost Hills, LLC | 59638 | Coronal Lost Hills | IPP Non-CHP | CA | CLH | 20 | 20 | Solar Photovoltaic | SUN | PV | 5 | 2015 |  |  | (OP) Operating | [6 empty] | Kern | 35.7267 | -119.9058
59395 | Philips Lightolier | 59639 | Lightolier Wind I Turbine | Industrial Non-CHP | MA | LIGHT | 2 | 2 | Onshore Wind Turbine | WND | WT | 2 | 2012 |  |  | (OP) Operating | [6 empty] | Bristol | 41.7456 | -71.1172
59402 | Garysburg Solar LLC | 59641 | Garysburg Solar | IPP Non-CHP | NC | 5MWPV | 5 | 5 | Solar Photovoltaic | SUN | PV | 3 | 2016 |  |  | (OP) Operating | [6 empty] | Northampton | 36.468 | -77.592
59403 | Gaston Solar LLC | 59642 | Gaston Solar | IPP Non-CHP | NC | 5MWPV | 5 | 5 | Solar Photovoltaic | SUN | PV | 4 | 2016 |  |  | (OP) Operating | [6 empty] | Northampton | 36.5147 | -77.6561
59406 | Mt. Olive Solar 1 | 59645 | Mt Olive Solar 1 | IPP Non-CHP | NC | FLS1 | 5 | 5 | Solar Photovoltaic | SUN | PV | 5 | 2015 |  |  | (OP) Operating | [6 empty] | Wayne | 35.1811 | -78.0969
59407 | FLS Solar 230 (Warren) | 59646 | FLS Solar 230 (Warren) | IPP Non-CHP | NC | FLS1 | 4.8 | 4.8 | Solar Photovoltaic | SUN | PV | 5 | 2015 |  |  | (OP) Operating | [6 empty] | Duplin | 35.0161 | -77.8219
59412 | Tarboro Solar LLC | 59648 | Tarboro Solar | IPP Non-CHP | NC | 5MWPV | 5 | 5 | Solar Photovoltaic | SUN | PV | 1 | 2016 |  |  | (OP) Operating | [6 empty] | Edgecombe | 35.8581 | -77.4992
59414 | Nelson Gardens Energy, LLC | 59649 | Nelson Gardens Landfill Gas to Energy | IPP Non-CHP | TX | UNIT1 | 1.1 | 1.1 | Landfill Gas | LFG | IC | 4 | 2014 |  |  | (OP) Operating | [6 empty] | Bexar | 29.33 | -98.66
59414 | Nelson Gardens Energy, LLC | 59649 | Nelson Gardens Landfill Gas to Energy | IPP Non-CHP | TX | UNIT2 | 1.1 | 1.1 | Landfill Gas | LFG | IC | 4 | 2014 |  |  | (OP) Operating | [6 empty] | Bexar | 29.33 | -98.66
59414 | Nelson Gardens Energy, LLC | 59649 | Nelson Gardens Landfill Gas to Energy | IPP Non-CHP | TX | UNIT3 | 1.1 | 1.1 | Landfill Gas | LFG | IC | 4 | 2014 |  |  | (OP) Operating | [6 empty] | Bexar | 29.33 | -98.66
59414 | Nelson Gardens Energy, LLC | 59649 | Nelson Gardens Landfill Gas to Energy | IPP Non-CHP | TX | UNIT4 | 1.1 | 1.1 | Landfill Gas | LFG | IC | 4 | 2014 |  |  | (OP) Operating | [6 empty] | Bexar | 29.33 | -98.66
59370 | ENERGYneering Solutions, Inc | 59650 | CII Methane Management III LFG Plant | IPP Non-CHP | GA | GEN1 | 1.6 | 1.6 | Landfill Gas | LFG | IC | 10 | 2014 |  |  | (OP) Operating | [6 empty] | Clarke | 33.9256 | -83.2639
11208 | Los Angeles Department of Water & Power | 59651 | Forever 21 Retail, Inc. | IPP Non-CHP | CA | W4161 | 4.6 | 4.6 | Solar Photovoltaic | SUN | PV | 2 | 2015 |  |  | (OP) Operating | [6 empty] | Los Angeles | 34.0714 | -118.1961
11208 | Los Angeles Department of Water & Power | 59652 | Nordhoff Place | IPP Non-CHP | CA | W4162 | 1.2 | 1 | Solar Photovoltaic | SUN | PV | 9 | 2014 |  |  | (OP) Operating | [6 empty] | Los Angeles | 34.2367 | -118.5658
59424 | SSA Solar of NM 4, LLC | 59653 | City of Truth or Consequences PV | IPP Non-CHP | NM | COTC | 1.9 | 1.9 | Solar Photovoltaic | SUN | PV | 2 | 2015 |  |  | (OP) Operating | [6 empty] | Sierra | 33.1211 | -107.2878
59428 | Sendero Wind Energy, LLC | 59654 | Sendero Wind Energy | IPP Non-CHP | TX | 1 | 78 | 78 | Onshore Wind Turbine | WND | WT | 12 | 2015 |  |  | (OP) Operating | [6 empty] | Jim Hogg | 27.18 | -98.9167
56769 | Consolidated Edison Development Inc. | 59655 | Campbell County Wind Farm | IPP Non-CHP | SD | CCWF1 | 97.8 | 97.8 | Onshore Wind Turbine | WND | WT | 12 | 2015 |  |  | (OP) Operating | [6 empty] | Campbell | 45.7533 | -100.275
58468 | Dominion Renewable Energy | 59657 | Imperial Valley Solar Co (IVSC) 2 | IPP Non-CHP | CA | IVSC2 | 20 | 20 | Solar Photovoltaic | SUN | PV | 6 | 2015 |  |  | (OP) Operating | [6 empty] | Imperial | 33.2522 | -115.4975
17164 | Sierra Pacific Industries Inc | 59658 | SPI Anderson 2 | Industrial CHP | CA | GEN1 | 30.2 | 27.2 | Wood/Wood Waste Biomass | WDS | ST | 8 | 2015 |  |  | (OP) Operating | [6 empty] | Shasta | 40.4723 | -122.3242
20135 | City of Washington - (UT) | 59660 | Washington City Electric Generation | Electric Utility | UT | 3 | 2 | 2 | Natural Gas Internal Combustion Engine | NG | IC | 6 | 2008 |  |  | (OP) Operating | [6 empty] | Washington | 37.155 | -113.4392
20135 | City of Washington - (UT) | 59660 | Washington City Electric Generation | Electric Utility | UT | 4 | 2 | 2 | Natural Gas Internal Combustion Engine | NG | IC | 6 | 2008 |  |  | (OP) Operating | [6 empty] | Washington | 37.155 | -113.4392
20135 | City of Washington - (UT) | 59660 | Washington City Electric Generation | Electric Utility | UT | 9 | 2 | 2 | Natural Gas Internal Combustion Engine | NG | IC | 5 | 2007 |  |  | (OP) Operating | [6 empty] | Washington | 37.155 | -113.4392
17609 | Southern California Edison Co | 59661 | Tehachapi Energy Storage Project | Electric Utility | CA | TSP1 | 8 | 8 | Batteries | MWH | BA | 4 | 2016 |  |  | (OP) Operating | [6 empty] | Kern | 35.1233 | -118.38
20392 | City of West Plains - (MO) | 59664 | City of West Plains Power Station | Electric Utility | MO | UNIT1 | 25.6 | 23.2 | Natural Gas Fired Combustion Turbine | NG | GT | 5 | 2000 |  |  | (SB) Standby/Backup: available for service but not normally used | [6 empty] | Howell | 36.7486 | -91.8686
20392 | City of West Plains - (MO) | 59664 | City of West Plains Power Station | Electric Utility | MO | UNIT2 | 21.8 | 23.5 | Natural Gas Fired Combustion Turbine | NG | GT | 5 | 2000 |  |  | (SB) Standby/Backup: available for service but not normally used | [6 empty] | Howell | 36.7486 | -91.8686
59437 | Innovative Solar 48, LLC | 59667 | Innovative Solar 48 | IPP Non-CHP | NC | IS048 | 4.9 | 4.9 | Solar Photovoltaic | SUN | PV | 11 | 2015 |  |  | (OP) Operating | [6 empty] | Robeson | 34.7116 | -79.3024
59462 | Heelstone Energy Holdings, LLC | 59670 | Innovative Solar 23 | IPP Non-CHP | NC | IS023 | 1.9 | 1.9 | Solar Photovoltaic | SUN | PV | 12 | 2015 |  |  | (OP) Operating | [6 empty] | Cleveland | 35.2598 | -81.419
59445 | Innovative Solar 44, LLC | 59675 | Innovative Solar 44 | IPP Non-CHP | NC | IS044 | 4.9 | 4.9 | Solar Photovoltaic | SUN | PV | 11 | 2015 |  |  | (OP) Operating | [6 empty] | Robeson | 34.859 | -79.108
59447 | Innovative Solar 64, LLC | 59677 | Innovative Solar 64 | IPP Non-CHP | NC | IS064 | 4.9 | 4.9 | Solar Photovoltaic | SUN | PV | 1 | 2016 |  |  | (OP) Operating | [6 empty] | Sampson | 35.041 | -78.3297
59453 | NextSun Energy, LLC | 59682 | Main Street Solar Project | IPP Non-CHP | VT | MS258 | 1.5 | 1.5 | Solar Photovoltaic | SUN | PV | 12 | 2014 |  |  | (SB) Standby/Backup: available for service but not normally used | [6 empty] | Rutland | 43.6264 | -72.9756
59994 | General Motors-Lordstown | 59683 | GM Lordstown Assembly Solar Array | Industrial Non-CHP | OH | 12345 | 1.5 | 1.7 | Solar Photovoltaic | SUN | PV | 1 | 2015 |  |  | (OP) Operating | [6 empty] | Trumbull | 41.148 | -80.8838
59458 | Landfill Energy Systems Florida | 59686 | Sarasota County LFGTE Facility | IPP Non-CHP | FL | LESF1 | 1.6 | 1.6 | Landfill Gas | LFG | IC | 2 | 2015 |  |  | (OP) Operating | [6 empty] | Sarasota | 27.203 | -82.387
59458 | Landfill Energy Systems Florida | 59686 | Sarasota County LFGTE Facility | IPP Non-CHP | FL | LESF2 | 1.6 | 1.6 | Landfill Gas | LFG | IC | 2 | 2015 |  |  | (OP) Operating | [6 empty] | Sarasota | 27.203 | -82.387
59458 | Landfill Energy Systems Florida | 59686 | Sarasota County LFGTE Facility | IPP Non-CHP | FL | LESF3 | 1.6 | 1.6 | Landfill Gas | LFG | IC | 2 | 2015 |  |  | (OP) Operating | [6 empty] | Sarasota | 27.203 | -82.387
59458 | Landfill Energy Systems Florida | 59686 | Sarasota County LFGTE Facility | IPP Non-CHP | FL | LESF4 | 1.6 | 1.6 | Landfill Gas | LFG | IC | 2 | 2015 |  |  | (OP) Operating | [6 empty] | Sarasota | 27.203 | -82.387
59457 | Sun Harvest Solar, LLC | 59687 | Sun Harvest Solar NDP1 | IPP Non-CHP | CA | NDP1 | 1.5 | 1.5 | Solar Photovoltaic | SUN | PV | 5 | 2015 |  |  | (OP) Operating | [6 empty] | Merced | 37.0576 | -120.6536
59452 | Ingenco Renewable Development, LLC | 59688 | Wake County LFG Facility | IPP Non-CHP | NC | E1 | 0.3 | 0.3 | Landfill Gas | LFG | IC | 9 | 2013 |  |  | (OP) Operating | [6 empty] | Wake | 35.674 | -78.854
59452 | Ingenco Renewable Development, LLC | 59688 | Wake County LFG Facility | IPP Non-CHP | NC | E10 | 0.3 | 0.3 | Landfill Gas | LFG | IC | 9 | 2013 |  |  | (OP) Operating | [6 empty] | Wake | 35.674 | -78.854
59452 | Ingenco Renewable Development, LLC | 59688 | Wake County LFG Facility | IPP Non-CHP | NC | E11 | 0.3 | 0.3 | Landfill Gas | LFG | IC | 9 | 2013 |  |  | (OP) Operating | [6 empty] | Wake | 35.674 | -78.854
59452 | Ingenco Renewable Development, LLC | 59688 | Wake County LFG Facility | IPP Non-CHP | NC | E12 | 0.3 | 0.3 | Landfill Gas | LFG | IC | 9 | 2013 |  |  | (OP) Operating | [6 empty] | Wake | 35.674 | -78.854
59452 | Ingenco Renewable Development, LLC | 59688 | Wake County LFG Facility | IPP Non-CHP | NC | E13 | 0.3 | 0.3 | Landfill Gas | LFG | IC | 9 | 2013 |  |  | (OP) Operating | [6 empty] | Wake | 35.674 | -78.854
59452 | Ingenco Renewable Development, LLC | 59688 | Wake County LFG Facility | IPP Non-CHP | NC | E14 | 0.3 | 0.3 | Landfill Gas | LFG | IC | 9 | 2013 |  |  | (OP) Operating | [6 empty] | Wake | 35.674 | -78.854
59452 | Ingenco Renewable Development, LLC | 59688 | Wake County LFG Facility | IPP Non-CHP | NC | E15 | 0.3 | 0.3 | Landfill Gas | LFG | IC | 9 | 2013 |  |  | (OP) Operating | [6 empty] | Wake | 35.674 | -78.854
59452 | Ingenco Renewable Development, LLC | 59688 | Wake County LFG Facility | IPP Non-CHP | NC | E16 | 0.3 | 0.3 | Landfill Gas | LFG | IC | 9 | 2013 |  |  | (OP) Operating | [6 empty] | Wake | 35.674 | -78.854
59452 | Ingenco Renewable Development, LLC | 59688 | Wake County LFG Facility | IPP Non-CHP | NC | E17 | 0.3 | 0.3 | Landfill Gas | LFG | IC | 9 | 2013 |  |  | (OP) Operating | [6 empty] | Wake | 35.674 | -78.854
59452 | Ingenco Renewable Development, LLC | 59688 | Wake County LFG Facility | IPP Non-CHP | NC | E18 | 0.3 | 0.3 | Landfill Gas | LFG | IC | 9 | 2013 |  |  | (OP) Operating | [6 empty] | Wake | 35.674 | -78.854
59452 | Ingenco Renewable Development, LLC | 59688 | Wake County LFG Facility | IPP Non-CHP | NC | E19 | 0.3 | 0.3 | Landfill Gas | LFG | IC | 9 | 2015 |  |  | (OP) Operating | [6 empty] | Wake | 35.674 | -78.854
59452 | Ingenco Renewable Development, LLC | 59688 | Wake County LFG Facility | IPP Non-CHP | NC | E2 | 0.3 | 0.3 | Landfill Gas | LFG | IC | 9 | 2013 |  |  | (OP) Operating | [6 empty] | Wake | 35.674 | -78.854
59452 | Ingenco Renewable Development, LLC | 59688 | Wake County LFG Facility | IPP Non-CHP | NC | E20 | 0.3 | 0.3 | Landfill Gas | LFG | IC | 9 | 2015 |  |  | (OP) Operating | [6 empty] | Wake | 35.674 | -78.854
59452 | Ingenco Renewable Development, LLC | 59688 | Wake County LFG Facility | IPP Non-CHP | NC | E21 | 0.3 | 0.3 | Landfill Gas | LFG | IC | 9 | 2015 |  |  | (OP) Operating | [6 empty] | Wake | 35.674 | -78.854
59452 | Ingenco Renewable Development, LLC | 59688 | Wake County LFG Facility | IPP Non-CHP | NC | E22 | 0.3 | 0.3 | Landfill Gas | LFG | IC | 9 | 2015 |  |  | (OP) Operating | [6 empty] | Wake | 35.674 | -78.854
59452 | Ingenco Renewable Development, LLC | 59688 | Wake County LFG Facility | IPP Non-CHP | NC | E23 | 0.3 | 0.3 | Landfill Gas | LFG | IC | 9 | 2015 |  |  | (OP) Operating | [6 empty] | Wake | 35.674 | -78.854
59452 | Ingenco Renewable Development, LLC | 59688 | Wake County LFG Facility | IPP Non-CHP | NC | E24 | 0.3 | 0.3 | Landfill Gas | LFG | IC | 9 | 2015 |  |  | (OP) Operating | [6 empty] | Wake | 35.674 | -78.854
59452 | Ingenco Renewable Development, LLC | 59688 | Wake County LFG Facility | IPP Non-CHP | NC | E3 | 0.3 | 0.3 | Landfill Gas | LFG | IC | 9 | 2013 |  |  | (OP) Operating | [6 empty] | Wake | 35.674 | -78.854
59452 | Ingenco Renewable Development, LLC | 59688 | Wake County LFG Facility | IPP Non-CHP | NC | E4 | 0.3 | 0.3 | Landfill Gas | LFG | IC | 9 | 2013 |  |  | (OP) Operating | [6 empty] | Wake | 35.674 | -78.854
59452 | Ingenco Renewable Development, LLC | 59688 | Wake County LFG Facility | IPP Non-CHP | NC | E5 | 0.3 | 0.3 | Landfill Gas | LFG | IC | 9 | 2013 |  |  | (OP) Operating | [6 empty] | Wake | 35.674 | -78.854
59452 | Ingenco Renewable Development, LLC | 59688 | Wake County LFG Facility | IPP Non-CHP | NC | E6 | 0.3 | 0.3 | Landfill Gas | LFG | IC | 9 | 2013 |  |  | (OP) Operating | [6 empty] | Wake | 35.674 | -78.854
59452 | Ingenco Renewable Development, LLC | 59688 | Wake County LFG Facility | IPP Non-CHP | NC | E7 | 0.3 | 0.3 | Landfill Gas | LFG | IC | 9 | 2013 |  |  | (OP) Operating | [6 empty] | Wake | 35.674 | -78.854
59452 | Ingenco Renewable Development, LLC | 59688 | Wake County LFG Facility | IPP Non-CHP | NC | E8 | 0.3 | 0.3 | Landfill Gas | LFG | IC | 9 | 2013 |  |  | (OP) Operating | [6 empty] | Wake | 35.674 | -78.854
59452 | Ingenco Renewable Development, LLC | 59688 | Wake County LFG Facility | IPP Non-CHP | NC | E9 | 0.3 | 0.3 | Landfill Gas | LFG | IC | 9 | 2013 |  |  | (OP) Operating | [6 empty] | Wake | 35.674 | -78.854
59463 | Narragansett Bay Commission | 59692 | NBC Field's Point Wind Farm | Commercial Non-CHP | RI | FPWTG | 4.5 | 4.5 | Onshore Wind Turbine | WND | WT | 10 | 2012 |  |  | (OP) Operating | [6 empty] | Providence | 41.7941 | -71.3892
59462 | Heelstone Energy Holdings, LLC | 59694 | Aspen Solar, LLC | IPP Non-CHP | NC | GEN1 | 5 | 4.9 | Solar Photovoltaic | SUN | PV | 11 | 2015 |  |  | (OP) Operating | [6 empty] | Duplin | 34.7912 | -78.0121
58468 | Dominion Renewable Energy | 59702 | Pavant Solar, LLC | IPP Non-CHP | UT | 1 | 50 | 50 | Solar Photovoltaic | SUN | PV | 12 | 2015 |  |  | (OP) Operating | [6 empty] | Millard | 38.9605 | -112.3633
58468 | Dominion Renewable Energy | 59703 | Marin Carport | IPP Non-CHP | CA | 1 | 1 | 1 | Solar Photovoltaic | SUN | PV | 5 | 2016 |  |  | (OP) Operating | [6 empty] | Marin | 38.1298 | -122.5682
59473 | JC-Biomethane, LLC | 59704 | JC-Biomethane, LLC | IPP CHP | OR | JCBIO | 1.6 | 1.6 | Other Waste Biomass | OBG | GT | 10 | 2011 |  |  | (OP) Operating | [6 empty] | Lane | 44.1835 | -123.2005
59462 | Heelstone Energy Holdings, LLC | 59706 | BRE | IPP Non-CHP | NC | NB005 | 5 | 4.9 | Solar Photovoltaic | SUN | PV | 12 | 2015 |  |  | (OP) Operating | [6 empty] | Granville | 36.3725 | -78.5985
59483 | Metropolitan Airports Commission | 59709 | St. Paul Intl Airport Red & Blue Parking | IPP Non-CHP | MN | PV1 | 2.3 | 2.3 | Solar Photovoltaic | SUN | PV | 12 | 2015 |  |  | (OP) Operating | [6 empty] | Hennepin | 44.88 | -93.21
55858 | Energy Developments Inc | 59710 | Sand Valley Power Station | IPP Non-CHP | AL | GMA | 1.6 | 1.6 | Landfill Gas | LFG | IC | 11 | 2013 |  |  | (OP) Operating | [6 empty] | Dekalb | 34.3439 | -85.8661
55858 | Energy Developments Inc | 59710 | Sand Valley Power Station | IPP Non-CHP | AL | GMB | 1.6 | 1.6 | Landfill Gas | LFG | IC | 11 | 2013 |  |  | (OP) Operating | [6 empty] | Dekalb | 34.3439 | -85.8661
55858 | Energy Developments Inc | 59710 | Sand Valley Power Station | IPP Non-CHP | AL | GMC | 1.6 | 1.6 | Landfill Gas | LFG | IC | 11 | 2013 |  |  | (OP) Operating | [6 empty] | Dekalb | 34.3439 | -85.8661
59370 | ENERGYneering Solutions, Inc | 59711 | CII Methane Management IV, LLC | IPP Non-CHP | NC | GEN1 | 1.6 | 1.5 | Landfill Gas | LFG | IC | 6 | 2014 |  |  | (OP) Operating | [6 empty] | Johnston | 35.5119 | -78.4338
57389 | IKEA Property Inc | 59714 | IKEA St. Louis 410 | Commercial Non-CHP | MO | IK410 | 1 | 1 | Solar Photovoltaic | SUN | PV | 9 | 2015 |  |  | (OP) Operating | [6 empty] | St Louis City | 38.635 | -90.2455
59287 | Laurel Capital Partners | 59715 | DD Hay Road Solar 23 LLC | IPP Non-CHP | DE | PV1 | 1.2 | 1.2 | Solar Photovoltaic | SUN | PV | 5 | 2015 |  |  | (OP) Operating | [6 empty] | New Castle | 39.7367 | -75.5117
59484 | Framingham State University | 59717 | Framingham State University Plant | Commercial Non-CHP | MA | ACPV | 0.7 | 0.7 | Solar Photovoltaic | SUN | PV | 4 | 2011 |  |  | (OP) Operating | [6 empty] | Middlesex | 42.2979 | -71.4361
59484 | Framingham State University | 59717 | Framingham State University Plant | Commercial Non-CHP | MA | CCPV | 0.3 | 0.3 | Solar Photovoltaic | SUN | PV | 4 | 2011 |  |  | (OP) Operating | [6 empty] | Middlesex | 42.2979 | -71.4361
59484 | Framingham State University | 59717 | Framingham State University Plant | Commercial Non-CHP | MA | HA | 0.2 | 0.4 | Petroleum Liquids | DFO | IC | 6 | 2007 |  |  | (SB) Standby/Backup: available for service but not normally used | [6 empty] | Middlesex | 42.2979 | -71.4361
59484 | Framingham State University | 59717 | Framingham State University Plant | Commercial Non-CHP | MA | LIB | 0.3 | 0.3 | Petroleum Liquids | DFO | IC | 6 | 2005 |  |  | (SB) Standby/Backup: available for service but not normally used | [6 empty] | Middlesex | 42.2979 | -71.4361
59484 | Framingham State University | 59717 | Framingham State University Plant | Commercial Non-CHP | MA | MSC2 | 0.2 | 0.2 | Petroleum Liquids | DFO | IC | 12 | 2015 |  |  | (SB) Standby/Backup: available for service but not normally used | [6 empty] | Middlesex | 42.2979 | -71.4361
59484 | Framingham State University | 59717 | Framingham State University Plant | Commercial Non-CHP | MA | NORTH | 0.2 | 0.2 | Petroleum Liquids | DFO | IC | 6 | 2011 |  |  | (SB) Standby/Backup: available for service but not normally used | [6 empty] | Middlesex | 42.2979 | -71.4361
59484 | Framingham State University | 59717 | Framingham State University Plant | Commercial Non-CHP | MA | OC | 0.1 | 0.1 | Petroleum Liquids | DFO | IC | 6 | 2003 |  |  | (SB) Standby/Backup: available for service but not normally used | [6 empty] | Middlesex | 42.2979 | -71.4361
59484 | Framingham State University | 59717 | Framingham State University Plant | Commercial Non-CHP | MA | PP | 0.4 | 0.4 | Petroleum Liquids | DFO | IC | 6 | 2009 |  |  | (SB) Standby/Backup: available for service but not normally used | [6 empty] | Middlesex | 42.2979 | -71.4361
59484 | Framingham State University | 59717 | Framingham State University Plant | Commercial Non-CHP | MA | TOW1 | 0.2 | 0.2 | Petroleum Liquids | DFO | IC | 6 | 2004 |  |  | (SB) Standby/Backup: available for service but not normally used | [6 empty] | Middlesex | 42.2979 | -71.4361
59484 | Framingham State University | 59717 | Framingham State University Plant | Commercial Non-CHP | MA | TOW2 | 0.4 | 0.4 | Petroleum Liquids | DFO | IC | 6 | 2013 |  |  | (SB) Standby/Backup: available for service but not normally used | [6 empty] | Middlesex | 42.2979 | -71.4361
59488 | Charlotte Solar LLC | 59719 | Charlotte Solar LLC VT | IPP Non-CHP | VT | CS001 | 2 | 2 | Solar Photovoltaic | SUN | PV | 7 | 2014 |  |  | (OP) Operating | [6 empty] | Chittenden | 44.322 | -73.1976
59491 | Seville Solar One LLC | 59722 | Seville 1 | IPP Non-CHP | CA | SEV1 | 20 | 20 | Solar Photovoltaic | SUN | PV | 12 | 2015 |  |  | (OP) Operating | [6 empty] | Imperial | 33.1125 | -116.0139
59492 | Seville Solar Two LLC | 59723 | Seville 2 | IPP Non-CHP | CA | SEV2 | 30 | 30 | Solar Photovoltaic | SUN | PV | 12 | 2015 |  |  | (OP) Operating | [6 empty] | Imperial | 33.1101 | -116.0059
59493 | Scituate Wind LLC | 59724 | Scituate Wind | IPP Non-CHP | MA | SCIWT | 1.5 | 1.5 | Onshore Wind Turbine | WND | WT | 3 | 2012 |  |  | (OP) Operating | [6 empty] | Plymouth | 42.1751 | -70.7285
59494 | Fairhaven Wind LLC | 59725 | Fairhaven Wind | IPP Non-CHP | MA | FHWTG | 3 | 3 | Onshore Wind Turbine | WND | WT | 4 | 2012 |  |  | (OP) Operating | [6 empty] | Bristol | 41.6391 | -70.8734
14164 | City of Orangeburg - (SC) | 59727 | Bull Street Plant | Electric Utility | SC | GEN1 | 2 | 2 | Natural Gas Fired Combustion Turbine | NG | GT | 4 | 2005 |  |  | (OP) Operating | [6 empty] | Orangeburg | 33.4898 | -80.8703
14164 | City of Orangeburg - (SC) | 59728 | Substation 20 Plant | Electric Utility | SC | GEN1 | 2 | 2 | Natural Gas Fired Combustion Turbine | NG | GT | 6 | 2014 |  |  | (OP) Operating | [6 empty] | Orangeburg | 33.4402 | -80.8417
58822 | MC Power Companies Inc | 59729 | Macon Solar Power Project | IPP Non-CHP | MO | MSF1 | 2.8 | 2.8 | Solar Photovoltaic | SUN | PV | 6 | 2015 |  |  | (OP) Operating | [6 empty] | Macon | 39.76 | -92.46
58661 | Sustainable Power Group, LLC | 59730 | SEPV 18 | IPP Non-CHP | CA | SPV18 | 2 | 2 | Solar Photovoltaic | SUN | PV | 1 | 2016 |  |  | (OP) Operating | [6 empty] | Los Angeles | 34.6136 | -117.9344
59500 | Sunny Templeton, LLC | 59731 | Templeton | IPP Non-CHP | MA | TEMPL | 3 | 3 | Solar Photovoltaic | SUN | PV | 12 | 2014 |  |  | (OP) Operating | [6 empty] | Worcester | 42.5212 | -72.0673
59503 | Capital Dynamics | 59732 | Green Pastures Wind I | IPP Non-CHP | TX | GPI | 150 | 150 | Onshore Wind Turbine | WND | WT | 4 | 2015 |  |  | (OP) Operating | [6 empty] | Baylor | 33.6282 | -99.4112
59503 | Capital Dynamics | 59733 | Green Pastures Wind II | IPP Non-CHP | TX | GPII | 150 | 150 | Onshore Wind Turbine | WND | WT | 10 | 2015 |  |  | (OP) Operating | [6 empty] | Knox | 33.646 | -99.5329
59503 | Capital Dynamics | 59734 | Briscoe Wind Farm | IPP Non-CHP | TX | BFW | 150 | 150 | Onshore Wind Turbine | WND | WT | 10 | 2015 |  |  | (OP) Operating | [6 empty] | Briscoe | 34.4323 | -101.2372
59504 | Kirkwood Community College | 59735 | Kirkwood Wind Turbine | IPP Non-CHP | IA | KCC01 | 2.5 | 0.7 | Onshore Wind Turbine | WND | WT | 2 | 2012 |  |  | (OP) Operating | [6 empty] | Linn | 41.9166 | -91.6509
59506 | Valentine Wind, LLC | 59736 | Valentine Wind, LLC | IPP Non-CHP | NE | 7772 | 1.9 | 1.9 | Onshore Wind Turbine | WND | WT | 9 | 2014 |  |  | (OP) Operating | [6 empty] | Cherry | 42.8591 | -100.5924
58661 | Sustainable Power Group, LLC | 59738 | Citizen B | IPP Non-CHP | CA | CSB | 5 | 5 | Solar Photovoltaic | SUN | PV | 12 | 2015 |  |  | (OP) Operating | [6 empty] | Fresno | 36.7238 | -120.4321
59508 | Barton Solar, LLC | 59741 | Barton Solar Farm | IPP Non-CHP | VT | BARTN | 1.9 | 1.9 | Solar Photovoltaic | SUN | PV | 11 | 2014 |  |  | (OP) Operating | [6 empty] | Orleans | 44.7254 | -72.184
58519 | Clean Energy Collective LLC | 59742 | Sunnyside Ranch Community Solar Array | IPP Non-CHP | CO | HCE | 1.5 | 2 | Solar Photovoltaic | SUN | PV | 4 | 2015 |  |  | (OP) Operating | [6 empty] | Garfield | 39.415 | -107.1572
59540 | SunE SEM 1, LLC | 59743 | Chimes West Friendship (Nixon Farms) | IPP Non-CHP | MD | 1 | 1.5 | 1.2 | Solar Photovoltaic | SUN | PV | 12 | 2014 |  |  | (OP) Operating | [6 empty] | Howard | 39.2967 | -76.9574
58473 | NVT LICENSES, LLC | 59744 | Lakeland Electric Co. (FL)-Airport 1 | IPP Non-CHP | FL | 1 | 2.7 | 2.7 | Solar Photovoltaic | SUN | PV | 12 | 2011 |  |  | (OP) Operating | [6 empty] | Polk | 27.9885 | -82.0473
59511 | South Street Solar, LLC | 59745 | Leominster (MA)-South Street-R&D | IPP Non-CHP | MA | 1 | 3.5 | 2.6 | Solar Photovoltaic | SUN | PV | 12 | 2013 |  |  | (OP) Operating | [6 empty] | Middlesex | 42.6062 | -71.1772
59512 | Team-Solar, Inc. | 59746 | DSH (CA) - Coalinga State Hospital | IPP Non-CHP | CA | 1 | 2.6 | 3.5 | Solar Photovoltaic | SUN | PV | 7 | 2014 |  |  | (OP) Operating | [6 empty] | Fresno | 36.1373 | -120.2185
59514 | River Mountains Solar, LLC | 59747 | River Mountains Solar | IPP Non-CHP | NV | 1 | 14.4 | 14.4 | Solar Photovoltaic | SUN | PV | 1 | 2016 |  |  | (OP) Operating | [6 empty] | Clark | 36.0316 | -114.9294
59512 | Team-Solar, Inc. | 59748 | CDCR (CA) - Pleasant Valley State Prison | IPP Non-CHP | CA | 1 | 1.6 | 2.2 | Solar Photovoltaic | SUN | PV | 7 | 2014 |  |  | (OP) Operating | [6 empty] | Fresno | 36.1372 | -120.2244
58473 | NVT LICENSES, LLC | 59749 | UMES (MD) - Princess Anne | IPP Non-CHP | MD | 1 | 2.2 | 2.1 | Solar Photovoltaic | SUN | PV | 2 | 2011 |  |  | (OP) Operating | [6 empty] | Somerset | 38.2026 | -75.6764
58473 | NVT LICENSES, LLC | 59750 | Bourne (MA) - Holliston I | IPP Non-CHP | MA | 1 | 2.9 | 2.4 | Solar Photovoltaic | SUN | PV | 12 | 2014 |  |  | (OP) Operating | [6 empty] | Middlesex | 42.1779 | -71.4546
59518 | Wilzig Associates, LLC | 59751 | Wilzig Associates, LLC | Commercial Non-CHP | NJ | WILZG | 1.2 | 1.2 | Solar Photovoltaic | SUN | PV | 1 | 2013 |  |  | (OP) Operating | [6 empty] | Bergen | 40.8253 | -74.0944
59519 | TerraForm Solar XVII, LLC | 59752 | BlueWave Capital - Grafton (SREC II) | IPP Non-CHP | MA | 1 | 1.3 | 1.3 | Solar Photovoltaic | SUN | PV | 3 | 2015 |  |  | (OP) Operating | [6 empty] | Worcester | 42.2255 | -71.6627
58473 | NVT LICENSES, LLC | 59754 | Lakeland Electric Co. (FL) - Aiport II | IPP Non-CHP | FL | 1 | 3.5 | 3.8 | Solar Photovoltaic | SUN | PV | 9 | 2012 |  |  | (OP) Operating | [6 empty] | Polk | 27.9911 | -82.0473
59522 | Chester Power Partners LLC | 59755 | Chester Power Partners | IPP Non-CHP | VT | PVS1 | 2.2 | 2.2 | Solar Photovoltaic | SUN | PV | 11 | 2014 |  |  | (OP) Operating | [6 empty] | Windsor | 43.2809 | -72.5976
59526 | State Correctnl Inst Laurel Highlands | 59759 | Glades Pike Generation Plant | Commercial Non-CHP | PA | CAT1 | 1.6 | 1.4 | Landfill Gas | LFG | IC | 10 | 2011 |  |  | (OP) Operating | [6 empty] | Somerset | 40.0067 | -79.041
59526 | State Correctnl Inst Laurel Highlands | 59759 | Glades Pike Generation Plant | Commercial Non-CHP | PA | CAT2 | 1.6 | 1.4 | Landfill Gas | LFG | IC | 10 | 2011 |  |  | (OP) Operating | [6 empty] | Somerset | 40.0067 | -79.041
59526 | State Correctnl Inst Laurel Highlands | 59759 | Glades Pike Generation Plant | Commercial Non-CHP | PA | SOLAR | 3.3 | 1.5 | Landfill Gas | LFG | GT | 10 | 2011 |  |  | (OP) Operating | [6 empty] | Somerset | 40.0067 | -79.041
59462 | Heelstone Energy Holdings, LLC | 59760 | Red Hill Solar Center, LLC | IPP Non-CHP | NC | RHILL | 5 | 4.9 | Solar Photovoltaic | SUN | PV | 12 | 2014 |  |  | (OP) Operating | [6 empty] | Warren | 36.4044 | -78.1411
59462 | Heelstone Energy Holdings, LLC | 59761 | Van Slyke Solar Center, LLC | IPP Non-CHP | NC | VSLYK | 5 | 4.9 | Solar Photovoltaic | SUN | PV | 12 | 2014 |  |  | (OP) Operating | [6 empty] | Wilson | 35.777 | -77.8805
59462 | Heelstone Energy Holdings, LLC | 59762 | Broadway Solar Center, LLC | IPP Non-CHP | NC | BRDWY | 5 | 4.9 | Solar Photovoltaic | SUN | PV | 12 | 2014 |  |  | (OP) Operating | [6 empty] | Columbus | 34.3093 | -78.8314
59529 | Robeson County Landfill | 59763 | Robeson County LFG to Energy | Commercial Non-CHP | NC | GEN01 | 1 | 1 | Landfill Gas | LFG | IC | 1 | 2012 |  |  | (OP) Operating | [6 empty] | Robeson | 34.791 | -78.9088
59529 | Robeson County Landfill | 59763 | Robeson County LFG to Energy | Commercial Non-CHP | NC | GEN02 | 1 | 1 | Landfill Gas | LFG | IC | 4 | 2015 |  |  | (OP) Operating | [6 empty] | Robeson | 34.791 | -78.9088
59232 | Kearsarge Solar LLC | 59765 | Stetson Road Solar - Barre I | IPP Non-CHP | MA | BI | 2 | 2 | Solar Photovoltaic | SUN | PV | 5 | 2014 |  |  | (OP) Operating | [6 empty] | Worcester | 42.4029 | -72.1027
59232 | Kearsarge Solar LLC | 59766 | Barre II Solar Project | IPP Non-CHP | MA | BII | 1.5 | 1.5 | Solar Photovoltaic | SUN | PV | 4 | 2014 |  |  | (OP) Operating | [6 empty] | Worcester | 42.362 | -72.109
59232 | Kearsarge Solar LLC | 59767 | Chester Solar Farm | IPP Non-CHP | MA | CHSTR | 4.8 | 4.8 | Solar Photovoltaic | SUN | PV | 6 | 2014 |  |  | (OP) Operating | [6 empty] | Hampden | 42.312 | -72.949
59232 | Kearsarge Solar LLC | 59768 | Concord Solar Farm | IPP Non-CHP | MA | CMLP | 1.5 | 1.5 | Solar Photovoltaic | SUN | PV | 4 | 2014 |  |  | (OP) Operating | [6 empty] | Middlesex | 42.444 | -71.335
18454 | Tampa Electric Co | 59769 | TIA Solar | Electric Utility | FL | 1 | 1.6 | 1.6 | Solar Photovoltaic | SUN | PV | 12 | 2015 |  |  | (OP) Operating | [6 empty] | Hillsborough | 27.9658 | -82.5328
9234 | Indiana Municipal Power Agency | 59770 | IMPA Pendleton Solar Park | Electric Utility | IN | SPEND | 2 | 2 | Solar Photovoltaic | SUN | PV | 10 | 2015 |  |  | (OP) Operating | [6 empty] | Madison | 39.9886 | -85.7709
59209 | Half Moon Ventures, LLC | 59771 | Jefferson Solar Park | IPP Non-CHP | WI | JSP01 | 1 | 1 | Solar Photovoltaic | SUN | PV | 12 | 2013 |  |  | (OP) Operating | [6 empty] | Jefferson | 43.0146 | -88.7992
10000 | Kansas City Power & Light Co | 59772 | KCP&L SmartGrid Innovation Park | Electric Utility | MO | 1 | 1 | 1 | Batteries | MWH | BA | 6 | 2012 |  |  | (OP) Operating | [6 empty] | Jackson | 39.0403 | -94.5712
59539 | BioTown Ag | 59774 | BioTown Ag | Industrial CHP | IN | ENG1 | 1 | 1 | Other Waste Biomass | OBG | IC | 6 | 2011 |  |  | (OP) Operating | [6 empty] | White | 40.7656 | -86.8797
59539 | BioTown Ag | 59774 | BioTown Ag | Industrial CHP | IN | ENG2 | 1 | 1 | Other Waste Biomass | OBG | IC | 6 | 2011 |  |  | (OP) Operating | [6 empty] | White | 40.7656 | -86.8797
59539 | BioTown Ag | 59774 | BioTown Ag | Industrial CHP | IN | ENG3 | 1 | 1 | Other Waste Biomass | OBG | IC | 6 | 2011 |  |  | (OP) Operating | [6 empty] | White | 40.7656 | -86.8797
59539 | BioTown Ag | 59774 | BioTown Ag | Industrial CHP | IN | ENG4 | 1 | 1 | Other Waste Biomass | OBG | IC | 4 | 2014 |  |  | (OP) Operating | [6 empty] | White | 40.7656 | -86.8797
59539 | BioTown Ag | 59774 | BioTown Ag | Industrial CHP | IN | ENG5 | 1 | 1 | Other Waste Biomass | OBG | IC | 4 | 2014 |  |  | (OP) Operating | [6 empty] | White | 40.7656 | -86.8797
59539 | BioTown Ag | 59774 | BioTown Ag | Industrial CHP | IN | ENG6 | 1 | 1 | Other Waste Biomass | OBG | IC | 4 | 2014 |  |  | (OP) Operating | [6 empty] | White | 40.7656 | -86.8797
59542 | Adams Farm Solar LLC | 59775 | Adams Farm Solar | IPP Non-CHP | MA | ADAMS | 3 | 3 | Solar Photovoltaic | SUN | PV | 10 | 2013 |  |  | (OP) Operating | [6 empty] | Worcester | 42.6 | -72.2
59543 | Heartland Community College | 59776 | Heartland Community College | Commercial Non-CHP | IL | T01 | 1.7 | 1.7 | Onshore Wind Turbine | WND | WT | 6 | 2012 |  |  | (OP) Operating | [6 empty] | McLean | 40.537 | -89.019
59519 | TerraForm Solar XVII, LLC | 59777 | RGS-Rutland VNM SREC II Project (MA) | IPP Non-CHP | MA | 1 | 2.6 | 2.6 | Solar Photovoltaic | SUN | PV | 11 | 2015 |  |  | (OP) Operating | [6 empty] | Worcester | 42.4318 | -71.9782
58661 | Sustainable Power Group, LLC | 59778 | Eden Solar LLC | IPP Non-CHP | NC | EDENS | 47.7 | 47.7 | Solar Photovoltaic | SUN | PV | 12 | 2015 |  |  | (OP) Operating | [6 empty] | Richmond | 35.1485 | -79.6364
59544 | SunE DM, LLC | 59779 | Davis Monthan AFB (AZ) West Airfield | IPP Non-CHP | AZ | 1 | 12.6 | 12.6 | Solar Photovoltaic | SUN | PV | 1 | 2014 |  |  | (OP) Operating | [6 empty] | Pima | 32.1736 | -110.8997
59545 | BWC Origination 4, LLC | 59780 | New Bedford (MA) Plymouth | IPP Non-CHP | MA | 1 | 4.3 | 4.3 | Solar Photovoltaic | SUN | PV | 7 | 2014 |  |  | (OP) Operating | [6 empty] | Plymouth | 41.9254 | -70.649
59546 | Nexamp Treasure Valley Solar, LLC | 59781 | Upper Blackstone (MA) Treasure Valley | IPP Non-CHP | MA | 1 | 5 | 5 | Solar Photovoltaic | SUN | PV | 7 | 2014 |  |  | (OP) Operating | [6 empty] | Worcester | 42.3328 | -71.9876
59549 | Targa Pipeline Mid-Continent West OK LLC | 59782 | Waynoka Gas Processing Plant | Industrial Non-CHP | OK | G1 | 1.3 | 1.3 | Natural Gas Internal Combustion Engine | NG | IC | 7 | 2006 |  |  | (OP) Operating | [6 empty] | Woods | 36.651 | -98.7656
59549 | Targa Pipeline Mid-Continent West OK LLC | 59782 | Waynoka Gas Processing Plant | Industrial Non-CHP | OK | G2 | 1.3 | 1.3 | Natural Gas Internal Combustion Engine | NG | IC | 7 | 2006 |  |  | (OP) Operating | [6 empty] | Woods | 36.651 | -98.7656
59549 | Targa Pipeline Mid-Continent West OK LLC | 59782 | Waynoka Gas Processing Plant | Industrial Non-CHP | OK | G3 | 1.3 | 1.3 | Natural Gas Internal Combustion Engine | NG | IC | 7 | 2006 |  |  | (OP) Operating | [6 empty] | Woods | 36.651 | -98.7656
59550 | Croda Inc. | 59783 | Croda Atlas Point CHP | Industrial CHP | DE | 91197 | 1.1 | 1.1 | Landfill Gas | LFG | IC | 8 | 2013 |  |  | (OP) Operating | [6 empty] | New Castle | 39.6933 | -75.5431
59550 | Croda Inc. | 59783 | Croda Atlas Point CHP | Industrial CHP | DE | 91198 | 1.1 | 1.1 | Landfill Gas | LFG | IC | 8 | 2013 |  |  | (OP) Operating | [6 empty] | New Castle | 39.6933 | -75.5431
24211 | Tucson Electric Power Co | 59784 | Gila River Power Block 3 | Electric Utility | AZ | CTG5 | 174 | 146 | Natural Gas Fired Combined Cycle | NG | CT | 6 | 2003 |  |  | (OP) Operating | [6 empty] | Maricopa | 32.975 | -112.6944
24211 | Tucson Electric Power Co | 59784 | Gila River Power Block 3 | Electric Utility | AZ | CTG6 | 174 | 146 | Natural Gas Fired Combined Cycle | NG | CT | 6 | 2003 |  |  | (OP) Operating | [6 empty] | Maricopa | 32.975 | -112.6944
24211 | Tucson Electric Power Co | 59784 | Gila River Power Block 3 | Electric Utility | AZ | ST11 | 271 | 223 | Natural Gas Fired Combined Cycle | NG | CA | 6 | 2003 |  |  | (OP) Operating | [6 empty] | Maricopa | 32.975 | -112.6944
59559 | Novi Energy LLC | 59785 | Fremont Community Digester, LLC | IPP CHP | MI | 19001 | 2.9 | 2.9 | Other Waste Biomass | OBG | IC | 12 | 2012 |  |  | (OP) Operating | [6 empty] | Newaygo | 43.4597 | -85.9761
59561 | SunE Solar XVII Project 2, LLC | 59786 | Fiddler's Canyon #2 | IPP Non-CHP | UT | FID2 | 3 | 3 | Solar Photovoltaic | SUN | PV | 9 | 2015 |  |  | (OP) Operating | [6 empty] | Iron | 37.7947 | -113.2837
59560 | SunE Solar XVII Project 1, LLC | 59787 | Fiddler's Canyon #1 | IPP Non-CHP | UT | FID1 | 3 | 3 | Solar Photovoltaic | SUN | PV | 9 | 2015 |  |  | (OP) Operating | [6 empty] | Iron | 37.7503 | -113.2537
57313 | SolarCity Corporation | 59788 | Advance Stores Company, Inc | IPP Non-CHP | CT | PV1 | 1 | 1 | Solar Photovoltaic | SUN | PV | 11 | 2014 |  |  | (OP) Operating | [6 empty] | Hartford | 42.015 | -72.5119
57313 | SolarCity Corporation | 59789 | Millbrook School | IPP Non-CHP | NY | PV1 | 1.4 | 1.4 | Solar Photovoltaic | SUN | PV | 3 | 2015 |  |  | (OP) Operating | [6 empty] | Dutchess | 41.8458 | -73.6195
57313 | SolarCity Corporation | 59790 | Oregon University System Rabbit Field | IPP Non-CHP | OR | PV1 | 1.2 | 1.2 | Solar Photovoltaic | SUN | PV | 3 | 2014 |  |  | (OP) Operating | [6 empty] | Benton | 44.5735 | -123.317
58303 | Energy Systems Group LLC | 59794 | Chicago West Side Energy Center | IPP CHP | IL | GEN1 | 3.5 | 3.5 | Natural Gas Fired Combustion Turbine | NG | GT | 10 | 2003 |  |  | (OP) Operating | [6 empty] | Cook | 41.8708 | -87.6784
59570 | TWE Kelford Solar Project, LLC | 59796 | Kelford | IPP Non-CHP | NC | FLS1 | 5 | 4.7 | Solar Photovoltaic | SUN | PV | 5 | 2016 |  |  | (OP) Operating | [6 empty] | Bertie | 36.1542 | -77.2185
59568 | United Water, Inc. | 59797 | Bayonne MUA- Leitner-Poma Wind Turbine | IPP Non-CHP | NJ | WT1 | 1.5 | 0.1 | Onshore Wind Turbine | WND | WT | 7 | 2012 |  |  | (OP) Operating | [6 empty] | Hudson | 40.6528 | -74.1178
11208 | Los Angeles Department of Water & Power | 59798 | Colon PV | IPP Non-CHP | CA | W4172 | 1.3 | 1.3 | Solar Photovoltaic | SUN | PV | 12 | 2015 |  |  | (OP) Operating | [6 empty] | Los Angeles | 33.7927 | -118.2524
57128 | Bloom Energy | 59800 | Amazon San Bernardino | IPP Non-CHP | CA | AMZ00 | 1.1 | 1 | Other Natural Gas | NG | FC | 11 | 2014 |  |  | (OP) Operating | [6 empty] | San Bernardino | 34.0884 | -117.2458
57128 | Bloom Energy | 59801 | IBM Southbury | IPP Non-CHP | CT | IBM00 | 1.1 | 1 | Other Natural Gas | NG | FC | 11 | 2014 |  |  | (OP) Operating | [6 empty] | New Haven | 41.4725 | -73.207
57128 | Bloom Energy | 59802 | Maxim | IPP Non-CHP | CA | MXM00 | 1.1 | 1 | Other Natural Gas | NG | FC | 8 | 2014 |  |  | (OP) Operating | [6 empty] | Santa Clara | 37.4057 | -121.9494
57128 | Bloom Energy | 59803 | Pixar - Emeryville | IPP Non-CHP | CA | PXR00 | 1.1 | 1 | Other Natural Gas | NG | FC | 1 | 2014 |  |  | (OP) Operating | [6 empty] | Alameda | 37.8329 | -122.284
57128 | Bloom Energy | 59804 | Starbucks - Evolution Fresh | IPP Non-CHP | CA | SBK00 | 1.1 | 1 | Other Natural Gas | NG | FC | 6 | 2014 |  |  | (OP) Operating | [6 empty] | San Bernardino | 34.0937 | -117.551
57128 | Bloom Energy | 59805 | Yahoo! - HQ | IPP Non-CHP | CA | YAH00 | 1.1 | 1 | Other Natural Gas | NG | FC | 7 | 2014 |  |  | (OP) Operating | [6 empty] | Santa Clara | 37.4154 | -122.0257
60025 | Greenbacker Renewable Energy Corporation | 59807 | Airport 1 Solar (DIA) | IPP Non-CHP | CO | GBDIA | 1.5 | 1.5 | Solar Photovoltaic | SUN | PV | 12 | 2009 |  |  | (OP) Operating | [6 empty] | Denver | 39.8994 | -104.6753
58303 | Energy Systems Group LLC | 59808 | Munster Landfill Gas-to-Energy | IPP Non-CHP | IN | GEN1 | 1.1 | 1.1 | Landfill Gas | LFG | IC | 11 | 2012 |  |  | (OP) Operating | [6 empty] | Lake | 41.5244 | -87.5091
58303 | Energy Systems Group LLC | 59809 | Mountain Home Energy Center | IPP Non-CHP | TN | GEN1 | 3.2 | 3.2 | Natural Gas Internal Combustion Engine | NG | IC | 6 | 2002 |  |  | (OA) Out of service but expected to return to service in next calendar year | [6 empty] | Washington | 36.3096 | -82.3775
58303 | Energy Systems Group LLC | 59809 | Mountain Home Energy Center | IPP Non-CHP | TN | GEN2 | 1.8 | 1.8 | Petroleum Liquids | DFO | IC | 6 | 2002 |  |  | (SB) Standby/Backup: available for service but not normally used | [6 empty] | Washington | 36.3096 | -82.3775
58303 | Energy Systems Group LLC | 59809 | Mountain Home Energy Center | IPP Non-CHP | TN | GEN3 | 1.8 | 1.8 | Petroleum Liquids | DFO | IC | 6 | 2002 |  |  | (SB) Standby/Backup: available for service but not normally used | [6 empty] | Washington | 36.3096 | -82.3775
58303 | Energy Systems Group LLC | 59810 | Dairyland WTE Plant | IPP Non-CHP | WI | GEN1 | 0.7 | 0.7 | Other Waste Biomass | OBG | IC | 1 | 2012 |  |  | (OP) Operating | [6 empty] | Brown | 44.5401 | -87.8056
58303 | Energy Systems Group LLC | 59810 | Dairyland WTE Plant | IPP Non-CHP | WI | GEN2 | 0.7 | 0.7 | Other Waste Biomass | OBG | IC | 1 | 2012 |  |  | (OP) Operating | [6 empty] | Brown | 44.5401 | -87.8056
59589 | Rockfish Solar LLC | 59811 | Rockfish Solar LLC | IPP Non-CHP | MD | GEN1 | 10.3 | 10.3 | Solar Photovoltaic | SUN | PV | 8 | 2015 |  |  | (OP) Operating | [6 empty] | Charles | 38.5915 | -76.8749
59596 | Industrial Power Services Corp. | 59815 | Granby LFG | IPP Non-CHP | MA | GLFG1 | 3.2 | 3.2 | Landfill Gas | LFG | IC | 9 | 2001 |  |  | (OP) Operating | [6 empty] | Hampshire | 42.2273 | -72.5472
59597 | Broome Energy Resources, LLC | 59816 | Nanticoke LFG | IPP Non-CHP | NY | BR12 | 4 | 4 | Landfill Gas | LFG | IC | 3 | 2006 |  |  | (OP) Operating | [6 empty] | Broome | 42.2437 | -75.9825
59599 | Shoe Show, Inc. | 59818 | Concord Farm | IPP Non-CHP | NC | 1 | 5.2 | 4.9 | Solar Photovoltaic | SUN | PV | 9 | 2011 |  |  | (OP) Operating | [6 empty] | Cabarrus | 35.4442 | -80.6636
59600 | Mohave Sunrise Solar I, LLC | 59819 | Mohave Electric at Fort Mohave | IPP Non-CHP | AZ | PV1 | 4.4 | 4.4 | Solar Photovoltaic | SUN | PV | 4 | 2015 |  |  | (OP) Operating | [6 empty] | Mohave | 34.9843 | -114.5565
59601 | Hunt Farm Solar LLC | 59820 | Hunt Farm Solar | IPP Non-CHP | MA | HUNTF | 3 | 3 | Solar Photovoltaic | SUN | PV | 9 | 2013 |  |  | (OP) Operating | [6 empty] | Franklin | 42.5537 | -72.2997
59602 | SH Solarne2 LLC | 59821 | 205 Sturbridge A | IPP Non-CHP | MA | STURA | 3 | 3 | Solar Photovoltaic | SUN | PV | 6 | 2014 |  |  | (OP) Operating | [6 empty] | Hampden | 42.1093 | -72.1705
59603 | SE Solarne2 LLC | 59822 | 201 Sturbridge B | IPP Non-CHP | MA | STURB | 2 | 2 | Solar Photovoltaic | SUN | PV | 6 | 2014 |  |  | (OP) Operating | [6 empty] | Hampden | 42.1091 | -72.1712
59604 | Bulldog Energy Airport LLC | 59823 | INDY III | IPP Non-CHP | IN | INDY3 | 2.5 | 2.5 | Solar Photovoltaic | SUN | PV | 8 | 2015 |  |  | (OP) Operating | [6 empty] | Marion | 39.723 | -86.3145
59462 | Heelstone Energy Holdings, LLC | 59824 | Sweetgum Solar | IPP Non-CHP | NC | 5732 | 5 | 4.9 | Solar Photovoltaic | SUN | PV | 12 | 2015 |  |  | (OP) Operating | [6 empty] | Lee | 35.4583 | -79.1811
59462 | Heelstone Energy Holdings, LLC | 59828 | Balsam | IPP Non-CHP | NC | 5375 | 5 | 5 | Solar Photovoltaic | SUN | PV | 12 | 2015 |  |  | (OP) Operating | [6 empty] | Lee | 35.4589 | -79.1739
59611 | Royal Solar | 59831 | Royal Solar | IPP Non-CHP | NC | FLS1 | 4.9 | 4.9 | Solar Photovoltaic | SUN | PV | 8 | 2015 |  |  | (OP) Operating | [6 empty] | Cumberland | 35.216 | -78.689
59609 | TWE Kinston Solar | 59832 | Kinston Solar | IPP Non-CHP | NC | FLS1 | 5 | 5 | Solar Photovoltaic | SUN | PV | 8 | 2015 |  |  | (OP) Operating | [6 empty] | Lenoir | 35.3514 | -77.4723
59610 | TWE Laurinburg Solar | 59833 | Laurinburg Solar | IPP Non-CHP | NC | FLS1 | 5 | 5 | Solar Photovoltaic | SUN | PV | 8 | 2015 |  |  | (OP) Operating | [6 empty] | Scotland | 34.7565 | -79.4302
59612 | GES MegaOne LLC | 59834 | Indy Grocers | IPP Non-CHP | IN | INGRO | 1 | 1 | Solar Photovoltaic | SUN | PV | 6 | 2015 |  |  | (OP) Operating | [6 empty] | Marion | 39.7379 | -86.2377
59462 | Heelstone Energy Holdings, LLC | 59835 | Newton Grove | IPP Non-CHP | NC | GEN1 | 1.9 | 1.9 | Solar Photovoltaic | SUN | PV | 9 | 2015 |  |  | (OP) Operating | [6 empty] | Sampson | 35.2516 | -78.3674
57170 | EDF Renewable Asset Holdings, Inc. | 59837 | Slate Creek Wind Project LLC | IPP Non-CHP | KS | GEN1 | 150 | 150 | Onshore Wind Turbine | WND | WT | 12 | 2015 |  |  | (OP) Operating | [6 empty] | Sumner | 37.1146 | -97.2376
57170 | EDF Renewable Asset Holdings, Inc. | 59838 | Milo Wind Project LLC | IPP Non-CHP | NM | GEN1 | 50 | 50 | Onshore Wind Turbine | WND | WT | 1 | 2016 |  |  | (OP) Operating | [6 empty] | Roosevelt | 33.9018 | -103.3468
58661 | Sustainable Power Group, LLC | 59839 | Spring Hill Road | IPP Non-CHP | MA | SHRD1 | 1.9 | 1.9 | Solar Photovoltaic | SUN | PV | 12 | 2015 |  |  | (OP) Operating | [6 empty] | Worcester | 42.419 | -72.1807
56975 | Constellation Solar Maryland, LLC | 59841 | General Motors Corp at White Marsh MD | IPP Non-CHP | MD | PV1 | 1 | 1 | Solar Photovoltaic | SUN | PV | 5 | 2011 |  |  | (OP) Operating | [6 empty] | Baltimore | 39.3716 | -76.4405
58304 | Constellation Solar Maryland II LLC | 59842 | CNE at Cambridge MD | IPP Non-CHP | MD | PV1 | 3.2 | 3.2 | Solar Photovoltaic | SUN | PV | 4 | 2015 |  |  | (OP) Operating | [6 empty] | Dorchester | 38.5158 | -76.0192
59617 | Constellation Solar Georgia, LLC. | 59843 | Georgia Power at Wadley GA | IPP Non-CHP | GA | PV1 | 1 | 1 | Solar Photovoltaic | SUN | PV | 12 | 2014 |  |  | (OP) Operating | [6 empty] | Jefferson | 32.883 | -82.41
59614 | Munich Reinsurance America, Inc | 59844 | Munich Re Plaza | Commercial Non-CHP | NJ | PZ1 | 1.6 | 1.6 | Solar Photovoltaic | SUN | PV | 7 | 2012 |  |  | (OP) Operating | [6 empty] | Middlesex | 40.3503 | -74.5927
59614 | Munich Reinsurance America, Inc | 59844 | Munich Re Plaza | Commercial Non-CHP | NJ | PZ2 | 0.8 | 0.8 | Solar Photovoltaic | SUN | PV | 10 | 2012 |  |  | (OP) Operating | [6 empty] | Middlesex | 40.3503 | -74.5927
59452 | Ingenco Renewable Development, LLC | 59845 | New River | IPP Non-CHP | VA | E1 | 0.3 | 0.3 | Landfill Gas | LFG | IC | 9 | 2013 |  |  | (OP) Operating | [6 empty] | Pulaski | 37.183 | -80.699
59452 | Ingenco Renewable Development, LLC | 59845 | New River | IPP Non-CHP | VA | E10 | 0.3 | 0.3 | Landfill Gas | LFG | IC | 9 | 2013 |  |  | (OP) Operating | [6 empty] | Pulaski | 37.183 | -80.699
59452 | Ingenco Renewable Development, LLC | 59845 | New River | IPP Non-CHP | VA | E11 | 0.3 | 0.3 | Landfill Gas | LFG | IC | 9 | 2013 |  |  | (OP) Operating | [6 empty] | Pulaski | 37.183 | -80.699
59452 | Ingenco Renewable Development, LLC | 59845 | New River | IPP Non-CHP | VA | E12 | 0.3 | 0.3 | Landfill Gas | LFG | IC | 9 | 2013 |  |  | (OP) Operating | [6 empty] | Pulaski | 37.183 | -80.699
59452 | Ingenco Renewable Development, LLC | 59845 | New River | IPP Non-CHP | VA | E13 | 0.3 | 0.3 | Landfill Gas | LFG | IC | 9 | 2013 |  |  | (OP) Operating | [6 empty] | Pulaski | 37.183 | -80.699
59452 | Ingenco Renewable Development, LLC | 59845 | New River | IPP Non-CHP | VA | E14 | 0.3 | 0.3 | Landfill Gas | LFG | IC | 9 | 2013 |  |  | (OP) Operating | [6 empty] | Pulaski | 37.183 | -80.699
59452 | Ingenco Renewable Development, LLC | 59845 | New River | IPP Non-CHP | VA | E15 | 0.3 | 0.3 | Landfill Gas | LFG | IC | 9 | 2013 |  |  | (OP) Operating | [6 empty] | Pulaski | 37.183 | -80.699
59452 | Ingenco Renewable Development, LLC | 59845 | New River | IPP Non-CHP | VA | E16 | 0.3 | 0.3 | Landfill Gas | LFG | IC | 9 | 2013 |  |  | (OP) Operating | [6 empty] | Pulaski | 37.183 | -80.699
59452 | Ingenco Renewable Development, LLC | 59845 | New River | IPP Non-CHP | VA | E17 | 0.3 | 0.3 | Landfill Gas | LFG | IC | 9 | 2013 |  |  | (OP) Operating | [6 empty] | Pulaski | 37.183 | -80.699
59452 | Ingenco Renewable Development, LLC | 59845 | New River | IPP Non-CHP | VA | E18 | 0.3 | 0.3 | Landfill Gas | LFG | IC | 9 | 2013 |  |  | (OP) Operating | [6 empty] | Pulaski | 37.183 | -80.699
59452 | Ingenco Renewable Development, LLC | 59845 | New River | IPP Non-CHP | VA | E2 | 0.3 | 0.3 | Landfill Gas | LFG | IC | 9 | 2013 |  |  | (OP) Operating | [6 empty] | Pulaski | 37.183 | -80.699
59452 | Ingenco Renewable Development, LLC | 59845 | New River | IPP Non-CHP | VA | E3 | 0.3 | 0.3 | Landfill Gas | LFG | IC | 9 | 2013 |  |  | (OP) Operating | [6 empty] | Pulaski | 37.183 | -80.699
59452 | Ingenco Renewable Development, LLC | 59845 | New River | IPP Non-CHP | VA | E4 | 0.3 | 0.3 | Landfill Gas | LFG | IC | 9 | 2013 |  |  | (OP) Operating | [6 empty] | Pulaski | 37.183 | -80.699
59452 | Ingenco Renewable Development, LLC | 59845 | New River | IPP Non-CHP | VA | E5 | 0.3 | 0.3 | Landfill Gas | LFG | IC | 9 | 2013 |  |  | (OP) Operating | [6 empty] | Pulaski | 37.183 | -80.699
59452 | Ingenco Renewable Development, LLC | 59845 | New River | IPP Non-CHP | VA | E6 | 0.3 | 0.3 | Landfill Gas | LFG | IC | 9 | 2013 |  |  | (OP) Operating | [6 empty] | Pulaski | 37.183 | -80.699
59452 | Ingenco Renewable Development, LLC | 59845 | New River | IPP Non-CHP | VA | E7 | 0.3 | 0.3 | Landfill Gas | LFG | IC | 9 | 2013 |  |  | (OP) Operating | [6 empty] | Pulaski | 37.183 | -80.699
59452 | Ingenco Renewable Development, LLC | 59845 | New River | IPP Non-CHP | VA | E8 | 0.3 | 0.3 | Landfill Gas | LFG | IC | 9 | 2013 |  |  | (OP) Operating | [6 empty] | Pulaski | 37.183 | -80.699
59452 | Ingenco Renewable Development, LLC | 59845 | New River | IPP Non-CHP | VA | E9 | 0.3 | 0.3 | Landfill Gas | LFG | IC | 9 | 2013 |  |  | (OP) Operating | [6 empty] | Pulaski | 37.183 | -80.699
59626 | Northwest Community Hospital | 59847 | Northwest Community Hospital | IPP CHP | IL | 1 | 1.1 | 0.9 | Natural Gas Internal Combustion Engine | NG | IC | 6 | 1996 |  |  | (OP) Operating | [6 empty] | Cook | 42.0678 | -87.9935
59626 | Northwest Community Hospital | 59847 | Northwest Community Hospital | IPP CHP | IL | 2 | 1.1 | 0.9 | Natural Gas Internal Combustion Engine | NG | IC | 6 | 1996 |  |  | (OP) Operating | [6 empty] | Cook | 42.0678 | -87.9935
59626 | Northwest Community Hospital | 59847 | Northwest Community Hospital | IPP CHP | IL | 3 | 1.1 | 0.9 | Natural Gas Internal Combustion Engine | NG | IC | 6 | 1996 |  |  | (OP) Operating | [6 empty] | Cook | 42.0678 | -87.9935
59626 | Northwest Community Hospital | 59847 | Northwest Community Hospital | IPP CHP | IL | 4 | 1.1 | 0.9 | Natural Gas Internal Combustion Engine | NG | IC | 6 | 1996 |  |  | (OP) Operating | [6 empty] | Cook | 42.0678 | -87.9935
59650 | Pikes Peak Solar Garden 1 LLC | 59848 | Pikes Peak Solar Garden 1 LLC | IPP Non-CHP | CO | PPSG1 | 2 | 2 | Solar Photovoltaic | SUN | PV | 7 | 2015 |  |  | (OP) Operating | [6 empty] | El Paso | 38.7745 | -104.7458
59651 | Adams Community Solar Garden LLC | 59849 | Adams Community Solar Garden LLC | IPP Non-CHP | CO | 23377 | 1.2 | 1.2 | Solar Photovoltaic | SUN | PV | 7 | 2015 |  |  | (OP) Operating | [6 empty] | Adams | 39.7876 | -104.5859
59652 | Adams Community Solar Garden III LLC | 59850 | Adams Community Solar Garden III LLC | IPP Non-CHP | CO | 23376 | 1.2 | 1.2 | Solar Photovoltaic | SUN | PV | 7 | 2015 |  |  | (OP) Operating | [6 empty] | Adams | 39.7867 | -104.5877
9324 | Indiana Michigan Power Co | 59855 | Deer Creek PV | Electric Utility | IN | DCPV1 | 2.5 | 2.5 | Solar Photovoltaic | SUN | PV | 1 | 2016 |  |  | (OP) Operating | [6 empty] | Grant | 40.51 | -85.64
59637 | SolNCPower6, LLC | 59856 | SoINCPower6, LLC | IPP Non-CHP | NC | SUN1 | 5 | 5 | Solar Photovoltaic | SUN | PV | 10 | 2015 |  |  | (OP) Operating | [6 empty] | Gates | 36.443 | -76.581
59638 | SolNCPower5, LLC | 59857 | SoINCPower5, LLC | IPP Non-CHP | NC | BAT1 | 5 | 5 | Solar Photovoltaic | SUN | PV | 5 | 2015 |  |  | (OP) Operating | [6 empty] | Nash | 36.0528 | -77.7625
59209 | Half Moon Ventures, LLC | 59858 | Johnston Solar | IPP Non-CHP | RI | JSI01 | 1 | 1 | Solar Photovoltaic | SUN | PV | 7 | 2015 |  |  | (OP) Operating | [6 empty] | Providence | 41.8009 | -71.5595
59636 | HP Hood LLC | 59860 | HP Hood CT | Industrial CHP | VA | HHOOD | 15 | 15 | Natural Gas Fired Combustion Turbine | NG | GT | 6 | 2015 |  |  | (OP) Operating | [6 empty] | Frederick | 39.1325 | -78.1875
7140 | Georgia Power Co | 59862 | Fort Benning Solar Facility | Electric Utility | GA | 1 | 30 | 30 | Solar Photovoltaic | SUN | PV | 12 | 2015 |  |  | (OP) Operating | [6 empty] | Chattahoochee | 32.3524 | -84.9688
59653 | Palmer Solar LLC | 59866 | Palmer Solar LLC | IPP Non-CHP | MA | 11111 | 2.5 | 2.5 | Solar Photovoltaic | SUN | PV | 12 | 2013 |  |  | (OP) Operating | [6 empty] | Hampden | 42.1872 | -72.3656
59648 | Lockheed Martin Solar System | 59867 | Lockheed Martin Solar System | IPP Non-CHP | FL | LMSOL | 1.9 | 1.9 | Solar Photovoltaic | SUN | PV | 9 | 2015 |  |  | (OP) Operating | [6 empty] | Pinellas | 28.0479 | -82.6853
59745 | First Solar Asset Management | 59868 | Kingbird A Solar LLC | IPP Non-CHP | CA | GEN01 | 20 | 20 | Solar Photovoltaic | SUN | PV | 4 | 2016 |  |  | (OP) Operating | [6 empty] | Kern | 34.819 | -118.432
59660 | Solar Star California XXXII, LLC | 59872 | UC Davis South Campus | Commercial Non-CHP | CA | UCD1 | 13 | 13 | Solar Photovoltaic | SUN | PV | 3 | 2015 |  |  | (OP) Operating | [6 empty] | Yolo | 38.55 | -121.75
59654 | Lowell Solar Landfill LLC | 59873 | Lowell Solar Landfill | IPP Non-CHP | MA | PV | 1.3 | 1.3 | Solar Photovoltaic | SUN | PV | 12 | 2013 |  |  | (OP) Operating | [6 empty] | Middlesex | 42.6265 | -71.3579
58468 | Dominion Renewable Energy | 59874 | Richland Solar Center | IPP Non-CHP | GA | PV1 | 20 | 20 | Solar Photovoltaic | SUN | PV | 12 | 2015 |  |  | (OP) Operating | [6 empty] | Twiggs | 32.638 | -83.3789
59365 | Capital Power Corporation | 59887 | Beaufort Solar, LLC | IPP Non-CHP | NC | GEN | 15 | 15 | Solar Photovoltaic | SUN | PV | 12 | 2015 |  |  | (OP) Operating | [6 empty] | Beaufort | 35.456 | -77.134
17650 | Southern Power Co | 59891 | Butler Solar Farm 20 | IPP Non-CHP | GA | 1 | 20 | 20 | Solar Photovoltaic | SUN | PV | 2 | 2016 |  |  | (OP) Operating | [6 empty] | Taylor | 32.5755 | -84.3165
17650 | Southern Power Co | 59894 | Pawpaw Solar Plant | IPP Non-CHP | GA | 1 | 30 | 30 | Solar Photovoltaic | SUN | PV | 3 | 2016 |  |  | (OP) Operating | [6 empty] | Taylor | 32.5729 | -84.2568
59672 | SunEnergy1-Scotland Neck, LLC | 59898 | SunEnergy1-Scotland Neck, LLC | IPP Non-CHP | NC | SE1SN | 3 | 3 | Solar Photovoltaic | SUN | PV | 12 | 2014 |  |  | (OP) Operating | [6 empty] | Halifax | 36.125 | -77.4091
59673 | Choco Solar LLC | 59899 | Choco Solar, LLC | IPP Non-CHP | NC | CHOCO | 5 | 5 | Solar Photovoltaic | SUN | PV | 12 | 2014 |  |  | (OP) Operating | [6 empty] | Beaufort | 35.482 | -77.1131
56769 | Consolidated Edison Development Inc. | 59900 | Corcoran Solar 3 | IPP Non-CHP | CA | C3CA | 20 | 20 | Solar Photovoltaic | SUN | PV | 2 | 2016 |  |  | (OP) Operating | [6 empty] | Kings | 36.1504 | -119.5854
59674 | Albertson Solar LLC | 59901 | Albertson Solar LLC | IPP Non-CHP | NC | ALBRT | 5 | 5 | Solar Photovoltaic | SUN | PV | 7 | 2015 |  |  | (OP) Operating | [6 empty] | Duplin | 35.093 | -77.8127
19876 | Virginia Electric & Power Co | 59904 | Western Branch High School | Electric Utility | VA | 1 | 1 | 1 | Solar Photovoltaic | SUN | PV | 4 | 2016 |  |  | (OP) Operating | [6 empty] | Chesapeake City | 36.8481 | -76.4071
19876 | Virginia Electric & Power Co | 59911 | Philip Morris | Electric Utility | VA | 1 | 2 | 2 | Solar Photovoltaic | SUN | PV | 3 | 2016 |  |  | (OP) Operating | [6 empty] | Chesterfield | 37.3418 | -77.287
59462 | Heelstone Energy Holdings, LLC | 59914 | Crestwood Solar Center LLC | IPP Non-CHP | NC | CREST | 5 | 5 | Solar Photovoltaic | SUN | PV | 4 | 2016 |  |  | (OP) Operating | [6 empty] | Granville | 36.3535 | -78.5842
59139 | SunEdison LLC | 59916 | SunE- E Philadelphia Ontario | IPP Non-CHP | CA | 12307 | 1 | 1 | Solar Photovoltaic | SUN | PV | 3 | 2016 |  |  | (OP) Operating | [6 empty] | San Bernardino | 34.0353 | -117.5341
13407 | Nevada Power Co | 59919 | Nellis Solar PV II | Electric Utility | NV | NSPV2 | 15 | 15 | Solar Photovoltaic | SUN | PV | 11 | 2015 |  |  | (OP) Operating | [6 empty] | Clark | 36.2067 | -115.0477
59685 | AstraZeneca Pharmaceuticals LP | 59922 | South Campus Solar | Commercial Non-CHP | DE | GA500 | 0.5 | 0.5 | Solar Photovoltaic | SUN | PV | 8 | 2011 |  |  | (OP) Operating | [6 empty] | New Castle | 39.7815 | -75.5484
59685 | AstraZeneca Pharmaceuticals LP | 59922 | South Campus Solar | Commercial Non-CHP | DE | SG333 | 0.3 | 0.3 | Solar Photovoltaic | SUN | PV | 8 | 2011 |  |  | (OP) Operating | [6 empty] | New Castle | 39.7815 | -75.5484
59685 | AstraZeneca Pharmaceuticals LP | 59922 | South Campus Solar | Commercial Non-CHP | DE | SG500 | 0.5 | 0.5 | Solar Photovoltaic | SUN | PV | 8 | 2011 |  |  | (OP) Operating | [6 empty] | New Castle | 39.7815 | -75.5484
59690 | Vance Solar Farm LLC | 59928 | Vance Solar Farm, LLC | IPP Non-CHP | NC | NB007 | 5 | 4.9 | Solar Photovoltaic | SUN | PV | 1 | 2016 |  |  | (OP) Operating | [6 empty] | Vance | 36.2585 | -78.412
59693 | Cline Solar Farm LLC | 59929 | Cline Solar Farm, LLC | IPP Non-CHP | NC | NB007 | 5 | 4.9 | Solar Photovoltaic | SUN | PV | 1 | 2016 |  |  | (OP) Operating | [6 empty] | Burke | 35.72 | -81.417
59694 | BG Stewart Solar Farm LLC | 59930 | BG Stewart Solar Farm, LLC | IPP Non-CHP | NC | NB005 | 5 | 4.9 | Solar Photovoltaic | SUN | PV | 11 | 2015 |  |  | (OP) Operating | [6 empty] | Union | 34.9705 | -80.3896
59688 | FCPC Renewable Generation, LLC | 59931 | FCPC Renewable Generation | IPP CHP | WI | GEN1 | 1.1 | 1 | Other Waste Biomass | OBG | IC | 10 | 2013 |  |  | (OP) Operating | [6 empty] | Milwaukee | 43.03 | -87.9409
59688 | FCPC Renewable Generation, LLC | 59931 | FCPC Renewable Generation | IPP CHP | WI | GEN2 | 1.1 | 1 | Other Waste Biomass | OBG | IC | 10 | 2013 |  |  | (OP) Operating | [6 empty] | Milwaukee | 43.03 | -87.9409
59695 | SunE Solar XVII Project 3, LLC | 59932 | Fiddler's Canyon 3 | IPP Non-CHP | UT | FID3 | 3 | 3 | Solar Photovoltaic | SUN | PV | 12 | 2015 |  |  | (OP) Operating | [6 empty] | Iron | 37.7313 | -113.2166
59691 | Meadowbrook Solar Farm LLC | 59936 | Meadowbrook Solar Farm | IPP Non-CHP | NC | NB008 | 5 | 4.9 | Solar Photovoltaic | SUN | PV | 1 | 2016 |  |  | (OP) Operating | [6 empty] | Rowan | 35.5554 | -80.3859
59692 | Coats Solar Farm LLC | 59937 | Coats Solar Farm, LLC | IPP Non-CHP | NC | NB006 | 5 | 4.9 | Solar Photovoltaic | SUN | PV | 1 | 2016 |  |  | (OP) Operating | [6 empty] | Harnett | 35.4145 | -78.6906
59698 | Sky Global Power One Pledgor, LLC | 59938 | Sky Global Power One | IPP Non-CHP | TX | UNIT1 | 8.5 | 8.3 | Natural Gas Internal Combustion Engine | NG | IC | 5 | 2016 |  |  | (OP) Operating | [6 empty] | Colorado | 29.5503 | -96.5378
59698 | Sky Global Power One Pledgor, LLC | 59938 | Sky Global Power One | IPP Non-CHP | TX | UNIT2 | 8.5 | 8.3 | Natural Gas Internal Combustion Engine | NG | IC | 5 | 2016 |  |  | (OP) Operating | [6 empty] | Colorado | 29.5503 | -96.5378
59698 | Sky Global Power One Pledgor, LLC | 59938 | Sky Global Power One | IPP Non-CHP | TX | UNIT3 | 8.5 | 8.3 | Natural Gas Internal Combustion Engine | NG | IC | 5 | 2016 |  |  | (OP) Operating | [6 empty] | Colorado | 29.5503 | -96.5378
59698 | Sky Global Power One Pledgor, LLC | 59938 | Sky Global Power One | IPP Non-CHP | TX | UNIT4 | 8.5 | 8.3 | Natural Gas Internal Combustion Engine | NG | IC | 5 | 2016 |  |  | (OP) Operating | [6 empty] | Colorado | 29.5503 | -96.5378
59698 | Sky Global Power One Pledgor, LLC | 59938 | Sky Global Power One | IPP Non-CHP | TX | UNIT5 | 8.5 | 8.3 | Natural Gas Internal Combustion Engine | NG | IC | 5 | 2016 |  |  | (OP) Operating | [6 empty] | Colorado | 29.5503 | -96.5378
59698 | Sky Global Power One Pledgor, LLC | 59938 | Sky Global Power One | IPP Non-CHP | TX | UNIT6 | 8.5 | 8.3 | Natural Gas Internal Combustion Engine | NG | IC | 5 | 2016 |  |  | (OP) Operating | [6 empty] | Colorado | 29.5503 | -96.5378
59613 | BayWa r.e. Solar Projects LLC | 59942 | Morgan Lancaster 1 | IPP Non-CHP | CA | ML1 | 1.5 | 1.5 | Solar Photovoltaic | SUN | PV | 9 | 2015 |  |  | (OP) Operating | [6 empty] | Los Angeles | 34.6608 | -118.0836
59706 | Rattlesnake Den | 59943 | Rattlesnake Den | IPP Non-CHP | TX | 1 | 207.2 | 207.2 | Onshore Wind Turbine | WND | WT | 7 | 2015 |  |  | (OP) Operating | [6 empty] | Glasscock | 31.7432 | -101.4934
59707 | Conetoe II Solar, LLC | 59944 | Conetoe II Solar, LLC | IPP Non-CHP | NC | CONE1 | 80 | 80 | Solar Photovoltaic | SUN | PV | 12 | 2015 |  |  | (OP) Operating | [6 empty] | Edgecombe | 35.822 | -77.481
59710 | SR Camden, LLC | 59947 | SR Camden | IPP Non-CHP | AR | AERO | 12 | 12 | Solar Photovoltaic | SUN | PV | 12 | 2015 |  |  | (OP) Operating | [6 empty] | Calhoun | 33.6315 | -92.7036
59711 | Bakersfield 111 LLC | 59948 | Bakersfield 111 | IPP Non-CHP | CA | BF111 | 1.4 | 1.4 | Solar Photovoltaic | SUN | PV | 7 | 2015 |  |  | (OP) Operating | [6 empty] | Kern | 35.3176 | -118.9899
59712 | AES Tait LLC | 59949 | AES Warrior Run Energy Storage Project | IPP Non-CHP | MD | BESS1 | 11 | 11 | Batteries | MWH | BA | 12 | 2015 |  |  | (OP) Operating | [6 empty] | Allegany | 39.5931 | -78.7453
58477 | O2energies, Inc. | 59950 | Yadkinville Solar | IPP Non-CHP | NC | YAK | 3.5 | 3.5 | Solar Photovoltaic | SUN | PV | 12 | 2015 |  |  | (OP) Operating | [6 empty] | Yadkin | 36.1373 | -80.596
59713 | Potrero Hills Energy Producers, LLC | 59952 | Potrero Hills Energy Producers | IPP Non-CHP | CA | 1 | 1.6 | 1.6 | Landfill Gas | LFG | IC | 4 | 2016 |  |  | (OP) Operating | [6 empty] | Solano | 38.217 | -121.9795
59713 | Potrero Hills Energy Producers, LLC | 59952 | Potrero Hills Energy Producers | IPP Non-CHP | CA | 2 | 1.6 | 1.6 | Landfill Gas | LFG | IC | 4 | 2016 |  |  | (OP) Operating | [6 empty] | Solano | 38.217 | -121.9795
59713 | Potrero Hills Energy Producers, LLC | 59952 | Potrero Hills Energy Producers | IPP Non-CHP | CA | 3 | 1.6 | 1.6 | Landfill Gas | LFG | IC | 4 | 2016 |  |  | (OP) Operating | [6 empty] | Solano | 38.217 | -121.9795
59713 | Potrero Hills Energy Producers, LLC | 59952 | Potrero Hills Energy Producers | IPP Non-CHP | CA | 4 | 1.6 | 1.6 | Landfill Gas | LFG | IC | 4 | 2016 |  |  | (OP) Operating | [6 empty] | Solano | 38.217 | -121.9795
59713 | Potrero Hills Energy Producers, LLC | 59952 | Potrero Hills Energy Producers | IPP Non-CHP | CA | 5 | 1.6 | 1.6 | Landfill Gas | LFG | IC | 4 | 2016 |  |  | (OP) Operating | [6 empty] | Solano | 38.217 | -121.9795
6455 | Duke Energy Florida, Inc | 59954 | Osceola Solar Facility | Electric Utility | FL | XXXXX | 3.8 | 3.8 | Solar Photovoltaic | SUN | PV | 3 | 2016 |  |  | (OP) Operating | [6 empty] | Osceola | 28.0581 | -81.2417
59462 | Heelstone Energy Holdings, LLC | 59955 | Smithfield | IPP Non-CHP | NC | GEN01 | 1.8 | 1.8 | Solar Photovoltaic | SUN | PV | 10 | 2015 |  |  | (OP) Operating | [6 empty] | Johnston | 35.4883 | -78.3198
59462 | Heelstone Energy Holdings, LLC | 59956 | ESA Selma | IPP Non-CHP | NC | GEN02 | 1.8 | 1.8 | Solar Photovoltaic | SUN | PV | 9 | 2015 |  |  | (OP) Operating | [6 empty] | Johnston | 35.5262 | -78.2898
49893 | Invenergy Services LLC | 59957 | Grand Ridge Battery Projects | IPP Non-CHP | IL | GIVB | 1.5 | 1.5 | Batteries | MWH | BA | 12 | 2013 |  |  | (OP) Operating | [6 empty] | LaSalle | 41.2269 | -88.6836
49893 | Invenergy Services LLC | 59957 | Grand Ridge Battery Projects | IPP Non-CHP | IL | GRES | 31.5 | 31.5 | Batteries | MWH | BA | 3 | 2015 |  |  | (OP) Operating | [6 empty] | LaSalle | 41.2269 | -88.6836
59716 | SunE DB24 LLC | 59958 | Milford 2 | IPP Non-CHP | UT | MIL2 | 3 | 3 | Solar Photovoltaic | SUN | PV | 12 | 2015 |  |  | (OP) Operating | [6 empty] | Beaver | 38.3882 | -112.9908
59718 | West Chicago Battery Storage LLC | 59959 | Elwood Energy Storage Center | IPP Non-CHP | IL | WCBS | 19.8 | 19.8 | Batteries | MWH | BA | 10 | 2015 |  |  | (OP) Operating | [6 empty] | DuPage | 41.8969 | -88.2227
59717 | Joliet Battery Storage LLC | 59960 | Jake Energy Storage Center | IPP Non-CHP | IL | JBS | 19.8 | 19.8 | Batteries | MWH | BA | 9 | 2015 |  |  | (OP) Operating | [6 empty] | Will | 41.4887 | -88.1088
58661 | Sustainable Power Group, LLC | 59963 | Central Antelope Dry Ranch C | IPP Non-CHP | CA | CADRC | 20 | 20 | Solar Photovoltaic | SUN | PV | 5 | 2016 |  |  | (OP) Operating | [6 empty] | Los Angeles | 34.7205 | -118.3005
58661 | Sustainable Power Group, LLC | 59965 | Latigo Wind Park | IPP Non-CHP | UT | LTIGO | 62.1 | 62.1 | Onshore Wind Turbine | WND | WT | 3 | 2016 |  |  | (OP) Operating | [6 empty] | San Juan | 37.8867 | -109.3684
3046 | Duke Energy Progress - (NC) | 59966 | Camp Lejeune Solar | Electric Utility | NC | PV1 | 12.8 | 12.8 | Solar Photovoltaic | SUN | PV | 12 | 2015 |  |  | (OP) Operating | [6 empty] | Onslow | 34.7257 | -77.3503
59724 | Pepperidge Farm, Inc.- Bloomfield | 59967 | Pepperidge Farm Bloomfield | Industrial CHP | CT | FCB | 1.2 | 1.2 | Other Natural Gas | NG | FC | 8 | 2008 |  |  | (OP) Operating | [6 empty] | Hartford | 41.8693 | -72.7183
59729 | Golden West Power Partners, LLC | 59974 | Golden West Power Partners LLC | IPP Non-CHP | CO | GW1 | 250 | 250 | Onshore Wind Turbine | WND | WT | 10 | 2015 |  |  | (OP) Operating | [6 empty] | El Paso | 38.935 | -104.212
59730 | Carousel Wind Farm, LLC | 59975 | Carousel Wind Farm LLC | IPP Non-CHP | CO | CW1 | 150 | 150 | Onshore Wind Turbine | WND | WT | 11 | 2015 |  |  | (OP) Operating | [6 empty] | Kit Carson | 39.334 | -102.173
59735 | Enerparc CA2, LLC | 59978 | Enerparc CA2, LLC | IPP Non-CHP | CA | ECA22 | 1.5 | 1.5 | Solar Photovoltaic | SUN | PV | 3 | 2016 |  |  | (OP) Operating | [6 empty] | Glenn | 39.699 | -122.1756
59736 | Columbia Solar Energy LLC | 59979 | Columbia Solar Energy, LLC | IPP Non-CHP | CA | GEN1 | 19.2 | 19.2 | Solar Photovoltaic | SUN | PV | 10 | 2015 |  |  | (OP) Operating | [6 empty] | Contra Costa | 38.0197 | -121.8651
59737 | American Capital Energy | 59980 | Mashpee Landfill Solar | IPP Non-CHP | MA | MASH | 1.5 | 1.5 | Solar Photovoltaic | SUN | PV | 9 | 2014 |  |  | (OP) Operating | [6 empty] | Barnstable | 41.63 | -70.4779
9267 | Hoosier Energy R E C, Inc | 59981 | New Castle Solar RES | Electric Utility | IN | PV1 | 1.1 | 1.1 | Solar Photovoltaic | SUN | PV | 1 | 2016 |  |  | (OP) Operating | [6 empty] | Henry | 39.8541 | -85.4034
9267 | Hoosier Energy R E C, Inc | 59982 | Scotland Solar RES | Electric Utility | IN | PV1 | 1.1 | 1.1 | Solar Photovoltaic | SUN | PV | 11 | 2015 |  |  | (OP) Operating | [6 empty] | Greene | 38.9099 | -86.9473
9267 | Hoosier Energy R E C, Inc | 59984 | Lanesville Solar RES | Electric Utility | IN | PV1 | 1.1 | 1.1 | Solar Photovoltaic | SUN | PV | 12 | 2015 |  |  | (OP) Operating | [6 empty] | Harrison | 38.2717 | -85.9864
733 | Appalachian Power Co | 59995 | AEP Milton NaS | Electric Utility | WV | 1 | 2 | 2 | Batteries | MWH | BA | 11 | 2009 |  |  | (OP) Operating | [6 empty] | Cabell | 38.3622 | -82.1256
58970 | Ecoplexus, Inc | 59999 | Ouchchy PV1 | IPP Non-CHP | NC | OUCH1 | 3 | 3 | Solar Photovoltaic | SUN | PV | 12 | 2015 |  |  | (OP) Operating | [6 empty] | Orange | 36.0841 | -79.2448
60039 | REC Solar | 60004 | Clarkstown Landfill Solar Facility | IPP Non-CHP | NY | INV#1 | 1 | 1 | Solar Photovoltaic | SUN | PV | 12 | 2014 |  |  | (OP) Operating | [6 empty] | Rockland | 41.1004 | -73.9516
60039 | REC Solar | 60004 | Clarkstown Landfill Solar Facility | IPP Non-CHP | NY | INV#2 | 1 | 1 | Solar Photovoltaic | SUN | PV | 12 | 2014 |  |  | (OP) Operating | [6 empty] | Rockland | 41.1004 | -73.9516
6452 | Florida Power & Light Co | 60005 | Daytona International Speedway Solar | Electric Utility | FL | 1 | 1.6 | 0.8 | Solar Photovoltaic | SUN | PV | 5 | 2016 |  |  | (OP) Operating | [6 empty] | Volusia | 29.1702 | -81.0641
6452 | Florida Power & Light Co | 60006 | FIU Solar | Electric Utility | FL | 1 | 1.6 | 0.8 | Solar Photovoltaic | SUN | PV | 5 | 2016 |  |  | (OP) Operating | [6 empty] | Miami Dade | 25.77 | -80.3677
17650 | Southern Power Co | 60007 | Morelos del Sol | IPP Non-CHP | CA | MORLS | 15 | 15 | Solar Photovoltaic | SUN | PV | 11 | 2015 |  |  | (OP) Operating | [6 empty] | Kern | 35.7314 | -119.8187
59744 | Solar Star Colorado III, LLC | 60008 | Hooper Solar | IPP Non-CHP | CO | SCCO3 | 52 | 52 | Solar Photovoltaic | SUN | PV | 12 | 2015 |  |  | (OP) Operating | [6 empty] | Alamosa | 37.6919 | -105.9908
17650 | Southern Power Co | 60013 | Grant Wind, LLC | IPP Non-CHP | OK | GRANT | 151.8 | 151.8 | Onshore Wind Turbine | WND | WT | 4 | 2016 |  |  | (OP) Operating | [6 empty] | Grant | 36.9271 | -97.6963
59760 | Findlay Wind Farm | 60015 | Findlay Wind Farm | Industrial Non-CHP | OH | WNDW1 | 3 | 3 | Onshore Wind Turbine | WND | WT | 12 | 2015 |  |  | (OP) Operating | [6 empty] | Hancock | 41.1012 | -83.6444
17470 | PUD 1 of Snohomish County | 60016 | MESA 1 | Electric Utility | WA | A | 1 | 1 | Batteries | MWH | BA | 7 | 2015 |  |  | (OP) Operating | [6 empty] | Snohomish | 47.9362 | -122.2469
17470 | PUD 1 of Snohomish County | 60016 | MESA 1 | Electric Utility | WA | B | 1 | 1 | Batteries | MWH | BA | 2 | 2016 |  |  | (OP) Operating | [6 empty] | Snohomish | 47.9362 | -122.2469
5109 | DTE Electric Company | 60017 | Domino Farms Solar | Electric Utility | MI | 1 | 1 | 1 | Solar Photovoltaic | SUN | PV | 9 | 2015 |  |  | (OP) Operating | [6 empty] | Washtenaw | 42.3234 | -83.6803
5109 | DTE Electric Company | 60018 | Ford World Headquarters | Electric Utility | MI | 1 | 1 | 1 | Solar Photovoltaic | SUN | PV | 4 | 2015 |  |  | (OP) Operating | [6 empty] | Wayne | 42.3174 | -83.2095
5109 | DTE Electric Company | 60019 | Greenwood Solar Farm | Electric Utility | MI | 1 | 1.9 | 1.9 | Solar Photovoltaic | SUN | PV | 1 | 2016 |  |  | (OP) Operating | [6 empty] | St Clair | 43.1056 | -82.6964
59762 | UGT Renewable Energy 13, LLC | 60022 | Oxford | IPP Non-CHP | MA | OXFRD | 2.8 | 2.8 | Solar Photovoltaic | SUN | PV | 7 | 2014 |  |  | (OP) Operating | [6 empty] | Worcester | 42.1413 | -71.8508
59766 | SR Jenkins, LLC | 60023 | SR Jenkins Ft Lupton | IPP Non-CHP | CO | FTLUP | 13 | 13 | Solar Photovoltaic | SUN | PV | 5 | 2016 |  |  | (OP) Operating | [6 empty] | Weld | 40.0814 | -104.7467
59768 | West Hills Construction, Inc | 60026 | Little Rock Pham Solar | IPP Non-CHP | CA | PV1 | 3 | 3 | Solar Photovoltaic | SUN | PV | 12 | 2015 |  |  | (OP) Operating | [6 empty] | Los Angeles | 34.6002 | -117.9475
58661 | Sustainable Power Group, LLC | 60027 | Adera Solar | IPP Non-CHP | CA | ADERA | 20 | 20 | Solar Photovoltaic | SUN | PV | 12 | 2015 |  |  | (OP) Operating | [6 empty] | Madera | 37.1206 | -120.3249
57365 | Consolidated Edison Solutions Inc | 60029 | CES VMT Solar | IPP Non-CHP | MD | VMMD | 1.1 | 1.1 | Solar Photovoltaic | SUN | PV | 7 | 2015 |  |  | (OP) Operating | [6 empty] | Washington | 39.6809 | -77.7271
59775 | Solar Star California XXXI, LLC | 60035 | Tequesquite Landfill Solar PV Project | IPP Non-CHP | CA | RPU1 | 7.3 | 7.3 | Solar Photovoltaic | SUN | PV | 10 | 2015 |  |  | (OP) Operating | [6 empty] | Riverside | 33.9782 | -117.3851
58491 | Constellation New Energy, Inc | 60036 | CCBC-Catonsville | IPP Non-CHP | MD | PV1 | 1.6 | 1.6 | Solar Photovoltaic | SUN | PV | 9 | 2015 |  |  | (OP) Operating | [6 empty] | Howard | 39.2525 | -76.735
58491 | Constellation New Energy, Inc | 60038 | Owens Corning Headquarters | IPP Non-CHP | OH | PV1 | 2.1 | 2.1 | Solar Photovoltaic | SUN | PV | 9 | 2015 |  |  | (OP) Operating | [6 empty] | Lucas | 41.6447 | -83.5364
19497 | United Illuminating Co | 60040 | UI RCP New Haven Fuel Cell | Electric Utility | CT | NHFC | 2.8 | 2.3 | Other Natural Gas | NG | FC | 8 | 2015 |  |  | (OP) Operating | [6 empty] | New Haven | 41.2888 | -72.8986
58135 | Ecos Energy LLC | 60046 | Portage Solar | IPP Non-CHP | IN | PV7 | 1.5 | 1.5 | Solar Photovoltaic | SUN | PV | 11 | 2012 |  |  | (OP) Operating | [6 empty] | Porter | 41.5611 | -87.1555
58135 | Ecos Energy LLC | 60047 | Middlebury Solar | IPP Non-CHP | IN | PV6 | 1.5 | 1.5 | Solar Photovoltaic | SUN | PV | 11 | 2012 |  |  | (OP) Operating | [6 empty] | Elkhart | 41.6972 | -85.6875
59781 | TWE Chocowinity Solar | 60048 | TWE Chocowinity Solar, LLC | IPP Non-CHP | NC | FLS1 | 4.5 | 4.5 | Solar Photovoltaic | SUN | PV | 12 | 2015 |  |  | (OP) Operating | [6 empty] | Beaufort | 35.5017 | -77.1056
59780 | Golden Hills Wind, LLC | 60049 | Golden Hills Wind | IPP Non-CHP | CA | GE | 80 | 80 | Onshore Wind Turbine | WND | WT | 12 | 2015 |  |  | (OP) Operating | [6 empty] | Alameda | 37.7133 | -121.6404
59778 | Innovative Solar 10 | 60050 | Innovative Solar 10 | IPP Non-CHP | NC | FLS1 | 1.5 | 1.5 | Solar Photovoltaic | SUN | PV | 10 | 2015 |  |  | (OP) Operating | [6 empty] | Haywood | 35.4736 | -82.8903
59782 | Innovative Solar 18, LLC | 60051 | Innovative Solar 18, LLC | IPP Non-CHP | NC | FLS1 | 1.9 | 1.9 | Solar Photovoltaic | SUN | PV | 12 | 2015 |  |  | (OP) Operating | [6 empty] | Rutherford | 35.3782 | -81.7951
59783 | Innovative Solar 26, LLC | 60052 | Innovative Solar 26, LLC | IPP Non-CHP | NC | FLS1 | 1.9 | 1.9 | Solar Photovoltaic | SUN | PV | 12 | 2015 |  |  | (OP) Operating | [6 empty] | Burke | 35.7097 | -81.4133
59784 | Innovative Solar 63, LLC | 60053 | Innovative Solar 63, LLC | IPP Non-CHP | NC | FLS1 | 4.9 | 4.9 | Solar Photovoltaic | SUN | PV | 2 | 2016 |  |  | (OP) Operating | [6 empty] | Greene | 35.3917 | -77.6204
19497 | United Illuminating Co | 60054 | UI RCP Bridgeport Seaside | Electric Utility | CT | BPFC | 2.8 | 2.8 | Other Natural Gas | NG | FC | 11 | 2015 |  |  | (OP) Operating | [6 empty] | Fairfield | 41.1576 | -73.2081
19497 | United Illuminating Co | 60054 | UI RCP Bridgeport Seaside | Electric Utility | CT | BPPV | 2.2 | 2.2 | Solar Photovoltaic | SUN | PV | 4 | 2016 |  |  | (OP) Operating | [6 empty] | Fairfield | 41.1576 | -73.2081
59787 | Innovative Solar 16 | 60055 | Innovative Solar 16 | IPP Non-CHP | NC | FLS1 | 2 | 2 | Solar Photovoltaic | SUN | PV | 10 | 2015 |  |  | (OP) Operating | [6 empty] | Henderson | 35.3639 | -82.35
59785 | Syncarpha Palmer, LLC | 60056 | Syncarpha Palmer, LLC | IPP Non-CHP | MA | SYNPA | 4.8 | 4.8 | Solar Photovoltaic | SUN | PV | 12 | 2015 |  |  | (OP) Operating | [6 empty] | Hampden | 42.2228 | -72.3095
59788 | Steel Bridge Solar. LLC | 60057 | Steel Bridge Solar, LLC | IPP Non-CHP | OR | STEEL | 2.3 | 2.3 | Solar Photovoltaic | SUN | PV | 2 | 2016 |  |  | (OP) Operating | [6 empty] | Polk | 45.068 | -123.47
59792 | Los Vientos Windpower V, LLC | 60059 | Los Vientos V Wind Power | IPP Non-CHP | TX | 1 | 110 | 110 | Onshore Wind Turbine | WND | WT | 12 | 2015 |  |  | (OP) Operating | [6 empty] | Starr | 26.4117 | -98.5716
59791 | Lindberg Field Solar I LLC | 60060 | Lindberg FIeld Solar | IPP Non-CHP | CA | SDIA2 | 2.1 | 2.1 | Solar Photovoltaic | SUN | PV | 2 | 2016 |  |  | (OP) Operating | [6 empty] | San Diego | 32.7292 | -117.2077
59791 | Lindberg Field Solar I LLC | 60060 | Lindberg FIeld Solar | IPP Non-CHP | CA | SDIAB | 0.5 | 0.5 | Solar Photovoltaic | SUN | PV | 12 | 2015 |  |  | (OP) Operating | [6 empty] | San Diego | 32.7292 | -117.2077
59789 | Avalon Solar Partners II, LLC | 60062 | Avalon Solar II | IPP Non-CHP | AZ | ASII | 16 | 16 | Solar Photovoltaic | SUN | PV | 3 | 2016 |  |  | (OP) Operating | [6 empty] | Pima | 32.0009 | -110.9584
59804 | Federal Road Solar 1, LLC | 60065 | Federal Road Solar 1, LLC | IPP Non-CHP | MA | FEDRD | 4.4 | 4.4 | Solar Photovoltaic | SUN | PV | 12 | 2015 |  |  | (OP) Operating | [6 empty] | Plymouth | 41.8069 | -70.7257
59805 | BWC Swan Pond River, LLC | 60067 | BWC Swan Pond River | IPP Non-CHP | MA | SPRMA | 1.6 | 1.6 | Solar Photovoltaic | SUN | PV | 12 | 2015 |  |  | (OP) Operating | [6 empty] | Bristol | 41.7956 | -71.2266
59817 | Cedar Bluff Wind, LLC | 60069 | Cedar Bluff Wind, LLC | IPP Non-CHP | KS | CBLF1 | 198.6 | 198.6 | Onshore Wind Turbine | WND | WT | 12 | 2015 |  |  | (OP) Operating | [6 empty] | Ness | 38.6976 | -99.7293
59825 | Neisler Street Solar I, LLC | 60072 | Neisler Street Solar | IPP Non-CHP | NC | NSS1 | 2 | 2 | Solar Photovoltaic | SUN | PV | 8 | 2015 |  |  | (OP) Operating | [6 empty] | Cleveland | 35.2898 | -81.5689
59822 | Syncarpha Massachusetts, LLC | 60073 | Leominster | IPP Non-CHP | MA | SNLEO | 2 | 2 | Solar Photovoltaic | SUN | PV | 5 | 2015 |  |  | (OP) Operating | [6 empty] | Worcester | 42.5616 | -71.7554
59823 | Syncarpha North Adams, LLC | 60074 | North Adams Landfill | IPP Non-CHP | MA | SNNOA | 2.2 | 2.2 | Solar Photovoltaic | SUN | PV | 10 | 2015 |  |  | (OP) Operating | [6 empty] | Berkshire | 42.6691 | -73.092
59824 | Fisher Road Solar I, LLC | 60075 | Fisher Road Solar | IPP Non-CHP | MA | SYFRS | 4.6 | 4.6 | Solar Photovoltaic | SUN | PV | 5 | 2015 |  |  | (OP) Operating | [6 empty] | Bristol | 41.5933 | -71.0181
20323 | Wellhead Services Inc | 60083 | Fresno Solar | IPP Non-CHP | CA | PV-S | 1.5 | 1.5 | Solar Photovoltaic | SUN | PV | 10 | 2015 |  |  | (OP) Operating | [6 empty] | Fresno | 36.6168 | -120.1051
20323 | Wellhead Services Inc | 60083 | Fresno Solar | IPP Non-CHP | CA | PV-W | 1.5 | 1.5 | Solar Photovoltaic | SUN | PV | 10 | 2015 |  |  | (OP) Operating | [6 empty] | Fresno | 36.6168 | -120.1051
59833 | PCA-Valdosta Mill | 60084 | PCA-Valdosta Mill | Industrial CHP | GA | TG1 | 10.1 | 10.1 | Wood/Wood Waste Biomass | WDS | ST | 1 | 1954 |  |  | (OP) Operating | [6 empty] | Lowndes | 30.6944 | -83.3031
59833 | PCA-Valdosta Mill | 60084 | PCA-Valdosta Mill | Industrial CHP | GA | TG2 | 7.5 | 7.5 | Wood/Wood Waste Biomass | WDS | ST | 1 | 1954 |  |  | (OP) Operating | [6 empty] | Lowndes | 30.6944 | -83.3031
59833 | PCA-Valdosta Mill | 60084 | PCA-Valdosta Mill | Industrial CHP | GA | TG3 | 52.3 | 52.3 | Wood/Wood Waste Biomass | BLQ | ST | 10 | 2011 |  |  | (OP) Operating | [6 empty] | Lowndes | 30.6944 | -83.3031
59838 | SunE DB27, LLC | 60089 | Elkton Solar | IPP Non-CHP | MD | ELKTN | 1.6 | 1.6 | Solar Photovoltaic | SUN | PV | 12 | 2015 |  |  | (OP) Operating | [6 empty] | Cecil | 39.6035 | -75.8362
59745 | First Solar Asset Management | 60091 | Kingbird B Solar, LLC | IPP Non-CHP | CA | GEN01 | 20 | 20 | Solar Photovoltaic | SUN | PV | 4 | 2016 |  |  | (OP) Operating | [6 empty] | Kern | 34.8242 | -118.4385
59842 | Blythe Solar 110, LLC | 60093 | Blythe Solar 110, LLC | IPP Non-CHP | CA | BLCK1 | 38.7 | 38.7 | Solar Photovoltaic | SUN | PV | 3 | 2016 |  |  | (OP) Operating | [6 empty] | Riverside | 33.68 | -114.742
59842 | Blythe Solar 110, LLC | 60093 | Blythe Solar 110, LLC | IPP Non-CHP | CA | BLCK2 | 36.3 | 36.3 | Solar Photovoltaic | SUN | PV | 4 | 2016 |  |  | (OP) Operating | [6 empty] | Riverside | 33.68 | -114.742
59842 | Blythe Solar 110, LLC | 60093 | Blythe Solar 110, LLC | IPP Non-CHP | CA | BLCK3 | 34.8 | 34.8 | Solar Photovoltaic | SUN | PV | 4 | 2016 |  |  | (OP) Operating | [6 empty] | Riverside | 33.68 | -114.742
57313 | SolarCity Corporation | 60096 | Town of Chestertown- Chestertown WWTP | IPP Non-CHP | MD | PV1 | 1 | 1 | Solar Photovoltaic | SUN | PV | 12 | 2015 |  |  | (OP) Operating | [6 empty] | Kent | 39.1995 | -76.0767
57313 | SolarCity Corporation | 60097 | Onondaga County - Metro Water Board | IPP Non-CHP | NY | PV1 | 1 | 1 | Solar Photovoltaic | SUN | PV | 2 | 2016 |  |  | (OP) Operating | [6 empty] | Onondaga | 43.1838 | -76.2241
59849 | Dinuba Energy | 60100 | Dinuba Energy | IPP Non-CHP | CA | G-1 | 11.5 | 11.5 | Wood/Wood Waste Biomass | WDS | ST | 10 | 1985 |  |  | (OP) Operating | [6 empty] | Tulare | 36.5715 | -119.4192
59462 | Heelstone Energy Holdings, LLC | 60101 | Shelby Randolph Road Solar 1, LLC | IPP Non-CHP | NC | SRR | 2 | 1.9 | Solar Photovoltaic | SUN | PV | 9 | 2015 |  |  | (OP) Operating | [6 empty] | Cleveland | 35.3092 | -81.5884
59876 | Lorin Industries | 60102 | Lorin Industries | Industrial CHP | MI | 1 | 0.8 | 0.8 | Natural Gas Internal Combustion Engine | NG | IC | 1 | 1990 |  |  | (OP) Operating | [6 empty] | Muskegon | 43.2166 | -86.2144
59876 | Lorin Industries | 60102 | Lorin Industries | Industrial CHP | MI | 2 | 0.8 | 0.8 | Natural Gas Internal Combustion Engine | NG | IC | 1 | 1990 |  |  | (OP) Operating | [6 empty] | Muskegon | 43.2166 | -86.2144
59876 | Lorin Industries | 60102 | Lorin Industries | Industrial CHP | MI | 3 | 0.8 | 0.8 | Natural Gas Internal Combustion Engine | NG | IC | 1 | 1990 |  |  | (OP) Operating | [6 empty] | Muskegon | 43.2166 | -86.2144
59876 | Lorin Industries | 60102 | Lorin Industries | Industrial CHP | MI | 4 | 0.8 | 0.8 | Natural Gas Internal Combustion Engine | NG | IC | 1 | 1990 |  |  | (OP) Operating | [6 empty] | Muskegon | 43.2166 | -86.2144
59882 | Javelina Wind Energy, LLC | 60104 | Javelina Wind Energy, LLC | IPP Non-CHP | TX | GEWTG | 249.7 | 249.7 | Onshore Wind Turbine | WND | WT | 12 | 2015 |  |  | (OP) Operating | [6 empty] | Webb | 27.3366 | -98.9844
59462 | Heelstone Energy Holdings, LLC | 60105 | Lafayette Solar I, LLC | IPP Non-CHP | NC | LAF | 2 | 1.9 | Solar Photovoltaic | SUN | PV | 9 | 2015 |  |  | (OP) Operating | [6 empty] | Cleveland | 35.2324 | -81.5642
59462 | Heelstone Energy Holdings, LLC | 60106 | Rockingham Solar, LLC | IPP Non-CHP | NC | ROCK | 5 | 4.9 | Solar Photovoltaic | SUN | PV | 11 | 2015 |  |  | (OP) Operating | [6 empty] | Richmond | 34.9807 | -79.6037
59462 | Heelstone Energy Holdings, LLC | 60107 | York Road Solar I, LLC | IPP Non-CHP | NC | YORK | 2 | 1.9 | Solar Photovoltaic | SUN | PV | 9 | 2015 |  |  | (OP) Operating | [6 empty] | Cleveland | 35.2222 | -81.3337
59462 | Heelstone Energy Holdings, LLC | 60108 | SID Solar I, LLC | IPP Non-CHP | NC | SID | 5 | 4.9 | Solar Photovoltaic | SUN | PV | 9 | 2015 |  |  | (OP) Operating | [6 empty] | Cleveland | 35.2586 | -81.5056
59885 | UIL Distributed Resources, LLC | 60109 | UDR Glastonbury Fuel Cell | IPP Non-CHP | CT | UDRFC | 3.4 | 2.5 | Other Natural Gas | NG | FC | 2 | 2016 |  |  | (OP) Operating | [6 empty] | Hartford | 41.717 | -72.5361
57313 | SolarCity Corporation | 60110 | Town of Needham VNEM | IPP Non-CHP | MA | PV1 | 3 | 3 | Solar Photovoltaic | SUN | PV | 2 | 2016 |  |  | (OP) Operating | [6 empty] | Norfolk | 42.2767 | -71.2594
57313 | SolarCity Corporation | 60111 | Williamsburg Solar LLC VNEM | IPP Non-CHP | MA | PV1 | 2.2 | 2.2 | Solar Photovoltaic | SUN | PV | 2 | 2016 |  |  | (OP) Operating | [6 empty] | Hampshire | 42.3872 | -72.717
4254 | Consumers Energy Co | 60118 | Grand Valley Solar Gardens | Electric Utility | MI | 1 | 3 | 3 | Solar Photovoltaic | SUN | PV | 4 | 2016 |  |  | (OP) Operating | [6 empty] | Ottawa | 42.9531 | -85.9012
59893 | Northern Water Hydropower Enterprise | 60119 | Granby Hydro | Commercial Non-CHP | CO | GEN1 | 1.2 | 1.2 | Conventional Hydroelectric | WAT | HY | 5 | 2016 |  |  | (OP) Operating | [6 empty] | Grand | 40.1464 | -105.8683
59892 | UCI Fuel Cell, LLC | 60120 | UCI Fuel Cell | IPP CHP | CA | MB-16 | 1.4 | 1.4 | Other Natural Gas | NG | FC | 12 | 2015 |  |  | (OP) Operating | [6 empty] | Orange | 33.788 | -117.8901
59894 | HCE Johnston I, LLC | 60121 | HCE Johnston I, LLC | IPP Non-CHP | NC | HCEJI | 2.6 | 2.6 | Solar Photovoltaic | SUN | PV | 12 | 2015 |  |  | (OP) Operating | [6 empty] | Johnston | 35.56 | -78.5945
59899 | OEE XVII, LLC | 60126 | Harpster Wind | Commercial Non-CHP | OH | H1 | 1.5 | 1.5 | Onshore Wind Turbine | WND | WT | 1 | 2016 |  |  | (OP) Operating | [6 empty] | Wyandot | 40.7183 | -83.2287
59905 | OEE XIX, LLC | 60128 | Zephyr Wind | Industrial Non-CHP | OH | Z1 | 1.5 | 1.5 | Onshore Wind Turbine | WND | WT | 12 | 2015 |  |  | (OP) Operating | [6 empty] | Hancock | 41.0961 | -83.6414
59905 | OEE XIX, LLC | 60128 | Zephyr Wind | Industrial Non-CHP | OH | Z2 | 1.5 | 1.5 | Onshore Wind Turbine | WND | WT | 12 | 2015 |  |  | (OP) Operating | [6 empty] | Hancock | 41.0961 | -83.6414
59905 | OEE XIX, LLC | 60128 | Zephyr Wind | Industrial Non-CHP | OH | Z3 | 1.5 | 1.5 | Onshore Wind Turbine | WND | WT | 12 | 2015 |  |  | (OP) Operating | [6 empty] | Hancock | 41.0961 | -83.6414
59462 | Heelstone Energy Holdings, LLC | 60129 | Red Toad 1425 A Powatan Road, LLC | IPP Non-CHP | NC | POW | 2 | 1.9 | Solar Photovoltaic | SUN | PV | 12 | 2015 |  |  | (OP) Operating | [6 empty] | Johnston | 35.6042 | -78.3709
5199 | Devon Energy Production Co | 60130 | Big Sand Draw Plant | Industrial Non-CHP | WY | 1 | 1.6 | 1.4 | Natural Gas Internal Combustion Engine | NG | IC | 3 | 2015 |  |  | (OP) Operating | [6 empty] | Fremont | 42.7527 | -108.1697
5199 | Devon Energy Production Co | 60130 | Big Sand Draw Plant | Industrial Non-CHP | WY | 2 | 1.6 | 1.4 | Natural Gas Internal Combustion Engine | NG | IC | 3 | 2015 |  |  | (OP) Operating | [6 empty] | Fremont | 42.7527 | -108.1697
5199 | Devon Energy Production Co | 60130 | Big Sand Draw Plant | Industrial Non-CHP | WY | 4 | 1.6 | 1.4 | Natural Gas Internal Combustion Engine | NG | IC | 3 | 2015 |  |  | (OP) Operating | [6 empty] | Fremont | 42.7527 | -108.1697
5199 | Devon Energy Production Co | 60130 | Big Sand Draw Plant | Industrial Non-CHP | WY | 5 | 1.6 | 1.4 | Natural Gas Internal Combustion Engine | NG | IC | 3 | 2015 |  |  | (OP) Operating | [6 empty] | Fremont | 42.7527 | -108.1697
5199 | Devon Energy Production Co | 60130 | Big Sand Draw Plant | Industrial Non-CHP | WY | 6 | 1.6 | 1.4 | Natural Gas Internal Combustion Engine | NG | IC | 3 | 2015 |  |  | (OP) Operating | [6 empty] | Fremont | 42.7527 | -108.1697
59462 | Heelstone Energy Holdings, LLC | 60131 | Durham Solar | IPP Non-CHP | NC | DURM | 3.5 | 3.4 | Solar Photovoltaic | SUN | PV | 12 | 2015 |  |  | (OP) Operating | [6 empty] | Durham | 36.0049 | -78.8485
59462 | Heelstone Energy Holdings, LLC | 60133 | Morgan Farm, LLC | IPP Non-CHP | NC | MOR | 5 | 4.9 | Solar Photovoltaic | SUN | PV | 12 | 2015 |  |  | (OP) Operating | [6 empty] | Franklin | 36.0956 | -78.152
59462 | Heelstone Energy Holdings, LLC | 60134 | Nashville Farms, LLC | IPP Non-CHP | NC | NASH | 2 | 1.9 | Solar Photovoltaic | SUN | PV | 12 | 2015 |  |  | (OP) Operating | [6 empty] | Nash | 36.0344 | -78.0106
59462 | Heelstone Energy Holdings, LLC | 60135 | Cedar Solar, LLC | IPP Non-CHP | NC | CED | 5 | 4.9 | Solar Photovoltaic | SUN | PV | 11 | 2015 |  |  | (OP) Operating | [6 empty] | Duplin | 34.9158 | -77.7757
59462 | Heelstone Energy Holdings, LLC | 60136 | Elm Solar, LLC | IPP Non-CHP | NC | ELM | 5 | 4.9 | Solar Photovoltaic | SUN | PV | 12 | 2015 |  |  | (OP) Operating | [6 empty] | Lee | 35.4538 | -79.1895
5580 | East Kentucky Power Coop, Inc | 60137 | Glasgow LFGTE | Electric Utility | KY | 1 | 1 | 1 | Landfill Gas | LFG | IC | 12 | 2015 |  |  | (OP) Operating | [6 empty] | Barren | 36.9874 | -85.9575
59937 | Lemoore PV1, LLC | 60142 | Lemoore 1 | IPP Non-CHP | CA | LEPV1 | 1.5 | 1.5 | Solar Photovoltaic | SUN | PV | 2 | 2016 |  |  | (OP) Operating | [6 empty] | Kings | 36.2579 | -119.7981
59942 | Argos Solar LLC | 60150 | Cornell Geneva Solar Farm | IPP Non-CHP | NY | ARGOS | 2 | 2 | Solar Photovoltaic | SUN | PV | 12 | 2015 |  |  | (OP) Operating | [6 empty] | Ontario | 42.866 | -77.031
59946 | ADS Renewable Energy- Wolf Creek, LLC | 60184 | ADS Renewable Energy-Wolf Creek LLC | IPP Non-CHP | GA | GEN1 | 1.4 | 1.4 | Landfill Gas | LFG | IC | 11 | 2011 |  |  | (OP) Operating | [6 empty] | Twiggs | 32.7755 | -83.4348
59946 | ADS Renewable Energy- Wolf Creek, LLC | 60184 | ADS Renewable Energy-Wolf Creek LLC | IPP Non-CHP | GA | GEN2 | 1.4 | 1.4 | Landfill Gas | LFG | IC | 11 | 2011 |  |  | (OP) Operating | [6 empty] | Twiggs | 32.7755 | -83.4348
59951 | Conetoe Solar, LLC | 60188 | Conetoe Solar | IPP Non-CHP | NC | CON15 | 5 | 5 | Solar Photovoltaic | SUN | PV | 12 | 2015 |  |  | (OP) Operating | [6 empty] | Edgecombe | 35.8252 | -77.4578
59952 | Sugar Run Solar, LLC | 60189 | Sugar Run Solar | IPP Non-CHP | NC | SRS15 | 5 | 5 | Solar Photovoltaic | SUN | PV | 12 | 2015 |  |  | (OP) Operating | [6 empty] | Gates | 36.4378 | -76.5978
59209 | Half Moon Ventures, LLC | 60190 | HMW Minster PV I | IPP Non-CHP | OH | MIN01 | 3 | 3 | Solar Photovoltaic | SUN | PV | 12 | 2015 |  |  | (OP) Operating | [6 empty] | Auglaize | 40.3904 | -84.4016
59969 | Whitethorn Solar LLC | 60193 | Whitethorn Solar LLC | IPP Non-CHP | CA | GEN1 | 3.3 | 3.3 | Solar Photovoltaic | SUN | PV | 2 | 2016 |  |  | (OP) Operating | [6 empty] | Alameda | 37.691 | -121.717
59300 | PNM Resources | 60195 | South Valley Solar Energy Center | Electric Utility | NM | SVSEC | 10 | 9.9 | Solar Photovoltaic | SUN | PV | 12 | 2015 |  |  | (OP) Operating | [6 empty] | Bernalillo | 34.9861 | -106.7361
59300 | PNM Resources | 60196 | Santa Fe Solar Energy Center | Electric Utility | NM | SFSEC | 9.5 | 9.3 | Solar Photovoltaic | SUN | PV | 12 | 2015 |  |  | (OP) Operating | [6 empty] | Valencia | 35.5878 | -106.0609
59300 | PNM Resources | 60197 | Santolina Solar Energy Center | Electric Utility | NM | SANTO | 10.5 | 10.5 | Solar Photovoltaic | SUN | PV | 12 | 2015 |  |  | (OP) Operating | [6 empty] | Bernalillo | 35.0297 | -106.8555
59300 | PNM Resources | 60198 | Rio Communities Solar Energy Center | Electric Utility | NM | RCSEC | 10 | 9.9 | Solar Photovoltaic | SUN | PV | 12 | 2015 |  |  | (OP) Operating | [6 empty] | Valencia | 34.5826 | -106.683
59462 | Heelstone Energy Holdings, LLC | 60200 | Laurinburg Solar, LLC (Heelstone) | IPP Non-CHP | NC | LAUR | 2 | 1.9 | Solar Photovoltaic | SUN | PV | 12 | 2015 |  |  | (OP) Operating | [6 empty] | Robeson | 34.7076 | -79.2954
57365 | Consolidated Edison Solutions Inc | 60201 | CES Cherry Hill Solar | IPP Non-CHP | NJ | CHNJ | 1.2 | 1.2 | Solar Photovoltaic | SUN | PV | 2 | 2016 |  |  | (OP) Operating | [6 empty] | Camden | 39.9419 | -75.0262
59996 | Long Farm 46 Solar, LLC | 60208 | Long Farm 46 Solar, LLC | IPP Non-CHP | NC | PV1 | 5 | 5 | Solar Photovoltaic | SUN | PV | 2 | 2016 |  |  | (OP) Operating | [6 empty] | Northampton | 36.467 | -77.618
60004 | Strata Roof 1, LLC | 60219 | Strata Roof 1 | IPP Non-CHP | CA | UNIT1 | 1 | 1 | Solar Photovoltaic | SUN | PV | 5 | 2013 |  |  | (OP) Operating | [6 empty] | Sacramento | 38.6435 | -121.5055
60003 | Zero Waste Energy Development Company LLC | 60220 | Zero Waste Energy Development Co LLC | IPP CHP | CA | ZWED1 | 0.8 | 0.8 | Other Waste Biomass | OBG | IC | 2 | 2015 |  |  | (OP) Operating | [6 empty] | Santa Clara | 37.4325 | -121.9528
60003 | Zero Waste Energy Development Company LLC | 60220 | Zero Waste Energy Development Co LLC | IPP CHP | CA | ZWED2 | 0.8 | 0.8 | Other Waste Biomass | OBG | IC | 2 | 2015 |  |  | (OP) Operating | [6 empty] | Santa Clara | 37.4325 | -121.9528
59452 | Ingenco Renewable Development, LLC | 60222 | Bristol Plant | IPP Non-CHP | VA | C1 | 0.3 | 0.3 | Landfill Gas | LFG | IC | 12 | 2015 |  |  | (OP) Operating | [6 empty] | Bristol City | 36.6019 | -82.1431
59452 | Ingenco Renewable Development, LLC | 60222 | Bristol Plant | IPP Non-CHP | VA | C2 | 0.3 | 0.3 | Landfill Gas | LFG | IC | 12 | 2015 |  |  | (OP) Operating | [6 empty] | Bristol City | 36.6019 | -82.1431
59452 | Ingenco Renewable Development, LLC | 60222 | Bristol Plant | IPP Non-CHP | VA | C3 | 0.3 | 0.3 | Landfill Gas | LFG | IC | 12 | 2015 |  |  | (OP) Operating | [6 empty] | Bristol City | 36.6019 | -82.1431
59452 | Ingenco Renewable Development, LLC | 60222 | Bristol Plant | IPP Non-CHP | VA | C4 | 0.3 | 0.3 | Landfill Gas | LFG | IC | 12 | 2015 |  |  | (OP) Operating | [6 empty] | Bristol City | 36.6019 | -82.1431
59452 | Ingenco Renewable Development, LLC | 60222 | Bristol Plant | IPP Non-CHP | VA | C5 | 0.3 | 0.3 | Landfill Gas | LFG | IC | 12 | 2015 |  |  | (OP) Operating | [6 empty] | Bristol City | 36.6019 | -82.1431
59452 | Ingenco Renewable Development, LLC | 60222 | Bristol Plant | IPP Non-CHP | VA | C6 | 0.3 | 0.3 | Landfill Gas | LFG | IC | 12 | 2015 |  |  | (OP) Operating | [6 empty] | Bristol City | 36.6019 | -82.1431
57128 | Bloom Energy | 60223 | Equinix San Jose | IPP Non-CHP | CA | EQXOO | 1.1 | 1 | Other Natural Gas | NG | FC | 11 | 2015 |  |  | (OP) Operating | [6 empty] | Santa Clara | 37.2417 | -121.7814
57128 | Bloom Energy | 60224 | Intel Santa Clara | IPP Non-CHP | CA | NTL00 | 1.1 | 1 | Other Natural Gas | NG | FC | 1 | 2015 |  |  | (OP) Operating | [6 empty] | Santa Clara | 37.3847 | -121.9638
57313 | SolarCity Corporation | 60231 | Genentech-Oceanside | IPP Non-CHP | CA | PV1 | 4.5 | 4.5 | Solar Photovoltaic | SUN | PV | 4 | 2016 |  |  | (OP) Operating | [6 empty] | San Diego | 33.2111 | -117.2996
40229 | Old Dominion Electric Coop | 60234 | Belle Haven Diesel Generation Facility | Electric Utility | VA | BDG10 | 2 | 2 | Petroleum Liquids | DFO | IC | 11 | 2002 |  |  | (SB) Standby/Backup: available for service but not normally used | [6 empty] | Accomack | 37.5486 | -75.7908
40229 | Old Dominion Electric Coop | 60234 | Belle Haven Diesel Generation Facility | Electric Utility | VA | BDG9 | 2 | 2 | Petroleum Liquids | DFO | IC | 11 | 2002 |  |  | (SB) Standby/Backup: available for service but not normally used | [6 empty] | Accomack | 37.5486 | -75.7908
40229 | Old Dominion Electric Coop | 60235 | Perdue Diesel Generation Facility | Electric Utility | VA | PDG5 | 2 | 2 | Petroleum Liquids | DFO | IC | 11 | 2002 |  |  | (SB) Standby/Backup: available for service but not normally used | [6 empty] | Accomack | 37.742 | -75.656
40229 | Old Dominion Electric Coop | 60235 | Perdue Diesel Generation Facility | Electric Utility | VA | PDG6 | 2 | 2 | Petroleum Liquids | DFO | IC | 11 | 2002 |  |  | (SB) Standby/Backup: available for service but not normally used | [6 empty] | Accomack | 37.742 | -75.656
40229 | Old Dominion Electric Coop | 60236 | Onancock Diesel Generation Facility | Electric Utility | VA | ODG7 | 2 | 2 | Petroleum Liquids | DFO | IC | 11 | 2002 |  |  | (SB) Standby/Backup: available for service but not normally used | [6 empty] | Accomack | 37.7454 | -75.7205
40229 | Old Dominion Electric Coop | 60236 | Onancock Diesel Generation Facility | Electric Utility | VA | ODG8 | 2 | 2 | Petroleum Liquids | DFO | IC | 11 | 2002 |  |  | (SB) Standby/Backup: available for service but not normally used | [6 empty] | Accomack | 37.7454 | -75.7205
60020 | McDonald Solar Farm, LLC | 60238 | McDonald Solar Farm, LLC | IPP Non-CHP | IN | PV1 | 5.2 | 5.2 | Solar Photovoltaic | SUN | PV | 12 | 2015 |  |  | (OP) Operating | [6 empty] | Vigo | 39.5946 | -87.474
60021 | Pastime Farm, LLC | 60239 | Pastime Farm, LLC | IPP Non-CHP | IN | PV1 | 5.2 | 5.2 | Solar Photovoltaic | SUN | PV | 12 | 2015 |  |  | (OP) Operating | [6 empty] | Clay | 39.5209 | -87.1816
60026 | Yanceyville Farm 3, LLC | 60240 | Yanceyville Farm 3, LLC | IPP Non-CHP | NC | 1 | 4.9 | 4.9 | Solar Photovoltaic | SUN | PV | 12 | 2015 |  |  | (OP) Operating | [6 empty] | Caswell | 36.4286 | -79.3489
11118 | Lockhart Power Co | 60241 | Union Renewable Energy Facility | Electric Utility | SC | 00611 | 1.6 | 1.2 | Landfill Gas | LFG | IC | 1 | 2015 |  |  | (OP) Operating | [6 empty] | Union | 34.6158 | -81.8187
11118 | Lockhart Power Co | 60241 | Union Renewable Energy Facility | Electric Utility | SC | 00677 | 1.6 | 1.2 | Landfill Gas | LFG | IC | 1 | 2015 |  |  | (OP) Operating | [6 empty] | Union | 34.6158 | -81.8187
221 | Alaska Village Elec Coop, Inc | 60243 | Ambler | Electric Utility | AK | 1 | 0.4 | 0.4 | Petroleum Liquids | DFO | IC | 9 | 1998 |  |  | (OP) Operating | [6 empty] | Northwest Arctic | 67.088 | -157.8567
221 | Alaska Village Elec Coop, Inc | 60243 | Ambler | Electric Utility | AK | 2 | 0.3 | 0.3 | Petroleum Liquids | DFO | IC | 8 | 1993 |  |  | (OP) Operating | [6 empty] | Northwest Arctic | 67.088 | -157.8567
221 | Alaska Village Elec Coop, Inc | 60243 | Ambler | Electric Utility | AK | 3 | 0.4 | 0.4 | Petroleum Liquids | DFO | IC | 12 | 1990 |  |  | (OP) Operating | [6 empty] | Northwest Arctic | 67.088 | -157.8567
221 | Alaska Village Elec Coop, Inc | 60244 | Marshall | Electric Utility | AK | 1 | 0.5 | 0.5 | Petroleum Liquids | DFO | IC | 10 | 2010 |  |  | (OP) Operating | [6 empty] | Wade Hampton | 61.8782 | -162.0851
221 | Alaska Village Elec Coop, Inc | 60244 | Marshall | Electric Utility | AK | 2 | 0.4 | 0.4 | Petroleum Liquids | DFO | IC | 12 | 2005 |  |  | (OP) Operating | [6 empty] | Wade Hampton | 61.8782 | -162.0851
221 | Alaska Village Elec Coop, Inc | 60244 | Marshall | Electric Utility | AK | 3 | 0.2 | 0.2 | Petroleum Liquids | DFO | IC | 6 | 1994 |  |  | (OP) Operating | [6 empty] | Wade Hampton | 61.8782 | -162.0851
221 | Alaska Village Elec Coop, Inc | 60245 | New Stuyahok | Electric Utility | AK | 1 | 0.4 | 0.4 | Petroleum Liquids | DFO | IC | 9 | 2010 |  |  | (OP) Operating | [6 empty] | Dillingham | 59.4484 | -157.3255
221 | Alaska Village Elec Coop, Inc | 60245 | New Stuyahok | Electric Utility | AK | 2 | 0.5 | 0.5 | Petroleum Liquids | DFO | IC | 8 | 2003 |  |  | (OP) Operating | [6 empty] | Dillingham | 59.4484 | -157.3255
221 | Alaska Village Elec Coop, Inc | 60245 | New Stuyahok | Electric Utility | AK | 3 | 0.5 | 0.5 | Petroleum Liquids | DFO | IC | 3 | 2012 |  |  | (OP) Operating | [6 empty] | Dillingham | 59.4484 | -157.3255
60036 | SR Clinch | 60247 | Valley View Solar | IPP Non-CHP | CO | VVS | 4 | 4 | Solar Photovoltaic | SUN | PV | 12 | 2015 |  |  | (OP) Operating | [6 empty] | Weld | 40.4188 | -104.8919
60036 | SR Clinch | 60248 | Skylark | IPP Non-CHP | CO | CAREY | 4 | 4 | Solar Photovoltaic | SUN | PV | 12 | 2015 |  |  | (OP) Operating | [6 empty] | Weld | 40.5779 | -104.8948
60038 | Silicon Valley Clean Water | 60249 | Silicon Valley Clean Water | IPP CHP | CA | CGN | 1.2 | 1.2 | Other Waste Biomass | OBG | IC | 3 | 2015 |  |  | (OP) Operating | [6 empty] | San Mateo | 37.5426 | -122.2311
10433 | Kodiak Electric Assn Inc | 60250 | Swampy Acres | Electric Utility | AK | 13 | 4.4 | 4.4 | Petroleum Liquids | DFO | IC | 4 | 2015 |  |  | (OP) Operating | [6 empty] | Kodiak Island | 57.7756 | -152.4803
10433 | Kodiak Electric Assn Inc | 60250 | Swampy Acres | Electric Utility | AK | 6A | 2 | 2 | Petroleum Liquids | DFO | IC | 6 | 2002 |  |  | (OP) Operating | [6 empty] | Kodiak Island | 57.7756 | -152.4803
10433 | Kodiak Electric Assn Inc | 60250 | Swampy Acres | Electric Utility | AK | 7A | 2 | 2 | Petroleum Liquids | DFO | IC | 2 | 2002 |  |  | (OP) Operating | [6 empty] | Kodiak Island | 57.7756 | -152.4803
221 | Alaska Village Elec Coop, Inc | 60260 | Brevig Mission | Electric Utility | AK | 1 | 0.2 | 0.2 | Petroleum Liquids | DFO | IC | 6 | 2010 |  |  | (OP) Operating | [6 empty] | Nome | 65.3317 | -166.4795
221 | Alaska Village Elec Coop, Inc | 60260 | Brevig Mission | Electric Utility | AK | 2 | 0.4 | 0.4 | Petroleum Liquids | DFO | IC | 6 | 2010 |  |  | (OP) Operating | [6 empty] | Nome | 65.3317 | -166.4795
221 | Alaska Village Elec Coop, Inc | 60260 | Brevig Mission | Electric Utility | AK | 3 | 0.5 | 0.5 | Petroleum Liquids | DFO | IC | 6 | 2010 |  |  | (OP) Operating | [6 empty] | Nome | 65.3317 | -166.4795
49893 | Invenergy Services LLC | 60262 | Prairie Breeze II | IPP Non-CHP | NE | GEN1 | 73.4 | 73.4 | Onshore Wind Turbine | WND | WT | 10 | 2015 |  |  | (OP) Operating | [6 empty] | Antelope | 41.9877 | -98.2104
60047 | Clean Water Services | 60263 | Durham AWTF | Commercial CHP | OR | GEN1 | 0.8 | 0.7 | Other Waste Biomass | OBG | IC | 4 | 2015 |  |  | (OP) Operating | [6 empty] | Washington | 45.4005 | -122.7658
60047 | Clean Water Services | 60263 | Durham AWTF | Commercial CHP | OR | GEN2 | 0.8 | 0.8 | Other Waste Biomass | OBG | IC | 4 | 2015 |  |  | (OP) Operating | [6 empty] | Washington | 45.4005 | -122.7658
56990 | NJR Clean Energy Ventures Corporation | 60265 | Junction Road | IPP Non-CHP | NJ | JUNCT | 4.4 | 4.4 | Solar Photovoltaic | SUN | PV | 5 | 2016 |  |  | (OP) Operating | [6 empty] | Hunterdon | 45.4005 | -122.7658
56990 | NJR Clean Energy Ventures Corporation | 60267 | Sharon Station | IPP Non-CHP | NJ | SHRN1 | 2.7 | 2.7 | Solar Photovoltaic | SUN | PV | 5 | 2016 |  |  | (OP) Operating | [6 empty] | Monmouth | 40.1826 | -74.539
60067 | Westside Assets LLC | 60275 | Westside Solar Power PV1 | IPP Non-CHP | CA | WSPV1 | 2 | 2 | Solar Photovoltaic | SUN | PV | 5 | 2016 |  |  | (OP) Operating | [6 empty] | Kings | 36.219 | -119.907
60058 | Hollingsworth and Vose Co. | 60276 | West Groton CHP | Industrial CHP | MA | G1 | 4.1 | 3.8 | Natural Gas Fired Combustion Turbine | NG | GT | 12 | 2015 |  |  | (OP) Operating | [6 empty] | Middlesex | 42.6134 | -71.6338
60059 | ZGlobal Inc | 60277 | Castor Solar | IPP Non-CHP | CA | CASTR | 1.5 | 1.5 | Solar Photovoltaic | SUN | PV | 4 | 2016 |  |  | (OP) Operating | [6 empty] | Kern | 35.211 | -119.3873
58661 | Sustainable Power Group, LLC | 60278 | Southbridge Solar | Commercial Non-CHP | MA | SBRDG | 1.9 | 1.9 | Solar Photovoltaic | SUN | PV | 4 | 2016 |  |  | (OP) Operating | [6 empty] | Worcester | 42.0909 | -72.0117
59209 | Half Moon Ventures, LLC | 60299 | HMV Minster Energy Storage System | IPP Non-CHP | OH | MIN02 | 7 | 7 | Batteries | MWH | BA | 3 | 2016 |  |  | (OP) Operating | [6 empty] | Auglaize | 40.3988 | -84.3873
60104 | Howell Midland Farm, LLC | 60312 | Howell Midland Farm, LLC | IPP Non-CHP | NC | 1 | 4.9 | 4.9 | Solar Photovoltaic | SUN | PV | 12 | 2015 |  |  | (OP) Operating | [6 empty] | Cabarrus | 35.2257 | -80.5431
60110 | Augustus Farm, LLC | 60313 | Augustus Farm, LLC | IPP Non-CHP | NC | 1 | 4.9 | 4.9 | Solar Photovoltaic | SUN | PV | 12 | 2015 |  |  | (OP) Operating | [6 empty] | Pitt | 35.5997 | -77.6391
49893 | Invenergy Services LLC | 60314 | Prairie Breeze III | IPP Non-CHP | NE | GEN1 | 35.8 | 35.8 | Onshore Wind Turbine | WND | WT | 4 | 2016 |  |  | (OP) Operating | [6 empty] | Antelope | 41.9877 | -98.2104
60117 | SunShare | 60320 | Jeffco Community Solar Gardens, LLC | IPP Non-CHP | CO | SSCO1 | 1.2 | 1.2 | Solar Photovoltaic | SUN | PV | 5 | 2016 |  |  | (OP) Operating | [6 empty] | Jefferson | 39.8596 | -105.1497
6042 | EUI Management PH Inc | 60321 | Windpark Unlimited 2 | IPP Non-CHP | CA | EXIS2 | 16.1 | 16.1 | Onshore Wind Turbine | WND | WT | 12 | 1985 |  |  | (OP) Operating | [6 empty] | Riverside | 33.931 | -116.6302
56990 | NJR Clean Energy Ventures Corporation | 60327 | East Amwell | IPP Non-CHP | NJ | AMWEL | 1.8 | 1.8 | Solar Photovoltaic | SUN | PV | 5 | 2016 |  |  | (OP) Operating | [6 empty] | Hunterdon | 40.4363 | -74.872
60127 | SSA Solar of NM 3, LLC | 60341 | Wal-Mart Truth or Consequences PV | IPP Non-CHP | NM | WMTOC | 1 | 1 | Solar Photovoltaic | SUN | PV | 9 | 2015 |  |  | (OP) Operating | [6 empty] | Sierra | 33.1526 | -107.2498
58135 | Ecos Energy LLC | 60344 | Sudbury Solar | IPP Non-CHP | VT | SUD | 2 | 2 | Solar Photovoltaic | SUN | PV | 5 | 2016 |  |  | (OP) Operating | [6 empty] | Rutland | 43.833 | -73.192
60146 | Ameresco Federal Solutions | 60349 | Hill AFB LFG Facility, Bldg #737 | Commercial Non-CHP | UT | LFGG1 | 0.6 | 0.6 | Landfill Gas | LFG | IC | 1 | 2005 |  |  | (OP) Operating | [6 empty] | Davis | 41.129 | -111.9641
60146 | Ameresco Federal Solutions | 60349 | Hill AFB LFG Facility, Bldg #737 | Commercial Non-CHP | UT | LFGG2 | 0.7 | 0.7 | Landfill Gas | LFG | IC | 1 | 2005 |  |  | (OP) Operating | [6 empty] | Davis | 41.129 | -111.9641
60146 | Ameresco Federal Solutions | 60349 | Hill AFB LFG Facility, Bldg #737 | Commercial Non-CHP | UT | LFGG3 | 1 | 0.9 | Landfill Gas | LFG | IC | 5 | 2008 |  |  | (OP) Operating | [6 empty] | Davis | 41.129 | -111.9641
60150 | SunE DB42, LLC | 60353 | Cecil County CCVT HS | IPP Non-CHP | MD | CCVT | 2 | 2 | Solar Photovoltaic | SUN | PV | 12 | 2015 |  |  | (OP) Operating | [6 empty] | Cecil | 39.651 | -75.8083
60163 | Soltage LLC | 60365 | Vulcraft Solar | IPP Non-CHP | NY | VULC | 1.6 | 1.6 | Solar Photovoltaic | SUN | PV | 11 | 2013 |  |  | (OP) Operating | [6 empty] | Chemung | 42.0059 | -76.6193
60161 | Snow Camp, LLC | 60367 | Snow Camp Solar, LLC | IPP Non-CHP | NC | SCSPV | 5.2 | 5.2 | Solar Photovoltaic | SUN | PV | 3 | 2016 |  |  | (OP) Operating | [6 empty] | Alamance | 35.8627 | -79.4235
60157 | Battleboro Farm, LLC | 60369 | Battleboro Farm | IPP Non-CHP | NC | BFPV | 5.2 | 5.2 | Solar Photovoltaic | SUN | PV | 5 | 2016 |  |  | (OP) Operating | [6 empty] | Nash | 36.0586 | -77.7608
60183 | SolNCPower10, LLC | 60384 | Hertford Solar Farm | IPP Non-CHP | NC | HERT | 5 | 5 | Solar Photovoltaic | SUN | PV | 1 | 2016 |  |  | (OP) Operating | [6 empty] | Perquimans | 36.1303 | -76.4909
60187 | Granger Energy of Morgantown | 60388 | Granger Energy of Morgantown | IPP Non-CHP | PA | GEMT | 1.6 | 1.6 | Landfill Gas | LFG | IC | 5 | 2016 |  |  | (OP) Operating | [6 empty] | Berks | 40.1746 | -75.9137
49893 | Invenergy Services LLC | 60390 | Beech Ridge Energy Storage | IPP Non-CHP | WV | BRES | 31.5 | 31.5 | Batteries | MWH | BA | 10 | 2015 |  |  | (OP) Operating | [6 empty] | Greenbrier | 38.0878 | -80.4925
60203 | Bizzell Church Solar 1, LLC | 60401 | Bizzell Church Solar 1, LLC | IPP Non-CHP | NC | BCSPV | 5.2 | 5.2 | Solar Photovoltaic | SUN | PV | 12 | 2015 |  |  | (OP) Operating | [6 empty] | Johnston | 35.5494 | -78.1799
60205 | Currin Solar, LLC | 60403 | Currin Solar, LLC | IPP Non-CHP | NC | CSPV | 5.2 | 5.2 | Solar Photovoltaic | SUN | PV | 12 | 2015 |  |  | (OP) Operating | [6 empty] | Granville | 36.2896 | -78.6333
60163 | Soltage LLC | 60411 | Coventry Photovoltaic, LLC | IPP Non-CHP | VT | COVEN | 2.2 | 2.2 | Solar Photovoltaic | SUN | PV | 8 | 2014 |  |  | (OP) Operating | [6 empty] | Orleans | 44.9102 | -72.2198
60227 | ORNI 37 LLC | 60419 | Don A Campbell 2 Geothermal | IPP Non-CHP | NV | DAC2G | 25 | 16.2 | Geothermal | GEO | BT | 9 | 2015 |  |  | (OP) Operating | [6 empty] | Mineral | 38.8358 | -118.3253
57081 | WGL Energy Systems, Inc | 60425 | Skidmore College | IPP Non-CHP | NY | SO049 | 2 | 2 | Solar Photovoltaic | SUN | PV | 7 | 2014 |  |  | (OP) Operating | [6 empty] | Saratoga | 43.0937 | -73.8113
NOTES: Capacity from facilities with a total generator nameplate capacity less than 1 MW are excluded from this report. This exclusion may represent a signifciant portion of capacity for some technologies such as solar photovoltaic generation. Sources: U.S. Energy Information Administration, Form EIA-860, 'Annual Electric Generator Report' and Form EIA-860M, 'Monthly Update to the Annual Electric Generator Report.'

## Planned
Inventory of Planned Generators as of May 2016
Entity ID | Entity Name | Plant ID | Plant Name | Sector | Plant State | Generator ID | Nameplate Capacity (MW) | Net Summer Capacity (MW) | Technology | Energy Source Code | Prime Mover Code | Planned Operation Month | Planned Operation Year | Status | County | Latitude | Longitude
11208 | Los Angeles Department of Water & Power | 404 | Scattergood | Electric Utility | CA | 4 | 216.9 | 214.4 | Natural Gas Fired Combined Cycle | NG | CT | 6 | 2016 | (TS) Construction complete, but not yet in commercial operation | Los Angeles | 33.9182 | -118.4276
11208 | Los Angeles Department of Water & Power | 404 | Scattergood | Electric Utility | CA | 5 | 118.9 | 107.2 | Natural Gas Fired Combined Cycle | NG | CA | 6 | 2016 | (TS) Construction complete, but not yet in commercial operation | Los Angeles | 33.9182 | -118.4276
11208 | Los Angeles Department of Water & Power | 404 | Scattergood | Electric Utility | CA | 6 | 106.9 | 105.8 | Natural Gas Fired Combustion Turbine | NG | GT | 6 | 2016 | (TS) Construction complete, but not yet in commercial operation | Los Angeles | 33.9182 | -118.4276
11208 | Los Angeles Department of Water & Power | 404 | Scattergood | Electric Utility | CA | 7 | 106.9 | 105.8 | Natural Gas Fired Combustion Turbine | NG | GT | 6 | 2016 | (TS) Construction complete, but not yet in commercial operation | Los Angeles | 33.9182 | -118.4276
14534 | City of Pasadena - (CA) | 422 | Glenarm | Electric Utility | CA | GT5 | 71 | 68 | Natural Gas Fired Combined Cycle | NG | CC | 6 | 2016 | (V) Under construction, more than 50 percent complete | Los Angeles | 34.126 | -118.1494
16179 | Rochelle Municipal Utilities | 961 | South Main Street | Electric Utility | IL | 16 | 1.8 | 1.8 | Petroleum Liquids | DFO | IC | 6 | 2016 | (V) Under construction, more than 50 percent complete | Ogle | 41.9092 | -89.0504
16179 | Rochelle Municipal Utilities | 961 | South Main Street | Electric Utility | IL | 17 | 1.8 | 1.8 | Petroleum Liquids | DFO | IC | 6 | 2016 | (V) Under construction, more than 50 percent complete | Ogle | 41.9092 | -89.0504
16179 | Rochelle Municipal Utilities | 961 | South Main Street | Electric Utility | IL | 18 | 1.8 | 1.8 | Petroleum Liquids | DFO | IC | 6 | 2016 | (V) Under construction, more than 50 percent complete | Ogle | 41.9092 | -89.0504
9273 | Indianapolis Power & Light Co | 990 | Harding Street | Electric Utility | IN | BAT1 | 20 | 20 | Batteries | MWH | BA | 6 | 2016 | (V) Under construction, more than 50 percent complete | Marion | 39.7113 | -86.1969
221 | Alaska Village Elec Coop, Inc | 6319 | Hooper Bay | Electric Utility | AK | 5A | 0.8 | 0.8 | Petroleum Liquids | DFO | IC | 6 | 2016 | (TS) Construction complete, but not yet in commercial operation | Bethel | 61.5208 | -166.1003
18642 | Tennessee Valley Authority | 7722 | Watts Bar Nuclear Plant | Electric Utility | TN | 2 | 1269.9 | 1122 | Nuclear | NUC | ST | 6 | 2016 | (TS) Construction complete, but not yet in commercial operation | Rhea | 35.6021 | -84.7895
772 | Archer Daniels Midland Co | 10864 | Archer Daniels Midland Cedar Rapids | Industrial CHP | IA | GEN7 | 38.5 | 35 | Natural Gas Fired Combustion Turbine | NG | GT | 6 | 2016 | (V) Under construction, more than 50 percent complete | Linn | 41.9221 | -91.6875
40577 | American Mun Power-Ohio, Inc | 57399 | Cannelton Hydroelectric Plant | Electric Utility | KY | CG3 | 29.3 | 29.3 | Conventional Hydroelectric | WAT | HY | 6 | 2016 | (V) Under construction, more than 50 percent complete | Hancock | 37.8997 | -86.7058
58417 | Panda Liberty O&M LLC | 58420 | Panda Liberty Generation Plant | IPP Non-CHP | PA | GEN1 | 435 | 382.5 | Natural Gas Fired Combined Cycle | NG | CC | 6 | 2016 | (TS) Construction complete, but not yet in commercial operation | Bradford | 41.7675 | -76.39
58417 | Panda Liberty O&M LLC | 58420 | Panda Liberty Generation Plant | IPP Non-CHP | PA | GEN2 | 435 | 382.5 | Natural Gas Fired Combined Cycle | NG | CC | 6 | 2016 | (TS) Construction complete, but not yet in commercial operation | Bradford | 41.7675 | -76.39
58421 | Panda Patriot O&M LLC | 58426 | Panda Patriot Generation Plant | IPP Non-CHP | PA | GEN1 | 435 | 382.5 | Natural Gas Fired Combined Cycle | NG | CS | 6 | 2016 | (V) Under construction, more than 50 percent complete | Lycoming | 41.1808 | -76.8392
58421 | Panda Patriot O&M LLC | 58426 | Panda Patriot Generation Plant | IPP Non-CHP | PA | GEN2 | 435 | 382.5 | Natural Gas Fired Combined Cycle | NG | CS | 6 | 2016 | (V) Under construction, more than 50 percent complete | Lycoming | 41.1808 | -76.8392
58451 | McCoy Solar, LLC | 58462 | McCoy Solar Energy Project | IPP Non-CHP | CA | BLK3 | 39.6 | 39.6 | Solar Photovoltaic | SUN | PV | 6 | 2016 | (U) Under construction, less than or equal to 50 percent complete | Riverside | 33.6947 | -114.7397
26253 | Louisiana Energy & Power Authority | 58478 | LEPA Unit No. 1 | Electric Utility | LA | LEPA1 | 64 | 59 | Natural Gas Fired Combined Cycle | NG | CC | 6 | 2016 | (TS) Construction complete, but not yet in commercial operation | St Mary | 29.6911 | -91.1928
59363 | Silver State Solar Power South, LLC | 58644 | Silver State Solar Power South | IPP Non-CHP | NV | BLK8 | 16.2 | 16.2 | Solar Photovoltaic | SUN | PV | 6 | 2016 | (U) Under construction, less than or equal to 50 percent complete | Clark | 35.63 | -115.32
58600 | Waihonu North LLC | 58655 | Waihonu North Solar | IPP Non-CHP | HI | INV-1 | 0.5 | 0.5 | Solar Photovoltaic | SUN | PV | 6 | 2016 | (V) Under construction, more than 50 percent complete | Honolulu | 21.4706 | -158.0133
58600 | Waihonu North LLC | 58655 | Waihonu North Solar | IPP Non-CHP | HI | INV-2 | 0.5 | 0.5 | Solar Photovoltaic | SUN | PV | 6 | 2016 | (V) Under construction, more than 50 percent complete | Honolulu | 21.4706 | -158.0133
58600 | Waihonu North LLC | 58655 | Waihonu North Solar | IPP Non-CHP | HI | INV-3 | 0.5 | 0.5 | Solar Photovoltaic | SUN | PV | 6 | 2016 | (V) Under construction, more than 50 percent complete | Honolulu | 21.4706 | -158.0133
58600 | Waihonu North LLC | 58655 | Waihonu North Solar | IPP Non-CHP | HI | INV-4 | 0.5 | 0.5 | Solar Photovoltaic | SUN | PV | 6 | 2016 | (V) Under construction, more than 50 percent complete | Honolulu | 21.4706 | -158.0133
58600 | Waihonu North LLC | 58655 | Waihonu North Solar | IPP Non-CHP | HI | INV-5 | 0.5 | 0.5 | Solar Photovoltaic | SUN | PV | 6 | 2016 | (V) Under construction, more than 50 percent complete | Honolulu | 21.4706 | -158.0133
58600 | Waihonu North LLC | 58655 | Waihonu North Solar | IPP Non-CHP | HI | INV-6 | 0.5 | 0.5 | Solar Photovoltaic | SUN | PV | 6 | 2016 | (V) Under construction, more than 50 percent complete | Honolulu | 21.4706 | -158.0133
58600 | Waihonu North LLC | 58655 | Waihonu North Solar | IPP Non-CHP | HI | INV-7 | 0.5 | 0.5 | Solar Photovoltaic | SUN | PV | 6 | 2016 | (V) Under construction, more than 50 percent complete | Honolulu | 21.4706 | -158.0133
58600 | Waihonu North LLC | 58655 | Waihonu North Solar | IPP Non-CHP | HI | INV-8 | 0.5 | 0.5 | Solar Photovoltaic | SUN | PV | 6 | 2016 | (V) Under construction, more than 50 percent complete | Honolulu | 21.4706 | -158.0133
58600 | Waihonu North LLC | 58655 | Waihonu North Solar | IPP Non-CHP | HI | INV-9 | 0.5 | 0.5 | Solar Photovoltaic | SUN | PV | 6 | 2016 | (V) Under construction, more than 50 percent complete | Honolulu | 21.4706 | -158.0133
58600 | Waihonu North LLC | 58655 | Waihonu North Solar | IPP Non-CHP | HI | INV10 | 0.5 | 0.5 | Solar Photovoltaic | SUN | PV | 6 | 2016 | (V) Under construction, more than 50 percent complete | Honolulu | 21.4706 | -158.0133
58601 | Waihonu South LLC | 58656 | Honbushin Solar Blessings Park | IPP Non-CHP | HI | INV-1 | 0.5 | 0.5 | Solar Photovoltaic | SUN | PV | 6 | 2016 | (V) Under construction, more than 50 percent complete | Honolulu | 21.4689 | -158.0164
58601 | Waihonu South LLC | 58656 | Honbushin Solar Blessings Park | IPP Non-CHP | HI | INV-2 | 0.5 | 0.5 | Solar Photovoltaic | SUN | PV | 6 | 2016 | (V) Under construction, more than 50 percent complete | Honolulu | 21.4689 | -158.0164
58601 | Waihonu South LLC | 58656 | Honbushin Solar Blessings Park | IPP Non-CHP | HI | INV-3 | 0.5 | 0.5 | Solar Photovoltaic | SUN | PV | 6 | 2016 | (V) Under construction, more than 50 percent complete | Honolulu | 21.4689 | -158.0164
58685 | Beaver Dam Energy LLC | 58811 | Beaver Dam | IPP Non-CHP | PA | GEN1 | 4.4 | 4.2 | Natural Gas Internal Combustion Engine | NG | IC | 6 | 2016 | (TS) Construction complete, but not yet in commercial operation | Bradford | 41.6114 | -76.8431
58685 | Beaver Dam Energy LLC | 58811 | Beaver Dam | IPP Non-CHP | PA | GEN2 | 4.4 | 4.2 | Natural Gas Internal Combustion Engine | NG | IC | 6 | 2016 | (TS) Construction complete, but not yet in commercial operation | Bradford | 41.6114 | -76.8431
58685 | Beaver Dam Energy LLC | 58811 | Beaver Dam | IPP Non-CHP | PA | GEN3 | 4.4 | 4.2 | Natural Gas Internal Combustion Engine | NG | IC | 6 | 2016 | (TS) Construction complete, but not yet in commercial operation | Bradford | 41.6114 | -76.8431
58685 | Beaver Dam Energy LLC | 58811 | Beaver Dam | IPP Non-CHP | PA | GEN4 | 4.4 | 4.2 | Natural Gas Internal Combustion Engine | NG | IC | 6 | 2016 | (TS) Construction complete, but not yet in commercial operation | Bradford | 41.6114 | -76.8431
58685 | Beaver Dam Energy LLC | 58811 | Beaver Dam | IPP Non-CHP | PA | GEN5 | 4.4 | 4.2 | Natural Gas Internal Combustion Engine | NG | IC | 6 | 2016 | (TS) Construction complete, but not yet in commercial operation | Bradford | 41.6114 | -76.8431
58889 | Dominion Cove Point LNG, LP | 59073 | Cove Point LNG Terminal | Commercial Non-CHP | MD | 5EG | 1 | 1 | Petroleum Liquids | DFO | IC | 6 | 2016 | (U) Under construction, less than or equal to 50 percent complete | Calvert | 38.3855 | -76.4098
58661 | Sustainable Power Group, LLC | 59276 | Leavenworth Greenworks LLC | IPP Non-CHP | NY | LEAVG | 9.5 | 9.5 | Solar Photovoltaic | SUN | PV | 6 | 2016 | (V) Under construction, more than 50 percent complete | Suffolk | 40.9253 | -72.7633
59105 | WED Coventry One, LLC | 59301 | WED Coventry 1 | IPP Non-CHP | RI | WEDC1 | 1.5 | 1.5 | Onshore Wind Turbine | WND | WT | 6 | 2016 | (V) Under construction, more than 50 percent complete | Kent | 41.6758 | -71.7075
59106 | WED Coventry Two, LLC | 59302 | WED Coventry 2 | IPP Non-CHP | RI | COV2 | 1.5 | 1.5 | Onshore Wind Turbine | WND | WT | 6 | 2016 | (V) Under construction, more than 50 percent complete | Kent | 41.6725 | -71.7058
59106 | WED Coventry Two, LLC | 59302 | WED Coventry 2 | IPP Non-CHP | RI | COV2A | 1.5 | 1.5 | Onshore Wind Turbine | WND | WT | 6 | 2016 | (V) Under construction, more than 50 percent complete | Kent | 41.6725 | -71.7058
59106 | WED Coventry Two, LLC | 59302 | WED Coventry 2 | IPP Non-CHP | RI | COV2B | 1.5 | 1.5 | Onshore Wind Turbine | WND | WT | 6 | 2016 | (V) Under construction, more than 50 percent complete | Kent | 41.6725 | -71.7058
59107 | WED Coventry Three, LLC | 59305 | WED Coventry 3 | IPP Non-CHP | RI | WEDC3 | 1.5 | 1.5 | Onshore Wind Turbine | WND | WT | 6 | 2016 | (V) Under construction, more than 50 percent complete | Kent | 41.6956 | -71.7208
59108 | WED Coventry Four, LLC | 59306 | WED Coventry 4 | IPP Non-CHP | RI | WEDC4 | 1.5 | 1.5 | Onshore Wind Turbine | WND | WT | 6 | 2016 | (V) Under construction, more than 50 percent complete | Kent | 41.6864 | -71.7283
59116 | WED Coventry Five, LLC | 59313 | WED Coventry 5 | IPP Non-CHP | RI | COV5 | 1.5 | 1.5 | Onshore Wind Turbine | WND | WT | 6 | 2016 | (V) Under construction, more than 50 percent complete | Kent | 41.6597 | -71.6997
59117 | WED Coventry Six, LLC | 59314 | WED Coventry 6 | IPP Non-CHP | RI | COV6 | 1.5 | 1.5 | Onshore Wind Turbine | WND | WT | 6 | 2016 | (V) Under construction, more than 50 percent complete | Kent | 41.6697 | -71.7083
59117 | WED Coventry Six, LLC | 59314 | WED Coventry 6 | IPP Non-CHP | RI | COV6A | 1.5 | 1.5 | Onshore Wind Turbine | WND | WT | 6 | 2016 | (V) Under construction, more than 50 percent complete | Kent | 41.6697 | -71.7083
59117 | WED Coventry Six, LLC | 59314 | WED Coventry 6 | IPP Non-CHP | RI | COV6B | 1.5 | 1.5 | Onshore Wind Turbine | WND | WT | 6 | 2016 | (V) Under construction, more than 50 percent complete | Kent | 41.6697 | -71.7083
59120 | Los Vientos Windpower IV, LLC | 59321 | Los Vientos Windpower IV | IPP Non-CHP | TX | GEN1 | 200 | 200 | Onshore Wind Turbine | WND | WT | 6 | 2016 | (V) Under construction, more than 50 percent complete | Starr | 26.3806 | -98.8183
59263 | Fresh Air Energy XVIII, LLC | 59513 | Meadows PV 1 | IPP Non-CHP | NC | MEAD1 | 20 | 20 | Solar Photovoltaic | SUN | PV | 6 | 2016 | (V) Under construction, more than 50 percent complete | Martin | 35.8369 | -77.1269
57365 | Consolidated Edison Solutions Inc | 59622 | Future Generation Wind | IPP Non-CHP | MA | FGMA | 8 | 7.9 | Onshore Wind Turbine | WND | WT | 6 | 2016 | (TS) Construction complete, but not yet in commercial operation | Plymouth | 41.7744 | -70.6158
59404 | Seaboard Solar LLC | 59643 | Seaboard Solar LLC | IPP Non-CHP | NC | 5MWPV | 5 | 5 | Solar Photovoltaic | SUN | PV | 6 | 2016 | (V) Under construction, more than 50 percent complete | Northampton | 36.4769 | -77.4678
59441 | Innovative Solar 46, LLC | 59671 | Innovative Solar 46 | IPP Non-CHP | NC | IS046 | 78.5 | 78.5 | Solar Photovoltaic | SUN | PV | 6 | 2016 | (V) Under construction, more than 50 percent complete | Cumberland | 34.9182 | -78.9436
58695 | Coronal Development Services | 59713 | Holdrege Solar Center | IPP Non-CHP | NE | HDSC | 4 | 4 | Solar Photovoltaic | SUN | PV | 6 | 2016 | (V) Under construction, more than 50 percent complete | Lancaster | 40.8247 | -96.8203
58661 | Sustainable Power Group, LLC | 59740 | SEPV Mojave West | IPP Non-CHP | CA | SPVMW | 20 | 20 | Solar Photovoltaic | SUN | PV | 6 | 2016 | (TS) Construction complete, but not yet in commercial operation | Kern | 35.0229 | -118.2827
20910 | Wolverine Power Supply Coop | 59926 | Alpine Power Plant | Electric Utility | MI | AI1 | 226.9 | 202.6 | Natural Gas Fired Combustion Turbine | NG | GT | 6 | 2016 | (V) Under construction, more than 50 percent complete | Otsego | 45.0637 | -84.8253
20910 | Wolverine Power Supply Coop | 59926 | Alpine Power Plant | Electric Utility | MI | AI2 | 226.9 | 202.6 | Natural Gas Fired Combustion Turbine | NG | GT | 6 | 2016 | (V) Under construction, more than 50 percent complete | Otsego | 45.0637 | -84.8253
59765 | Eight Flags Energy LLC | 60025 | Eight Flags Energy | IPP CHP | FL | 01 | 21 | 19.8 | Natural Gas Fired Combustion Turbine | NG | GT | 6 | 2016 | (V) Under construction, more than 50 percent complete | Nassau | 30.6608 | -81.4706
59776 | Frontier Solar, LLC | 60039 | Frontier Solar LLC | IPP Non-CHP | CA | FTRS | 20 | 20 | Solar Photovoltaic | SUN | PV | 6 | 2016 | (TS) Construction complete, but not yet in commercial operation | Stanislaus | 37.3799 | -121.1307
59837 | South Plains Wind Energy II, LLC | 60087 | South Plains II | IPP Non-CHP | TX | SPII | 300 | 300 | Onshore Wind Turbine | WND | WT | 6 | 2016 | (V) Under construction, more than 50 percent complete | Floyd | 34.197 | -101.3815
57313 | SolarCity Corporation | 60099 | Hewlett-Packard (HP) - Andover, MA | IPP Non-CHP | MA | PV1 | 1.7 | 1.7 | Solar Photovoltaic | SUN | PV | 6 | 2016 | (TS) Construction complete, but not yet in commercial operation | Essex | 42.6247 | -71.1829
59897 | LKL Goldfinch, LLC | 60124 | Goldfinch | IPP Non-CHP | FL | GFNCH | 3 | 3 | Solar Photovoltaic | SUN | PV | 6 | 2016 | (V) Under construction, more than 50 percent complete | Polk | 27.9821 | -82.042
57104 | Golden Springs Development Company LLC | 60183 | Freeway Springs | IPP Non-CHP | CA | FSPRI | 2 | 2 | Solar Photovoltaic | SUN | PV | 6 | 2016 | (V) Under construction, more than 50 percent complete | Los Angeles | 33.8926 | -118.0376
59745 | First Solar Asset Management | 60226 | Rancho Seco Solar, LLC | IPP Non-CHP | CA | GEN01 | 10.8 | 10.8 | Solar Photovoltaic | SUN | PV | 6 | 2016 | (U) Under construction, less than or equal to 50 percent complete | Sacramento | 38.3399 | -121.1145
12397 | Metropolitan Water District of S CA | 60255 | Weymouth Solar Plant | Electric Utility | CA | 1 | 2 | 2 | Solar Photovoltaic | SUN | PV | 6 | 2016 | (V) Under construction, more than 50 percent complete | Los Angeles | 34.1086 | -117.7822
12397 | Metropolitan Water District of S CA | 60255 | Weymouth Solar Plant | Electric Utility | CA | 2 | 1 | 1 | Solar Photovoltaic | SUN | PV | 6 | 2016 | (V) Under construction, more than 50 percent complete | Los Angeles | 34.1086 | -117.7822
60048 | PHR Holdings LLC | 60264 | Cielo Lindo | IPP Non-CHP | TX | CLGT1 | 71.2 | 60 | Natural Gas Fired Combustion Turbine | NG | GT | 6 | 2016 | (V) Under construction, more than 50 percent complete | Galveston | 29.4923 | -94.9848
60048 | PHR Holdings LLC | 60264 | Cielo Lindo | IPP Non-CHP | TX | CLGT2 | 71.2 | 60 | Natural Gas Fired Combustion Turbine | NG | GT | 6 | 2016 | (V) Under construction, more than 50 percent complete | Galveston | 29.4923 | -94.9848
60048 | PHR Holdings LLC | 60264 | Cielo Lindo | IPP Non-CHP | TX | CLGT3 | 71.2 | 60 | Natural Gas Fired Combustion Turbine | NG | GT | 6 | 2016 | (V) Under construction, more than 50 percent complete | Galveston | 29.4923 | -94.9848
60048 | PHR Holdings LLC | 60264 | Cielo Lindo | IPP Non-CHP | TX | CLGT4 | 71.2 | 60 | Natural Gas Fired Combustion Turbine | NG | GT | 6 | 2016 | (V) Under construction, more than 50 percent complete | Galveston | 29.4923 | -94.9848
60048 | PHR Holdings LLC | 60264 | Cielo Lindo | IPP Non-CHP | TX | CLGT5 | 71.2 | 60 | Natural Gas Fired Combustion Turbine | NG | GT | 6 | 2016 | (V) Under construction, more than 50 percent complete | Galveston | 29.4923 | -94.9848
60048 | PHR Holdings LLC | 60264 | Cielo Lindo | IPP Non-CHP | TX | CLGT6 | 71.2 | 60 | Natural Gas Fired Combustion Turbine | NG | GT | 6 | 2016 | (V) Under construction, more than 50 percent complete | Galveston | 29.4923 | -94.9848
58661 | Sustainable Power Group, LLC | 60280 | Summer Solar LLC | IPP Non-CHP | CA | SUMSL | 20 | 20 | Solar Photovoltaic | SUN | PV | 6 | 2016 | (V) Under construction, more than 50 percent complete | Los Angeles | 34.7147 | -118.311
60068 | Red Horse III | 60285 | Red Horse III | IPP Non-CHP | AZ | RH3 | 30 | 30 | Solar Photovoltaic | SUN | PV | 6 | 2016 | (V) Under construction, more than 50 percent complete | Cochise | 32.136 | -110.0513
12341 | MidAmerican Energy Co | 60326 | O'Brien Wind | Electric Utility | IA | OBWF | 14.4 | 14.4 | Onshore Wind Turbine | WND | WT | 6 | 2016 | (U) Under construction, less than or equal to 50 percent complete | O'Brien | 43.2004 | -95.6243
12341 | MidAmerican Energy Co | 60326 | O'Brien Wind | Electric Utility | IA | OBWF2 | 33.7 | 33.7 | Onshore Wind Turbine | WND | WT | 6 | 2016 | (U) Under construction, less than or equal to 50 percent complete | O'Brien | 43.2004 | -95.6243
12341 | MidAmerican Energy Co | 60342 | Ida Grove Wind | Electric Utility | IA | IGWF2 | 40.4 | 40.4 | Onshore Wind Turbine | WND | WT | 6 | 2016 | (U) Under construction, less than or equal to 50 percent complete | Ida | 42.3557 | -95.4204
60145 | NRG Solar Las Vegas MB 2 | 60350 | NRG Solar Las Vegas MB 2, LLC | IPP Non-CHP | NV | LVMB2 | 1.9 | 1.5 | Solar Photovoltaic | SUN | PV | 6 | 2016 | (V) Under construction, more than 50 percent complete | Clark | 36.0874 | -115.1754
57044 | Constellation Solar New Jersey, LLC | 60378 | NHA at Mansfield NJ | IPP Non-CHP | NJ | PV1 | 5 | 5 | Solar Photovoltaic | SUN | PV | 6 | 2016 | (V) Under construction, more than 50 percent complete | Warren | 40.76 | -74.935
13511 | New York State Elec & Gas Corp | 2528 | Harris Lake | Electric Utility | NY | 2 | 2.5 | 2.3 | Petroleum Liquids | DFO | IC | 7 | 2016 | (V) Under construction, more than 50 percent complete | Essex | 43.9719 | -74.1861
14624 | PUD No 2 of Grant County | 3888 | Wanapum | Electric Utility | WA | 6A | 122 | 122 | Conventional Hydroelectric | WAT | HY | 7 | 2016 | (P) Planned for installation, but regulatory approvals not initiated | Grant | 46.8731 | -119.9703
56211 | KCP&L Greater Missouri Operations Co | 6074 | Greenwood (MO) | Electric Utility | MO | 5 | 3 | 3 | Solar Photovoltaic | SUN | PV | 7 | 2016 | (V) Under construction, more than 50 percent complete | Jackson | 38.8615 | -94.2982
40307 | Prairie Power, Inc | 7818 | Alsey | Electric Utility | IL | 6 | 48 | 42 | Natural Gas Fired Combustion Turbine | NG | GT | 7 | 2016 | (U) Under construction, less than or equal to 50 percent complete | Scott | 39.5698 | -90.436
12869 | Monterey Regional Waste Mgmt | 10748 | Marina Landfill Gas | Commercial Non-CHP | CA | U3J16 | 0.9 | 0.9 | Landfill Gas | LFG | IC | 7 | 2016 | (V) Under construction, more than 50 percent complete | Monterey | 36.7131 | -121.7686
12869 | Monterey Regional Waste Mgmt | 10748 | Marina Landfill Gas | Commercial Non-CHP | CA | U4J16 | 1.4 | 1.2 | Landfill Gas | LFG | IC | 7 | 2016 | (V) Under construction, more than 50 percent complete | Monterey | 36.7131 | -121.7686
15248 | Portland General Electric Co | 58503 | Carty Generating Station | Electric Utility | OR | GEN1 | 300 | 300 | Natural Gas Fired Combined Cycle | NG | CT | 7 | 2016 | (V) Under construction, more than 50 percent complete | Morrow | 45.6986 | -119.8131
15248 | Portland General Electric Co | 58503 | Carty Generating Station | Electric Utility | OR | GEN2 | 200 | 200 | Natural Gas Fired Combined Cycle | NG | CA | 7 | 2016 | (V) Under construction, more than 50 percent complete | Morrow | 45.6986 | -119.8131
58589 | Orbit Energy Charlotte | 58638 | Orbit Energy Charlotte | IPP Non-CHP | NC | 1 | 5.2 | 5.2 | Other Waste Biomass | OBG | IC | 7 | 2016 | (V) Under construction, more than 50 percent complete | Mecklenburg | 35.2625 | -80.8117
17650 | Southern Power Co | 58646 | Stateline Solar | IPP Non-CHP | CA | STL7 | 37.9 | 37.9 | Solar Photovoltaic | SUN | PV | 7 | 2016 | (V) Under construction, more than 50 percent complete | San Bernardino | 35.6 | -115.4
59050 | Algonquin Power Co | 58657 | Odell Wind Farm | IPP Non-CHP | MN | 1 | 200 | 200 | Onshore Wind Turbine | WND | WT | 7 | 2016 | (V) Under construction, more than 50 percent complete | Cottonwood | 43.8533 | -94.9319
58968 | RE Mustang LLC | 59150 | RE Mustang LLC | IPP Non-CHP | CA | PV1 | 100 | 100 | Solar Photovoltaic | SUN | PV | 7 | 2016 | (V) Under construction, more than 50 percent complete | Kings | 36.2217 | -119.9031
58695 | Coronal Development Services | 59162 | Mariposa Solar Center LLC | IPP Non-CHP | NC | MSC 1 | 5 | 5 | Solar Photovoltaic | SUN | PV | 7 | 2016 | (V) Under construction, more than 50 percent complete | Gaston | 35.3739 | -81.0869
58489 | OCI Solar Power | 59206 | OCI Alamo 6 LLC | IPP Non-CHP | TX | OCIA6 | 105 | 105 | Solar Photovoltaic | SUN | PV | 7 | 2016 | (U) Under construction, less than or equal to 50 percent complete | Pecos | 30.9931 | -102.2708
58468 | Dominion Renewable Energy | 59386 | Enterprise Solar, LLC | IPP Non-CHP | UT | ENTS1 | 80 | 80 | Solar Photovoltaic | SUN | PV | 7 | 2016 | (V) Under construction, more than 50 percent complete | Iron | 37.6411 | -113.6125
58468 | Dominion Renewable Energy | 59389 | Escalante Solar III, LLC | IPP Non-CHP | UT | ESCS3 | 80 | 80 | Solar Photovoltaic | SUN | PV | 7 | 2016 | (V) Under construction, more than 50 percent complete | Beaver | 38.4978 | -112.9869
17583 | South Texas Electric Coop, Inc | 59391 | Red Gate Power Plant | Electric Utility | TX | ENG01 | 18.7 | 18.3 | Natural Gas Internal Combustion Engine | NG | IC | 7 | 2016 | (V) Under construction, more than 50 percent complete | Hidalgo | 26.4511 | -98.1775
17583 | South Texas Electric Coop, Inc | 59391 | Red Gate Power Plant | Electric Utility | TX | ENG02 | 18.7 | 18.3 | Natural Gas Internal Combustion Engine | NG | IC | 7 | 2016 | (V) Under construction, more than 50 percent complete | Hidalgo | 26.4511 | -98.1775
17583 | South Texas Electric Coop, Inc | 59391 | Red Gate Power Plant | Electric Utility | TX | ENG03 | 18.7 | 18.3 | Natural Gas Internal Combustion Engine | NG | IC | 7 | 2016 | (V) Under construction, more than 50 percent complete | Hidalgo | 26.4511 | -98.1775
17583 | South Texas Electric Coop, Inc | 59391 | Red Gate Power Plant | Electric Utility | TX | ENG04 | 18.7 | 18.3 | Natural Gas Internal Combustion Engine | NG | IC | 7 | 2016 | (V) Under construction, more than 50 percent complete | Hidalgo | 26.4511 | -98.1775
17583 | South Texas Electric Coop, Inc | 59391 | Red Gate Power Plant | Electric Utility | TX | ENG05 | 18.7 | 18.3 | Natural Gas Internal Combustion Engine | NG | IC | 7 | 2016 | (V) Under construction, more than 50 percent complete | Hidalgo | 26.4511 | -98.1775
17583 | South Texas Electric Coop, Inc | 59391 | Red Gate Power Plant | Electric Utility | TX | ENG06 | 18.7 | 18.3 | Natural Gas Internal Combustion Engine | NG | IC | 7 | 2016 | (V) Under construction, more than 50 percent complete | Hidalgo | 26.4511 | -98.1775
17583 | South Texas Electric Coop, Inc | 59391 | Red Gate Power Plant | Electric Utility | TX | ENG07 | 18.7 | 18.3 | Natural Gas Internal Combustion Engine | NG | IC | 7 | 2016 | (V) Under construction, more than 50 percent complete | Hidalgo | 26.4511 | -98.1775
17583 | South Texas Electric Coop, Inc | 59391 | Red Gate Power Plant | Electric Utility | TX | ENG08 | 18.7 | 18.3 | Natural Gas Internal Combustion Engine | NG | IC | 7 | 2016 | (V) Under construction, more than 50 percent complete | Hidalgo | 26.4511 | -98.1775
17583 | South Texas Electric Coop, Inc | 59391 | Red Gate Power Plant | Electric Utility | TX | ENG09 | 18.7 | 18.3 | Natural Gas Internal Combustion Engine | NG | IC | 7 | 2016 | (V) Under construction, more than 50 percent complete | Hidalgo | 26.4511 | -98.1775
17583 | South Texas Electric Coop, Inc | 59391 | Red Gate Power Plant | Electric Utility | TX | ENG10 | 18.7 | 18.3 | Natural Gas Internal Combustion Engine | NG | IC | 7 | 2016 | (V) Under construction, more than 50 percent complete | Hidalgo | 26.4511 | -98.1775
17583 | South Texas Electric Coop, Inc | 59391 | Red Gate Power Plant | Electric Utility | TX | ENG11 | 18.7 | 18.3 | Natural Gas Internal Combustion Engine | NG | IC | 7 | 2016 | (V) Under construction, more than 50 percent complete | Hidalgo | 26.4511 | -98.1775
17583 | South Texas Electric Coop, Inc | 59391 | Red Gate Power Plant | Electric Utility | TX | ENG12 | 18.7 | 18.3 | Natural Gas Internal Combustion Engine | NG | IC | 7 | 2016 | (V) Under construction, more than 50 percent complete | Hidalgo | 26.4511 | -98.1775
59258 | Five Points Solar Park, LLC | 59523 | Five Points Solar Park | IPP Non-CHP | CA | FRFSP | 60 | 60 | Solar Photovoltaic | SUN | PV | 7 | 2016 | (TS) Construction complete, but not yet in commercial operation | Fresno | 36.3869 | -120.2367
59273 | 62SK 8me, LLC | 59532 | Springbok Solar Farm 1 | IPP Non-CHP | CA | SB1 | 100 | 100 | Solar Photovoltaic | SUN | PV | 7 | 2016 | (V) Under construction, more than 50 percent complete | Kern | 35.2492 | -117.9553
18125 | Stillwater Utilities Authority | 59647 | Stillwater Energy Center | Electric Utility | OK | 1 | 18.8 | 18.3 | Natural Gas Internal Combustion Engine | NG | IC | 7 | 2016 | (V) Under construction, more than 50 percent complete | Payne | 36.1619 | -97.0369
18125 | Stillwater Utilities Authority | 59647 | Stillwater Energy Center | Electric Utility | OK | 2 | 18.8 | 18.3 | Natural Gas Internal Combustion Engine | NG | IC | 7 | 2016 | (V) Under construction, more than 50 percent complete | Payne | 36.1619 | -97.0369
18125 | Stillwater Utilities Authority | 59647 | Stillwater Energy Center | Electric Utility | OK | 3 | 18.8 | 18.3 | Natural Gas Internal Combustion Engine | NG | IC | 7 | 2016 | (V) Under construction, more than 50 percent complete | Payne | 36.1619 | -97.0369
9267 | Hoosier Energy R E C, Inc | 59792 | Orchard Hills Renewable Energy Station | Electric Utility | IL | 1 | 2.7 | 2.3 | Landfill Gas | LFG | IC | 7 | 2016 | (V) Under construction, more than 50 percent complete | Ogle | 42.1424 | -89.079
9267 | Hoosier Energy R E C, Inc | 59792 | Orchard Hills Renewable Energy Station | Electric Utility | IL | 2 | 2.7 | 2.3 | Landfill Gas | LFG | IC | 7 | 2016 | (V) Under construction, more than 50 percent complete | Ogle | 42.1424 | -89.079
9267 | Hoosier Energy R E C, Inc | 59792 | Orchard Hills Renewable Energy Station | Electric Utility | IL | 3 | 2.7 | 2.3 | Landfill Gas | LFG | IC | 7 | 2016 | (V) Under construction, more than 50 percent complete | Ogle | 42.1424 | -89.079
9267 | Hoosier Energy R E C, Inc | 59792 | Orchard Hills Renewable Energy Station | Electric Utility | IL | 4 | 2.7 | 2.3 | Landfill Gas | LFG | IC | 7 | 2016 | (V) Under construction, more than 50 percent complete | Ogle | 42.1424 | -89.079
9267 | Hoosier Energy R E C, Inc | 59792 | Orchard Hills Renewable Energy Station | Electric Utility | IL | 5 | 2.7 | 2.3 | Landfill Gas | LFG | IC | 7 | 2016 | (V) Under construction, more than 50 percent complete | Ogle | 42.1424 | -89.079
9267 | Hoosier Energy R E C, Inc | 59792 | Orchard Hills Renewable Energy Station | Electric Utility | IL | 6 | 2.7 | 2.3 | Landfill Gas | LFG | IC | 7 | 2016 | (V) Under construction, more than 50 percent complete | Ogle | 42.1424 | -89.079
59598 | Tooele Army Depot | 59817 | Tooele Wind Turbine | IPP Non-CHP | UT | GEN03 | 1.7 | 1.7 | Onshore Wind Turbine | WND | WT | 7 | 2016 | (V) Under construction, more than 50 percent complete | Tooele | 40.503 | -112.3706
20847 | Wisconsin Electric Power Co | 59836 | Twin Falls (WI) | Electric Utility | WI | 11 | 4.6 | 4.6 | Conventional Hydroelectric | WAT | HY | 7 | 2016 | (V) Under construction, more than 50 percent complete | Florence | 45.8728 | -88.0708
20847 | Wisconsin Electric Power Co | 59836 | Twin Falls (WI) | Electric Utility | WI | 12 | 4.6 | 4.6 | Conventional Hydroelectric | WAT | HY | 7 | 2016 | (V) Under construction, more than 50 percent complete | Florence | 45.8728 | -88.0708
59616 | 63SU 8me, LLC | 59840 | Springbok Solar Farm 2 | IPP Non-CHP | CA | SB2 | 155 | 155 | Solar Photovoltaic | SUN | PV | 7 | 2016 | (V) Under construction, more than 50 percent complete | Kern | 35.25 | -117.9768
19876 | Virginia Electric & Power Co | 59905 | Merck | Electric Utility | VA | 1 | 2.1 | 2.1 | Solar Photovoltaic | SUN | PV | 7 | 2016 | (U) Under construction, less than or equal to 50 percent complete | Rockingham | 38.3832 | -78.6437
58661 | Sustainable Power Group, LLC | 59964 | Elevation Solar C | IPP Non-CHP | CA | ELVSC | 40 | 40 | Solar Photovoltaic | SUN | PV | 7 | 2016 | (V) Under construction, more than 50 percent complete | Los Angeles | 34.7303 | -118.3042
59803 | White Pine Solar, LLC | 60064 | White Pine Solar, LLC | IPP Non-CHP | GA | WHTPN | 101.2 | 101.2 | Solar Photovoltaic | SUN | PV | 7 | 2016 | (V) Under construction, more than 50 percent complete | Taylor | 32.506 | -84.257
6455 | Duke Energy Florida, Inc | 60071 | Perry Solar Facility | Electric Utility | FL | XXXXX | 5.1 | 5.1 | Solar Photovoltaic | SUN | PV | 7 | 2016 | (U) Under construction, less than or equal to 50 percent complete | Taylor | 30.1193 | -83.5601
59831 | White Oak Solar, LLC | 60082 | White Oak Solar, LLC | IPP Non-CHP | GA | WHTOK | 76.5 | 76.5 | Solar Photovoltaic | SUN | PV | 7 | 2016 | (V) Under construction, more than 50 percent complete | Burke | 33.0368 | -82.1113
59843 | Blythe Solar II, LLC | 60092 | Blythe Solar II, LLC | IPP Non-CHP | CA | BLCK4 | 33.2 | 33.2 | Solar Photovoltaic | SUN | PV | 7 | 2016 | (V) Under construction, more than 50 percent complete | Riverside | 33.68 | -114.73
57313 | SolarCity Corporation | 60112 | Oregon Convention Center | IPP Non-CHP | OR | PV1 | 1.4 | 1.4 | Solar Photovoltaic | SUN | PV | 7 | 2016 | (TS) Construction complete, but not yet in commercial operation | Multnomah | 45.5285 | -122.6632
57313 | SolarCity Corporation | 60113 | Jackson Board of Education-Liberty HS | IPP Non-CHP | NJ | PV1 | 1.2 | 1.2 | Solar Photovoltaic | SUN | PV | 7 | 2016 | (TS) Construction complete, but not yet in commercial operation | Ocean | 40.0927 | -74.262
59939 | Floyd Solar, LLC | 60147 | Floyd Solar, LLC | IPP Non-CHP | NC | FLS1 | 6.5 | 6.5 | Solar Photovoltaic | SUN | PV | 7 | 2016 | (TS) Construction complete, but not yet in commercial operation | Robeson | 34.5091 | -79.1359
59963 | TWE New Bern Solar Project, LLC | 60191 | TWE New Bern Solar Project, LLC | IPP Non-CHP | NC | FLS1 | 4 | 4 | Solar Photovoltaic | SUN | PV | 7 | 2016 | (V) Under construction, more than 50 percent complete | Craven | 35.1543 | -77.1343
59452 | Ingenco Renewable Development, LLC | 60222 | Bristol Plant | IPP Non-CHP | VA | A1 | 0.3 | 0.3 | Landfill Gas | LFG | IC | 7 | 2016 | (V) Under construction, more than 50 percent complete | Bristol City | 36.6019 | -82.1431
59452 | Ingenco Renewable Development, LLC | 60222 | Bristol Plant | IPP Non-CHP | VA | A2 | 0.3 | 0.3 | Landfill Gas | LFG | IC | 7 | 2016 | (V) Under construction, more than 50 percent complete | Bristol City | 36.6019 | -82.1431
59452 | Ingenco Renewable Development, LLC | 60222 | Bristol Plant | IPP Non-CHP | VA | A3 | 0.3 | 0.3 | Landfill Gas | LFG | IC | 7 | 2016 | (V) Under construction, more than 50 percent complete | Bristol City | 36.6019 | -82.1431
59452 | Ingenco Renewable Development, LLC | 60222 | Bristol Plant | IPP Non-CHP | VA | A4 | 0.3 | 0.3 | Landfill Gas | LFG | IC | 7 | 2016 | (V) Under construction, more than 50 percent complete | Bristol City | 36.6019 | -82.1431
59452 | Ingenco Renewable Development, LLC | 60222 | Bristol Plant | IPP Non-CHP | VA | A5 | 0.3 | 0.3 | Landfill Gas | LFG | IC | 7 | 2016 | (V) Under construction, more than 50 percent complete | Bristol City | 36.6019 | -82.1431
59452 | Ingenco Renewable Development, LLC | 60222 | Bristol Plant | IPP Non-CHP | VA | A6 | 0.3 | 0.3 | Landfill Gas | LFG | IC | 7 | 2016 | (V) Under construction, more than 50 percent complete | Bristol City | 36.6019 | -82.1431
59452 | Ingenco Renewable Development, LLC | 60222 | Bristol Plant | IPP Non-CHP | VA | B1 | 0.3 | 0.3 | Landfill Gas | LFG | IC | 7 | 2016 | (V) Under construction, more than 50 percent complete | Bristol City | 36.6019 | -82.1431
59452 | Ingenco Renewable Development, LLC | 60222 | Bristol Plant | IPP Non-CHP | VA | B2 | 0.3 | 0.3 | Landfill Gas | LFG | IC | 7 | 2016 | (V) Under construction, more than 50 percent complete | Bristol City | 36.6019 | -82.1431
59452 | Ingenco Renewable Development, LLC | 60222 | Bristol Plant | IPP Non-CHP | VA | B3 | 0.3 | 0.3 | Landfill Gas | LFG | IC | 7 | 2016 | (V) Under construction, more than 50 percent complete | Bristol City | 36.6019 | -82.1431
59452 | Ingenco Renewable Development, LLC | 60222 | Bristol Plant | IPP Non-CHP | VA | B4 | 0.3 | 0.3 | Landfill Gas | LFG | IC | 7 | 2016 | (V) Under construction, more than 50 percent complete | Bristol City | 36.6019 | -82.1431
59452 | Ingenco Renewable Development, LLC | 60222 | Bristol Plant | IPP Non-CHP | VA | B5 | 0.3 | 0.3 | Landfill Gas | LFG | IC | 7 | 2016 | (V) Under construction, more than 50 percent complete | Bristol City | 36.6019 | -82.1431
59452 | Ingenco Renewable Development, LLC | 60222 | Bristol Plant | IPP Non-CHP | VA | B6 | 0.3 | 0.3 | Landfill Gas | LFG | IC | 7 | 2016 | (V) Under construction, more than 50 percent complete | Bristol City | 36.6019 | -82.1431
57313 | SolarCity Corporation | 60227 | BJ's Wholesale Club, Inc.-Burlington, NJ | IPP Non-CHP | NJ | PV1 | 1.4 | 1.4 | Solar Photovoltaic | SUN | PV | 7 | 2016 | (TS) Construction complete, but not yet in commercial operation | Burlington | 40.0985 | -74.8259
57313 | SolarCity Corporation | 60229 | Orange County Solar Farm (NY) | IPP Non-CHP | NY | PV1 | 1.5 | 1.5 | Solar Photovoltaic | SUN | PV | 7 | 2016 | (TS) Construction complete, but not yet in commercial operation | Orange | 41.4049 | -74.3595
57313 | SolarCity Corporation | 60230 | Maricopa County Community Colleges- Estr | IPP Non-CHP | AZ | PV1 | 1.7 | 1.7 | Solar Photovoltaic | SUN | PV | 7 | 2016 | (TS) Construction complete, but not yet in commercial operation | Maricopa | 33.4098 | -112.3403
9234 | Indiana Municipal Power Agency | 60252 | IMPA Washington Solar Park | Electric Utility | IN | SWASH | 4 | 4 | Solar Photovoltaic | SUN | PV | 7 | 2016 | (U) Under construction, less than or equal to 50 percent complete | Daviess | 38.6535 | -87.2092
56990 | NJR Clean Energy Ventures Corporation | 60266 | Cedar Branch | IPP Non-CHP | NJ | CEDAR | 5.9 | 5.9 | Solar Photovoltaic | SUN | PV | 7 | 2016 | (V) Under construction, more than 50 percent complete | Atlantic | 45.4005 | -122.7658
12341 | MidAmerican Energy Co | 60326 | O'Brien Wind | Electric Utility | IA | OBWF3 | 33.7 | 33.7 | Onshore Wind Turbine | WND | WT | 7 | 2016 | (U) Under construction, less than or equal to 50 percent complete | O'Brien | 43.2004 | -95.6243
12341 | MidAmerican Energy Co | 60342 | Ida Grove Wind | Electric Utility | IA | IGWF | 18 | 18 | Onshore Wind Turbine | WND | WT | 7 | 2016 | (U) Under construction, less than or equal to 50 percent complete | Ida | 42.3557 | -95.4204
12341 | MidAmerican Energy Co | 60342 | Ida Grove Wind | Electric Utility | IA | IGWF3 | 40.4 | 40.4 | Onshore Wind Turbine | WND | WT | 7 | 2016 | (U) Under construction, less than or equal to 50 percent complete | Ida | 42.3557 | -95.4204
60136 | Boulder Solar Power, LLC | 60352 | Boulder Solar Power, LLC | IPP Non-CHP | NV | BSP | 100 | 100 | Solar Photovoltaic | SUN | PV | 7 | 2016 | (U) Under construction, less than or equal to 50 percent complete | Clark | 35.348 | -114.97
60158 | Flint Hill Solar, LLC | 60370 | Flint Hill Solar, LLC | IPP Non-CHP | NC | FHSPV | 5.2 | 5.2 | Solar Photovoltaic | SUN | PV | 7 | 2016 | (V) Under construction, more than 50 percent complete | Moore | 35.4027 | -79.5531
60191 | RE Barren Ridge 1, LLC | 60389 | RE Barren Ridge 1 | IPP Non-CHP | CA | REBR1 | 62 | 60 | Solar Photovoltaic | SUN | PV | 7 | 2016 | (T) Regulatory approvals received. Not under construction | Fresno | 35.222 | -118.0529
60216 | Sullivan Solar, LLC | 60410 | Sullivan Solar, LLC | IPP Non-CHP | IN | SULPV | 5.2 | 5.2 | Solar Photovoltaic | SUN | PV | 7 | 2016 | (T) Regulatory approvals received. Not under construction | Sullivan | 39.132 | -87.4138
60215 | Hardison Farm Solar, LLC | 60415 | Hardison Farm Solar, LLC | IPP Non-CHP | NC | HFSPV | 5.2 | 5.2 | Solar Photovoltaic | SUN | PV | 7 | 2016 | (T) Regulatory approvals received. Not under construction | Martin | 35.8308 | -77.0219
60214 | Maxton Solar, LLC | 60416 | Maxton Solar, LLC | IPP Non-CHP | NC | MSPV | 4.9 | 4.9 | Solar Photovoltaic | SUN | PV | 7 | 2016 | (T) Regulatory approvals received. Not under construction | Robeson | 34.7147 | -79.3146
17845 | City of Springville - (UT) | 7028 | Whitehead | Electric Utility | UT | K6CAT | 2.5 | 2.5 | Natural Gas Internal Combustion Engine | NG | IC | 8 | 2016 | (U) Under construction, less than or equal to 50 percent complete | UTAH | 40.1817 | -111.6203
17845 | City of Springville - (UT) | 7028 | Whitehead | Electric Utility | UT | K7CAT | 2.5 | 2.5 | Natural Gas Internal Combustion Engine | NG | IC | 8 | 2016 | (U) Under construction, less than or equal to 50 percent complete | UTAH | 40.1817 | -111.6203
49893 | Invenergy Services LLC | 56776 | Gunsight Mountain Wind Energy LLC | IPP Non-CHP | TX | 1 | 120 | 120 | Onshore Wind Turbine | WND | WT | 8 | 2016 | (U) Under construction, less than or equal to 50 percent complete | Howard | 32.2403 | -101.4736
11208 | Los Angeles Department of Water & Power | 57308 | Maclay Solar Project | Electric Utility | CA | 1 | 2.2 | 2.2 | Solar Photovoltaic | SUN | PV | 8 | 2016 | (V) Under construction, more than 50 percent complete | Los Angeles | 34.3197 | -118.4308
4329 | Copper Valley Elec Assn, Inc | 58982 | Allison Creek Hydro | Electric Utility | AK | GEN1 | 6.5 | 6.5 | Conventional Hydroelectric | WAT | HY | 8 | 2016 | (V) Under construction, more than 50 percent complete | Valdez Cordova | 61.0844 | -146.3533
56769 | Consolidated Edison Development Inc. | 59207 | OCI Alamo 7 LLC | IPP Non-CHP | TX | OCIA7 | 100 | 100 | Solar Photovoltaic | SUN | PV | 8 | 2016 | (V) Under construction, more than 50 percent complete | Haskell | 33.04 | -99.5525
59903 | Candace Solar LLC | 59499 | Candace Solar | IPP Non-CHP | NC | PV1 | 5 | 5 | Solar Photovoltaic | SUN | PV | 8 | 2016 | (V) Under construction, more than 50 percent complete | Johnston | 35.487 | -78.1922
57369 | Apple, Inc | 59557 | Apple Campus 2 Fuel Cell | Industrial Non-CHP | CA | AC2FC | 4 | 4 | Other Waste Biomass | OBG | FC | 8 | 2016 | (U) Under construction, less than or equal to 50 percent complete | Santa Clara | 37.33 | -122.01
60184 | Tropico, LLC | 59599 | Tropico Solar PV Plant | IPP Non-CHP | CA | GEN1 | 14 | 13 | Solar Photovoltaic | SUN | PV | 8 | 2016 | (V) Under construction, more than 50 percent complete | Tulare | 35.8319 | -119.0561
59429 | Comanche LLC | 59656 | Comanche Solar | IPP Non-CHP | CO | COMCH | 120 | 120 | Solar Photovoltaic | SUN | PV | 8 | 2016 | (U) Under construction, less than or equal to 50 percent complete | Pueblo | 38.2053 | -104.5667
59462 | Heelstone Energy Holdings, LLC | 59663 | Cornwall Solar Center, LLC | IPP Non-CHP | NC | CSC1 | 5 | 5 | Solar Photovoltaic | SUN | PV | 8 | 2016 | (U) Under construction, less than or equal to 50 percent complete | Granville | 36.3669 | -78.6261
59481 | Franklinton Solar LLC | 59708 | Franklinton Solar | IPP Non-CHP | NC | 5MWPV | 5 | 5 | Solar Photovoltaic | SUN | PV | 8 | 2016 | (T) Regulatory approvals received. Not under construction | Franklin | 36.08 | -78.35
59595 | Copper Mountain Solar 4, LLC | 59814 | Copper Mountain Solar 4, LLC | IPP Non-CHP | NV | PV01 | 51.8 | 51.8 | Solar Photovoltaic | SUN | PV | 8 | 2016 | (U) Under construction, less than or equal to 50 percent complete | Clark | 35.7822 | -114.9754
59595 | Copper Mountain Solar 4, LLC | 59814 | Copper Mountain Solar 4, LLC | IPP Non-CHP | NV | PV02 | 41.8 | 41.8 | Solar Photovoltaic | SUN | PV | 8 | 2016 | (V) Under construction, more than 50 percent complete | Clark | 35.7822 | -114.9754
9324 | Indiana Michigan Power Co | 59854 | OlivePV | Electric Utility | IN | OLPV1 | 5 | 5 | Solar Photovoltaic | SUN | PV | 8 | 2016 | (U) Under construction, less than or equal to 50 percent complete | St Joseph | 41.7 | -86.49
9324 | Indiana Michigan Power Co | 59861 | Twin Branch PV | Electric Utility | IN | TBPV1 | 2.6 | 2.6 | Solar Photovoltaic | SUN | PV | 8 | 2016 | (V) Under construction, more than 50 percent complete | St Joseph | 41.69 | -86.12
56694 | Thermo No 1 BE 01 LLC | 59883 | Thermo Solar PV-01 | IPP Non-CHP | UT | SOLAR | 2.9 | 2.9 | Solar Photovoltaic | SUN | PV | 8 | 2016 | (T) Regulatory approvals received. Not under construction | Beaver | 38.1603 | -113.1948
58468 | Dominion Renewable Energy | 59941 | Iron Springs Solar | IPP Non-CHP | UT | ISS | 80 | 80 | Solar Photovoltaic | SUN | PV | 8 | 2016 | (V) Under construction, more than 50 percent complete | Iron | 37.7212 | -113.1516
58468 | Dominion Renewable Energy | 59945 | Granite Mountain Solar West | IPP Non-CHP | UT | GMSW | 50.4 | 50.4 | Solar Photovoltaic | SUN | PV | 8 | 2016 | (V) Under construction, more than 50 percent complete | Iron | 37.7989 | -113.322
58468 | Dominion Renewable Energy | 59946 | Granite Mountain Solar East | IPP Non-CHP | UT | GMSE | 80 | 80 | Solar Photovoltaic | SUN | PV | 8 | 2016 | (V) Under construction, more than 50 percent complete | Iron | 37.7751 | -113.2264
59773 | SunE Solar XVI Lessor, LLC | 60032 | SunE Rochester | IPP Non-CHP | CA | RCHTR | 1 | 1 | Solar Photovoltaic | SUN | PV | 8 | 2016 | (TS) Construction complete, but not yet in commercial operation | San Bernardino | 34.0977 | -117.5445
59843 | Blythe Solar II, LLC | 60092 | Blythe Solar II, LLC | IPP Non-CHP | CA | BLCK5 | 33.9 | 33.9 | Solar Photovoltaic | SUN | PV | 8 | 2016 | (V) Under construction, more than 50 percent complete | Riverside | 33.68 | -114.73
57313 | SolarCity Corporation | 60098 | Onondaga County - Oak Orchard WWTP | IPP Non-CHP | NY | PV1 | 2 | 2 | Solar Photovoltaic | SUN | PV | 8 | 2016 | (TS) Construction complete, but not yet in commercial operation | Onondaga | 43.1727 | -76.1301
57313 | SolarCity Corporation | 60114 | Oneida County- DPW | IPP Non-CHP | NY | PV1 | 1.4 | 1.4 | Solar Photovoltaic | SUN | PV | 8 | 2016 | (TS) Construction complete, but not yet in commercial operation | Oneida | 43.1508 | -75.3713
57313 | SolarCity Corporation | 60115 | Town of Halfmoon | IPP Non-CHP | NY | PV1 | 1 | 1 | Solar Photovoltaic | SUN | PV | 8 | 2016 | (TS) Construction complete, but not yet in commercial operation | Saratoga | 42.835 | -73.6757
57313 | SolarCity Corporation | 60116 | BJ's Wholesale Club, Inc- Uxbridge | IPP Non-CHP | MA | PV1 | 1 | 1 | Solar Photovoltaic | SUN | PV | 8 | 2016 | (TS) Construction complete, but not yet in commercial operation | Worcester | 42.0197 | -71.6041
59938 | Cohen Farm Solar, LLC | 60146 | Cohen Farm Solar, LLC | IPP Non-CHP | NC | FLS1 | 6.5 | 6.5 | Solar Photovoltaic | SUN | PV | 8 | 2016 | (U) Under construction, less than or equal to 50 percent complete | Lee | 35.5572 | -79.1958
57104 | Golden Springs Development Company LLC | 60151 | Building F | IPP Non-CHP | CA | BLDGF | 1.3 | 1.3 | Solar Photovoltaic | SUN | PV | 8 | 2016 | (V) Under construction, more than 50 percent complete | Los Angeles | 33.9144 | -118.0502
57104 | Golden Springs Development Company LLC | 60153 | Building G | IPP Non-CHP | CA | BLDGG | 1.2 | 1.2 | Solar Photovoltaic | SUN | PV | 8 | 2016 | (V) Under construction, more than 50 percent complete | Los Angeles | 33.9129 | -118.0506
57104 | Golden Springs Development Company LLC | 60154 | Buidling L | IPP Non-CHP | CA | BLDG1 | 1 | 1 | Solar Photovoltaic | SUN | PV | 8 | 2016 | (V) Under construction, more than 50 percent complete | Los Angeles | 33.9129 | -118.0419
57104 | Golden Springs Development Company LLC | 60182 | Dulles | IPP Non-CHP | CA | DULLE | 2 | 2 | Solar Photovoltaic | SUN | PV | 8 | 2016 | (V) Under construction, more than 50 percent complete | Riverside | 34.0301 | -117.5178
57313 | SolarCity Corporation | 60232 | Onondaga County- Jamesville | IPP Non-CHP | NY | PV1 | 1.9 | 1.9 | Solar Photovoltaic | SUN | PV | 8 | 2016 | (TS) Construction complete, but not yet in commercial operation | Onondaga | 42.9866 | -76.0642
9234 | Indiana Municipal Power Agency | 60251 | IMPA Huntingburg Solar Park | Electric Utility | IN | SHUNT | 2 | 2 | Solar Photovoltaic | SUN | PV | 8 | 2016 | (U) Under construction, less than or equal to 50 percent complete | Dubois | 38.3196 | -86.9681
56769 | Consolidated Edison Development Inc. | 60274 | CED Westfield Solar, LLC | IPP Non-CHP | MA | WFMA | 2 | 2 | Solar Photovoltaic | SUN | PV | 8 | 2016 | (U) Under construction, less than or equal to 50 percent complete | Hampden | 42.1756 | -72.7552
58661 | Sustainable Power Group, LLC | 60279 | Antelope Big Sky Ranch | IPP Non-CHP | CA | ABSR | 20 | 20 | Solar Photovoltaic | SUN | PV | 8 | 2016 | (V) Under construction, more than 50 percent complete | Los Angeles | 34.6948 | -118.2877
12341 | MidAmerican Energy Co | 60326 | O'Brien Wind | Electric Utility | IA | OBWF4 | 33.7 | 33.7 | Onshore Wind Turbine | WND | WT | 8 | 2016 | (U) Under construction, less than or equal to 50 percent complete | O'Brien | 43.2004 | -95.6243
12341 | MidAmerican Energy Co | 60342 | Ida Grove Wind | Electric Utility | IA | IGWF4 | 40.4 | 40.4 | Onshore Wind Turbine | WND | WT | 8 | 2016 | (U) Under construction, less than or equal to 50 percent complete | Ida | 42.3557 | -95.4204
60190 | MC1 Solar Farm, LLC | 60395 | MC1 Solar | IPP Non-CHP | NC | MC1PV | 5 | 5 | Solar Photovoltaic | SUN | PV | 8 | 2016 | (P) Planned for installation, but regulatory approvals not initiated | Martin | 35.522 | -77.082
58135 | Ecos Energy LLC | 60412 | Munro Valley Solar | IPP Non-CHP | CA | MUN | 4 | 4 | Solar Photovoltaic | SUN | PV | 8 | 2016 | (L) Regulatory approvals pending. Not under construction | Inyo | 36.2647 | -117.9955
60213 | Modlin Solar, LLC | 60417 | Modlin Solar Farm | IPP Non-CHP | NC | MSFPV | 4.9 | 4.9 | Solar Photovoltaic | SUN | PV | 8 | 2016 | (T) Regulatory approvals received. Not under construction | Martin | 35.8503 | -77.1102
9216 | Imperial Irrigation District | 389 | El Centro | Electric Utility | CA | BESS | 30 | 28 | Batteries | MWH | BA | 9 | 2016 | (V) Under construction, more than 50 percent complete | Imperial | 32.8022 | -115.54
9436 | Mosaic Phosphates Co. | 10198 | Mosaic Phosphates Uncle Sam | Industrial CHP | LA | GEN3 | 15 | 15 | All Other | OTH | ST | 9 | 2016 | (V) Under construction, more than 50 percent complete | St James | 30.0386 | -90.8283
56895 | Pio Pico Energy Center LLC | 57555 | Pio Pico Energy Center | IPP Non-CHP | CA | CTG1 | 107 | 97 | Natural Gas Fired Combustion Turbine | NG | GT | 9 | 2016 | (V) Under construction, more than 50 percent complete | SAN DIEGO | 32.5739 | -116.9178
56895 | Pio Pico Energy Center LLC | 57555 | Pio Pico Energy Center | IPP Non-CHP | CA | CTG2 | 107 | 97 | Natural Gas Fired Combustion Turbine | NG | GT | 9 | 2016 | (V) Under construction, more than 50 percent complete | SAN DIEGO | 32.5739 | -116.9178
56895 | Pio Pico Energy Center LLC | 57555 | Pio Pico Energy Center | IPP Non-CHP | CA | CTG3 | 107 | 97 | Natural Gas Fired Combustion Turbine | NG | GT | 9 | 2016 | (V) Under construction, more than 50 percent complete | SAN DIEGO | 32.5739 | -116.9178
59745 | First Solar Asset Management | 57859 | Moapa Southern Paiute | IPP Non-CHP | NV | 1 | 250 | 250 | Solar Photovoltaic | SUN | PV | 9 | 2016 | (V) Under construction, more than 50 percent complete | Clark | 36.5299 | -114.7703
58159 | Penn State University | 58194 | West Campus Steam Plant | Commercial CHP | PA | WC 4 | 2.9 | 0.6 | Conventional Steam Coal | BIT | ST | 9 | 2016 | (U) Under construction, less than or equal to 50 percent complete | Centre | 40.7928 | -77.8647
58159 | Penn State University | 58194 | West Campus Steam Plant | Commercial CHP | PA | WC 5 | 2.2 | 0.6 | Conventional Steam Coal | BIT | ST | 9 | 2016 | (U) Under construction, less than or equal to 50 percent complete | Centre | 40.7928 | -77.8647
11268 | City of Lowell - (MI) | 58254 | Chatham | Electric Utility | MI | CT02R | 3.6 | 3.2 | Natural Gas Fired Combustion Turbine | NG | GT | 9 | 2016 | (V) Under construction, more than 50 percent complete | Kent | 42.9344 | -85.3475
5701 | El Paso Electric Co | 58562 | Montana Power Station | Electric Utility | TX | GT-4 | 131.8 | 100 | Natural Gas Fired Combustion Turbine | NG | GT | 9 | 2016 | (V) Under construction, more than 50 percent complete | El Paso | 31.8239 | -106.2119
59138 | SunPower Corporation, Systems | 59249 | Rio Bravo Solar 1 LLC | IPP Non-CHP | CA | PV1 | 20 | 19.5 | Solar Photovoltaic | SUN | PV | 9 | 2016 | (U) Under construction, less than or equal to 50 percent complete | Kern | 35.4161 | -119.6825
59138 | SunPower Corporation, Systems | 59253 | Wildwood Solar II | IPP Non-CHP | CA | PV1 | 15 | 14.7 | Solar Photovoltaic | SUN | PV | 9 | 2016 | (U) Under construction, less than or equal to 50 percent complete | Kern | 35.63 | -119.5739
58468 | Dominion Renewable Energy | 59387 | Escalante Solar I, LLC | IPP Non-CHP | UT | ESCS1 | 80 | 80 | Solar Photovoltaic | SUN | PV | 9 | 2016 | (V) Under construction, more than 50 percent complete | Beaver | 38.5242 | -113.0339
58468 | Dominion Renewable Energy | 59388 | Escalante Solar II, LLC | IPP Non-CHP | UT | ESCS2 | 80 | 80 | Solar Photovoltaic | SUN | PV | 9 | 2016 | (V) Under construction, more than 50 percent complete | Beaver | 38.5008 | -113.03
60185 | Nicolis, LLC | 59600 | Nicolis Solar PV Plant | IPP Non-CHP | CA | GEN1 | 20 | 19 | Solar Photovoltaic | SUN | PV | 9 | 2016 | (V) Under construction, more than 50 percent complete | Tulare | 35.8358 | -119.0561
59474 | BQ Energy LLC | 59705 | Steel Sun | IPP Non-CHP | NY | SSUN2 | 2 | 2 | Solar Photovoltaic | SUN | PV | 9 | 2016 | (U) Under construction, less than or equal to 50 percent complete | Erie | 42.8128 | -78.8453
59600 | Mohave Sunrise Solar I, LLC | 59819 | Mohave Electric at Fort Mohave | IPP Non-CHP | AZ | PV2 | 11.8 | 11.8 | Solar Photovoltaic | SUN | PV | 9 | 2016 | (U) Under construction, less than or equal to 50 percent complete | Mohave | 34.9843 | -114.5565
59605 | South Louisburg Solar LLC | 59825 | South Louisburg Solar | IPP Non-CHP | NC | 5MWPV | 5 | 5 | Solar Photovoltaic | SUN | PV | 9 | 2016 | (V) Under construction, more than 50 percent complete | Franklin | 36.057 | -78.308
7140 | Georgia Power Co | 59863 | Fort Gordon Solar Facility | Electric Utility | GA | 1 | 30 | 30 | Solar Photovoltaic | SUN | PV | 9 | 2016 | (U) Under construction, less than or equal to 50 percent complete | Richmond | 33.3866 | -82.1401
7140 | Georgia Power Co | 59865 | Fort Stewart Solar Facility | Electric Utility | GA | 1 | 30 | 30 | Solar Photovoltaic | SUN | PV | 9 | 2016 | (U) Under construction, less than or equal to 50 percent complete | Liberty | 31.9047 | -81.5954
59662 | Riverside Fuel Cell, LLC | 59877 | Riverside RWQCP Fuel Cell | Commercial CHP | CA | MB20 | 1.4 | 1.4 | Other Waste Biomass | OBG | FC | 9 | 2016 | (V) Under construction, more than 50 percent complete | Riverside | 33.9617 | -117.4559
59682 | Pollocksville Solar LLC | 59917 | Pollocksville Solar | IPP Non-CHP | NC | 5MWPV | 5 | 5 | Solar Photovoltaic | SUN | PV | 9 | 2016 | (T) Regulatory approvals received. Not under construction | Jones | 34.998 | -77.219
59680 | Lillington Solar LLC | 59921 | Lillington Solar | IPP Non-CHP | NC | 5MWPV | 5 | 5 | Solar Photovoltaic | SUN | PV | 9 | 2016 | (T) Regulatory approvals received. Not under construction | Harnett | 35.368 | -78.801
59731 | Windham Solar LLC | 59991 | Lebanon Solar 1 | IPP Non-CHP | CT | LEB1 | 2 | 2 | Solar Photovoltaic | SUN | PV | 9 | 2016 | (U) Under construction, less than or equal to 50 percent complete | New London | 41.6546 | -72.1621
59731 | Windham Solar LLC | 59992 | Lebanon Solar 2 | IPP Non-CHP | CT | LEB2 | 2 | 2 | Solar Photovoltaic | SUN | PV | 9 | 2016 | (U) Under construction, less than or equal to 50 percent complete | New London | 41.654 | -72.1602
59790 | River Bend Solar, LLC | 60058 | River Bend Solar, LLC | IPP Non-CHP | AL | RVRBN | 75 | 75 | Solar Photovoltaic | SUN | PV | 9 | 2016 | (V) Under construction, more than 50 percent complete | Lauderdale | 34.8315 | -87.8422
59802 | Live Oak Solar, LLC | 60063 | Live Oak Solar, LLC | IPP Non-CHP | GA | LVEOK | 51 | 51 | Solar Photovoltaic | SUN | PV | 9 | 2016 | (U) Under construction, less than or equal to 50 percent complete | Candler | 32.4238 | -82.1028
59806 | Grand View PV Solar Two, LLC | 60068 | Grand View Solar Two | IPP Non-CHP | ID | GVS2 | 60 | 60 | Solar Photovoltaic | SUN | PV | 9 | 2016 | (U) Under construction, less than or equal to 50 percent complete | Elmore | 42.9896 | -116.0934
59806 | Grand View PV Solar Two, LLC | 60068 | Grand View Solar Two | IPP Non-CHP | ID | GVS5 | 20 | 20 | Solar Photovoltaic | SUN | PV | 9 | 2016 | (U) Under construction, less than or equal to 50 percent complete | Elmore | 42.9896 | -116.0934
56769 | Consolidated Edison Development Inc. | 60081 | CED Ducor 4 | IPP Non-CHP | CA | DU4CA | 20 | 20 | Solar Photovoltaic | SUN | PV | 9 | 2016 | (U) Under construction, less than or equal to 50 percent complete | Tulare | 35.8504 | -119.027
57313 | SolarCity Corporation | 60085 | AVS Lancaster 1 | IPP Non-CHP | CA | PV1 | 3.7 | 3.7 | Solar Photovoltaic | SUN | PV | 9 | 2016 | (TS) Construction complete, but not yet in commercial operation | Los Angeles | 34.7489 | -117.9736
57313 | SolarCity Corporation | 60086 | US-TOPCO (Soccer Center) | IPP Non-CHP | CA | PV1 | 3 | 3 | Solar Photovoltaic | SUN | PV | 9 | 2016 | (TS) Construction complete, but not yet in commercial operation | Los Angeles | 34.6607 | -118.0812
59840 | Wallace Solar 2 LLC | 60090 | Wallace Solar 2 | IPP Non-CHP | NC | 2MWPV | 1.9 | 1.9 | Solar Photovoltaic | SUN | PV | 9 | 2016 | (T) Regulatory approvals received. Not under construction | Duplin | 34.743 | -78.005
59843 | Blythe Solar II, LLC | 60092 | Blythe Solar II, LLC | IPP Non-CHP | CA | BLCK6 | 32 | 32 | Solar Photovoltaic | SUN | PV | 9 | 2016 | (V) Under construction, more than 50 percent complete | Riverside | 33.68 | -114.73
4254 | Consumers Energy Co | 60117 | Western Michigan Solar Gardens | Electric Utility | MI | 1 | 1 | 1 | Solar Photovoltaic | SUN | PV | 9 | 2016 | (V) Under construction, more than 50 percent complete | Kalamazoo | 42.2525 | -85.6427
58695 | Coronal Development Services | 60199 | County Home Solar Center, LLC | IPP Non-CHP | NC | CHSC1 | 2 | 2 | Solar Photovoltaic | SUN | PV | 9 | 2016 | (V) Under construction, more than 50 percent complete | Cleveland | 35.2633 | -81.5087
59997 | Customized Energy Solutions | 60216 | ESS Lewes | IPP Non-CHP | DE | ESSLS | 8 | 8 | Batteries | MWH | BA | 9 | 2016 | (T) Regulatory approvals received. Not under construction | Sussex | 38.7711 | -75.1375
57313 | SolarCity Corporation | 60225 | Connecticut Municipal Electric Energy Co | IPP Non-CHP | CT | PV1 | 2.5 | 2.5 | Solar Photovoltaic | SUN | PV | 9 | 2016 | (TS) Construction complete, but not yet in commercial operation | New London | 41.5706 | -72.1586
57313 | SolarCity Corporation | 60228 | Connecticut Municipal Electric Energy Co | IPP Non-CHP | CT | PV1 | 1 | 1 | Solar Photovoltaic | SUN | PV | 9 | 2016 | (TS) Construction complete, but not yet in commercial operation | New London | 41.5383 | -72.1225
59050 | Algonquin Power Co | 60242 | Algonquin SKIC 10 Solar, LLC | IPP Non-CHP | CA | SKI10 | 10 | 10 | Solar Photovoltaic | SUN | PV | 9 | 2016 | (U) Under construction, less than or equal to 50 percent complete | Kern | 35.1261 | -119.2434
60045 | Stainback Solar Farm, LLC | 60257 | Stainback Solar Farm | IPP Non-CHP | NC | INV1 | 5 | 5 | Solar Photovoltaic | SUN | PV | 9 | 2016 | (V) Under construction, more than 50 percent complete | Vance | 36.3953 | -78.3283
60060 | SR Mavericks, LLC | 60283 | SR Mavericks | IPP Non-CHP | CO | MVRKS | 6.5 | 6.5 | Solar Photovoltaic | SUN | PV | 9 | 2016 | (T) Regulatory approvals received. Not under construction | Weld | 40.23 | -105.03
58695 | Coronal Development Services | 60330 | Grove Solar Center, LLC | IPP Non-CHP | OR | GSC1 | 6 | 6 | Solar Photovoltaic | SUN | PV | 9 | 2016 | (T) Regulatory approvals received. Not under construction | Malheur | 43.9367 | -117.3812
58695 | Coronal Development Services | 60332 | Open Range Solar Center, LLC | IPP Non-CHP | OR | ORSC1 | 10 | 10 | Solar Photovoltaic | SUN | PV | 9 | 2016 | (T) Regulatory approvals received. Not under construction | Malheur | 43.7968 | -117.0653
60129 | Horse Creek Wind, LLC | 60339 | Horse Creek Wind Farm | IPP Non-CHP | TX | HCWF | 230 | 230 | Onshore Wind Turbine | WND | WT | 9 | 2016 | (U) Under construction, less than or equal to 50 percent complete | Haskell | 33.35 | -99.54
12341 | MidAmerican Energy Co | 60342 | Ida Grove Wind | Electric Utility | IA | IGWF5 | 40.4 | 40.4 | Onshore Wind Turbine | WND | WT | 9 | 2016 | (U) Under construction, less than or equal to 50 percent complete | Ida | 42.3557 | -95.4204
60142 | Wortham Solar Farm, LLC | 60361 | Wortham Solar Farm | IPP Non-CHP | NC | INV1 | 5 | 5 | Solar Photovoltaic | SUN | PV | 9 | 2016 | (V) Under construction, more than 50 percent complete | Vance | 36.3525 | -78.3763
60209 | Roswell Solar, LLC | 60406 | Roswell Solar, LLC | IPP Non-CHP | NM | RSPV | 70 | 70 | Solar Photovoltaic | SUN | PV | 9 | 2016 | (U) Under construction, less than or equal to 50 percent complete | Chaves | 33.4529 | -104.4611
25438 | Friant Power Authority | 50393 | Friant Hydro Facility | IPP Non-CHP | CA | RO2 | 6.9 | 9 | Conventional Hydroelectric | WAT | HY | 10 | 2016 | (U) Under construction, less than or equal to 50 percent complete | Fresno | 36.9977 | -119.7035
4361 | Ingredion Inc - Stockton | 52115 | Ingredion Stockton | Industrial CHP | CA | GEN2 | 7.2 | 6.5 | Natural Gas Fired Combustion Turbine | NG | GT | 10 | 2016 | (V) Under construction, more than 50 percent complete | SAN JOAQUIN | 37.9128 | -121.2614
55932 | Georgia-Pacific Brewton LLC | 54789 | Georgia-Pacific Brewton Mill | Industrial CHP | AL | 4TG | 75 | 62 | Wood/Wood Waste Biomass | BLQ | ST | 10 | 2016 | (V) Under construction, more than 50 percent complete | Escambia | 31.077 | -87.1116
40577 | American Mun Power-Ohio, Inc | 57400 | Smithland Hydroelectric Plant | Electric Utility | KY | SG1 | 25.3 | 25.3 | Conventional Hydroelectric | WAT | HY | 10 | 2016 | (V) Under construction, more than 50 percent complete | Livingston | 37.1696 | -88.4195
1307 | Basin Electric Power Coop | 57881 | Pioneer Generating Station | Electric Utility | ND | 11 | 9.3 | 9.3 | Natural Gas Internal Combustion Engine | NG | IC | 10 | 2016 | (V) Under construction, more than 50 percent complete | Williams | 48.2325 | -103.9528
1307 | Basin Electric Power Coop | 57881 | Pioneer Generating Station | Electric Utility | ND | 12 | 9.3 | 9.3 | Natural Gas Internal Combustion Engine | NG | IC | 10 | 2016 | (V) Under construction, more than 50 percent complete | Williams | 48.2325 | -103.9528
1307 | Basin Electric Power Coop | 57881 | Pioneer Generating Station | Electric Utility | ND | 13 | 9.3 | 9.3 | Natural Gas Internal Combustion Engine | NG | IC | 10 | 2016 | (V) Under construction, more than 50 percent complete | Williams | 48.2325 | -103.9528
1307 | Basin Electric Power Coop | 57881 | Pioneer Generating Station | Electric Utility | ND | 14 | 9.3 | 9.3 | Natural Gas Internal Combustion Engine | NG | IC | 10 | 2016 | (V) Under construction, more than 50 percent complete | Williams | 48.2325 | -103.9528
1307 | Basin Electric Power Coop | 57881 | Pioneer Generating Station | Electric Utility | ND | 15 | 9.3 | 9.3 | Natural Gas Internal Combustion Engine | NG | IC | 10 | 2016 | (V) Under construction, more than 50 percent complete | Williams | 48.2325 | -103.9528
1307 | Basin Electric Power Coop | 57881 | Pioneer Generating Station | Electric Utility | ND | 16 | 9.3 | 9.3 | Natural Gas Internal Combustion Engine | NG | IC | 10 | 2016 | (V) Under construction, more than 50 percent complete | Williams | 48.2325 | -103.9528
1307 | Basin Electric Power Coop | 57881 | Pioneer Generating Station | Electric Utility | ND | 17 | 9.3 | 9.3 | Natural Gas Internal Combustion Engine | NG | IC | 10 | 2016 | (V) Under construction, more than 50 percent complete | Williams | 48.2325 | -103.9528
1307 | Basin Electric Power Coop | 57881 | Pioneer Generating Station | Electric Utility | ND | 18 | 9.3 | 9.3 | Natural Gas Internal Combustion Engine | NG | IC | 10 | 2016 | (V) Under construction, more than 50 percent complete | Williams | 48.2325 | -103.9528
1307 | Basin Electric Power Coop | 57881 | Pioneer Generating Station | Electric Utility | ND | 19 | 9.3 | 9.3 | Natural Gas Internal Combustion Engine | NG | IC | 10 | 2016 | (V) Under construction, more than 50 percent complete | Williams | 48.2325 | -103.9528
1307 | Basin Electric Power Coop | 57881 | Pioneer Generating Station | Electric Utility | ND | 20 | 9.3 | 9.3 | Natural Gas Internal Combustion Engine | NG | IC | 10 | 2016 | (V) Under construction, more than 50 percent complete | Williams | 48.2325 | -103.9528
1307 | Basin Electric Power Coop | 57881 | Pioneer Generating Station | Electric Utility | ND | 21 | 9.3 | 9.3 | Natural Gas Internal Combustion Engine | NG | IC | 10 | 2016 | (V) Under construction, more than 50 percent complete | Williams | 48.2325 | -103.9528
1307 | Basin Electric Power Coop | 57881 | Pioneer Generating Station | Electric Utility | ND | 22 | 9.3 | 9.3 | Natural Gas Internal Combustion Engine | NG | IC | 10 | 2016 | (V) Under construction, more than 50 percent complete | Williams | 48.2325 | -103.9528
1307 | Basin Electric Power Coop | 57943 | Lonesome Creek Station | Electric Utility | ND | 04 | 60.5 | 40 | Natural Gas Fired Combustion Turbine | NG | GT | 10 | 2016 | (TS) Construction complete, but not yet in commercial operation | McKenzie | 47.7967 | -103.5786
1307 | Basin Electric Power Coop | 57943 | Lonesome Creek Station | Electric Utility | ND | 05 | 60.5 | 40 | Natural Gas Fired Combustion Turbine | NG | GT | 10 | 2016 | (TS) Construction complete, but not yet in commercial operation | McKenzie | 47.7967 | -103.5786
58661 | Sustainable Power Group, LLC | 58627 | Western Antelope Dry Ranch | IPP Non-CHP | CA | WADR | 10 | 10 | Solar Photovoltaic | SUN | PV | 10 | 2016 | (U) Under construction, less than or equal to 50 percent complete | Los Angeles | 34.6889 | -118.3203
49893 | Invenergy Services LLC | 58766 | Wake Wind Energy Center | IPP Non-CHP | TX | 1 | 129.5 | 129.5 | Onshore Wind Turbine | WND | WT | 10 | 2016 | (U) Under construction, less than or equal to 50 percent complete | Crosby | 33.825 | -101.0997
49893 | Invenergy Services LLC | 58766 | Wake Wind Energy Center | IPP Non-CHP | TX | 2 | 109.2 | 109.2 | Onshore Wind Turbine | WND | WT | 10 | 2016 | (U) Under construction, less than or equal to 50 percent complete | Crosby | 33.825 | -101.0997
49893 | Invenergy Services LLC | 58766 | Wake Wind Energy Center | IPP Non-CHP | TX | 3 | 61.1 | 61.1 | Onshore Wind Turbine | WND | WT | 10 | 2016 | (U) Under construction, less than or equal to 50 percent complete | Crosby | 33.825 | -101.0997
58680 | Ayrshire Holdings, LLC | 58792 | Ayrshire | IPP Non-CHP | NC | PV1 | 19.4 | 19.4 | Solar Photovoltaic | SUN | PV | 10 | 2016 | (V) Under construction, more than 50 percent complete | Cleveland | 35.2831 | -81.6153
58838 | Parrey, LLC | 58975 | Henrietta Solar Project | IPP Non-CHP | CA | PV1 | 102 | 102 | Solar Photovoltaic | SUN | PV | 10 | 2016 | (V) Under construction, more than 50 percent complete | Kings | 36.2188 | -119.8058
58849 | Mariah del Este LLC | 59005 | Mariah North | IPP Non-CHP | TX | MAR1 | 230.4 | 230.4 | Onshore Wind Turbine | WND | WT | 10 | 2016 | (U) Under construction, less than or equal to 50 percent complete | Parmer | 34.6675 | -102.5778
58887 | Michelangelo Wind 3 LLC | 59053 | Michelangelo Wind 3 LLC | IPP Non-CHP | IA | WT1 | 3 | 3 | Onshore Wind Turbine | WND | WT | 10 | 2016 | (U) Under construction, less than or equal to 50 percent complete | Story | 42.019 | -93.514
57421 | BayWa r.e Wind LLC | 59076 | Chopin Wind LLC | IPP Non-CHP | OR | WT1 | 10 | 10 | Onshore Wind Turbine | WND | WT | 10 | 2016 | (U) Under construction, less than or equal to 50 percent complete | Umatilla | 45.88 | -118.4633
59017 | Optimum Wind 5 LLC | 59223 | Optimum Wind 5 LLC | IPP Non-CHP | IA | WT1 | 3 | 3 | Onshore Wind Turbine | WND | WT | 10 | 2016 | (U) Under construction, less than or equal to 50 percent complete | Story | 42.014 | -93.5181
59018 | Optimum Wind 6 LLC | 59224 | Optimum Wind 6 LLC | IPP Non-CHP | IA | WT1 | 3 | 3 | Onshore Wind Turbine | WND | WT | 10 | 2016 | (U) Under construction, less than or equal to 50 percent complete | Story | 42.0069 | -93.5236
59019 | Optimum Wind 7 LLC | 59225 | Optimum Wind 7 LLC | IPP Non-CHP | IA | WT1 | 3 | 3 | Onshore Wind Turbine | WND | WT | 10 | 2016 | (U) Under construction, less than or equal to 50 percent complete | Story | 42.0283 | -93.4303
59024 | Optimum Wind 4 LLC | 59226 | Optimum Wind 4 LLC | IPP Non-CHP | IA | WT1 | 3 | 3 | Onshore Wind Turbine | WND | WT | 10 | 2016 | (U) Under construction, less than or equal to 50 percent complete | Story | 42.0164 | -93.5158
59025 | Optimum Wind 3 LLC | 59227 | Optimum Wind 3 LLC | IPP Non-CHP | IA | WT1 | 3 | 3 | Onshore Wind Turbine | WND | WT | 10 | 2016 | (U) Under construction, less than or equal to 50 percent complete | Story | 42.0192 | -93.5136
59022 | Leonardo Wind 1 LLC | 59228 | Leonardo Wind 1 LLC | IPP Non-CHP | IA | WT1 | 3 | 3 | Onshore Wind Turbine | WND | WT | 10 | 2016 | (U) Under construction, less than or equal to 50 percent complete | Hardin | 42.4981 | -93.3678
59021 | Venus Wind 3 LLC | 59230 | Venus Wind 3 LLC | IPP Non-CHP | IA | WT1 | 3 | 3 | Onshore Wind Turbine | WND | WT | 10 | 2016 | (U) Under construction, less than or equal to 50 percent complete | Poweshiek | 41.7419 | -92.6722
59026 | Michelangelo Wind 1 LLC | 59231 | Michelangelo Wind 1 LLC | IPP Non-CHP | IA | WT1 | 3 | 3 | Onshore Wind Turbine | WND | WT | 10 | 2016 | (U) Under construction, less than or equal to 50 percent complete | Story | 41.881 | -93.6231
59027 | Michelangelo Wind 4 LLC | 59232 | Michelangelo Wind 4 LLC | IPP Non-CHP | IA | WT1 | 3 | 3 | Onshore Wind Turbine | WND | WT | 10 | 2016 | (U) Under construction, less than or equal to 50 percent complete | Boone | 41.978 | -93.7006
58661 | Sustainable Power Group, LLC | 59317 | Hecate Energy Beacon Solar 4 | IPP Non-CHP | CA | BEAC4 | 50 | 50 | Solar Photovoltaic | SUN | PV | 10 | 2016 | (U) Under construction, less than or equal to 50 percent complete | Kern | 35.2536 | -118.0269
9324 | Indiana Michigan Power Co | 59853 | Watervliet PV | Electric Utility | MI | WVPV1 | 4.6 | 4.6 | Solar Photovoltaic | SUN | PV | 10 | 2016 | (U) Under construction, less than or equal to 50 percent complete | Berrien | 42.19 | -86.23
17650 | Southern Power Co | 59896 | Butler Solar Project 103 | IPP Non-CHP | GA | 1 | 103 | 103 | Solar Photovoltaic | SUN | PV | 10 | 2016 | (U) Under construction, less than or equal to 50 percent complete | Taylor | 32.5619 | -84.2758
59668 | Mount Olive Solar LLC | 59908 | Mount Olive Solar | IPP Non-CHP | NC | 2MWPV | 2 | 2 | Solar Photovoltaic | SUN | PV | 10 | 2016 | (T) Regulatory approvals received. Not under construction | Wayne | 35.18 | -78.098
17650 | Southern Power Co | 59939 | RE Tranquillity | IPP Non-CHP | CA | TQ | 205.3 | 205.3 | Solar Photovoltaic | SUN | PV | 10 | 2016 | (V) Under construction, more than 50 percent complete | Fresno | 36.5814 | -120.4045
59727 | RE Astoria LLC | 59976 | RE Astoria | IPP Non-CHP | CA | ASTR1 | 100 | 100 | Solar Photovoltaic | SUN | PV | 10 | 2016 | (V) Under construction, more than 50 percent complete | Kern | 34.8442 | -118.4585
59728 | RE Astoria 2 LLC | 59977 | RE Astoria 2 | IPP Non-CHP | CA | ASTR2 | 75 | 75 | Solar Photovoltaic | SUN | PV | 10 | 2016 | (T) Regulatory approvals received. Not under construction | Kern | 34.8366 | -118.4802
9267 | Hoosier Energy R E C, Inc | 59983 | New Haven Solar RES | Electric Utility | IN | PV1 | 1.1 | 1.1 | Solar Photovoltaic | SUN | PV | 10 | 2016 | (T) Regulatory approvals received. Not under construction | Spencer | 38.1941 | -86.9889
9267 | Hoosier Energy R E C, Inc | 59985 | Ellettsville Solar RES | Electric Utility | IN | PV1 | 1.1 | 1.1 | Solar Photovoltaic | SUN | PV | 10 | 2016 | (T) Regulatory approvals received. Not under construction | Monroe | 39.2548 | -86.6568
9267 | Hoosier Energy R E C, Inc | 59986 | Henryville Solar RES | Electric Utility | IN | PV1 | 1.1 | 1.1 | Solar Photovoltaic | SUN | PV | 10 | 2016 | (T) Regulatory approvals received. Not under construction | Clark | 38.5955 | -85.7773
9267 | Hoosier Energy R E C, Inc | 59990 | Johnson Co. Solar RES | Electric Utility | IN | PV1 | 1.1 | 1.1 | Solar Photovoltaic | SUN | PV | 10 | 2016 | (T) Regulatory approvals received. Not under construction | Johnson | 39.518 | -86.0684
17650 | Southern Power Co | 59994 | RE Roserock | IPP Non-CHP | TX | ROSEK | 160 | 160 | Solar Photovoltaic | SUN | PV | 10 | 2016 | (U) Under construction, less than or equal to 50 percent complete | Pecos | 30.9602 | -103.3067
59826 | Syncarpha Bondsville, LLC | 60076 | Palmer Landfill | IPP Non-CHP | MA | SYNPL | 4 | 4 | Solar Photovoltaic | SUN | PV | 10 | 2016 | (T) Regulatory approvals received. Not under construction | Hampden | 42.2166 | -72.3155
59843 | Blythe Solar II, LLC | 60092 | Blythe Solar II, LLC | IPP Non-CHP | CA | BLCK7 | 32.1 | 32.1 | Solar Photovoltaic | SUN | PV | 10 | 2016 | (U) Under construction, less than or equal to 50 percent complete | Riverside | 33.68 | -114.73
58468 | Dominion Renewable Energy | 60127 | Eastern Shore Solar, LLC | IPP Non-CHP | VA | PV1 | 80 | 80 | Solar Photovoltaic | SUN | PV | 10 | 2016 | (V) Under construction, more than 50 percent complete | Accomack | 37.9439 | -75.5696
58661 | Sustainable Power Group, LLC | 60187 | Antelope DSR 2 | IPP Non-CHP | CA | DSR2 | 5 | 5 | Solar Photovoltaic | SUN | PV | 10 | 2016 | (U) Under construction, less than or equal to 50 percent complete | Los Angeles | 34.6869 | -118.3117
9234 | Indiana Municipal Power Agency | 60253 | IMPA Anderson Solar Park | Electric Utility | IN | SANDE | 5 | 5 | Solar Photovoltaic | SUN | PV | 10 | 2016 | (L) Regulatory approvals pending. Not under construction | Madison | 40.0516 | -85.7371
60094 | Clinton Battery Utility, LLC | 60297 | Clinton Battery | IPP Non-CHP | OH | 1 | 10 | 10 | Batteries | MWH | BA | 10 | 2016 | (U) Under construction, less than or equal to 50 percent complete | Clinton | 39.2959 | -83.9608
12341 | MidAmerican Energy Co | 60326 | O'Brien Wind | Electric Utility | IA | OBWF6 | 33.7 | 33.7 | Onshore Wind Turbine | WND | WT | 10 | 2016 | (U) Under construction, less than or equal to 50 percent complete | O'Brien | 43.2004 | -95.6243
58695 | Coronal Development Services | 60331 | Hyline Solar Center, LLC | IPP Non-CHP | OR | HSC1 | 9 | 9 | Solar Photovoltaic | SUN | PV | 10 | 2016 | (T) Regulatory approvals received. Not under construction | Malheur | 44.1513 | -117.0001
58695 | Coronal Development Services | 60335 | Vale Air Solar Center, LLC | IPP Non-CHP | OR | VASC1 | 10 | 10 | Solar Photovoltaic | SUN | PV | 10 | 2016 | (T) Regulatory approvals received. Not under construction | Malheur | 43.965 | -117.2581
60128 | Electra Wind, LLC | 60338 | Electra Wind Farm | IPP Non-CHP | TX | EWF | 230 | 230 | Onshore Wind Turbine | WND | WT | 10 | 2016 | (U) Under construction, less than or equal to 50 percent complete | Wilbarger | 34.1029 | -99.1187
12341 | MidAmerican Energy Co | 60342 | Ida Grove Wind | Electric Utility | IA | IGWF6 | 40.4 | 40.4 | Onshore Wind Turbine | WND | WT | 10 | 2016 | (U) Under construction, less than or equal to 50 percent complete | Ida | 42.3557 | -95.4204
60143 | Bison Solar LLC | 60351 | Bison Solar LLC | IPP Non-CHP | CO | BSPV1 | 30 | 30 | Solar Photovoltaic | SUN | PV | 10 | 2016 | (U) Under construction, less than or equal to 50 percent complete | Larimer | 40.8638 | -105.0111
60148 | Brady Wind, LLC | 60355 | Brady Wind Energy Center | IPP Non-CHP | ND | BWEC1 | 150 | 150 | Onshore Wind Turbine | WND | WT | 10 | 2016 | (U) Under construction, less than or equal to 50 percent complete | Stark | 46.6465 | -102.7651
60154 | White Street Renewables LLC | 60364 | White Street Renewables | IPP Non-CHP | NC | WSLFG | 1.6 | 1.6 | Landfill Gas | LFG | IC | 10 | 2016 | (T) Regulatory approvals received. Not under construction | Guilford | 36.1045 | -79.7236
60154 | White Street Renewables LLC | 60364 | White Street Renewables | IPP Non-CHP | NC | WSPV | 3.4 | 3.4 | Solar Photovoltaic | SUN | PV | 10 | 2016 | (T) Regulatory approvals received. Not under construction | Guilford | 36.1045 | -79.7236
60195 | Groton Fuel Cell 1, LLC | 60392 | Pfizer Groton Fuel Cell | IPP CHP | CT | MM-24 | 2.8 | 2.8 | Other Natural Gas | NG | FC | 10 | 2016 | (T) Regulatory approvals received. Not under construction | New London | 41.3339 | -72.0711
60195 | Groton Fuel Cell 1, LLC | 60392 | Pfizer Groton Fuel Cell | IPP CHP | CT | MM-25 | 2.8 | 2.8 | Other Natural Gas | NG | FC | 10 | 2016 | (T) Regulatory approvals received. Not under construction | New London | 41.3339 | -72.0711
40577 | American Mun Power-Ohio, Inc | 57400 | Smithland Hydroelectric Plant | Electric Utility | KY | SG2 | 25.3 | 25.3 | Conventional Hydroelectric | WAT | HY | 11 | 2016 | (V) Under construction, more than 50 percent complete | Livingston | 37.1696 | -88.4195
40577 | American Mun Power-Ohio, Inc | 57400 | Smithland Hydroelectric Plant | Electric Utility | KY | SG3 | 25.3 | 25.3 | Conventional Hydroelectric | WAT | HY | 11 | 2016 | (V) Under construction, more than 50 percent complete | Livingston | 37.1696 | -88.4195
57406 | Deepwater Wind Block Island LLC | 58035 | Block Island Wind Farm | IPP Non-CHP | RI | BIWF | 30 | 29.3 | Offshore Wind Turbine | WND | WS | 11 | 2016 | (V) Under construction, more than 50 percent complete | Washington | 41.1147 | -71.5211
19547 | Hawaiian Electric Co Inc | 58469 | HNL Emergency Power Facility | Electric Utility | HI | AP1 | 2.5 | 2.5 | Other Waste Biomass | OBL | IC | 11 | 2016 | (V) Under construction, more than 50 percent complete | Honolulu | 21.3364 | -157.9194
19547 | Hawaiian Electric Co Inc | 58469 | HNL Emergency Power Facility | Electric Utility | HI | AP2 | 2.5 | 2.5 | Other Waste Biomass | OBL | IC | 11 | 2016 | (V) Under construction, more than 50 percent complete | Honolulu | 21.3364 | -157.9194
19547 | Hawaiian Electric Co Inc | 58469 | HNL Emergency Power Facility | Electric Utility | HI | AP3 | 2.5 | 2.5 | Other Waste Biomass | OBL | IC | 11 | 2016 | (V) Under construction, more than 50 percent complete | Honolulu | 21.3364 | -157.9194
19547 | Hawaiian Electric Co Inc | 58469 | HNL Emergency Power Facility | Electric Utility | HI | AP4 | 2.5 | 2.5 | Other Waste Biomass | OBL | IC | 11 | 2016 | (V) Under construction, more than 50 percent complete | Honolulu | 21.3364 | -157.9194
24211 | Tucson Electric Power Co | 58972 | Fort Huachuca Solar PV Project | Electric Utility | AZ | FHUA2 | 4.1 | 4.1 | Solar Photovoltaic | SUN | PV | 11 | 2016 | (V) Under construction, more than 50 percent complete | Cochise | 31.5553 | -110.35
8723 | City of Holland | 59093 | Holland Energy Park | Electric Utility | MI | 10 | 53.1 | 43.1 | Natural Gas Fired Combined Cycle | NG | CT | 11 | 2016 | (V) Under construction, more than 50 percent complete | Ottawa | 42.7925 | -86.0922
8723 | City of Holland | 59093 | Holland Energy Park | Electric Utility | MI | 11 | 53.1 | 43.1 | Natural Gas Fired Combined Cycle | NG | CT | 11 | 2016 | (V) Under construction, more than 50 percent complete | Ottawa | 42.7925 | -86.0922
8723 | City of Holland | 59093 | Holland Energy Park | Electric Utility | MI | 12 | 43.2 | 40.9 | Natural Gas Fired Combined Cycle | NG | CA | 11 | 2016 | (V) Under construction, more than 50 percent complete | Ottawa | 42.7925 | -86.0922
59007 | Clipperton Holdings LLC | 59213 | Clipperton Holdings | IPP Non-CHP | NC | PV1 | 5 | 5 | Solar Photovoltaic | SUN | PV | 11 | 2016 | (L) Regulatory approvals pending. Not under construction | Sampson | 34.9669 | -78.3544
59011 | Tiburon Holdings | 59217 | Tiburon Holdings | IPP Non-CHP | NC | PV1 | 5 | 5 | Solar Photovoltaic | SUN | PV | 11 | 2016 | (L) Regulatory approvals pending. Not under construction | Davie | 35.9033 | -80.4169
59446 | Innovative Solar 55, LLC | 59676 | Innovative Solar 55 | IPP Non-CHP | NC | IS044 | 6.5 | 6.5 | Solar Photovoltaic | SUN | PV | 11 | 2016 | (T) Regulatory approvals received. Not under construction | Robeson | 34.695 | -79.216
55918 | Acciona Wind Energy USA LLC | 59712 | San Roman Wind I, LLC | IPP Non-CHP | TX | SRWI | 95.3 | 95.3 | Onshore Wind Turbine | WND | WT | 11 | 2016 | (L) Regulatory approvals pending. Not under construction | Cameron | 26.126 | -97.3776
59520 | BWC Origination 5, LLC | 59753 | BlueWave Capital-Mattapoisett (SREC II) | IPP Non-CHP | MA | 1 | 4.5 | 4.5 | Solar Photovoltaic | SUN | PV | 11 | 2016 | (T) Regulatory approvals received. Not under construction | Plymouth | 41.6943 | -70.8311
213 | Alaska Electric Light&Power Co | 59793 | Industrial Plant | Electric Utility | AK | 15 | 25 | 25 | Petroleum Liquids | DFO | GT | 11 | 2016 | (U) Under construction, less than or equal to 50 percent complete | Juneau | 58.3676 | -134.608
59634 | North Star Solar PV LLC | 59852 | North Star Solar Project | IPP Non-CHP | MN | NSSP1 | 100 | 100 | Solar Photovoltaic | SUN | PV | 11 | 2016 | (U) Under construction, less than or equal to 50 percent complete | Chisago | 45.47 | -92.91
58695 | Coronal Development Services | 59912 | Freemont Solar Center LLC | IPP Non-CHP | NC | FREE | 5 | 5 | Solar Photovoltaic | SUN | PV | 11 | 2016 | (V) Under construction, more than 50 percent complete | Lincoln | 35.4276 | -80.9972
58871 | Citizens Enterprises Corporation | 59927 | Hunt Road Solar | IPP Non-CHP | MA | PV1 | 4.5 | 4.5 | Solar Photovoltaic | SUN | PV | 11 | 2016 | (T) Regulatory approvals received. Not under construction | Essex | 42.8298 | -70.9602
58661 | Sustainable Power Group, LLC | 59961 | Western Antelope Blue Sky B | IPP Non-CHP | CA | WABSB | 20 | 20 | Solar Photovoltaic | SUN | PV | 11 | 2016 | (L) Regulatory approvals pending. Not under construction | Los Angeles | 34.7321 | -118.3136
6452 | Florida Power & Light Co | 59993 | Babcock Solar Energy Center | Electric Utility | FL | 1 | 74.5 | 74.5 | Solar Photovoltaic | SUN | PV | 11 | 2016 | (V) Under construction, more than 50 percent complete | Charlotte | 26.8616 | -81.751
58970 | Ecoplexus, Inc | 60000 | Turkey Creek PV1 | IPP Non-CHP | NC | TRKCK | 13.5 | 13.5 | Solar Photovoltaic | SUN | PV | 11 | 2016 | (T) Regulatory approvals received. Not under construction | Northampton | 36.4414 | -77.1356
17470 | PUD 1 of Snohomish County | 60021 | MESA 2 | Electric Utility | WA | MESA2 | 2.4 | 2.4 | Batteries | MWH | BA | 11 | 2016 | (U) Under construction, less than or equal to 50 percent complete | Snohomish | 47.9727 | -122.1987
6452 | Florida Power & Light Co | 60061 | Citrus Solar Energy Center | Electric Utility | FL | 1 | 74.5 | 74.5 | Solar Photovoltaic | SUN | PV | 11 | 2016 | (V) Under construction, more than 50 percent complete | DeSoto | 27.3209 | -81.8069
58658 | Sunlight Partners | 60139 | Alexis Solar | IPP Non-CHP | NC | PV1 | 5 | 5 | Solar Photovoltaic | SUN | PV | 11 | 2016 | (L) Regulatory approvals pending. Not under construction | Lenoir | 35.3279 | -77.6609
58658 | Sunlight Partners | 60140 | Brooke Solar | IPP Non-CHP | NC | PV1 | 4.5 | 4.5 | Solar Photovoltaic | SUN | PV | 11 | 2016 | (L) Regulatory approvals pending. Not under construction | Vance | 36.2443 | -78.3772
58658 | Sunlight Partners | 60141 | Izia Solar | IPP Non-CHP | NC | PV1 | 5 | 5 | Solar Photovoltaic | SUN | PV | 11 | 2016 | (L) Regulatory approvals pending. Not under construction | Vance | 36.2743 | -78.3625
59941 | Innovative Solar 43, LLC | 60149 | Innovative Solar 43, LLC | IPP Non-CHP | NC | FLS1 | 50.8 | 50.8 | Solar Photovoltaic | SUN | PV | 11 | 2016 | (U) Under construction, less than or equal to 50 percent complete | Bladen | 34.53 | -78.3048
58658 | Sunlight Partners | 60155 | Signature Solar | IPP Non-CHP | NC | PV1 | 5 | 5 | Solar Photovoltaic | SUN | PV | 11 | 2016 | (T) Regulatory approvals received. Not under construction | Johnston | 35.458 | -78.2046
58658 | Sunlight Partners | 60158 | June Solar | IPP Non-CHP | NC | PV1 | 2 | 2 | Solar Photovoltaic | SUN | PV | 11 | 2016 | (L) Regulatory approvals pending. Not under construction | Columbus | 34.3047 | -78.2838
58658 | Sunlight Partners | 60159 | Roman Solar | IPP Non-CHP | NC | PV1 | 5 | 5 | Solar Photovoltaic | SUN | PV | 11 | 2016 | (L) Regulatory approvals pending. Not under construction | Warren | 36.4498 | -78.195
58658 | Sunlight Partners | 60160 | Tate Solar | IPP Non-CHP | NC | PV1 | 5 | 5 | Solar Photovoltaic | SUN | PV | 11 | 2016 | (L) Regulatory approvals pending. Not under construction | Nash | 36.0661 | -78.0296
58658 | Sunlight Partners | 60163 | Hawk Solar | IPP Non-CHP | NC | PV1 | 5 | 5 | Solar Photovoltaic | SUN | PV | 11 | 2016 | (T) Regulatory approvals received. Not under construction | Nash | 36.1218 | -78.1505
58658 | Sunlight Partners | 60167 | Carter Solar | IPP Non-CHP | NC | PV1 | 5 | 5 | Solar Photovoltaic | SUN | PV | 11 | 2016 | (T) Regulatory approvals received. Not under construction | Nash | 36.0459 | -77.8943
58658 | Sunlight Partners | 60168 | Sadie Solar | IPP Non-CHP | NC | PV1 | 5 | 5 | Solar Photovoltaic | SUN | PV | 11 | 2016 | (T) Regulatory approvals received. Not under construction | Johnston | 35.4401 | -78.2076
58658 | Sunlight Partners | 60170 | Iga Solar | IPP Non-CHP | NC | PV1 | 5 | 5 | Solar Photovoltaic | SUN | PV | 11 | 2016 | (L) Regulatory approvals pending. Not under construction | Franklin | 35.9412 | -78.2165
58658 | Sunlight Partners | 60172 | Christina Solar | IPP Non-CHP | NC | PV1 | 3 | 3 | Solar Photovoltaic | SUN | PV | 11 | 2016 | (L) Regulatory approvals pending. Not under construction | Vance | 36.295 | -78.3931
58658 | Sunlight Partners | 60175 | Bonnie Solar | IPP Non-CHP | NC | PV1 | 5 | 5 | Solar Photovoltaic | SUN | PV | 11 | 2016 | (L) Regulatory approvals pending. Not under construction | Nash | 36.0859 | -78.0622
58658 | Sunlight Partners | 60176 | Anna Solar | IPP Non-CHP | NC | PV1 | 5 | 5 | Solar Photovoltaic | SUN | PV | 11 | 2016 | (L) Regulatory approvals pending. Not under construction | Vance | 36.2649 | -78.2961
58658 | Sunlight Partners | 60177 | Blue Bird Solar | IPP Non-CHP | NC | PV1 | 4 | 4 | Solar Photovoltaic | SUN | PV | 11 | 2016 | (L) Regulatory approvals pending. Not under construction | Vance | 36.3831 | -78.3503
58658 | Sunlight Partners | 60178 | Cash Solar | IPP Non-CHP | NC | PV1 | 5 | 5 | Solar Photovoltaic | SUN | PV | 11 | 2016 | (L) Regulatory approvals pending. Not under construction | Nash | 36.0282 | -77.9233
58658 | Sunlight Partners | 60179 | Daystar Solar | IPP Non-CHP | NC | PV1 | 5 | 5 | Solar Photovoltaic | SUN | PV | 11 | 2016 | (L) Regulatory approvals pending. Not under construction | Jones | 35.0356 | -77.2025
58658 | Sunlight Partners | 60181 | Grove Solar | IPP Non-CHP | NC | PV1 | 5 | 5 | Solar Photovoltaic | SUN | PV | 11 | 2016 | (L) Regulatory approvals pending. Not under construction | Craven | 35.1692 | -77.1182
58661 | Sustainable Power Group, LLC | 60185 | Solverde 1 | IPP Non-CHP | CA | SOLV1 | 85 | 85 | Solar Photovoltaic | SUN | PV | 11 | 2016 | (U) Under construction, less than or equal to 50 percent complete | Los Angeles | 34.6557 | -118.2982
58661 | Sustainable Power Group, LLC | 60186 | Antelope DSR 1 | IPP Non-CHP | CA | DSR1 | 50 | 50 | Solar Photovoltaic | SUN | PV | 11 | 2016 | (L) Regulatory approvals pending. Not under construction | Los Angeles | 34.6556 | -118.2807
13781 | Northern States Power Co - Minnesota | 60203 | Wheaton Solar | Electric Utility | WI | 1 | 3.8 | 3.5 | Solar Photovoltaic | SUN | PV | 11 | 2016 | (L) Regulatory approvals pending. Not under construction
59979 | Cotton Plains Wind I, LLC | 60210 | Cotton Plains Wind Farm | IPP Non-CHP | TX | CPWF | 50.4 | 50.4 | Onshore Wind Turbine | WND | WT | 11 | 2016 | (T) Regulatory approvals received. Not under construction | Floyd | 34.0603 | -101.1876
60019 | 96WI 8ME, LLC | 60237 | Midway Solar Farm II | IPP Non-CHP | CA | MSF2 | 30 | 30 | Solar Photovoltaic | SUN | PV | 11 | 2016 | (U) Under construction, less than or equal to 50 percent complete | Imperial | 37.742 | -75.656
60044 | Bluestem Wind Energy, LLC | 60256 | Bluestem | IPP Non-CHP | OK | 1 | 198 | 198 | Onshore Wind Turbine | WND | WT | 11 | 2016 | (U) Under construction, less than or equal to 50 percent complete | Beaver | 36.5522 | -100.5876
58661 | Sustainable Power Group, LLC | 60259 | Pioneer Wind Park, LLC | IPP Non-CHP | WY | PWP1 | 80 | 80 | Onshore Wind Turbine | WND | WT | 11 | 2016 | (U) Under construction, less than or equal to 50 percent complete | Converse | 42.7282 | -105.8668
60097 | San Isabel Solar, LLC | 60304 | San Isabel Solar, LLC | IPP Non-CHP | CO | SISPV | 30 | 30 | Solar Photovoltaic | SUN | PV | 11 | 2016 | (U) Under construction, less than or equal to 50 percent complete | Las Animas | 37.372 | -104.843
12341 | MidAmerican Energy Co | 60326 | O'Brien Wind | Electric Utility | IA | OBWF5 | 33.7 | 33.7 | Onshore Wind Turbine | WND | WT | 11 | 2016 | (U) Under construction, less than or equal to 50 percent complete | O'Brien | 43.2004 | -95.6243
56990 | NJR Clean Energy Ventures Corporation | 60329 | Ringer Hill Wind Farm, LLC | IPP Non-CHP | PA | RINGR | 39.9 | 39.9 | Onshore Wind Turbine | WND | WT | 11 | 2016 | (U) Under construction, less than or equal to 50 percent complete | Somerset | 39.7447 | -79.1881
58695 | Coronal Development Services | 60333 | Railroad Solar Center, LLC | IPP Non-CHP | OR | RSC1 | 4.5 | 4.5 | Solar Photovoltaic | SUN | PV | 11 | 2016 | (T) Regulatory approvals received. Not under construction | Malheur | 43.998 | -117.1012
58695 | Coronal Development Services | 60334 | Thunderegg Solar Center, LLC | IPP Non-CHP | OR | TSC1 | 10 | 10 | Solar Photovoltaic | SUN | PV | 11 | 2016 | (T) Regulatory approvals received. Not under construction | Malheur | 43.931 | -116.9876
60155 | Old Settler Wind, LLC | 60366 | Old Settler Wind | IPP Non-CHP | TX | OSWF | 151.2 | 151.2 | Onshore Wind Turbine | WND | WT | 11 | 2016 | (P) Planned for installation, but regulatory approvals not initiated | Floyd | 34.0603 | -101.1876
18454 | Tampa Electric Co | 60371 | Legoland Solar | Electric Utility | FL | 1 | 1.5 | 1.5 | Solar Photovoltaic | SUN | PV | 11 | 2016 | (P) Planned for installation, but regulatory approvals not initiated | Polk | 27.9862 | -81.6902
60167 | Concord Blue Eagar, LLC | 60374 | Concord Blue Eagar, LLC | IPP Non-CHP | AZ | CB001 | 0.6 | 0.6 | Other Waste Biomass | OBG | IC | 11 | 2016 | (L) Regulatory approvals pending. Not under construction | Apache | 34.1149 | -109.375
60167 | Concord Blue Eagar, LLC | 60374 | Concord Blue Eagar, LLC | IPP Non-CHP | AZ | CB002 | 0.6 | 0.6 | Other Waste Biomass | OBG | IC | 11 | 2016 | (L) Regulatory approvals pending. Not under construction | Apache | 34.1149 | -109.375
60177 | Solar Star Arizona XIII, LLC | 60381 | Sulphur Springs | IPP Non-CHP | AZ | SSSP | 20 | 20 | Solar Photovoltaic | SUN | PV | 11 | 2016 | (T) Regulatory approvals received. Not under construction | Cochise | 32.0628 | -109.9193
60189 | SJA Solar, LLC | 60391 | SJA Solar LLC-Solterra Monastery | IPP Non-CHP | MA | SJAPV | 20.1 | 20.1 | Solar Photovoltaic | SUN | PV | 11 | 2016 | (T) Regulatory approvals received. Not under construction | Worcester | 42.2834 | -72.0085
60208 | Chaves Solar LLC | 60405 | Chaves Solar, LLC | IPP Non-CHP | NM | CSPV | 70 | 70 | Solar Photovoltaic | SUN | PV | 11 | 2016 | (U) Under construction, less than or equal to 50 percent complete | Chaves | 33.45 | -104.456
57369 | Apple, Inc | 60413 | Bonnybrooke PV | IPP Non-CHP | AZ | AZPV1 | 50 | 50 | Solar Photovoltaic | SUN | PV | 11 | 2016 | (U) Under construction, less than or equal to 50 percent complete | Pinal | 33.053 | -111.34
24211 | Tucson Electric Power Co | 124 | Demoss Petrie | Electric Utility | AZ | BA1 | 10 | 10 | Batteries | MWH | BA | 12 | 2016 | (T) Regulatory approvals received. Not under construction | Pima | 32.2523 | -110.9921
31719 | FPL Energy Wyman LLC | 1507 | William F Wyman | IPP Non-CHP | ME | BESS | 16.7 | 16.2 | Batteries | MWH | BA | 12 | 2016 | (L) Regulatory approvals pending. Not under construction | Cumberland | 43.7508 | -70.1567
59099 | New Dimension Energy Company, LLC | 54258 | Westwind Trust | IPP Non-CHP | CA | WTGS | 15.6 | 15.6 | Onshore Wind Turbine | WND | WT | 12 | 2016 | (P) Planned for installation, but regulatory approvals not initiated | Riverside | 33.9683 | -116.5347
55910 | Lanai Sustainability Research LLC | 57242 | Mililani South Solar Farm | IPP Non-CHP | HI | 1 | 5 | 5 | Solar Photovoltaic | SUN | PV | 12 | 2016 | (P) Planned for installation, but regulatory approvals not initiated | Honolulu | 21.46 | -157.9603
59155 | First Wind O&M, LLC | 57531 | Bingham Wind | IPP Non-CHP | ME | 1 | 186 | 186 | Onshore Wind Turbine | WND | WT | 12 | 2016 | (V) Under construction, more than 50 percent complete | Piscataquis | 45.1033 | -69.7619
56946 | Hidalgo Wind Farm LLC | 57617 | Hidalgo Wind Farm LLC | IPP Non-CHP | TX | GEN1 | 250 | 250 | Onshore Wind Turbine | WND | WT | 12 | 2016 | (U) Under construction, less than or equal to 50 percent complete | Hidalgo | 26.4656 | -98.4111
15399 | Iberdrola Renewables Inc | 57913 | Tule Wind LLC | IPP Non-CHP | CA | 1 | 143 | 143 | Onshore Wind Turbine | WND | WT | 12 | 2016 | (L) Regulatory approvals pending. Not under construction | San Diego | 32.6639 | -116.2897
15399 | Iberdrola Renewables Inc | 58098 | El Cabo Wind | IPP Non-CHP | NM | 1 | 298 | 298 | Onshore Wind Turbine | WND | WT | 12 | 2016 | (V) Under construction, more than 50 percent complete | Torrance | 34.6511 | -105.4617
5109 | DTE Electric Company | 58121 | Echo Wind Park | Electric Utility | MI | GEN3 | 50 | 50 | Onshore Wind Turbine | WND | WT | 12 | 2016 | (T) Regulatory approvals received. Not under construction | Huron | 43.8825 | -83.1614
58153 | US Magnesium | 58191 | US Magnesium | Industrial CHP | UT | GT4 | 30 | 24 | Natural Gas Fired Combustion Turbine | NG | GT | 12 | 2016 | (V) Under construction, more than 50 percent complete | Tooele | 40.9133 | -112.7339
59380 | Enel Green Power NA, Inc. | 58658 | Courtenay Wind Farm | IPP Non-CHP | ND | 1 | 200 | 200 | Onshore Wind Turbine | WND | WT | 12 | 2016 | (T) Regulatory approvals received. Not under construction | Stutsman | 47.1797 | -98.5947
58603 | Aloha Solar Energy Fund I LLC | 58659 | Aloha Solar Energy Fund 1 PK1 | IPP Non-CHP | HI | PK-1 | 5 | 5 | Solar Photovoltaic | SUN | PV | 12 | 2016 | (T) Regulatory approvals received. Not under construction | Honolulu | 21.4069 | -158.1514
59155 | First Wind O&M, LLC | 58686 | Hancock Wind Plant | IPP Non-CHP | ME | HANC1 | 51 | 51 | Onshore Wind Turbine | WND | WT | 12 | 2016 | (V) Under construction, more than 50 percent complete | Hancock | 44.7608 | -68.1469
59380 | Enel Green Power NA, Inc. | 58690 | Apple Blossom Wind Farm | IPP Non-CHP | MI | APLB1 | 100 | 100 | Onshore Wind Turbine | WND | WT | 12 | 2016 | (T) Regulatory approvals received. Not under construction | Huron | 43.8483 | -83.3069
59380 | Enel Green Power NA, Inc. | 58691 | South Fork Wind Farm | IPP Non-CHP | MN | STFK1 | 13 | 13 | Onshore Wind Turbine | WND | WT | 12 | 2016 | (P) Planned for installation, but regulatory approvals not initiated | Jackson | 43.5911 | -95.4083
58625 | Black Oak Wind, LLC | 58692 | Black Oak Wind Farm | IPP Non-CHP | MN | 1 | 78 | 78 | Onshore Wind Turbine | WND | WT | 12 | 2016 | (U) Under construction, less than or equal to 50 percent complete | Stearns | 45.6608 | -95.0128
59359 | BHE Renewables, LLC | 58695 | Grande Prairie Wind Farm | IPP Non-CHP | NE | 1 | 400 | 400 | Onshore Wind Turbine | WND | WT | 12 | 2016 | (V) Under construction, more than 50 percent complete | Holt | 42.6081 | -98.4283
58704 | Sonne Two LLC | 58829 | Sonne Two | IPP Non-CHP | NC | PV1 | 5 | 5 | Solar Photovoltaic | SUN | PV | 12 | 2016 | (L) Regulatory approvals pending. Not under construction | Catawba | 35.6567 | -81.1836
59380 | Enel Green Power NA, Inc. | 59000 | Mustang Run Wind Project LLC | IPP Non-CHP | OK | MRWP | 136 | 136 | Onshore Wind Turbine | WND | WT | 12 | 2016 | (T) Regulatory approvals received. Not under construction | Osage | 36.7411 | -96.565
58658 | Sunlight Partners | 59017 | Carol Jean Solar | IPP Non-CHP | NC | GEN 1 | 4 | 4 | Solar Photovoltaic | SUN | PV | 12 | 2016 | (P) Planned for installation, but regulatory approvals not initiated | Stokes | 36.3161 | -80.1444
58880 | Gallegos Wind Farm LLC | 59047 | Gallegos Wind Farm, Phase 1 | IPP Non-CHP | NM | GEN 1 | 180 | 180 | Onshore Wind Turbine | WND | WT | 12 | 2016 | (U) Under construction, less than or equal to 50 percent complete | Union | 36.5933 | -103.6144
59380 | Enel Green Power NA, Inc. | 59065 | Drift Sand Wind Project LLC | IPP Non-CHP | OK | WT1 | 109.8 | 109.8 | Onshore Wind Turbine | WND | WT | 12 | 2016 | (U) Under construction, less than or equal to 50 percent complete | Grady | 34.8278 | -97.9572
58889 | Dominion Cove Point LNG, LP | 59073 | Cove Point LNG Terminal | Commercial Non-CHP | MD | 5STA | 65 | 40 | Natural Gas Fired Combined Cycle | NG | CA | 12 | 2016 | (U) Under construction, less than or equal to 50 percent complete | Calvert | 38.3855 | -76.4098
58889 | Dominion Cove Point LNG, LP | 59073 | Cove Point LNG Terminal | Commercial Non-CHP | MD | 5STB | 65 | 40 | Natural Gas Fired Combined Cycle | NG | CA | 12 | 2016 | (U) Under construction, less than or equal to 50 percent complete | Calvert | 38.3855 | -76.4098
58998 | Chapman Ranch Wind LLC | 59193 | Chapman Ranch Wind I | IPP Non-CHP | TX | CHA1 | 236 | 236 | Onshore Wind Turbine | WND | WT | 12 | 2016 | (T) Regulatory approvals received. Not under construction | Nueces | 27.5925 | -97.5008
57341 | Veolia Energy | 59197 | Univ Minnesota CHP Plant | IPP CHP | MN | CTG-1 | 21 | 17 | Natural Gas Fired Combustion Turbine | NG | GT | 12 | 2016 | (V) Under construction, more than 50 percent complete | Hennepin | 44.9786 | -93.2408
59002 | Garland Farm LLC | 59209 | Garland Farm | IPP Non-CHP | NC | PV1 | 5 | 5 | Solar Photovoltaic | SUN | PV | 12 | 2016 | (L) Regulatory approvals pending. Not under construction | Sampson | 34.7853 | -78.3844
59006 | Calypso Farm LLC | 59212 | Calypso Farm | IPP Non-CHP | NC | PV1 | 5 | 5 | Solar Photovoltaic | SUN | PV | 12 | 2016 | (L) Regulatory approvals pending. Not under construction | Duplin | 35.1536 | -78.1189
59138 | SunPower Corporation, Systems | 59250 | Rio Bravo Solar II LLC | IPP Non-CHP | CA | PV1 | 20 | 19.5 | Solar Photovoltaic | SUN | PV | 12 | 2016 | (U) Under construction, less than or equal to 50 percent complete | Kern | 35.4225 | -119.6292
59991 | Caprock Solar 1, LLC | 59251 | Caprock Solar 1 LLC | IPP Non-CHP | NM | PV1 | 25 | 24.4 | Solar Photovoltaic | SUN | PV | 12 | 2016 | (U) Under construction, less than or equal to 50 percent complete | Quay | 34.9828 | -103.3783
59138 | SunPower Corporation, Systems | 59252 | Aragonne Solar LLC | IPP Non-CHP | NM | PV1 | 40 | 38.4 | Solar Photovoltaic | SUN | PV | 12 | 2016 | (L) Regulatory approvals pending. Not under construction | Guadalupe | 34.8103 | -104.9847
54842 | WM Renewable Energy LLC | 59299 | Waste Mangement Redwood LFGTE | IPP Non-CHP | CA | RED1 | 2 | 2 | Landfill Gas | LFG | IC | 12 | 2016 | (U) Under construction, less than or equal to 50 percent complete | Marin | 38.1608 | -122.565
54842 | WM Renewable Energy LLC | 59299 | Waste Mangement Redwood LFGTE | IPP Non-CHP | CA | RED2 | 2 | 2 | Landfill Gas | LFG | IC | 12 | 2016 | (U) Under construction, less than or equal to 50 percent complete | Marin | 38.1608 | -122.565
59110 | SUNE BEACON SITE 5, LLC | 59308 | Beacon Solar Plant Site 5 | IPP Non-CHP | CA | BEAC5 | 40 | 40 | Solar Photovoltaic | SUN | PV | 12 | 2016 | (T) Regulatory approvals received. Not under construction | Kern | 35.2489 | -118.0344
59109 | SUNE BEACON SITE 2, LLC | 59309 | Beacon Solar Plant Site 2 | IPP Non-CHP | CA | BEAC2 | 48 | 48 | Solar Photovoltaic | SUN | PV | 12 | 2016 | (T) Regulatory approvals received. Not under construction | Kern | 35.2658 | -117.9992
58661 | Sustainable Power Group, LLC | 59316 | Hecate Energy Beacon Solar 3 | IPP Non-CHP | CA | BEAC3 | 56 | 56 | Solar Photovoltaic | SUN | PV | 12 | 2016 | (U) Under construction, less than or equal to 50 percent complete | Kern | 35.2531 | -118.0147
58658 | Sunlight Partners | 59510 | Husky Solar | IPP Non-CHP | NC | PV1 | 5 | 5 | Solar Photovoltaic | SUN | PV | 12 | 2016 | (P) Planned for installation, but regulatory approvals not initiated | Rockingham | 36.2847 | -79.5667
58658 | Sunlight Partners | 59511 | Beetle Solar | IPP Non-CHP | NC | PV1 | 4 | 4 | Solar Photovoltaic | SUN | PV | 12 | 2016 | (P) Planned for installation, but regulatory approvals not initiated | Cleveland | 35.1785 | -81.665
58970 | Ecoplexus, Inc | 59514 | Flat Meeks PV 1 | IPP Non-CHP | NC | FLAT1 | 5 | 5 | Solar Photovoltaic | SUN | PV | 12 | 2016 | (L) Regulatory approvals pending. Not under construction | Martin | 35.8067 | -77.2706
58970 | Ecoplexus, Inc | 59515 | Benthall Bridge PV 1 | IPP Non-CHP | NC | BENT1 | 5 | 5 | Solar Photovoltaic | SUN | PV | 12 | 2016 | (T) Regulatory approvals received. Not under construction | Hertford | 36.42 | -77.1003
58970 | Ecoplexus, Inc | 59516 | American Legion PV 1 | IPP Non-CHP | NC | AMLEG | 16 | 16 | Solar Photovoltaic | SUN | PV | 12 | 2016 | (T) Regulatory approvals received. Not under construction | Halifax | 36.4183 | -77.6558
58970 | Ecoplexus, Inc | 59517 | Baker PV 1 | IPP Non-CHP | NC | BAKE1 | 5 | 5 | Solar Photovoltaic | SUN | PV | 12 | 2016 | (T) Regulatory approvals received. Not under construction | Hertford | 36.2703 | -77.0603
58970 | Ecoplexus, Inc | 59518 | Grandy PV 1 | IPP Non-CHP | NC | GRAND | 20 | 20 | Solar Photovoltaic | SUN | PV | 12 | 2016 | (L) Regulatory approvals pending. Not under construction | Currituck | 36.2336 | -75.8808
56769 | Consolidated Edison Development Inc. | 59524 | Blackwell Solar Park | IPP Non-CHP | CA | FRBSP | 20 | 20 | Solar Photovoltaic | SUN | PV | 12 | 2016 | (T) Regulatory approvals received. Not under construction | Kern | 35.6042 | -119.8497
59316 | Whitetail Solar LLC | 59569 | Whitetail Solar | IPP Non-CHP | SC | PV1 | 10 | 10 | Solar Photovoltaic | SUN | PV | 12 | 2016 | (L) Regulatory approvals pending. Not under construction | Dillon | 34.3981 | -79.3836
59317 | Toprak LLC | 59570 | Toprak | IPP Non-CHP | NC | PV1 | 20 | 20 | Solar Photovoltaic | SUN | PV | 12 | 2016 | (L) Regulatory approvals pending. Not under construction | Davie | 35.8339 | -80.5744
59318 | Soy Solar LLC | 59571 | Soy Solar | IPP Non-CHP | NC | PV1 | 5 | 5 | Solar Photovoltaic | SUN | PV | 12 | 2016 | (L) Regulatory approvals pending. Not under construction | Robeson | 34.58 | -79.0444
59319 | Cotton Solar, LLC | 59572 | Cotton Solar | IPP Non-CHP | SC | PV1 | 16 | 16 | Solar Photovoltaic | SUN | PV | 12 | 2016 | (L) Regulatory approvals pending. Not under construction | Dillon | 34.455 | -79.4103
59330 | Wommack Farm, LLC | 59585 | Wommack Farm | IPP Non-CHP | NC | PV1 | 5 | 5 | Solar Photovoltaic | SUN | PV | 12 | 2016 | (U) Under construction, less than or equal to 50 percent complete | Lenoir | 35.2097 | -77.6872
59010 | Rhubarb One LLC | 59596 | Rhubarb One SC | IPP Non-CHP | SC | PV1 | 20 | 20 | Solar Photovoltaic | SUN | PV | 12 | 2016 | (L) Regulatory approvals pending. Not under construction | Marion | 34.1511 | -79.41
59436 | Innovative Solar 47, LLC | 59666 | Innovative Solar 47 | IPP Non-CHP | NC | IS047 | 33.8 | 33.8 | Solar Photovoltaic | SUN | PV | 12 | 2016 | (T) Regulatory approvals received. Not under construction | Robeson | 34.8019 | -79.3324
59380 | Enel Green Power NA, Inc. | 59684 | Lindahl Wind Project, LLC | IPP Non-CHP | ND | LWP01 | 150 | 150 | Onshore Wind Turbine | WND | WT | 12 | 2016 | (L) Regulatory approvals pending. Not under construction | Williams
59469 | Mt. Home Solar 1, LLC | 59695 | Mountain Home Solar | IPP Non-CHP | ID | MHPV1 | 20 | 20 | Solar Photovoltaic | SUN | PV | 12 | 2016 | (T) Regulatory approvals received. Not under construction | Elmore | 43.129 | -115.752
4180 | Connecticut Mun Elec Engy Coop | 59701 | Subase Microgrid Project | Electric Utility | CT | SMP1 | 2 | 2 | Petroleum Liquids | DFO | IC | 12 | 2016 | (U) Under construction, less than or equal to 50 percent complete | New London | 41.4 | -72.086
4180 | Connecticut Mun Elec Engy Coop | 59701 | Subase Microgrid Project | Electric Utility | CT | SMP2 | 2 | 2 | Petroleum Liquids | DFO | IC | 12 | 2016 | (U) Under construction, less than or equal to 50 percent complete | New London | 41.4 | -72.086
4180 | Connecticut Mun Elec Engy Coop | 59701 | Subase Microgrid Project | Electric Utility | CT | SMP3 | 2 | 2 | Petroleum Liquids | DFO | IC | 12 | 2016 | (U) Under construction, less than or equal to 50 percent complete | New London | 41.4 | -72.086
4180 | Connecticut Mun Elec Engy Coop | 59701 | Subase Microgrid Project | Electric Utility | CT | SMP4 | 2 | 2 | Petroleum Liquids | DFO | IC | 12 | 2016 | (U) Under construction, less than or equal to 50 percent complete | New London | 41.4 | -72.086
59483 | Metropolitan Airports Commission | 59709 | St. Paul Intl Airport Red & Blue Parking | IPP Non-CHP | MN | PV2 | 0.9 | 0.9 | Solar Photovoltaic | SUN | PV | 12 | 2016 | (P) Planned for installation, but regulatory approvals not initiated | Hennepin | 44.88 | -93.21
59633 | Great Bay Solar I LLC | 59851 | Great Bay Solar 1 | IPP Non-CHP | MD | GBS01 | 150 | 57 | Solar Photovoltaic | SUN | PV | 12 | 2016 | (P) Planned for installation, but regulatory approvals not initiated | Somerset | 38.1689 | -75.6975
7140 | Georgia Power Co | 59864 | King's Bay Solar Facility | Electric Utility | GA | 1 | 30 | 30 | Solar Photovoltaic | SUN | PV | 12 | 2016 | (U) Under construction, less than or equal to 50 percent complete | Camden | 30.8349 | -81.5636
59973 | Marshall Solar Energy Project | 59875 | Marshall Solar Energy Project | IPP Non-CHP | MN | PV1 | 62.3 | 62.3 | Solar Photovoltaic | SUN | PV | 12 | 2016 | (U) Under construction, less than or equal to 50 percent complete | Lyon | 44.4753 | -95.669
7140 | Georgia Power Co | 59876 | Marine Corps Logistics Base Solar Facility | Electric Utility | GA | 1 | 46 | 46 | Solar Photovoltaic | SUN | PV | 12 | 2016 | (U) Under construction, less than or equal to 50 percent complete | Dougherty | 31.5607 | -84.0933
59474 | BQ Energy LLC | 59880 | Kings Park Solar I | IPP Non-CHP | NY | KIPS1 | 2 | 2 | Solar Photovoltaic | SUN | PV | 12 | 2016 | (L) Regulatory approvals pending. Not under construction | Suffolk | 40.8683 | -73.2493
59474 | BQ Energy LLC | 59881 | Kings Park Solar II | IPP Non-CHP | NY | KIPS2 | 2 | 2 | Solar Photovoltaic | SUN | PV | 12 | 2016 | (L) Regulatory approvals pending. Not under construction | Suffolk | 40.8683 | -73.2493
59669 | Louisburg Solar LLC | 59895 | Louisburg Solar | IPP Non-CHP | NC | 5MWPV | 5 | 5 | Solar Photovoltaic | SUN | PV | 12 | 2016 | (L) Regulatory approvals pending. Not under construction | Franklin | 36.098 | -78.173
17650 | Southern Power Co | 59897 | Taylor County Solar | IPP Non-CHP | GA | 1 | 148 | 148 | Solar Photovoltaic | SUN | PV | 12 | 2016 | (U) Under construction, less than or equal to 50 percent complete | Taylor | 32.5831 | -84.2972
56769 | Consolidated Edison Development Inc. | 59915 | Oro Loma | IPP Non-CHP | CA | ORCA | 20 | 20 | Solar Photovoltaic | SUN | PV | 12 | 2016 | (T) Regulatory approvals received. Not under construction | Fresno | 36.8768 | -120.6676
59681 | Smithfield Solar LLC | 59920 | Smithfield Solar LLC | IPP Non-CHP | NC | 5MWPV | 5 | 5 | Solar Photovoltaic | SUN | PV | 12 | 2016 | (P) Planned for installation, but regulatory approvals not initiated | Johnston | 35.545 | -78.374
58477 | O2energies, Inc. | 59951 | Five Forks Solar | IPP Non-CHP | NC | 5FRK | 20 | 20 | Solar Photovoltaic | SUN | PV | 12 | 2016 | (P) Planned for installation, but regulatory approvals not initiated | Warren | 36.5155 | -78.0337
58661 | Sustainable Power Group, LLC | 59962 | North Lancaster Ranch | IPP Non-CHP | CA | NLR | 20 | 20 | Solar Photovoltaic | SUN | PV | 12 | 2016 | (L) Regulatory approvals pending. Not under construction | Los Angeles | 34.7195 | -118.313
59725 | Ariel Solar, LLC | 59970 | Bloomsbury Solar, LLC | IPP Non-CHP | NC | BLOOM | 5 | 5 | Solar Photovoltaic | SUN | PV | 12 | 2016 | (P) Planned for installation, but regulatory approvals not initiated | Warren | 36.432 | -78.272
59755 | Murphy Flat Power, LLC | 60009 | Murphy Flat Solar | IPP Non-CHP | ID | IPMF | 20 | 20 | Solar Photovoltaic | SUN | PV | 12 | 2016 | (T) Regulatory approvals received. Not under construction | Owyhee | 43.213 | -116.439
59756 | Orchard Ranch Solar, LLC | 60010 | Orchard Ranch Solar | IPP Non-CHP | ID | IPOR | 20 | 20 | Solar Photovoltaic | SUN | PV | 12 | 2016 | (L) Regulatory approvals pending. Not under construction | Ada | 43.467 | -116.285
59757 | American Falls Solar LLC | 60011 | American Falls Solar | IPP Non-CHP | ID | IPAF | 20 | 20 | Solar Photovoltaic | SUN | PV | 12 | 2016 | (T) Regulatory approvals received. Not under construction | Power | 42.824 | -112.752
59758 | American Falls Solar II, LLC | 60012 | American Falls Solar II | IPP Non-CHP | ID | IPAF2 | 20 | 20 | Solar Photovoltaic | SUN | PV | 12 | 2016 | (T) Regulatory approvals received. Not under construction | Power | 42.824 | -112.752
6452 | Florida Power & Light Co | 60014 | Manatee Solar Energy Center | Electric Utility | FL | 1 | 74.5 | 74.5 | Solar Photovoltaic | SUN | PV | 12 | 2016 | (V) Under construction, more than 50 percent complete | Manatee | 27.6075 | -82.3553
59761 | McLean Homestead, LLC | 60020 | McLean Homestead | IPP Non-CHP | NC | PV1 | 4.9 | 4.9 | Solar Photovoltaic | SUN | PV | 12 | 2016 | (L) Regulatory approvals pending. Not under construction | Scotland | 34.7819 | -79.4978
59770 | Shorthorn Holdings, LLC | 60028 | Shorthorn Holdings | IPP Non-CHP | SC | PV1 | 15.4 | 15.4 | Solar Photovoltaic | SUN | PV | 12 | 2016 | (L) Regulatory approvals pending. Not under construction | Marlboro | 34.6803 | -79.5407
59779 | Shoreham Solar Commons | 60045 | Shoreham Solar Commons | IPP Non-CHP | NY | GEN1 | 24.9 | 24.9 | Solar Photovoltaic | SUN | PV | 12 | 2016 | (L) Regulatory approvals pending. Not under construction | Suffolk | 40.9344 | -72.8885
56769 | Consolidated Edison Development Inc. | 60077 | CED Avenal | IPP Non-CHP | CA | AVCA | 15.8 | 15.8 | Solar Photovoltaic | SUN | PV | 12 | 2016 | (T) Regulatory approvals received. Not under construction | Kings | 35.9963 | -120.1515
56769 | Consolidated Edison Development Inc. | 60078 | CED Ducor 1 | IPP Non-CHP | CA | DU1CA | 20 | 20 | Solar Photovoltaic | SUN | PV | 12 | 2016 | (V) Under construction, more than 50 percent complete | Tulare | 35.8563 | -119.0684
56769 | Consolidated Edison Development Inc. | 60079 | CED Ducor 2 | IPP Non-CHP | CA | DU2CA | 20 | 20 | Solar Photovoltaic | SUN | PV | 12 | 2016 | (U) Under construction, less than or equal to 50 percent complete | Tulare | 35.8442 | -119.0681
56769 | Consolidated Edison Development Inc. | 60080 | CED Ducor 3 | IPP Non-CHP | CA | DU3CA | 15 | 15 | Solar Photovoltaic | SUN | PV | 12 | 2016 | (U) Under construction, less than or equal to 50 percent complete | Tulare | 35.8454 | -119.057
59896 | Upco Power 1, LLC | 60123 | Castle Gap Solar | IPP Non-CHP | TX | CGAP | 117.3 | 117.3 | Solar Photovoltaic | SUN | PV | 12 | 2016 | (T) Regulatory approvals received. Not under construction | Upton | 31.255 | -102.272
58720 | Enbridge | 60132 | New Creek Wind | IPP Non-CHP | WV | NCG01 | 103 | 103 | Onshore Wind Turbine | WND | WT | 12 | 2016 | (U) Under construction, less than or equal to 50 percent complete | Grant | 39.2006 | -79.1406
58658 | Sunlight Partners | 60156 | Shelter Solar | IPP Non-CHP | NC | PV1 | 5 | 5 | Solar Photovoltaic | SUN | PV | 12 | 2016 | (L) Regulatory approvals pending. Not under construction | Hoke | 34.9838 | -79.268
58658 | Sunlight Partners | 60157 | Heedeh Solar | IPP Non-CHP | NC | PV1 | 4 | 4 | Solar Photovoltaic | SUN | PV | 12 | 2016 | (L) Regulatory approvals pending. Not under construction | Columbus | 34.3087 | -78.2215
58658 | Sunlight Partners | 60161 | Eagle Solar | IPP Non-CHP | NC | PV1 | 4 | 4 | Solar Photovoltaic | SUN | PV | 12 | 2016 | (L) Regulatory approvals pending. Not under construction | Warren | 36.4583 | -78.1551
58658 | Sunlight Partners | 60162 | Wilfork Solar | IPP Non-CHP | NC | PV1 | 5 | 5 | Solar Photovoltaic | SUN | PV | 12 | 2016 | (L) Regulatory approvals pending. Not under construction | Wayne | 35.4326 | -77.9335
58658 | Sunlight Partners | 60164 | Jordan Solar | IPP Non-CHP | NC | PV1 | 5 | 5 | Solar Photovoltaic | SUN | PV | 12 | 2016 | (L) Regulatory approvals pending. Not under construction | Vance | 36.2786 | -78.3171
58658 | Sunlight Partners | 60165 | Robin Solar | IPP Non-CHP | NC | PV1 | 5 | 5 | Solar Photovoltaic | SUN | PV | 12 | 2016 | (L) Regulatory approvals pending. Not under construction | Wayne | 35.2644 | -78.0814
58658 | Sunlight Partners | 60166 | Higgins Solar | IPP Non-CHP | NC | PV1 | 5 | 5 | Solar Photovoltaic | SUN | PV | 12 | 2016 | (L) Regulatory approvals pending. Not under construction | Nash | 36.0704 | -78.0538
58658 | Sunlight Partners | 60169 | Icarus Solar | IPP Non-CHP | NC | PV1 | 3 | 3 | Solar Photovoltaic | SUN | PV | 12 | 2016 | (L) Regulatory approvals pending. Not under construction | Wayne | 35.3695 | -77.8534
58658 | Sunlight Partners | 60171 | Clayton Solar | IPP Non-CHP | NC | PV1 | 5 | 5 | Solar Photovoltaic | SUN | PV | 12 | 2016 | (L) Regulatory approvals pending. Not under construction | Nash | 35.9563 | -77.9724
58658 | Sunlight Partners | 60173 | Longleaf Solar | IPP Non-CHP | NC | PV1 | 5 | 5 | Solar Photovoltaic | SUN | PV | 12 | 2016 | (L) Regulatory approvals pending. Not under construction | Johnston | 35.4316 | -78.2402
58658 | Sunlight Partners | 60174 | Cardinal Solar | IPP Non-CHP | NC | PV1 | 5 | 5 | Solar Photovoltaic | SUN | PV | 12 | 2016 | (L) Regulatory approvals pending. Not under construction | Franklin | 36.0994 | -78.2294
58658 | Sunlight Partners | 60180 | Kathleen Solar | IPP Non-CHP | NC | PV1 | 5 | 5 | Solar Photovoltaic | SUN | PV | 12 | 2016 | (L) Regulatory approvals pending. Not under construction | Wake | 35.5138 | -78.8024
13781 | Northern States Power Co - Minnesota | 60204 | Courtney Wind Farm | Electric Utility | ND | CWF01 | 200 | 200 | Onshore Wind Turbine | WND | WT | 12 | 2016 | (T) Regulatory approvals received. Not under construction | Stutsman | 47.2114 | -98.5625
59997 | Customized Energy Solutions | 60213 | NA 1(Hagerstown) | IPP Non-CHP | MD | MPSHG | 2 | 2 | Batteries | MWH | BA | 12 | 2016 | (L) Regulatory approvals pending. Not under construction | Washington | 39.6189 | -77.7121
59997 | Customized Energy Solutions | 60214 | ESS Wesel | IPP Non-CHP | MD | ESSWL | 6 | 6 | Batteries | MWH | BA | 12 | 2016 | (L) Regulatory approvals pending. Not under construction | Washington | 39.638 | -77.7371
59997 | Customized Energy Solutions | 60215 | ESS Fairgrounds | IPP Non-CHP | MD | ESSFG | 4 | 4 | Batteries | MWH | BA | 12 | 2016 | (L) Regulatory approvals pending. Not under construction | Washington | 39.647 | -77.7048
59998 | Frontier Windpower, LLC | 60218 | Frontier Windpower | IPP Non-CHP | OK | FC1 | 200 | 200 | Onshore Wind Turbine | WND | WT | 12 | 2016 | (U) Under construction, less than or equal to 50 percent complete | Kay | 36.8389 | -97.181
17650 | Southern Power Co | 60233 | RE Garland | IPP Non-CHP | CA | PV2 | 185 | 185 | Solar Photovoltaic | SUN | PV | 12 | 2016 | (U) Under construction, less than or equal to 50 percent complete | Kern | 34.8253 | -118.525
58661 | Sustainable Power Group, LLC | 60282 | North Lancaster Ranch Solar LLC | IPP Non-CHP | CA | NLR | 20 | 20 | Solar Photovoltaic | SUN | PV | 12 | 2016 | (L) Regulatory approvals pending. Not under construction | Los Angeles | 34.72 | -118.3132
60071 | Trinity Solar, LLC | 60291 | Trinity Solar | IPP Non-CHP | NC | PV1 | 5 | 4.9 | Solar Photovoltaic | SUN | PV | 12 | 2016 | (L) Regulatory approvals pending. Not under construction | Randolph | 35.8702 | -79.9282
5701 | El Paso Electric Co | 60300 | Montana Solar Facility | Electric Utility | TX | IMPV1 | 3 | 3 | Solar Photovoltaic | SUN | PV | 12 | 2016 | (L) Regulatory approvals pending. Not under construction | El Paso | 31.8131 | -106.2189
60095 | High Pockets Solar, LLC | 60305 | High Pockets Solar | IPP Non-CHP | NC | PV1 | 4.9 | 4.9 | Solar Photovoltaic | SUN | PV | 12 | 2016 | (L) Regulatory approvals pending. Not under construction | Cleveland | 35.2309 | -81.573
60106 | Mesquite Solar 2, LLC | 60307 | Mesquite Solar 2, LLC | IPP Non-CHP | AZ | 1 | 100 | 100 | Solar Photovoltaic | SUN | PV | 12 | 2016 | (U) Under construction, less than or equal to 50 percent complete | Maricopa | 33.3328 | -112.9114
60107 | Mesquite Solar 3, LLC | 60308 | Mesquite Solar 3, LLC | IPP Non-CHP | AZ | 1 | 150 | 150 | Solar Photovoltaic | SUN | PV | 12 | 2016 | (V) Under construction, more than 50 percent complete | Maricopa | 33.3476 | -112.9368
56615 | First Solar Project Development | 60311 | Portal Ridge Solar C, LLC | IPP Non-CHP | CA | GEN01 | 11.4 | 11.4 | Solar Photovoltaic | SUN | PV | 12 | 2016 | (L) Regulatory approvals pending. Not under construction | Kern | 34.7141 | -118.2739
19876 | Virginia Electric & Power Co | 60316 | Scott Solar Farm | Electric Utility | VA | 1 | 17 | 17 | Solar Photovoltaic | SUN | PV | 12 | 2016 | (L) Regulatory approvals pending. Not under construction | Powhatan | 37.523 | -77.934
19876 | Virginia Electric & Power Co | 60318 | Woodland Solar Farm | Electric Utility | VA | 1 | 19 | 19 | Solar Photovoltaic | SUN | PV | 12 | 2016 | (L) Regulatory approvals pending. Not under construction | Isle of Wight | 36.89 | -76.611
19876 | Virginia Electric & Power Co | 60319 | Whitehouse Solar Farm | Electric Utility | VA | 1 | 20 | 20 | Solar Photovoltaic | SUN | PV | 12 | 2016 | (L) Regulatory approvals pending. Not under construction | Louisa | 38.023 | -77.972
60125 | Providence Solar Center, LLC | 60337 | Providence Solar | IPP Non-CHP | TN | PROV | 16 | 16 | Solar Photovoltaic | SUN | PV | 12 | 2016 | (U) Under construction, less than or equal to 50 percent complete | Madison | 35.5783 | -89.0478
60149 | Brady Wind II, LLC | 60354 | Brady II Wind Energy Center | IPP Non-CHP | ND | BWEC2 | 150 | 150 | Onshore Wind Turbine | WND | WT | 12 | 2016 | (V) Under construction, more than 50 percent complete | Stark | 46.6115 | -102.7882
60156 | White Farm Solar, LLC | 60363 | White Farm Solar, LLC | IPP Non-CHP | NC | WFSPV | 5.2 | 5.2 | Solar Photovoltaic | SUN | PV | 12 | 2016 | (U) Under construction, less than or equal to 50 percent complete | Northampton | 36.3476 | -77.2224
60164 | ILR Landfill | 60375 | ILR Landfill | IPP Non-CHP | NJ | ILR1 | 7.7 | 7.7 | Solar Photovoltaic | SUN | PV | 12 | 2016 | (U) Under construction, less than or equal to 50 percent complete | Middlesex | 40.5206 | -74.4121
60178 | Shoe Creek Solar, LLC | 60380 | Shoe Creek Solar, LLC | IPP Non-CHP | NC | SCSPV | 5.2 | 5.2 | Solar Photovoltaic | SUN | PV | 12 | 2016 | (T) Regulatory approvals received. Not under construction | Scotland | 34.8449 | -79.3847
5416 | Duke Energy Carolinas, LLC | 60382 | Mocksville Solar Facility | Electric Utility | NC | MSFPV | 15.4 | 15.4 | Solar Photovoltaic | SUN | PV | 12 | 2016 | (L) Regulatory approvals pending. Not under construction | Davie | 35.8318 | -80.5726
5416 | Duke Energy Carolinas, LLC | 60383 | Monroe Solar Facility | Electric Utility | NC | MONPV | 59.4 | 59.4 | Solar Photovoltaic | SUN | PV | 12 | 2016 | (L) Regulatory approvals pending. Not under construction | Union | 34.9299 | -80.6256
60182 | SRJFC, LLC | 60385 | Santa Rita Jail Fuel Cell | IPP CHP | CA | MB-18 | 1.4 | 1.4 | Other Natural Gas | NG | FC | 12 | 2016 | (T) Regulatory approvals received. Not under construction | Alameda | 37.7192 | -121.8869
17650 | Southern Power Co | 60386 | RE Garland A | IPP Non-CHP | CA | PV1 | 20 | 20 | Solar Photovoltaic | SUN | PV | 12 | 2016 | (U) Under construction, less than or equal to 50 percent complete | Kern | 34.8215 | -118.4974
60197 | St. Pauls Solar 1, LLC | 60396 | St. Pauls Solar 1, LLC | IPP Non-CHP | NC | FLS1 | 4.9 | 4.9 | Solar Photovoltaic | SUN | PV | 12 | 2016 | (P) Planned for installation, but regulatory approvals not initiated | Robeson | 34.7716 | -78.9836
60198 | Kennedy Solar, LLC | 60397 | Kennedy Solar, LLC | IPP Non-CHP | NC | FLS1 | 4.9 | 4.9 | Solar Photovoltaic | SUN | PV | 12 | 2016 | (P) Planned for installation, but regulatory approvals not initiated | Duplin | 35.0123 | -78.0922
60199 | Innovative Solar 65, LLC | 60398 | Innovative Solar 65 | IPP Non-CHP | NC | FLS1 | 4.9 | 4.9 | Solar Photovoltaic | SUN | PV | 12 | 2016 | (P) Planned for installation, but regulatory approvals not initiated | Scotland | 34.7587 | -79.5
60200 | Lincoln Solar, LLC | 60399 | Lincoln Solar, LLC (NC) | IPP Non-CHP | NC | FLS1 | 4.9 | 4.9 | Solar Photovoltaic | SUN | PV | 12 | 2016 | (P) Planned for installation, but regulatory approvals not initiated | Rutherford | 35.3795 | -81.8176
60201 | Exum Farm Solar, LLC | 60400 | Exum Farm Solar, LLC | IPP Non-CHP | NC | FLS1 | 4.9 | 4.9 | Solar Photovoltaic | SUN | PV | 12 | 2016 | (P) Planned for installation, but regulatory approvals not initiated | Lenoir | 35.3704 | -77.4549
60207 | Pisgah Mountain, LLC | 60404 | Pisgah Mountain Wind | IPP Non-CHP | ME | PISGA | 9.1 | 9.1 | Onshore Wind Turbine | WND | WT | 12 | 2016 | (U) Under construction, less than or equal to 50 percent complete | Penobscot | 44.7773 | -68.5234
49893 | Invenergy Services LLC | 60414 | Bethel Wind Farm LLC | IPP Non-CHP | TX | GEN1 | 276 | 276 | Onshore Wind Turbine | WND | WT | 12 | 2016 | (T) Regulatory approvals received. Not under construction | Castro | 34.5753 | -102.4747
18454 | Tampa Electric Co | 7242 | Polk | Electric Utility | FL | 2CC | 463 | 459 | Natural Gas Fired Combined Cycle | NG | CA | 1 | 2017 | (U) Under construction, less than or equal to 50 percent complete | Polk | 27.7286 | -81.9897
58686 | Alpaca Energy LLC | 58813 | Alpaca | IPP Non-CHP | PA | 1 | 7 | 6.8 | Natural Gas Internal Combustion Engine | NG | IC | 1 | 2017 | (U) Under construction, less than or equal to 50 percent complete | Bradford | 41.6631 | -76.8056
58686 | Alpaca Energy LLC | 58813 | Alpaca | IPP Non-CHP | PA | 2 | 7 | 6.8 | Natural Gas Internal Combustion Engine | NG | IC | 1 | 2017 | (U) Under construction, less than or equal to 50 percent complete | Bradford | 41.6631 | -76.8056
58686 | Alpaca Energy LLC | 58813 | Alpaca | IPP Non-CHP | PA | 3 | 7 | 6.8 | Natural Gas Internal Combustion Engine | NG | IC | 1 | 2017 | (U) Under construction, less than or equal to 50 percent complete | Bradford | 41.6631 | -76.8056
58689 | Milan Energy LLC | 58818 | Milan | IPP Non-CHP | PA | 1 | 7 | 6.8 | Natural Gas Internal Combustion Engine | NG | IC | 1 | 2017 | (U) Under construction, less than or equal to 50 percent complete | Bradford | 41.8944 | -76.5828
58689 | Milan Energy LLC | 58818 | Milan | IPP Non-CHP | PA | 2 | 7 | 6.8 | Natural Gas Internal Combustion Engine | NG | IC | 1 | 2017 | (U) Under construction, less than or equal to 50 percent complete | Bradford | 41.8944 | -76.5828
58689 | Milan Energy LLC | 58818 | Milan | IPP Non-CHP | PA | 3 | 7 | 6.8 | Natural Gas Internal Combustion Engine | NG | IC | 1 | 2017 | (U) Under construction, less than or equal to 50 percent complete | Bradford | 41.8944 | -76.5828
58909 | Fremont Farm LLC | 59103 | Fremont Farm | IPP Non-CHP | NC | 1 | 5 | 5 | Solar Photovoltaic | SUN | PV | 1 | 2017 | (T) Regulatory approvals received. Not under construction | Wayne | 35.5319 | -77.9692
60040 | Hale Wind Energy | 59247 | Hale Community Wind Farm | IPP Non-CHP | TX | HALE1 | 478 | 478 | Onshore Wind Turbine | WND | WT | 1 | 2017 | (T) Regulatory approvals received. Not under construction | Hale | 33.9278 | -101.7422
59323 | Monroe Moore Farm, LLC | 59578 | Monroe Moore Farm | IPP Non-CHP | NC | PV1 | 5 | 5 | Solar Photovoltaic | SUN | PV | 1 | 2017 | (L) Regulatory approvals pending. Not under construction | Union | 34.9719 | -80.6019
59328 | Tart Farm, LLC | 59583 | Tart Farm | IPP Non-CHP | NC | PV1 | 5 | 5 | Solar Photovoltaic | SUN | PV | 1 | 2017 | (L) Regulatory approvals pending. Not under construction | Cumberland | 35.2044 | -78.6811
59338 | Spring Valley Farm 2, LLC | 59593 | Spring Valley Farm 2, LLC | IPP Non-CHP | NC | PV1 | 5 | 5 | Solar Photovoltaic | SUN | PV | 1 | 2017 | (L) Regulatory approvals pending. Not under construction | Vance | 36.3711 | -78.4153
3892 | City of Coffeyville - (KS) | 59726 | CML&P Generating Facility No. 2 | Electric Utility | KS | 10 | 18.7 | 18.7 | Natural Gas Internal Combustion Engine | NG | IC | 1 | 2017 | (L) Regulatory approvals pending. Not under construction | Montgomery | 37.093 | -95.5852
3892 | City of Coffeyville - (KS) | 59726 | CML&P Generating Facility No. 2 | Electric Utility | KS | 8 | 18.7 | 18.7 | Natural Gas Internal Combustion Engine | NG | IC | 1 | 2017 | (L) Regulatory approvals pending. Not under construction | Montgomery | 37.093 | -95.5852
3892 | City of Coffeyville - (KS) | 59726 | CML&P Generating Facility No. 2 | Electric Utility | KS | 9 | 18.7 | 18.7 | Natural Gas Internal Combustion Engine | NG | IC | 1 | 2017 | (L) Regulatory approvals pending. Not under construction | Montgomery | 37.093 | -95.5852
58661 | Sustainable Power Group, LLC | 59737 | Aspiration G | IPP Non-CHP | CA | ASPRG | 9 | 9 | Solar Photovoltaic | SUN | PV | 1 | 2017 | (U) Under construction, less than or equal to 50 percent complete | Fresno | 36.5522 | -120.3525
58661 | Sustainable Power Group, LLC | 59739 | Lancaster WAD B | IPP Non-CHP | CA | LWADB | 5 | 5 | Solar Photovoltaic | SUN | PV | 1 | 2017 | (L) Regulatory approvals pending. Not under construction | Los Angeles | 34.7802 | -118.1933
59839 | Sunflower Wind Project | 60088 | Sunflower Wind Project | IPP Non-CHP | ND | SNFLR | 104 | 104 | Onshore Wind Turbine | WND | WT | 1 | 2017 | (U) Under construction, less than or equal to 50 percent complete | Morton | 46.8376 | -102.0746
56146 | Black Hills/Colorado Elec.Util | 60143 | Peak View Wind Farm | Electric Utility | CO | WTG | 60.8 | 60.8 | Onshore Wind Turbine | WND | WT | 1 | 2017 | (U) Under construction, less than or equal to 50 percent complete | Huerfano | 37.7104 | -104.5055
60046 | TPE Alta Luna, LLC | 60258 | Alta Luna | IPP Non-CHP | NM | ALPV1 | 28.1 | 28.1 | Solar Photovoltaic | SUN | PV | 1 | 2017 | (L) Regulatory approvals pending. Not under construction | Luna | 32.572 | -107.4865
58661 | Sustainable Power Group, LLC | 60281 | Central Antelope Dry Ranch B LLC | IPP Non-CHP | CA | CADRB | 3 | 3 | Solar Photovoltaic | SUN | PV | 1 | 2017 | (L) Regulatory approvals pending. Not under construction | Los Angeles | 34.7055 | -118.3014
56615 | First Solar Project Development | 60310 | Portal Ridge Solar B, LLC | IPP Non-CHP | CA | GEN01 | 20 | 20 | Solar Photovoltaic | SUN | PV | 1 | 2017 | (L) Regulatory approvals pending. Not under construction | Kern | 34.7165 | -118.2821
5109 | DTE Electric Company | 60346 | Demille Solar Farm | Electric Utility | MI | 1 | 28.4 | 28.4 | Solar Photovoltaic | SUN | PV | 1 | 2017 | (U) Under construction, less than or equal to 50 percent complete | Lapeer | 43.04 | -83.3332
5109 | DTE Electric Company | 60347 | Turrill Solar Farm | Electric Utility | MI | 1 | 19.6 | 19.6 | Solar Photovoltaic | SUN | PV | 1 | 2017 | (U) Under construction, less than or equal to 50 percent complete | Lapeer | 43.0347 | -83.3089
5109 | DTE Electric Company | 60348 | O'Shea Solar Farm | Electric Utility | MI | 1 | 2 | 2 | Solar Photovoltaic | SUN | PV | 1 | 2017 | (U) Under construction, less than or equal to 50 percent complete | Wayne | 42.378 | -83.2001
56031 | CPV Maryland LLC | 56846 | CPV St Charles Energy Center | IPP Non-CHP | MD | GTG1 | 215 | 205 | Natural Gas Fired Combined Cycle | NG | CT | 2 | 2017 | (V) Under construction, more than 50 percent complete | CHARLES | 38.5686 | -76.8919
56031 | CPV Maryland LLC | 56846 | CPV St Charles Energy Center | IPP Non-CHP | MD | GTG2 | 215 | 205 | Natural Gas Fired Combined Cycle | NG | CT | 2 | 2017 | (V) Under construction, more than 50 percent complete | CHARLES | 38.5686 | -76.8919
56031 | CPV Maryland LLC | 56846 | CPV St Charles Energy Center | IPP Non-CHP | MD | STGEN | 316 | 316 | Natural Gas Fired Combined Cycle | NG | CA | 2 | 2017 | (V) Under construction, more than 50 percent complete | CHARLES | 38.5686 | -76.8919
57369 | Apple, Inc | 59473 | Apple Campus 2 PV | Industrial Non-CHP | CA | AC2PV | 14.4 | 14.4 | Solar Photovoltaic | SUN | PV | 2 | 2017 | (V) Under construction, more than 50 percent complete | Santa Clara | 37.33 | -122.01
59860 | Jett Creek | 59490 | Jett Creek Windfarm | IPP Non-CHP | OR | JCW | 10 | 10 | Onshore Wind Turbine | WND | WT | 2 | 2017 | (U) Under construction, less than or equal to 50 percent complete | Baker | 44.425 | -117.2739
59861 | Benson Creek | 59491 | Benson Creek Windfarm | IPP Non-CHP | OR | BCW | 10 | 10 | Onshore Wind Turbine | WND | WT | 2 | 2017 | (U) Under construction, less than or equal to 50 percent complete | Baker | 44.3669 | -117.3439
59862 | Durbin Creek | 59492 | Durbin Creek Windfarm | IPP Non-CHP | OR | DCW | 10 | 10 | Onshore Wind Turbine | WND | WT | 2 | 2017 | (U) Under construction, less than or equal to 50 percent complete | Baker | 44.3531 | -117.3231
59863 | Prospector | 59493 | Prospector Windfarm | IPP Non-CHP | OR | PW | 10 | 10 | Onshore Wind Turbine | WND | WT | 2 | 2017 | (U) Under construction, less than or equal to 50 percent complete | Baker | 44.4181 | -117.255
59864 | Willow Spring | 59494 | Willow Spring Windfarm | IPP Non-CHP | OR | WSW | 10 | 10 | Onshore Wind Turbine | WND | WT | 2 | 2017 | (U) Under construction, less than or equal to 50 percent complete | Baker | 44.3819 | -117.2731
59308 | Bearford Farm, LLC | 59567 | Bearford Farm Solar Project | IPP Non-CHP | NC | PV1 | 5 | 5 | Solar Photovoltaic | SUN | PV | 2 | 2017 | (P) Planned for installation, but regulatory approvals not initiated | Pender | 34.61 | -77.9242
59337 | Sedberry Farm, LLC | 59592 | Sedberry Farm | IPP Non-CHP | NC | PV1 | 5 | 5 | Solar Photovoltaic | SUN | PV | 2 | 2017 | (L) Regulatory approvals pending. Not under construction | Moore | 35.2439 | -79.3217
58695 | Coronal Development Services | 59689 | Gulf Coast Solar Center I | IPP Non-CHP | FL | GCSC1 | 30 | 30 | Solar Photovoltaic | SUN | PV | 2 | 2017 | (T) Regulatory approvals received. Not under construction | Okaloosa | 30.5154 | -86.5184
58695 | Coronal Development Services | 59690 | Gulf Coast Solar Center II | IPP Non-CHP | FL | GCSC2 | 40 | 40 | Solar Photovoltaic | SUN | PV | 2 | 2017 | (T) Regulatory approvals received. Not under construction | Santa Rosa | 30.4308 | -86.8952
58695 | Coronal Development Services | 59691 | Gulf Coast Solar Center III | IPP Non-CHP | FL | GCSC3 | 50 | 50 | Solar Photovoltaic | SUN | PV | 2 | 2017 | (T) Regulatory approvals received. Not under construction | Escambia | 30.4704 | -87.3352
58889 | Dominion Cove Point LNG, LP | 59073 | Cove Point LNG Terminal | Commercial Non-CHP | MD | 5501 | 3 | 3 | All Other | OTH | OT | 3 | 2017 | (U) Under construction, less than or equal to 50 percent complete | Calvert | 38.3855 | -76.4098
58889 | Dominion Cove Point LNG, LP | 59073 | Cove Point LNG Terminal | Commercial Non-CHP | MD | 5502 | 1.3 | 1.3 | All Other | OTH | OT | 3 | 2017 | (U) Under construction, less than or equal to 50 percent complete | Calvert | 38.3855 | -76.4098
58889 | Dominion Cove Point LNG, LP | 59073 | Cove Point LNG Terminal | Commercial Non-CHP | MD | 5511 | 1.7 | 1.7 | All Other | OTH | OT | 3 | 2017 | (U) Under construction, less than or equal to 50 percent complete | Calvert | 38.3855 | -76.4098
59098 | Trishe Wind Ohio LLC | 59296 | Trishe Wind Ohio LLC | IPP Non-CHP | OH | NWOH2 | 150 | 150 | Onshore Wind Turbine | WND | WT | 3 | 2017 | (P) Planned for installation, but regulatory approvals not initiated | Paulding | 41.0169 | -84.5936
56545 | Pattern Operators LP | 60145 | Broadview Energy JN, LLC | IPP Non-CHP | NM | 1 | 181.7 | 181.7 | Onshore Wind Turbine | WND | WT | 3 | 2017 | (U) Under construction, less than or equal to 50 percent complete | Curry | 34.7342 | -103.108
56545 | Pattern Operators LP | 60152 | Broadview Energy KW, LLC | IPP Non-CHP | NM | 1 | 142.6 | 142.6 | Onshore Wind Turbine | WND | WT | 3 | 2017 | (U) Under construction, less than or equal to 50 percent complete | Curry | 34.727 | -103.1668
59967 | Phoenix Energy | 60192 | North Fork Community Power | IPP CHP | CA | NFCP1 | 2 | 2 | Other Waste Biomass | OBG | IC | 3 | 2017 | (T) Regulatory approvals received. Not under construction | Madera | 37.2315 | -119.4942
59977 | Hemlock Solar LLC | 60207 | Hemlock Solar | IPP Non-CHP | NC | HEMLK | 5 | 5 | Solar Photovoltaic | SUN | PV | 3 | 2017 | (L) Regulatory approvals pending. Not under construction | Northampton | 36.4691 | -77.5975
59978 | HXNAir Solar One LLC | 60209 | HXNAir Solar One | IPP Non-CHP | NC | HXNAI | 5 | 5 | Solar Photovoltaic | SUN | PV | 3 | 2017 | (L) Regulatory approvals pending. Not under construction | Halifax | 36.3487 | -77.6315
5701 | El Paso Electric Co | 60301 | Holloman Solar Facility | Electric Utility | NM | HPV1 | 5 | 5 | Solar Photovoltaic | SUN | PV | 3 | 2017 | (L) Regulatory approvals pending. Not under construction | Otero | 32.9213 | -106.0724
60098 | MS Solar 2, LLC | 60306 | Sumrall I Solar Farm | IPP Non-CHP | MS | SUM1 | 52 | 52 | Solar Photovoltaic | SUN | PV | 3 | 2017 | (T) Regulatory approvals received. Not under construction | Lamar | 31.4035 | -89.4976
60159 | RES America Developments Inc | 60372 | Lamesa Solar | IPP Non-CHP | TX | LSPV1 | 100 | 100 | Solar Photovoltaic | SUN | PV | 3 | 2017 | (P) Planned for installation, but regulatory approvals not initiated | Dawson | 32.7156 | -101.9265
7490 | Grand River Dam Authority | 165 | GREC | Electric Utility | OK | 3CT | 365.5 | 324.6 | Natural Gas Fired Combined Cycle | NG | CT | 4 | 2017 | (V) Under construction, more than 50 percent complete | Mayes | 36.1903 | -95.2894
7490 | Grand River Dam Authority | 165 | GREC | Electric Utility | OK | 3ST | 204 | 191.8 | Natural Gas Fired Combined Cycle | NG | CA | 4 | 2017 | (V) Under construction, more than 50 percent complete | Mayes | 36.1903 | -95.2894
9273 | Indianapolis Power & Light Co | 991 | Eagle Valley (IN) | Electric Utility | IN | GT1 | 207 | 207 | Natural Gas Fired Combined Cycle | NG | CT | 4 | 2017 | (U) Under construction, less than or equal to 50 percent complete | Morgan | 39.4852 | -86.4183
9273 | Indianapolis Power & Light Co | 991 | Eagle Valley (IN) | Electric Utility | IN | GT2 | 207 | 207 | Natural Gas Fired Combined Cycle | NG | CT | 4 | 2017 | (U) Under construction, less than or equal to 50 percent complete | Morgan | 39.4852 | -86.4183
9273 | Indianapolis Power & Light Co | 991 | Eagle Valley (IN) | Electric Utility | IN | STG1 | 230 | 230 | Natural Gas Fired Combined Cycle | NG | CA | 4 | 2017 | (U) Under construction, less than or equal to 50 percent complete | Morgan | 39.4852 | -86.4183
9417 | Interstate Power and Light Co | 58236 | Marshalltown Generating Station | Electric Utility | IA | CTG1 | 222.7 | 219 | Natural Gas Fired Combined Cycle | NG | CT | 4 | 2017 | (V) Under construction, more than 50 percent complete | Marshall | 42.0433 | -92.8728
9417 | Interstate Power and Light Co | 58236 | Marshalltown Generating Station | Electric Utility | IA | CTG2 | 222.7 | 219 | Natural Gas Fired Combined Cycle | NG | CT | 4 | 2017 | (V) Under construction, more than 50 percent complete | Marshall | 42.0433 | -92.8728
9417 | Interstate Power and Light Co | 58236 | Marshalltown Generating Station | Electric Utility | IA | STG1 | 260.5 | 224.1 | Natural Gas Fired Combined Cycle | NG | CA | 4 | 2017 | (V) Under construction, more than 50 percent complete | Marshall | 42.0433 | -92.8728
58848 | Green Energy Partners LLC | 59004 | Stonewall | IPP Non-CHP | VA | GEN1 | 232 | 230 | Natural Gas Fired Combined Cycle | NG | CT | 4 | 2017 | (U) Under construction, less than or equal to 50 percent complete | Loudoun | 39.0581 | -77.545
58848 | Green Energy Partners LLC | 59004 | Stonewall | IPP Non-CHP | VA | GEN3 | 338 | 314 | Natural Gas Fired Combined Cycle | NG | CA | 4 | 2017 | (U) Under construction, less than or equal to 50 percent complete | Loudoun | 39.0581 | -77.545
58661 | Sustainable Power Group, LLC | 59315 | Hecate Energy Beacon Solar 1 | IPP Non-CHP | CA | BEAC1 | 56 | 56 | Solar Photovoltaic | SUN | PV | 4 | 2017 | (U) Under construction, less than or equal to 50 percent complete | Kern | 35.2694 | -118.0144
59257 | Giffen Solar Park, LLC | 59522 | Giffen Solar Park | IPP Non-CHP | CA | FRGSP | 20 | 20 | Solar Photovoltaic | SUN | PV | 4 | 2017 | (L) Regulatory approvals pending. Not under construction | Fresno | 36.5447 | -120.3161
59435 | Innovative Solar 37, LLC | 59665 | Innovative Solar 37 | IPP Non-CHP | NC | IS037 | 100 | 100 | Solar Photovoltaic | SUN | PV | 4 | 2017 | (T) Regulatory approvals received. Not under construction | Anson | 34.8383 | -79.9439
18454 | Tampa Electric Co | 645 | Big Bend | Electric Utility | FL | 1 | 19 | 19 | Solar Photovoltaic | SUN | PV | 5 | 2017 | (P) Planned for installation, but regulatory approvals not initiated | Hillsborough | 27.7944 | -82.4036
12258 | Medical Area Total Egy Plt Inc | 10883 | Medical Area Total Energy Plant | Commercial CHP | MA | CT3 | 13.8 | 12.8 | Natural Gas Fired Combustion Turbine | NG | GT | 5 | 2017 | (T) Regulatory approvals received. Not under construction | Suffolk | 42.3368 | -71.1081
24211 | Tucson Electric Power Co | 57717 | UASTP II | Electric Utility | AZ | UABA | 10 | 10 | Batteries | MWH | BA | 5 | 2017 | (T) Regulatory approvals received. Not under construction | Pima | 32.097 | -110.8106
59155 | First Wind O&M, LLC | 58281 | Mililani South PV | IPP Non-CHP | HI | 1 | 14.7 | 14.7 | Solar Photovoltaic | SUN | PV | 5 | 2017 | (T) Regulatory approvals received. Not under construction | Honolulu | 21.4228 | -158.0183
58848 | Green Energy Partners LLC | 59004 | Stonewall | IPP Non-CHP | VA | GEN2 | 232 | 230 | Natural Gas Fired Combined Cycle | NG | CT | 5 | 2017 | (U) Under construction, less than or equal to 50 percent complete | Loudoun | 39.0581 | -77.545
40229 | Old Dominion Electric Coop | 59220 | Wildcat Point Generation Facility | Electric Utility | MD | CT1 | 310.3 | 310.3 | Natural Gas Fired Combined Cycle | NG | CT | 5 | 2017 | (V) Under construction, more than 50 percent complete | Cecil | 39.7194 | -76.1616
40229 | Old Dominion Electric Coop | 59220 | Wildcat Point Generation Facility | Electric Utility | MD | CT2 | 310.3 | 310.3 | Natural Gas Fired Combined Cycle | NG | CT | 5 | 2017 | (V) Under construction, more than 50 percent complete | Cecil | 39.7194 | -76.1616
40229 | Old Dominion Electric Coop | 59220 | Wildcat Point Generation Facility | Electric Utility | MD | ST1 | 493 | 493 | Natural Gas Fired Combined Cycle | NG | CA | 5 | 2017 | (V) Under construction, more than 50 percent complete | Cecil | 39.7194 | -76.1616
59336 | Schell Solar Farm, LLC | 59591 | Schell Solar Farm | IPP Non-CHP | NC | PV1 | 5 | 5 | Solar Photovoltaic | SUN | PV | 5 | 2017 | (T) Regulatory approvals received. Not under construction | Northampton | 36.4356 | -77.5664
59342 | Maricopa West Solar PV 2, LLC | 59608 | Maricopa West Solar 2 | IPP Non-CHP | CA | MWS2 | 20 | 20 | Solar Photovoltaic | SUN | PV | 5 | 2017 | (L) Regulatory approvals pending. Not under construction | Kern | 35.1214 | -119.325
6035 | Exelon Power | 59812 | Wolf Hollow II | IPP Non-CHP | TX | CGT4 | 360 | 307.2 | Natural Gas Fired Combined Cycle | NG | CT | 5 | 2017 | (U) Under construction, less than or equal to 50 percent complete | Hood | 32.3377 | -97.7346
6035 | Exelon Power | 59812 | Wolf Hollow II | IPP Non-CHP | TX | CGT5 | 360 | 307.2 | Natural Gas Fired Combined Cycle | NG | CT | 5 | 2017 | (U) Under construction, less than or equal to 50 percent complete | Hood | 32.3377 | -97.7346
6035 | Exelon Power | 59812 | Wolf Hollow II | IPP Non-CHP | TX | STG6 | 511.2 | 454.9 | Natural Gas Fired Combined Cycle | NG | CA | 5 | 2017 | (U) Under construction, less than or equal to 50 percent complete | Hood | 32.3377 | -97.7346
59764 | Waipio PV, LLC | 60024 | Waipio Solar | IPP Non-CHP | HI | WPO | 45.9 | 45.9 | Solar Photovoltaic | SUN | PV | 5 | 2017 | (U) Under construction, less than or equal to 50 percent complete | Honolulu | 21.456 | -157.982
59898 | Kawailoa Solar, LLC | 60125 | Kawailoa Solar | IPP Non-CHP | HI | KAWS | 49 | 49 | Solar Photovoltaic | SUN | PV | 5 | 2017 | (L) Regulatory approvals pending. Not under construction | Honolulu | 21.624 | -158.055
59745 | First Solar Asset Management | 60261 | Playa Solar 2 | IPP Non-CHP | NV | GEN1 | 100 | 100 | Solar Photovoltaic | SUN | PV | 5 | 2017 | (L) Regulatory approvals pending. Not under construction | Clark | 36.408 | -114.908
59928 | Footprint Salem Harbor Development LP | 1626 | Salem Harbor | IPP Non-CHP | MA | 5 | 340 | 340 | Natural Gas Fired Combined Cycle | NG | CC | 6 | 2017 | (U) Under construction, less than or equal to 50 percent complete | Essex | 42.5256 | -70.8772
59928 | Footprint Salem Harbor Development LP | 1626 | Salem Harbor | IPP Non-CHP | MA | 6 | 340 | 340 | Natural Gas Fired Combined Cycle | NG | CC | 6 | 2017 | (U) Under construction, less than or equal to 50 percent complete | Essex | 42.5256 | -70.8772
6175 | City of Falls City - (NE) | 2237 | Falls City | Electric Utility | NE | 9 | 9.3 | 9.3 | Natural Gas Internal Combustion Engine | NG | IC | 6 | 2017 | (L) Regulatory approvals pending. Not under construction | Richardson | 40.055 | -95.6083
11664 | Mark Technologies Corp | 55352 | Alta Mesa Project Phase IV | IPP Non-CHP | CA | GEN1 | 40 | 40 | Onshore Wind Turbine | WND | WT | 6 | 2017 | (U) Under construction, less than or equal to 50 percent complete | Riverside | 33.9464 | -116.6633
56608 | Calpine Mid-Merit LLC | 55524 | York Energy Center | IPP Non-CHP | PA | CTG5 | 234.9 | 216.3 | Natural Gas Fired Combined Cycle | NG | CT | 6 | 2017 | (U) Under construction, less than or equal to 50 percent complete | York | 39.7375 | -76.3067
56608 | Calpine Mid-Merit LLC | 55524 | York Energy Center | IPP Non-CHP | PA | CTG6 | 234.9 | 216.3 | Natural Gas Fired Combined Cycle | NG | CT | 6 | 2017 | (U) Under construction, less than or equal to 50 percent complete | York | 39.7375 | -76.3067
56608 | Calpine Mid-Merit LLC | 55524 | York Energy Center | IPP Non-CHP | PA | STG2 | 419.6 | 395.1 | Natural Gas Fired Combined Cycle | NG | CA | 6 | 2017 | (U) Under construction, less than or equal to 50 percent complete | York | 39.7375 | -76.3067
56771 | Black Hills Service Company LLC | 56998 | Pueblo Airport Generating Station | IPP Non-CHP | CO | CT08 | 40 | 37 | Natural Gas Fired Combustion Turbine | NG | GT | 6 | 2017 | (T) Regulatory approvals received. Not under construction | Pueblo | 38.3208 | -104.5264
56625 | Flat Water Wind Farm LLC | 57283 | Flat Water Wind Farm LLC | IPP Non-CHP | NE | WTG2 | 10.5 | 10.5 | Onshore Wind Turbine | WND | WT | 6 | 2017 | (P) Planned for installation, but regulatory approvals not initiated | Richardson | 40.0011 | -95.9289
58662 | Blue Mountain Power Partners | 58764 | Blue Mountain Wind Farm | IPP Non-CHP | UT | BM1 | 80 | 80 | Onshore Wind Turbine | WND | WT | 6 | 2017 | (U) Under construction, less than or equal to 50 percent complete | San Juan | 38.0325 | -109.3006
58684 | Hop Bottom Energy LLC | 58800 | Hop Bottom | IPP Non-CHP | PA | 1 | 7 | 6.8 | Natural Gas Internal Combustion Engine | NG | IC | 6 | 2017 | (T) Regulatory approvals received. Not under construction | Susquehanna | 41.6681 | -75.725
58684 | Hop Bottom Energy LLC | 58800 | Hop Bottom | IPP Non-CHP | PA | 2 | 7 | 6.8 | Natural Gas Internal Combustion Engine | NG | IC | 6 | 2017 | (T) Regulatory approvals received. Not under construction | Susquehanna | 41.6681 | -75.725
58684 | Hop Bottom Energy LLC | 58800 | Hop Bottom | IPP Non-CHP | PA | 3 | 7 | 6.8 | Natural Gas Internal Combustion Engine | NG | IC | 6 | 2017 | (T) Regulatory approvals received. Not under construction | Susquehanna | 41.6681 | -75.725
58695 | Coronal Development Services | 58876 | Fusion Solar Center LLC | IPP Non-CHP | CT | PV | 20 | 20 | Solar Photovoltaic | SUN | PV | 6 | 2017 | (T) Regulatory approvals received. Not under construction | New London | 41.6239 | -72.0431
58960 | Timberline Energy LLC | 59143 | Front Range Project | IPP Non-CHP | CO | FR-2 | 1.6 | 1.5 | Landfill Gas | LFG | IC | 6 | 2017 | (P) Planned for installation, but regulatory approvals not initiated | Weld | 40.0294 | -105.0047
58959 | Freeport LNG Development L.P | 59145 | Freeport LP Pretreatment Facility | Industrial Non-CHP | TX | 65GTG | 97 | 77.5 | Natural Gas Fired Combustion Turbine | NG | GT | 6 | 2017 | (L) Regulatory approvals pending. Not under construction | Brazoria | 28.9792 | -95.3069
59101 | NTE Texas, LLC | 59298 | Pecan Creek Energy Center | IPP Non-CHP | TX | PCEC1 | 171.8 | 133 | Natural Gas Fired Combustion Turbine | NG | GT | 6 | 2017 | (P) Planned for installation, but regulatory approvals not initiated | Nolan | 32.2183 | -100.3231
59101 | NTE Texas, LLC | 59298 | Pecan Creek Energy Center | IPP Non-CHP | TX | PCEC2 | 171.8 | 133 | Natural Gas Fired Combustion Turbine | NG | GT | 6 | 2017 | (P) Planned for installation, but regulatory approvals not initiated | Nolan | 32.2183 | -100.3231
59192 | Amity Energy, LLC | 59418 | Amity Energy LLC | IPP Non-CHP | PA | GEN1 | 4.4 | 4.2 | Natural Gas Internal Combustion Engine | NG | IC | 6 | 2017 | (L) Regulatory approvals pending. Not under construction | Washington | 40.0714 | -80.2047
59192 | Amity Energy, LLC | 59418 | Amity Energy LLC | IPP Non-CHP | PA | GEN2 | 4.4 | 4.2 | Natural Gas Internal Combustion Engine | NG | IC | 6 | 2017 | (L) Regulatory approvals pending. Not under construction | Washington | 40.0714 | -80.2047
59192 | Amity Energy, LLC | 59418 | Amity Energy LLC | IPP Non-CHP | PA | GEN3 | 4.4 | 4.2 | Natural Gas Internal Combustion Engine | NG | IC | 6 | 2017 | (L) Regulatory approvals pending. Not under construction | Washington | 40.0714 | -80.2047
59192 | Amity Energy, LLC | 59418 | Amity Energy LLC | IPP Non-CHP | PA | GEN4 | 4.4 | 4.2 | Natural Gas Internal Combustion Engine | NG | IC | 6 | 2017 | (L) Regulatory approvals pending. Not under construction | Washington | 40.0714 | -80.2047
59192 | Amity Energy, LLC | 59418 | Amity Energy LLC | IPP Non-CHP | PA | GEN5 | 4.4 | 4.2 | Natural Gas Internal Combustion Engine | NG | IC | 6 | 2017 | (L) Regulatory approvals pending. Not under construction | Washington | 40.0714 | -80.2047
59438 | Innovative Solar 53, LLC | 59668 | Innovative Solar 53 | IPP Non-CHP | NC | IS053 | 40 | 40 | Solar Photovoltaic | SUN | PV | 6 | 2017 | (T) Regulatory approvals received. Not under construction | Hoke | 34.9051 | -79.3035
59439 | Innovative Solar 54, LLC | 59669 | Innovative Solar 54 | IPP Non-CHP | NC | IS054 | 50 | 50 | Solar Photovoltaic | SUN | PV | 6 | 2017 | (T) Regulatory approvals received. Not under construction | Lenoir | 35.2137 | -77.7124
59448 | Innovative Solar 67, LLC | 59678 | Innovative Solar 67 | IPP Non-CHP | NC | IS067 | 33.3 | 33.3 | Solar Photovoltaic | SUN | PV | 6 | 2017 | (T) Regulatory approvals received. Not under construction | Pender | 34.6233 | -78.0054
59449 | Innovative Solar 68, LLC | 59679 | Innovative Solar 68 | IPP Non-CHP | NC | IS068 | 48.3 | 48.3 | Solar Photovoltaic | SUN | PV | 6 | 2017 | (T) Regulatory approvals received. Not under construction | Cumberland | 34.8507 | -78.7792
59534 | Oregon Clean Energy Center | 59764 | Oregon Clean Energy Center | IPP Non-CHP | OH | CTG11 | 328 | 256.5 | Natural Gas Fired Combined Cycle | NG | CT | 6 | 2017 | (V) Under construction, more than 50 percent complete | Lucas | 41.6679 | -83.4437
59534 | Oregon Clean Energy Center | 59764 | Oregon Clean Energy Center | IPP Non-CHP | OH | CTG12 | 328 | 256.5 | Natural Gas Fired Combined Cycle | NG | CT | 6 | 2017 | (V) Under construction, more than 50 percent complete | Lucas | 41.6679 | -83.4437
59534 | Oregon Clean Energy Center | 59764 | Oregon Clean Energy Center | IPP Non-CHP | OH | STG10 | 404 | 334.6 | Natural Gas Fired Combined Cycle | NG | CA | 6 | 2017 | (V) Under construction, more than 50 percent complete | Lucas | 41.6679 | -83.4437
9267 | Hoosier Energy R E C, Inc | 59791 | Cabin Creek Renewable Energy Station | Electric Utility | IN | 1 | 2 | 1.9 | Landfill Gas | LFG | IC | 6 | 2017 | (L) Regulatory approvals pending. Not under construction | Randolph | 40.0785 | -85.1098
9267 | Hoosier Energy R E C, Inc | 59791 | Cabin Creek Renewable Energy Station | Electric Utility | IN | 2 | 2 | 1.9 | Landfill Gas | LFG | IC | 6 | 2017 | (L) Regulatory approvals pending. Not under construction | Randolph | 40.0785 | -85.1098
59365 | Capital Power Corporation | 59888 | CP Bloom Wind LLC | IPP Non-CHP | KS | GEN | 180 | 180 | Onshore Wind Turbine | WND | WT | 6 | 2017 | (L) Regulatory approvals pending. Not under construction | Ford | 37.4863 | -99.9247
59696 | Soluga Farms IV | 59934 | Soluga Farms IV | IPP Non-CHP | NC | SFIV | 4.9 | 4.9 | Solar Photovoltaic | SUN | PV | 6 | 2017 | (P) Planned for installation, but regulatory approvals not initiated | Cumberland | 35.2187 | -78.6695
59771 | Pecan Solar LLC | 60030 | Pecan Solar | IPP Non-CHP | NC | PECAN | 74.9 | 74.9 | Solar Photovoltaic | SUN | PV | 6 | 2017 | (T) Regulatory approvals received. Not under construction | Northampton | 36.481 | -77.4812
59745 | First Solar Asset Management | 60033 | CA Flats Solar 130, LLC | IPP Non-CHP | CA | GEN01 | 130 | 130 | Solar Photovoltaic | SUN | PV | 6 | 2017 | (U) Under construction, less than or equal to 50 percent complete | San Luis Obispo | 35.6156 | -120.4044
6035 | Exelon Power | 60122 | Colorado Bend II | IPP Non-CHP | TX | CT7 | 360.9 | 313.2 | Natural Gas Fired Combined Cycle | NG | CT | 6 | 2017 | (U) Under construction, less than or equal to 50 percent complete | Wharton | 29.2894 | -96.0654
6035 | Exelon Power | 60122 | Colorado Bend II | IPP Non-CHP | TX | CT8 | 360.9 | 313.2 | Natural Gas Fired Combined Cycle | NG | CT | 6 | 2017 | (U) Under construction, less than or equal to 50 percent complete | Wharton | 29.2894 | -96.0654
6035 | Exelon Power | 60122 | Colorado Bend II | IPP Non-CHP | TX | STG9 | 508.5 | 461.4 | Natural Gas Fired Combined Cycle | NG | CA | 6 | 2017 | (U) Under construction, less than or equal to 50 percent complete | Wharton | 29.2894 | -96.0654
60002 | Halyard Energy Wharton, LLC | 60221 | Halyard Wharton Energy Center | IPP Non-CHP | TX | TBN1 | 232 | 210 | Natural Gas Fired Combustion Turbine | NG | GT | 6 | 2017 | (T) Regulatory approvals received. Not under construction | Wharton | 29.265 | -96.3963
60002 | Halyard Energy Wharton, LLC | 60221 | Halyard Wharton Energy Center | IPP Non-CHP | TX | TBN2 | 232 | 210 | Natural Gas Fired Combustion Turbine | NG | GT | 6 | 2017 | (T) Regulatory approvals received. Not under construction | Wharton | 29.265 | -96.3963
60070 | Organ Church Solar | 60284 | Organ Church Solar | IPP Non-CHP | NC | PV1 | 5 | 4.9 | Solar Photovoltaic | SUN | PV | 6 | 2017 | (P) Planned for installation, but regulatory approvals not initiated | Rowan County | 35.5113 | -80.4569
60075 | Climax Solar, LLC | 60286 | Climax Solar | IPP Non-CHP | NC | PV1 | 5 | 4.9 | Solar Photovoltaic | SUN | PV | 6 | 2017 | (P) Planned for installation, but regulatory approvals not initiated | Randolph | 35.8893 | -79.6919
60079 | Whiteville Solar 2, LLC | 60292 | Whiteville Solar 2 | IPP Non-CHP | NC | PV1 | 5 | 4.9 | Solar Photovoltaic | SUN | PV | 6 | 2017 | (P) Planned for installation, but regulatory approvals not initiated | Columbus | 34.2774 | -78.7401
60073 | St. Matthews Solar, LLC | 60293 | St. Matthews Solar | IPP Non-CHP | SC | PV1 | 5 | 4.9 | Solar Photovoltaic | SUN | PV | 6 | 2017 | (P) Planned for installation, but regulatory approvals not initiated | Calhoun | 33.6867 | -80.7586
60076 | Crawford Solar, LLC | 60294 | Crawford Solar | IPP Non-CHP | NC | PV1 | 5 | 4.9 | Solar Photovoltaic | SUN | PV | 6 | 2017 | (P) Planned for installation, but regulatory approvals not initiated | Richmond | 35.1009 | -79.728
60077 | Crimson Solar, LLC | 60295 | Crimson Solar | IPP Non-CHP | NC | PV1 | 5 | 4.9 | Solar Photovoltaic | SUN | PV | 6 | 2017 | (P) Planned for installation, but regulatory approvals not initiated | Onslow | 34.8432 | -77.5522
60096 | Calvert Energy LLC | 60298 | Pine Valley Solar Farm, LLC | IPP Non-CHP | NC | PV1 | 5 | 5 | Solar Photovoltaic | SUN | PV | 6 | 2017 | (P) Planned for installation, but regulatory approvals not initiated | Moore | 35.2181 | -79.5293
60130 | Albany Green Energy, LLC | 60340 | Albany Green Energy | IPP CHP | GA | 1 | 50 | 42 | Natural Gas Steam Turbine | NG | ST | 6 | 2017 | (U) Under construction, less than or equal to 50 percent complete | Dougherty | 31.5559 | -84.1103
60192 | Warbler Holdings, LLC | 60393 | Warbler Holdings | IPP Non-CHP | NC | PV1 | 4 | 4 | Solar Photovoltaic | SUN | PV | 6 | 2017 | (L) Regulatory approvals pending. Not under construction | Cleveland | 35.3188 | -81.6239
14624 | PUD No 2 of Grant County | 3888 | Wanapum | Electric Utility | WA | 3A | 122 | 122 | Conventional Hydroelectric | WAT | HY | 7 | 2017 | (P) Planned for installation, but regulatory approvals not initiated | Grant | 46.8731 | -119.9703
58783 | Marseilles Land and Water Company | 58903 | Marseilles Lock and Dam Hydro | IPP Non-CHP | IL | UNIT1 | 2.6 | 2.6 | Conventional Hydroelectric | WAT | HY | 7 | 2017 | (L) Regulatory approvals pending. Not under construction | LaSalle | 41.3278 | -88.7011
58783 | Marseilles Land and Water Company | 58903 | Marseilles Lock and Dam Hydro | IPP Non-CHP | IL | UNIT2 | 2.6 | 2.6 | Conventional Hydroelectric | WAT | HY | 7 | 2017 | (L) Regulatory approvals pending. Not under construction | LaSalle | 41.3278 | -88.7011
58783 | Marseilles Land and Water Company | 58903 | Marseilles Lock and Dam Hydro | IPP Non-CHP | IL | UNIT3 | 2.6 | 2.6 | Conventional Hydroelectric | WAT | HY | 7 | 2017 | (L) Regulatory approvals pending. Not under construction | LaSalle | 41.3278 | -88.7011
58783 | Marseilles Land and Water Company | 58903 | Marseilles Lock and Dam Hydro | IPP Non-CHP | IL | UNIT4 | 2.6 | 2.6 | Conventional Hydroelectric | WAT | HY | 7 | 2017 | (L) Regulatory approvals pending. Not under construction | LaSalle | 41.3278 | -88.7011
59362 | Jericho Rise Wind Farm LLC | 59629 | Jericho Rise Wind Farm LLC | IPP Non-CHP | NY | GEN1 | 77.7 | 77.7 | Onshore Wind Turbine | WND | WT | 7 | 2017 | (P) Planned for installation, but regulatory approvals not initiated | Franklin | 44.8889 | -74.1033
59594 | Black Oak Wind Farm LLC | 59813 | Black Oak Wind Farm | IPP Non-CHP | NY | NA | 16.1 | 16.1 | Onshore Wind Turbine | WND | WT | 7 | 2017 | (L) Regulatory approvals pending. Not under construction | Tompkins | 42.4022 | -76.6704
60078 | Bladen Solar Farm, LLC | 60296 | Bladen Solar Farm | IPP Non-CHP | NC | PV1 | 5 | 4.9 | Solar Photovoltaic | SUN | PV | 7 | 2017 | (P) Planned for installation, but regulatory approvals not initiated | Cumberland | 34.8229 | -78.6243
60179 | Duroc Holdings, LLC | 60379 | Duroc Holdings | IPP Non-CHP | NC | PV1 | 5 | 5 | Solar Photovoltaic | SUN | PV | 7 | 2017 | (L) Regulatory approvals pending. Not under construction | Davie | 35.8692 | -80.565
60193 | Tamworth Holdings, LLC | 60394 | Tamworth Holdings | IPP Non-CHP | NC | PV1 | 5 | 5 | Solar Photovoltaic | SUN | PV | 7 | 2017 | (L) Regulatory approvals pending. Not under construction | Bladen | 34.7456 | -78.4212
56987 | RRE Austin Solar LLC | 57659 | Pflugerville Solar Farm | IPP Non-CHP | TX | PSF | 120 | 120 | Solar Photovoltaic | SUN | PV | 8 | 2017 | (P) Planned for installation, but regulatory approvals not initiated | Travis | 30.4214 | -97.4614
58849 | Mariah del Este LLC | 59006 | Mariah East | IPP Non-CHP | TX | MARN | 230.4 | 230.4 | Onshore Wind Turbine | WND | WT | 8 | 2017 | (U) Under construction, less than or equal to 50 percent complete | Parmer | 34.6944 | -102.6717
60042 | Fluvanna Wind Energy LLC | 59245 | Fluvanna | IPP Non-CHP | TX | FLUV1 | 152 | 152 | Onshore Wind Turbine | WND | WT | 8 | 2017 | (U) Under construction, less than or equal to 50 percent complete | Scurry | 32.9319 | -101.1436
60112 | 97WI 8ME, LLC | 60315 | Midway Solar Farm III | IPP Non-CHP | CA | MSF3 | 20 | 20 | Solar Photovoltaic | SUN | PV | 8 | 2017 | (L) Regulatory approvals pending. Not under construction | Imperial | 33.1548 | -115.5449
58653 | Oxbow Creek Energy LLC | 58714 | Oxbow Creek | IPP Non-CHP | PA | 1 | 7 | 6.8 | Natural Gas Internal Combustion Engine | NG | IC | 9 | 2017 | (T) Regulatory approvals received. Not under construction | Wyoming | 41.6086 | -75.8706
58653 | Oxbow Creek Energy LLC | 58714 | Oxbow Creek | IPP Non-CHP | PA | 2 | 7 | 6.8 | Natural Gas Internal Combustion Engine | NG | IC | 9 | 2017 | (T) Regulatory approvals received. Not under construction | Wyoming | 41.6086 | -75.8706
58653 | Oxbow Creek Energy LLC | 58714 | Oxbow Creek | IPP Non-CHP | PA | 3 | 7 | 6.8 | Natural Gas Internal Combustion Engine | NG | IC | 9 | 2017 | (T) Regulatory approvals received. Not under construction | Wyoming | 41.6086 | -75.8706
58687 | Bayles Energy LLC | 58816 | Bayles | IPP Non-CHP | PA | 1 | 7 | 6.8 | Natural Gas Internal Combustion Engine | NG | IC | 9 | 2017 | (L) Regulatory approvals pending. Not under construction | Greene | 39.8169 | -80.0244
58687 | Bayles Energy LLC | 58816 | Bayles | IPP Non-CHP | PA | 2 | 7 | 6.8 | Natural Gas Internal Combustion Engine | NG | IC | 9 | 2017 | (L) Regulatory approvals pending. Not under construction | Greene | 39.8169 | -80.0244
58687 | Bayles Energy LLC | 58816 | Bayles | IPP Non-CHP | PA | 3 | 7 | 6.8 | Natural Gas Internal Combustion Engine | NG | IC | 9 | 2017 | (L) Regulatory approvals pending. Not under construction | Greene | 39.8169 | -80.0244
58692 | Florey Knob LLC | 58821 | Florey Knobb | IPP Non-CHP | PA | 1 | 7 | 6.8 | Natural Gas Internal Combustion Engine | NG | IC | 9 | 2017 | (T) Regulatory approvals received. Not under construction | Wyoming | 41.5994 | -76.0092
58692 | Florey Knob LLC | 58821 | Florey Knobb | IPP Non-CHP | PA | 2 | 7 | 6.8 | Natural Gas Internal Combustion Engine | NG | IC | 9 | 2017 | (T) Regulatory approvals received. Not under construction | Wyoming | 41.5994 | -76.0092
58692 | Florey Knob LLC | 58821 | Florey Knobb | IPP Non-CHP | PA | 3 | 7 | 6.8 | Natural Gas Internal Combustion Engine | NG | IC | 9 | 2017 | (T) Regulatory approvals received. Not under construction | Wyoming | 41.5994 | -76.0092
58804 | Lake Erie Energy Development Corp | 58941 | Icebreaker Offshore Wind Farm | IPP Non-CHP | OH | WTG1 | 3 | 3 | Onshore Wind Turbine | WND | WT | 9 | 2017 | (L) Regulatory approvals pending. Not under construction | Cuyahoga | 41.6058 | -81.8058
58804 | Lake Erie Energy Development Corp | 58941 | Icebreaker Offshore Wind Farm | IPP Non-CHP | OH | WTG2 | 3 | 3 | Onshore Wind Turbine | WND | WT | 9 | 2017 | (L) Regulatory approvals pending. Not under construction | Cuyahoga | 41.6058 | -81.8058
58804 | Lake Erie Energy Development Corp | 58941 | Icebreaker Offshore Wind Farm | IPP Non-CHP | OH | WTG3 | 3 | 3 | Onshore Wind Turbine | WND | WT | 9 | 2017 | (L) Regulatory approvals pending. Not under construction | Cuyahoga | 41.6058 | -81.8058
58804 | Lake Erie Energy Development Corp | 58941 | Icebreaker Offshore Wind Farm | IPP Non-CHP | OH | WTG4 | 3 | 3 | Onshore Wind Turbine | WND | WT | 9 | 2017 | (L) Regulatory approvals pending. Not under construction | Cuyahoga | 41.6058 | -81.8058
58804 | Lake Erie Energy Development Corp | 58941 | Icebreaker Offshore Wind Farm | IPP Non-CHP | OH | WTG5 | 3 | 3 | Onshore Wind Turbine | WND | WT | 9 | 2017 | (L) Regulatory approvals pending. Not under construction | Cuyahoga | 41.6058 | -81.8058
58804 | Lake Erie Energy Development Corp | 58941 | Icebreaker Offshore Wind Farm | IPP Non-CHP | OH | WTG6 | 3 | 3 | Onshore Wind Turbine | WND | WT | 9 | 2017 | (L) Regulatory approvals pending. Not under construction | Cuyahoga | 41.6058 | -81.8058
59137 | Palmer Renewable Energy | 59336 | Palmer Renewable Energy | IPP Non-CHP | MA | PRE | 42 | 42 | Wood/Wood Waste Biomass | WDS | ST | 9 | 2017 | (T) Regulatory approvals received. Not under construction | Hampden | 42.1489 | -72.5453
59192 | Amity Energy, LLC | 59418 | Amity Energy LLC | IPP Non-CHP | PA | 1 | 7 | 6.8 | Natural Gas Internal Combustion Engine | NG | IC | 9 | 2017 | (L) Regulatory approvals pending. Not under construction | Washington | 40.0714 | -80.2047
59192 | Amity Energy, LLC | 59418 | Amity Energy LLC | IPP Non-CHP | PA | 2 | 7 | 6.8 | Natural Gas Internal Combustion Engine | NG | IC | 9 | 2017 | (L) Regulatory approvals pending. Not under construction | Washington | 40.0714 | -80.2047
59192 | Amity Energy, LLC | 59418 | Amity Energy LLC | IPP Non-CHP | PA | 3 | 7 | 6.8 | Natural Gas Internal Combustion Engine | NG | IC | 9 | 2017 | (L) Regulatory approvals pending. Not under construction | Washington | 40.0714 | -80.2047
19876 | Virginia Electric & Power Co | 59693 | VA Offshore Wind Project (VOWTAP) | Electric Utility | VA | OSW1 | 12 | 12 | Offshore Wind Turbine | WND | WS | 9 | 2017 | (L) Regulatory approvals pending. Not under construction | Virginia Beach City | 36.8916 | -75.4916
59745 | First Solar Asset Management | 59827 | Playa Solar | IPP Non-CHP | NV | GEN01 | 100 | 100 | Solar Photovoltaic | SUN | PV | 9 | 2017 | (L) Regulatory approvals pending. Not under construction | Clark | 36.408 | -114.908
58970 | Ecoplexus, Inc | 59996 | Boykin PV1 | IPP Non-CHP | NC | BOYK1 | 17 | 17 | Solar Photovoltaic | SUN | PV | 9 | 2017 | (L) Regulatory approvals pending. Not under construction | Cumberland | 35.1134 | -78.7504
60099 | MS Solar 3, LLC | 60303 | Sumrall II Solar Farm | IPP Non-CHP | MS | SUM2 | 52 | 52 | Solar Photovoltaic | SUN | PV | 9 | 2017 | (L) Regulatory approvals pending. Not under construction | Lamar | 31.3971 | -89.4859
57028 | West Butte Wind Power LLC | 57704 | West Butte Wind Power Project | IPP Non-CHP | OR | WB-1 | 104.5 | 104.5 | Onshore Wind Turbine | WND | WT | 10 | 2017 | (L) Regulatory approvals pending. Not under construction | Crook | 43.9642 | -120.8122
58653 | Oxbow Creek Energy LLC | 58714 | Oxbow Creek | IPP Non-CHP | PA | GEN1 | 4.4 | 4.2 | Natural Gas Internal Combustion Engine | NG | IC | 10 | 2017 | (T) Regulatory approvals received. Not under construction | Wyoming | 41.6086 | -75.8706
58653 | Oxbow Creek Energy LLC | 58714 | Oxbow Creek | IPP Non-CHP | PA | GEN2 | 4.4 | 4.2 | Natural Gas Internal Combustion Engine | NG | IC | 10 | 2017 | (T) Regulatory approvals received. Not under construction | Wyoming | 41.6086 | -75.8706
58653 | Oxbow Creek Energy LLC | 58714 | Oxbow Creek | IPP Non-CHP | PA | GEN3 | 4.4 | 4.2 | Natural Gas Internal Combustion Engine | NG | IC | 10 | 2017 | (T) Regulatory approvals received. Not under construction | Wyoming | 41.6086 | -75.8706
58653 | Oxbow Creek Energy LLC | 58714 | Oxbow Creek | IPP Non-CHP | PA | GEN4 | 4.4 | 4.2 | Natural Gas Internal Combustion Engine | NG | IC | 10 | 2017 | (T) Regulatory approvals received. Not under construction | Wyoming | 41.6086 | -75.8706
58653 | Oxbow Creek Energy LLC | 58714 | Oxbow Creek | IPP Non-CHP | PA | GEN5 | 4.4 | 4.2 | Natural Gas Internal Combustion Engine | NG | IC | 10 | 2017 | (T) Regulatory approvals received. Not under construction | Wyoming | 41.6086 | -75.8706
60025 | Greenbacker Renewable Energy Corporation | 58827 | Flannagan Hydroelectric Project | IPP Non-CHP | VA | LEFT | 0.9 | 0.9 | Conventional Hydroelectric | WAT | HY | 10 | 2017 | (L) Regulatory approvals pending. Not under construction | Dickenson | 37.2333 | -82.3486
60025 | Greenbacker Renewable Energy Corporation | 58827 | Flannagan Hydroelectric Project | IPP Non-CHP | VA | RGHT | 0.9 | 0.9 | Conventional Hydroelectric | WAT | HY | 10 | 2017 | (L) Regulatory approvals pending. Not under construction | Dickenson | 37.2333 | -82.3486
58815 | KDC Solar RTC LLC | 58951 | Delilah Road Landfill | IPP Non-CHP | NJ | DRLS | 9 | 9 | Solar Photovoltaic | SUN | PV | 10 | 2017 | (P) Planned for installation, but regulatory approvals not initiated | Atlantic | 39.4161 | -74.5439
58850 | Mariah del Sur LLC | 59007 | Mariah South | IPP Non-CHP | TX | MAR S | 230.4 | 230.4 | Onshore Wind Turbine | WND | WT | 10 | 2017 | (U) Under construction, less than or equal to 50 percent complete | Parmer | 34.5814 | -102.5697
59056 | Tri Global Energy, LLC | 59243 | Changing Winds | IPP Non-CHP | TX | CHAN1 | 288 | 288 | Onshore Wind Turbine | WND | WT | 10 | 2017 | (U) Under construction, less than or equal to 50 percent complete | Castro | 34.5119 | -102.0519
59056 | Tri Global Energy, LLC | 59244 | Fiber Winds | IPP Non-CHP | TX | FIBE1 | 80 | 80 | Onshore Wind Turbine | WND | WT | 10 | 2017 | (T) Regulatory approvals received. Not under construction | Crosby | 33.6992 | -101.5247
59056 | Tri Global Energy, LLC | 59246 | Goodnight | IPP Non-CHP | TX | GOOD1 | 500 | 500 | Onshore Wind Turbine | WND | WT | 10 | 2017 | (U) Under construction, less than or equal to 50 percent complete | Armstrong | 35.0939 | -101.3261
19876 | Virginia Electric & Power Co | 59685 | Remington Solar Facility | Electric Utility | VA | 01 | 20 | 20 | Solar Photovoltaic | SUN | PV | 10 | 2017 | (L) Regulatory approvals pending. Not under construction | Fauquier | 38.5483 | -77.7764
59056 | Tri Global Energy, LLC | 59971 | Easter | IPP Non-CHP | TX | ESTR1 | 300 | 300 | Onshore Wind Turbine | WND | WT | 10 | 2017 | (U) Under construction, less than or equal to 50 percent complete | Castro | 34.6689 | -102.3517
9267 | Hoosier Energy R E C, Inc | 59987 | Spring Mill Solar RES | Electric Utility | IN | PV1 | 1.1 | 1.1 | Solar Photovoltaic | SUN | PV | 10 | 2017 | (P) Planned for installation, but regulatory approvals not initiated | Lawrence | 38.7095 | -86.4697
9267 | Hoosier Energy R E C, Inc | 59988 | Decatur Co. Solar RES (IN) | Electric Utility | IN | PV1 | 1.1 | 1.1 | Solar Photovoltaic | SUN | PV | 10 | 2017 | (P) Planned for installation, but regulatory approvals not initiated | Decatur | 39.3379 | -85.5064
9267 | Hoosier Energy R E C, Inc | 59989 | Jackson Co. Solar RES | Electric Utility | IN | PV1 | 1.1 | 1.1 | Solar Photovoltaic | SUN | PV | 10 | 2017 | (P) Planned for installation, but regulatory approvals not initiated | Jackson | 38.8817 | -86.033
60035 | Michigan Wind 3, LLC | 60246 | Michigan Wind 3 | IPP Non-CHP | MI | 1 | 152.8 | 152.8 | Onshore Wind Turbine | WND | WT | 10 | 2017 | (L) Regulatory approvals pending. Not under construction | Sanilac
40580 | Southern Minnesota Mun P Agny | 60254 | Owatonna Energy Station | Electric Utility | MN | UNIT1 | 9.7 | 9.7 | Natural Gas Internal Combustion Engine | NG | IC | 10 | 2017 | (T) Regulatory approvals received. Not under construction | Steele | 44.0852 | -93.2627
40580 | Southern Minnesota Mun P Agny | 60254 | Owatonna Energy Station | Electric Utility | MN | UNIT2 | 9.7 | 9.7 | Natural Gas Internal Combustion Engine | NG | IC | 10 | 2017 | (T) Regulatory approvals received. Not under construction | Steele | 44.0852 | -93.2627
40580 | Southern Minnesota Mun P Agny | 60254 | Owatonna Energy Station | Electric Utility | MN | UNIT3 | 9.7 | 9.7 | Natural Gas Internal Combustion Engine | NG | IC | 10 | 2017 | (T) Regulatory approvals received. Not under construction | Steele | 44.0852 | -93.2627
40580 | Southern Minnesota Mun P Agny | 60254 | Owatonna Energy Station | Electric Utility | MN | UNIT4 | 9.7 | 9.7 | Natural Gas Internal Combustion Engine | NG | IC | 10 | 2017 | (T) Regulatory approvals received. Not under construction | Steele | 44.0852 | -93.2627
59056 | Tri Global Energy, LLC | 60269 | Tex-Mex Renewable Energy Project, LLC | IPP Non-CHP | TX | WT1 | 80 | 80 | Onshore Wind Turbine | WND | WT | 10 | 2017 | (U) Under construction, less than or equal to 50 percent complete | Bailey | 34.396 | -103.0244
803 | Arizona Public Service Co | 116 | Ocotillo | Electric Utility | AZ | GT3 | 161.9 | 104.7 | Natural Gas Fired Combustion Turbine | NG | GT | 11 | 2017 | (P) Planned for installation, but regulatory approvals not initiated | Maricopa | 33.4225 | -111.9122
5416 | Duke Energy Carolinas, LLC | 3264 | W S Lee | Electric Utility | SC | CT11 | 243 | 243 | Natural Gas Fired Combined Cycle | NG | CT | 11 | 2017 | (U) Under construction, less than or equal to 50 percent complete | Anderson | 34.6022 | -82.435
5416 | Duke Energy Carolinas, LLC | 3264 | W S Lee | Electric Utility | SC | CT12 | 243 | 243 | Natural Gas Fired Combined Cycle | NG | CT | 11 | 2017 | (U) Under construction, less than or equal to 50 percent complete | Anderson | 34.6022 | -82.435
5416 | Duke Energy Carolinas, LLC | 3264 | W S Lee | Electric Utility | SC | ST10 | 362 | 362 | Natural Gas Fired Combined Cycle | NG | CA | 11 | 2017 | (U) Under construction, less than or equal to 50 percent complete | Anderson | 34.6022 | -82.435
58574 | Canton Mountain Wind LLC | 58620 | Canton Mountain Wind | IPP Non-CHP | ME | 1 | 22.8 | 22.8 | Onshore Wind Turbine | WND | WT | 11 | 2017 | (L) Regulatory approvals pending. Not under construction | Oxford | 44.5147 | -70.3031
57170 | EDF Renewable Asset Holdings, Inc. | 58979 | Copenhagen Wind Farm | IPP Non-CHP | NY | CPHGN | 79.9 | 79.9 | Onshore Wind Turbine | WND | WT | 11 | 2017 | (T) Regulatory approvals received. Not under construction | Lewis | 43.9131 | -75.6986
60221 | North Slope LLC | 60420 | North Slope, LLC | IPP Non-CHP | NY | NSPV | 200 | 200 | Onshore Wind Turbine | WND | WT | 11 | 2017 | (L) Regulatory approvals pending. Not under construction | Clinton | 44.8919 | -73.9425
803 | Arizona Public Service Co | 116 | Ocotillo | Electric Utility | AZ | GT4 | 161.9 | 104.7 | Natural Gas Fired Combustion Turbine | NG | GT | 12 | 2017 | (P) Planned for installation, but regulatory approvals not initiated | Maricopa | 33.4225 | -111.9122
7189 | Gila Bend Power Partners LLC | 55507 | Gila Bend Power Generation Station | IPP Non-CHP | AZ | 2 | 170 | 156 | Natural Gas Fired Combined Cycle | NG | CT | 12 | 2017 | (P) Planned for installation, but regulatory approvals not initiated | Maricopa | 32.986 | -112.811
7189 | Gila Bend Power Partners LLC | 55507 | Gila Bend Power Generation Station | IPP Non-CHP | AZ | 3 | 170 | 156 | Natural Gas Fired Combined Cycle | NG | CT | 12 | 2017 | (P) Planned for installation, but regulatory approvals not initiated | Maricopa | 32.986 | -112.811
7189 | Gila Bend Power Partners LLC | 55507 | Gila Bend Power Generation Station | IPP Non-CHP | AZ | 4 | 390 | 390 | Natural Gas Fired Combined Cycle | NG | CA | 12 | 2017 | (P) Planned for installation, but regulatory approvals not initiated | Maricopa | 32.986 | -112.811
59155 | First Wind O&M, LLC | 57088 | Bowers Wind Project | IPP Non-CHP | ME | 1 | 48 | 48 | Onshore Wind Turbine | WND | WT | 12 | 2017 | (L) Regulatory approvals pending. Not under construction | Penobscot | 45.4144 | -68.0381
56424 | Quilt Block Wind Farm LLC | 57116 | Quilt Block Wind Farm LLC | IPP Non-CHP | WI | GEN 1 | 98 | 98 | Onshore Wind Turbine | WND | WT | 12 | 2017 | (P) Planned for installation, but regulatory approvals not initiated | Lafayette | 42.6733 | -90.2653
56633 | Trishe Wind Minnesota | 57255 | Trishe Wind Minnesota | IPP Non-CHP | MN | 1 | 40 | 40 | Onshore Wind Turbine | WND | WT | 12 | 2017 | (U) Under construction, less than or equal to 50 percent complete | Kandiyohi | 45.1539 | -94.8811
56911 | Kalaeloa Solar One LLC | 57569 | Kalaeloa Solar One | IPP Non-CHP | HI | KS1-A | 3 | 3 | Solar Photovoltaic | SUN | PV | 12 | 2017 | (L) Regulatory approvals pending. Not under construction | Honolulu | 21.3189 | -158.0839
56949 | Paulding Wind Farm LLC | 57611 | Paulding Wind Farm LLC | IPP Non-CHP | OH | GEN1 | 49 | 49 | Onshore Wind Turbine | WND | WT | 12 | 2017 | (L) Regulatory approvals pending. Not under construction | Paulding | 41.16 | -84.7639
56935 | Number Nine Wind Farm LLC | 57612 | Number Nine Wind Farm | IPP Non-CHP | ME | GEN1 | 250 | 250 | Onshore Wind Turbine | WND | WT | 12 | 2017 | (P) Planned for installation, but regulatory approvals not initiated | Aroostook | 46.3869 | -68.0567
56941 | Meadow Lake Wind Farm V LLC | 57628 | Meadow Lake Wind Farm V LLC | IPP Non-CHP | IN | GEN1 | 100 | 100 | Onshore Wind Turbine | WND | WT | 12 | 2017 | (P) Planned for installation, but regulatory approvals not initiated | White | 40.7161 | -87.0211
57003 | Arlington Valley Solar Energy LLC | 57679 | Arlington Valley Solar Energy I | IPP Non-CHP | AZ | AVSE1 | 127 | 125 | Solar Photovoltaic | SUN | PV | 12 | 2017 | (T) Regulatory approvals received. Not under construction | Maricopa | 33.3217 | -112.8806
57331 | Soitec Solar Development LLC | 57960 | Rugged Solar LLC | IPP Non-CHP | CA | 1 | 80 | 80 | Solar Photovoltaic | SUN | PV | 12 | 2017 | (L) Regulatory approvals pending. Not under construction | San Diego | 32.6861 | -116.2806
11204 | Los Alamos County | 58256 | Los Alamos PV Site | Electric Utility | NM | 4 | 1 | 1 | Solar Photovoltaic | SUN | PV | 12 | 2017 | (P) Planned for installation, but regulatory approvals not initiated | Los Alamos | 35.8756 | -106.31
59359 | BHE Renewables, LLC | 58694 | Walnut Ridge Wind Farm | IPP Non-CHP | IL | 1 | 210 | 210 | Onshore Wind Turbine | WND | WT | 12 | 2017 | (L) Regulatory approvals pending. Not under construction | Bureau | 41.4967 | -89.5803
58672 | Everpower Wind Holdings Inc | 58776 | Buckeye Wind Farm | IPP Non-CHP | OH | 1 | 200 | 200 | Onshore Wind Turbine | WND | WT | 12 | 2017 | (T) Regulatory approvals received. Not under construction | Champaign | 40.1239 | -83.6381
58672 | Everpower Wind Holdings Inc | 58778 | Coyote Crest Wind Farm | IPP Non-CHP | WA | 1 | 126 | 126 | Onshore Wind Turbine | WND | WT | 12 | 2017 | (T) Regulatory approvals received. Not under construction | Lewis | 46.7383 | -123.3478
58672 | Everpower Wind Holdings Inc | 58780 | Scioto Ridge Wind Farm | IPP Non-CHP | OH | 1 | 300 | 300 | Onshore Wind Turbine | WND | WT | 12 | 2017 | (T) Regulatory approvals received. Not under construction | Logan | 40.5614 | -83.7364
58718 | Na Pua Makani Power Partners LLC | 58837 | Na Pua Makani Wind Project | IPP Non-CHP | HI | WT1 | 25 | 25 | Onshore Wind Turbine | WND | WT | 12 | 2017 | (P) Planned for installation, but regulatory approvals not initiated | Honolulu | 21.6669 | -157.97
58761 | White Camp Solar LLC | 58888 | White Camp Solar | IPP Non-CHP | TX | WCAMP | 100 | 100 | Solar Photovoltaic | SUN | PV | 12 | 2017 | (T) Regulatory approvals received. Not under construction | Kent | 33.3442 | -100.8336
58794 | American Wind Energy Management Corp. | 58924 | Sugar Creek Wind One LLC | IPP Non-CHP | IL | SUG1 | 175 | 175 | Onshore Wind Turbine | WND | WT | 12 | 2017 | (T) Regulatory approvals received. Not under construction | Logan | 40.0742 | -89.2919
58794 | American Wind Energy Management Corp. | 58925 | Sangamon Wind One LLC | IPP Non-CHP | IL | SAN1 | 30 | 30 | Onshore Wind Turbine | WND | WT | 12 | 2017 | (P) Planned for installation, but regulatory approvals not initiated | Sangamon | 39.8219 | -89.9558
58796 | Trishe Wind Colorado | 58928 | Trishe Wind Colorado | IPP Non-CHP | CO | 1 | 30 | 30 | Onshore Wind Turbine | WND | WT | 12 | 2017 | (U) Under construction, less than or equal to 50 percent complete | Phillips | 40.6272 | -102.6264
58843 | Searchlight Wind Energy LLC | 58988 | Searchlight Wind | IPP Non-CHP | NV | 1 | 200 | 200 | Onshore Wind Turbine | WND | WT | 12 | 2017 | (P) Planned for installation, but regulatory approvals not initiated | Clark | 35.4669 | -114.8736
58860 | Southbridge Recycling and Disposal Park, Inc | 59011 | Southbridge Landfill Gas-to-Energy | IPP Non-CHP | MA | CAT2 | 1.6 | 1.5 | Landfill Gas | LFG | IC | 12 | 2017 | (P) Planned for installation, but regulatory approvals not initiated | Worcester | 42.1044 | -72.0325
219 | Alaska Power and Telephone Co | 59027 | Mahoney Lake Hydroelectric | Electric Utility | AK | GEN 1 | 9.6 | 9.6 | Conventional Hydroelectric | WAT | HY | 12 | 2017 | (L) Regulatory approvals pending. Not under construction | Ketchikan Gateway | 55.4194 | -131.5378
219 | Alaska Power and Telephone Co | 59037 | Hiilangaay Hydro | Electric Utility | AK | GEN 1 | 5 | 5 | Conventional Hydroelectric | WAT | HY | 12 | 2017 | (T) Regulatory approvals received. Not under construction | Prince of Wales Ketchikan | 55.2164 | -132.6036
56215 | E ON Climate Renewables N America LLC | 59061 | Twin Forks Wind Farm LLC | IPP Non-CHP | IL | WT1 | 351 | 351 | Onshore Wind Turbine | WND | WT | 12 | 2017 | (L) Regulatory approvals pending. Not under construction | Dewitt | 40.0111 | -89.0472
56215 | E ON Climate Renewables N America LLC | 59062 | Vici Wind Farm | IPP Non-CHP | OK | VICI | 104.4 | 104.4 | Onshore Wind Turbine | WND | WT | 12 | 2017 | (L) Regulatory approvals pending. Not under construction | Dewey | 36.0875 | -99.1342
56215 | E ON Climate Renewables N America LLC | 59066 | Magic Valley Wind Farm II | IPP Non-CHP | TX | MVII | 230 | 230 | Onshore Wind Turbine | WND | WT | 12 | 2017 | (L) Regulatory approvals pending. Not under construction | Willacy | 26.5222 | -97.6911
56215 | E ON Climate Renewables N America LLC | 59067 | Grandview Wind Farm III LLC | IPP Non-CHP | TX | GVIII | 188 | 188 | Onshore Wind Turbine | WND | WT | 12 | 2017 | (L) Regulatory approvals pending. Not under construction | Carson | 35.3131 | -101.2744
58901 | Hydro Green Energy | 59091 | Braddock Lock and Dam | IPP Non-CHP | PA | GEN1 | 5.3 | 5.3 | Conventional Hydroelectric | WAT | HY | 12 | 2017 | (L) Regulatory approvals pending. Not under construction | Allegheny | 40.3889 | -79.8589
59080 | Soleil Energy Solutions, LLC | 59258 | Westside Solar Farm | IPP Non-CHP | NC | WEST1 | 4 | 4 | Solar Photovoltaic | SUN | PV | 12 | 2017 | (P) Planned for installation, but regulatory approvals not initiated | Randolph | 35.6947 | -79.8625
59098 | Trishe Wind Ohio LLC | 59296 | Trishe Wind Ohio LLC | IPP Non-CHP | OH | NWOH1 | 100 | 100 | Onshore Wind Turbine | WND | WT | 12 | 2017 | (T) Regulatory approvals received. Not under construction | Paulding | 41.0169 | -84.5936
58970 | Ecoplexus, Inc | 59520 | Manning PV 1 | IPP Non-CHP | NC | MANN | 5 | 5 | Solar Photovoltaic | SUN | PV | 12 | 2017 | (L) Regulatory approvals pending. Not under construction | Alamance | 36.1192 | -79.5214
59343 | Maricopa East Solar PV, LLC | 59609 | Maricopa East Solar | IPP Non-CHP | CA | MES | 18 | 18 | Solar Photovoltaic | SUN | PV | 12 | 2017 | (L) Regulatory approvals pending. Not under construction | Kern | 35.1014 | -119.0686
58672 | Everpower Wind Holdings Inc | 59756 | Mud Springs Wind Project, LLC | IPP Non-CHP | MT | 1 | 80 | 80 | Onshore Wind Turbine | WND | WT | 12 | 2017 | (L) Regulatory approvals pending. Not under construction | Carbon | 45.1144 | -108.6634
58672 | Everpower Wind Holdings Inc | 59757 | Pryor Caves Wind Project, LLC | IPP Non-CHP | MT | 1 | 80 | 80 | Onshore Wind Turbine | WND | WT | 12 | 2017 | (L) Regulatory approvals pending. Not under construction | Carbon | 45.1655 | -108.6931
58672 | Everpower Wind Holdings Inc | 59758 | Horse Thief Wind Project, LLC | IPP Non-CHP | MT | 1 | 80 | 80 | Onshore Wind Turbine | WND | WT | 12 | 2017 | (L) Regulatory approvals pending. Not under construction | Carbon | 45.2236 | -108.7452
59541 | Carroll County Energy LLC | 59773 | Carroll County Energy | IPP CHP | OH | CGT1 | 235.5 | 197.3 | Natural Gas Fired Combined Cycle | NG | CT | 12 | 2017 | (U) Under construction, less than or equal to 50 percent complete | Carroll | 40.6044 | -81.0592
59541 | Carroll County Energy LLC | 59773 | Carroll County Energy | IPP CHP | OH | CGT2 | 235.5 | 197.3 | Natural Gas Fired Combined Cycle | NG | CT | 12 | 2017 | (U) Under construction, less than or equal to 50 percent complete | Carroll | 40.6044 | -81.0592
59541 | Carroll County Energy LLC | 59773 | Carroll County Energy | IPP CHP | OH | SGT1 | 361.3 | 288 | Natural Gas Fired Combined Cycle | NG | CA | 12 | 2017 | (U) Under construction, less than or equal to 50 percent complete | Carroll | 40.6044 | -81.0592
59464 | Current Energy Group | 59829 | Hickory | IPP Non-CHP | NC | 5515 | 5 | 5 | Solar Photovoltaic | SUN | PV | 12 | 2017 | (T) Regulatory approvals received. Not under construction | Duplin | 34.8022 | -78.0092
56615 | First Solar Project Development | 59869 | Aiya Solar Project | IPP Non-CHP | NV | GEN01 | 100 | 100 | Solar Photovoltaic | SUN | PV | 12 | 2017 | (L) Regulatory approvals pending. Not under construction | Clark | 36.685 | -114.646
59365 | Capital Power Corporation | 59890 | Poplars Ranch Solar LLC | IPP Non-CHP | OR | GEN | 16 | 16 | Solar Photovoltaic | SUN | PV | 12 | 2017 | (P) Planned for installation, but regulatory approvals not initiated | Lake | 43.2682 | -120.9136
59365 | Capital Power Corporation | 59892 | Hopeful Solar LLC | IPP Non-CHP | GA | GEN | 20.7 | 20.7 | Solar Photovoltaic | SUN | PV | 12 | 2017 | (P) Planned for installation, but regulatory approvals not initiated | Mitchell | 31.1263 | -84.3974
59365 | Capital Power Corporation | 59902 | Cardinal Point LLC | IPP Non-CHP | IL | GEN | 150 | 150 | Onshore Wind Turbine | WND | WT | 12 | 2017 | (P) Planned for installation, but regulatory approvals not initiated | McDonough | 40.5886 | -90.7518
59365 | Capital Power Corporation | 59903 | New Frontier Wind | IPP Non-CHP | ND | GEN | 99 | 99 | Onshore Wind Turbine | WND | WT | 12 | 2017 | (P) Planned for installation, but regulatory approvals not initiated | McHenry | 47.8615 | -100.9477
59365 | Capital Power Corporation | 59907 | Black Fork Wind Energy Project | IPP Non-CHP | OH | GEN | 200 | 200 | Onshore Wind Turbine | WND | WT | 12 | 2017 | (P) Planned for installation, but regulatory approvals not initiated | Crawford | 40.8546 | -82.7612
59678 | KDC Solar PR1, LLC | 59910 | KDC Solar PR1, LLC | IPP Non-CHP | NJ | SF | 22 | 22 | Solar Photovoltaic | SUN | PV | 12 | 2017 | (P) Planned for installation, but regulatory approvals not initiated | Ocean | 40.1367 | -74.4397
59701 | RE Tranquillity 8 LLC | 59940 | RE Tranquility 8 | IPP Non-CHP | CA | TQ8 | 205.3 | 200 | Solar Photovoltaic | SUN | PV | 12 | 2017 | (L) Regulatory approvals pending. Not under construction | Fresno | 36.5812 | -120.3796
59714 | Antrim Wind Energy LLC | 59953 | Antrim Wind | IPP Non-CHP | NH | AWND1 | 28.8 | 28.4 | Onshore Wind Turbine | WND | WT | 12 | 2017 | (P) Planned for installation, but regulatory approvals not initiated | Hillsborough | 43.0643 | -72.0063
15399 | Iberdrola Renewables Inc | 59968 | Desert Wind | IPP Non-CHP | NC | 1 | 208 | 208 | Onshore Wind Turbine | WND | WT | 12 | 2017 | (P) Planned for installation, but regulatory approvals not initiated | Perquimans | 36.31 | -76.42
59056 | Tri Global Energy, LLC | 59972 | Bearkat | IPP Non-CHP | TX | BRKAT | 360 | 360 | Onshore Wind Turbine | WND | WT | 12 | 2017 | (U) Under construction, less than or equal to 50 percent complete | Glasscock | 31.7737 | -101.5705
58970 | Ecoplexus, Inc | 59997 | High Shoals PV1 | IPP Non-CHP | NC | HISHO | 16 | 16 | Solar Photovoltaic | SUN | PV | 12 | 2017 | (T) Regulatory approvals received. Not under construction | Gaston | 35.3965 | -81.2191
58970 | Ecoplexus, Inc | 59998 | Round Hill PV1 | IPP Non-CHP | NC | RNDHL | 5 | 5 | Solar Photovoltaic | SUN | PV | 12 | 2017 | (L) Regulatory approvals pending. Not under construction | Yadkin | 36.2118 | -80.6647
58970 | Ecoplexus, Inc | 60001 | Vaughn Creek PV1 | IPP Non-CHP | NC | VNCRK | 20 | 20 | Solar Photovoltaic | SUN | PV | 12 | 2017 | (L) Regulatory approvals pending. Not under construction | Hertford | 36.451 | -77.1206
58970 | Ecoplexus, Inc | 60002 | E Nash PV1 | IPP Non-CHP | NC | NASH1 | 20 | 20 | Solar Photovoltaic | SUN | PV | 12 | 2017 | (L) Regulatory approvals pending. Not under construction | Nash | 35.9642 | -78.0981
58970 | Ecoplexus, Inc | 60003 | Willoughby PV1 | IPP Non-CHP | NC | WILL1 | 20 | 20 | Solar Photovoltaic | SUN | PV | 12 | 2017 | (L) Regulatory approvals pending. Not under construction | Harnett | 35.3547 | -78.6451
58672 | Everpower Wind Holdings Inc | 60211 | Terrapin Hills Wind Farm | IPP Non-CHP | MD | 1 | 50 | 50 | Onshore Wind Turbine | WND | WT | 12 | 2017 | (L) Regulatory approvals pending. Not under construction | Garrett | 39.6887 | -79.3376
58672 | Everpower Wind Holdings Inc | 60212 | Mason Dixon Wind Farm | IPP Non-CHP | PA | 1 | 80 | 80 | Onshore Wind Turbine | WND | WT | 12 | 2017 | (L) Regulatory approvals pending. Not under construction | Somerset | 39.7938 | -78.8595
59056 | Tri Global Energy, LLC | 60270 | Blue Cloud Renewable Energy Project, LLC | IPP Non-CHP | TX | WT1 | 300 | 300 | Onshore Wind Turbine | WND | WT | 12 | 2017 | (U) Under construction, less than or equal to 50 percent complete | Bailey | 34.0382 | -102.6652
60072 | Willard Solar, LLC | 60287 | Willard Solar | IPP Non-CHP | NC | PV1 | 5 | 4.9 | Solar Photovoltaic | SUN | PV | 12 | 2017 | (P) Planned for installation, but regulatory approvals not initiated | Pender | 34.7025 | -77.9697
60074 | Ajax Solar, LLC | 60288 | Ajax Solar | IPP Non-CHP | NC | PV1 | 5 | 4.9 | Solar Photovoltaic | SUN | PV | 12 | 2017 | (P) Planned for installation, but regulatory approvals not initiated | Robeson | 34.8309 | -79.1194
60069 | Jester Solar LLC | 60290 | Jester Solar | IPP Non-CHP | NC | PV1 | 5 | 4.9 | Solar Photovoltaic | SUN | PV | 12 | 2017 | (P) Planned for installation, but regulatory approvals not initiated | Wayne | 35.3612 | -77.8861
56545 | Pattern Operators LP | 60317 | Grady Wind Energy Center, LLC | IPP Non-CHP | NM | 1 | 200.8 | 110.4 | Onshore Wind Turbine | WND | WT | 12 | 2017 | (P) Planned for installation, but regulatory approvals not initiated | Curry | 34.7341 | -103.0922
60147 | Enerparc Solar Development, LLC | 60358 | Hilly Branch | IPP Non-CHP | NC | 28941 | 2 | 2 | Solar Photovoltaic | SUN | PV | 12 | 2017 | (P) Planned for installation, but regulatory approvals not initiated | Robeson | 34.5837 | -79.1485
60147 | Enerparc Solar Development, LLC | 60359 | Neal Hawkins Rd | IPP Non-CHP | NC | 60916 | 4.3 | 4.3 | Solar Photovoltaic | SUN | PV | 12 | 2017 | (P) Planned for installation, but regulatory approvals not initiated | Gaston | 35.229 | -81.1891
60147 | Enerparc Solar Development, LLC | 60360 | Pike Road Solar | IPP Non-CHP | NC | 51116 | 5 | 5 | Solar Photovoltaic | SUN | PV | 12 | 2017 | (P) Planned for installation, but regulatory approvals not initiated | Chatham | 35.8248 | -79.5037
58508 | Carolina Solar Energy II LLC | 60429 | Tides Lane Farm | IPP Non-CHP | NC | PV1 | 5 | 5 | Solar Photovoltaic | SUN | PV | 12 | 2017 | (T) Regulatory approvals received. Not under construction | Franklin | 36.0694 | -78.2988
58508 | Carolina Solar Energy II LLC | 60430 | Cabaniss Solar | IPP Non-CHP | NC | PV1 | 4.2 | 4.2 | Solar Photovoltaic | SUN | PV | 12 | 2017 | (T) Regulatory approvals received. Not under construction | Franklin | 36.0777 | -78.26
16534 | Sacramento Municipal Util Dist | 435 | White Rock/Slab Creek | Electric Utility | CA | H3 | 2.6 | 2.6 | Conventional Hydroelectric | WAT | HY | 1 | 2018 | (P) Planned for installation, but regulatory approvals not initiated | El Dorado | 38.7653 | -120.7874
14063 | Oklahoma Gas & Electric Co | 2953 | Mustang | Electric Utility | OK | GT1 | 66 | 57 | Natural Gas Fired Combustion Turbine | NG | GT | 1 | 2018 | (L) Regulatory approvals pending. Not under construction | Canadian | 35.4699 | -97.675
14063 | Oklahoma Gas & Electric Co | 2953 | Mustang | Electric Utility | OK | GT2 | 66 | 57 | Natural Gas Fired Combustion Turbine | NG | GT | 1 | 2018 | (L) Regulatory approvals pending. Not under construction | Canadian | 35.4699 | -97.675
14063 | Oklahoma Gas & Electric Co | 2953 | Mustang | Electric Utility | OK | GT3 | 66 | 57 | Natural Gas Fired Combustion Turbine | NG | GT | 1 | 2018 | (L) Regulatory approvals pending. Not under construction | Canadian | 35.4699 | -97.675
14063 | Oklahoma Gas & Electric Co | 2953 | Mustang | Electric Utility | OK | GT4 | 66 | 57 | Natural Gas Fired Combustion Turbine | NG | GT | 1 | 2018 | (L) Regulatory approvals pending. Not under construction | Canadian | 35.4699 | -97.675
14063 | Oklahoma Gas & Electric Co | 2953 | Mustang | Electric Utility | OK | GT5 | 66 | 57 | Natural Gas Fired Combustion Turbine | NG | GT | 1 | 2018 | (L) Regulatory approvals pending. Not under construction | Canadian | 35.4699 | -97.675
14063 | Oklahoma Gas & Electric Co | 2953 | Mustang | Electric Utility | OK | GT6 | 66 | 57 | Natural Gas Fired Combustion Turbine | NG | GT | 1 | 2018 | (L) Regulatory approvals pending. Not under construction | Canadian | 35.4699 | -97.675
14063 | Oklahoma Gas & Electric Co | 2953 | Mustang | Electric Utility | OK | GT7 | 66 | 57 | Natural Gas Fired Combustion Turbine | NG | GT | 1 | 2018 | (L) Regulatory approvals pending. Not under construction | Canadian | 35.4699 | -97.675
2719 | CalWind Resources Inc | 54909 | Tehachapi Wind Resource II | IPP Non-CHP | CA | PLAN | 15.5 | 15.5 | Onshore Wind Turbine | WND | WT | 1 | 2018 | (P) Planned for installation, but regulatory approvals not initiated | Kern | 35.1061 | -118.3114
56204 | Diamond Generating Corporation - Operations, LLC | 56940 | CPV Valley Energy Center | IPP Non-CHP | NY | CTG1 | 235 | 198.2 | Natural Gas Fired Combined Cycle | NG | CT | 1 | 2018 | (U) Under construction, less than or equal to 50 percent complete | Orange | 41.4122 | -74.4378
56204 | Diamond Generating Corporation - Operations, LLC | 56940 | CPV Valley Energy Center | IPP Non-CHP | NY | CTG2 | 235 | 198.2 | Natural Gas Fired Combined Cycle | NG | CT | 1 | 2018 | (U) Under construction, less than or equal to 50 percent complete | Orange | 41.4122 | -74.4378
56204 | Diamond Generating Corporation - Operations, LLC | 56940 | CPV Valley Energy Center | IPP Non-CHP | NY | STG | 300 | 308.7 | Natural Gas Fired Combined Cycle | NG | CA | 1 | 2018 | (U) Under construction, less than or equal to 50 percent complete | Orange | 41.4122 | -74.4378
56814 | Black Creek Renewable Energy LLC | 57492 | Sampson County Landfill | IPP Non-CHP | NC | GEN7 | 1.6 | 1.6 | Landfill Gas | LFG | IC | 1 | 2018 | (T) Regulatory approvals received. Not under construction | Sampson | 34.9856 | -78.4625
56814 | Black Creek Renewable Energy LLC | 57492 | Sampson County Landfill | IPP Non-CHP | NC | GEN8 | 1.6 | 1.6 | Landfill Gas | LFG | IC | 1 | 2018 | (T) Regulatory approvals received. Not under construction | Sampson | 34.9856 | -78.4625
58765 | FGE Texas I LLC | 58931 | FGE Texas I | IPP Non-CHP | TX | CA1 | 382.5 | 388.9 | Natural Gas Fired Combined Cycle | NG | CA | 1 | 2018 | (L) Regulatory approvals pending. Not under construction | Mitchell | 32.3086 | -101.0261
58765 | FGE Texas I LLC | 58931 | FGE Texas I | IPP Non-CHP | TX | GT1 | 208.3 | 219.7 | Natural Gas Fired Combined Cycle | NG | CT | 1 | 2018 | (L) Regulatory approvals pending. Not under construction | Mitchell | 32.3086 | -101.0261
58765 | FGE Texas I LLC | 58931 | FGE Texas I | IPP Non-CHP | TX | GT2 | 208.3 | 219.7 | Natural Gas Fired Combined Cycle | NG | CT | 1 | 2018 | (L) Regulatory approvals pending. Not under construction | Mitchell | 32.3086 | -101.0261
58846 | Southeast Renewable Fuels, LLC | 58997 | SRF Sorghum to Ethanol Advanced Biorefin | Industrial Non-CHP | FL | G1001 | 15 | 12 | Other Waste Biomass | OBS | ST | 1 | 2018 | (U) Under construction, less than or equal to 50 percent complete | Hendry | 26.5881 | -80.9811
60162 | Panda Hummel Station LLC | 60368 | Panda Hummel Station LLC | IPP Non-CHP | PA | CTG1 | 231.2 | 226.3 | Natural Gas Fired Combined Cycle | NG | CT | 1 | 2018 | (U) Under construction, less than or equal to 50 percent complete | Snyder | 40.839 | -76.8255
60162 | Panda Hummel Station LLC | 60368 | Panda Hummel Station LLC | IPP Non-CHP | PA | CTG2 | 231.2 | 226.3 | Natural Gas Fired Combined Cycle | NG | CT | 1 | 2018 | (U) Under construction, less than or equal to 50 percent complete | Snyder | 40.839 | -76.8255
60162 | Panda Hummel Station LLC | 60368 | Panda Hummel Station LLC | IPP Non-CHP | PA | CTG3 | 231.2 | 226.3 | Natural Gas Fired Combined Cycle | NG | CT | 1 | 2018 | (U) Under construction, less than or equal to 50 percent complete | Snyder | 40.839 | -76.8255
60162 | Panda Hummel Station LLC | 60368 | Panda Hummel Station LLC | IPP Non-CHP | PA | STG | 460 | 417.6 | Natural Gas Fired Combined Cycle | NG | CA | 1 | 2018 | (U) Under construction, less than or equal to 50 percent complete | Snyder | 40.839 | -76.8255
60159 | RES America Developments Inc | 60372 | Lamesa Solar | IPP Non-CHP | TX | LSPV2 | 100 | 100 | Solar Photovoltaic | SUN | PV | 1 | 2018 | (P) Planned for installation, but regulatory approvals not initiated | Dawson | 32.7156 | -101.9265
803 | Arizona Public Service Co | 116 | Ocotillo | Electric Utility | AZ | GT5 | 161.9 | 104.7 | Natural Gas Fired Combustion Turbine | NG | GT | 2 | 2018 | (P) Planned for installation, but regulatory approvals not initiated | Maricopa | 33.4225 | -111.9122
60040 | Hale Wind Energy | 59247 | Hale Community Wind Farm | IPP Non-CHP | TX | HALE2 | 240 | 240 | Onshore Wind Turbine | WND | WT | 2 | 2018 | (L) Regulatory approvals pending. Not under construction | Hale | 33.9278 | -101.7422
59434 | Mattawoman Energy, LLC | 59662 | Mattawoman Energy Center | IPP Non-CHP | MD | CGT11 | 286 | 286 | Natural Gas Fired Combined Cycle | NG | CC | 2 | 2018 | (P) Planned for installation, but regulatory approvals not initiated | Prince Georges | 38.6925 | -76.8422
59434 | Mattawoman Energy, LLC | 59662 | Mattawoman Energy Center | IPP Non-CHP | MD | CGT12 | 286 | 286 | Natural Gas Fired Combined Cycle | NG | CC | 2 | 2018 | (P) Planned for installation, but regulatory approvals not initiated | Prince Georges | 38.6925 | -76.8422
59434 | Mattawoman Energy, LLC | 59662 | Mattawoman Energy Center | IPP Non-CHP | MD | STG11 | 436 | 436 | Natural Gas Fired Combined Cycle | NG | CC | 2 | 2018 | (P) Planned for installation, but regulatory approvals not initiated | Prince Georges | 38.6925 | -76.8422
56615 | First Solar Project Development | 59870 | Little Bear Solar 1, LLC | IPP Non-CHP | CA | GEN01 | 20 | 20 | Solar Photovoltaic | SUN | PV | 2 | 2018 | (L) Regulatory approvals pending. Not under construction | Fresno | 36.716 | -120.415
56615 | First Solar Project Development | 59878 | Windhub Solar A LLC | IPP Non-CHP | CA | GEN01 | 20 | 20 | Solar Photovoltaic | SUN | PV | 2 | 2018 | (L) Regulatory approvals pending. Not under construction | Kern | 35.0199 | -118.2879
56615 | First Solar Project Development | 59885 | Little Bear Solar 2, LLC | IPP Non-CHP | CA | GEN01 | 20 | 20 | Solar Photovoltaic | SUN | PV | 2 | 2018 | (L) Regulatory approvals pending. Not under construction | Fresno | 36.716 | -120.41
59686 | Coronado Power Ventures LLC | 59923 | Pinecrest Energy Center | IPP Non-CHP | TX | CTG-1 | 232 | 229 | Natural Gas Fired Combined Cycle | NG | CT | 2 | 2018 | (T) Regulatory approvals received. Not under construction | Angelina | 31.3609 | -94.6945
59686 | Coronado Power Ventures LLC | 59923 | Pinecrest Energy Center | IPP Non-CHP | TX | CTG-2 | 232 | 229 | Natural Gas Fired Combined Cycle | NG | CT | 2 | 2018 | (T) Regulatory approvals received. Not under construction | Angelina | 31.3609 | -94.6945
59686 | Coronado Power Ventures LLC | 59923 | Pinecrest Energy Center | IPP Non-CHP | TX | STG | 289 | 289 | Natural Gas Fired Combined Cycle | NG | CA | 2 | 2018 | (T) Regulatory approvals received. Not under construction | Angelina | 31.3609 | -94.6945
56615 | First Solar Project Development | 59969 | Windhub Solar B, LLC | IPP Non-CHP | CA | GEN01 | 20 | 20 | Solar Photovoltaic | SUN | PV | 2 | 2018 | (L) Regulatory approvals pending. Not under construction | Kern | 35.0133 | -118.2698
803 | Arizona Public Service Co | 116 | Ocotillo | Electric Utility | AZ | GT6 | 161.9 | 104.7 | Natural Gas Fired Combustion Turbine | NG | GT | 3 | 2018 | (P) Planned for installation, but regulatory approvals not initiated | Maricopa | 33.4225 | -111.9122
13781 | Northern States Power Co - Minnesota | 1904 | Black Dog | Electric Utility | MN | 6-1 | 238 | 215 | Natural Gas Fired Combustion Turbine | NG | GT | 3 | 2018 | (L) Regulatory approvals pending. Not under construction | Dakota | 44.8108 | -93.2501
5310 | Doswell Ltd Partnership | 52019 | Doswell Energy Center | IPP Non-CHP | VA | GEN8 | 187 | 150 | Natural Gas Fired Combustion Turbine | NG | GT | 3 | 2018 | (L) Regulatory approvals pending. Not under construction | Hanover | 37.8208 | -77.4462
5310 | Doswell Ltd Partnership | 52019 | Doswell Energy Center | IPP Non-CHP | VA | GEN9 | 187 | 150 | Natural Gas Fired Combustion Turbine | NG | GT | 3 | 2018 | (L) Regulatory approvals pending. Not under construction | Hanover | 37.8208 | -77.4462
58766 | FGE Texas II LLC | 58930 | FGE Texas II | IPP Non-CHP | TX | CA1 | 382.5 | 388.9 | Natural Gas Fired Combined Cycle | NG | CA | 3 | 2018 | (L) Regulatory approvals pending. Not under construction | Mitchell | 32.3092 | -101.0242
58766 | FGE Texas II LLC | 58930 | FGE Texas II | IPP Non-CHP | TX | GT1 | 208.3 | 219.7 | Natural Gas Fired Combined Cycle | NG | CT | 3 | 2018 | (L) Regulatory approvals pending. Not under construction | Mitchell | 32.3092 | -101.0242
58766 | FGE Texas II LLC | 58930 | FGE Texas II | IPP Non-CHP | TX | GT2 | 208.3 | 219.7 | Natural Gas Fired Combined Cycle | NG | CT | 3 | 2018 | (L) Regulatory approvals pending. Not under construction | Mitchell | 32.3092 | -101.0242
59260 | Wright Solar Park, LLC | 59525 | Wright Solar Park | IPP Non-CHP | CA | FRWSP | 200 | 200 | Solar Photovoltaic | SUN | PV | 3 | 2018 | (T) Regulatory approvals received. Not under construction | Merced | 37.0094 | -120.9572
59272 | 41MB 8me, LLC | 59531 | Borden Solar Farm | IPP Non-CHP | CA | BRDN | 50 | 50 | Solar Photovoltaic | SUN | PV | 3 | 2018 | (T) Regulatory approvals received. Not under construction | Madera | 36.9411 | -119.96
59686 | Coronado Power Ventures LLC | 59924 | La Paloma Energy Center | IPP Non-CHP | TX | CTG-1 | 230 | 211.5 | Natural Gas Fired Combined Cycle | NG | CT | 3 | 2018 | (T) Regulatory approvals received. Not under construction | Cameron | 26.2164 | -97.6281
59686 | Coronado Power Ventures LLC | 59924 | La Paloma Energy Center | IPP Non-CHP | TX | CTG-2 | 230 | 211.5 | Natural Gas Fired Combined Cycle | NG | CT | 3 | 2018 | (T) Regulatory approvals received. Not under construction | Cameron | 26.2164 | -97.6281
59686 | Coronado Power Ventures LLC | 59924 | La Paloma Energy Center | IPP Non-CHP | TX | STG-1 | 311 | 300 | Natural Gas Fired Combined Cycle | NG | CA | 3 | 2018 | (T) Regulatory approvals received. Not under construction | Cameron | 26.2164 | -97.6281
19547 | Hawaiian Electric Co Inc | 60328 | Schofield Generating Station | Electric Utility | HI | S1 | 8.4 | 8.4 | Other Waste Biomass | OBL | IC | 3 | 2018 | (U) Under construction, less than or equal to 50 percent complete | Honolulu | 21.4785 | -158.0581
19547 | Hawaiian Electric Co Inc | 60328 | Schofield Generating Station | Electric Utility | HI | S2 | 8.4 | 8.4 | Other Waste Biomass | OBL | IC | 3 | 2018 | (U) Under construction, less than or equal to 50 percent complete | Honolulu | 21.4785 | -158.0581
19547 | Hawaiian Electric Co Inc | 60328 | Schofield Generating Station | Electric Utility | HI | S3 | 8.4 | 8.4 | Other Waste Biomass | OBL | IC | 3 | 2018 | (U) Under construction, less than or equal to 50 percent complete | Honolulu | 21.4785 | -158.0581
19547 | Hawaiian Electric Co Inc | 60328 | Schofield Generating Station | Electric Utility | HI | S4 | 8.4 | 8.4 | Other Waste Biomass | OBL | IC | 3 | 2018 | (U) Under construction, less than or equal to 50 percent complete | Honolulu | 21.4785 | -158.0581
19547 | Hawaiian Electric Co Inc | 60328 | Schofield Generating Station | Electric Utility | HI | S5 | 8.4 | 8.4 | Other Waste Biomass | OBL | IC | 3 | 2018 | (U) Under construction, less than or equal to 50 percent complete | Honolulu | 21.4785 | -158.0581
19547 | Hawaiian Electric Co Inc | 60328 | Schofield Generating Station | Electric Utility | HI | S6 | 8.4 | 8.4 | Other Waste Biomass | OBL | IC | 3 | 2018 | (U) Under construction, less than or equal to 50 percent complete | Honolulu | 21.4785 | -158.0581
803 | Arizona Public Service Co | 116 | Ocotillo | Electric Utility | AZ | GT7 | 161.9 | 104.7 | Natural Gas Fired Combustion Turbine | NG | GT | 4 | 2018 | (P) Planned for installation, but regulatory approvals not initiated | Maricopa | 33.4225 | -111.9122
56789 | TBE Montgomery LLC | 57472 | TBE-Montgomery LLC | IPP Non-CHP | NY | CTG | 12 | 11.6 | Other Waste Biomass | OBG | CT | 4 | 2018 | (U) Under construction, less than or equal to 50 percent complete | Orange | 41.4885 | -74.2262
56789 | TBE Montgomery LLC | 57472 | TBE-Montgomery LLC | IPP Non-CHP | NY | STG | 9 | 7.4 | Other Waste Biomass | OBG | CA | 4 | 2018 | (U) Under construction, less than or equal to 50 percent complete | Orange | 41.4885 | -74.2262
20421 | Western Minnesota Mun Pwr Agny | 58434 | Red Rock Hydro Plant | Electric Utility | IA | 1 | 18.2 | 27.5 | Conventional Hydroelectric | WAT | HY | 4 | 2018 | (T) Regulatory approvals received. Not under construction | Marion | 41.3697 | -92.9808
20421 | Western Minnesota Mun Pwr Agny | 58434 | Red Rock Hydro Plant | Electric Utility | IA | 2 | 18.2 | 27.5 | Conventional Hydroelectric | WAT | HY | 4 | 2018 | (T) Regulatory approvals received. Not under construction | Marion | 41.3697 | -92.9808
59683 | Rockwood Energy Center LLC | 59918 | Rockwood Energy Center LLC | IPP Non-CHP | TX | ROCKW | 1068 | 1068 | Natural Gas Fired Combined Cycle | NG | CC | 4 | 2018 | (T) Regulatory approvals received. Not under construction | Colorado | 29.485 | -96.4786
19002 | CPV Towantic, LLC | 56047 | CPV Towantic Energy Center | IPP Non-CHP | CT | CTG1 | 285 | 235 | Natural Gas Fired Combined Cycle | NG | CT | 5 | 2018 | (T) Regulatory approvals received. Not under construction | New Haven | 41.4812 | -73.1231
19002 | CPV Towantic, LLC | 56047 | CPV Towantic Energy Center | IPP Non-CHP | CT | CTG2 | 285 | 235 | Natural Gas Fired Combined Cycle | NG | CT | 5 | 2018 | (T) Regulatory approvals received. Not under construction | New Haven | 41.4812 | -73.1231
19002 | CPV Towantic, LLC | 56047 | CPV Towantic Energy Center | IPP Non-CHP | CT | STG | 280.5 | 280.5 | Natural Gas Fired Combined Cycle | NG | CA | 5 | 2018 | (T) Regulatory approvals received. Not under construction | New Haven | 41.4812 | -73.1231
59283 | Gateway Energy Center, LLC | 59538 | Gateway Energy Center, LLC | IPP Non-CHP | NJ | CT001 | 440 | 442.8 | Natural Gas Fired Combined Cycle | NG | CC | 5 | 2018 | (P) Planned for installation, but regulatory approvals not initiated | Middlesex | 40.4419 | -74.3436
59490 | Neches Station, LLC | 59716 | Neches Station, LLC | IPP Non-CHP | TX | CTG1 | 232 | 223 | Natural Gas Fired Combustion Turbine | NG | GT | 5 | 2018 | (L) Regulatory approvals pending. Not under construction | Cherokee | 32.0305 | -95.3989
59490 | Neches Station, LLC | 59716 | Neches Station, LLC | IPP Non-CHP | TX | CTG2 | 232 | 223 | Natural Gas Fired Combustion Turbine | NG | GT | 5 | 2018 | (L) Regulatory approvals pending. Not under construction | Cherokee | 32.0305 | -95.3989
59675 | Moxie Freedom LLC | 59906 | Moxie Freedom Generation Plant | IPP Non-CHP | PA | GEN1 | 529 | 490 | Natural Gas Fired Combined Cycle | NG | CC | 5 | 2018 | (T) Regulatory approvals received. Not under construction | Luzerne | 41.1131 | -76.1581
59675 | Moxie Freedom LLC | 59906 | Moxie Freedom Generation Plant | IPP Non-CHP | PA | GEN2 | 529 | 490 | Natural Gas Fired Combined Cycle | NG | CC | 5 | 2018 | (T) Regulatory approvals received. Not under construction | Luzerne | 41.1131 | -76.1581
6455 | Duke Energy Florida, Inc | 60138 | Citrus County Combined Cycle Plant | Electric Utility | FL | 1GTA | 310.3 | 251.7 | Natural Gas Fired Combined Cycle | NG | CT | 5 | 2018 | (U) Under construction, less than or equal to 50 percent complete | Citrus | 28.9674 | -82.6779
6455 | Duke Energy Florida, Inc | 60138 | Citrus County Combined Cycle Plant | Electric Utility | FL | 1GTB | 310.3 | 251.7 | Natural Gas Fired Combined Cycle | NG | CT | 5 | 2018 | (U) Under construction, less than or equal to 50 percent complete | Citrus | 28.9674 | -82.6779
6455 | Duke Energy Florida, Inc | 60138 | Citrus County Combined Cycle Plant | Electric Utility | FL | CC1ST | 364.7 | 316.7 | Natural Gas Fired Combined Cycle | NG | CA | 5 | 2018 | (U) Under construction, less than or equal to 50 percent complete | Citrus | 28.9674 | -82.6779
60100 | PSEG Keys Energy Center, LLC | 60302 | Keys Energy Center | IPP Non-CHP | MD | 10 | 359 | 327 | Natural Gas Fired Combined Cycle | NG | CA | 5 | 2018 | (T) Regulatory approvals received. Not under construction | Prince Georges | 38.6955 | -76.8278
60100 | PSEG Keys Energy Center, LLC | 60302 | Keys Energy Center | IPP Non-CHP | MD | 11 | 235 | 214 | Natural Gas Fired Combined Cycle | NG | CT | 5 | 2018 | (T) Regulatory approvals received. Not under construction | Prince Georges | 38.6955 | -76.8278
60100 | PSEG Keys Energy Center, LLC | 60302 | Keys Energy Center | IPP Non-CHP | MD | 12 | 235 | 214 | Natural Gas Fired Combined Cycle | NG | CT | 5 | 2018 | (T) Regulatory approvals received. Not under construction | Prince Georges | 38.6955 | -76.8278
49893 | Invenergy Services LLC | 60357 | Lackawanna Energy Center | IPP Non-CHP | PA | GEN1 | 555 | 465 | Natural Gas Fired Combined Cycle | NG | CS | 5 | 2018 | (U) Under construction, less than or equal to 50 percent complete | Lackawanna | 41.4714 | -75.5442
15147 | PSEG Fossil LLC | 2411 | PSEG Sewaren Generating Station | IPP Non-CHP | NJ | 701 | 430 | 321 | Natural Gas Fired Combined Cycle | NG | CT | 6 | 2018 | (U) Under construction, less than or equal to 50 percent complete | Middlesex | 40.5558 | -74.2469
15147 | PSEG Fossil LLC | 2411 | PSEG Sewaren Generating Station | IPP Non-CHP | NJ | 702 | 287 | 219 | Natural Gas Fired Combined Cycle | NG | CA | 6 | 2018 | (U) Under construction, less than or equal to 50 percent complete | Middlesex | 40.5558 | -74.2469
56927 | Wallingford Energy LLC | 55517 | Wallingford Energy | IPP Non-CHP | CT | CTG6 | 50 | 45 | Natural Gas Fired Combustion Turbine | NG | GT | 6 | 2018 | (P) Planned for installation, but regulatory approvals not initiated | New Haven | 41.4487 | -72.8354
56927 | Wallingford Energy LLC | 55517 | Wallingford Energy | IPP Non-CHP | CT | CTG7 | 50 | 45 | Natural Gas Fired Combustion Turbine | NG | GT | 6 | 2018 | (P) Planned for installation, but regulatory approvals not initiated | New Haven | 41.4487 | -72.8354
2338 | Calpine Central LP | 56104 | Mankato Energy Center | IPP Non-CHP | MN | CTG1 | 210 | 200 | Natural Gas Fired Combined Cycle | NG | CT | 6 | 2018 | (P) Planned for installation, but regulatory approvals not initiated | Blue Earth | 44.1988 | -94.003
49805 | Kennecott Utah Copper | 56163 | Kennecott Power Plant | Industrial CHP | UT | 5CTG | 207.9 | 176.9 | Natural Gas Fired Combined Cycle | NG | CT | 6 | 2018 | (U) Under construction, less than or equal to 50 percent complete | Salt Lake | 40.7119 | -112.1225
57109 | St Joseph Energy Center LLC | 57794 | St Joseph Energy Center | IPP Non-CHP | IN | CT1 | 238 | 229 | Natural Gas Fired Combined Cycle | NG | CT | 6 | 2018 | (P) Planned for installation, but regulatory approvals not initiated | St Joseph | 41.699 | -86.4797
57109 | St Joseph Energy Center LLC | 57794 | St Joseph Energy Center | IPP Non-CHP | IN | CT2 | 238 | 229 | Natural Gas Fired Combined Cycle | NG | CT | 6 | 2018 | (P) Planned for installation, but regulatory approvals not initiated | St Joseph | 41.699 | -86.4797
57109 | St Joseph Energy Center LLC | 57794 | St Joseph Energy Center | IPP Non-CHP | IN | ST1 | 260 | 245 | Natural Gas Fired Combined Cycle | NG | CA | 6 | 2018 | (P) Planned for installation, but regulatory approvals not initiated | St Joseph | 41.699 | -86.4797
58597 | Enivromission, Inc | 58652 | La Paz Solar Tower | IPP Non-CHP | AZ | 1 | 200 | 200 | Solar Thermal without Energy Storage | SUN | OT | 6 | 2018 | (P) Planned for installation, but regulatory approvals not initiated | La Paz | 33.9172 | -114.2675
59124 | NTE Ohio LLC | 59326 | Middletown Energy Center | IPP Non-CHP | OH | MEC1 | 301.5 | 244 | Natural Gas Fired Combined Cycle | NG | CT | 6 | 2018 | (U) Under construction, less than or equal to 50 percent complete | Butler | 39.465 | -84.3478
59124 | NTE Ohio LLC | 59326 | Middletown Energy Center | IPP Non-CHP | OH | MEC2 | 234 | 208 | Natural Gas Fired Combined Cycle | NG | CA | 6 | 2018 | (U) Under construction, less than or equal to 50 percent complete | Butler | 39.465 | -84.3478
59357 | Navasota Energy Generation Holdings | 59615 | Clear Springs Energy Center | IPP Non-CHP | TX | CTG-1 | 183 | 178 | Natural Gas Fired Combustion Turbine | NG | GT | 6 | 2018 | (P) Planned for installation, but regulatory approvals not initiated | Guadalupe | 29.6506 | -98.0122
59357 | Navasota Energy Generation Holdings | 59615 | Clear Springs Energy Center | IPP Non-CHP | TX | CTG-2 | 183 | 177 | Natural Gas Fired Combustion Turbine | NG | GT | 6 | 2018 | (P) Planned for installation, but regulatory approvals not initiated | Guadalupe | 29.6506 | -98.0122
59357 | Navasota Energy Generation Holdings | 59615 | Clear Springs Energy Center | IPP Non-CHP | TX | CTG-3 | 183 | 177 | Natural Gas Fired Combustion Turbine | NG | GT | 6 | 2018 | (P) Planned for installation, but regulatory approvals not initiated | Guadalupe | 29.6506 | -98.0122
59357 | Navasota Energy Generation Holdings | 59616 | Union Valley Energy Center | IPP Non-CHP | TX | CTG-1 | 183 | 178 | Natural Gas Fired Combustion Turbine | NG | GT | 6 | 2018 | (P) Planned for installation, but regulatory approvals not initiated | Wilson | 29.2964 | -97.8325
59357 | Navasota Energy Generation Holdings | 59616 | Union Valley Energy Center | IPP Non-CHP | TX | CTG-2 | 183 | 178 | Natural Gas Fired Combustion Turbine | NG | GT | 6 | 2018 | (P) Planned for installation, but regulatory approvals not initiated | Wilson | 29.2964 | -97.8325
59357 | Navasota Energy Generation Holdings | 59616 | Union Valley Energy Center | IPP Non-CHP | TX | CTG-3 | 183 | 178 | Natural Gas Fired Combustion Turbine | NG | GT | 6 | 2018 | (P) Planned for installation, but regulatory approvals not initiated | Wilson | 29.2964 | -97.8325
59357 | Navasota Energy Generation Holdings | 59617 | Van Alstyne Energy Center | IPP Non-CHP | TX | CTG-1 | 183 | 177 | Natural Gas Fired Combustion Turbine | NG | GT | 6 | 2018 | (P) Planned for installation, but regulatory approvals not initiated | Grayson | 33.4161 | -96.5403
59357 | Navasota Energy Generation Holdings | 59617 | Van Alstyne Energy Center | IPP Non-CHP | TX | CTG-2 | 183 | 177 | Natural Gas Fired Combustion Turbine | NG | GT | 6 | 2018 | (P) Planned for installation, but regulatory approvals not initiated | Grayson | 33.4161 | -96.5403
59357 | Navasota Energy Generation Holdings | 59617 | Van Alstyne Energy Center | IPP Non-CHP | TX | CTG-3 | 183 | 177 | Natural Gas Fired Combustion Turbine | NG | GT | 6 | 2018 | (P) Planned for installation, but regulatory approvals not initiated | Grayson | 33.4161 | -96.5403
59489 | Perennial-Wind Chaser LLC | 59721 | Perennial Wind Chaser Station | IPP Non-CHP | OR | GT1 | 106 | 98.7 | Natural Gas Fired Combustion Turbine | NG | GT | 6 | 2018 | (P) Planned for installation, but regulatory approvals not initiated | Umatilla | 45.802 | -119.3721
59489 | Perennial-Wind Chaser LLC | 59721 | Perennial Wind Chaser Station | IPP Non-CHP | OR | GT2 | 106 | 98.7 | Natural Gas Fired Combustion Turbine | NG | GT | 6 | 2018 | (P) Planned for installation, but regulatory approvals not initiated | Umatilla | 45.802 | -119.3721
59489 | Perennial-Wind Chaser LLC | 59721 | Perennial Wind Chaser Station | IPP Non-CHP | OR | GT3 | 106 | 98.7 | Natural Gas Fired Combustion Turbine | NG | GT | 6 | 2018 | (P) Planned for installation, but regulatory approvals not initiated | Umatilla | 45.802 | -119.3721
59489 | Perennial-Wind Chaser LLC | 59721 | Perennial Wind Chaser Station | IPP Non-CHP | OR | GT4 | 106 | 98.7 | Natural Gas Fired Combustion Turbine | NG | GT | 6 | 2018 | (P) Planned for installation, but regulatory approvals not initiated | Umatilla | 45.802 | -119.3721
6035 | Exelon Power | 59882 | Exelon West Medway II LLC | IPP Non-CHP | MA | 4 | 100 | 97.4 | Natural Gas Fired Combustion Turbine | NG | GT | 6 | 2018 | (L) Regulatory approvals pending. Not under construction | Norfolk | 42.1372 | -71.4447
6035 | Exelon Power | 59882 | Exelon West Medway II LLC | IPP Non-CHP | MA | 5 | 100 | 97.4 | Natural Gas Fired Combustion Turbine | NG | GT | 6 | 2018 | (L) Regulatory approvals pending. Not under construction | Norfolk | 42.1372 | -71.4447
59687 | AltaGas Sonoran Energy Inc | 59925 | Sonoran Energy Project | IPP Non-CHP | CA | GEN1 | 553 | 510.7 | Natural Gas Fired Combined Cycle | NG | CS | 6 | 2018 | (L) Regulatory approvals pending. Not under construction | Riverside | 33.6133 | -114.6887
60050 | Halyard Energy Henderson, LLC | 60268 | Halyard Henderson Energy Center | IPP Non-CHP | TX | TBN1 | 232 | 210 | Natural Gas Fired Combustion Turbine | NG | GT | 6 | 2018 | (T) Regulatory approvals received. Not under construction | Henderson | 32.07 | -95.6835
60050 | Halyard Energy Henderson, LLC | 60268 | Halyard Henderson Energy Center | IPP Non-CHP | TX | TBN2 | 232 | 210 | Natural Gas Fired Combustion Turbine | NG | GT | 6 | 2018 | (T) Regulatory approvals received. Not under construction | Henderson | 32.07 | -95.6835
60170 | Clean Energy Future-Lordstown, LLC | 60376 | Clean Energy Future-Lordstown, LLC | IPP Non-CHP | OH | CTG1 | 269.5 | 257 | Natural Gas Fired Combined Cycle | NG | CT | 6 | 2018 | (T) Regulatory approvals received. Not under construction | Trumbull | 41.1489 | -80.8516
60170 | Clean Energy Future-Lordstown, LLC | 60376 | Clean Energy Future-Lordstown, LLC | IPP Non-CHP | OH | CTG2 | 269.5 | 257 | Natural Gas Fired Combined Cycle | NG | CT | 6 | 2018 | (T) Regulatory approvals received. Not under construction | Trumbull | 41.1489 | -80.8516
60170 | Clean Energy Future-Lordstown, LLC | 60376 | Clean Energy Future-Lordstown, LLC | IPP Non-CHP | OH | STG1 | 337 | 336 | Natural Gas Fired Combined Cycle | NG | CA | 6 | 2018 | (T) Regulatory approvals received. Not under construction | Trumbull | 41.1489 | -80.8516
49893 | Invenergy Services LLC | 60387 | Invenergy Nelson Expansion LLC | IPP Non-CHP | IL | GEN3 | 190 | 157 | Natural Gas Fired Combustion Turbine | NG | GT | 6 | 2018 | (L) Regulatory approvals pending. Not under construction | Lee | 41.7744 | -89.6065
49893 | Invenergy Services LLC | 60387 | Invenergy Nelson Expansion LLC | IPP Non-CHP | IL | GEN4 | 190 | 157 | Natural Gas Fired Combustion Turbine | NG | GT | 6 | 2018 | (L) Regulatory approvals pending. Not under construction | Lee | 41.7744 | -89.6065
54863 | U S Power Generating Company LLC | 2494 | Gowanus Gas Turbines Generating | IPP Non-CHP | NY | SS | 93 | 90 | Natural Gas Fired Combustion Turbine | NG | GT | 7 | 2018 | (T) Regulatory approvals received. Not under construction | Kings | 40.6635 | -74.0051
14624 | PUD No 2 of Grant County | 3888 | Wanapum | Electric Utility | WA | 4A | 122 | 122 | Conventional Hydroelectric | WAT | HY | 7 | 2018 | (P) Planned for installation, but regulatory approvals not initiated | Grant | 46.8731 | -119.9703
56615 | First Solar Project Development | 60034 | CA Flats Solar 150, LLC | IPP Non-CHP | CA | GEN01 | 150 | 150 | Solar Photovoltaic | SUN | PV | 7 | 2018 | (L) Regulatory approvals pending. Not under construction | San Luis Obispo | 35.6156 | -120.4044
56615 | First Solar Project Development | 59935 | Snow Mountain Solar, LLC | IPP Non-CHP | NV | GEN01 | 100 | 100 | Solar Photovoltaic | SUN | PV | 8 | 2018 | (L) Regulatory approvals pending. Not under construction | Clark | 36.3425 | -115.3581
59123 | NTE Carolinas, LLC | 59325 | Kings Mountain Energy Center | IPP Non-CHP | NC | KMEC1 | 301.5 | 244 | Natural Gas Fired Combined Cycle | NG | CT | 10 | 2018 | (T) Regulatory approvals received. Not under construction | Cleveland | 35.2025 | -81.3631
59123 | NTE Carolinas, LLC | 59325 | Kings Mountain Energy Center | IPP Non-CHP | NC | KMEC2 | 234 | 208 | Natural Gas Fired Combined Cycle | NG | CA | 10 | 2018 | (T) Regulatory approvals received. Not under construction | Cleveland | 35.2025 | -81.3631
6455 | Duke Energy Florida, Inc | 60138 | Citrus County Combined Cycle Plant | Electric Utility | FL | 2GTA | 310.3 | 251.7 | Natural Gas Fired Combined Cycle | NG | CT | 10 | 2018 | (U) Under construction, less than or equal to 50 percent complete | Citrus | 28.9674 | -82.6779
6455 | Duke Energy Florida, Inc | 60138 | Citrus County Combined Cycle Plant | Electric Utility | FL | 2GTB | 310.3 | 251.7 | Natural Gas Fired Combined Cycle | NG | CT | 10 | 2018 | (U) Under construction, less than or equal to 50 percent complete | Citrus | 28.9674 | -82.6779
6455 | Duke Energy Florida, Inc | 60138 | Citrus County Combined Cycle Plant | Electric Utility | FL | CC2ST | 364.7 | 316.7 | Natural Gas Fired Combined Cycle | NG | CA | 10 | 2018 | (U) Under construction, less than or equal to 50 percent complete | Citrus | 28.9674 | -82.6779
58847 | Carlsbad Energy Center | 59002 | Carlsbad Energy Center | IPP Non-CHP | CA | CEC 6 | 105.3 | 105.3 | Natural Gas Fired Combustion Turbine | NG | GT | 11 | 2018 | (L) Regulatory approvals pending. Not under construction | San Diego | 33.14 | -117.3336
58847 | Carlsbad Energy Center | 59002 | Carlsbad Energy Center | IPP Non-CHP | CA | CEC 7 | 105.3 | 105.3 | Natural Gas Fired Combustion Turbine | NG | GT | 11 | 2018 | (L) Regulatory approvals pending. Not under construction | San Diego | 33.14 | -117.3336
58847 | Carlsbad Energy Center | 59002 | Carlsbad Energy Center | IPP Non-CHP | CA | CEC 8 | 105.3 | 105.3 | Natural Gas Fired Combustion Turbine | NG | GT | 11 | 2018 | (L) Regulatory approvals pending. Not under construction | San Diego | 33.14 | -117.3336
58847 | Carlsbad Energy Center | 59002 | Carlsbad Energy Center | IPP Non-CHP | CA | CEC 9 | 105.3 | 105.3 | Natural Gas Fired Combustion Turbine | NG | GT | 11 | 2018 | (L) Regulatory approvals pending. Not under construction | San Diego | 33.14 | -117.3336
58847 | Carlsbad Energy Center | 59002 | Carlsbad Energy Center | IPP Non-CHP | CA | CEC10 | 105.3 | 105.3 | Natural Gas Fired Combustion Turbine | NG | GT | 11 | 2018 | (L) Regulatory approvals pending. Not under construction | San Diego | 33.14 | -117.3336
58847 | Carlsbad Energy Center | 59002 | Carlsbad Energy Center | IPP Non-CHP | CA | CEC11 | 105.3 | 105.3 | Natural Gas Fired Combustion Turbine | NG | GT | 11 | 2018 | (L) Regulatory approvals pending. Not under construction | San Diego | 33.14 | -117.3336
2782 | Terra-Gen Operating Company | 10681 | Dixie Valley Power Partnership | IPP Non-CHP | NV | GEN1 | 28 | 25 | Geothermal | GEO | ST | 12 | 2018 | (P) Planned for installation, but regulatory approvals not initiated | Churchill | 39.9668 | -117.8558
19511 | University of Alaska | 50711 | University of Alaska Fairbanks | Commercial CHP | AK | GEN5 | 17 | 17 | Conventional Steam Coal | SUB | ST | 12 | 2018 | (U) Under construction, less than or equal to 50 percent complete | Fairbanks North Star | 64.8542 | -147.8221
4202 | Phillips 66-Ponca City Refinery | 52188 | Ponca City Refinery | Industrial CHP | OK | G1A | 5 | 3 | Other Gases | OG | ST | 12 | 2018 | (P) Planned for installation, but regulatory approvals not initiated | Kay | 36.688 | -97.088
56872 | Contra Costa Generating Station LLC | 57552 | Oakley Generating Station | IPP Non-CHP | CA | CT1 | 222.3 | 197.3 | Natural Gas Fired Combined Cycle | NG | CT | 12 | 2018 | (U) Under construction, less than or equal to 50 percent complete | Contra Costa | 38.01 | -121.7475
56872 | Contra Costa Generating Station LLC | 57552 | Oakley Generating Station | IPP Non-CHP | CA | CT2 | 222.3 | 197.3 | Natural Gas Fired Combined Cycle | NG | CT | 12 | 2018 | (U) Under construction, less than or equal to 50 percent complete | Contra Costa | 38.01 | -121.7475
56872 | Contra Costa Generating Station LLC | 57552 | Oakley Generating Station | IPP Non-CHP | CA | ST | 227.7 | 191.3 | Natural Gas Fired Combined Cycle | NG | CA | 12 | 2018 | (U) Under construction, less than or equal to 50 percent complete | Contra Costa | 38.01 | -121.7475
56911 | Kalaeloa Solar One LLC | 57569 | Kalaeloa Solar One | IPP Non-CHP | HI | KS1-B | 3 | 3 | Solar Photovoltaic | SUN | PV | 12 | 2018 | (L) Regulatory approvals pending. Not under construction | Honolulu | 21.3189 | -158.0839
56771 | Black Hills Service Company LLC | 57703 | Cheyenne Prairie Generating Station | Electric Utility | WY | 02B | 40 | 40 | Natural Gas Fired Combustion Turbine | NG | GT | 12 | 2018 | (P) Planned for installation, but regulatory approvals not initiated | Laramie | 41.1236 | -104.72
56771 | Black Hills Service Company LLC | 57703 | Cheyenne Prairie Generating Station | Electric Utility | WY | 03A | 40 | 40 | Natural Gas Fired Combustion Turbine | NG | GT | 12 | 2018 | (P) Planned for installation, but regulatory approvals not initiated | Laramie | 41.1236 | -104.72
58146 | Gaelectric LLC | 58175 | Jawbone Wind Project | IPP Non-CHP | MT | JWPI | 131.1 | 131.1 | Onshore Wind Turbine | WND | WT | 12 | 2018 | (P) Planned for installation, but regulatory approvals not initiated | Wheatland | 46.5081 | -109.7278
58391 | Chilocco Wind Farm LLC | 58406 | Chilocco Wind Farm | IPP Non-CHP | OK | 1 | 76.5 | 76.5 | Onshore Wind Turbine | WND | WT | 12 | 2018 | (U) Under construction, less than or equal to 50 percent complete | Kay | 36.9786 | -97.0806
58391 | Chilocco Wind Farm LLC | 58406 | Chilocco Wind Farm | IPP Non-CHP | OK | 2 | 76.5 | 76.5 | Onshore Wind Turbine | WND | WT | 12 | 2018 | (U) Under construction, less than or equal to 50 percent complete | Kay | 36.9786 | -97.0806
39347 | East Texas Electric Coop, Inc | 58645 | RC Thomas Hydroelectric Project | Electric Utility | TX | RCT1 | 8.9 | 8.7 | Conventional Hydroelectric | WAT | HY | 12 | 2018 | (T) Regulatory approvals received. Not under construction | Polk | 30.6322 | -95.01
39347 | East Texas Electric Coop, Inc | 58645 | RC Thomas Hydroelectric Project | Electric Utility | TX | RCT2 | 8.9 | 8.7 | Conventional Hydroelectric | WAT | HY | 12 | 2018 | (T) Regulatory approvals received. Not under construction | Polk | 30.6322 | -95.01
39347 | East Texas Electric Coop, Inc | 58645 | RC Thomas Hydroelectric Project | Electric Utility | TX | RCT3 | 8.9 | 8.7 | Conventional Hydroelectric | WAT | HY | 12 | 2018 | (T) Regulatory approvals received. Not under construction | Polk | 30.6322 | -95.01
58672 | Everpower Wind Holdings Inc | 58777 | Cassadaga Wind Farm | IPP Non-CHP | NY | 1 | 126 | 126 | Onshore Wind Turbine | WND | WT | 12 | 2018 | (L) Regulatory approvals pending. Not under construction | Chautauqua | 42.3383 | -79.1956
58722 | Jordan Cove Energy Project LP | 58841 | South Dunes Power Plant | IPP Non-CHP | OR | CT-1 | 64.5 | 47.2 | Natural Gas Fired Combined Cycle | NG | CT | 12 | 2018 | (L) Regulatory approvals pending. Not under construction | Coos | 43.4339 | -124.2433
58722 | Jordan Cove Energy Project LP | 58841 | South Dunes Power Plant | IPP Non-CHP | OR | CT-2 | 64.5 | 47.2 | Natural Gas Fired Combined Cycle | NG | CT | 12 | 2018 | (L) Regulatory approvals pending. Not under construction | Coos | 43.4339 | -124.2433
58722 | Jordan Cove Energy Project LP | 58841 | South Dunes Power Plant | IPP Non-CHP | OR | CT-3 | 64.5 | 47.2 | Natural Gas Fired Combined Cycle | NG | CT | 12 | 2018 | (L) Regulatory approvals pending. Not under construction | Coos | 43.4339 | -124.2433
58722 | Jordan Cove Energy Project LP | 58841 | South Dunes Power Plant | IPP Non-CHP | OR | CT-4 | 64.5 | 47.2 | Natural Gas Fired Combined Cycle | NG | CT | 12 | 2018 | (L) Regulatory approvals pending. Not under construction | Coos | 43.4339 | -124.2433
58722 | Jordan Cove Energy Project LP | 58841 | South Dunes Power Plant | IPP Non-CHP | OR | CT-5 | 64.5 | 47.2 | Natural Gas Fired Combined Cycle | NG | CT | 12 | 2018 | (L) Regulatory approvals pending. Not under construction | Coos | 43.4339 | -124.2433
58722 | Jordan Cove Energy Project LP | 58841 | South Dunes Power Plant | IPP Non-CHP | OR | CT-6 | 64.5 | 47.2 | Natural Gas Fired Combined Cycle | NG | CT | 12 | 2018 | (L) Regulatory approvals pending. Not under construction | Coos | 43.4339 | -124.2433
58722 | Jordan Cove Energy Project LP | 58841 | South Dunes Power Plant | IPP Non-CHP | OR | ST-1 | 51 | 50 | Natural Gas Fired Combined Cycle | NG | CA | 12 | 2018 | (L) Regulatory approvals pending. Not under construction | Coos | 43.4339 | -124.2433
58722 | Jordan Cove Energy Project LP | 58841 | South Dunes Power Plant | IPP Non-CHP | OR | ST-2 | 51 | 50 | Natural Gas Fired Combined Cycle | NG | CA | 12 | 2018 | (L) Regulatory approvals pending. Not under construction | Coos | 43.4339 | -124.2433
58763 | LotusWorks-Summit Ridge I, LLC | 58894 | Summit Ridge I Wind Farm | IPP Non-CHP | OR | SRWF | 192 | 192 | Onshore Wind Turbine | WND | WT | 12 | 2018 | (P) Planned for installation, but regulatory approvals not initiated | Wasco | 45.4517 | -120.9417
58794 | American Wind Energy Management Corp. | 58926 | Sangamon Wind Two LLC | IPP Non-CHP | IL | SAN2 | 100 | 100 | Onshore Wind Turbine | WND | WT | 12 | 2018 | (P) Planned for installation, but regulatory approvals not initiated | Sangamon | 39.8022 | -89.8625
56215 | E ON Climate Renewables N America LLC | 59063 | Stella Wind Farm | IPP Non-CHP | TX | WT1 | 200 | 200 | Onshore Wind Turbine | WND | WT | 12 | 2018 | (L) Regulatory approvals pending. Not under construction | Kenedy | 26.9417 | -97.6425
59432 | Clear Creek Power | 59659 | Highland Park Project | IPP Non-CHP | CO | HPWT | 198 | 198 | Onshore Wind Turbine | WND | WT | 12 | 2018 | (P) Planned for installation, but regulatory approvals not initiated | Clear Creek | 39.7353 | -105.6486
55983 | Luminant Generation Company LLC | 59806 | Horseshoe Bend | IPP Non-CHP | TX | SOLAR | 140 | 140 | Solar Photovoltaic | SUN | PV | 12 | 2018 | (L) Regulatory approvals pending. Not under construction | Mitchell | 32.2907 | -100.8657
59992 | Caprock Solar 2, LLC | 59846 | Caprock Solar 2 LLC | IPP Non-CHP | NM | PV1 | 30 | 30 | Solar Photovoltaic | SUN | PV | 12 | 2018 | (L) Regulatory approvals pending. Not under construction | Quay | 34.9828 | -103.3783
19876 | Virginia Electric & Power Co | 59913 | Greensville County Power Station | Electric Utility | VA | CT01 | 369.8 | 324.4 | Natural Gas Fired Combined Cycle | NG | CC | 12 | 2018 | (P) Planned for installation, but regulatory approvals not initiated | Greensville | 36.7182 | -77.6496
19876 | Virginia Electric & Power Co | 59913 | Greensville County Power Station | Electric Utility | VA | CT02 | 369.8 | 324.4 | Natural Gas Fired Combined Cycle | NG | CC | 12 | 2018 | (P) Planned for installation, but regulatory approvals not initiated | Greensville | 36.7182 | -77.6496
19876 | Virginia Electric & Power Co | 59913 | Greensville County Power Station | Electric Utility | VA | CT03 | 369.8 | 324.4 | Natural Gas Fired Combined Cycle | NG | CC | 12 | 2018 | (P) Planned for installation, but regulatory approvals not initiated | Greensville | 36.7182 | -77.6496
19876 | Virginia Electric & Power Co | 59913 | Greensville County Power Station | Electric Utility | VA | ST01 | 663.9 | 611.8 | Natural Gas Fired Combined Cycle | NG | CC | 12 | 2018 | (P) Planned for installation, but regulatory approvals not initiated | Greensville | 36.7182 | -77.6496
59745 | First Solar Asset Management | 60043 | Cuyama Solar, LLC | IPP Non-CHP | CA | GEN01 | 40 | 40 | Solar Photovoltaic | SUN | PV | 12 | 2018 | (T) Regulatory approvals received. Not under construction | Santa Barbara | 34.901 | -119.596
59056 | Tri Global Energy, LLC | 60271 | Canyon Wind Project, LLC | IPP Non-CHP | TX | WT1 | 300 | 300 | Onshore Wind Turbine | WND | WT | 12 | 2018 | (P) Planned for installation, but regulatory approvals not initiated | Scurry | 32.6311 | -101.0085
59056 | Tri Global Energy, LLC | 60272 | Cone Renewable Energy Project, LLC | IPP Non-CHP | TX | WT1 | 300 | 300 | Onshore Wind Turbine | WND | WT | 12 | 2018 | (P) Planned for installation, but regulatory approvals not initiated | Crosby | 33.8093 | -101.3424
56615 | First Solar Project Development | 60309 | Portal Ridge Solar A, LLC | IPP Non-CHP | CA | GEN01 | 18.5 | 18.5 | Solar Photovoltaic | SUN | PV | 12 | 2018 | (L) Regulatory approvals pending. Not under construction | Kern | 34.7153 | -118.2591
56615 | First Solar Project Development | 60324 | Willow Spring Solar, LLC | IPP Non-CHP | CA | GEN01 | 100 | 100 | Solar Photovoltaic | SUN | PV | 12 | 2018 | (L) Regulatory approvals pending. Not under construction | Kern | 34.8267 | -118.3352
56615 | First Solar Project Development | 60325 | Willow Spring Solar 3, LLC | IPP Non-CHP | CA | GEN01 | 50 | 50 | Solar Photovoltaic | SUN | PV | 12 | 2018 | (L) Regulatory approvals pending. Not under construction | Kern | 34.8455 | -118.3178
49893 | Invenergy Services LLC | 60357 | Lackawanna Energy Center | IPP Non-CHP | PA | GEN2 | 555 | 465 | Natural Gas Fired Combined Cycle | NG | CS | 12 | 2018 | (U) Under construction, less than or equal to 50 percent complete | Lackawanna | 41.4714 | -75.5442
56069 | SunCoke Energy, Inc. | 60373 | SunCoke Energy South Shore Facility | Industrial CHP | KY | SSST6 | 90 | 60 | Conventional Steam Coal | BIT | ST | 12 | 2018 | (T) Regulatory approvals received. Not under construction | Greenup | 27.9862 | -81.6902
56794 | CE Obsidian Energy LLC | 57477 | Black Rock I | IPP Non-CHP | CA | G3201 | 70 | 60 | Geothermal | GEO | ST | 1 | 2019 | (L) Regulatory approvals pending. Not under construction | Imperial | 33.1594 | -115.6144
49893 | Invenergy Services LLC | 60357 | Lackawanna Energy Center | IPP Non-CHP | PA | GEN3 | 555 | 465 | Natural Gas Fired Combined Cycle | NG | CS | 1 | 2019 | (U) Under construction, less than or equal to 50 percent complete | Lackawanna | 41.4714 | -75.5442
59056 | Tri Global Energy, LLC | 60273 | Crosby County Wind Farm, LLC | IPP Non-CHP | TX | WT1 | 160 | 160 | Onshore Wind Turbine | WND | WT | 3 | 2019 | (P) Planned for installation, but regulatory approvals not initiated | Crosby | 33.7137 | -101.4338
15473 | Public Service Co of NM | 58284 | La Luz Energy Center | Electric Utility | NM | 0002 | 42.3 | 40.2 | Natural Gas Fired Combustion Turbine | NG | GT | 4 | 2019 | (P) Planned for installation, but regulatory approvals not initiated | Valencia | 34.6161 | -106.815
58409 | Future Power PA | 58409 | Good Spring NGCC Facility | IPP Non-CHP | PA | GT1 | 250 | 232 | Natural Gas Fired Combined Cycle | NG | CT | 4 | 2019 | (L) Regulatory approvals pending. Not under construction | Schuylkill | 40.6236 | -76.4619
58409 | Future Power PA | 58409 | Good Spring NGCC Facility | IPP Non-CHP | PA | ST1 | 108 | 108 | Natural Gas Fired Combined Cycle | NG | CA | 4 | 2019 | (L) Regulatory approvals pending. Not under construction | Schuylkill | 40.6236 | -76.4619
58798 | Shell Chemical Appalachia LLC | 58933 | Shell Chemical Appalachia LLC | Industrial Non-CHP | PA | GTG1 | 41 | 41 | Natural Gas Fired Combined Cycle | NG | CT | 5 | 2019 | (P) Planned for installation, but regulatory approvals not initiated | Beaver | 40.6717 | -80.3364
58798 | Shell Chemical Appalachia LLC | 58933 | Shell Chemical Appalachia LLC | Industrial Non-CHP | PA | GTG2 | 41 | 41 | Natural Gas Fired Combined Cycle | NG | CT | 5 | 2019 | (P) Planned for installation, but regulatory approvals not initiated | Beaver | 40.6717 | -80.3364
58798 | Shell Chemical Appalachia LLC | 58933 | Shell Chemical Appalachia LLC | Industrial Non-CHP | PA | GTG3 | 41 | 41 | Natural Gas Fired Combined Cycle | NG | CT | 5 | 2019 | (P) Planned for installation, but regulatory approvals not initiated | Beaver | 40.6717 | -80.3364
58798 | Shell Chemical Appalachia LLC | 58933 | Shell Chemical Appalachia LLC | Industrial Non-CHP | PA | STG1 | 75 | 75 | Natural Gas Fired Combined Cycle | NG | CA | 5 | 2019 | (P) Planned for installation, but regulatory approvals not initiated | Beaver | 40.6717 | -80.3364
58798 | Shell Chemical Appalachia LLC | 58933 | Shell Chemical Appalachia LLC | Industrial Non-CHP | PA | STG2 | 75 | 75 | Natural Gas Fired Combined Cycle | NG | CA | 5 | 2019 | (P) Planned for installation, but regulatory approvals not initiated | Beaver | 40.6717 | -80.3364
59111 | Crawford Renewable Energy, LLC | 59307 | Crawford Renewable Energy - Meadville Po | IPP Non-CHP | PA | MPS | 99.5 | 93.5 | All Other | TDF | ST | 5 | 2019 | (U) Under construction, less than or equal to 50 percent complete | Crawford | 41.5292 | -80.2336
59677 | Middlesex Energy Center LLC | 59909 | Middlesex Energy Center LLC | IPP Non-CHP | NJ | CT001 | 560 | 560 | Natural Gas Fired Combined Cycle | NG | CC | 5 | 2019 | (P) Planned for installation, but regulatory approvals not initiated | Middlesex | 40.446 | -74.356
2172 | Brazos Electric Power Coop Inc | 60194 | Hill County Generation Facility | Electric Utility | TX | CT1 | 232 | 205 | Natural Gas Fired Combustion Turbine | NG | GT | 5 | 2019 | (L) Regulatory approvals pending. Not under construction | Hill | 32.2411 | -97.0714
2172 | Brazos Electric Power Coop Inc | 60194 | Hill County Generation Facility | Electric Utility | TX | CT2 | 232 | 205 | Natural Gas Fired Combustion Turbine | NG | GT | 5 | 2019 | (L) Regulatory approvals pending. Not under construction | Hill | 32.2411 | -97.0714
2172 | Brazos Electric Power Coop Inc | 60194 | Hill County Generation Facility | Electric Utility | TX | CT3 | 232 | 205 | Natural Gas Fired Combustion Turbine | NG | GT | 5 | 2019 | (L) Regulatory approvals pending. Not under construction | Hill | 32.2411 | -97.0714
2172 | Brazos Electric Power Coop Inc | 60194 | Hill County Generation Facility | Electric Utility | TX | CT4 | 232 | 205 | Natural Gas Fired Combustion Turbine | NG | GT | 5 | 2019 | (L) Regulatory approvals pending. Not under construction | Hill | 32.2411 | -97.0714
7140 | Georgia Power Co | 649 | Vogtle | Electric Utility | GA | 3 | 1100 | 1100 | Nuclear | NUC | ST | 6 | 2019 | (U) Under construction, less than or equal to 50 percent complete | Burke | 33.1427 | -81.7625
21461 | NRG Canal LLC | 1599 | Canal | IPP Non-CHP | MA | 3 | 330 | 330 | Natural Gas Fired Combustion Turbine | NG | GT | 6 | 2019 | (P) Planned for installation, but regulatory approvals not initiated | Barnstable | 41.7694 | -70.5097
56606 | Calpine New Jersey Generation LLC | 2384 | Deepwater | IPP Non-CHP | NJ | CT1 | 242 | 235 | Natural Gas Fired Combustion Turbine | NG | GT | 6 | 2019 | (L) Regulatory approvals pending. Not under construction | Salem | 39.6831 | -75.5083
56606 | Calpine New Jersey Generation LLC | 2384 | Deepwater | IPP Non-CHP | NJ | ST1 | 214 | 198.5 | Natural Gas Steam Turbine | NG | ST | 6 | 2019 | (L) Regulatory approvals pending. Not under construction | Salem | 39.6831 | -75.5083
17539 | South Carolina Electric&Gas Company | 6127 | V C Summer | Electric Utility | SC | 2 | 1100 | 1100 | Nuclear | NUC | ST | 6 | 2019 | (U) Under construction, less than or equal to 50 percent complete | Fairfield | 34.2983 | -81.3153
20159 | Washington Parish Engy Ctr LLC | 55486 | Washington Parish Energy Center | IPP Non-CHP | LA | CTG1 | 200 | 172 | Natural Gas Fired Combined Cycle | NG | CT | 6 | 2019 | (V) Under construction, more than 50 percent complete | Washington | 30.7914 | -89.9092
20159 | Washington Parish Engy Ctr LLC | 55486 | Washington Parish Energy Center | IPP Non-CHP | LA | CTG2 | 200 | 172 | Natural Gas Fired Combined Cycle | NG | CT | 6 | 2019 | (V) Under construction, more than 50 percent complete | Washington | 30.7914 | -89.9092
20159 | Washington Parish Engy Ctr LLC | 55486 | Washington Parish Energy Center | IPP Non-CHP | LA | ST1 | 255 | 215 | Natural Gas Fired Combined Cycle | NG | CA | 6 | 2019 | (V) Under construction, more than 50 percent complete | Washington | 30.7914 | -89.9092
54866 | Robinson Power Company LLC | 56453 | Robinson Power Company LLC | IPP Non-CHP | PA | CTG1 | 1025 | 950 | Natural Gas Fired Combined Cycle | NG | CC | 6 | 2019 | (L) Regulatory approvals pending. Not under construction | Washington | 40.4092 | -80.2981
7277 | Calpine Corporation | 57181 | Wild Horse Power Plant | IPP Non-CHP | CA | 1 | 48 | 40 | Geothermal | GEO | ST | 6 | 2019 | (T) Regulatory approvals received. Not under construction | Sonoma | 38.8417 | -122.83
58881 | Apex Bethel Energy Center | 59048 | Apex Bethel Energy Center | IPP Non-CHP | TX | ABEC1 | 158.5 | 158.5 | Natural Gas with Compressed Air Storage | NG | CE | 6 | 2019 | (T) Regulatory approvals received. Not under construction | Anderson | 31.8878 | -95.9133
58881 | Apex Bethel Energy Center | 59048 | Apex Bethel Energy Center | IPP Non-CHP | TX | ABEC2 | 158.5 | 158.5 | Natural Gas with Compressed Air Storage | NG | CE | 6 | 2019 | (T) Regulatory approvals received. Not under construction | Anderson | 31.8878 | -95.9133
59487 | Moundsville Power, LLC | 59720 | Moundsville Power | IPP Non-CHP | WV | MPCA1 | 321.6 | 224.9 | Natural Gas Fired Combined Cycle | NG | CA | 6 | 2019 | (L) Regulatory approvals pending. Not under construction | Marshall | 39.9039 | -80.7966
59487 | Moundsville Power, LLC | 59720 | Moundsville Power | IPP Non-CHP | WV | MPCT1 | 195.5 | 177.3 | Natural Gas Fired Combined Cycle | NG | CT | 6 | 2019 | (L) Regulatory approvals pending. Not under construction | Marshall | 39.9039 | -80.7966
59487 | Moundsville Power, LLC | 59720 | Moundsville Power | IPP Non-CHP | WV | MPCT2 | 195.5 | 177.3 | Natural Gas Fired Combined Cycle | NG | CT | 6 | 2019 | (L) Regulatory approvals pending. Not under construction | Marshall | 39.9039 | -80.7966
6452 | Florida Power & Light Co | 60345 | Okeechobee Clean Energy Center | Electric Utility | FL | 1A | 376.6 | 376.6 | Natural Gas Fired Combined Cycle | NG | CT | 6 | 2019 | (L) Regulatory approvals pending. Not under construction | Okeechobee | 27.6342 | -80.7911
6452 | Florida Power & Light Co | 60345 | Okeechobee Clean Energy Center | Electric Utility | FL | 1B | 376.6 | 376.6 | Natural Gas Fired Combined Cycle | NG | CT | 6 | 2019 | (L) Regulatory approvals pending. Not under construction | Okeechobee | 27.6342 | -80.7911
6452 | Florida Power & Light Co | 60345 | Okeechobee Clean Energy Center | Electric Utility | FL | 1C | 376.6 | 376.6 | Natural Gas Fired Combined Cycle | NG | CT | 6 | 2019 | (L) Regulatory approvals pending. Not under construction | Okeechobee | 27.6342 | -80.7911
6452 | Florida Power & Light Co | 60345 | Okeechobee Clean Energy Center | Electric Utility | FL | 1ST | 593.3 | 593.3 | Natural Gas Fired Combined Cycle | NG | CA | 6 | 2019 | (L) Regulatory approvals pending. Not under construction | Okeechobee | 27.6342 | -80.7911
14624 | PUD No 2 of Grant County | 3888 | Wanapum | Electric Utility | WA | 8A | 122 | 122 | Conventional Hydroelectric | WAT | HY | 7 | 2019 | (P) Planned for installation, but regulatory approvals not initiated | Grant | 46.8731 | -119.9703
59235 | Cogentrix Development Holdings, LLC | 59471 | Buckeye Generation Center, LLC | IPP Non-CHP | AZ | CTG01 | 108.7 | 104 | Natural Gas Fired Combustion Turbine | NG | GT | 7 | 2019 | (P) Planned for installation, but regulatory approvals not initiated | Maricopa | 33.2308 | -112.6264
59235 | Cogentrix Development Holdings, LLC | 59471 | Buckeye Generation Center, LLC | IPP Non-CHP | AZ | CTG02 | 108.7 | 104 | Natural Gas Fired Combustion Turbine | NG | GT | 7 | 2019 | (P) Planned for installation, but regulatory approvals not initiated | Maricopa | 33.2308 | -112.6264
59235 | Cogentrix Development Holdings, LLC | 59471 | Buckeye Generation Center, LLC | IPP Non-CHP | AZ | CTG03 | 108.7 | 104 | Natural Gas Fired Combustion Turbine | NG | GT | 7 | 2019 | (P) Planned for installation, but regulatory approvals not initiated | Maricopa | 33.2308 | -112.6264
59235 | Cogentrix Development Holdings, LLC | 59471 | Buckeye Generation Center, LLC | IPP Non-CHP | AZ | CTG04 | 108.7 | 104 | Natural Gas Fired Combustion Turbine | NG | GT | 7 | 2019 | (P) Planned for installation, but regulatory approvals not initiated | Maricopa | 33.2308 | -112.6264
59235 | Cogentrix Development Holdings, LLC | 59471 | Buckeye Generation Center, LLC | IPP Non-CHP | AZ | CTG05 | 108.7 | 104 | Natural Gas Fired Combustion Turbine | NG | GT | 7 | 2019 | (P) Planned for installation, but regulatory approvals not initiated | Maricopa | 33.2308 | -112.6264
59235 | Cogentrix Development Holdings, LLC | 59471 | Buckeye Generation Center, LLC | IPP Non-CHP | AZ | CTG06 | 108.7 | 104 | Natural Gas Fired Combustion Turbine | NG | GT | 7 | 2019 | (P) Planned for installation, but regulatory approvals not initiated | Maricopa | 33.2308 | -112.6264
60064 | Clean Path Energy Center, LLC | 60289 | Clean Path Energy Center | IPP Non-CHP | NM | PVGEN | 70 | 70 | Solar Photovoltaic | SUN | PV | 9 | 2019 | (L) Regulatory approvals pending. Not under construction | San Juan | 36.7738 | -108.505
56534 | Cricket Valley Energy Center LLC | 57185 | Cricket Valley Energy | IPP Non-CHP | NY | U001 | 390 | 345 | Natural Gas Fired Combined Cycle | NG | CC | 10 | 2019 | (P) Planned for installation, but regulatory approvals not initiated | Dutchess | 41.6761 | -73.5811
56534 | Cricket Valley Energy Center LLC | 57185 | Cricket Valley Energy | IPP Non-CHP | NY | U002 | 390 | 345 | Natural Gas Fired Combined Cycle | NG | CC | 10 | 2019 | (P) Planned for installation, but regulatory approvals not initiated | Dutchess | 41.6761 | -73.5811
56534 | Cricket Valley Energy Center LLC | 57185 | Cricket Valley Energy | IPP Non-CHP | NY | U003 | 390 | 345 | Natural Gas Fired Combined Cycle | NG | CC | 10 | 2019 | (P) Planned for installation, but regulatory approvals not initiated | Dutchess | 41.6761 | -73.5811
60064 | Clean Path Energy Center, LLC | 60289 | Clean Path Energy Center | IPP Non-CHP | NM | CPEC1 | 680 | 680 | Natural Gas Fired Combined Cycle | NG | CC | 10 | 2019 | (L) Regulatory approvals pending. Not under construction | San Juan | 36.7738 | -108.505
3046 | Duke Energy Progress - (NC) | 2706 | Asheville | Electric Utility | NC | CT5 | 191.2 | 191.2 | Natural Gas Fired Combined Cycle | NG | CT | 11 | 2019 | (P) Planned for installation, but regulatory approvals not initiated | Buncombe | 35.4731 | -82.5417
3046 | Duke Energy Progress - (NC) | 2706 | Asheville | Electric Utility | NC | CT7 | 191.2 | 191.2 | Natural Gas Fired Combined Cycle | NG | CT | 11 | 2019 | (P) Planned for installation, but regulatory approvals not initiated | Buncombe | 35.4731 | -82.5417
3046 | Duke Energy Progress - (NC) | 2706 | Asheville | Electric Utility | NC | ST6 | 102 | 102 | Natural Gas Fired Combined Cycle | NG | CA | 11 | 2019 | (P) Planned for installation, but regulatory approvals not initiated | Buncombe | 35.4731 | -82.5417
3046 | Duke Energy Progress - (NC) | 2706 | Asheville | Electric Utility | NC | ST8 | 102 | 102 | Natural Gas Fired Combined Cycle | NG | CA | 11 | 2019 | (P) Planned for installation, but regulatory approvals not initiated | Buncombe | 35.4731 | -82.5417
14354 | PacifiCorp | 299 | Blundell | Electric Utility | UT | 3 | 30 | 35 | Geothermal | GEO | ST | 12 | 2019 | (P) Planned for installation, but regulatory approvals not initiated | Beaver | 38.4889 | -112.8533
6541 | Formosa Plastics Corp | 10554 | Formosa Utility Venture Ltd | Industrial CHP | TX | 3ST1 | 40 | 38 | Natural Gas Steam Turbine | NG | ST | 12 | 2019 | (L) Regulatory approvals pending. Not under construction | Calhoun | 28.6917 | -96.5417
6541 | Formosa Plastics Corp | 10554 | Formosa Utility Venture Ltd | Industrial CHP | TX | 3TGB1 | 102 | 97 | Natural Gas Fired Combustion Turbine | NG | GT | 12 | 2019 | (L) Regulatory approvals pending. Not under construction | Calhoun | 28.6917 | -96.5417
6541 | Formosa Plastics Corp | 10554 | Formosa Utility Venture Ltd | Industrial CHP | TX | 3TGB2 | 102 | 97 | Natural Gas Fired Combustion Turbine | NG | GT | 12 | 2019 | (L) Regulatory approvals pending. Not under construction | Calhoun | 28.6917 | -96.5417
7189 | Gila Bend Power Partners LLC | 55507 | Gila Bend Power Generation Station | IPP Non-CHP | AZ | 1 | 170 | 156 | Natural Gas Fired Combined Cycle | NG | CT | 12 | 2019 | (L) Regulatory approvals pending. Not under construction | Maricopa | 32.986 | -112.811
49745 | Cash Creek Generating LLC | 56107 | Cash Creek | IPP Non-CHP | KY | CT1 | 319.5 | 301.5 | Natural Gas Fired Combined Cycle | NG | CT | 12 | 2019 | (P) Planned for installation, but regulatory approvals not initiated | Henderson | 37.7194 | -87.4139
49745 | Cash Creek Generating LLC | 56107 | Cash Creek | IPP Non-CHP | KY | CT2 | 319.5 | 301.5 | Natural Gas Fired Combined Cycle | NG | CT | 12 | 2019 | (P) Planned for installation, but regulatory approvals not initiated | Henderson | 37.7194 | -87.4139
49745 | Cash Creek Generating LLC | 56107 | Cash Creek | IPP Non-CHP | KY | ST | 187 | 187 | Natural Gas Fired Combined Cycle | NG | CA | 12 | 2019 | (P) Planned for installation, but regulatory approvals not initiated | Henderson | 37.7194 | -87.4139
56094 | Medicine Bow Fuel & Power LLC | 56452 | Medicine Bow Fuel & Power LLC | IPP Non-CHP | WY | 1 | 350 | 350 | Conventional Steam Coal | BIT | ST | 12 | 2019 | (P) Planned for installation, but regulatory approvals not initiated | Carbon | 42.0461 | -106.1936
56709 | Turning Point Solar LLC | 57371 | Turning Point Solar | IPP Non-CHP | OH | TPS50 | 44 | 44 | Solar Photovoltaic | SUN | PV | 12 | 2019 | (L) Regulatory approvals pending. Not under construction | Noble | 39.81 | -81.65
58842 | Power Company of Wyoming LLC | 58987 | Chokecherry and Sierra Madre Wind | IPP Non-CHP | WY | I-A | 687 | 687 | Onshore Wind Turbine | WND | WT | 12 | 2019 | (L) Regulatory approvals pending. Not under construction | Carbon | 41.6831 | -107.2
56215 | E ON Climate Renewables N America LLC | 59064 | Stella Wind Farm II | IPP Non-CHP | TX | WT1 | 200 | 200 | Onshore Wind Turbine | WND | WT | 12 | 2019 | (L) Regulatory approvals pending. Not under construction | Kenedy | 26.9189 | -97.6028
56615 | First Solar Project Development | 59826 | Sunshine Valley Solar | IPP Non-CHP | NV | GEN01 | 100 | 100 | Solar Photovoltaic | SUN | PV | 12 | 2019 | (L) Regulatory approvals pending. Not under construction | Nye | 36.518 | -116.497
59646 | Summit Texas Clean Energy | 59859 | Texas Clean Energy Project | IPP Non-CHP | TX | TCE1A | 274 | 274 | Other Gases | OG | CT | 12 | 2019 | (T) Regulatory approvals received. Not under construction | Ector | 31.7529 | -102.5938
59646 | Summit Texas Clean Energy | 59859 | Texas Clean Energy Project | IPP Non-CHP | TX | TCE1B | 126 | 126 | Other Gases | OG | CA | 12 | 2019 | (T) Regulatory approvals received. Not under construction | Ector | 31.7529 | -102.5938
56615 | First Solar Project Development | 59871 | Desert Quartzite | IPP Non-CHP | CA | GEN01 | 300 | 300 | Solar Photovoltaic | SUN | PV | 12 | 2019 | (L) Regulatory approvals pending. Not under construction | Riverside | 33.565 | -114.753
56615 | First Solar Project Development | 59879 | North Rosamond Solar LLC | IPP Non-CHP | CA | GEN01 | 150 | 150 | Solar Photovoltaic | SUN | PV | 12 | 2019 | (L) Regulatory approvals pending. Not under construction | Kern | 34.862 | -118.38
59365 | Capital Power Corporation | 60066 | Garrison Butte Wind, LLC | IPP Non-CHP | ND | GEN | 100 | 100 | Onshore Wind Turbine | WND | WT | 12 | 2019 | (P) Planned for installation, but regulatory approvals not initiated | Mercer | 47.4532 | -101.6487
56215 | E ON Climate Renewables N America LLC | 60362 | Magic Valley Wind Farm III LLC | IPP Non-CHP | TX | MVIII | 200 | 200 | Onshore Wind Turbine | WND | WT | 12 | 2019 | (P) Planned for installation, but regulatory approvals not initiated | Willacy | 26.49 | -97.81
20856 | Wisconsin Power & Light Co | 55641 | Riverside Energy Center | Electric Utility | WI | CTG3 | 235 | 225 | Natural Gas Fired Combined Cycle | NG | CT | 1 | 2020 | (L) Regulatory approvals pending. Not under construction | Rock | 42.5831 | -89.0358
20856 | Wisconsin Power & Light Co | 55641 | Riverside Energy Center | Electric Utility | WI | CTG4 | 235 | 225 | Natural Gas Fired Combined Cycle | NG | CT | 1 | 2020 | (L) Regulatory approvals pending. Not under construction | Rock | 42.5831 | -89.0358
20856 | Wisconsin Power & Light Co | 55641 | Riverside Energy Center | Electric Utility | WI | PV1 | 2 | 2 | Solar Photovoltaic | SUN | PV | 1 | 2020 | (L) Regulatory approvals pending. Not under construction | Rock | 42.5831 | -89.0358
20856 | Wisconsin Power & Light Co | 55641 | Riverside Energy Center | Electric Utility | WI | STG2 | 250 | 250 | Natural Gas Fired Combined Cycle | NG | CA | 1 | 2020 | (L) Regulatory approvals pending. Not under construction | Rock | 42.5831 | -89.0358
56794 | CE Obsidian Energy LLC | 57478 | Black Rock II | IPP Non-CHP | CA | G3202 | 70 | 60 | Geothermal | GEO | ST | 1 | 2020 | (T) Regulatory approvals received. Not under construction | Imperial | 33.1594 | -115.6144
60131 | South Field Energy, LLC | 60356 | South Field Energy | IPP Non-CHP | OH | SFECC | 1105 | 1060 | Natural Gas Fired Combined Cycle | NG | CC | 1 | 2020 | (L) Regulatory approvals pending. Not under construction | Columbiana | 40.6353 | -80.6782
18445 | City of Tallahassee - (FL) | 688 | Arvah B Hopkins | Electric Utility | FL | GT5 | 60 | 42 | Natural Gas Fired Combustion Turbine | NG | GT | 5 | 2020 | (P) Planned for installation, but regulatory approvals not initiated | Leon | 30.4522 | -84.4
55768 | RC Cape May Holdings LLC | 2378 | B L England | IPP Non-CHP | NJ | 4 | 321 | 282 | Natural Gas Fired Combined Cycle | NG | CT | 5 | 2020 | (T) Regulatory approvals received. Not under construction | Cape May | 39.2908 | -74.6364
18454 | Tampa Electric Co | 56352 | Tampa Electric Co NA 2 | Electric Utility | FL | 1 | 220 | 204 | Natural Gas Fired Combustion Turbine | NG | GT | 5 | 2020 | (P) Planned for installation, but regulatory approvals not initiated | HILLSBOROUGH | 27.9072 | -82.4231
7140 | Georgia Power Co | 649 | Vogtle | Electric Utility | GA | 4 | 1100 | 1100 | Nuclear | NUC | ST | 6 | 2020 | (U) Under construction, less than or equal to 50 percent complete | Burke | 33.1427 | -81.7625
59588 | Lake Creek 3 Power Company LLC | 3502 | Lake Creek | IPP Non-CHP | TX | CT1 | 235.5 | 207 | Natural Gas Fired Combustion Turbine | NG | GT | 6 | 2020 | (U) Under construction, less than or equal to 50 percent complete | McLennan | 31.4647 | -96.985
56883 | Tradinghouse Power Company LLC | 3506 | Tradinghouse | IPP Non-CHP | TX | CT1 | 235.5 | 207 | Natural Gas Fired Combustion Turbine | NG | GT | 6 | 2020 | (U) Under construction, less than or equal to 50 percent complete | McLennan | 31.5728 | -96.9642
56883 | Tradinghouse Power Company LLC | 3506 | Tradinghouse | IPP Non-CHP | TX | CT2 | 235.5 | 207 | Natural Gas Fired Combustion Turbine | NG | GT | 6 | 2020 | (U) Under construction, less than or equal to 50 percent complete | McLennan | 31.5728 | -96.9642
17539 | South Carolina Electric&Gas Company | 6127 | V C Summer | Electric Utility | SC | 3 | 1100 | 1100 | Nuclear | NUC | ST | 6 | 2020 | (U) Under construction, less than or equal to 50 percent complete | Fairfield | 34.2983 | -81.3153
55983 | Luminant Generation Company LLC | 8063 | DeCordova Steam Electric Station | IPP Non-CHP | TX | CT5 | 235.5 | 207 | Natural Gas Fired Combustion Turbine | NG | GT | 6 | 2020 | (U) Under construction, less than or equal to 50 percent complete | Hood | 32.4031 | -97.7006
55983 | Luminant Generation Company LLC | 8063 | DeCordova Steam Electric Station | IPP Non-CHP | TX | CT6 | 235.5 | 207 | Natural Gas Fired Combustion Turbine | NG | GT | 6 | 2020 | (U) Under construction, less than or equal to 50 percent complete | Hood | 32.4031 | -97.7006
49846 | Covanta Honolulu Resource Recovery | 10334 | H Power | Commercial Non-CHP | HI | PV1 | 2.1 | 2.1 | Solar Photovoltaic | SUN | PV | 6 | 2020 | (P) Planned for installation, but regulatory approvals not initiated | Honolulu | 21.3 | -158.0986
56167 | Imperial Valley Solar, LLC | 56917 | Imperial Valley Solar, LLC | IPP Non-CHP | CA | 2 | 400 | 400 | Solar Photovoltaic | SUN | PV | 6 | 2020 | (L) Regulatory approvals pending. Not under construction | IMPERIAL | 32.6711 | -115.5873
59844 | Blythe Solar III, LLC | 60094 | Blythe Solar III, LLC | IPP Non-CHP | CA | BLCK1 | 31.2 | 31.2 | Solar Photovoltaic | SUN | PV | 6 | 2020 | (T) Regulatory approvals received. Not under construction | Riverside | 33.656 | -114.742
59845 | Blythe Solar IV, LLC | 60095 | Blythe Solar IV, LLC | IPP Non-CHP | CA | BLCK1 | 31.2 | 31.2 | Solar Photovoltaic | SUN | PV | 6 | 2020 | (T) Regulatory approvals received. Not under construction | Riverside | 33.682 | -114.768
59964 | ESC Brooke County Power I | 60202 | ESC Brooke County Power I | IPP Non-CHP | WV | BCCA1 | 280.5 | 261.2 | Natural Gas Fired Combined Cycle | NG | CA | 6 | 2020 | (P) Planned for installation, but regulatory approvals not initiated | Brooke | 40.3581 | -80.5989
59964 | ESC Brooke County Power I | 60202 | ESC Brooke County Power I | IPP Non-CHP | WV | BCCT1 | 280.5 | 252.3 | Natural Gas Fired Combined Cycle | NG | CT | 6 | 2020 | (P) Planned for installation, but regulatory approvals not initiated | Brooke | 40.3581 | -80.5989
59964 | ESC Brooke County Power I | 60202 | ESC Brooke County Power I | IPP Non-CHP | WV | BCCT2 | 280.5 | 252.3 | Natural Gas Fired Combined Cycle | NG | CT | 6 | 2020 | (P) Planned for installation, but regulatory approvals not initiated | Brooke | 40.3581 | -80.5989
59965 | ESC Tioga County Power | 60205 | ESC Tioga County Power | IPP Non-CHP | PA | TCCA1 | 331.5 | 302 | Natural Gas Fired Combined Cycle | NG | CA | 6 | 2020 | (P) Planned for installation, but regulatory approvals not initiated | Tioga | 41.9624 | -77.1039
59965 | ESC Tioga County Power | 60205 | ESC Tioga County Power | IPP Non-CHP | PA | TCCT1 | 280.5 | 253.1 | Natural Gas Fired Combined Cycle | NG | CT | 6 | 2020 | (P) Planned for installation, but regulatory approvals not initiated | Tioga | 41.9624 | -77.1039
59965 | ESC Tioga County Power | 60205 | ESC Tioga County Power | IPP Non-CHP | PA | TCCT2 | 280.5 | 253.1 | Natural Gas Fired Combined Cycle | NG | CT | 6 | 2020 | (P) Planned for installation, but regulatory approvals not initiated | Tioga | 41.9624 | -77.1039
59966 | ESC Harrison County Power | 60206 | ESC Harrison County Power | IPP Non-CHP | WV | HCCA1 | 207.4 | 205.4 | Natural Gas Fired Combined Cycle | NG | CA | 6 | 2020 | (P) Planned for installation, but regulatory approvals not initiated | Harrison | 39.287 | -80.3229
59966 | ESC Harrison County Power | 60206 | ESC Harrison County Power | IPP Non-CHP | WV | HCCT1 | 371.5 | 319.1 | Natural Gas Fired Combined Cycle | NG | CT | 6 | 2020 | (P) Planned for installation, but regulatory approvals not initiated | Harrison | 39.287 | -80.3229
60118 | 83WI 8ME, LLC | 60336 | Midway Solar Farm 1 | IPP Non-CHP | CA | MSF1 | 50 | 50 | Solar Photovoltaic | SUN | PV | 6 | 2020 | (T) Regulatory approvals received. Not under construction | Imperial | 33.1766 | -115.5728
58758 | CPV Smyth Generation Company LLC | 58878 | CPV Smyth Generation Company LLC | IPP Non-CHP | VA | 1 | 1017 | 989 | Natural Gas Fired Combined Cycle | NG | CC | 7 | 2020 | (P) Planned for installation, but regulatory approvals not initiated | Smyth | 36.8558 | -81.4133
59844 | Blythe Solar III, LLC | 60094 | Blythe Solar III, LLC | IPP Non-CHP | CA | BLCK2 | 31.2 | 31.2 | Solar Photovoltaic | SUN | PV | 8 | 2020 | (T) Regulatory approvals received. Not under construction | Riverside | 33.656 | -114.742
59845 | Blythe Solar IV, LLC | 60095 | Blythe Solar IV, LLC | IPP Non-CHP | CA | BLCK2 | 31.2 | 31.2 | Solar Photovoltaic | SUN | PV | 8 | 2020 | (T) Regulatory approvals received. Not under construction | Riverside | 33.682 | -114.768
7277 | Calpine Corporation | 57180 | Buckeye Geothermal Power Plant | IPP Non-CHP | CA | 1 | 56.9 | 49.9 | Geothermal | GEO | ST | 9 | 2020 | (L) Regulatory approvals pending. Not under construction | LAKE | 38.8242 | -122.84
5580 | East Kentucky Power Coop, Inc | 56278 | Green Valley LFGTE | Electric Utility | KY | 4 | 0.8 | 0.8 | Landfill Gas | LFG | IC | 10 | 2020 | (P) Planned for installation, but regulatory approvals not initiated | Greenup | 38.3967 | -82.8088
59844 | Blythe Solar III, LLC | 60094 | Blythe Solar III, LLC | IPP Non-CHP | CA | BLCK3 | 31.2 | 31.2 | Solar Photovoltaic | SUN | PV | 10 | 2020 | (T) Regulatory approvals received. Not under construction | Riverside | 33.656 | -114.742
59845 | Blythe Solar IV, LLC | 60095 | Blythe Solar IV, LLC | IPP Non-CHP | CA | BLCK3 | 31.2 | 31.2 | Solar Photovoltaic | SUN | PV | 10 | 2020 | (T) Regulatory approvals received. Not under construction | Riverside | 33.682 | -114.768
11208 | Los Angeles Department of Water & Power | 404 | Scattergood | Electric Utility | CA | 8 | 209.5 | 209.5 | Natural Gas Fired Combined Cycle | NG | CC | 12 | 2020 | (P) Planned for installation, but regulatory approvals not initiated | Los Angeles | 33.9182 | -118.4276
11208 | Los Angeles Department of Water & Power | 404 | Scattergood | Electric Utility | CA | 9 | 108.8 | 209.5 | Natural Gas Fired Combined Cycle | NG | CC | 12 | 2020 | (P) Planned for installation, but regulatory approvals not initiated | Los Angeles | 33.9182 | -118.4276
19316 | Two Elk Generation Partners LP | 55360 | Two Elk Generating Station | IPP Non-CHP | WY | GEN1 | 320 | 275 | Conventional Steam Coal | WC | ST | 12 | 2020 | (U) Under construction, less than or equal to 50 percent complete | Campbell | 43.7175 | -105.4975
7277 | Calpine Corporation | 55846 | Telephone Flat | IPP Non-CHP | CA | 1 | 49.9 | 42 | Geothermal | GEO | ST | 12 | 2020 | (P) Planned for installation, but regulatory approvals not initiated | Siskiyou | 41.5633 | -121.5708
58842 | Power Company of Wyoming LLC | 58987 | Chokecherry and Sierra Madre Wind | IPP Non-CHP | WY | I-B | 813 | 813 | Onshore Wind Turbine | WND | WT | 12 | 2020 | (L) Regulatory approvals pending. Not under construction | Carbon | 41.6831 | -107.2
59365 | Capital Power Corporation | 60070 | Nolin Hills Wind, LLC | IPP Non-CHP | OR | GEN | 350 | 350 | Onshore Wind Turbine | WND | WT | 12 | 2020 | (P) Planned for installation, but regulatory approvals not initiated | Umatilla | 45.5545 | -119.1143
59844 | Blythe Solar III, LLC | 60094 | Blythe Solar III, LLC | IPP Non-CHP | CA | BLCK4 | 31.2 | 31.2 | Solar Photovoltaic | SUN | PV | 12 | 2020 | (T) Regulatory approvals received. Not under construction | Riverside | 33.656 | -114.742
59845 | Blythe Solar IV, LLC | 60095 | Blythe Solar IV, LLC | IPP Non-CHP | CA | BLCK4 | 31.2 | 31.2 | Solar Photovoltaic | SUN | PV | 12 | 2020 | (T) Regulatory approvals received. Not under construction | Riverside | 33.682 | -114.768
56794 | CE Obsidian Energy LLC | 57479 | Black Rock III | IPP Non-CHP | CA | G303 | 70 | 60 | Geothermal | GEO | ST | 1 | 2021 | (T) Regulatory approvals received. Not under construction | Imperial | 33.1594 | -115.6144
55927 | Power4Georgians LLC | 56675 | Plant Washington | Electric Utility | GA | MAIN | 850 | 850 | Conventional Steam Coal | SUB | ST | 4 | 2021 | (T) Regulatory approvals received. Not under construction | Washington | 33.0647 | -82.745
16572 | Salt River Project | 58413 | Copper Crossing Gen Station | Electric Utility | AZ | CCGS1 | 116 | 97 | Natural Gas Fired Combustion Turbine | NG | GT | 5 | 2021 | (P) Planned for installation, but regulatory approvals not initiated | Pinal | 33.1551 | -111.4836
16572 | Salt River Project | 58413 | Copper Crossing Gen Station | Electric Utility | AZ | CCGS3 | 228 | 210 | Natural Gas Fired Combustion Turbine | NG | GT | 5 | 2021 | (P) Planned for installation, but regulatory approvals not initiated | Pinal | 33.1551 | -111.4836
16572 | Salt River Project | 58413 | Copper Crossing Gen Station | Electric Utility | AZ | CCGS2 | 116 | 97 | Natural Gas Fired Combustion Turbine | NG | GT | 5 | 2022 | (P) Planned for installation, but regulatory approvals not initiated | Pinal | 33.1551 | -111.4836
16572 | Salt River Project | 58413 | Copper Crossing Gen Station | Electric Utility | AZ | CCGS4 | 228 | 210 | Natural Gas Fired Combustion Turbine | NG | GT | 5 | 2022 | (P) Planned for installation, but regulatory approvals not initiated | Pinal | 33.1551 | -111.4836
55983 | Luminant Generation Company LLC | 3489 | Eagle Mountain | IPP Non-CHP | TX | CT1 | 235.5 | 224.9 | Natural Gas Fired Combined Cycle | NG | CT | 6 | 2022 | (L) Regulatory approvals pending. Not under construction | Tarrant | 32.9056 | -97.4792
55983 | Luminant Generation Company LLC | 3489 | Eagle Mountain | IPP Non-CHP | TX | CT2 | 235.5 | 224.9 | Natural Gas Fired Combined Cycle | NG | CT | 6 | 2022 | (L) Regulatory approvals pending. Not under construction | Tarrant | 32.9056 | -97.4792
55983 | Luminant Generation Company LLC | 3489 | Eagle Mountain | IPP Non-CHP | TX | ST1 | 382.5 | 344.4 | Natural Gas Fired Combined Cycle | NG | CA | 6 | 2022 | (L) Regulatory approvals pending. Not under construction | Tarrant | 32.9056 | -97.4792
7277 | Calpine Corporation | 55845 | Four Mile Hill | IPP Non-CHP | CA | 1 | 49.9 | 42 | Geothermal | GEO | ST | 12 | 2022 | (P) Planned for installation, but regulatory approvals not initiated | Siskiyou | 41.6014 | -121.625
56425 | Simpson Ridge Wind Farm LLC | 57117 | Simpson Ridge Wind Farm LLC | IPP Non-CHP | WY | GEN 1 | 50 | 50 | Onshore Wind Turbine | WND | WT | 12 | 2022 | (P) Planned for installation, but regulatory approvals not initiated | Carbon | 41.8794 | -106.3697
56943 | Blackstone Wind Farm III LLC | 57618 | Blackstone Wind Farm III | IPP Non-CHP | IL | GEN1 | 200 | 200 | Onshore Wind Turbine | WND | WT | 12 | 2022 | (P) Planned for installation, but regulatory approvals not initiated | Livingston | 41.0953 | -88.5836
56944 | Blackstone Wind Farm IV LLC | 57619 | Blackstone Wind Farm IV | IPP Non-CHP | IL | GEN1 | 100 | 100 | Onshore Wind Turbine | WND | WT | 12 | 2022 | (P) Planned for installation, but regulatory approvals not initiated | Livingston | 41.0444 | -88.57
58842 | Power Company of Wyoming LLC | 58987 | Chokecherry and Sierra Madre Wind | IPP Non-CHP | WY | II-A | 750 | 750 | Onshore Wind Turbine | WND | WT | 12 | 2022 | (L) Regulatory approvals pending. Not under construction | Carbon | 41.6831 | -107.2
18454 | Tampa Electric Co | 56352 | Tampa Electric Co NA 2 | Electric Utility | FL | 2 | 220 | 204 | Natural Gas Fired Combustion Turbine | NG | GT | 5 | 2023 | (P) Planned for installation, but regulatory approvals not initiated | HILLSBOROUGH | 27.9072 | -82.4231
16572 | Salt River Project | 58413 | Copper Crossing Gen Station | Electric Utility | AZ | CCGS5 | 228 | 210 | Natural Gas Fired Combustion Turbine | NG | GT | 5 | 2023 | (P) Planned for installation, but regulatory approvals not initiated | Pinal | 33.1551 | -111.4836
57470 | Noble Energy Systems, Inc. | 58087 | Pea Patch Wind Farm | IPP Non-CHP | MD | PEAP | 50 | 50 | Onshore Wind Turbine | WND | WT | 12 | 2023 | (T) Regulatory approvals received. Not under construction | Garrett | 39.5722 | -79.1389
58842 | Power Company of Wyoming LLC | 58987 | Chokecherry and Sierra Madre Wind | IPP Non-CHP | WY | II-B | 750 | 750 | Onshore Wind Turbine | WND | WT | 12 | 2023 | (L) Regulatory approvals pending. Not under construction | Carbon | 41.6831 | -107.2
NOTES: Capacity from facilities with a total generator nameplate capacity less than 1 MW are excluded from this report. This exclusion may represent a signifciant portion of capacity for some technologies such as solar photovoltaic generation. Sources: U.S. Energy Information Administration, Form EIA-860, 'Annual Electric Generator Report' and Form EIA-860M, 'Monthly Update to the Annual Electric Generator Report.'

## Retired
Inventory of Retired Generators as of May 2016
Entity ID | Entity Name | Plant ID | Plant Name | Sector | Plant State | Generator ID | Nameplate Capacity (MW) | Net Summer Capacity (MW) | Technology | Energy Source Code | Prime Mover Code | Retirement Month | Retirement Year | Operating Month | Operating Year | County | Latitude | Longitude
5517 | Dynegy Midwest Generation Inc | 898 | Wood River | IPP Non-CHP | IL | 4 | 112.5 | 89.5 | Conventional Steam Coal | SUB | ST | 5 | 2016 | 6 | 1954 | Madison | 38.8639 | -90.1347
5517 | Dynegy Midwest Generation Inc | 898 | Wood River | IPP Non-CHP | IL | 5 | 387.6 | 375.5 | Conventional Steam Coal | SUB | ST | 5 | 2016 | 7 | 1964 | Madison | 38.8639 | -90.1347
4161 | Constellation Power Source Gen | 1559 | Riverside (MD) | IPP Non-CHP | MD | 4 | 72.2 | 74 | Natural Gas Steam Turbine | NG | ST | 5 | 2016 | 9 | 1951 | Baltimore | 39.2369 | -76.5133
55768 | RC Cape May Holdings LLC | 2378 | B L England | IPP Non-CHP | NJ | IC1 | 2 | 2 | Petroleum Liquids | DFO | IC | 5 | 2016 | 8 | 1961 | Cape May | 39.2908 | -74.6364
55768 | RC Cape May Holdings LLC | 2378 | B L England | IPP Non-CHP | NJ | IC2 | 2 | 2 | Petroleum Liquids | DFO | IC | 5 | 2016 | 8 | 1961 | Cape May | 39.2908 | -74.6364
55768 | RC Cape May Holdings LLC | 2378 | B L England | IPP Non-CHP | NJ | IC3 | 2 | 2 | Petroleum Liquids | DFO | IC | 5 | 2016 | 8 | 1961 | Cape May | 39.2908 | -74.6364
55768 | RC Cape May Holdings LLC | 2378 | B L England | IPP Non-CHP | NJ | IC4 | 2 | 2 | Petroleum Liquids | DFO | IC | 5 | 2016 | 8 | 1961 | Cape May | 39.2908 | -74.6364
14165 | NRG Power Midwest LP | 2836 | Avon Lake | IPP Non-CHP | OH | 7 | 86 | 70 | Conventional Steam Coal | BIT | ST | 5 | 2016 | 1 | 1949 | Lorain | 41.5045 | -82.0546
12807 | Michigan South Central Pwr Agy | 4259 | Endicott Station | Electric Utility | MI | 1 | 55 | 55 | Conventional Steam Coal | BIT | ST | 5 | 2016 | 12 | 1982 | HILLSDALE | 42.0317 | -84.755
56217 | Portsmouth Operating Services LLC | 10071 | Portsmouth Genco LLC | IPP Non-CHP | VA | GEN1 | 57.4 | 57.5 | Conventional Steam Coal | BIT | ST | 5 | 2016 | 6 | 1988 | PORTSMOUTH CITY | 36.8702 | -76.3529
56217 | Portsmouth Operating Services LLC | 10071 | Portsmouth Genco LLC | IPP Non-CHP | VA | GEN2 | 57.4 | 57.5 | Conventional Steam Coal | BIT | ST | 5 | 2016 | 6 | 1988 | PORTSMOUTH CITY | 36.8702 | -76.3529
7726 | Sharp Grossmont Hospital | 10115 | Grossmont Hospital | Commercial CHP | CA | GEN1 | 0.8 | 0.8 | Natural Gas Fired Combustion Turbine | NG | GT | 5 | 2016 | 8 | 1983 | San Diego | 32.7797 | -117.0064
7726 | Sharp Grossmont Hospital | 10115 | Grossmont Hospital | Commercial CHP | CA | GEN2 | 0.8 | 0.8 | Natural Gas Fired Combustion Turbine | NG | GT | 5 | 2016 | 8 | 1983 | San Diego | 32.7797 | -117.0064
40211 | Wabash Valley Power Assn, Inc | 57842 | Wabash Valley Power IGCC | Electric Utility | IN | 1 | 112.5 | 85 | Petroleum Coke | SGP | CA | 5 | 2016 | 12 | 1953 | Vigo | 39.53 | -87.4247
18642 | Tennessee Valley Authority | 47 | Colbert | Electric Utility | AL | 1 | 200 | 178 | Conventional Steam Coal | BIT | ST | 4 | 2016 | 1 | 1955 | Colbert | 34.7439 | -87.8486
18642 | Tennessee Valley Authority | 47 | Colbert | Electric Utility | AL | 2 | 200 | 178 | Conventional Steam Coal | BIT | ST | 4 | 2016 | 3 | 1955 | Colbert | 34.7439 | -87.8486
18642 | Tennessee Valley Authority | 47 | Colbert | Electric Utility | AL | 3 | 200 | 178 | Conventional Steam Coal | BIT | ST | 4 | 2016 | 7 | 1955 | Colbert | 34.7439 | -87.8486
18642 | Tennessee Valley Authority | 47 | Colbert | Electric Utility | AL | 4 | 200 | 178 | Conventional Steam Coal | BIT | ST | 4 | 2016 | 11 | 1955 | Colbert | 34.7439 | -87.8486
9273 | Indianapolis Power & Light Co | 991 | Eagle Valley (IN) | Electric Utility | IN | 3 | 50 | 40 | Conventional Steam Coal | BIT | ST | 4 | 2016 | 12 | 1951 | Morgan | 39.4852 | -86.4183
9273 | Indianapolis Power & Light Co | 991 | Eagle Valley (IN) | Electric Utility | IN | 4 | 69 | 56 | Conventional Steam Coal | BIT | ST | 4 | 2016 | 1 | 1953 | Morgan | 39.4852 | -86.4183
9273 | Indianapolis Power & Light Co | 991 | Eagle Valley (IN) | Electric Utility | IN | 5 | 69 | 62 | Conventional Steam Coal | BIT | ST | 4 | 2016 | 12 | 1953 | Morgan | 39.4852 | -86.4183
9273 | Indianapolis Power & Light Co | 991 | Eagle Valley (IN) | Electric Utility | IN | 6 | 113.6 | 99 | Conventional Steam Coal | BIT | ST | 4 | 2016 | 10 | 1956 | Morgan | 39.4852 | -86.4183
9273 | Indianapolis Power & Light Co | 991 | Eagle Valley (IN) | Electric Utility | IN | IC1 | 2.7 | 3 | Petroleum Liquids | DFO | IC | 4 | 2016 | 4 | 1967 | Morgan | 39.4852 | -86.4183
15470 | Duke Energy Indiana, LLC | 1010 | Wabash River | Electric Utility | IN | 2 | 112.5 | 85 | Conventional Steam Coal | BIT | ST | 4 | 2016 | 8 | 1953 | Vigo | 39.53 | -87.4247
15470 | Duke Energy Indiana, LLC | 1010 | Wabash River | Electric Utility | IN | 3 | 123.2 | 85 | Conventional Steam Coal | BIT | ST | 4 | 2016 | 9 | 1954 | Vigo | 39.53 | -87.4247
15470 | Duke Energy Indiana, LLC | 1010 | Wabash River | Electric Utility | IN | 4 | 112.5 | 85 | Conventional Steam Coal | BIT | ST | 4 | 2016 | 1 | 1955 | Vigo | 39.53 | -87.4247
15470 | Duke Energy Indiana, LLC | 1010 | Wabash River | Electric Utility | IN | 5 | 125 | 95 | Conventional Steam Coal | BIT | ST | 4 | 2016 | 5 | 1956 | Vigo | 39.53 | -87.4247
12341 | MidAmerican Energy Co | 1091 | George Neal North | Electric Utility | IA | 1 | 147 | 134.3 | Conventional Steam Coal | SUB | ST | 4 | 2016 | 5 | 1964 | Woodbury | 42.2998 | -96.3617
12341 | MidAmerican Energy Co | 1091 | George Neal North | Electric Utility | IA | 2 | 349.2 | 283.7 | Conventional Steam Coal | SUB | ST | 4 | 2016 | 5 | 1972 | Woodbury | 42.2998 | -96.3617
5580 | East Kentucky Power Coop, Inc | 1385 | Dale | Electric Utility | KY | 3 | 81 | 74 | Conventional Steam Coal | BIT | ST | 4 | 2016 | 10 | 1957 | Clark | 37.8806 | -84.2619
5580 | East Kentucky Power Coop, Inc | 1385 | Dale | Electric Utility | KY | 4 | 81 | 75 | Conventional Steam Coal | BIT | ST | 4 | 2016 | 8 | 1960 | Clark | 37.8806 | -84.2619
4254 | Consumers Energy Co | 1695 | B C Cobb | Electric Utility | MI | 4 | 156.3 | 156 | Conventional Steam Coal | SUB | ST | 4 | 2016 | 9 | 1956 | Muskegon | 43.2588 | -86.2423
4254 | Consumers Energy Co | 1695 | B C Cobb | Electric Utility | MI | 5 | 156.3 | 156 | Conventional Steam Coal | SUB | ST | 4 | 2016 | 3 | 1957 | Muskegon | 43.2588 | -86.2423
4254 | Consumers Energy Co | 1720 | J C Weadock | Electric Utility | MI | 7 | 156.3 | 152 | Conventional Steam Coal | SUB | ST | 4 | 2016 | 5 | 1955 | Bay | 43.6399 | -83.8447
4254 | Consumers Energy Co | 1720 | J C Weadock | Electric Utility | MI | 8 | 156.3 | 151 | Conventional Steam Coal | SUB | ST | 4 | 2016 | 1 | 1958 | Bay | 43.6399 | -83.8447
4254 | Consumers Energy Co | 1723 | J R Whiting | Electric Utility | MI | 1 | 106.3 | 102 | Conventional Steam Coal | SUB | ST | 4 | 2016 | 7 | 1952 | Monroe | 41.7921 | -83.4495
4254 | Consumers Energy Co | 1723 | J R Whiting | Electric Utility | MI | 2 | 106.3 | 95 | Conventional Steam Coal | SUB | ST | 4 | 2016 | 12 | 1952 | Monroe | 41.7921 | -83.4495
4254 | Consumers Energy Co | 1723 | J R Whiting | Electric Utility | MI | 3 | 132.8 | 122 | Conventional Steam Coal | SUB | ST | 4 | 2016 | 11 | 1953 | Monroe | 41.7921 | -83.4495
5109 | DTE Electric Company | 1745 | Trenton Channel | Electric Utility | MI | 7 | 120 | 110 | Conventional Steam Coal | SUB | ST | 4 | 2016 | 6 | 1949 | Wayne | 42.1217 | -83.1808
4045 | City of Columbia - (MO) | 2123 | Columbia (MO) | Electric Utility | MO | 5 | 16.5 | 16.5 | Conventional Steam Coal | BIT | ST | 4 | 2016 | 1 | 1957 | Boone | 38.9646 | -92.3168
15474 | Public Service Co of Oklahoma | 2963 | Northeastern | Electric Utility | OK | 4 | 473 | 460 | Conventional Steam Coal | SUB | ST | 4 | 2016 | 9 | 1980 | Rogers | 36.4317 | -95.7008
17698 | Southwestern Electric Power Co | 6139 | Welsh | Electric Utility | TX | 2 | 558 | 528 | Conventional Steam Coal | SUB | ST | 4 | 2016 | 4 | 1980 | Titus | 33.0552 | -94.84
20847 | Wisconsin Electric Power Co | 7549 | Milwaukee County | Electric Utility | WI | 1 | 11 | 7 | Conventional Steam Coal | SUB | ST | 4 | 2016 | 3 | 1996 | Milwaukee | 43.046 | -88.0281
26840 | Port Townsend Paper Co | 50544 | Port Townsend Paper | Industrial CHP | WA | GEN4 | 3 | 3 | Wood/Wood Waste Biomass | BLQ | ST | 4 | 2016 | 1 | 1929 | Jefferson | 48.0931 | -122.7958
6455 | Duke Energy Florida, Inc | 629 | G E Turner | Electric Utility | FL | P1 | 19.2 | 10 | Petroleum Liquids | DFO | GT | 3 | 2016 | 10 | 1970 | Volusia | 28.8696 | -81.274
6455 | Duke Energy Florida, Inc | 629 | G E Turner | Electric Utility | FL | P2 | 19.2 | 10 | Petroleum Liquids | DFO | GT | 3 | 2016 | 10 | 1970 | Volusia | 28.8696 | -81.274
6455 | Duke Energy Florida, Inc | 629 | G E Turner | Electric Utility | FL | P4 | 71.2 | 59 | Petroleum Liquids | DFO | GT | 3 | 2016 | 8 | 1974 | Volusia | 28.8696 | -81.274
6455 | Duke Energy Florida, Inc | 637 | Rio Pinar | Electric Utility | FL | P1 | 19.2 | 12 | Petroleum Liquids | DFO | GT | 3 | 2016 | 11 | 1970 | Orange | 28.5415 | -81.2541
7801 | Gulf Power Co | 643 | Lansing Smith | Electric Utility | FL | 1 | 149.6 | 162 | Conventional Steam Coal | BIT | ST | 3 | 2016 | 6 | 1965 | Bay | 30.2686 | -85.7003
7801 | Gulf Power Co | 643 | Lansing Smith | Electric Utility | FL | 2 | 190.4 | 195 | Conventional Steam Coal | BIT | ST | 3 | 2016 | 6 | 1967 | Bay | 30.2686 | -85.7003
13168 | NRG Huntley Operations Inc | 2549 | C R Huntley Generating Station | IPP Non-CHP | NY | 67 | 200 | 190 | Conventional Steam Coal | SUB | ST | 3 | 2016 | 10 | 1957 | Erie | 42.97 | -78.93
13168 | NRG Huntley Operations Inc | 2549 | C R Huntley Generating Station | IPP Non-CHP | NY | S68 | 200 | 190 | Conventional Steam Coal | SUB | ST | 3 | 2016 | 11 | 1958 | Erie | 42.97 | -78.93
49770 | Energy Recovery Operations, Inc | 54935 | Harford Waste to Energy Facility | Commercial CHP | MD | 001 | 1.2 | 1.1 | Municipal Solid Waste | MSW | ST | 3 | 2016 | 12 | 1987 | Harford | 39.4039 | -76.3172
56690 | Town of Portsmouth | 57350 | Portsmouth Wind Turbine | IPP Non-CHP | RI | WTG-1 | 1.5 | 1.5 | Onshore Wind Turbine | WND | WT | 3 | 2016 | 3 | 2009 | Newport | 41.6144 | -71.2514
11142 | City of Logansport - (IN) | 1032 | Logansport | Electric Utility | IN | 4 | 18 | 16.5 | Conventional Steam Coal | BIT | ST | 2 | 2016 | 6 | 1958 | Cass | 40.7589 | -86.3603
11142 | City of Logansport - (IN) | 1032 | Logansport | Electric Utility | IN | 5 | 25 | 22 | Conventional Steam Coal | BIT | ST | 2 | 2016 | 6 | 1964 | Cass | 40.7589 | -86.3603
11142 | City of Logansport - (IN) | 1032 | Logansport | Electric Utility | IN | 6 | 18 | 15 | Natural Gas Fired Combustion Turbine | NG | GT | 2 | 2016 | 6 | 1969 | Cass | 40.7589 | -86.3603
3900 | City of Coggon - (IA) | 1132 | Coggon | Electric Utility | IA | IC1 | 0.6 | 0.6 | Petroleum Liquids | DFO | IC | 2 | 2016 | 10 | 1957 | Linn | 42.2808 | -91.5327
17872 | City of St Francis - (KS) | 1321 | St Francis | Electric Utility | KS | 3 | 0.8 | 0.8 | Petroleum Liquids | DFO | IC | 2 | 2016 | 11 | 1960 | Cheyenne | 39.7736 | -101.8122
4161 | Constellation Power Source Gen | 1556 | Perryman | IPP Non-CHP | MD | GT2 | 53.1 | 51 | Petroleum Liquids | DFO | GT | 2 | 2016 | 4 | 1972 | Harford | 39.4428 | -76.2218
58246 | Escanaba Operating Services LLC | 1771 | Escanaba | Electric Utility | MI | 1 | 11.5 | 13 | Conventional Steam Coal | BIT | ST | 1 | 2016 | 5 | 1958 | Delta | 45.7717 | -87.0639
58246 | Escanaba Operating Services LLC | 1771 | Escanaba | Electric Utility | MI | 2 | 11.5 | 13 | Conventional Steam Coal | BIT | ST | 1 | 2016 | 5 | 1958 | Delta | 45.7717 | -87.0639
58246 | Escanaba Operating Services LLC | 1771 | Escanaba | Electric Utility | MI | 3 | 17.9 | 12.5 | Petroleum Liquids | DFO | GT | 1 | 2016 | 3 | 2003 | Delta | 45.7717 | -87.0639
9231 | City of Independence - (MO) | 2171 | Missouri City | Electric Utility | MO | 1 | 23 | 19 | Conventional Steam Coal | BIT | ST | 1 | 2016 | 6 | 1954 | Clay | 39.2315 | -94.308
9231 | City of Independence - (MO) | 2171 | Missouri City | Electric Utility | MO | 2 | 23 | 19 | Conventional Steam Coal | BIT | ST | 1 | 2016 | 6 | 1954 | Clay | 39.2315 | -94.308
1947 | Bob Jones University | 10280 | Bob Jones University Cogen Plant | Commercial Non-CHP | SC | ENG2 | 1.1 | 1.1 | Natural Gas Internal Combustion Engine | NG | IC | 1 | 2016 | 1 | 1987 | GREENVILLE | 34.8718 | -82.366
1947 | Bob Jones University | 10280 | Bob Jones University Cogen Plant | Commercial Non-CHP | SC | ENG4 | 1.1 | 1.1 | Natural Gas Internal Combustion Engine | NG | IC | 1 | 2016 | 1 | 1987 | GREENVILLE | 34.8718 | -82.366
49777 | SP Fiber Technologies NW LLC | 56124 | SPFT - Newberg Cogen | Industrial CHP | OR | TG2 | 42.8 | 11.9 | Wood/Wood Waste Biomass | WDS | ST | 1 | 2016 | 2 | 1980 | Yamhill | 45.2879 | -122.9627
13960 | NRG Cabrillo Power Ops Inc | 303 | Kearny | IPP Non-CHP | CA | KEA2 | 72 | 59 | Natural Gas Fired Combustion Turbine | NG | GT | 12 | 2015 | 12 | 1969 | San Diego | 32.834 | -117.1338
13584 | NRG El Segundo Operations Inc | 330 | El Segundo Power | IPP Non-CHP | CA | 4 | 342 | 335 | Natural Gas Steam Turbine | NG | ST | 12 | 2015 | 4 | 1965 | Los Angeles | 33.9098 | -118.4242
11208 | Los Angeles Department of Water & Power | 404 | Scattergood | Electric Utility | CA | 3 | 496.8 | 445 | Natural Gas Steam Turbine | NG | ST | 12 | 2015 | 10 | 1974 | Los Angeles | 33.9182 | -118.4276
15466 | Public Service Co of Colorado | 478 | Zuni | Electric Utility | CO | 2 | 75 | 60 | Natural Gas Steam Turbine | NG | ST | 12 | 2015 | 6 | 1954 | Denver | 39.7373 | -105.017
10623 | City of Lakeland - (FL) | 676 | C D McIntosh Jr | Electric Utility | FL | ST1 | 103.5 | 85 | Natural Gas Steam Turbine | NG | ST | 12 | 2015 | 2 | 1971 | Polk | 28.0801 | -81.9229
49756 | Illinois Power Resources Generating LLC | 856 | E D Edwards | Electric Utility | IL | 1 | 136 | 95 | Conventional Steam Coal | SUB | ST | 12 | 2015 | 5 | 1960 | Peoria | 40.5958 | -89.6631
14839 | City of Peru - (IN) | 1037 | Peru (IN) | Electric Utility | IN | 2 | 22 | 20 | Conventional Steam Coal | BIT | ST | 12 | 2015 | 2 | 1959 | Miami | 40.7551 | -86.0575
14839 | City of Peru - (IN) | 1037 | Peru (IN) | Electric Utility | IN | 3 | 12.5 | 12 | Conventional Steam Coal | BIT | ST | 12 | 2015 | 6 | 1949 | Miami | 40.7551 | -86.0575
16181 | Rochester Public Utilities | 2008 | Silver Lake | Electric Utility | MN | 1 | 8 | 6.6 | Conventional Steam Coal | BIT | ST | 12 | 2015 | 8 | 1948 | Olmsted | 44.0282 | -92.4604
16181 | Rochester Public Utilities | 2008 | Silver Lake | Electric Utility | MN | 2 | 12 | 7 | Conventional Steam Coal | BIT | ST | 12 | 2015 | 12 | 1953 | Olmsted | 44.0282 | -92.4604
16181 | Rochester Public Utilities | 2008 | Silver Lake | Electric Utility | MN | 3 | 25 | 20 | Conventional Steam Coal | BIT | ST | 12 | 2015 | 11 | 1962 | Olmsted | 44.0282 | -92.4604
16181 | Rochester Public Utilities | 2008 | Silver Lake | Electric Utility | MN | 4 | 54 | 46.4 | Conventional Steam Coal | BIT | ST | 12 | 2015 | 12 | 1969 | Olmsted | 44.0282 | -92.4604
3242 | Central Electric Power Coop - (MO) | 2169 | Chamois | Electric Utility | MO | 1 | 15 | 16 | Conventional Steam Coal | BIT | ST | 12 | 2015 | 12 | 1953 | Osage | 38.6839 | -91.7558
3242 | Central Electric Power Coop - (MO) | 2169 | Chamois | Electric Utility | MO | 2 | 44 | 47 | Conventional Steam Coal | SUB | ST | 12 | 2015 | 11 | 1960 | Osage | 38.6839 | -91.7558
14063 | Oklahoma Gas & Electric Co | 2953 | Mustang | Electric Utility | OK | 1 | 82 | 50 | Natural Gas Steam Turbine | NG | ST | 12 | 2015 | 5 | 1950 | Canadian | 35.4699 | -97.675
14063 | Oklahoma Gas & Electric Co | 2953 | Mustang | Electric Utility | OK | 2 | 63 | 49 | Natural Gas Steam Turbine | NG | ST | 12 | 2015 | 3 | 1951 | Canadian | 35.4699 | -97.675
14063 | Oklahoma Gas & Electric Co | 2956 | Seminole (OK) | Electric Utility | OK | GT1 | 23 | 0 | Natural Gas Fired Combustion Turbine | NG | GT | 12 | 2015 | 5 | 1971 | Seminole | 34.9665 | -96.7258
18642 | Tennessee Valley Authority | 3406 | Johnsonville | Electric Utility | TN | 10 | 172.8 | 141 | Conventional Steam Coal | SUB | ST | 12 | 2015 | 8 | 1959 | Humphreys | 36.0278 | -87.9861
18642 | Tennessee Valley Authority | 3406 | Johnsonville | Electric Utility | TN | 5 | 147 | 107 | Conventional Steam Coal | SUB | ST | 12 | 2015 | 11 | 1952 | Humphreys | 36.0278 | -87.9861
18642 | Tennessee Valley Authority | 3406 | Johnsonville | Electric Utility | TN | 6 | 147 | 107 | Conventional Steam Coal | SUB | ST | 12 | 2015 | 2 | 1953 | Humphreys | 36.0278 | -87.9861
18642 | Tennessee Valley Authority | 3406 | Johnsonville | Electric Utility | TN | 7 | 172.8 | 141 | Conventional Steam Coal | SUB | ST | 12 | 2015 | 11 | 1958 | Humphreys | 36.0278 | -87.9861
18642 | Tennessee Valley Authority | 3406 | Johnsonville | Electric Utility | TN | 8 | 172.8 | 141 | Conventional Steam Coal | SUB | ST | 12 | 2015 | 1 | 1959 | Humphreys | 36.0278 | -87.9861
18642 | Tennessee Valley Authority | 3406 | Johnsonville | Electric Utility | TN | 9 | 172.8 | 141 | Conventional Steam Coal | SUB | ST | 12 | 2015 | 6 | 1959 | Humphreys | 36.0278 | -87.9861
733 | Appalachian Power Co | 3775 | Clinch River | Electric Utility | VA | 3 | 237.5 | 230 | Conventional Steam Coal | BIT | ST | 12 | 2015 | 12 | 1961 | Russell | 36.9333 | -82.1997
20856 | Wisconsin Power & Light Co | 4050 | Edgewater | Electric Utility | WI | 3 | 69 | 47.2 | Conventional Steam Coal | SUB | ST | 12 | 2015 | 7 | 1951 | Sheboygan | 43.7151 | -87.7059
20856 | Wisconsin Power & Light Co | 4054 | Nelson Dewey Generating Station | Electric Utility | WI | 1 | 113.6 | 103.9 | Conventional Steam Coal | SUB | ST | 12 | 2015 | 12 | 1959 | Grant | 42.7225 | -91.0085
20856 | Wisconsin Power & Light Co | 4054 | Nelson Dewey Generating Station | Electric Utility | WI | 2 | 113.6 | 105.2 | Conventional Steam Coal | SUB | ST | 12 | 2015 | 12 | 1962 | Grant | 42.7225 | -91.0085
221 | Alaska Village Elec Coop, Inc | 6329 | Mountain Village | Electric Utility | AK | 4 | 0.6 | 0.6 | Petroleum Liquids | DFO | IC | 12 | 2015 | 11 | 1982 | Bethel | 62.1656 | -163.0783
8287 | Hawaii Electric Light Co Inc | 6478 | Shipman | Electric Utility | HI | 3 | 7.5 | 7.5 | Petroleum Liquids | RFO | ST | 12 | 2015 | 12 | 1955 | Hawaii | 19.7239 | -155.069
8287 | Hawaii Electric Light Co Inc | 6478 | Shipman | Electric Utility | HI | 4 | 7.5 | 7.5 | Petroleum Liquids | RFO | ST | 12 | 2015 | 7 | 1958 | Hawaii | 19.7239 | -155.069
15466 | Public Service Co of Colorado | 7937 | Ponnequin | Electric Utility | CO | 30 | 9.9 | 9.9 | Onshore Wind Turbine | WND | WT | 12 | 2015 | 8 | 2001 | Weld | 40.9905 | -104.8167
15466 | Public Service Co of Colorado | 7937 | Ponnequin | Electric Utility | CO | 8 | 16.6 | 15.4 | Onshore Wind Turbine | WND | WT | 12 | 2015 | 2 | 1999 | Weld | 40.9905 | -104.8167
7175 | General Mills Operations Inc | 10031 | General Mills Operations Lodi | Industrial CHP | CA | 1 | 4.6 | 3.2 | Natural Gas Fired Combustion Turbine | NG | GT | 12 | 2015 | 5 | 1984 | SAN JOAQUIN | 38.1425 | -121.2994
7239 | General Motors Corp-Warren | 10032 | Powertrain Warren General Motors | Industrial CHP | MI | GT1 | 4 | 2.7 | Natural Gas Fired Combustion Turbine | NG | GT | 12 | 2015 | 5 | 1988 | Macomb | 42.4677 | -83.0392
18158 | RockTenn CP LLC Coshocton | 50811 | RockTenn Coshocton Mill | Industrial CHP | OH | GEN1 | 16.5 | 12 | Wood/Wood Waste Biomass | WDS | ST | 12 | 2015 | 11 | 1981 | COSHOCTON | 40.2797 | -81.8623
49969 | Lincoln Paper and Tissue, LLC | 54587 | Lincoln Paper & Tissue | Industrial CHP | ME | TG-3 | 13.5 | 9 | Wood/Wood Waste Biomass | WDS | ST | 12 | 2015 | 12 | 2007 | Penobscot | 45.3669 | -68.5106
50081 | AE Operations LLC | 55611 | Mingo Junction Energy Center | IPP CHP | OH | GEN1 | 32 | 30 | Other Gases | OG | ST | 12 | 2015 | 8 | 1998 | Jefferson | 40.3136 | -80.6058
9205 | Illinois Electricial Gen Partn | 55759 | Roxana Resource Recovery | IPP Non-CHP | IL | RX1 | 1.1 | 0.9 | Landfill Gas | LFG | IC | 12 | 2015 | 11 | 1999 | Madison | 38.8311 | -90.0119
9205 | Illinois Electricial Gen Partn | 55759 | Roxana Resource Recovery | IPP Non-CHP | IL | RX2 | 1.1 | 0.9 | Landfill Gas | LFG | IC | 12 | 2015 | 11 | 1999 | Madison | 38.8311 | -90.0119
9205 | Illinois Electricial Gen Partn | 55759 | Roxana Resource Recovery | IPP Non-CHP | IL | RX3 | 1.1 | 0.9 | Landfill Gas | LFG | IC | 12 | 2015 | 11 | 1999 | Madison | 38.8311 | -90.0119
9205 | Illinois Electricial Gen Partn | 55759 | Roxana Resource Recovery | IPP Non-CHP | IL | RX4 | 1.1 | 0.9 | Landfill Gas | LFG | IC | 12 | 2015 | 11 | 1999 | Madison | 38.8311 | -90.0119
9205 | Illinois Electricial Gen Partn | 55762 | Brickyard Energy Partners LLC | IPP Non-CHP | IL | BR1 | 1.1 | 0.9 | Landfill Gas | LFG | IC | 12 | 2015 | 9 | 1999 | Vermilion | 40.1003 | -87.6111
9205 | Illinois Electricial Gen Partn | 55762 | Brickyard Energy Partners LLC | IPP Non-CHP | IL | BR2 | 1.1 | 0.9 | Landfill Gas | LFG | IC | 12 | 2015 | 9 | 1999 | Vermilion | 40.1003 | -87.6111
9205 | Illinois Electricial Gen Partn | 55762 | Brickyard Energy Partners LLC | IPP Non-CHP | IL | BR3 | 1.1 | 0.9 | Landfill Gas | LFG | IC | 12 | 2015 | 9 | 1999 | Vermilion | 40.1003 | -87.6111
9205 | Illinois Electricial Gen Partn | 55762 | Brickyard Energy Partners LLC | IPP Non-CHP | IL | BR5 | 1.1 | 0.9 | Landfill Gas | LFG | IC | 12 | 2015 | 10 | 2014 | Vermilion | 40.1003 | -87.6111
9205 | Illinois Electricial Gen Partn | 55764 | Upper Rock Energy Partners LLC | IPP Non-CHP | IL | UR1 | 1.1 | 0.9 | Landfill Gas | LFG | IC | 12 | 2015 | 4 | 2000 | Rock Island | 41.5367 | -90.3761
9205 | Illinois Electricial Gen Partn | 55764 | Upper Rock Energy Partners LLC | IPP Non-CHP | IL | UR2 | 1.1 | 0.9 | Landfill Gas | LFG | IC | 12 | 2015 | 4 | 2000 | Rock Island | 41.5367 | -90.3761
9205 | Illinois Electricial Gen Partn | 55764 | Upper Rock Energy Partners LLC | IPP Non-CHP | IL | UR3 | 1.1 | 0.9 | Landfill Gas | LFG | IC | 12 | 2015 | 4 | 2000 | Rock Island | 41.5367 | -90.3761
9205 | Illinois Electricial Gen Partn | 55764 | Upper Rock Energy Partners LLC | IPP Non-CHP | IL | UR4 | 1.1 | 0.9 | Landfill Gas | LFG | IC | 12 | 2015 | 4 | 2003 | Rock Island | 41.5367 | -90.3761
56599 | Wind Energy America Inc | 56216 | L J Trust | IPP Non-CHP | IA | LJT2 | 2 | 2 | Onshore Wind Turbine | WND | WT | 12 | 2015 | 6 | 2011 | Osceola | 43.4058 | -95.6547
56599 | Wind Energy America Inc | 56218 | Zachary Ridge LLC | IPP Non-CHP | IA | ZR2 | 2 | 2 | Onshore Wind Turbine | WND | WT | 12 | 2015 | 1 | 2010 | Osceola | 43.4058 | -95.6575
58133 | Mercy Medical Center | 58163 | Mercy Medical Center | Commercial Non-CHP | NY | 2 | 0.4 | 0.4 | Petroleum Liquids | DFO | IC | 12 | 2015 | 1 | 1992 | Nassau | 40.6883 | -73.6308
59484 | Framingham State University | 59717 | Framingham State University Plant | Commercial Non-CHP | MA | MSC | 0.1 | 0.3 | Natural Gas Internal Combustion Engine | NG | IC | 12 | 2015 | 6 | 1974 | Middlesex | 42.2979 | -71.4361
19804 | City of Vero Beach - (FL) | 693 | Vero Beach Municipal Power Plant | Electric Utility | FL | 1 | 12.5 | 13 | Natural Gas Steam Turbine | NG | ST | 11 | 2015 | 11 | 1961 | Indian River | 27.6334 | -80.3776
19804 | City of Vero Beach - (FL) | 693 | Vero Beach Municipal Power Plant | Electric Utility | FL | 2 | 16.5 | 13 | Natural Gas Fired Combined Cycle | NG | CA | 11 | 2015 | 8 | 1964 | Indian River | 27.6334 | -80.3776
19804 | City of Vero Beach - (FL) | 693 | Vero Beach Municipal Power Plant | Electric Utility | FL | 5 | 41.4 | 35 | Natural Gas Fired Combined Cycle | NG | CT | 11 | 2015 | 12 | 1992 | Indian River | 27.6334 | -80.3776
18454 | Tampa Electric Co | 748 | Phillips | Electric Utility | FL | 1 | 19.2 | 18 | Petroleum Liquids | DFO | IC | 11 | 2015 | 6 | 1983 | Highlands | 27.4439 | -81.3633
18454 | Tampa Electric Co | 748 | Phillips | Electric Utility | FL | 2 | 19.2 | 18 | Petroleum Liquids | DFO | IC | 11 | 2015 | 6 | 1983 | Highlands | 27.4439 | -81.3633
22500 | Westar Energy Inc | 1248 | Hutchinson Energy Center | Electric Utility | KS | ST4 | 172 | 176 | Natural Gas Steam Turbine | NG | ST | 11 | 2015 | 5 | 1965 | Reno | 38.0906 | -97.8747
22500 | Westar Energy Inc | 1250 | Lawrence Energy Center | Electric Utility | KS | 3 | 49 | 48 | Conventional Steam Coal | SUB | ST | 11 | 2015 | 1 | 1955 | Douglas | 39.0072 | -95.2692
22500 | Westar Energy Inc | 1252 | Tecumseh Energy Center | Electric Utility | KS | 8 | 150 | 130 | Conventional Steam Coal | SUB | ST | 11 | 2015 | 4 | 1962 | Shawnee | 39.0539 | -95.5689
12897 | Moose Lake Water & Light Comm | 1996 | Moose Lake | Electric Utility | MN | 2 | 1.1 | 1.1 | Petroleum Liquids | DFO | IC | 11 | 2015 | 11 | 1952 | Carlton | 46.4541 | -92.7606
3046 | Duke Energy Progress - (NC) | 3250 | Darlington County | Electric Utility | SC | 11 | 66.8 | 52 | Petroleum Liquids | DFO | GT | 11 | 2015 | 9 | 1974 | Darlington | 34.4185 | -80.1657
733 | Appalachian Power Co | 3776 | Glen Lyn | Electric Utility | VA | 5 | 100 | 90 | Conventional Steam Coal | BIT | ST | 11 | 2015 | 6 | 1944 | Giles | 37.3706 | -80.8633
733 | Appalachian Power Co | 3776 | Glen Lyn | Electric Utility | VA | 6 | 237.5 | 235 | Conventional Steam Coal | BIT | ST | 11 | 2015 | 5 | 1957 | Giles | 37.3706 | -80.8633
733 | Appalachian Power Co | 3938 | Philip Sporn | Electric Utility | WV | 1 | 152.5 | 145 | Conventional Steam Coal | BIT | ST | 11 | 2015 | 1 | 1950 | Mason | 38.9669 | -81.9231
733 | Appalachian Power Co | 3938 | Philip Sporn | Electric Utility | WV | 2 | 152.5 | 145 | Conventional Steam Coal | BIT | ST | 11 | 2015 | 7 | 1950 | Mason | 38.9669 | -81.9231
733 | Appalachian Power Co | 3938 | Philip Sporn | Electric Utility | WV | 3 | 152.5 | 145 | Conventional Steam Coal | BIT | ST | 11 | 2015 | 8 | 1951 | Mason | 38.9669 | -81.9231
733 | Appalachian Power Co | 3938 | Philip Sporn | Electric Utility | WV | 4 | 152.5 | 145 | Conventional Steam Coal | BIT | ST | 11 | 2015 | 2 | 1952 | Mason | 38.9669 | -81.9231
56293 | DTE Stoneman LLC | 4146 | E J Stoneman Station | IPP Non-CHP | WI | 1 | 18 | 15 | Wood/Wood Waste Biomass | WDS | ST | 11 | 2015 | 1 | 1952 | Grant | 42.7083 | -90.9847
56293 | DTE Stoneman LLC | 4146 | E J Stoneman Station | IPP Non-CHP | WI | 2 | 35 | 35 | Wood/Wood Waste Biomass | WDS | ST | 11 | 2015 | 4 | 1952 | Grant | 42.7083 | -90.9847
54842 | WM Renewable Energy LLC | 50578 | Stowe Power Production Plant | IPP Non-CHP | PA | GEN2 | 3 | 2.9 | Landfill Gas | LFG | GT | 11 | 2015 | 5 | 1991 | MONTGOMERY | 40.2724 | -75.6704
10127 | Kenetech Windpower Inc | 50712 | Altamont Pass Windplant | IPP Non-CHP | CA | GEN1 | 332.5 | 332.5 | Onshore Wind Turbine | WND | WT | 11 | 2015 | 1 | 1983 | Alameda | 37.7341 | -121.6516
57170 | EDF Renewable Asset Holdings, Inc. | 54687 | Difwind Farms Ltd VIII | IPP Non-CHP | CA | EXIS | 15 | 15 | Onshore Wind Turbine | WND | WT | 11 | 2015 | 1 | 1987 | Kern | 35.0506 | -118.1714
6862 | FPL Energy Pennsylvania Wind LLC | 55370 | Green Mountain Wind Farm | IPP Non-CHP | PA | N60 | 10.4 | 10.4 | Onshore Wind Turbine | WND | WT | 11 | 2015 | 5 | 2000 | Somerset | 39.8514 | -79.0706
18454 | Tampa Electric Co | 55893 | Partnership Station | Electric Utility | FL | 1 | 2.9 | 3 | Natural Gas Internal Combustion Engine | NG | IC | 11 | 2015 | 5 | 2001 | Hillsborough | 27.9253 | -82.4414
18454 | Tampa Electric Co | 55893 | Partnership Station | Electric Utility | FL | 2 | 2.9 | 3 | Natural Gas Internal Combustion Engine | NG | IC | 11 | 2015 | 5 | 2001 | Hillsborough | 27.9253 | -82.4414
49777 | SP Fiber Technologies NW LLC | 56124 | SPFT - Newberg Cogen | Industrial CHP | OR | TG1 | 12.5 | 4.5 | Wood/Wood Waste Biomass | WDS | ST | 11 | 2015 | 4 | 1979 | Yamhill | 45.2879 | -122.9627
7140 | Georgia Power Co | 733 | Kraft | Electric Utility | GA | 2 | 54.4 | 52 | Conventional Steam Coal | BIT | ST | 10 | 2015 | 5 | 1961 | Chatham | 32.1486 | -81.1458
7140 | Georgia Power Co | 733 | Kraft | Electric Utility | GA | 3 | 103.5 | 101 | Conventional Steam Coal | BIT | ST | 10 | 2015 | 5 | 1965 | Chatham | 32.1486 | -81.1458
7140 | Georgia Power Co | 733 | Kraft | Electric Utility | GA | 4 | 126 | 115 | Natural Gas Steam Turbine | NG | ST | 10 | 2015 | 3 | 1972 | Chatham | 32.1486 | -81.1458
7140 | Georgia Power Co | 733 | Kraft | Electric Utility | GA | ST1 | 50 | 48 | Conventional Steam Coal | BIT | ST | 10 | 2015 | 7 | 1958 | Chatham | 32.1486 | -81.1458
10171 | Kentucky Utilities Co | 1357 | Green River | Electric Utility | KY | 3 | 75 | 68 | Conventional Steam Coal | BIT | ST | 10 | 2015 | 4 | 1954 | Muhlenberg | 37.3636 | -87.1214
10171 | Kentucky Utilities Co | 1357 | Green River | Electric Utility | KY | 4 | 113.6 | 93 | Conventional Steam Coal | BIT | ST | 10 | 2015 | 7 | 1959 | Muhlenberg | 37.3636 | -87.1214
3265 | Cleco Power LLC | 1435 | Franklin (LA) | Electric Utility | LA | GT1 | 10 | 8 | Natural Gas Fired Combustion Turbine | NG | GT | 10 | 2015 | 1 | 1973 | St Mary | 29.8222 | -91.5425
17543 | South Carolina Public Service Authority | 3319 | Jefferies | Electric Utility | SC | 1 | 50 | 42 | Petroleum Liquids | WO | ST | 10 | 2015 | 1 | 1954 | Berkeley | 33.2444 | -79.9909
17543 | South Carolina Public Service Authority | 3319 | Jefferies | Electric Utility | SC | 2 | 50 | 42 | Petroleum Liquids | WO | ST | 10 | 2015 | 1 | 1954 | Berkeley | 33.2444 | -79.9909
56881 | Valley NG Power Company LLC | 3508 | Valley (TX) | IPP Non-CHP | TX | 1 | 198.9 | 174 | Natural Gas Steam Turbine | NG | ST | 10 | 2015 | 11 | 1962 | Fannin | 33.6281 | -96.3676
56881 | Valley NG Power Company LLC | 3508 | Valley (TX) | IPP Non-CHP | TX | 2 | 580.5 | 520 | Natural Gas Steam Turbine | NG | ST | 10 | 2015 | 12 | 1967 | Fannin | 33.6281 | -96.3676
56881 | Valley NG Power Company LLC | 3508 | Valley (TX) | IPP Non-CHP | TX | 3 | 396 | 375 | Natural Gas Steam Turbine | NG | ST | 10 | 2015 | 5 | 1971 | Fannin | 33.6281 | -96.3676
9788 | John Deere Harvester Works Co | 10039 | John Deere Harvester Works | Industrial CHP | IL | GEN6 | 2.5 | 2.5 | Conventional Steam Coal | BIT | ST | 10 | 2015 | 11 | 1960 | Rock Island | 41.5243 | -90.4366
1991 | Boise White Paper LLC | 10486 | Boise Cascade International Falls | Industrial CHP | MN | GEN1 | 4 | 4 | Wood/Wood Waste Biomass | BLQ | ST | 10 | 2015 | 1 | 1927 | Koochiching | 48.6067 | -93.4066
1991 | Boise White Paper LLC | 10486 | Boise Cascade International Falls | Industrial CHP | MN | GEN2 | 4 | 4 | Wood/Wood Waste Biomass | BLQ | ST | 10 | 2015 | 1 | 1927 | Koochiching | 48.6067 | -93.4066
1991 | Boise White Paper LLC | 10486 | Boise Cascade International Falls | Industrial CHP | MN | GEN3 | 7.5 | 7.5 | Wood/Wood Waste Biomass | BLQ | ST | 10 | 2015 | 1 | 1948 | Koochiching | 48.6067 | -93.4066
1991 | Boise White Paper LLC | 10486 | Boise Cascade International Falls | Industrial CHP | MN | GEN4 | 7.5 | 7.5 | Wood/Wood Waste Biomass | BLQ | ST | 10 | 2015 | 1 | 1947 | Koochiching | 48.6067 | -93.4066
4732 | Western Power & Steam Inc | 54410 | Western Power & Steam Inc | Industrial CHP | CA | STG | 8.3 | 0 | Natural Gas Fired Combined Cycle | NG | CA | 10 | 2015 | 3 | 1990 | Kern | 35.4405 | -119.0129
57300 | Bayer CropScience | 57917 | Bayer CropScience Institute Plant | Industrial Non-CHP | WV | 2 | 6.3 | 6.3 | Conventional Steam Coal | BIT | ST | 10 | 2015 | 4 | 1961 | Kanawha | 38.3808 | -81.7725
18642 | Tennessee Valley Authority | 50 | Widows Creek | Electric Utility | AL | 8 | 550 | 465 | Conventional Steam Coal | BIT | ST | 9 | 2015 | 2 | 1965 | Jackson | 34.883 | -85.7553
6526 | FirstEnergy Generation Corp | 2864 | FirstEnergy R E Burger | IPP Non-CHP | OH | A1 | 2.5 | 2 | Petroleum Liquids | DFO | IC | 9 | 2015 | 5 | 1972 | Belmont | 39.91 | -80.7608
6526 | FirstEnergy Generation Corp | 2864 | FirstEnergy R E Burger | IPP Non-CHP | OH | B1 | 2.5 | 2 | Petroleum Liquids | DFO | IC | 9 | 2015 | 5 | 1972 | Belmont | 39.91 | -80.7608
6526 | FirstEnergy Generation Corp | 2864 | FirstEnergy R E Burger | IPP Non-CHP | OH | B2 | 2.5 | 3 | Petroleum Liquids | DFO | IC | 9 | 2015 | 5 | 1972 | Belmont | 39.91 | -80.7608
54889 | Carlyle/Riverstone Renewable Energy | 10381 | Coastal Carolina Clean Power | IPP CHP | NC | GEN1 | 44.1 | 27 | Wood/Wood Waste Biomass | WDS | ST | 9 | 2015 | 4 | 1986 | Duplin | 35.0217 | -77.8583
7662 | Gallop Power Greenville, LLC | 54852 | Greenville Steam | IPP Non-CHP | ME | 1 | 15.6 | 16 | Wood/Wood Waste Biomass | WDS | ST | 9 | 2015 | 1 | 1988 | Piscataquis | 45.4542 | -69.61
57300 | Bayer CropScience | 57917 | Bayer CropScience Institute Plant | Industrial Non-CHP | WV | 1 | 6.3 | 6.3 | Conventional Steam Coal | BIT | ST | 9 | 2015 | 5 | 1958 | Kanawha | 38.3808 | -81.7725
57322 | Naval Facilities Engineering Command | 57944 | Goddard Steam Plant | Commercial Non-CHP | MD | 1 | 6.2 | 5 | Conventional Steam Coal | BIT | ST | 9 | 2015 | 7 | 1957 | Charles | 38.5868 | -77.1731
57322 | Naval Facilities Engineering Command | 57944 | Goddard Steam Plant | Commercial Non-CHP | MD | 2 | 6.2 | 5 | Conventional Steam Coal | BIT | ST | 9 | 2015 | 7 | 1957 | Charles | 38.5868 | -77.1731
59667 | NAVFAC Midlant PWD Great Lakes | 59884 | Great Lakes Central Power Plant | IPP CHP | IL | GTG-1 | 5.5 | 4.5 | Natural Gas Fired Combustion Turbine | NG | GT | 9 | 2015 | 9 | 2005 | Lake | 42.31 | -87.83
59667 | NAVFAC Midlant PWD Great Lakes | 59884 | Great Lakes Central Power Plant | IPP CHP | IL | GTG-2 | 5.5 | 4.5 | Natural Gas Fired Combustion Turbine | NG | GT | 9 | 2015 | 9 | 2005 | Lake | 42.31 | -87.83
59667 | NAVFAC Midlant PWD Great Lakes | 59884 | Great Lakes Central Power Plant | IPP CHP | IL | STG-1 | 1.5 | 0.5 | Natural Gas Steam Turbine | NG | ST | 9 | 2015 | 9 | 1998 | Lake | 42.31 | -87.83
59667 | NAVFAC Midlant PWD Great Lakes | 59884 | Great Lakes Central Power Plant | IPP CHP | IL | STG-2 | 1.5 | 0.5 | Natural Gas Steam Turbine | NG | ST | 9 | 2015 | 9 | 1998 | Lake | 42.31 | -87.83
195 | Alabama Power Co | 3 | Barry | Electric Utility | AL | 3 | 272 | 249 | Conventional Steam Coal | BIT | ST | 8 | 2015 | 7 | 1959 | Mobile | 31.0069 | -88.0103
195 | Alabama Power Co | 8 | Gorgas | Electric Utility | AL | 6 | 125 | 103 | Conventional Steam Coal | BIT | ST | 8 | 2015 | 4 | 1951 | Walker | 33.6443 | -87.1965
195 | Alabama Power Co | 8 | Gorgas | Electric Utility | AL | 7 | 125 | 104 | Conventional Steam Coal | BIT | ST | 8 | 2015 | 7 | 1952 | Walker | 33.6443 | -87.1965
15466 | Public Service Co of Colorado | 469 | Cherokee | Electric Utility | CO | 3 | 170.5 | 152 | Conventional Steam Coal | BIT | ST | 8 | 2015 | 6 | 1962 | Adams | 39.8073 | -104.9645
14624 | PUD No 2 of Grant County | 3888 | Wanapum | Electric Utility | WA | 6 | 103.8 | 103.8 | Conventional Hydroelectric | WAT | HY | 8 | 2015 | 9 | 1963 | Grant | 46.8731 | -119.9703
3522 | Chugach Electric Assn Inc | 6293 | International | Electric Utility | AK | 3 | 16.3 | 16.7 | Natural Gas Fired Combustion Turbine | NG | GT | 8 | 2015 | 11 | 1969 | Anchorage | 61.169 | -149.911
7833 | Gwitchyaa Zhee Utility Co | 7174 | Gwitchyaa Zhee | Electric Utility | AK | 6 | 0.5 | 0.3 | Petroleum Liquids | DFO | IC | 8 | 2015 | 11 | 2009 | Yukon Koyukuk | 66.5208 | -145.3064
13781 | Northern States Power Co - Minnesota | 7376 | Alliant Techsystems | Electric Utility | MN | 1 | 1.6 | 1.6 | Petroleum Liquids | DFO | IC | 8 | 2015 | 1 | 1994 | Hennepin | 44.927 | -93.393
7160 | Geysers Power Co LLC | 10469 | Bear Canyon Power Plant | IPP Non-CHP | CA | BVC1 | 12.2 | 0 | Geothermal | GEO | ST | 8 | 2015 | 1 | 1988 | Lake | 38.763 | -122.6929
7160 | Geysers Power Co LLC | 10469 | Bear Canyon Power Plant | IPP Non-CHP | CA | BVC2 | 12.2 | 0 | Geothermal | GEO | ST | 8 | 2015 | 1 | 1988 | Lake | 38.763 | -122.6929
13484 | New York Methodist Hospital | 52091 | New York Methodist Hospital | IPP CHP | NY | 3A | 0.9 | 0.7 | Natural Gas Internal Combustion Engine | NG | IC | 8 | 2015 | 1 | 1991 | Kings | 40.6679 | -73.9787
13484 | New York Methodist Hospital | 52091 | New York Methodist Hospital | IPP CHP | NY | 4C | 0.9 | 0.7 | Natural Gas Internal Combustion Engine | NG | IC | 8 | 2015 | 1 | 1991 | Kings | 40.6679 | -73.9787
221 | Alaska Village Elec Coop, Inc | 57051 | Noatak | Electric Utility | AK | UNIT5 | 0.4 | 0.4 | Petroleum Liquids | DFO | IC | 8 | 2015 | 4 | 1990 | Northwest Arctic | 67.57 | -162.98
221 | Alaska Village Elec Coop, Inc | 57061 | St. Michael | Electric Utility | AK | UNIT1 | 0.5 | 0.5 | Petroleum Liquids | DFO | IC | 8 | 2015 | 12 | 2005 | Nome | 63.4775 | -162.0383
221 | Alaska Village Elec Coop, Inc | 57061 | St. Michael | Electric Utility | AK | UNIT2 | 0.3 | 0.3 | Petroleum Liquids | DFO | IC | 8 | 2015 | 3 | 2000 | Nome | 63.4775 | -162.0383
221 | Alaska Village Elec Coop, Inc | 57061 | St. Michael | Electric Utility | AK | UNIT3 | 0.2 | 0.2 | Petroleum Liquids | DFO | IC | 8 | 2015 | 12 | 1995 | Nome | 63.4775 | -162.0383
56774 | S Montana Elec Gen and Trans Coop Inc | 57480 | Highwood Generating Station | Electric Utility | MT | GTG1 | 42.6 | 40.5 | Natural Gas Fired Combustion Turbine | NG | GT | 8 | 2015 | 1 | 2012 | CASCADE | 47.5517 | -111.0344
56953 | Bos Dairy, LLC | 57625 | Bos Dairy, LLC | Industrial Non-CHP | IN | BOS1 | 0.4 | 0.3 | Other Waste Biomass | OBG | IC | 8 | 2015 | 1 | 2005 | Jasper | 41.1153 | -87.2328
219 | Alaska Power and Telephone Co | 421 | Craig (AK) | Electric Utility | AK | 3A | 1.6 | 1.6 | Petroleum Liquids | DFO | IC | 7 | 2015 | 8 | 1991 | Prince of Wales Ketchikan | 55.4769 | -133.1487
6455 | Duke Energy Florida, Inc | 629 | G E Turner | Electric Utility | FL | P3 | 71.2 | 53 | Petroleum Liquids | DFO | GT | 7 | 2015 | 8 | 1974 | Volusia | 28.8696 | -81.274
9417 | Interstate Power and Light Co | 1889 | Hills | Electric Utility | MN | 1 | 2 | 2 | Petroleum Liquids | DFO | IC | 7 | 2015 | 1 | 1996 | Rock | 43.5289 | -96.3647
9417 | Interstate Power and Light Co | 1889 | Hills | Electric Utility | MN | 2 | 2 | 2 | Petroleum Liquids | DFO | IC | 7 | 2015 | 1 | 1960 | Rock | 43.5289 | -96.3647
12686 | Mississippi Power Co | 2049 | Jack Watson | Electric Utility | MS | 1 | 93.8 | 76 | Natural Gas Steam Turbine | NG | ST | 7 | 2015 | 6 | 1957 | Harrison | 30.4392 | -89.0286
12686 | Mississippi Power Co | 2049 | Jack Watson | Electric Utility | MS | 2 | 93.8 | 76 | Natural Gas Steam Turbine | NG | ST | 7 | 2015 | 5 | 1960 | Harrison | 30.4392 | -89.0286
16572 | Salt River Project | 7998 | Tri Cities | Electric Utility | AZ | TC1 | 1 | 0.8 | Landfill Gas | LFG | IC | 7 | 2015 | 9 | 2001 | Maricopa | 33.4833 | -111.8172
16572 | Salt River Project | 7998 | Tri Cities | Electric Utility | AZ | TC2 | 1 | 0.8 | Landfill Gas | LFG | IC | 7 | 2015 | 9 | 2001 | Maricopa | 33.4833 | -111.8172
16572 | Salt River Project | 7998 | Tri Cities | Electric Utility | AZ | TC3 | 1 | 0.8 | Landfill Gas | LFG | IC | 7 | 2015 | 9 | 2001 | Maricopa | 33.4833 | -111.8172
16572 | Salt River Project | 7998 | Tri Cities | Electric Utility | AZ | TC4 | 1 | 0.8 | Landfill Gas | LFG | IC | 7 | 2015 | 9 | 2001 | Maricopa | 33.4833 | -111.8172
16572 | Salt River Project | 7998 | Tri Cities | Electric Utility | AZ | TC5 | 1 | 0.8 | Landfill Gas | LFG | IC | 7 | 2015 | 9 | 2001 | Maricopa | 33.4833 | -111.8172
54842 | WM Renewable Energy LLC | 54033 | Wheelabrator North Broward | IPP Non-CHP | FL | GEN1 | 67.6 | 56 | Municipal Solid Waste | MSW | ST | 7 | 2015 | 7 | 1991 | Broward | 26.2878 | -80.1581
9324 | Indiana Michigan Power Co | 988 | Tanners Creek | Electric Utility | IN | 1 | 152.5 | 145 | Conventional Steam Coal | BIT | ST | 6 | 2015 | 3 | 1951 | Dearborn | 39.0814 | -84.8594
9324 | Indiana Michigan Power Co | 988 | Tanners Creek | Electric Utility | IN | 2 | 152.5 | 145 | Conventional Steam Coal | BIT | ST | 6 | 2015 | 11 | 1952 | Dearborn | 39.0814 | -84.8594
9324 | Indiana Michigan Power Co | 988 | Tanners Creek | Electric Utility | IN | 3 | 215.4 | 200 | Conventional Steam Coal | BIT | ST | 6 | 2015 | 12 | 1954 | Dearborn | 39.0814 | -84.8594
9324 | Indiana Michigan Power Co | 988 | Tanners Creek | Electric Utility | IN | 4 | 579.7 | 500 | Conventional Steam Coal | BIT | ST | 6 | 2015 | 7 | 1964 | Dearborn | 39.0814 | -84.8594
5860 | Empire District Electric Co | 1239 | Riverton | Electric Utility | KS | 8 | 50 | 54 | Natural Gas Steam Turbine | NG | ST | 6 | 2015 | 6 | 1954 | Cherokee | 37.0726 | -94.6987
5860 | Empire District Electric Co | 1239 | Riverton | Electric Utility | KS | 9 | 12.5 | 12 | Natural Gas Fired Combustion Turbine | NG | GT | 6 | 2015 | 6 | 1964 | Cherokee | 37.0726 | -94.6987
11249 | Louisville Gas & Electric Co | 1363 | Cane Run | Electric Utility | KY | 4 | 163.2 | 155 | Conventional Steam Coal | BIT | ST | 6 | 2015 | 5 | 1962 | Jefferson | 38.1831 | -85.8892
11249 | Louisville Gas & Electric Co | 1363 | Cane Run | Electric Utility | KY | 5 | 209.4 | 168 | Conventional Steam Coal | BIT | ST | 6 | 2015 | 5 | 1966 | Jefferson | 38.1831 | -85.8892
11241 | Entergy Louisiana LLC | 1402 | Little Gypsy | Electric Utility | LA | 1 | 247.7 | 227.9 | Natural Gas Steam Turbine | NG | ST | 6 | 2015 | 3 | 1961 | St Charles | 30.0051 | -90.4617
26253 | Louisiana Energy & Power Authority | 1449 | Morgan City | Electric Utility | LA | 3 | 20.8 | 18 | Natural Gas Steam Turbine | NG | ST | 6 | 2015 | 5 | 1970 | St Mary | 29.6914 | -91.1885
26253 | Louisiana Energy & Power Authority | 1449 | Morgan City | Electric Utility | LA | 4 | 37.5 | 33 | Natural Gas Steam Turbine | NG | ST | 6 | 2015 | 5 | 1970 | St Mary | 29.6914 | -91.1885
26253 | Louisiana Energy & Power Authority | 1455 | Plaquemine | Electric Utility | LA | 1 | 20 | 17.5 | Natural Gas Steam Turbine | NG | ST | 6 | 2015 | 12 | 1971 | Iberville | 30.2733 | -91.2567
26253 | Louisiana Energy & Power Authority | 1455 | Plaquemine | Electric Utility | LA | 2 | 24 | 20.4 | Natural Gas Steam Turbine | NG | ST | 6 | 2015 | 1 | 1976 | Iberville | 30.2733 | -91.2567
2647 | City of Butler - (MO) | 2115 | Butler Municipal Power Plant | Electric Utility | MO | 3 | 0.8 | 0.6 | Petroleum Liquids | DFO | IC | 6 | 2015 | 6 | 1946 | Bates | 38.2644 | -94.3444
15147 | PSEG Fossil LLC | 2398 | Bergen Generating Station | IPP Non-CHP | NJ | 3 | 18.6 | 21 | Natural Gas Fired Combustion Turbine | NG | GT | 6 | 2015 | 7 | 1967 | Bergen | 40.8375 | -74.0244
15147 | PSEG Fossil LLC | 2399 | PSEG Burlington Generating Station | IPP Non-CHP | NJ | 111 | 41.8 | 46 | Petroleum Liquids | DFO | GT | 6 | 2015 | 6 | 1972 | Burlington | 40.0766 | -74.8792
15147 | PSEG Fossil LLC | 2399 | PSEG Burlington Generating Station | IPP Non-CHP | NJ | 112 | 41.8 | 46 | Petroleum Liquids | DFO | GT | 6 | 2015 | 6 | 1972 | Burlington | 40.0766 | -74.8792
15147 | PSEG Fossil LLC | 2399 | PSEG Burlington Generating Station | IPP Non-CHP | NJ | 113 | 41.8 | 46 | Petroleum Liquids | DFO | GT | 6 | 2015 | 6 | 1972 | Burlington | 40.0766 | -74.8792
15147 | PSEG Fossil LLC | 2399 | PSEG Burlington Generating Station | IPP Non-CHP | NJ | 114 | 41.8 | 46 | Petroleum Liquids | DFO | GT | 6 | 2015 | 6 | 1972 | Burlington | 40.0766 | -74.8792
15147 | PSEG Fossil LLC | 2399 | PSEG Burlington Generating Station | IPP Non-CHP | NJ | 8 | 18.5 | 22 | Petroleum Liquids | DFO | GT | 6 | 2015 | 6 | 1967 | Burlington | 40.0766 | -74.8792
15147 | PSEG Fossil LLC | 2400 | PSEG Edison Generating Station | IPP Non-CHP | NJ | 11 | 41.8 | 43 | Natural Gas Fired Combustion Turbine | NG | GT | 6 | 2015 | 5 | 1971 | Middlesex | 40.4911 | -74.3956
15147 | PSEG Fossil LLC | 2400 | PSEG Edison Generating Station | IPP Non-CHP | NJ | 12 | 41.8 | 43 | Natural Gas Fired Combustion Turbine | NG | GT | 6 | 2015 | 5 | 1971 | Middlesex | 40.4911 | -74.3956
15147 | PSEG Fossil LLC | 2400 | PSEG Edison Generating Station | IPP Non-CHP | NJ | 13 | 41.8 | 43 | Natural Gas Fired Combustion Turbine | NG | GT | 6 | 2015 | 5 | 1971 | Middlesex | 40.4911 | -74.3956
15147 | PSEG Fossil LLC | 2400 | PSEG Edison Generating Station | IPP Non-CHP | NJ | 14 | 41.8 | 43 | Natural Gas Fired Combustion Turbine | NG | GT | 6 | 2015 | 5 | 1971 | Middlesex | 40.4911 | -74.3956
15147 | PSEG Fossil LLC | 2400 | PSEG Edison Generating Station | IPP Non-CHP | NJ | 21 | 41.8 | 43 | Natural Gas Fired Combustion Turbine | NG | GT | 6 | 2015 | 6 | 1971 | Middlesex | 40.4911 | -74.3956
15147 | PSEG Fossil LLC | 2400 | PSEG Edison Generating Station | IPP Non-CHP | NJ | 22 | 41.8 | 43 | Natural Gas Fired Combustion Turbine | NG | GT | 6 | 2015 | 6 | 1971 | Middlesex | 40.4911 | -74.3956
15147 | PSEG Fossil LLC | 2400 | PSEG Edison Generating Station | IPP Non-CHP | NJ | 23 | 41.8 | 43 | Natural Gas Fired Combustion Turbine | NG | GT | 6 | 2015 | 6 | 1971 | Middlesex | 40.4911 | -74.3956
15147 | PSEG Fossil LLC | 2400 | PSEG Edison Generating Station | IPP Non-CHP | NJ | 24 | 41.8 | 43 | Natural Gas Fired Combustion Turbine | NG | GT | 6 | 2015 | 6 | 1971 | Middlesex | 40.4911 | -74.3956
15147 | PSEG Fossil LLC | 2400 | PSEG Edison Generating Station | IPP Non-CHP | NJ | 31 | 41.8 | 43 | Natural Gas Fired Combustion Turbine | NG | GT | 6 | 2015 | 6 | 1971 | Middlesex | 40.4911 | -74.3956
15147 | PSEG Fossil LLC | 2400 | PSEG Edison Generating Station | IPP Non-CHP | NJ | 32 | 41.8 | 43 | Natural Gas Fired Combustion Turbine | NG | GT | 6 | 2015 | 6 | 1971 | Middlesex | 40.4911 | -74.3956
15147 | PSEG Fossil LLC | 2400 | PSEG Edison Generating Station | IPP Non-CHP | NJ | 33 | 41.8 | 43 | Natural Gas Fired Combustion Turbine | NG | GT | 6 | 2015 | 6 | 1971 | Middlesex | 40.4911 | -74.3956
15147 | PSEG Fossil LLC | 2400 | PSEG Edison Generating Station | IPP Non-CHP | NJ | 34 | 41.8 | 43 | Natural Gas Fired Combustion Turbine | NG | GT | 6 | 2015 | 6 | 1971 | Middlesex | 40.4911 | -74.3956
15147 | PSEG Fossil LLC | 2401 | PSEG Essex Generating Station | IPP Non-CHP | NJ | 101 | 41.8 | 43 | Natural Gas Fired Combustion Turbine | NG | GT | 6 | 2015 | 6 | 1971 | Essex | 40.7372 | -74.1206
15147 | PSEG Fossil LLC | 2401 | PSEG Essex Generating Station | IPP Non-CHP | NJ | 102 | 41.8 | 43 | Natural Gas Fired Combustion Turbine | NG | GT | 6 | 2015 | 6 | 1971 | Essex | 40.7372 | -74.1206
15147 | PSEG Fossil LLC | 2401 | PSEG Essex Generating Station | IPP Non-CHP | NJ | 103 | 41.8 | 43 | Natural Gas Fired Combustion Turbine | NG | GT | 6 | 2015 | 6 | 1971 | Essex | 40.7372 | -74.1206
15147 | PSEG Fossil LLC | 2401 | PSEG Essex Generating Station | IPP Non-CHP | NJ | 104 | 41.8 | 43 | Natural Gas Fired Combustion Turbine | NG | GT | 6 | 2015 | 6 | 1971 | Essex | 40.7372 | -74.1206
15147 | PSEG Fossil LLC | 2401 | PSEG Essex Generating Station | IPP Non-CHP | NJ | 111 | 41.8 | 46 | Natural Gas Fired Combustion Turbine | NG | GT | 6 | 2015 | 12 | 1971 | Essex | 40.7372 | -74.1206
15147 | PSEG Fossil LLC | 2401 | PSEG Essex Generating Station | IPP Non-CHP | NJ | 112 | 41.8 | 46 | Natural Gas Fired Combustion Turbine | NG | GT | 6 | 2015 | 12 | 1971 | Essex | 40.7372 | -74.1206
15147 | PSEG Fossil LLC | 2401 | PSEG Essex Generating Station | IPP Non-CHP | NJ | 113 | 41.8 | 46 | Natural Gas Fired Combustion Turbine | NG | GT | 6 | 2015 | 12 | 1971 | Essex | 40.7372 | -74.1206
15147 | PSEG Fossil LLC | 2401 | PSEG Essex Generating Station | IPP Non-CHP | NJ | 114 | 41.8 | 46 | Natural Gas Fired Combustion Turbine | NG | GT | 6 | 2015 | 12 | 1971 | Essex | 40.7372 | -74.1206
15147 | PSEG Fossil LLC | 2408 | PSEG Mercer Generating Station | IPP Non-CHP | NJ | 3 | 115.2 | 115 | Petroleum Liquids | DFO | GT | 6 | 2015 | 11 | 1967 | Mercer | 40.1792 | -74.7339
15147 | PSEG Fossil LLC | 2409 | PSEG National Park Generating Station | IPP Non-CHP | NJ | 1 | 18.5 | 21 | Petroleum Liquids | KER | GT | 6 | 2015 | 6 | 1969 | Gloucester | 39.86 | -75.1853
15147 | PSEG Fossil LLC | 2411 | PSEG Sewaren Generating Station | IPP Non-CHP | NJ | 6 | 115.2 | 105 | Petroleum Liquids | KER | GT | 6 | 2015 | 11 | 1965 | Middlesex | 40.5558 | -74.2469
59919 | Dynegy Miami Fort | 2832 | Miami Fort | IPP Non-CHP | OH | 6 | 163.2 | 163 | Conventional Steam Coal | BIT | ST | 6 | 2015 | 11 | 1960 | Hamilton | 39.1128 | -84.8036
4922 | Dayton Power & Light Co | 2848 | O H Hutchings | Electric Utility | OH | 1 | 69 | 58 | Conventional Steam Coal | BIT | ST | 6 | 2015 | 7 | 1948 | Montgomery | 39.6088 | -84.2921
4922 | Dayton Power & Light Co | 2848 | O H Hutchings | Electric Utility | OH | 2 | 69 | 55 | Conventional Steam Coal | BIT | ST | 6 | 2015 | 3 | 1949 | Montgomery | 39.6088 | -84.2921
4922 | Dayton Power & Light Co | 2848 | O H Hutchings | Electric Utility | OH | 3 | 69 | 63 | Conventional Steam Coal | BIT | ST | 6 | 2015 | 12 | 1950 | Montgomery | 39.6088 | -84.2921
4922 | Dayton Power & Light Co | 2848 | O H Hutchings | Electric Utility | OH | 5 | 69 | 63 | Conventional Steam Coal | BIT | ST | 6 | 2015 | 11 | 1952 | Montgomery | 39.6088 | -84.2921
4922 | Dayton Power & Light Co | 2848 | O H Hutchings | Electric Utility | OH | 6 | 69 | 63 | Conventional Steam Coal | BIT | ST | 6 | 2015 | 8 | 1953 | Montgomery | 39.6088 | -84.2921
18125 | Stillwater Utilities Authority | 3000 | Boomer Lake Station | Electric Utility | OK | 1 | 10 | 11.5 | Natural Gas Steam Turbine | NG | ST | 6 | 2015 | 9 | 1956 | Payne | 36.1438 | -97.0681
20860 | Wisconsin Public Service Corp | 4072 | Pulliam | Electric Utility | WI | 5 | 50 | 47.7 | Conventional Steam Coal | SUB | ST | 6 | 2015 | 9 | 1949 | Brown | 44.54 | -88.0086
20860 | Wisconsin Public Service Corp | 4072 | Pulliam | Electric Utility | WI | 6 | 69 | 69.8 | Conventional Steam Coal | SUB | ST | 6 | 2015 | 11 | 1951 | Brown | 44.54 | -88.0086
20860 | Wisconsin Public Service Corp | 4078 | Weston | Electric Utility | WI | 1 | 60 | 50.7 | Conventional Steam Coal | SUB | ST | 6 | 2015 | 12 | 1954 | Marathon | 44.8606 | -89.6553
1947 | Bob Jones University | 10280 | Bob Jones University Cogen Plant | Commercial Non-CHP | SC | ENG3 | 1.1 | 1.1 | Natural Gas Internal Combustion Engine | NG | IC | 6 | 2015 | 1 | 1987 | GREENVILLE | 34.8718 | -82.366
6201 | Farmer's Irrigation District | 10323 | Copper Dam Plant | IPP Non-CHP | OR | GEN1 | 2 | 1 | Conventional Hydroelectric | WAT | HY | 6 | 2015 | 1 | 1986 | Hood River | 45.6652 | -121.5238
6201 | Farmer's Irrigation District | 10323 | Copper Dam Plant | IPP Non-CHP | OR | GEN2 | 1 | 0.5 | Conventional Hydroelectric | WAT | HY | 6 | 2015 | 1 | 1986 | Hood River | 45.6652 | -121.5238
14928 | Pfizer Inc | 54236 | Pfizer Groton Plant | Industrial CHP | CT | TG 2 | 2.5 | 2.5 | Natural Gas Steam Turbine | NG | ST | 6 | 2015 | 1 | 1948 | New London | 41.3315 | -72.0786
11459 | March Point Cogeneration Co | 54268 | March Point Cogeneration | IPP CHP | WA | STG1 | 27 | 26 | Natural Gas Fired Combined Cycle | NG | CA | 6 | 2015 | 1 | 1993 | Skagit | 48.4708 | -122.56
56306 | DeKalb County GA | 57013 | DeKalb County Green Energy Facility | Commercial Non-CHP | GA | 1 | 1.6 | 1.6 | Landfill Gas | LFG | IC | 6 | 2015 | 10 | 2006 | DeKalb | 33.6553 | -84.2594
56306 | DeKalb County GA | 57013 | DeKalb County Green Energy Facility | Commercial Non-CHP | GA | 2 | 1.6 | 1.6 | Landfill Gas | LFG | IC | 6 | 2015 | 10 | 2006 | DeKalb | 33.6553 | -84.2594
19804 | City of Vero Beach - (FL) | 693 | Vero Beach Municipal Power Plant | Electric Utility | FL | 4 | 55 | 56 | Natural Gas Steam Turbine | NG | ST | 5 | 2015 | 8 | 1976 | Indian River | 27.6334 | -80.3776
22053 | Kentucky Power Co | 1353 | Big Sandy | Electric Utility | KY | 2 | 816.3 | 800 | Conventional Steam Coal | BIT | ST | 5 | 2015 | 10 | 1969 | Lawrence | 38.1707 | -82.6176
4254 | Consumers Energy Co | 1695 | B C Cobb | Electric Utility | MI | 1 | 69 | 54 | Natural Gas Steam Turbine | NG | ST | 5 | 2015 | 10 | 1948 | Muskegon | 43.2588 | -86.2423
4254 | Consumers Energy Co | 1695 | B C Cobb | Electric Utility | MI | 2 | 69 | 65 | Natural Gas Steam Turbine | NG | ST | 5 | 2015 | 12 | 1948 | Muskegon | 43.2588 | -86.2423
4254 | Consumers Energy Co | 1695 | B C Cobb | Electric Utility | MI | 3 | 69 | 68 | Natural Gas Steam Turbine | NG | ST | 5 | 2015 | 9 | 1950 | Muskegon | 43.2588 | -86.2423
4254 | Consumers Energy Co | 1719 | Thetford | Electric Utility | MI | 1 | 33.6 | 29 | Natural Gas Fired Combustion Turbine | NG | GT | 5 | 2015 | 1 | 1970 | Genesee | 43.1567 | -83.6286
4254 | Consumers Energy Co | 1720 | J C Weadock | Electric Utility | MI | A | 18.6 | 13 | Natural Gas Fired Combustion Turbine | NG | GT | 5 | 2015 | 5 | 1968 | Bay | 43.6399 | -83.8447
4254 | Consumers Energy Co | 1723 | J R Whiting | Electric Utility | MI | A | 18.6 | 13 | Petroleum Liquids | DFO | GT | 5 | 2015 | 5 | 1968 | Monroe | 41.7921 | -83.4495
56606 | Calpine New Jersey Generation LLC | 2380 | Cedar Station | IPP Non-CHP | NJ | CED1 | 46 | 42.7 | Petroleum Liquids | KER | GT | 5 | 2015 | 6 | 1972 | Ocean | 39.6893 | -74.2618
56606 | Calpine New Jersey Generation LLC | 2380 | Cedar Station | IPP Non-CHP | NJ | CED2 | 21.2 | 22.7 | Petroleum Liquids | KER | GT | 5 | 2015 | 6 | 1972 | Ocean | 39.6893 | -74.2618
56606 | Calpine New Jersey Generation LLC | 2382 | Middle Station | IPP Non-CHP | NJ | MID1 | 21.2 | 19.2 | Petroleum Liquids | KER | GT | 5 | 2015 | 6 | 1970 | Cape May | 39.0269 | -74.8772
56606 | Calpine New Jersey Generation LLC | 2382 | Middle Station | IPP Non-CHP | NJ | MID2 | 21.2 | 19.4 | Petroleum Liquids | KER | GT | 5 | 2015 | 6 | 1970 | Cape May | 39.0269 | -74.8772
56606 | Calpine New Jersey Generation LLC | 2382 | Middle Station | IPP Non-CHP | NJ | MID3 | 37.2 | 34.8 | Petroleum Liquids | KER | GT | 5 | 2015 | 5 | 1971 | Cape May | 39.0269 | -74.8772
56606 | Calpine New Jersey Generation LLC | 2383 | Missouri Avenue | IPP Non-CHP | NJ | MISB | 18.6 | 18.5 | Petroleum Liquids | KER | GT | 5 | 2015 | 5 | 1969 | Atlantic | 39.3662 | -74.4441
56606 | Calpine New Jersey Generation LLC | 2383 | Missouri Avenue | IPP Non-CHP | NJ | MISC | 18.6 | 20.5 | Petroleum Liquids | KER | GT | 5 | 2015 | 1 | 1969 | Atlantic | 39.3662 | -74.4441
56606 | Calpine New Jersey Generation LLC | 2383 | Missouri Avenue | IPP Non-CHP | NJ | MISD | 18.6 | 20.5 | Petroleum Liquids | KER | GT | 5 | 2015 | 2 | 1969 | Atlantic | 39.3662 | -74.4441
17235 | NRG REMA LLC | 2385 | Werner | IPP Non-CHP | NJ | GT1 | 53 | 46 | Petroleum Liquids | DFO | GT | 5 | 2015 | 3 | 1972 | Middlesex | 40.4912 | -74.281
17235 | NRG REMA LLC | 2385 | Werner | IPP Non-CHP | NJ | GT2 | 53 | 46 | Petroleum Liquids | DFO | GT | 5 | 2015 | 4 | 1972 | Middlesex | 40.4912 | -74.281
17235 | NRG REMA LLC | 2385 | Werner | IPP Non-CHP | NJ | GT3 | 53 | 46 | Petroleum Liquids | DFO | GT | 5 | 2015 | 5 | 1972 | Middlesex | 40.4912 | -74.281
17235 | NRG REMA LLC | 2385 | Werner | IPP Non-CHP | NJ | GT4 | 53 | 46 | Petroleum Liquids | DFO | GT | 5 | 2015 | 6 | 1972 | Middlesex | 40.4912 | -74.281
17235 | NRG REMA LLC | 2393 | Gilbert | IPP Non-CHP | NJ | C1 | 24 | 20 | Natural Gas Fired Combustion Turbine | NG | GT | 5 | 2015 | 7 | 1970 | Hunterdon | 40.5658 | -75.1639
17235 | NRG REMA LLC | 2393 | Gilbert | IPP Non-CHP | NJ | C2 | 24 | 22 | Natural Gas Fired Combustion Turbine | NG | GT | 5 | 2015 | 10 | 1970 | Hunterdon | 40.5658 | -75.1639
17235 | NRG REMA LLC | 2393 | Gilbert | IPP Non-CHP | NJ | C3 | 24 | 22 | Natural Gas Fired Combustion Turbine | NG | GT | 5 | 2015 | 8 | 1970 | Hunterdon | 40.5658 | -75.1639
17235 | NRG REMA LLC | 2393 | Gilbert | IPP Non-CHP | NJ | C4 | 24 | 22 | Natural Gas Fired Combustion Turbine | NG | GT | 5 | 2015 | 7 | 1970 | Hunterdon | 40.5658 | -75.1639
15147 | PSEG Fossil LLC | 2401 | PSEG Essex Generating Station | IPP Non-CHP | NJ | 121 | 41.8 | 46 | Natural Gas Fired Combustion Turbine | NG | GT | 5 | 2015 | 6 | 1971 | Essex | 40.7372 | -74.1206
15147 | PSEG Fossil LLC | 2401 | PSEG Essex Generating Station | IPP Non-CHP | NJ | 122 | 41.8 | 46 | Natural Gas Fired Combustion Turbine | NG | GT | 5 | 2015 | 6 | 1971 | Essex | 40.7372 | -74.1206
15147 | PSEG Fossil LLC | 2401 | PSEG Essex Generating Station | IPP Non-CHP | NJ | 123 | 41.8 | 46 | Natural Gas Fired Combustion Turbine | NG | GT | 5 | 2015 | 6 | 1971 | Essex | 40.7372 | -74.1206
15147 | PSEG Fossil LLC | 2401 | PSEG Essex Generating Station | IPP Non-CHP | NJ | 124 | 41.8 | 46 | Natural Gas Fired Combustion Turbine | NG | GT | 5 | 2015 | 6 | 1971 | Essex | 40.7372 | -74.1206
58620 | AEP Generation Resources Inc | 2843 | Picway | IPP Non-CHP | OH | 5 | 106.2 | 95 | Conventional Steam Coal | BIT | ST | 5 | 2015 | 11 | 1955 | Pickaway | 39.7933 | -83.0097
58620 | AEP Generation Resources Inc | 2872 | Muskingum River | IPP Non-CHP | OH | 1 | 219.6 | 190 | Conventional Steam Coal | BIT | ST | 5 | 2015 | 12 | 1953 | Washington | 39.5908 | -81.6797
58620 | AEP Generation Resources Inc | 2872 | Muskingum River | IPP Non-CHP | OH | 2 | 219.6 | 190 | Conventional Steam Coal | BIT | ST | 5 | 2015 | 6 | 1954 | Washington | 39.5908 | -81.6797
58620 | AEP Generation Resources Inc | 2872 | Muskingum River | IPP Non-CHP | OH | 3 | 237.5 | 205 | Conventional Steam Coal | BIT | ST | 5 | 2015 | 12 | 1957 | Washington | 39.5908 | -81.6797
58620 | AEP Generation Resources Inc | 2872 | Muskingum River | IPP Non-CHP | OH | 4 | 237.5 | 205 | Conventional Steam Coal | BIT | ST | 5 | 2015 | 5 | 1958 | Washington | 39.5908 | -81.6797
58620 | AEP Generation Resources Inc | 2872 | Muskingum River | IPP Non-CHP | OH | 5 | 615.2 | 585 | Conventional Steam Coal | BIT | ST | 5 | 2015 | 10 | 1968 | Washington | 39.5908 | -81.6797
58620 | AEP Generation Resources Inc | 3947 | Kammer | IPP Non-CHP | WV | 1 | 237.5 | 200 | Conventional Steam Coal | BIT | ST | 5 | 2015 | 7 | 1958 | Marshall | 39.8461 | -80.8186
58620 | AEP Generation Resources Inc | 3947 | Kammer | IPP Non-CHP | WV | 2 | 237.5 | 200 | Conventional Steam Coal | BIT | ST | 5 | 2015 | 11 | 1958 | Marshall | 39.8461 | -80.8186
58620 | AEP Generation Resources Inc | 3947 | Kammer | IPP Non-CHP | WV | 3 | 237.5 | 200 | Conventional Steam Coal | BIT | ST | 5 | 2015 | 3 | 1959 | Marshall | 39.8461 | -80.8186
17235 | NRG REMA LLC | 8227 | Glen Gardner | IPP Non-CHP | NJ | 1 | 20 | 18 | Natural Gas Fired Combustion Turbine | NG | GT | 5 | 2015 | 6 | 1971 | Hunterdon | 40.6815 | -74.9207
17235 | NRG REMA LLC | 8227 | Glen Gardner | IPP Non-CHP | NJ | 2 | 20 | 18 | Natural Gas Fired Combustion Turbine | NG | GT | 5 | 2015 | 6 | 1971 | Hunterdon | 40.6815 | -74.9207
17235 | NRG REMA LLC | 8227 | Glen Gardner | IPP Non-CHP | NJ | 3 | 19.6 | 18 | Natural Gas Fired Combustion Turbine | NG | GT | 5 | 2015 | 6 | 1971 | Hunterdon | 40.6815 | -74.9207
17235 | NRG REMA LLC | 8227 | Glen Gardner | IPP Non-CHP | NJ | 4 | 20 | 18 | Natural Gas Fired Combustion Turbine | NG | GT | 5 | 2015 | 6 | 1971 | Hunterdon | 40.6815 | -74.9207
17235 | NRG REMA LLC | 8227 | Glen Gardner | IPP Non-CHP | NJ | 5 | 20 | 18 | Natural Gas Fired Combustion Turbine | NG | GT | 5 | 2015 | 7 | 1971 | Hunterdon | 40.6815 | -74.9207
17235 | NRG REMA LLC | 8227 | Glen Gardner | IPP Non-CHP | NJ | 6 | 20 | 18 | Natural Gas Fired Combustion Turbine | NG | GT | 5 | 2015 | 7 | 1971 | Hunterdon | 40.6815 | -74.9207
17235 | NRG REMA LLC | 8227 | Glen Gardner | IPP Non-CHP | NJ | 7 | 20 | 18 | Natural Gas Fired Combustion Turbine | NG | GT | 5 | 2015 | 7 | 1971 | Hunterdon | 40.6815 | -74.9207
17235 | NRG REMA LLC | 8227 | Glen Gardner | IPP Non-CHP | NJ | 8 | 20 | 18 | Natural Gas Fired Combustion Turbine | NG | GT | 5 | 2015 | 7 | 1971 | Hunterdon | 40.6815 | -74.9207
9788 | John Deere Harvester Works Co | 10039 | John Deere Harvester Works | Industrial CHP | IL | GEN7 | 0.9 | 0.8 | Conventional Steam Coal | BIT | ST | 5 | 2015 | 12 | 2003 | Rock Island | 41.5243 | -90.4366
12647 | ALLETE, Inc. | 10075 | Taconite Harbor Energy Center | Electric Utility | MN | GEN3 | 84 | 83.6 | Conventional Steam Coal | SUB | ST | 5 | 2015 | 1 | 1967 | Cook | 47.5314 | -90.9114
9413 | Iowa Methodist Medical Center | 10655 | Iowa Methodist Medical Center | Commercial CHP | IA | 1 | 1.5 | 1.5 | Petroleum Liquids | DFO | IC | 5 | 2015 | 8 | 1987 | POLK | 41.5894 | -93.635
9413 | Iowa Methodist Medical Center | 10655 | Iowa Methodist Medical Center | Commercial CHP | IA | 2 | 1.5 | 1.5 | Petroleum Liquids | DFO | IC | 5 | 2015 | 8 | 1987 | POLK | 41.5894 | -93.635
9413 | Iowa Methodist Medical Center | 10655 | Iowa Methodist Medical Center | Commercial CHP | IA | 3 | 0.5 | 0.5 | Petroleum Liquids | DFO | IC | 5 | 2015 | 8 | 1987 | POLK | 41.5894 | -93.635
142 | AES Beaver Valley | 10676 | AES Beaver Valley Partners Beaver Valley | IPP CHP | PA | GEN2 | 35 | 32 | Conventional Steam Coal | BIT | ST | 5 | 2015 | 7 | 1987 | Beaver | 40.6572 | -80.3539
142 | AES Beaver Valley | 10676 | AES Beaver Valley Partners Beaver Valley | IPP CHP | PA | GEN3 | 114 | 114 | Conventional Steam Coal | BIT | ST | 5 | 2015 | 7 | 1987 | Beaver | 40.6572 | -80.3539
58544 | Sierra Nevada Brewing Co | 58585 | Sierra Nevada Brewing Co | Industrial CHP | CA | FCE | 1 | 1 | Other Natural Gas | NG | FC | 5 | 2015 | 5 | 2005 | Butte | 39.7242 | -121.8153
3522 | Chugach Electric Assn Inc | 96 | Beluga | Electric Utility | AK | 8 | 62 | 44 | Natural Gas Fired Combined Cycle | NG | CA | 4 | 2015 | 9 | 1982 | Kenai Peninsula | 61.1861 | -151.0356
7801 | Gulf Power Co | 642 | Scholz | Electric Utility | FL | 1 | 49 | 46 | Conventional Steam Coal | BIT | ST | 4 | 2015 | 3 | 1953 | Jackson | 30.6692 | -84.8869
7801 | Gulf Power Co | 642 | Scholz | Electric Utility | FL | 2 | 49 | 46 | Conventional Steam Coal | BIT | ST | 4 | 2015 | 10 | 1953 | Jackson | 30.6692 | -84.8869
7140 | Georgia Power Co | 709 | Harllee Branch | Electric Utility | GA | 1 | 299.2 | 266 | Conventional Steam Coal | BIT | ST | 4 | 2015 | 6 | 1965 | Putnam | 33.195 | -83.2983
7140 | Georgia Power Co | 709 | Harllee Branch | Electric Utility | GA | 3 | 544 | 488 | Conventional Steam Coal | BIT | ST | 4 | 2015 | 7 | 1968 | Putnam | 33.195 | -83.2983
7140 | Georgia Power Co | 709 | Harllee Branch | Electric Utility | GA | 4 | 544 | 507 | Conventional Steam Coal | BIT | ST | 4 | 2015 | 6 | 1969 | Putnam | 33.195 | -83.2983
7140 | Georgia Power Co | 715 | McManus | Electric Utility | GA | 1 | 50 | 43 | Petroleum Liquids | RFO | ST | 4 | 2015 | 11 | 1952 | Glynn | 31.2136 | -81.5462
7140 | Georgia Power Co | 715 | McManus | Electric Utility | GA | 2 | 93.7 | 79 | Petroleum Liquids | RFO | ST | 4 | 2015 | 6 | 1959 | Glynn | 31.2136 | -81.5462
7140 | Georgia Power Co | 728 | Yates | Electric Utility | GA | 1 | 122.5 | 97 | Conventional Steam Coal | BIT | ST | 4 | 2015 | 9 | 1950 | Coweta | 33.4622 | -84.8986
7140 | Georgia Power Co | 728 | Yates | Electric Utility | GA | 2 | 122.5 | 103 | Conventional Steam Coal | BIT | ST | 4 | 2015 | 11 | 1950 | Coweta | 33.4622 | -84.8986
7140 | Georgia Power Co | 728 | Yates | Electric Utility | GA | 3 | 122.5 | 111 | Conventional Steam Coal | BIT | ST | 4 | 2015 | 8 | 1952 | Coweta | 33.4622 | -84.8986
7140 | Georgia Power Co | 728 | Yates | Electric Utility | GA | 4 | 156.2 | 133 | Conventional Steam Coal | BIT | ST | 4 | 2015 | 6 | 1957 | Coweta | 33.4622 | -84.8986
7140 | Georgia Power Co | 728 | Yates | Electric Utility | GA | 5 | 156.2 | 135 | Conventional Steam Coal | BIT | ST | 4 | 2015 | 5 | 1958 | Coweta | 33.4622 | -84.8986
12384 | Midwest Generations EME LLC | 884 | Will County | IPP Non-CHP | IL | 3 | 299.2 | 251 | Conventional Steam Coal | SUB | ST | 4 | 2015 | 6 | 1957 | Will | 41.6334 | -88.0629
11249 | Louisville Gas & Electric Co | 1363 | Cane Run | Electric Utility | KY | 6 | 272 | 240 | Conventional Steam Coal | BIT | ST | 4 | 2015 | 5 | 1969 | Jefferson | 38.1831 | -85.8892
5580 | East Kentucky Power Coop, Inc | 1385 | Dale | Electric Utility | KY | 1 | 27 | 23 | Conventional Steam Coal | BIT | ST | 4 | 2015 | 12 | 1954 | Clark | 37.8806 | -84.2619
5580 | East Kentucky Power Coop, Inc | 1385 | Dale | Electric Utility | KY | 2 | 27 | 23 | Conventional Steam Coal | BIT | ST | 4 | 2015 | 12 | 1954 | Clark | 37.8806 | -84.2619
5109 | DTE Electric Company | 1745 | Trenton Channel | Electric Utility | MI | 8 | 120 | 100 | Conventional Steam Coal | SUB | ST | 4 | 2015 | 2 | 1950 | Wayne | 42.1217 | -83.1808
13781 | Northern States Power Co - Minnesota | 1904 | Black Dog | Electric Utility | MN | 3 | 113.6 | 79 | Conventional Steam Coal | SUB | ST | 4 | 2015 | 7 | 1955 | Dakota | 44.8108 | -93.2501
13781 | Northern States Power Co - Minnesota | 1904 | Black Dog | Electric Utility | MN | 4 | 163.2 | 153 | Conventional Steam Coal | SUB | ST | 4 | 2015 | 9 | 1960 | Dakota | 44.8108 | -93.2501
13781 | Northern States Power Co - Minnesota | 1914 | Key City | Electric Utility | MN | 1 | 18 | 8 | Natural Gas Fired Combustion Turbine | NG | GT | 4 | 2015 | 5 | 1970 | Blue Earth | 44.1974 | -94.0078
13781 | Northern States Power Co - Minnesota | 1914 | Key City | Electric Utility | MN | 2 | 18 | 8 | Natural Gas Fired Combustion Turbine | NG | GT | 4 | 2015 | 5 | 1970 | Blue Earth | 44.1974 | -94.0078
13781 | Northern States Power Co - Minnesota | 1914 | Key City | Electric Utility | MN | 3 | 18 | 13 | Natural Gas Fired Combustion Turbine | NG | GT | 4 | 2015 | 5 | 1970 | Blue Earth | 44.1974 | -94.0078
13781 | Northern States Power Co - Minnesota | 1914 | Key City | Electric Utility | MN | 4 | 18 | 13 | Natural Gas Fired Combustion Turbine | NG | GT | 4 | 2015 | 5 | 1970 | Blue Earth | 44.1974 | -94.0078
13971 | City of Odessa - (MO) | 2148 | Odessa | Electric Utility | MO | 3 | 2 | 1.8 | Petroleum Liquids | DFO | IC | 4 | 2015 | 6 | 1965 | Lafayette | 38.9979 | -93.9657
13971 | City of Odessa - (MO) | 2148 | Odessa | Electric Utility | MO | 6 | 3 | 2.7 | Petroleum Liquids | DFO | IC | 4 | 2015 | 6 | 1981 | Lafayette | 38.9979 | -93.9657
13971 | City of Odessa - (MO) | 2148 | Odessa | Electric Utility | MO | IC4 | 0.9 | 0.8 | Petroleum Liquids | DFO | IC | 4 | 2015 | 10 | 1986 | Lafayette | 38.9979 | -93.9657
6526 | FirstEnergy Generation Corp | 2835 | FirstEnergy Ashtabula | IPP Non-CHP | OH | 5 | 256 | 244 | Conventional Steam Coal | SUB | ST | 4 | 2015 | 12 | 1958 | Ashtabula | 41.9086 | -80.7697
6526 | FirstEnergy Generation Corp | 2837 | FirstEnergy Eastlake | IPP Non-CHP | OH | 1 | 123 | 132 | Conventional Steam Coal | SUB | ST | 4 | 2015 | 9 | 1953 | Lake | 41.6711 | -81.4425
6526 | FirstEnergy Generation Corp | 2837 | FirstEnergy Eastlake | IPP Non-CHP | OH | 2 | 123 | 132 | Conventional Steam Coal | SUB | ST | 4 | 2015 | 12 | 1953 | Lake | 41.6711 | -81.4425
6526 | FirstEnergy Generation Corp | 2837 | FirstEnergy Eastlake | IPP Non-CHP | OH | 3 | 123 | 132 | Conventional Steam Coal | SUB | ST | 4 | 2015 | 8 | 1954 | Lake | 41.6711 | -81.4425
6526 | FirstEnergy Generation Corp | 2838 | FirstEnergy Lake Shore | IPP Non-CHP | OH | 18 | 256 | 245 | Conventional Steam Coal | SUB | ST | 4 | 2015 | 6 | 1962 | Cuyahoga | 41.5356 | -81.6419
6526 | FirstEnergy Generation Corp | 2838 | FirstEnergy Lake Shore | IPP Non-CHP | OH | IC1 | 2 | 2 | Petroleum Liquids | DFO | IC | 4 | 2015 | 6 | 1966 | Cuyahoga | 41.5356 | -81.6419
6526 | FirstEnergy Generation Corp | 2838 | FirstEnergy Lake Shore | IPP Non-CHP | OH | IC2 | 2 | 2 | Petroleum Liquids | DFO | IC | 4 | 2015 | 6 | 1966 | Cuyahoga | 41.5356 | -81.6419
14354 | PacifiCorp | 3644 | Carbon | Electric Utility | UT | 1 | 75 | 67 | Conventional Steam Coal | BIT | ST | 4 | 2015 | 11 | 1954 | Carbon | 39.7272 | -110.8644
14354 | PacifiCorp | 3644 | Carbon | Electric Utility | UT | 2 | 113.6 | 105 | Conventional Steam Coal | BIT | ST | 4 | 2015 | 9 | 1957 | Carbon | 39.7272 | -110.8644
1951 | White Pine Electric Power LLC | 10148 | White Pine Electric Power | IPP Non-CHP | MI | GEN2 | 20 | 18 | Natural Gas Steam Turbine | NG | ST | 4 | 2015 | 12 | 1954 | Ontonagon | 46.7644 | -89.5669
21148 | Zapco Energy Tactics Corp | 50348 | Oceanside Energy | IPP Non-CHP | NY | OS3 | 0.7 | 0.6 | Landfill Gas | LFG | IC | 4 | 2015 | 12 | 1990 | Nassau | 40.6369 | -73.6383
4427 | Covanta Projects LP | 50664 | Covanta Wallingford Energy | Commercial Non-CHP | CT | GEN1 | 11 | 8.4 | Municipal Solid Waste | MSW | ST | 4 | 2015 | 10 | 1988 | New Haven | 41.4405 | -72.8351
16657 | San Jose/Santa Clara Water P C | 56080 | SJ/SC WPCP | Commercial CHP | CA | E3 | 0.8 | 0.8 | Other Waste Biomass | OBG | IC | 4 | 2015 | 2 | 1953 | Santa Clara | 37.4344 | -121.9464
57054 | Suzlon Project VIII LLC | 57741 | Suzlon Project VIII LLC | IPP Non-CHP | TX | SP95 | 2.1 | 2.1 | Onshore Wind Turbine | WND | WT | 4 | 2015 | 10 | 2011 | Hartley | 35.75 | -102.28
57279 | California Portland Cement Co | 57907 | Colton Plant | Industrial CHP | CA | 1 | 15 | 14.3 | Conventional Steam Coal | BIT | ST | 4 | 2015 | 4 | 1985 | San Bernardino | 34.0597 | -117.3453
57279 | California Portland Cement Co | 57907 | Colton Plant | Industrial CHP | CA | 2 | 15 | 14.3 | Conventional Steam Coal | BIT | ST | 4 | 2015 | 4 | 1985 | San Bernardino | 34.0597 | -117.3453
9267 | Hoosier Energy R E C, Inc | 1043 | Frank E Ratts | Electric Utility | IN | 1 | 116.6 | 110 | Conventional Steam Coal | BIT | ST | 3 | 2015 | 4 | 1970 | Pike | 38.5201 | -87.2662
9267 | Hoosier Energy R E C, Inc | 1043 | Frank E Ratts | Electric Utility | IN | 2 | 116.6 | 100 | Conventional Steam Coal | BIT | ST | 3 | 2015 | 4 | 1970 | Pike | 38.5201 | -87.2662
12341 | MidAmerican Energy Co | 1082 | Walter Scott Jr Energy Center | Electric Utility | IA | 1 | 49 | 37.4 | Conventional Steam Coal | SUB | ST | 3 | 2015 | 3 | 1954 | Pottawattamie | 41.18 | -95.8408
12341 | MidAmerican Energy Co | 1082 | Walter Scott Jr Energy Center | Electric Utility | IA | 2 | 81.6 | 80.8 | Conventional Steam Coal | SUB | ST | 3 | 2015 | 10 | 1958 | Pottawattamie | 41.18 | -95.8408
1179 | Emera Maine | 1474 | Medway | Electric Utility | ME | IC1 | 2 | 2 | Petroleum Liquids | DFO | IC | 3 | 2015 | 7 | 1960 | Penobscot | 45.6078 | -68.5444
1179 | Emera Maine | 1474 | Medway | Electric Utility | ME | IC2 | 2 | 2 | Petroleum Liquids | DFO | IC | 3 | 2015 | 7 | 1960 | Penobscot | 45.6078 | -68.5444
1179 | Emera Maine | 1474 | Medway | Electric Utility | ME | IC3 | 2 | 2 | Petroleum Liquids | DFO | IC | 3 | 2015 | 7 | 1960 | Penobscot | 45.6078 | -68.5444
1179 | Emera Maine | 1474 | Medway | Electric Utility | ME | IC4 | 2 | 2 | Petroleum Liquids | DFO | IC | 3 | 2015 | 7 | 1960 | Penobscot | 45.6078 | -68.5444
15298 | Talen Montana LLC | 2187 | J E Corette Plant | IPP Non-CHP | MT | 1 | 172.8 | 130 | Conventional Steam Coal | SUB | ST | 3 | 2015 | 6 | 1968 | Yellowstone | 45.7756 | -108.481
6204 | City of Farmington - (NM) | 2465 | Animas | Electric Utility | NM | 1 | 3 | 3 | Natural Gas Fired Combined Cycle | NG | CA | 3 | 2015 | 1 | 1955 | San Juan | 36.7251 | -108.192
6204 | City of Farmington - (NM) | 2465 | Animas | Electric Utility | NM | 2 | 3 | 3 | Natural Gas Fired Combined Cycle | NG | CA | 3 | 2015 | 2 | 1955 | San Juan | 36.7251 | -108.192
3030 | Cardinal Cogen Inc | 10168 | Cardinal Cogen | IPP CHP | CA | GTG1 | 42.1 | 42.1 | Natural Gas Fired Combined Cycle | NG | CT | 3 | 2015 | 12 | 1987 | Santa Clara | 37.4298 | -122.1763
3030 | Cardinal Cogen Inc | 10168 | Cardinal Cogen | IPP CHP | CA | STG1 | 10.7 | 9.4 | Natural Gas Fired Combined Cycle | NG | CA | 3 | 2015 | 1 | 1988 | Santa Clara | 37.4298 | -122.1763
57031 | Beacon Power LLC | 57711 | Beacon Power Flywheel System 1 | IPP Non-CHP | MA | TYN1 | 1 | 1 | Flywheels | MWH | FW | 3 | 2015 | 11 | 2008 | Middlesex | 42.6617 | -71.405
57450 | Martin Midstream Partnership,LP | 58077 | Cross Oil Refining & Marketing, Inc | Industrial CHP | AR | CROSS | 3.5 | 3.5 | Natural Gas Fired Combustion Turbine | NG | GT | 3 | 2015 | 2 | 1999 | Union | 33.365 | -92.7197
58159 | Penn State University | 58194 | West Campus Steam Plant | Commercial CHP | PA | WC 2 | 2.5 | 0.5 | Conventional Steam Coal | BIT | ST | 3 | 2015 | 1 | 1938 | Centre | 40.7928 | -77.8647
58159 | Penn State University | 58194 | West Campus Steam Plant | Commercial CHP | PA | WC 3 | 3.5 | 0.6 | Conventional Steam Coal | BIT | ST | 3 | 2015 | 1 | 1949 | Centre | 40.7928 | -77.8647
3103 | Cargill Inc | 10729 | Cargill Corn Wet Milling Plant | Industrial CHP | TN | GEN1 | 25 | 10.3 | Conventional Steam Coal | BIT | ST | 2 | 2015 | 5 | 1985 | Shelby | 35.0821 | -90.1348
56490 | LS Power Development LLC | 55422 | DeSoto County Plant | IPP Non-CHP | FL | DES1 | 199.4 | 159 | Natural Gas Fired Combustion Turbine | NG | GT | 2 | 2015 | 5 | 2002 | DeSoto | 27.2272 | -81.8092
56490 | LS Power Development LLC | 55422 | DeSoto County Plant | IPP Non-CHP | FL | DES2 | 199.4 | 161 | Natural Gas Fired Combustion Turbine | NG | GT | 2 | 2015 | 5 | 2002 | DeSoto | 27.2272 | -81.8092
5580 | East Kentucky Power Coop, Inc | 56977 | Mason County LFGTE | Electric Utility | KY | 1 | 2 | 1.6 | Landfill Gas | LFG | IC | 2 | 2015 | 5 | 2009 | Mason | 38.5858 | -83.7242
803 | Arizona Public Service Co | 113 | Cholla | Electric Utility | AZ | 2 | 288.9 | 260 | Conventional Steam Coal | SUB | ST | 1 | 2015 | 6 | 1978 | Navajo | 34.9394 | -110.3033
12625 | City of Minden - (LA) | 1447 | Minden | Electric Utility | LA | 3 | 2.5 | 2 | Petroleum Liquids | DFO | IC | 1 | 2015 | 1 | 1955 | WEBSTER | 32.6046 | -93.2944
12625 | City of Minden - (LA) | 1447 | Minden | Electric Utility | LA | 4 | 2.5 | 2 | Petroleum Liquids | DFO | IC | 1 | 2015 | 1 | 1955 | WEBSTER | 32.6046 | -93.2944
12625 | City of Minden - (LA) | 1447 | Minden | Electric Utility | LA | 5 | 1.4 | 1.3 | Petroleum Liquids | DFO | IC | 1 | 2015 | 1 | 1962 | WEBSTER | 32.6046 | -93.2944
12625 | City of Minden - (LA) | 1447 | Minden | Electric Utility | LA | 7 | 2 | 1.8 | Petroleum Liquids | DFO | IC | 1 | 2015 | 1 | 1962 | WEBSTER | 32.6046 | -93.2944
19876 | Virginia Electric & Power Co | 3803 | Chesapeake | Electric Utility | VA | 3 | 185.2 | 156 | Conventional Steam Coal | BIT | ST | 1 | 2015 | 6 | 1959 | Chesapeake City | 36.7711 | -76.3019
19876 | Virginia Electric & Power Co | 3803 | Chesapeake | Electric Utility | VA | ST1 | 112.5 | 111 | Conventional Steam Coal | BIT | ST | 1 | 2015 | 6 | 1953 | Chesapeake City | 36.7711 | -76.3019
19876 | Virginia Electric & Power Co | 3803 | Chesapeake | Electric Utility | VA | ST2 | 112.5 | 111 | Conventional Steam Coal | BIT | ST | 1 | 2015 | 12 | 1954 | Chesapeake City | 36.7711 | -76.3019
19876 | Virginia Electric & Power Co | 3803 | Chesapeake | Electric Utility | VA | ST4 | 239.3 | 217 | Conventional Steam Coal | BIT | ST | 1 | 2015 | 5 | 1962 | Chesapeake City | 36.7711 | -76.3019
327 | Air Liquide Large Industries U S LP | 10298 | Bayou Cogen Plant | Industrial CHP | TX | GEN3 | 75 | 65 | Natural Gas Fired Combustion Turbine | NG | GT | 1 | 2015 | 3 | 1985 | Harris | 29.6225 | -95.0458
12986 | Morton Salt Inc | 54335 | Morton Salt Rittman | Industrial CHP | OH | GEN1 | 1.5 | 1.5 | Conventional Steam Coal | BIT | ST | 1 | 2015 | 10 | 1978 | Wayne | 40.9692 | -81.7756
15917 | Presence Health | 54886 | Presence Saint Mary of Nazareth Hospital | Commercial Non-CHP | IL | GEN2 | 0.8 | 0.8 | Natural Gas Internal Combustion Engine | NG | IC | 1 | 2015 | 8 | 1993 | Cook | 41.9031 | -87.6831
57316 | Miller Coors LLC | 57936 | Albany Brewery | Industrial CHP | GA | GEN1 | 6 | 2.5 | Conventional Steam Coal | SUB | ST | 1 | 2015 | 11 | 1979 | Dougherty | 31.5928 | -84.0895
13960 | NRG Cabrillo Power Ops Inc | 303 | Kearny | IPP Non-CHP | CA | KEA1 | 17.5 | 16 | Natural Gas Fired Combustion Turbine | NG | GT | 12 | 2014 | 4 | 1972 | San Diego | 32.834 | -117.1338
15908 | NRG California South LP | 329 | Coolwater | IPP Non-CHP | CA | 1 | 65.3 | 65 | Natural Gas Steam Turbine | NG | ST | 12 | 2014 | 6 | 1961 | San Bernardino | 34.8606 | -116.8539
15908 | NRG California South LP | 329 | Coolwater | IPP Non-CHP | CA | 2 | 82 | 82 | Natural Gas Steam Turbine | NG | ST | 12 | 2014 | 5 | 1964 | San Bernardino | 34.8606 | -116.8539
15908 | NRG California South LP | 329 | Coolwater | IPP Non-CHP | CA | 30 | 120 | 99 | Natural Gas Fired Combined Cycle | NG | CA | 12 | 2014 | 5 | 1978 | San Bernardino | 34.8606 | -116.8539
15908 | NRG California South LP | 329 | Coolwater | IPP Non-CHP | CA | 31 | 85 | 73 | Natural Gas Fired Combined Cycle | NG | CT | 12 | 2014 | 5 | 1978 | San Bernardino | 34.8606 | -116.8539
15908 | NRG California South LP | 329 | Coolwater | IPP Non-CHP | CA | 32 | 85 | 73 | Natural Gas Fired Combined Cycle | NG | CT | 12 | 2014 | 5 | 1978 | San Bernardino | 34.8606 | -116.8539
15908 | NRG California South LP | 329 | Coolwater | IPP Non-CHP | CA | 40 | 120 | 99 | Natural Gas Fired Combined Cycle | NG | CA | 12 | 2014 | 8 | 1978 | San Bernardino | 34.8606 | -116.8539
15908 | NRG California South LP | 329 | Coolwater | IPP Non-CHP | CA | 41 | 85 | 73.5 | Natural Gas Fired Combined Cycle | NG | CT | 12 | 2014 | 8 | 1978 | San Bernardino | 34.8606 | -116.8539
15908 | NRG California South LP | 329 | Coolwater | IPP Non-CHP | CA | 42 | 85 | 73.5 | Natural Gas Fired Combined Cycle | NG | CT | 12 | 2014 | 8 | 1978 | San Bernardino | 34.8606 | -116.8539
15686 | Village of Rantoul - (IL) | 958 | Rantoul | Electric Utility | IL | 2 | 1.2 | 0.7 | Petroleum Liquids | DFO | IC | 12 | 2014 | 1 | 1951 | Champaign | 40.3122 | -88.1594
15686 | Village of Rantoul - (IL) | 958 | Rantoul | Electric Utility | IL | 4 | 1.2 | 0.7 | Petroleum Liquids | DFO | IC | 12 | 2014 | 2 | 1954 | Champaign | 40.3122 | -88.1594
10005 | Kansas Gas & Electric Co | 1242 | Murray Gill | Electric Utility | KS | 1 | 46 | 37 | Natural Gas Steam Turbine | NG | ST | 12 | 2014 | 5 | 1952 | Sedgwick | 37.5967 | -97.4136
10005 | Kansas Gas & Electric Co | 1242 | Murray Gill | Electric Utility | KS | 2 | 75 | 48 | Natural Gas Steam Turbine | NG | ST | 12 | 2014 | 2 | 1954 | Sedgwick | 37.5967 | -97.4136
9732 | City of Jetmore | 1292 | Jetmore | Electric Utility | KS | 1 | 1 | 1 | Petroleum Liquids | DFO | IC | 12 | 2014 | 1 | 1960 | HODGEMAN | 38.0853 | -99.8989
9732 | City of Jetmore | 1292 | Jetmore | Electric Utility | KS | 2 | 0.4 | 0.4 | Petroleum Liquids | DFO | IC | 12 | 2014 | 1 | 1951 | HODGEMAN | 38.0853 | -99.8989
9732 | City of Jetmore | 1292 | Jetmore | Electric Utility | KS | 5 | 1.5 | 1.5 | Petroleum Liquids | DFO | IC | 12 | 2014 | 1 | 1966 | HODGEMAN | 38.0853 | -99.8989
9732 | City of Jetmore | 1292 | Jetmore | Electric Utility | KS | 6 | 1.2 | 1.2 | Petroleum Liquids | DFO | IC | 12 | 2014 | 1 | 1966 | HODGEMAN | 38.0853 | -99.8989
9732 | City of Jetmore | 1292 | Jetmore | Electric Utility | KS | 7 | 0.9 | 0.9 | Petroleum Liquids | DFO | IC | 12 | 2014 | 1 | 1966 | HODGEMAN | 38.0853 | -99.8989
17698 | Southwestern Electric Power Co | 1417 | Lieberman | Electric Utility | LA | 1 | 25 | 25 | Natural Gas Steam Turbine | NG | ST | 12 | 2014 | 7 | 1947 | Caddo | 32.7047 | -93.9597
13407 | Nevada Power Co | 2324 | Reid Gardner | Electric Utility | NV | 1 | 114 | 100 | Conventional Steam Coal | BIT | ST | 12 | 2014 | 6 | 1965 | Clark | 36.6573 | -114.6333
13407 | Nevada Power Co | 2324 | Reid Gardner | Electric Utility | NV | 2 | 114 | 100 | Conventional Steam Coal | BIT | ST | 12 | 2014 | 6 | 1968 | Clark | 36.6573 | -114.6333
13407 | Nevada Power Co | 2324 | Reid Gardner | Electric Utility | NV | 3 | 114 | 98 | Conventional Steam Coal | BIT | ST | 12 | 2014 | 5 | 1976 | Clark | 36.6573 | -114.6333
17166 | Sierra Pacific Power Co | 2336 | Tracy | Electric Utility | NV | ST1 | 50 | 53 | Natural Gas Steam Turbine | NG | ST | 12 | 2014 | 8 | 1963 | Storey | 39.5625 | -119.525
17166 | Sierra Pacific Power Co | 2336 | Tracy | Electric Utility | NV | ST2 | 75 | 83 | Natural Gas Steam Turbine | NG | ST | 12 | 2014 | 10 | 1965 | Storey | 39.5625 | -119.525
3542 | Duke Energy Ohio Inc | 2830 | Walter C Beckjord | Electric Utility | OH | GT1 | 52.9 | 47 | Petroleum Liquids | DFO | GT | 12 | 2014 | 4 | 1972 | Clermont | 38.9917 | -84.2981
3542 | Duke Energy Ohio Inc | 2830 | Walter C Beckjord | Electric Utility | OH | GT2 | 52.9 | 47 | Petroleum Liquids | DFO | GT | 12 | 2014 | 4 | 1972 | Clermont | 38.9917 | -84.2981
3542 | Duke Energy Ohio Inc | 2830 | Walter C Beckjord | Electric Utility | OH | GT3 | 52.9 | 47 | Petroleum Liquids | DFO | GT | 12 | 2014 | 6 | 1972 | Clermont | 38.9917 | -84.2981
3542 | Duke Energy Ohio Inc | 2830 | Walter C Beckjord | Electric Utility | OH | GT4 | 52.9 | 47 | Petroleum Liquids | DFO | GT | 12 | 2014 | 6 | 1972 | Clermont | 38.9917 | -84.2981
59588 | Lake Creek 3 Power Company LLC | 3502 | Lake Creek | IPP Non-CHP | TX | D1 | 2 | 2 | Petroleum Liquids | DFO | IC | 12 | 2014 | 8 | 1966 | McLennan | 31.4647 | -96.985
59588 | Lake Creek 3 Power Company LLC | 3502 | Lake Creek | IPP Non-CHP | TX | D2 | 2 | 2 | Petroleum Liquids | DFO | IC | 12 | 2014 | 8 | 1966 | McLennan | 31.4647 | -96.985
59588 | Lake Creek 3 Power Company LLC | 3502 | Lake Creek | IPP Non-CHP | TX | D3 | 2 | 2 | Petroleum Liquids | DFO | IC | 12 | 2014 | 8 | 1966 | McLennan | 31.4647 | -96.985
59588 | Lake Creek 3 Power Company LLC | 3502 | Lake Creek | IPP Non-CHP | TX | ST1 | 79.6 | 87 | Natural Gas Steam Turbine | NG | ST | 12 | 2014 | 4 | 1953 | McLennan | 31.4647 | -96.985
59588 | Lake Creek 3 Power Company LLC | 3502 | Lake Creek | IPP Non-CHP | TX | ST2 | 236 | 230 | Natural Gas Steam Turbine | NG | ST | 12 | 2014 | 7 | 1959 | McLennan | 31.4647 | -96.985
2172 | Brazos Electric Power Coop Inc | 3627 | North Texas | Electric Utility | TX | 1 | 16.5 | 16.5 | Natural Gas Steam Turbine | NG | ST | 12 | 2014 | 6 | 1958 | Parker | 32.7788 | -97.6945
2172 | Brazos Electric Power Coop Inc | 3627 | North Texas | Electric Utility | TX | 2 | 16.5 | 16.5 | Natural Gas Steam Turbine | NG | ST | 12 | 2014 | 8 | 1958 | Parker | 32.7788 | -97.6945
5956 | Entergy Nuclear Vermont Yankee | 3751 | Vermont Yankee | IPP Non-CHP | VT | 1 | 563.4 | 612.4 | Nuclear | NUC | ST | 12 | 2014 | 11 | 1972 | Windham | 42.7786 | -72.5133
6452 | Florida Power & Light Co | 6246 | Putnam | Electric Utility | FL | 1GT1 | 85 |  | Natural Gas Fired Combined Cycle | NG | CT | 12 | 2014 | 4 | 1978 | Putnam | 29.6283 | -81.5851
6452 | Florida Power & Light Co | 6246 | Putnam | Electric Utility | FL | 1GT2 | 85 |  | Natural Gas Fired Combined Cycle | NG | CT | 12 | 2014 | 4 | 1978 | Putnam | 29.6283 | -81.5851
6452 | Florida Power & Light Co | 6246 | Putnam | Electric Utility | FL | 1ST | 120 | 249 | Natural Gas Fired Combined Cycle | NG | CA | 12 | 2014 | 4 | 1978 | Putnam | 29.6283 | -81.5851
6452 | Florida Power & Light Co | 6246 | Putnam | Electric Utility | FL | 2GT1 | 85 |  | Natural Gas Fired Combined Cycle | NG | CT | 12 | 2014 | 8 | 1977 | Putnam | 29.6283 | -81.5851
6452 | Florida Power & Light Co | 6246 | Putnam | Electric Utility | FL | 2GT2 | 85 |  | Natural Gas Fired Combined Cycle | NG | CT | 12 | 2014 | 8 | 1977 | Putnam | 29.6283 | -81.5851
6452 | Florida Power & Light Co | 6246 | Putnam | Electric Utility | FL | 2ST | 120 | 249 | Natural Gas Fired Combined Cycle | NG | CA | 12 | 2014 | 8 | 1977 | Putnam | 29.6283 | -81.5851
14795 | Perdue Agribusiness | 10515 | Oilseed Plant | Industrial CHP | VA | GEN1 | 1.7 | 1.6 | Conventional Steam Coal | BIT | ST | 12 | 2014 | 5 | 1985 | Chesapeake City | 36.8053 | -76.2833
2138 | Brainerd Public Utilities | 50636 | Brainerd Public Utilities | Electric Utility | MN | VPLS | 0.6 | 0.6 | Conventional Steam Coal | BIT | ST | 12 | 2014 | 1 | 1959 | Crow Wing | 46.3758 | -94.1817
12303 | Merck & Co Inc-West Point | 52149 | West Point (PA) | Industrial CHP | PA | GEN1 | 3 | 3 | Natural Gas Steam Turbine | NG | ST | 12 | 2014 | 12 | 1987 | Montgomery | 40.2205 | -75.3016
34389 | WindPower Partners, 1994, L.P. | 54966 | West Texas Windplant | IPP Non-CHP | TX | WIND | 30 | 30 | Onshore Wind Turbine | WND | WT | 12 | 2014 | 9 | 1995 | Culberson | 31.7333 | -104.75
57233 | MM Tomoka Farms Energy LLC | 55162 | MM Tomoka Farms Energy | IPP Non-CHP | FL | UNT1 | 1.9 | 1.9 | Landfill Gas | LFG | IC | 12 | 2014 | 6 | 1998 | Volusia | 29.0969 | -81.0689
57233 | MM Tomoka Farms Energy LLC | 55162 | MM Tomoka Farms Energy | IPP Non-CHP | FL | UNT2 | 1.9 | 1.9 | Landfill Gas | LFG | IC | 12 | 2014 | 6 | 1998 | Volusia | 29.0969 | -81.0689
11208 | Los Angeles Department of Water & Power | 57309 | Pacific Cruise Ship Terminals Berth 93 | Commercial Non-CHP | CA | 1 | 1.1 | 1.1 | Solar Photovoltaic | SUN | PV | 12 | 2014 | 9 | 2010 | Los Angeles | 33.7331 | -118.2772
405 | City of Alta - (IA) | 1121 | Alta Municipal Utilities | Electric Utility | IA | 3 | 1.1 | 1 | Petroleum Liquids | DFO | IC | 11 | 2014 | 6 | 1990 | Buena Vista | 42.6736 | -95.3026
5416 | Duke Energy Carolinas, LLC | 3264 | W S Lee | Electric Utility | SC | 1 | 90 | 100 | Conventional Steam Coal | BIT | ST | 11 | 2014 | 3 | 1951 | Anderson | 34.6022 | -82.435
5416 | Duke Energy Carolinas, LLC | 3264 | W S Lee | Electric Utility | SC | 2 | 90 | 100 | Conventional Steam Coal | BIT | ST | 11 | 2014 | 7 | 1951 | Anderson | 34.6022 | -82.435
17569 | City of South Norwalk - (CT) | 6598 | South Norwalk Electric | Electric Utility | CT | 6 | 1 | 1.1 | Petroleum Liquids | DFO | IC | 11 | 2014 | 5 | 1990 | FAIRFIELD | 41.0947 | -73.4242
16002 | Rio Bravo Poso | 10769 | Rio Bravo Poso | IPP CHP | CA | UP8 | 38.2 | 33 | Conventional Steam Coal | BIT | ST | 11 | 2014 | 9 | 1989 | Kern | 35.5475 | -119.0754
57170 | EDF Renewable Asset Holdings, Inc. | 10815 | Difwind Farms Ltd VII | IPP Non-CHP | CA | GEN1 | 24 | 21 | Onshore Wind Turbine | WND | WT | 11 | 2014 | 1 | 1987 | Alameda | 37.7581 | -121.5253
19724 | Vanderbilt University | 52048 | Vanderbilt University Power Plant | Commercial CHP | TN | GEN1 | 6.5 | 6.5 | Conventional Steam Coal | BIT | ST | 11 | 2014 | 11 | 1988 | Davidson | 36.1459 | -86.8038
12411 | Miami Dade Water & Sewer Dept | 54623 | Central District Wastewater Treat Plant | Commercial CHP | FL | 2 | 1.2 | 1.2 | Other Waste Biomass | OBG | IC | 11 | 2014 | 10 | 1989 | Miami Dade | 25.7486 | -80.1528
19804 | City of Vero Beach - (FL) | 693 | Vero Beach Municipal Power Plant | Electric Utility | FL | 3 | 33 | 33 | Natural Gas Steam Turbine | NG | ST | 10 | 2014 | 9 | 1971 | Indian River | 27.6334 | -80.3776
3542 | Duke Energy Ohio Inc | 2830 | Walter C Beckjord | Electric Utility | OH | 5 | 244.8 | 238 | Conventional Steam Coal | BIT | ST | 10 | 2014 | 12 | 1962 | Clermont | 38.9917 | -84.2981
3542 | Duke Energy Ohio Inc | 2830 | Walter C Beckjord | Electric Utility | OH | 6 | 460.8 | 414 | Conventional Steam Coal | BIT | ST | 10 | 2014 | 7 | 1969 | Clermont | 38.9917 | -84.2981
4716 | Dairyland Power Coop | 4140 | Alma | Electric Utility | WI | 5 | 81.6 | 62.1 | Conventional Steam Coal | BIT | ST | 10 | 2014 | 1 | 1960 | Buffalo | 44.3083 | -91.9111
52 | ACE Cogeneration Co | 10002 | ACE Cogeneration Facility | IPP CHP | CA | GEN1 | 108 | 101.2 | Conventional Steam Coal | BIT | ST | 10 | 2014 | 9 | 1990 | San Bernardino | 35.7658 | -117.3836
10277 | Kinsley's Landfill Inc | 10045 | Kinsleys Landfill | IPP Non-CHP | NJ | 0011 | 0.5 | 0.5 | Landfill Gas | LFG | IC | 10 | 2014 | 7 | 1985 | GLOUCESTER | 39.7917 | -75.1036
10277 | Kinsley's Landfill Inc | 10045 | Kinsleys Landfill | IPP Non-CHP | NJ | 0012 | 0.5 | 0.5 | Landfill Gas | LFG | IC | 10 | 2014 | 7 | 1985 | GLOUCESTER | 39.7917 | -75.1036
10277 | Kinsley's Landfill Inc | 10045 | Kinsleys Landfill | IPP Non-CHP | NJ | 0013 | 0.5 | 0.5 | Landfill Gas | LFG | IC | 10 | 2014 | 7 | 1985 | GLOUCESTER | 39.7917 | -75.1036
10277 | Kinsley's Landfill Inc | 10045 | Kinsleys Landfill | IPP Non-CHP | NJ | 0014 | 0.5 | 0.5 | Landfill Gas | LFG | IC | 10 | 2014 | 7 | 1985 | GLOUCESTER | 39.7917 | -75.1036
8486 | PInova Inc | 10120 | PInova Inc | Industrial CHP | GA | GEN6 | 2 | 2 | Wood/Wood Waste Biomass | WDS | ST | 10 | 2014 | 3 | 1989 | GLYNN | 31.1648 | -81.4787
55919 | Georgia-Pacific Consr Prods LP-Green Bay | 10360 | Green Bay West Mill | Industrial CHP | WI | GEN10 | 28.2 | 26.4 | Conventional Steam Coal | BIT | ST | 10 | 2014 | 7 | 2005 | Brown | 44.4936 | -88.0303
55919 | Georgia-Pacific Consr Prods LP-Green Bay | 10360 | Green Bay West Mill | Industrial CHP | WI | GEN5 | 10 | 7.5 | Conventional Steam Coal | BIT | ST | 10 | 2014 | 1 | 1954 | Brown | 44.4936 | -88.0303
55965 | Verso Corporation | 10476 | Whiting Mill | Industrial CHP | WI | GEN4 | 4.1 | 4.1 | Conventional Steam Coal | SUB | ST | 10 | 2014 | 7 | 1951 | Portage | 44.4887 | -89.5728
39066 | Union Carbide Corp-Texas City | 50153 | Texas City Plant Union Carbide | Industrial CHP | TX | GTG | 40 | 32 | Natural Gas Fired Combustion Turbine | NG | GT | 10 | 2014 | 2 | 1996 | Galveston | 29.3761 | -94.9465
50163 | Valero Energy Corporation | 52108 | Valero Energy Port Arthur Refinery | Industrial CHP | TX | GEN1 | 17.2 | 14 | Natural Gas Fired Combined Cycle | NG | CT | 10 | 2014 | 6 | 1975 | JEFFERSON | 29.8674 | -93.9658
50163 | Valero Energy Corporation | 52108 | Valero Energy Port Arthur Refinery | Industrial CHP | TX | GEN2 | 13.7 | 12 | Natural Gas Fired Combustion Turbine | NG | GT | 10 | 2014 | 6 | 1966 | JEFFERSON | 29.8674 | -93.9658
50163 | Valero Energy Corporation | 52108 | Valero Energy Port Arthur Refinery | Industrial CHP | TX | GEN4 | 10 | 10 | Other Gases | OG | CA | 10 | 2014 | 6 | 1943 | JEFFERSON | 29.8674 | -93.9658
50163 | Valero Energy Corporation | 52108 | Valero Energy Port Arthur Refinery | Industrial CHP | TX | GEN5 | 10 | 10 | Other Gases | OG | CA | 10 | 2014 | 6 | 1928 | JEFFERSON | 29.8674 | -93.9658
50163 | Valero Energy Corporation | 52108 | Valero Energy Port Arthur Refinery | Industrial CHP | TX | GEN6 | 10 | 10 | Other Gases | OG | ST | 10 | 2014 | 6 | 1954 | JEFFERSON | 29.8674 | -93.9658
50163 | Valero Energy Corporation | 52108 | Valero Energy Port Arthur Refinery | Industrial CHP | TX | GEN7 | 10 | 10 | Other Gases | OG | ST | 10 | 2014 | 6 | 1951 | JEFFERSON | 29.8674 | -93.9658
12411 | Miami Dade Water & Sewer Dept | 54623 | Central District Wastewater Treat Plant | Commercial CHP | FL | 1 | 1.2 | 1.2 | Other Waste Biomass | OBG | IC | 10 | 2014 | 10 | 1989 | Miami Dade | 25.7486 | -80.1528
4362 | Corn Belt Energy Corporation | 56176 | BNWRD | Electric Utility | IL | 1 | 2 | 1.8 | Petroleum Liquids | DFO | IC | 10 | 2014 | 7 | 2000 | McLean | 40.3806 | -88.9603
57170 | EDF Renewable Asset Holdings, Inc. | 56213 | Patterson Pass | IPP Non-CHP | CA | WND1 | 8.1 | 8.1 | Onshore Wind Turbine | WND | WT | 10 | 2014 | 4 | 1985 | Alameda | 37.702 | -121.6137
57170 | EDF Renewable Asset Holdings, Inc. | 56213 | Patterson Pass | IPP Non-CHP | CA | WND2 | 13.8 | 13.8 | Onshore Wind Turbine | WND | WT | 10 | 2014 | 1 | 1987 | Alameda | 37.702 | -121.6137
55969 | Winnebago Energy Center LLC | 56780 | Winnebago Energy Center LLC | IPP Non-CHP | IL | 1 | 1.6 | 1.6 | Landfill Gas | LFG | IC | 10 | 2014 | 12 | 2007 | WINNEBAGO | 42.1589 | -89.0625
55969 | Winnebago Energy Center LLC | 56780 | Winnebago Energy Center LLC | IPP Non-CHP | IL | 2 | 1.6 | 1.6 | Landfill Gas | LFG | IC | 10 | 2014 | 12 | 2007 | WINNEBAGO | 42.1589 | -89.0625
55969 | Winnebago Energy Center LLC | 56780 | Winnebago Energy Center LLC | IPP Non-CHP | IL | 3 | 1.6 | 1.6 | Landfill Gas | LFG | IC | 10 | 2014 | 12 | 2007 | WINNEBAGO | 42.1589 | -89.0625
55969 | Winnebago Energy Center LLC | 56780 | Winnebago Energy Center LLC | IPP Non-CHP | IL | 4 | 1.6 | 1.6 | Landfill Gas | LFG | IC | 10 | 2014 | 12 | 2007 | WINNEBAGO | 42.1589 | -89.0625
56929 | Alliance Star Energy LLC | 57592 | Sheraton SD East Tower | Commercial CHP | CA | 45 | 0.3 | 0.3 | Other Natural Gas | NG | FC | 10 | 2014 | 11 | 2005 | San Diego | 32.7283 | -117.1978
56929 | Alliance Star Energy LLC | 57592 | Sheraton SD East Tower | Commercial CHP | CA | 47 | 0.3 | 0.3 | Other Natural Gas | NG | FC | 10 | 2014 | 10 | 2005 | San Diego | 32.7283 | -117.1978
56929 | Alliance Star Energy LLC | 57592 | Sheraton SD East Tower | Commercial CHP | CA | 50 | 0.3 | 0.3 | Other Natural Gas | NG | FC | 10 | 2014 | 11 | 2005 | San Diego | 32.7283 | -117.1978
56929 | Alliance Star Energy LLC | 57592 | Sheraton SD East Tower | Commercial CHP | CA | 51 | 0.3 | 0.3 | Other Natural Gas | NG | FC | 10 | 2014 | 10 | 2005 | San Diego | 32.7283 | -117.1978
58863 | Main Street Power | 57765 | Arizona Western College PV | IPP Non-CHP | AZ | GV1 | 0.5 | 0.5 | Solar Photovoltaic | SUN | PV | 10 | 2014 | 11 | 2011 | Yuma | 32.6878 | -114.4961
58863 | Main Street Power | 57765 | Arizona Western College PV | IPP Non-CHP | AZ | GV2 | 0.5 | 0.5 | Solar Photovoltaic | SUN | PV | 10 | 2014 | 11 | 2011 | Yuma | 32.6878 | -114.4961
5860 | Empire District Electric Co | 1239 | Riverton | Electric Utility | KS | 7 | 37.5 | 38 | Natural Gas Steam Turbine | NG | ST | 9 | 2014 | 6 | 1950 | Cherokee | 37.0726 | -94.6987
3915 | Coldwater Board of Public Util | 1819 | Coldwater | Electric Utility | MI | IC4 | 2.5 | 2.5 | Petroleum Liquids | DFO | IC | 9 | 2014 | 2 | 1974 | Branch | 41.9322 | -84.9955
4716 | Dairyland Power Coop | 4140 | Alma | Electric Utility | WI | 4 | 54.4 | 40.4 | Conventional Steam Coal | BIT | ST | 9 | 2014 | 4 | 1957 | Buffalo | 44.3083 | -91.9111
9788 | John Deere Harvester Works Co | 10039 | John Deere Harvester Works | Industrial CHP | IL | GEN2 | 2 | 2 | Conventional Steam Coal | BIT | ST | 9 | 2014 | 10 | 1940 | Rock Island | 41.5243 | -90.4366
327 | Air Liquide Large Industries U S LP | 10298 | Bayou Cogen Plant | Industrial CHP | TX | GEN2 | 75 | 65 | Natural Gas Fired Combustion Turbine | NG | GT | 9 | 2014 | 12 | 1984 | Harris | 29.6225 | -95.0458
26642 | PE Bay Shore LLC | 54541 | Entenmanns Energy Center | IPP CHP | NY | 1 | 1.3 | 1.3 | Natural Gas Internal Combustion Engine | NG | IC | 9 | 2014 | 5 | 1994 | Suffolk | 40.7392 | -73.2597
26642 | PE Bay Shore LLC | 54541 | Entenmanns Energy Center | IPP CHP | NY | 2 | 1.3 | 1.3 | Natural Gas Internal Combustion Engine | NG | IC | 9 | 2014 | 5 | 1994 | Suffolk | 40.7392 | -73.2597
26642 | PE Bay Shore LLC | 54541 | Entenmanns Energy Center | IPP CHP | NY | 3 | 1.3 | 1.3 | Natural Gas Internal Combustion Engine | NG | IC | 9 | 2014 | 5 | 1994 | Suffolk | 40.7392 | -73.2597
26642 | PE Bay Shore LLC | 54541 | Entenmanns Energy Center | IPP CHP | NY | 4 | 1.3 | 1.3 | Petroleum Liquids | DFO | IC | 9 | 2014 | 5 | 1994 | Suffolk | 40.7392 | -73.2597
56207 | Ausra CA I LLC | 56943 | Ausra Kimberlina Solar Generation | IPP Non-CHP | CA | 1 | 5 | 3.5 | Solar Thermal without Energy Storage | SUN | ST | 9 | 2014 | 5 | 2009 | Kern | 35.5667 | -119.2
58247 | National Centers for Animal Health | 58265 | NCAH Central Utility Plant | Commercial CHP | IA | EP-2 | 0.6 | 0.6 | Petroleum Liquids | DFO | IC | 9 | 2014 | 6 | 1996 | Story | 42.0461 | -93.5794
17271 | City & Borough of Sitka - (AK) | 93 | Riley#03a | Electric Utility | AK | 1 | 3.5 | 3.5 | Conventional Hydroelectric | WAT | HY | 8 | 2014 | 6 | 1961 | Sitka | 57.0516 | -135.2297
17271 | City & Borough of Sitka - (AK) | 93 | Riley#03a | Electric Utility | AK | 2 | 3.5 | 3.5 | Conventional Hydroelectric | WAT | HY | 8 | 2014 | 6 | 1961 | Sitka | 57.0516 | -135.2297
15147 | PSEG Fossil LLC | 2404 | PSEG Kearny Generating Station | IPP Non-CHP | NJ | 9 | 18.5 | 21 | Natural Gas Fired Combustion Turbine | NG | GT | 8 | 2014 | 5 | 1967 | Hudson | 40.7373 | -74.0965
14624 | PUD No 2 of Grant County | 3888 | Wanapum | Electric Utility | WA | 9 | 103.8 | 103.8 | Conventional Hydroelectric | WAT | HY | 8 | 2014 | 1 | 1964 | Grant | 46.8731 | -119.9703
30150 | CBY DBA Yakutat Power | 6637 | Yakutat | Electric Utility | AK | 4A | 1.1 | 1.1 | Petroleum Liquids | DFO | IC | 8 | 2014 | 6 | 1993 | YAKUTAT | 59.5446 | -139.7243
20323 | Wellhead Services Inc | 10733 | Santa Maria Cogen Plant | IPP CHP | CA | GEN1 | 9 | 7 | Natural Gas Fired Combustion Turbine | NG | GT | 8 | 2014 | 6 | 1989 | Santa Barbara | 34.9443 | -120.4579
20558 | White Springs Agrici Chem Inc | 50473 | Suwannee River Chemical Complex | Industrial CHP | FL | SRC | 27.3 | 27.3 | All Other | OTH | ST | 8 | 2014 | 7 | 1986 | Hamilton | 30.4447 | -82.7842
55793 | Fusion Paperboard Connecticut LLC | 54657 | Versailles Mill | Industrial CHP | CT | NO1 | 20 | 14 | Natural Gas Steam Turbine | NG | ST | 8 | 2014 | 10 | 1962 | New London | 41.6242 | -72.0417
57249 | EPP Renewable Energy | 55006 | Nashua Plant | IPP Non-CHP | NH | UNT1 | 2.2 | 2 | Landfill Gas | LFG | IC | 8 | 2014 | 4 | 1996 | Hillsborough | 42.7353 | -71.5228
34362 | Delaware Mountain LP | 55399 | Delaware Mountain Windfarm | IPP Non-CHP | TX | 01 | 23.3 | 23.3 | Onshore Wind Turbine | WND | WT | 8 | 2014 | 6 | 1999 | Culberson | 31.6414 | -104.7519
18642 | Tennessee Valley Authority | 50 | Widows Creek | Electric Utility | AL | 1 | 140.6 | 111 | Conventional Steam Coal | BIT | ST | 7 | 2014 | 7 | 1952 | Jackson | 34.883 | -85.7553
18642 | Tennessee Valley Authority | 50 | Widows Creek | Electric Utility | AL | 2 | 140.6 | 111 | Conventional Steam Coal | BIT | ST | 7 | 2014 | 10 | 1952 | Jackson | 34.883 | -85.7553
18642 | Tennessee Valley Authority | 50 | Widows Creek | Electric Utility | AL | 4 | 140.6 | 111 | Conventional Steam Coal | BIT | ST | 7 | 2014 | 1 | 1953 | Jackson | 34.883 | -85.7553
18642 | Tennessee Valley Authority | 50 | Widows Creek | Electric Utility | AL | 6 | 140.6 | 111 | Conventional Steam Coal | BIT | ST | 7 | 2014 | 7 | 1954 | Jackson | 34.883 | -85.7553
22001 | Sunbury Generation LP | 3152 | Sunbury Generation LP | IPP Non-CHP | PA | 1 | 89.1 | 80 | Conventional Steam Coal | BIT | ST | 7 | 2014 | 11 | 1949 | Snyder | 40.8361 | -76.825
22001 | Sunbury Generation LP | 3152 | Sunbury Generation LP | IPP Non-CHP | PA | 2 | 89.1 | 80 | Conventional Steam Coal | BIT | ST | 7 | 2014 | 9 | 1949 | Snyder | 40.8361 | -76.825
22001 | Sunbury Generation LP | 3152 | Sunbury Generation LP | IPP Non-CHP | PA | 3 | 103.5 | 94 | Conventional Steam Coal | BIT | ST | 7 | 2014 | 4 | 1951 | Snyder | 40.8361 | -76.825
22001 | Sunbury Generation LP | 3152 | Sunbury Generation LP | IPP Non-CHP | PA | 4 | 156.2 | 128 | Conventional Steam Coal | BIT | ST | 7 | 2014 | 8 | 1953 | Snyder | 40.8361 | -76.825
2442 | City of Bryan - (TX) | 3561 | Bryan (TX) | Electric Utility | TX | 3 | 13 | 12 | Natural Gas Steam Turbine | NG | ST | 7 | 2014 | 1 | 1955 | Brazos | 30.6474 | -96.3723
2442 | City of Bryan - (TX) | 3561 | Bryan (TX) | Electric Utility | TX | 4 | 24 | 22 | Natural Gas Steam Turbine | NG | ST | 7 | 2014 | 1 | 1958 | Brazos | 30.6474 | -96.3723
2442 | City of Bryan - (TX) | 3561 | Bryan (TX) | Electric Utility | TX | 5 | 25 | 25 | Natural Gas Steam Turbine | NG | ST | 7 | 2014 | 1 | 1966 | Brazos | 30.6474 | -96.3723
2442 | City of Bryan - (TX) | 3561 | Bryan (TX) | Electric Utility | TX | 6 | 54 | 50 | Natural Gas Steam Turbine | NG | ST | 7 | 2014 | 1 | 1969 | Brazos | 30.6474 | -96.3723
11161 | Loma Linda University | 10206 | Loma Linda University Cogen | Commercial CHP | CA | GEN3 | 1.2 | 1.2 | Natural Gas Fired Combined Cycle | NG | CA | 7 | 2014 | 2 | 1980 | SAN BERNARDINO | 34.0504 | -117.2484
18587 | Sierra Power Corp | 50068 | Sierra Power | Industrial CHP | CA | WEST | 7.5 | 7 | Wood/Wood Waste Biomass | WDS | ST | 7 | 2014 | 12 | 1985 | TULARE | 35.9542 | -119.0461
57196 | Trinity Oaks Energy LLC | 57877 | Trinity Oaks Energy | IPP Non-CHP | TX | UNT1 | 1.6 | 1.5 | Landfill Gas | LFG | IC | 7 | 2014 | 2 | 2009 | Dallas | 32.6903 | -96.6303
57196 | Trinity Oaks Energy LLC | 57877 | Trinity Oaks Energy | IPP Non-CHP | TX | UNT2 | 1.6 | 1.5 | Landfill Gas | LFG | IC | 7 | 2014 | 2 | 2009 | Dallas | 32.6903 | -96.6303
57195 | Fort Worth Methane LLC | 57878 | Fort Worth Methane | IPP Non-CHP | TX | UNT1 | 1.6 | 1.5 | Landfill Gas | LFG | IC | 7 | 2014 | 12 | 2006 | Tarrant | 32.79 | -97.2433
58300 | Ameresco Select Inc | 58365 | CJTS Energy Center | Commercial Non-CHP | CT | UNIT1 | 0.2 | 0.2 | Other Natural Gas | NG | FC | 7 | 2014 | 11 | 2001 | MIddlesex | 41.5528 | -72.625
58300 | Ameresco Select Inc | 58365 | CJTS Energy Center | Commercial Non-CHP | CT | UNIT2 | 0.2 | 0.2 | Other Natural Gas | NG | FC | 7 | 2014 | 11 | 2001 | MIddlesex | 41.5528 | -72.625
58300 | Ameresco Select Inc | 58365 | CJTS Energy Center | Commercial Non-CHP | CT | UNIT3 | 0.2 | 0.2 | Other Natural Gas | NG | FC | 7 | 2014 | 11 | 2001 | MIddlesex | 41.5528 | -72.625
58300 | Ameresco Select Inc | 58365 | CJTS Energy Center | Commercial Non-CHP | CT | UNIT5 | 0.2 | 0.2 | Other Natural Gas | NG | FC | 7 | 2014 | 11 | 2001 | MIddlesex | 41.5528 | -72.625
18642 | Tennessee Valley Authority | 1379 | Shawnee | Electric Utility | KY | 10 | 175 | 124 | Conventional Steam Coal | BIT | ST | 6 | 2014 | 10 | 1956 | McCracken | 37.1517 | -88.775
4161 | Constellation Power Source Gen | 1559 | Riverside (MD) | IPP Non-CHP | MD | GT6 | 135 | 115 | Natural Gas Fired Combustion Turbine | NG | GT | 6 | 2014 | 4 | 1970 | Baltimore | 39.2369 | -76.5133
58185 | FirstLight Power Resources, Inc. - MA | 1606 | Mount Tom | IPP Non-CHP | MA | 1 | 136 | 143.6 | Conventional Steam Coal | BIT | ST | 6 | 2014 | 11 | 1960 | Hampden | 42.2806 | -72.6055
59928 | Footprint Salem Harbor Development LP | 1626 | Salem Harbor | IPP Non-CHP | MA | 1 | 81.9 | 79.7 | Conventional Steam Coal | BIT | ST | 6 | 2014 | 1 | 1952 | Essex | 42.5256 | -70.8772
59928 | Footprint Salem Harbor Development LP | 1626 | Salem Harbor | IPP Non-CHP | MA | 2 | 82 | 78 | Conventional Steam Coal | BIT | ST | 6 | 2014 | 9 | 1952 | Essex | 42.5256 | -70.8772
59928 | Footprint Salem Harbor Development LP | 1626 | Salem Harbor | IPP Non-CHP | MA | 3 | 165.7 | 149.8 | Conventional Steam Coal | BIT | ST | 6 | 2014 | 8 | 1958 | Essex | 42.5256 | -70.8772
59928 | Footprint Salem Harbor Development LP | 1626 | Salem Harbor | IPP Non-CHP | MA | 4 | 475.5 | 436.8 | Petroleum Liquids | RFO | ST | 6 | 2014 | 12 | 1972 | Essex | 42.5256 | -70.8772
56606 | Calpine New Jersey Generation LLC | 2384 | Deepwater | IPP Non-CHP | NJ | 1 | 81.6 | 78.9 | Natural Gas Steam Turbine | NG | ST | 6 | 2014 | 12 | 1958 | Salem | 39.6831 | -75.5083
56606 | Calpine New Jersey Generation LLC | 2384 | Deepwater | IPP Non-CHP | NJ | 6 | 73.5 | 81.2 | Natural Gas Steam Turbine | NG | ST | 6 | 2014 | 12 | 1954 | Salem | 39.6831 | -75.5083
15147 | PSEG Fossil LLC | 2399 | PSEG Burlington Generating Station | IPP Non-CHP | NJ | 91 | 41.8 | 46.6 | Petroleum Liquids | DFO | GT | 6 | 2014 | 5 | 1972 | Burlington | 40.0766 | -74.8792
15147 | PSEG Fossil LLC | 2399 | PSEG Burlington Generating Station | IPP Non-CHP | NJ | 92 | 41.8 | 47.3 | Petroleum Liquids | DFO | GT | 6 | 2014 | 5 | 1972 | Burlington | 40.0766 | -74.8792
15147 | PSEG Fossil LLC | 2399 | PSEG Burlington Generating Station | IPP Non-CHP | NJ | 93 | 41.8 | 46.8 | Petroleum Liquids | DFO | GT | 6 | 2014 | 5 | 1972 | Burlington | 40.0766 | -74.8792
15147 | PSEG Fossil LLC | 2399 | PSEG Burlington Generating Station | IPP Non-CHP | NJ | 94 | 41.8 | 46 | Petroleum Liquids | DFO | GT | 6 | 2014 | 5 | 1972 | Burlington | 40.0766 | -74.8792
17235 | NRG REMA LLC | 3113 | Portland (PA) | IPP Non-CHP | PA | 1 | 172 | 151 | Petroleum Liquids | DFO | ST | 6 | 2014 | 10 | 1958 | Northampton | 40.9102 | -75.0794
13809 | NorthWestern Energy - (SD) | 3343 | Highmore | Electric Utility | SD | 1 | 0.6 | 0.6 | Petroleum Liquids | DFO | IC | 6 | 2014 | 1 | 1948 | Hyde | 44.5217 | -99.5269
13809 | NorthWestern Energy - (SD) | 3343 | Highmore | Electric Utility | SD | 2 | 1.3 | 1.3 | Petroleum Liquids | DFO | IC | 6 | 2014 | 1 | 1960 | Hyde | 44.5217 | -99.5269
13809 | NorthWestern Energy - (SD) | 3343 | Highmore | Electric Utility | SD | 3 | 2.7 | 2.6 | Petroleum Liquids | DFO | IC | 6 | 2014 | 10 | 1970 | Hyde | 44.5217 | -99.5269
13809 | NorthWestern Energy - (SD) | 3347 | Redfield | Electric Utility | SD | 1 | 1.3 | 1.3 | Natural Gas Internal Combustion Engine | NG | IC | 6 | 2014 | 9 | 1962 | Spink | 44.8769 | -98.5242
13809 | NorthWestern Energy - (SD) | 3347 | Redfield | Electric Utility | SD | 2 | 1.3 | 1.3 | Natural Gas Internal Combustion Engine | NG | IC | 6 | 2014 | 9 | 1962 | Spink | 44.8769 | -98.5242
13809 | NorthWestern Energy - (SD) | 3347 | Redfield | Electric Utility | SD | 3 | 1.3 | 1.3 | Natural Gas Internal Combustion Engine | NG | IC | 6 | 2014 | 9 | 1962 | Spink | 44.8769 | -98.5242
18642 | Tennessee Valley Authority | 3405 | John Sevier | Electric Utility | TN | 3 | 200 | 176 | Conventional Steam Coal | BIT | ST | 6 | 2014 | 2 | 1956 | Hawkins | 36.3767 | -82.9639
18642 | Tennessee Valley Authority | 3405 | John Sevier | Electric Utility | TN | 4 | 200 | 176 | Conventional Steam Coal | BIT | ST | 6 | 2014 | 10 | 1957 | Hawkins | 36.3767 | -82.9639
12298 | City of Menasha - (WI) | 4127 | Menasha | IPP CHP | WI | 3 | 7.5 | 7.5 | Conventional Steam Coal | SUB | ST | 6 | 2014 | 12 | 1954 | WINNEBAGO | 44.2 | -88.4582
12298 | City of Menasha - (WI) | 4127 | Menasha | IPP CHP | WI | 4 | 13.6 | 12.5 | Conventional Steam Coal | SUB | ST | 6 | 2014 | 12 | 1964 | WINNEBAGO | 44.2 | -88.4582
12298 | City of Menasha - (WI) | 4127 | Menasha | IPP CHP | WI | 5 | 6.9 | 6.9 | Conventional Steam Coal | SUB | ST | 6 | 2014 | 10 | 2006 | WINNEBAGO | 44.2 | -88.4582
12298 | City of Menasha - (WI) | 4127 | Menasha | IPP CHP | WI | IC1 | 1 | 1 | Petroleum Liquids | DFO | IC | 6 | 2014 | 0 | 1949 | WINNEBAGO | 44.2 | -88.4582
57145 | Louisiana Sugar Refining LLC | 10301 | Louisiana Sugar Refining | Industrial CHP | LA | GEN1 | 0.7 | 0.6 | Natural Gas Steam Turbine | NG | ST | 6 | 2014 | 9 | 1930 | St James | 30.0497 | -90.6839
14395 | Palm Springs City of | 50674 | Municipal Cogen Plant | Commercial Non-CHP | CA | GEN1 | 0.7 | 0.6 | Natural Gas Internal Combustion Engine | NG | IC | 6 | 2014 | 5 | 1985 | Riverside | 33.8247 | -116.5106
14395 | Palm Springs City of | 50674 | Municipal Cogen Plant | Commercial Non-CHP | CA | GEN2 | 0.7 | 0.6 | Natural Gas Internal Combustion Engine | NG | IC | 6 | 2014 | 5 | 1985 | Riverside | 33.8247 | -116.5106
5036 | City of Delta - (CO) | 496 | Delta (CO) | Electric Utility | CO | 1 | 0.8 | 0.8 | Natural Gas Internal Combustion Engine | NG | IC | 5 | 2014 | 10 | 1945 | Delta | 38.7314 | -108.0708
5036 | City of Delta - (CO) | 496 | Delta (CO) | Electric Utility | CO | 2 | 0.4 | 0.4 | Natural Gas Internal Combustion Engine | NG | IC | 5 | 2014 | 10 | 1939 | Delta | 38.7314 | -108.0708
5036 | City of Delta - (CO) | 496 | Delta (CO) | Electric Utility | CO | 3 | 0.1 | 0.1 | Petroleum Liquids | DFO | IC | 5 | 2014 | 10 | 1938 | Delta | 38.7314 | -108.0708
5036 | City of Delta - (CO) | 496 | Delta (CO) | Electric Utility | CO | 4 | 0.1 | 0.1 | Petroleum Liquids | DFO | IC | 5 | 2014 | 10 | 1937 | Delta | 38.7314 | -108.0708
5036 | City of Delta - (CO) | 496 | Delta (CO) | Electric Utility | CO | 5 | 0.1 | 0.1 | Petroleum Liquids | DFO | IC | 5 | 2014 | 10 | 1937 | Delta | 38.7314 | -108.0708
5036 | City of Delta - (CO) | 496 | Delta (CO) | Electric Utility | CO | 6 | 1.2 | 1.2 | Natural Gas Internal Combustion Engine | NG | IC | 5 | 2014 | 10 | 1949 | Delta | 38.7314 | -108.0708
5036 | City of Delta - (CO) | 496 | Delta (CO) | Electric Utility | CO | 7 | 2.1 | 1.8 | Natural Gas Internal Combustion Engine | NG | IC | 5 | 2014 | 10 | 1956 | Delta | 38.7314 | -108.0708
3040 | City of Carmi - (IL) | 937 | Carmi | Electric Utility | IL | 6 | 0.7 | 0.5 | Petroleum Liquids | DFO | IC | 5 | 2014 | 88 | 1939 | White | 38.0967 | -88.1631
1179 | Emera Maine | 1466 | Bar Harbor | Electric Utility | ME | 2 | 2 | 2 | Petroleum Liquids | DFO | IC | 5 | 2014 | 11 | 1961 | Hancock | 44.3817 | -68.2869
1179 | Emera Maine | 1466 | Bar Harbor | Electric Utility | ME | 4 | 2 | 2 | Petroleum Liquids | DFO | IC | 5 | 2014 | 11 | 1961 | Hancock | 44.3817 | -68.2869
55768 | RC Cape May Holdings LLC | 2378 | B L England | IPP Non-CHP | NJ | 1 | 136 | 113 | Conventional Steam Coal | BIT | ST | 5 | 2014 | 10 | 1962 | Cape May | 39.2908 | -74.6364
14165 | NRG Power Midwest LP | 3096 | Brunot Island | IPP Non-CHP | PA | 1B | 25.5 | 15 | Petroleum Liquids | DFO | GT | 5 | 2014 | 3 | 1972 | Allegheny | 40.4649 | -80.0438
14165 | NRG Power Midwest LP | 3096 | Brunot Island | IPP Non-CHP | PA | 1C | 25.5 | 15 | Petroleum Liquids | DFO | GT | 5 | 2014 | 3 | 1972 | Allegheny | 40.4649 | -80.0438
221 | Alaska Village Elec Coop, Inc | 6348 | Togiak | Electric Utility | AK | 4a | 0.5 | 0.5 | Petroleum Liquids | DFO | IC | 5 | 2014 | 9 | 2004 | Dillingham | 59.2281 | -160.385
900 | Asbury Park Press Inc | 10157 | Asbury Park Press | Industrial CHP | NJ | ENG1 | 0.7 | 0.7 | Natural Gas Internal Combustion Engine | NG | IC | 5 | 2014 | 5 | 1987 | Monmouth | 40.2233 | -74.09
900 | Asbury Park Press Inc | 10157 | Asbury Park Press | Industrial CHP | NJ | ENG2 | 0.7 | 0.7 | Natural Gas Internal Combustion Engine | NG | IC | 5 | 2014 | 5 | 1987 | Monmouth | 40.2233 | -74.09
9384 | International Paper Co-Courtld | 50245 | International Paper Courtland Mill | Industrial CHP | AL | ABB | 61.2 | 62 | Wood/Wood Waste Biomass | BLQ | ST | 5 | 2014 | 4 | 1991 | Lawrence | 34.735 | -87.3108
9384 | International Paper Co-Courtld | 50245 | International Paper Courtland Mill | Industrial CHP | AL | GE | 27.5 | 27 | Wood/Wood Waste Biomass | BLQ | ST | 5 | 2014 | 5 | 1993 | Lawrence | 34.735 | -87.3108
58945 | EthosEnergy Power Plant Services | 54658 | Quantum Auburndale Power LP | IPP CHP | FL | CT | 121.5 | 111.3 | Natural Gas Fired Combined Cycle | NG | CT | 5 | 2014 | 4 | 1994 | Polk | 28.0542 | -81.8058
58945 | EthosEnergy Power Plant Services | 54658 | Quantum Auburndale Power LP | IPP CHP | FL | ST | 52 | 44 | Natural Gas Fired Combined Cycle | NG | CA | 5 | 2014 | 4 | 1994 | Polk | 28.0542 | -81.8058
57254 | MM Milliken Genco LLC | 56171 | Milliken Plant | IPP Non-CHP | CA | UNT1 | 1.1 | 1.1 | Landfill Gas | LFG | IC | 5 | 2014 | 7 | 2003 | San Bernardino | 34.0372 | -117.5569
57254 | MM Milliken Genco LLC | 56171 | Milliken Plant | IPP Non-CHP | CA | UNT2 | 1.1 | 1.1 | Landfill Gas | LFG | IC | 5 | 2014 | 7 | 2003 | San Bernardino | 34.0372 | -117.5569
58793 | Missouri University of Science and Technology | 58923 | Missouri S&T - Power Plant | IPP Non-CHP | MO | 500K | 0.5 | 0.2 | Conventional Steam Coal | BIT | ST | 5 | 2014 | 1 | 1951 | Phelps | 37.9539 | -91.7744
5107 | City of Detroit - (MI) | 1822 | Mistersky | Electric Utility | MI | 6 | 50 | 50 | Natural Gas Steam Turbine | NG | ST | 4 | 2014 | 8 | 1958 | Wayne | 42.3039 | -83.0903
5107 | City of Detroit - (MI) | 1822 | Mistersky | Electric Utility | MI | 7 | 60 | 60 | Natural Gas Steam Turbine | NG | ST | 4 | 2014 | 1 | 1979 | Wayne | 42.3039 | -83.0903
5107 | City of Detroit - (MI) | 1822 | Mistersky | Electric Utility | MI | GT1 | 35 | 25 | Petroleum Liquids | DFO | GT | 4 | 2014 | 12 | 1974 | Wayne | 42.3039 | -83.0903
3989 | City of Colorado Springs - (CO) | 7730 | SECC | Electric Utility | CO | 1 | 1.5 | 1.1 | Petroleum Liquids | DFO | IC | 4 | 2014 | 1 | 1998 | El Paso | 38.8817 | -104.8181
19433 | Union Carbide C&P-Charleston | 50151 | Union Carbide South Charleston | Industrial CHP | WV | GEN8 | 6 | 5.6 | Natural Gas Steam Turbine | NG | ST | 4 | 2014 | 11 | 1953 | Kanawha | 38.3688 | -81.6786
20511 | Weyerhaeuser Co NR, New Bern CF | 50188 | Weyerhaeuser New Bern NC | Industrial CHP | NC | TG1 | 29.7 | 29.7 | Wood/Wood Waste Biomass | BLQ | ST | 4 | 2014 | 12 | 1969 | Craven | 35.212 | -77.1144
12411 | Miami Dade Water & Sewer Dept | 54624 | South District Wastewater Treatment Plt | Commercial CHP | FL | 2 | 0.9 | 0.8 | All Other | OTH | OT | 4 | 2014 | 3 | 1991 | Miami Dade | 25.5498 | -80.3363
12411 | Miami Dade Water & Sewer Dept | 54624 | South District Wastewater Treatment Plt | Commercial CHP | FL | 3 | 0.9 | 0.8 | All Other | OTH | OT | 4 | 2014 | 3 | 1991 | Miami Dade | 25.5498 | -80.3363
56965 | Auburn Energy, LLC | 57636 | Auburn LFG Energy Facility | IPP Non-CHP | NY | 2 | 1.1 | 1.1 | Landfill Gas | LFG | IC | 4 | 2014 | 1 | 2010 | Cayuga | 42.9442 | -76.5853
9417 | Interstate Power and Light Co | 1047 | Lansing | Electric Utility | IA | IC1 | 1 | 1.2 | Petroleum Liquids | DFO | IC | 3 | 2014 | 1 | 1970 | Allamakee | 43.3359 | -91.1675
9417 | Interstate Power and Light Co | 1047 | Lansing | Electric Utility | IA | IC2 | 1 | 1.1 | Petroleum Liquids | DFO | IC | 3 | 2014 | 1 | 1971 | Allamakee | 43.3359 | -91.1675
4254 | Consumers Energy Co | 1696 | B E Morrow | Electric Utility | MI | A | 18 | 13 | Natural Gas Fired Combustion Turbine | NG | GT | 3 | 2014 | 12 | 1968 | Kalamazoo | 42.2802 | -85.4925
4254 | Consumers Energy Co | 1696 | B E Morrow | Electric Utility | MI | B | 18 | 11 | Natural Gas Fired Combustion Turbine | NG | GT | 3 | 2014 | 7 | 1969 | Kalamazoo | 42.2802 | -85.4925
56155 | Lansing Board of Water and Light | 1831 | Eckert Station | Electric Utility | MI | 2 | 44 | 31.6 | Conventional Steam Coal | SUB | ST | 3 | 2014 | 6 | 1958 | Ingham | 42.7184 | -84.5581
13949 | City of Oberlin - (OH) | 2933 | Oberlin (OH) | Electric Utility | OH | 5 | 2 | 2 | Natural Gas Internal Combustion Engine | NG | IC | 3 | 2014 | 1 | 1951 | Lorain | 41.2836 | -82.2194
14165 | NRG Power Midwest LP | 3098 | Elrama Power Plant | IPP Non-CHP | PA | 1 | 100 | 93 | Conventional Steam Coal | BIT | ST | 3 | 2014 | 4 | 1952 | Washington | 40.2518 | -79.918
14165 | NRG Power Midwest LP | 3098 | Elrama Power Plant | IPP Non-CHP | PA | 2 | 100 | 93 | Conventional Steam Coal | BIT | ST | 3 | 2014 | 1 | 1953 | Washington | 40.2518 | -79.918
14165 | NRG Power Midwest LP | 3098 | Elrama Power Plant | IPP Non-CHP | PA | 3 | 125 | 103 | Conventional Steam Coal | BIT | ST | 3 | 2014 | 9 | 1954 | Washington | 40.2518 | -79.918
14165 | NRG Power Midwest LP | 3098 | Elrama Power Plant | IPP Non-CHP | PA | 4 | 185 | 171 | Conventional Steam Coal | BIT | ST | 3 | 2014 | 10 | 1960 | Washington | 40.2518 | -79.918
19545 | Black Hills Power, Inc. d/b/a Black Hills Energy | 3325 | Ben French | Electric Utility | SD | ST1 | 25 | 21.6 | Conventional Steam Coal | SUB | ST | 3 | 2014 | 4 | 1960 | Pennington | 44.0872 | -103.261
2176 | Brazos River Authority | 3557 | Morris Sheppard | Electric Utility | TX | 1 | 11.3 | 12 | Conventional Hydroelectric | WAT | HY | 3 | 2014 | 5 | 1942 | Palo Pinto | 32.8725 | -98.426
2176 | Brazos River Authority | 3557 | Morris Sheppard | Electric Utility | TX | 2 | 11.3 | 12 | Conventional Hydroelectric | WAT | HY | 3 | 2014 | 5 | 1942 | Palo Pinto | 32.8725 | -98.426
19545 | Black Hills Power, Inc. d/b/a Black Hills Energy | 4150 | Neil Simpson | Electric Utility | WY | 5 | 21.7 | 14.6 | Conventional Steam Coal | SUB | ST | 3 | 2014 | 5 | 1959 | Campbell | 44.2872 | -105.3878
19545 | Black Hills Power, Inc. d/b/a Black Hills Energy | 4151 | Osage (WY) | Electric Utility | WY | 1 | 11.5 | 10.1 | Conventional Steam Coal | SUB | ST | 3 | 2014 | 1 | 1948 | Weston | 43.9703 | -104.4106
19545 | Black Hills Power, Inc. d/b/a Black Hills Energy | 4151 | Osage (WY) | Electric Utility | WY | 2 | 11.5 | 10.1 | Conventional Steam Coal | SUB | ST | 3 | 2014 | 1 | 1950 | Weston | 43.9703 | -104.4106
19545 | Black Hills Power, Inc. d/b/a Black Hills Energy | 4151 | Osage (WY) | Electric Utility | WY | 3 | 11.5 | 10.1 | Conventional Steam Coal | SUB | ST | 3 | 2014 | 1 | 1952 | Weston | 43.9703 | -104.4106
221 | Alaska Village Elec Coop, Inc | 6341 | Selawik | Electric Utility | AK | 3A | 0.8 | 0.8 | Petroleum Liquids | DFO | IC | 3 | 2014 | 6 | 1996 | Northwest Arctic | 66.5569 | -160.1431
19724 | Vanderbilt University | 52048 | Vanderbilt University Power Plant | Commercial CHP | TN | GEN2 | 4.5 | 4.5 | Conventional Steam Coal | BIT | ST | 3 | 2014 | 6 | 1989 | Davidson | 36.1459 | -86.8038
11146 | Hoover Inc | 55536 | Hoover Company | Industrial Non-CHP | TX | 0542 | 1.8 | 1.8 | Petroleum Liquids | DFO | IC | 3 | 2014 | 6 | 1997 | El Paso | 31.9022 | -106.5806
11146 | Hoover Inc | 55536 | Hoover Company | Industrial Non-CHP | TX | 0543 | 1.8 | 1.8 | Petroleum Liquids | DFO | IC | 3 | 2014 | 6 | 1997 | El Paso | 31.9022 | -106.5806
11146 | Hoover Inc | 55536 | Hoover Company | Industrial Non-CHP | TX | 0544 | 1.8 | 1.8 | Petroleum Liquids | DFO | IC | 3 | 2014 | 4 | 2002 | El Paso | 31.9022 | -106.5806
11146 | Hoover Inc | 55536 | Hoover Company | Industrial Non-CHP | TX | 0545 | 1.8 | 1.8 | Petroleum Liquids | DFO | IC | 3 | 2014 | 4 | 2002 | El Paso | 31.9022 | -106.5806
221 | Alaska Village Elec Coop, Inc | 57055 | Stebbins | Electric Utility | AK | UNIT1 | 0.5 | 0.5 | Petroleum Liquids | DFO | IC | 3 | 2014 | 10 | 2007 | Nome | 63.47 | -162.2489
221 | Alaska Village Elec Coop, Inc | 57055 | Stebbins | Electric Utility | AK | UNIT2 | 0.4 | 0.4 | Petroleum Liquids | DFO | IC | 3 | 2014 | 3 | 1992 | Nome | 63.47 | -162.2489
221 | Alaska Village Elec Coop, Inc | 57055 | Stebbins | Electric Utility | AK | UNIT3 | 0.3 | 0.3 | Petroleum Liquids | DFO | IC | 3 | 2014 | 5 | 1990 | Nome | 63.47 | -162.2489
55843 | Dynegy Morro Bay LLC | 259 | Dynegy Morro Bay LLC | IPP Non-CHP | CA | 1 | 169.1 | 163 | Natural Gas Steam Turbine | NG | ST | 2 | 2014 | 7 | 1956 | San Luis Obispo | 35.3722 | -120.8566
55843 | Dynegy Morro Bay LLC | 259 | Dynegy Morro Bay LLC | IPP Non-CHP | CA | 2 | 169.1 | 163 | Natural Gas Steam Turbine | NG | ST | 2 | 2014 | 10 | 1955 | San Luis Obispo | 35.3722 | -120.8566
55843 | Dynegy Morro Bay LLC | 259 | Dynegy Morro Bay LLC | IPP Non-CHP | CA | 3 | 359 | 337 | Natural Gas Steam Turbine | NG | ST | 2 | 2014 | 12 | 1962 | San Luis Obispo | 35.3722 | -120.8566
55843 | Dynegy Morro Bay LLC | 259 | Dynegy Morro Bay LLC | IPP Non-CHP | CA | 4 | 359 | 336 | Natural Gas Steam Turbine | NG | ST | 2 | 2014 | 8 | 1963 | San Luis Obispo | 35.3722 | -120.8566
1172 | Bancroft Municipal Utilities | 1125 | Bancroft | Electric Utility | IA | 4 | 0.3 | 0.3 | Petroleum Liquids | DFO | IC | 2 | 2014 | 1 | 1948 | Kossuth | 43.2926 | -94.2171
9231 | City of Independence - (MO) | 2132 | Blue Valley | Electric Utility | MO | GT1 | 61 | 50 | Natural Gas Fired Combustion Turbine | NG | GT | 2 | 2014 | 5 | 1976 | Jackson | 39.0919 | -94.3261
16183 | Rochester Gas & Electric Corp | 2644 | Rochester 9 | Electric Utility | NY | 2 | 19 | 14 | Natural Gas Fired Combustion Turbine | NG | GT | 2 | 2014 | 11 | 1969 | Monroe | 43.151 | -77.6601
3542 | Duke Energy Ohio Inc | 2830 | Walter C Beckjord | Electric Utility | OH | 4 | 163.2 | 150 | Conventional Steam Coal | BIT | ST | 2 | 2014 | 7 | 1958 | Clermont | 38.9917 | -84.2981
9617 | JEA | 7705 | Girvin Landfill | Electric Utility | FL | 1 | 3 | 3 | Landfill Gas | LFG | IC | 2 | 2014 | 7 | 1997 | Duval | 30.3356 | -81.4639
4362 | Corn Belt Energy Corporation | 7891 | Gillum | Electric Utility | IL | 1 | 2 | 1.8 | Petroleum Liquids | DFO | IC | 2 | 2014 | 6 | 2000 | McLean | 40.4728 | -88.9919
4362 | Corn Belt Energy Corporation | 7891 | Gillum | Electric Utility | IL | 2 | 2 | 1.8 | Petroleum Liquids | DFO | IC | 2 | 2014 | 6 | 2000 | McLean | 40.4728 | -88.9919
12411 | Miami Dade Water & Sewer Dept | 54624 | South District Wastewater Treatment Plt | Commercial CHP | FL | 1 | 0.9 | 0.8 | All Other | OTH | OT | 2 | 2014 | 3 | 1991 | Miami Dade | 25.5498 | -80.3363
15452 | PSEG Power Connecticut LLC | 568 | Bridgeport Station | IPP Non-CHP | CT | 2 | 163 |  | Petroleum Liquids | RFO | ST | 1 | 2014 | 8 | 1961 | Fairfield | 41.1706 | -73.1844
9332 | Indian River Operations Inc | 594 | Indian River Generating Station | IPP Non-CHP | DE | 3 | 176.8 | 165 | Conventional Steam Coal | BIT | ST | 1 | 2014 | 3 | 1970 | Sussex | 38.5857 | -75.2341
19547 | Hawaiian Electric Co Inc | 764 | Honolulu | Electric Utility | HI | H8 | 50 | 48.6 | Petroleum Liquids | RFO | ST | 1 | 2014 | 12 | 1954 | Honolulu | 21.3068 | -157.8819
19547 | Hawaiian Electric Co Inc | 764 | Honolulu | Electric Utility | HI | H9 | 54.4 | 51.7 | Petroleum Liquids | RFO | ST | 1 | 2014 | 11 | 1957 | Honolulu | 21.3068 | -157.8819
3900 | City of Coggon - (IA) | 1132 | Coggon | Electric Utility | IA | 4 | 0.6 | 0.6 | Petroleum Liquids | DFO | IC | 1 | 2014 | 10 | 1987 | Linn | 42.2808 | -91.5327
911 | City of Ashland - (KS) | 1259 | Ashland | Electric Utility | KS | 4 | 1.2 | 1.1 | Petroleum Liquids | DFO | IC | 1 | 2014 | 4 | 1958 | Clark | 37.1938 | -99.7631
7651 | Greenwood Utilities Comm | 2063 | Wright | Electric Utility | MS | W1 | 7.5 | 8.3 | Natural Gas Steam Turbine | NG | ST | 1 | 2014 | 2 | 1948 | Leflore | 33.5166 | -90.1833
7651 | Greenwood Utilities Comm | 2063 | Wright | Electric Utility | MS | W2 | 5 | 5.3 | Natural Gas Steam Turbine | NG | ST | 1 | 2014 | 6 | 1952 | Leflore | 33.5166 | -90.1833
7651 | Greenwood Utilities Comm | 2063 | Wright | Electric Utility | MS | W3 | 5 | 5.3 | Natural Gas Steam Turbine | NG | ST | 1 | 2014 | 4 | 1955 | Leflore | 33.5166 | -90.1833
2010 | City of Bountiful | 3665 | Bountiful City | Electric Utility | UT | IC8 | 7 | 7 | Natural Gas Internal Combustion Engine | NG | IC | 1 | 2014 | 10 | 1986 | Davis | 40.8869 | -111.8853
4362 | Corn Belt Energy Corporation | 7888 | Parkside | Electric Utility | IL | 2 | 2 | 1.8 | Petroleum Liquids | DFO | IC | 1 | 2014 | 7 | 2000 | McLean | 40.5308 | -88.9839
4362 | Corn Belt Energy Corporation | 7888 | Parkside | Electric Utility | IL | 3 | 2 | 1.8 | Petroleum Liquids | DFO | IC | 1 | 2014 | 7 | 2000 | McLean | 40.5308 | -88.9839
4362 | Corn Belt Energy Corporation | 7888 | Parkside | Electric Utility | IL | 4 | 2 | 1.8 | Petroleum Liquids | DFO | IC | 1 | 2014 | 6 | 2002 | McLean | 40.5308 | -88.9839
327 | Air Liquide Large Industries U S LP | 10298 | Bayou Cogen Plant | Industrial CHP | TX | GEN1 | 75 | 65 | Natural Gas Fired Combustion Turbine | NG | GT | 1 | 2014 | 12 | 1984 | Harris | 29.6225 | -95.0458
56467 | Ampersand Gilman Hydro LP | 10608 | Gilman Mill | IPP Non-CHP | VT | GEN5 | 4 | 3.7 | Wood/Wood Waste Biomass | WDS | ST | 1 | 2014 | 2 | 1982 | Essex | 44.4122 | -71.7228
5050 | Energy Operation Group | 10850 | Mojave Cogen | IPP CHP | CA | GEN1 | 41.1 | 41 | Natural Gas Fired Combined Cycle | NG | CT | 1 | 2014 | 7 | 1990 | Kern | 35.032 | -117.7012
5050 | Energy Operation Group | 10850 | Mojave Cogen | IPP CHP | CA | GEN2 | 16 | 15.3 | Natural Gas Fired Combined Cycle | NG | CA | 1 | 2014 | 7 | 1990 | Kern | 35.032 | -117.7012
4129 | Colmac Clarion Inc | 54144 | Piney Creek Project | IPP Non-CHP | PA | GEN1 | 36.2 | 32.5 | Conventional Steam Coal | WC | ST | 1 | 2014 | 11 | 1992 | CLARION | 41.1764 | -79.4414
24205 | Sinclair Oil Corp | 54374 | Sinclair Oil Refinery | Industrial CHP | WY | NO1 | 0.4 | 0.4 | Natural Gas Steam Turbine | NG | ST | 1 | 2014 | 1 | 1925 | Carbon | 41.7795 | -107.1097
58549 | County of Alameda GSA | 58625 | Santa Rita Jail | IPP Non-CHP | CA | SRJPV | 0.8 | 0.7 | Solar Photovoltaic | SUN | PV | 1 | 2014 | 9 | 2001 | Alameda | 37.7192 | -121.8869
59606 | Westminster Place | 59830 | Westminster Place | Commercial Non-CHP | IL | GEN1 | 2.4 | 2.4 | Natural Gas Fired Combustion Turbine | NG | GT | 1 | 2014 | 1 | 2001 | Cook | 42.0574 | -87.7223
814 | Entergy Arkansas Inc | 167 | Cecil Lynch | Electric Utility | AR | 3 | 156.2 | 110 | Natural Gas Steam Turbine | NG | ST | 12 | 2013 | 6 | 1954 | Pulaski | 34.7535 | -92.1987
814 | Entergy Arkansas Inc | 169 | Harvey Couch | Electric Utility | AR | 2 | 156.2 | 123 | Natural Gas Steam Turbine | NG | ST | 12 | 2013 | 8 | 1954 | Lafayette | 33.3592 | -93.4649
814 | Entergy Arkansas Inc | 170 | Lake Catherine | Electric Utility | AR | 1 | 40 | 47 | Natural Gas Steam Turbine | NG | ST | 12 | 2013 | 4 | 1950 | Hot Spring | 34.4341 | -92.9049
814 | Entergy Arkansas Inc | 170 | Lake Catherine | Electric Utility | AR | 2 | 40 | 45 | Natural Gas Steam Turbine | NG | ST | 12 | 2013 | 8 | 1950 | Hot Spring | 34.4341 | -92.9049
814 | Entergy Arkansas Inc | 170 | Lake Catherine | Electric Utility | AR | 3 | 119.5 | 96 | Natural Gas Steam Turbine | NG | ST | 12 | 2013 | 4 | 1953 | Hot Spring | 34.4341 | -92.9049
814 | Entergy Arkansas Inc | 171 | Mabelvale | Electric Utility | AR | 2 | 19.5 | 14 | Natural Gas Fired Combustion Turbine | NG | GT | 12 | 2013 | 12 | 1970 | Pulaski | 34.636 | -92.4096
814 | Entergy Arkansas Inc | 171 | Mabelvale | Electric Utility | AR | 4 | 19.5 | 14 | Natural Gas Fired Combustion Turbine | NG | GT | 12 | 2013 | 12 | 1970 | Pulaski | 34.636 | -92.4096
56146 | Black Hills/Colorado Elec.Util | 460 | Pueblo | Electric Utility | CO | 5 | 7.5 | 7 | Natural Gas Steam Turbine | NG | ST | 12 | 2013 | 7 | 2001 | Pueblo | 38.2667 | -104.6144
56146 | Black Hills/Colorado Elec.Util | 460 | Pueblo | Electric Utility | CO | 6 | 15 | 15 | Natural Gas Steam Turbine | NG | ST | 12 | 2013 | 7 | 1949 | Pueblo | 38.2667 | -104.6144
56146 | Black Hills/Colorado Elec.Util | 462 | W N Clark | Electric Utility | CO | 1 | 18.7 | 16 | Conventional Steam Coal | BIT | ST | 12 | 2013 | 9 | 1955 | Fremont | 38.4344 | -105.25
56146 | Black Hills/Colorado Elec.Util | 462 | W N Clark | Electric Utility | CO | 2 | 25 | 24.9 | Conventional Steam Coal | BIT | ST | 12 | 2013 | 1 | 1959 | Fremont | 38.4344 | -105.25
15466 | Public Service Co of Colorado | 465 | Arapahoe | Electric Utility | CO | 3 | 40 | 35 | Conventional Steam Coal | SUB | ST | 12 | 2013 | 6 | 1951 | Denver | 39.67 | -105.0028
15466 | Public Service Co of Colorado | 465 | Arapahoe | Electric Utility | CO | 4 | 112.5 | 109 | Conventional Steam Coal | SUB | ST | 12 | 2013 | 6 | 1955 | Denver | 39.67 | -105.0028
56152 | New Smyrna Beach Utilities Commission | 679 | Smith Street | Electric Utility | FL | 10 | 2 | 2 | Petroleum Liquids | DFO | IC | 12 | 2013 | 1 | 1967 | Volusia | 29.0219 | -80.9644
56152 | New Smyrna Beach Utilities Commission | 679 | Smith Street | Electric Utility | FL | 11 | 2 | 2 | Petroleum Liquids | DFO | IC | 12 | 2013 | 1 | 1967 | Volusia | 29.0219 | -80.9644
56152 | New Smyrna Beach Utilities Commission | 679 | Smith Street | Electric Utility | FL | 3 | 0.8 | 0.8 | Petroleum Liquids | DFO | IC | 12 | 2013 | 1 | 1946 | Volusia | 29.0219 | -80.9644
56152 | New Smyrna Beach Utilities Commission | 679 | Smith Street | Electric Utility | FL | 4 | 1 | 1 | Petroleum Liquids | DFO | IC | 12 | 2013 | 1 | 1950 | Volusia | 29.0219 | -80.9644
56152 | New Smyrna Beach Utilities Commission | 679 | Smith Street | Electric Utility | FL | 6 | 1.8 | 1.8 | Petroleum Liquids | DFO | IC | 12 | 2013 | 1 | 1955 | Volusia | 29.0219 | -80.9644
56152 | New Smyrna Beach Utilities Commission | 679 | Smith Street | Electric Utility | FL | 7 | 1.8 | 1.8 | Petroleum Liquids | DFO | IC | 12 | 2013 | 1 | 1956 | Volusia | 29.0219 | -80.9644
56152 | New Smyrna Beach Utilities Commission | 679 | Smith Street | Electric Utility | FL | 8 | 1.1 | 1.1 | Petroleum Liquids | DFO | IC | 12 | 2013 | 1 | 1960 | Volusia | 29.0219 | -80.9644
56152 | New Smyrna Beach Utilities Commission | 679 | Smith Street | Electric Utility | FL | 9 | 2 | 2 | Petroleum Liquids | DFO | IC | 12 | 2013 | 1 | 1967 | Volusia | 29.0219 | -80.9644
56152 | New Smyrna Beach Utilities Commission | 681 | W E Swoope | Electric Utility | FL | 2 | 0.9 | 0.9 | Petroleum Liquids | DFO | IC | 12 | 2013 | 11 | 1981 | Volusia | 29.0219 | -80.9644
56152 | New Smyrna Beach Utilities Commission | 681 | W E Swoope | Electric Utility | FL | 3 | 2 | 2 | Petroleum Liquids | DFO | IC | 12 | 2013 | 12 | 1982 | Volusia | 29.0219 | -80.9644
56152 | New Smyrna Beach Utilities Commission | 681 | W E Swoope | Electric Utility | FL | 4 | 2.2 | 2.2 | Petroleum Liquids | DFO | IC | 12 | 2013 | 12 | 1982 | Volusia | 29.0219 | -80.9644
18445 | City of Tallahassee - (FL) | 689 | S O Purdom | Electric Utility | FL | 7 | 50 | 48 | Natural Gas Steam Turbine | NG | ST | 12 | 2013 | 6 | 1966 | Wakulla | 30.1623 | -84.2007
15686 | Village of Rantoul - (IL) | 958 | Rantoul | Electric Utility | IL | 1 | 1.2 | 0.7 | Petroleum Liquids | DFO | IC | 12 | 2013 | 1 | 1951 | Champaign | 40.3122 | -88.1594
10542 | La Porte City Utilities | 1156 | La Porte | Electric Utility | IA | 2 | 1.1 | 1.1 | Petroleum Liquids | DFO | IC | 12 | 2013 | 10 | 1963 | Black Hawk | 42.3159 | -92.1928
10542 | La Porte City Utilities | 1156 | La Porte | Electric Utility | IA | 5 | 0.8 | 0.8 | Petroleum Liquids | DFO | IC | 12 | 2013 | 9 | 1956 | Black Hawk | 42.3159 | -92.1928
8490 | City of Herington - (KS) | 1283 | Herington | Electric Utility | KS | 1 | 2.1 | 1.6 | Petroleum Liquids | DFO | IC | 12 | 2013 | 2 | 1968 | Dickinson | 38.6658 | -96.9492
8490 | City of Herington - (KS) | 1283 | Herington | Electric Utility | KS | 2 | 1.4 | 1 | Petroleum Liquids | DFO | IC | 12 | 2013 | 5 | 1962 | Dickinson | 38.6658 | -96.9492
8490 | City of Herington - (KS) | 1283 | Herington | Electric Utility | KS | 3 | 4.3 | 3.1 | Petroleum Liquids | DFO | IC | 12 | 2013 | 5 | 1973 | Dickinson | 38.6658 | -96.9492
8490 | City of Herington - (KS) | 1283 | Herington | Electric Utility | KS | 5 | 1.1 | 0.9 | Petroleum Liquids | DFO | IC | 12 | 2013 | 4 | 1951 | Dickinson | 38.6658 | -96.9492
12524 | Midwest Energy Inc | 1334 | Great Bend - Midwest Energy | Electric Utility | KS | 1 | 1 | 1 | Natural Gas Internal Combustion Engine | NG | IC | 12 | 2013 | 1 | 1947 | Barton | 38.3708 | -98.7831
12524 | Midwest Energy Inc | 1334 | Great Bend - Midwest Energy | Electric Utility | KS | 2 | 1 | 1 | Natural Gas Internal Combustion Engine | NG | IC | 12 | 2013 | 1 | 1947 | Barton | 38.3708 | -98.7831
12524 | Midwest Energy Inc | 1334 | Great Bend - Midwest Energy | Electric Utility | KS | 3 | 1 | 1 | Natural Gas Internal Combustion Engine | NG | IC | 12 | 2013 | 1 | 1949 | Barton | 38.3708 | -98.7831
12524 | Midwest Energy Inc | 1334 | Great Bend - Midwest Energy | Electric Utility | KS | 4 | 1 | 1 | Natural Gas Internal Combustion Engine | NG | IC | 12 | 2013 | 1 | 1949 | Barton | 38.3708 | -98.7831
12524 | Midwest Energy Inc | 1334 | Great Bend - Midwest Energy | Electric Utility | KS | 5 | 3 | 3 | Natural Gas Internal Combustion Engine | NG | IC | 12 | 2013 | 1 | 1954 | Barton | 38.3708 | -98.7831
18315 | Sunflower Electric Power Corp | 1336 | Garden City | Electric Utility | KS | GC3 | 11.5 | 8.7 | Natural Gas Steam Turbine | NG | ST | 12 | 2013 | 5 | 1962 | Finney | 37.9703 | -100.8956
10171 | Kentucky Utilities Co | 1358 | Haefling | Electric Utility | KY | 3 | 20.7 | 12 | Natural Gas Fired Combustion Turbine | NG | GT | 12 | 2013 | 10 | 1970 | Fayette | 38.0794 | -84.5194
1009 | City of Austin - (MN) | 1960 | Austin Downtown | Electric Utility | MN | 5 | 6 | 5.4 | Natural Gas Fired Combustion Turbine | NG | GT | 12 | 2013 | 6 | 1961 | Mower | 43.6706 | -92.9693
5860 | Empire District Electric Co | 2076 | Asbury | Electric Utility | MO | 2 | 18.7 | 14.5 | Conventional Steam Coal | SUB | ST | 12 | 2013 | 4 | 1986 | Jasper | 37.3613 | -94.5893
803 | Arizona Public Service Co | 2442 | Four Corners | Electric Utility | NM | 1 | 190 | 170 | Conventional Steam Coal | BIT | ST | 12 | 2013 | 5 | 1963 | San Juan | 36.69 | -108.4814
803 | Arizona Public Service Co | 2442 | Four Corners | Electric Utility | NM | 2 | 190 | 170 | Conventional Steam Coal | BIT | ST | 12 | 2013 | 6 | 1963 | San Juan | 36.69 | -108.4814
803 | Arizona Public Service Co | 2442 | Four Corners | Electric Utility | NM | 3 | 253.4 | 220 | Conventional Steam Coal | BIT | ST | 12 | 2013 | 8 | 1964 | San Juan | 36.69 | -108.4814
55983 | Luminant Generation Company LLC | 8063 | DeCordova Steam Electric Station | IPP Non-CHP | TX | 1 | 799.2 | 771 | Natural Gas Steam Turbine | NG | ST | 12 | 2013 | 5 | 1975 | Hood | 32.4031 | -97.7006
12971 | Worcester Energy Partners Inc | 10165 | Worcester Energy | IPP Non-CHP | ME | GEN1 | 7.2 | 4 | Wood/Wood Waste Biomass | WDS | ST | 12 | 2013 | 3 | 1989 | Washington | 44.7353 | -68.0325
12971 | Worcester Energy Partners Inc | 10165 | Worcester Energy | IPP Non-CHP | ME | GEN2 | 18.6 | 13 | Wood/Wood Waste Biomass | WDS | ST | 12 | 2013 | 3 | 1989 | Washington | 44.7353 | -68.0325
57239 | Guadalupe Power LLC | 10390 | Guadalupe Power Plant | IPP Non-CHP | CA | 1 | 0.5 | 0.5 | Landfill Gas | LFG | IC | 12 | 2013 | 10 | 1983
57239 | Guadalupe Power LLC | 10390 | Guadalupe Power Plant | IPP Non-CHP | CA | 2 | 0.5 | 0.5 | Landfill Gas | LFG | IC | 12 | 2013 | 10 | 1983
57239 | Guadalupe Power LLC | 10390 | Guadalupe Power Plant | IPP Non-CHP | CA | 3 | 0.5 | 0.5 | Landfill Gas | LFG | IC | 12 | 2013 | 10 | 1983
57239 | Guadalupe Power LLC | 10390 | Guadalupe Power Plant | IPP Non-CHP | CA | 4 | 1.1 | 1 | Landfill Gas | LFG | IC | 12 | 2013 | 5 | 1987
56448 | Red Shield Acquisition LLC | 10700 | Red Shield Envir Old Town Facility | Industrial CHP | ME | TG2 | 3 | 3 | Petroleum Liquids | RFO | ST | 12 | 2013 | 7 | 1956 | Penobscot | 44.9181 | -68.6355
56448 | Red Shield Acquisition LLC | 10700 | Red Shield Envir Old Town Facility | Industrial CHP | ME | TG5 | 9.5 | 8.8 | Natural Gas Fired Combustion Turbine | NG | GT | 12 | 2013 | 12 | 2002 | Penobscot | 44.9181 | -68.6355
20508 | MeadWestvaco Corp | 50900 | Covington Facility | Industrial CHP | VA | GEN2 | 10.5 | 10.5 | Conventional Steam Coal | BIT | ST | 12 | 2013 | 1 | 1946 | Covington City | 37.7997 | -79.9947
12827 | Montclair State Univ Cogen | 54708 | Montclair Cogen Facility | Commercial CHP | NJ | 1 | 4.1 | 3.7 | Natural Gas Fired Combustion Turbine | NG | GT | 12 | 2013 | 7 | 1993
54844 | Modern Power LLC | 55142 | Modern Landfill Production Plant | IPP Non-CHP | PA | GEN2 | 3 | 3 | Landfill Gas | LFG | IC | 12 | 2013 | 5 | 1998 | York | 39.9578 | -76.7408
10878 | Leviton Manufacturing Inc | 55637 | Leviton Manufacturing | Industrial Non-CHP | TX | GEN1 | 1.8 | 1.8 | Petroleum Liquids | DFO | IC | 12 | 2013 | 5 | 2000
40 | Hospira Inc | 55788 | Hospira Inc | Industrial Non-CHP | NY | GEN1 | 1.1 | 1.1 | Natural Gas Internal Combustion Engine | NG | IC | 12 | 2013 | 1 | 1995
40 | Hospira Inc | 55788 | Hospira Inc | Industrial Non-CHP | NY | GEN2 | 1.1 | 1.1 | Natural Gas Internal Combustion Engine | NG | IC | 12 | 2013 | 1 | 1995
57207 | HC-50 MAIN STREET, LLC | 55829 | Millinocket Mill | Industrial CHP | ME | M1S1 | 15.6 | 14.5 | Petroleum Liquids | RFO | ST | 12 | 2013 | 7 | 1957 | Penobscot | 45.6576 | -68.7095
57207 | HC-50 MAIN STREET, LLC | 55829 | Millinocket Mill | Industrial CHP | ME | M1S2 | 15.6 | 14.5 | Petroleum Liquids | RFO | ST | 12 | 2013 | 7 | 1957 | Penobscot | 45.6576 | -68.7095
57207 | HC-50 MAIN STREET, LLC | 55829 | Millinocket Mill | Industrial CHP | ME | M1S3 | 31.5 | 29.3 | Petroleum Liquids | RFO | ST | 12 | 2013 | 7 | 1968 | Penobscot | 45.6576 | -68.7095
57207 | HC-50 MAIN STREET, LLC | 55829 | Millinocket Mill | Industrial CHP | ME | M1S4 | 23.5 | 21.8 | Petroleum Liquids | RFO | ST | 12 | 2013 | 7 | 1970 | Penobscot | 45.6576 | -68.7095
49841 | Colville Indian Plywood & Veneer | 56191 | Colville Indian Plywood & Veneer | Industrial Non-CHP | WA | Gen1 | 6.3 | 5 | Wood/Wood Waste Biomass | WDS | ST | 12 | 2013 | 11 | 2002 | Okanogan | 48.399 | -119.5089
49841 | Colville Indian Plywood & Veneer | 56191 | Colville Indian Plywood & Veneer | Industrial Non-CHP | WA | Gen2 | 9.4 | 7.5 | Wood/Wood Waste Biomass | WDS | ST | 12 | 2013 | 4 | 2002 | Okanogan | 48.399 | -119.5089
54767 | West Texas Renewables LP | 56402 | Westex Windpower Facility | IPP Non-CHP | TX | 1 | 7 | 7 | Onshore Wind Turbine | WND | WT | 12 | 2013 | 6 | 1999
58549 | County of Alameda GSA | 58625 | Santa Rita Jail | IPP Non-CHP | CA | SRJFC | 1 | 1 | Other Natural Gas | NG | FC | 12 | 2013 | 5 | 2006 | Alameda | 37.7192 | -121.8869
814 | Entergy Arkansas Inc | 173 | Robert E Ritchie | Electric Utility | AR | 2 | 544.6 | 544 | Natural Gas Steam Turbine | NG | ST | 11 | 2013 | 3 | 1968 | Phillips | 34.4629 | -90.5987
9230 | City of Independence - (IA) | 1149 | Independence (IA) | Electric Utility | IA | 1A | 1.8 | 1.8 | Petroleum Liquids | DFO | IC | 11 | 2013 | 8 | 2000
3258 | Central Iowa Power Cooperative | 1218 | Fair Station | Electric Utility | IA | 1 | 25 | 23 | Conventional Steam Coal | BIT | ST | 11 | 2013 | 1 | 1960 | MUSCATINE | 41.4569 | -90.8233
3258 | Central Iowa Power Cooperative | 1218 | Fair Station | Electric Utility | IA | 2 | 37.5 | 41 | Conventional Steam Coal | BIT | ST | 11 | 2013 | 4 | 1967 | MUSCATINE | 41.4569 | -90.8233
4254 | Consumers Energy Co | 1706 | Gaylord - Consumers | Electric Utility | MI | 4 | 16 | 12 | Natural Gas Fired Combustion Turbine | NG | GT | 11 | 2013 | 8 | 1966 | Otsego | 45.0306 | -84.7039
5109 | DTE Electric Company | 1727 | Dayton (MI) | Electric Utility | MI | 1 | 2 | 2 | Petroleum Liquids | DFO | IC | 11 | 2013 | 4 | 1966 | Wayne | 42.1758 | -83.5336
5109 | DTE Electric Company | 1727 | Dayton (MI) | Electric Utility | MI | 2 | 2 | 2 | Petroleum Liquids | DFO | IC | 11 | 2013 | 4 | 1966 | Wayne | 42.1758 | -83.5336
5109 | DTE Electric Company | 1727 | Dayton (MI) | Electric Utility | MI | 3 | 2 | 2 | Petroleum Liquids | DFO | IC | 11 | 2013 | 4 | 1966 | Wayne | 42.1758 | -83.5336
5109 | DTE Electric Company | 1727 | Dayton (MI) | Electric Utility | MI | 4 | 2 | 2 | Petroleum Liquids | DFO | IC | 11 | 2013 | 4 | 1966 | Wayne | 42.1758 | -83.5336
5109 | DTE Electric Company | 1727 | Dayton (MI) | Electric Utility | MI | 5 | 2 | 2 | Petroleum Liquids | DFO | IC | 11 | 2013 | 4 | 1966 | Wayne | 42.1758 | -83.5336
5109 | DTE Electric Company | 1731 | Harbor Beach | Electric Utility | MI | 1 | 121 | 95 | Conventional Steam Coal | BIT | ST | 11 | 2013 | 4 | 1968 | Huron | 43.8519 | -82.6436
5109 | DTE Electric Company | 1731 | Harbor Beach | Electric Utility | MI | IC1 | 2 | 2 | Petroleum Liquids | DFO | IC | 11 | 2013 | 12 | 1967 | Huron | 43.8519 | -82.6436
5109 | DTE Electric Company | 1731 | Harbor Beach | Electric Utility | MI | IC2 | 2 | 2 | Petroleum Liquids | DFO | IC | 11 | 2013 | 12 | 1967 | Huron | 43.8519 | -82.6436
3915 | Coldwater Board of Public Util | 1819 | Coldwater | Electric Utility | MI | IC5 | 6 | 6 | Natural Gas Internal Combustion Engine | NG | IC | 11 | 2013 | 5 | 1978 | Branch | 41.9322 | -84.9955
3046 | Duke Energy Progress - (NC) | 2713 | L V Sutton Steam | Electric Utility | NC | 1 | 112.5 | 97 | Conventional Steam Coal | BIT | ST | 11 | 2013 | 8 | 1954 | New Hanover | 34.2831 | -77.9853
3046 | Duke Energy Progress - (NC) | 2713 | L V Sutton Steam | Electric Utility | NC | 2 | 112.5 | 90 | Conventional Steam Coal | BIT | ST | 11 | 2013 | 5 | 1955 | New Hanover | 34.2831 | -77.9853
3046 | Duke Energy Progress - (NC) | 2713 | L V Sutton Steam | Electric Utility | NC | 3 | 446.6 | 366 | Conventional Steam Coal | BIT | ST | 11 | 2013 | 6 | 1972 | New Hanover | 34.2831 | -77.9853
17043 | City of Shelby - (OH) | 2943 | Shelby Municipal Light Plant | Electric Utility | OH | 1 | 12.5 | 12 | Conventional Steam Coal | BIT | ST | 11 | 2013 | 6 | 1968 | Richland | 40.88 | -82.6567
17043 | City of Shelby - (OH) | 2943 | Shelby Municipal Light Plant | Electric Utility | OH | 2 | 12.5 | 12 | Conventional Steam Coal | BIT | ST | 11 | 2013 | 5 | 1973 | Richland | 40.88 | -82.6567
17043 | City of Shelby - (OH) | 2943 | Shelby Municipal Light Plant | Electric Utility | OH | 4 | 7 | 7 | Conventional Steam Coal | BIT | ST | 11 | 2013 | 6 | 1954 | Richland | 40.88 | -82.6567
17539 | South Carolina Electric&Gas Company | 3280 | Canadys Steam | Electric Utility | SC | 2 | 136 | 115 | Conventional Steam Coal | BIT | ST | 11 | 2013 | 5 | 1964 | Colleton | 33.0647 | -80.6228
17539 | South Carolina Electric&Gas Company | 3280 | Canadys Steam | Electric Utility | SC | 3 | 217.6 | 180 | Conventional Steam Coal | BIT | ST | 11 | 2013 | 6 | 1967 | Colleton | 33.0647 | -80.6228
3213 | Cedar Rapids Hydro Dam | 10171 | 5 in 1 Dam Hydroelectric | IPP Non-CHP | IA | GEN1 | 0.7 | 0.7 | Conventional Hydroelectric | WAT | HY | 11 | 2013 | 11 | 1986
3213 | Cedar Rapids Hydro Dam | 10171 | 5 in 1 Dam Hydroelectric | IPP Non-CHP | IA | GEN2 | 0.7 | 0.7 | Conventional Hydroelectric | WAT | HY | 11 | 2013 | 11 | 1986
3213 | Cedar Rapids Hydro Dam | 10171 | 5 in 1 Dam Hydroelectric | IPP Non-CHP | IA | GEN3 | 0.7 | 0.7 | Conventional Hydroelectric | WAT | HY | 11 | 2013 | 11 | 1986
25049 | Gas Recovery Systems Inc | 10388 | GRS Newby I | IPP Non-CHP | CA | 1 | 0.5 | 0.5 | Landfill Gas | LFG | IC | 11 | 2013 | 9 | 1984 | Santa Clara | 37.4567 | -121.9419
25049 | Gas Recovery Systems Inc | 10388 | GRS Newby I | IPP Non-CHP | CA | 2 | 0.5 | 0.5 | Landfill Gas | LFG | IC | 11 | 2013 | 9 | 1984 | Santa Clara | 37.4567 | -121.9419
25049 | Gas Recovery Systems Inc | 10388 | GRS Newby I | IPP Non-CHP | CA | 3 | 0.5 | 0.5 | Landfill Gas | LFG | IC | 11 | 2013 | 9 | 1984 | Santa Clara | 37.4567 | -121.9419
25049 | Gas Recovery Systems Inc | 10388 | GRS Newby I | IPP Non-CHP | CA | 4 | 0.5 | 0.5 | Landfill Gas | LFG | IC | 11 | 2013 | 9 | 1984 | Santa Clara | 37.4567 | -121.9419
57240 | Marsh Road Power LLC | 10391 | GRS Menlo Park | IPP Non-CHP | CA | 1 | 0.5 | 0.5 | Landfill Gas | LFG | IC | 11 | 2013 | 12 | 1982
57240 | Marsh Road Power LLC | 10391 | GRS Menlo Park | IPP Non-CHP | CA | 2 | 0.5 | 0.5 | Landfill Gas | LFG | IC | 11 | 2013 | 12 | 1982
57240 | Marsh Road Power LLC | 10391 | GRS Menlo Park | IPP Non-CHP | CA | 3 | 0.5 | 0.5 | Landfill Gas | LFG | IC | 11 | 2013 | 12 | 1982
57240 | Marsh Road Power LLC | 10391 | GRS Menlo Park | IPP Non-CHP | CA | 4 | 0.5 | 0.5 | Landfill Gas | LFG | IC | 11 | 2013 | 12 | 1982
16723 | Merck Sharp & Dohme Corp | 54970 | Merck Sharp & Dohme Cogen Facility | Commercial CHP | NJ | GEN1 | 3.7 | 3.4 | Natural Gas Fired Combustion Turbine | NG | GT | 11 | 2013 | 2 | 1994
16723 | Merck Sharp & Dohme Corp | 54970 | Merck Sharp & Dohme Cogen Facility | Commercial CHP | NJ | GEN2 | 4.4 | 4.2 | Natural Gas Fired Combustion Turbine | NG | GT | 11 | 2013 | 12 | 1999
57071 | Advanced Disposal Srvcs Mallard Ridge Landfill LLC | 55013 | Mallard Ridge Gas Recovery | Commercial Non-CHP | WI | GEN3 | 0.8 | 0.8 | Landfill Gas | LFG | IC | 11 | 2013 | 6 | 1997
54844 | Modern Power LLC | 55142 | Modern Landfill Production Plant | IPP Non-CHP | PA | GEN3 | 3 | 3 | Landfill Gas | LFG | IC | 11 | 2013 | 5 | 1998 | York | 39.9578 | -76.7408
54844 | Modern Power LLC | 55142 | Modern Landfill Production Plant | IPP Non-CHP | PA | GEN4 | 3 | 3 | Landfill Gas | LFG | IC | 11 | 2013 | 5 | 1998 | York | 39.9578 | -76.7408
6909 | Gainesville Regional Utilities | 664 | John R Kelly | Electric Utility | FL | 7 | 25 | 23.2 | Natural Gas Steam Turbine | NG | ST | 10 | 2013 | 8 | 1961 | Alachua | 29.6461 | -82.3208
6909 | Gainesville Regional Utilities | 664 | John R Kelly | Electric Utility | FL | GT1 | 16.3 | 14 | Natural Gas Fired Combustion Turbine | NG | GT | 10 | 2013 | 2 | 1968 | Alachua | 29.6461 | -82.3208
6909 | Gainesville Regional Utilities | 664 | John R Kelly | Electric Utility | FL | GT2 | 16.3 | 14 | Natural Gas Fired Combustion Turbine | NG | GT | 10 | 2013 | 9 | 1968 | Alachua | 29.6461 | -82.3208
6909 | Gainesville Regional Utilities | 664 | John R Kelly | Electric Utility | FL | GT3 | 16.3 | 14 | Natural Gas Fired Combustion Turbine | NG | GT | 10 | 2013 | 5 | 1969 | Alachua | 29.6461 | -82.3208
13756 | Northern Indiana Pub Serv Co | 996 | Dean H Mitchell | Electric Utility | IN | 9A | 16 | 17 | Natural Gas Fired Combustion Turbine | NG | GT | 10 | 2013 | 12 | 1966 | Lake | 41.6392 | -87.4069
4254 | Consumers Energy Co | 1719 | Thetford | Electric Utility | MI | 2 | 33.6 | 29 | Natural Gas Fired Combustion Turbine | NG | GT | 10 | 2013 | 1 | 1970 | Genesee | 43.1567 | -83.6286
4254 | Consumers Energy Co | 1719 | Thetford | Electric Utility | MI | 3 | 33.6 | 28 | Natural Gas Fired Combustion Turbine | NG | GT | 10 | 2013 | 6 | 1970 | Genesee | 43.1567 | -83.6286
4254 | Consumers Energy Co | 1719 | Thetford | Electric Utility | MI | 4 | 33.6 | 28 | Natural Gas Fired Combustion Turbine | NG | GT | 10 | 2013 | 7 | 1970 | Genesee | 43.1567 | -83.6286
3542 | Duke Energy Ohio Inc | 2830 | Walter C Beckjord | Electric Utility | OH | 2 | 112.5 | 94 | Conventional Steam Coal | BIT | ST | 10 | 2013 | 10 | 1953 | Clermont | 38.9917 | -84.2981
3542 | Duke Energy Ohio Inc | 2830 | Walter C Beckjord | Electric Utility | OH | 3 | 125 | 128 | Conventional Steam Coal | BIT | ST | 10 | 2013 | 11 | 1954 | Clermont | 38.9917 | -84.2981
23279 | Allegheny Energy Supply Co LLC | 3179 | Hatfields Ferry Power Station | IPP Non-CHP | PA | 1 | 576 | 530 | Conventional Steam Coal | BIT | ST | 10 | 2013 | 11 | 1969 | Greene | 39.8556 | -79.9275
23279 | Allegheny Energy Supply Co LLC | 3179 | Hatfields Ferry Power Station | IPP Non-CHP | PA | 2 | 576 | 530 | Conventional Steam Coal | BIT | ST | 10 | 2013 | 10 | 1970 | Greene | 39.8556 | -79.9275
23279 | Allegheny Energy Supply Co LLC | 3179 | Hatfields Ferry Power Station | IPP Non-CHP | PA | 3 | 576 | 530 | Conventional Steam Coal | BIT | ST | 10 | 2013 | 12 | 1971 | Greene | 39.8556 | -79.9275
23279 | Allegheny Energy Supply Co LLC | 3181 | FirstEnergy Mitchell Power Station | IPP Non-CHP | PA | 2 | 74.7 | 82 | Petroleum Liquids | DFO | ST | 10 | 2013 | 10 | 1949 | Washington | 40.2211 | -79.9683
23279 | Allegheny Energy Supply Co LLC | 3181 | FirstEnergy Mitchell Power Station | IPP Non-CHP | PA | 3 | 299.2 | 278 | Conventional Steam Coal | BIT | ST | 10 | 2013 | 8 | 1963 | Washington | 40.2211 | -79.9683
14624 | PUD No 2 of Grant County | 3888 | Wanapum | Electric Utility | WA | 10 | 103.8 | 103.8 | Conventional Hydroelectric | WAT | HY | 10 | 2013 | 11 | 1963 | Grant | 46.8731 | -119.9703
26616 | North Slope Borough Power & Light | 7485 | NSB Point Hope Utility | Electric Utility | AK | PG1 | 0.3 | 0.3 | Petroleum Liquids | DFO | IC | 10 | 2013 | 8 | 1987 | North Slope | 69.0408 | -160.1919
26616 | North Slope Borough Power & Light | 7485 | NSB Point Hope Utility | Electric Utility | AK | PG2 | 0.3 | 0.3 | Petroleum Liquids | DFO | IC | 10 | 2013 | 8 | 1987 | North Slope | 69.0408 | -160.1919
10810 | LAX Airport | 10048 | Central Utilities Plant LAX | Commercial CHP | CA | GEN1 | 4 | 3.5 | Natural Gas Fired Combustion Turbine | NG | GT | 10 | 2013 | 2 | 1985 | Los Angeles | 33.944 | -118.4043
10810 | LAX Airport | 10048 | Central Utilities Plant LAX | Commercial CHP | CA | GEN2 | 4 | 3.5 | Natural Gas Fired Combustion Turbine | NG | GT | 10 | 2013 | 2 | 1985 | Los Angeles | 33.944 | -118.4043
20508 | MeadWestvaco Corp | 50900 | Covington Facility | Industrial CHP | VA | GEN1 | 10.5 | 10.5 | Conventional Steam Coal | BIT | ST | 10 | 2013 | 1 | 1939 | Covington City | 37.7997 | -79.9947
57071 | Advanced Disposal Srvcs Mallard Ridge Landfill LLC | 55013 | Mallard Ridge Gas Recovery | Commercial Non-CHP | WI | GEN2 | 0.8 | 0.8 | Landfill Gas | LFG | IC | 10 | 2013 | 10 | 1996
57252 | MM Colton Genco | 56167 | Colton Plant | IPP Non-CHP | CA | UNT1 | 1.3 | 1.3 | Landfill Gas | LFG | IC | 10 | 2013 | 4 | 2003
57437 | MillerCoors LLC Trenton Brewery | 58059 | MillerCoors Trenton Brewery | Industrial CHP | OH | GE | 13.8 | 8 | Conventional Steam Coal | BIT | ST | 10 | 2013 | 1 | 1992
57437 | MillerCoors LLC Trenton Brewery | 58059 | MillerCoors Trenton Brewery | Industrial CHP | OH | MURR | 8 | 3 | Conventional Steam Coal | BIT | ST | 10 | 2013 | 1 | 1992
7140 | Georgia Power Co | 709 | Harllee Branch | Electric Utility | GA | 2 | 359 | 325 | Conventional Steam Coal | BIT | ST | 9 | 2013 | 6 | 1967 | Putnam | 33.195 | -83.2983
4254 | Consumers Energy Co | 1719 | Thetford | Electric Utility | MI | 5 | 17.6 | 15 | Natural Gas Fired Combustion Turbine | NG | GT | 9 | 2013 | 7 | 1971 | Genesee | 43.1567 | -83.6286
4254 | Consumers Energy Co | 1719 | Thetford | Electric Utility | MI | 6 | 17.6 | 15 | Natural Gas Fired Combustion Turbine | NG | GT | 9 | 2013 | 7 | 1971 | Genesee | 43.1567 | -83.6286
4254 | Consumers Energy Co | 1719 | Thetford | Electric Utility | MI | 7 | 17.6 | 14 | Natural Gas Fired Combustion Turbine | NG | GT | 9 | 2013 | 7 | 1971 | Genesee | 43.1567 | -83.6286
4254 | Consumers Energy Co | 1719 | Thetford | Electric Utility | MI | 8 | 17.6 | 11 | Natural Gas Fired Combustion Turbine | NG | GT | 9 | 2013 | 7 | 1971 | Genesee | 43.1567 | -83.6286
4254 | Consumers Energy Co | 1719 | Thetford | Electric Utility | MI | 9 | 17.6 | 12 | Natural Gas Fired Combustion Turbine | NG | GT | 9 | 2013 | 7 | 1971 | Genesee | 43.1567 | -83.6286
17235 | NRG REMA LLC | 3115 | Titus | IPP Non-CHP | PA | 1 | 75 | 72 | Conventional Steam Coal | BIT | ST | 9 | 2013 | 3 | 1951 | Berks | 40.3056 | -75.9081
17235 | NRG REMA LLC | 3115 | Titus | IPP Non-CHP | PA | 2 | 75 | 72 | Conventional Steam Coal | BIT | ST | 9 | 2013 | 6 | 1951 | Berks | 40.3056 | -75.9081
17235 | NRG REMA LLC | 3115 | Titus | IPP Non-CHP | PA | 3 | 75 | 72 | Conventional Steam Coal | BIT | ST | 9 | 2013 | 4 | 1953 | Berks | 40.3056 | -75.9081
17718 | Southwestern Public Service Co | 3483 | Moore County | Electric Utility | TX | 3 | 49 | 46 | Natural Gas Steam Turbine | NG | ST | 9 | 2013 | 1 | 1954 | Moore | 35.9667 | -101.865
11269 | Lower Colorado River Authority | 4937 | Thomas C Ferguson | Electric Utility | TX | 1 | 446 | 350 | Natural Gas Steam Turbine | NG | ST | 9 | 2013 | 8 | 1974 | Llano | 30.558 | -98.3705
20214 | Waverly Municipal Elec Utility | 6554 | Waverly Municipal Electric North Plant | Electric Utility | IA | 5 | 1.2 | 1.2 | Natural Gas Internal Combustion Engine | NG | IC | 9 | 2013 | 8 | 1948 | Bremer | 42.7317 | -92.4711
20214 | Waverly Municipal Elec Utility | 6554 | Waverly Municipal Electric North Plant | Electric Utility | IA | 6 | 1.3 | 1.3 | Natural Gas Internal Combustion Engine | NG | IC | 9 | 2013 | 8 | 1952 | Bremer | 42.7317 | -92.4711
9788 | John Deere Harvester Works Co | 10039 | John Deere Harvester Works | Industrial CHP | IL | GEN4 | 2.5 | 2.5 | Conventional Steam Coal | BIT | ST | 9 | 2013 | 4 | 1949 | Rock Island | 41.5243 | -90.4366
156 | AES Deepwater Inc | 10670 | AES Deepwater | IPP Non-CHP | TX | GEN1 | 165.2 | 138 | Petroleum Coke | PC | ST | 9 | 2013 | 6 | 1986
156 | AES Deepwater Inc | 10670 | AES Deepwater | IPP Non-CHP | TX | REDST | 1 | 1 | Batteries | MWH | BA | 9 | 2013 | 8 | 2010
9570 | Jackson County Res Recovery | 10722 | Jackson County Resource Recovery | Commercial CHP | MI | 1 | 3.7 | 3 | Municipal Solid Waste | MSW | ST | 9 | 2013 | 11 | 1987
10456 | Koppers Inc - Susquehanna | 10731 | Koppers Susquehanna Plant | IPP CHP | PA | GEN1 | 12.5 | 12 | Wood/Wood Waste Biomass | WDS | ST | 9 | 2013 | 6 | 1988
11267 | Lowell Cogeneration Co LP | 10802 | Lowell Cogeneration Company LP | IPP CHP | MA | GEN1 | 25 | 20 | Natural Gas Fired Combined Cycle | NG | CT | 9 | 2013 | 9 | 1988
11267 | Lowell Cogeneration Co LP | 10802 | Lowell Cogeneration Company LP | IPP CHP | MA | GEN2 | 8.5 | 8.5 | Natural Gas Fired Combined Cycle | NG | CA | 9 | 2013 | 9 | 1988
14465 | Park 500 Philip Morris USA | 50275 | Park 500 Philip Morris USA | Industrial CHP | VA | TG2 | 6.1 | 0 | Conventional Steam Coal | BIT | ST | 9 | 2013 | 4 | 1984 | Chesterfield | 37.3389 | -77.2806
19194 | Syracuse Energy Corp | 50651 | Syracuse Energy | IPP CHP | NY | GEN1 | 90.6 | 62.8 | Conventional Steam Coal | BIT | ST | 9 | 2013 | 8 | 1991
19194 | Syracuse Energy Corp | 50651 | Syracuse Energy | IPP CHP | NY | GEN2 | 10.5 | 11 | Conventional Steam Coal | BIT | ST | 9 | 2013 | 7 | 2002
57198 | Richmond LLC | 55587 | GRS Richmond | IPP Non-CHP | VA | 1 | 1 | 0.9 | Landfill Gas | LFG | IC | 9 | 2013 | 8 | 1993 | Henrico | 37.5106 | -77.37
57198 | Richmond LLC | 55587 | GRS Richmond | IPP Non-CHP | VA | 2 | 1 | 0.9 | Landfill Gas | LFG | IC | 9 | 2013 | 8 | 1993 | Henrico | 37.5106 | -77.37
57198 | Richmond LLC | 55587 | GRS Richmond | IPP Non-CHP | VA | 3 | 1 | 0.9 | Landfill Gas | LFG | IC | 9 | 2013 | 8 | 1993 | Henrico | 37.5106 | -77.37
18348 | AD Srvcs Glacier Ridge Landfill, LLC. | 55817 | AD Srvcs Glacier Ridge Landfill, LLC | Commercial Non-CHP | WI | NO 1 | 1 | 0.9 | Landfill Gas | LFG | IC | 9 | 2013 | 2 | 2001
18348 | AD Srvcs Glacier Ridge Landfill, LLC. | 55817 | AD Srvcs Glacier Ridge Landfill, LLC | Commercial Non-CHP | WI | NO 2 | 1 | 0.9 | Landfill Gas | LFG | IC | 9 | 2013 | 2 | 2001
58270 | GE Wind Energy LLC | 57566 | GE 1 6 100 Prototype | IPP Non-CHP | CA | 1.6PR | 1.6 | 1.6 | Onshore Wind Turbine | WND | WT | 9 | 2013 | 3 | 2011 | Kern | 35.1553 | -118.3694
12341 | MidAmerican Energy Co | 1081 | Riverside | Electric Utility | IA | 3HS | 5 | 4 | Conventional Steam Coal | SUB | ST | 8 | 2013 | 5 | 1949 | Scott | 41.54 | -90.4481
9230 | City of Independence - (IA) | 1149 | Independence (IA) | Electric Utility | IA | 3A | 1.8 | 1.8 | Petroleum Liquids | DFO | IC | 8 | 2013 | 2 | 1996
9230 | City of Independence - (IA) | 1149 | Independence (IA) | Electric Utility | IA | 3B | 1.8 | 1.8 | Petroleum Liquids | DFO | IC | 8 | 2013 | 2 | 1996
9230 | City of Independence - (IA) | 1149 | Independence (IA) | Electric Utility | IA | 4A | 1.8 | 1.8 | Petroleum Liquids | DFO | IC | 8 | 2013 | 8 | 2000
9230 | City of Independence - (IA) | 1149 | Independence (IA) | Electric Utility | IA | 4B | 1.8 | 1.8 | Petroleum Liquids | DFO | IC | 8 | 2013 | 8 | 2000
10451 | Kotzebue Electric Assn Inc | 6304 | Kotzebue | Electric Utility | AK | 11 | 1 | 1 | Petroleum Liquids | DFO | IC | 8 | 2013 | 7 | 1994 | NORTHWEST ARCTIC | 66.8378 | -162.5569
221 | Alaska Village Elec Coop, Inc | 6341 | Selawik | Electric Utility | AK | 2A | 0.5 | 0.5 | Petroleum Liquids | DFO | IC | 8 | 2013 | 4 | 2005 | Northwest Arctic | 66.5569 | -160.1431
772 | Archer Daniels Midland Co | 10866 | Archer Daniels Midland Peoria | Industrial CHP | IL | GEN1 | 1.5 | 1.5 | Conventional Steam Coal | BIT | ST | 8 | 2013 | 1 | 1934 | Peoria | 40.6772 | -89.6049
9384 | International Paper Co-Courtld | 50245 | International Paper Courtland Mill | Industrial CHP | AL | GT | 38.4 | 30 | Natural Gas Fired Combustion Turbine | NG | GT | 8 | 2013 | 3 | 1990 | Lawrence | 34.735 | -87.3108
18801 | Thermo Power & Electric LLC | 50676 | Thermo Power & Electric | IPP CHP | CO | GEN1 | 47.2 | 30 | Natural Gas Fired Combined Cycle | NG | CT | 8 | 2013 | 7 | 1988 | Weld | 40.409 | -104.6846
18801 | Thermo Power & Electric LLC | 50676 | Thermo Power & Electric | IPP CHP | CO | GEN2 | 47.2 | 30 | Natural Gas Fired Combined Cycle | NG | CT | 8 | 2013 | 7 | 1988 | Weld | 40.409 | -104.6846
18801 | Thermo Power & Electric LLC | 50676 | Thermo Power & Electric | IPP CHP | CO | GEN3 | 16.4 | 8 | Natural Gas Fired Combined Cycle | NG | CA | 8 | 2013 | 8 | 1988 | Weld | 40.409 | -104.6846
21020 | Wythe Park Power Inc | 54045 | Wythe Park Power Petersburg Plant | IPP CHP | VA | 1 | 3 | 3 | Petroleum Liquids | WO | IC | 8 | 2013 | 11 | 1989
8776 | City of Holyoke Gas and Electric Dept. | 54981 | Harris Energy Realty | Electric Utility | MA | GILD | 0.4 | 0.3 | Conventional Hydroelectric | WAT | HY | 8 | 2013 | 1 | 1982 | Hampden | 42.2052 | -72.5929
8776 | City of Holyoke Gas and Electric Dept. | 54981 | Harris Energy Realty | Electric Utility | MA | TOM | 0.5 | 0.4 | Conventional Hydroelectric | WAT | HY | 8 | 2013 | 1 | 1982 | Hampden | 42.2052 | -72.5929
59155 | First Wind O&M, LLC | 57087 | Kahuku Wind Power LLC | IPP Non-CHP | HI | 2 | 15 | 15 | Batteries | MWH | BA | 8 | 2013 | 3 | 2011 | Honolulu | 21.681 | -157.975
57329 | DTE Silver Grove LLC | 57955 | Silver Grove | Industrial CHP | KY | 1 | 5.2 | 4.3 | Natural Gas Fired Combustion Turbine | NG | GT | 8 | 2013 | 5 | 2001
18642 | Tennessee Valley Authority | 50 | Widows Creek | Electric Utility | AL | 3 | 140.6 | 111 | Conventional Steam Coal | BIT | ST | 7 | 2013 | 11 | 1952 | Jackson | 34.883 | -85.7553
18642 | Tennessee Valley Authority | 50 | Widows Creek | Electric Utility | AL | 5 | 140.6 | 111 | Conventional Steam Coal | BIT | ST | 7 | 2013 | 6 | 1954 | Jackson | 34.883 | -85.7553
803 | Arizona Public Service Co | 118 | Saguaro | Electric Utility | AZ | 1 | 125 | 110 | Natural Gas Steam Turbine | NG | ST | 7 | 2013 | 7 | 1954 | Pinal | 32.5517 | -111.3
803 | Arizona Public Service Co | 118 | Saguaro | Electric Utility | AZ | 2 | 125 | 100 | Natural Gas Steam Turbine | NG | ST | 7 | 2013 | 6 | 1955 | Pinal | 32.5517 | -111.3
14328 | Pacific Gas & Electric Co | 214 | Alta Powerhouse | Electric Utility | CA | 2 | 1 | 1 | Conventional Hydroelectric | WAT | HY | 7 | 2013 | 11 | 1902 | Placer | 39.216 | -120.8036
13584 | NRG El Segundo Operations Inc | 330 | El Segundo Power | IPP Non-CHP | CA | 3 | 342 | 335 | Natural Gas Steam Turbine | NG | ST | 7 | 2013 | 8 | 1964 | Los Angeles | 33.9098 | -118.4242
9332 | Indian River Operations Inc | 594 | Indian River Generating Station | IPP Non-CHP | DE | 1 | 81.6 | 89 | Conventional Steam Coal | BIT | ST | 7 | 2013 | 10 | 1957 | Sussex | 38.5857 | -75.2341
9332 | Indian River Operations Inc | 594 | Indian River Generating Station | IPP Non-CHP | DE | 2 | 81.6 | 89 | Conventional Steam Coal | BIT | ST | 7 | 2013 | 11 | 1959 | Sussex | 38.5857 | -75.2341
7140 | Georgia Power Co | 732 | Boulevard | Electric Utility | GA | 2 | 15.6 | 14 | Natural Gas Fired Combustion Turbine | NG | GT | 7 | 2013 | 9 | 1970 | Chatham | 32.0411 | -81.145
7140 | Georgia Power Co | 732 | Boulevard | Electric Utility | GA | 3 | 15.6 | 14 | Natural Gas Fired Combustion Turbine | NG | GT | 7 | 2013 | 8 | 1970 | Chatham | 32.0411 | -81.145
3040 | City of Carmi - (IL) | 937 | Carmi | Electric Utility | IL | 5 | 0.6 | 0.5 | Natural Gas Internal Combustion Engine | NG | IC | 7 | 2013 | 88 | 1945 | White | 38.0967 | -88.1631
9230 | City of Independence - (IA) | 1149 | Independence (IA) | Electric Utility | IA | 1 | 1 | 0.8 | Petroleum Liquids | DFO | IC | 7 | 2013 | 8 | 1949
9230 | City of Independence - (IA) | 1149 | Independence (IA) | Electric Utility | IA | 5 | 2.5 | 2.3 | Petroleum Liquids | DFO | IC | 7 | 2013 | 8 | 1957
9230 | City of Independence - (IA) | 1149 | Independence (IA) | Electric Utility | IA | 6 | 3.2 | 2.8 | Petroleum Liquids | DFO | IC | 7 | 2013 | 8 | 1964
9230 | City of Independence - (IA) | 1149 | Independence (IA) | Electric Utility | IA | 7 | 6.2 | 5.8 | Petroleum Liquids | DFO | IC | 7 | 2013 | 8 | 1973
56543 | Black Bear Hydro Partners LLC | 1479 | Veazie Hydro Station | IPP Non-CHP | ME | VZ01 | 0.7 | 0.7 | Conventional Hydroelectric | WAT | HY | 7 | 2013 | 7 | 1933
56543 | Black Bear Hydro Partners LLC | 1479 | Veazie Hydro Station | IPP Non-CHP | ME | VZ02 | 0.3 | 0.3 | Conventional Hydroelectric | WAT | HY | 7 | 2013 | 7 | 1920
56543 | Black Bear Hydro Partners LLC | 1479 | Veazie Hydro Station | IPP Non-CHP | ME | VZ03 | 0.3 | 0.3 | Conventional Hydroelectric | WAT | HY | 7 | 2013 | 7 | 1920
56543 | Black Bear Hydro Partners LLC | 1479 | Veazie Hydro Station | IPP Non-CHP | ME | VZ04 | 0.3 | 0.3 | Conventional Hydroelectric | WAT | HY | 7 | 2013 | 7 | 1920
56543 | Black Bear Hydro Partners LLC | 1479 | Veazie Hydro Station | IPP Non-CHP | ME | VZ05 | 0.3 | 0.3 | Conventional Hydroelectric | WAT | HY | 7 | 2013 | 7 | 1920
56543 | Black Bear Hydro Partners LLC | 1479 | Veazie Hydro Station | IPP Non-CHP | ME | VZ06 | 0.3 | 0.3 | Conventional Hydroelectric | WAT | HY | 7 | 2013 | 7 | 1920
56543 | Black Bear Hydro Partners LLC | 1479 | Veazie Hydro Station | IPP Non-CHP | ME | VZ07 | 0.3 | 0.3 | Conventional Hydroelectric | WAT | HY | 7 | 2013 | 7 | 1920
56543 | Black Bear Hydro Partners LLC | 1479 | Veazie Hydro Station | IPP Non-CHP | ME | VZ08 | 0.3 | 0.3 | Conventional Hydroelectric | WAT | HY | 7 | 2013 | 7 | 1920
56543 | Black Bear Hydro Partners LLC | 1479 | Veazie Hydro Station | IPP Non-CHP | ME | VZ09 | 0.3 | 0.3 | Conventional Hydroelectric | WAT | HY | 7 | 2013 | 7 | 1920
56543 | Black Bear Hydro Partners LLC | 1479 | Veazie Hydro Station | IPP Non-CHP | ME | VZ10 | 0.3 | 0.3 | Conventional Hydroelectric | WAT | HY | 7 | 2013 | 7 | 1920
56543 | Black Bear Hydro Partners LLC | 1479 | Veazie Hydro Station | IPP Non-CHP | ME | VZ11 | 0.3 | 0.3 | Conventional Hydroelectric | WAT | HY | 7 | 2013 | 7 | 1920
56543 | Black Bear Hydro Partners LLC | 1479 | Veazie Hydro Station | IPP Non-CHP | ME | VZ12 | 0.3 | 0.3 | Conventional Hydroelectric | WAT | HY | 7 | 2013 | 7 | 1920
56543 | Black Bear Hydro Partners LLC | 1479 | Veazie Hydro Station | IPP Non-CHP | ME | VZ13 | 0.3 | 0.3 | Conventional Hydroelectric | WAT | HY | 7 | 2013 | 7 | 1920
56543 | Black Bear Hydro Partners LLC | 1479 | Veazie Hydro Station | IPP Non-CHP | ME | VZ15 | 0.5 | 0.5 | Conventional Hydroelectric | WAT | HY | 7 | 2013 | 7 | 1914
8631 | Hillsdale Board of Public Wks | 1829 | Hillsdale | Electric Utility | MI | 10 | 1.8 | 1.8 | Petroleum Liquids | DFO | IC | 7 | 2013 | 6 | 2008 | Hillsdale | 41.9061 | -84.6319
8631 | Hillsdale Board of Public Wks | 1829 | Hillsdale | Electric Utility | MI | 7 | 1.6 | 1.5 | Petroleum Liquids | DFO | IC | 7 | 2013 | 6 | 2008 | Hillsdale | 41.9061 | -84.6319
8631 | Hillsdale Board of Public Wks | 1829 | Hillsdale | Electric Utility | MI | 8 | 1.6 | 1.5 | Petroleum Liquids | DFO | IC | 7 | 2013 | 6 | 2008 | Hillsdale | 41.9061 | -84.6319
8631 | Hillsdale Board of Public Wks | 1829 | Hillsdale | Electric Utility | MI | 9 | 1.8 | 1.8 | Petroleum Liquids | DFO | IC | 7 | 2013 | 6 | 2008 | Hillsdale | 41.9061 | -84.6319
221 | Alaska Village Elec Coop, Inc | 6319 | Hooper Bay | Electric Utility | AK | 4A | 0.3 | 0.3 | Petroleum Liquids | DFO | IC | 7 | 2013 | 8 | 1987 | Bethel | 61.5208 | -166.1003
26616 | North Slope Borough Power & Light | 7486 | NSB Point Lay Utility | Electric Utility | AK | PG1A | 0.3 | 0.3 | Petroleum Liquids | DFO | IC | 7 | 2013 | 10 | 2000 | North Slope | 69.7408 | -163.0058
26616 | North Slope Borough Power & Light | 7486 | NSB Point Lay Utility | Electric Utility | AK | PG2A | 0.3 | 0.3 | Petroleum Liquids | DFO | IC | 7 | 2013 | 10 | 2000 | North Slope | 69.7408 | -163.0058
26616 | North Slope Borough Power & Light | 7486 | NSB Point Lay Utility | Electric Utility | AK | PG3A | 0.3 | 0.3 | Petroleum Liquids | DFO | IC | 7 | 2013 | 11 | 2002 | North Slope | 69.7408 | -163.0058
26616 | North Slope Borough Power & Light | 7486 | NSB Point Lay Utility | Electric Utility | AK | PG4A | 0.3 | 0.3 | Petroleum Liquids | DFO | IC | 7 | 2013 | 11 | 2002 | North Slope | 69.7408 | -163.0058
26616 | North Slope Borough Power & Light | 7486 | NSB Point Lay Utility | Electric Utility | AK | PG5 | 0.3 | 0.3 | Petroleum Liquids | DFO | IC | 7 | 2013 | 11 | 2002 | North Slope | 69.7408 | -163.0058
26616 | North Slope Borough Power & Light | 7486 | NSB Point Lay Utility | Electric Utility | AK | PG6 | 0.3 | 0.3 | Petroleum Liquids | DFO | IC | 7 | 2013 | 11 | 2002 | North Slope | 69.7408 | -163.0058
22142 | Santa Cruz Cogeneration Assoc | 50064 | Univ of Calif Santa Cruz Cogeneration | Commercial CHP | CA | 001 | 2.6 | 2.6 | Natural Gas Internal Combustion Engine | NG | IC | 7 | 2013 | 8 | 1985 | Santa Cruz | 36.9997 | -122.0622
12619 | Milwaukee Metro Sewerage Dist | 54851 | MMSD Jones Island Wastewater | Commercial CHP | WI | GEN2 | 17.5 | 13 | Natural Gas Fired Combustion Turbine | NG | GT | 7 | 2013 | 1 | 1971 | Milwaukee | 43.0214 | -87.9014
58189 | Oak Tree Farm Dairy, Inc. | 58221 | Oak Tree Farm Dairy Facility | Industrial CHP | NY | 1 | 0.4 | 0.3 | Petroleum Liquids | DFO | IC | 7 | 2013 | 9 | 1985
58189 | Oak Tree Farm Dairy, Inc. | 58221 | Oak Tree Farm Dairy Facility | Industrial CHP | NY | 2 | 0.4 | 0.3 | Petroleum Liquids | DFO | IC | 7 | 2013 | 9 | 1985
58189 | Oak Tree Farm Dairy, Inc. | 58221 | Oak Tree Farm Dairy Facility | Industrial CHP | NY | 3 | 0.4 | 0.3 | Petroleum Liquids | DFO | IC | 7 | 2013 | 9 | 1985
58189 | Oak Tree Farm Dairy, Inc. | 58221 | Oak Tree Farm Dairy Facility | Industrial CHP | NY | 4 | 0.4 | 0.3 | Petroleum Liquids | DFO | IC | 7 | 2013 | 9 | 1985
814 | Entergy Arkansas Inc | 167 | Cecil Lynch | Electric Utility | AR | 2 | 69 | 60 | Natural Gas Steam Turbine | NG | ST | 6 | 2013 | 7 | 1949 | Pulaski | 34.7535 | -92.1987
814 | Entergy Arkansas Inc | 173 | Robert E Ritchie | Electric Utility | AR | GT1 | 19.5 | 16 | Natural Gas Fired Combustion Turbine | NG | GT | 6 | 2013 | 10 | 1970 | Phillips | 34.4629 | -90.5987
17609 | Southern California Edison Co | 360 | San Onofre Nuclear Generating Station | Electric Utility | CA | 2 | 1127 | 1070 | Nuclear | NUC | ST | 6 | 2013 | 8 | 1983 | San Diego | 33.3688 | -117.5549
17609 | Southern California Edison Co | 360 | San Onofre Nuclear Generating Station | Electric Utility | CA | 3 | 1127 | 1080 | Nuclear | NUC | ST | 6 | 2013 | 4 | 1984 | San Diego | 33.3688 | -117.5549
11208 | Los Angeles Department of Water & Power | 400 | Haynes | Electric Utility | CA | 5 | 343 | 292 | Natural Gas Steam Turbine | NG | ST | 6 | 2013 | 8 | 1966 | Los Angeles | 33.7647 | -118.0991
11208 | Los Angeles Department of Water & Power | 400 | Haynes | Electric Utility | CA | 6 | 343 | 238 | Natural Gas Steam Turbine | NG | ST | 6 | 2013 | 3 | 1967 | Los Angeles | 33.7647 | -118.0991
13922 | Norwalk Power LLC | 548 | NRG Norwalk Harbor | IPP Non-CHP | CT | 1 | 163.2 | 162 | Petroleum Liquids | RFO | ST | 6 | 2013 | 6 | 1960
13922 | Norwalk Power LLC | 548 | NRG Norwalk Harbor | IPP Non-CHP | CT | 10 | 16.3 | 11.9 | Petroleum Liquids | DFO | GT | 6 | 2013 | 10 | 1966
13922 | Norwalk Power LLC | 548 | NRG Norwalk Harbor | IPP Non-CHP | CT | 2 | 163.2 | 168 | Petroleum Liquids | RFO | ST | 6 | 2013 | 6 | 1963
9273 | Indianapolis Power & Light Co | 990 | Harding Street | Electric Utility | IN | 3 | 43.8 | 35 | Petroleum Liquids | DFO | ST | 6 | 2013 | 9 | 1941 | Marion | 39.7113 | -86.1969
9273 | Indianapolis Power & Light Co | 990 | Harding Street | Electric Utility | IN | 4 | 43.8 | 35 | Petroleum Liquids | DFO | ST | 6 | 2013 | 6 | 1947 | Marion | 39.7113 | -86.1969
9273 | Indianapolis Power & Light Co | 990 | Harding Street | Electric Utility | IN | GT3 | 26 | 10 | Petroleum Liquids | DFO | GT | 6 | 2013 | 5 | 1973 | Marion | 39.7113 | -86.1969
9273 | Indianapolis Power & Light Co | 991 | Eagle Valley (IN) | Electric Utility | IN | 2 | 46 | 39 | Petroleum Liquids | DFO | ST | 6 | 2013 | 5 | 1950 | Morgan | 39.4852 | -86.4183
9273 | Indianapolis Power & Light Co | 991 | Eagle Valley (IN) | Electric Utility | IN | ST1 | 46 | 39 | Petroleum Liquids | DFO | ST | 6 | 2013 | 3 | 1949 | Morgan | 39.4852 | -86.4183
9417 | Interstate Power and Light Co | 1047 | Lansing | Electric Utility | IA | 3 | 37.5 | 29.4 | Conventional Steam Coal | SUB | ST | 6 | 2013 | 1 | 1957 | Allamakee | 43.3359 | -91.1675
5998 | City of Estherville - (IA) | 1137 | Estherville | Electric Utility | IA | 6 | 2 | 1.7 | Petroleum Liquids | DFO | IC | 6 | 2013 | 1 | 1950 | Emmet | 43.4028 | -94.8433
58534 | Brayton Point Energy LLC | 1619 | Brayton Point | IPP Non-CHP | MA | IC1 | 2.7 | 2.5 | Petroleum Liquids | DFO | IC | 6 | 2013 | 3 | 1967 | Bristol | 41.7103 | -71.1931
58534 | Brayton Point Energy LLC | 1619 | Brayton Point | IPP Non-CHP | MA | IC2 | 2.7 | 2.5 | Petroleum Liquids | DFO | IC | 6 | 2013 | 3 | 1967 | Bristol | 41.7103 | -71.1931
58534 | Brayton Point Energy LLC | 1619 | Brayton Point | IPP Non-CHP | MA | IC3 | 2.7 | 2.5 | Petroleum Liquids | DFO | IC | 6 | 2013 | 3 | 1967 | Bristol | 41.7103 | -71.1931
58534 | Brayton Point Energy LLC | 1619 | Brayton Point | IPP Non-CHP | MA | IC4 | 2.7 | 2.5 | Petroleum Liquids | DFO | IC | 6 | 2013 | 3 | 1967 | Bristol | 41.7103 | -71.1931
6775 | Village of Freeport - (NY) | 2678 | Plant No 1 Freeport | Electric Utility | NY | 1 | 2.1 | 1.5 | Petroleum Liquids | DFO | IC | 6 | 2013 | 1 | 1941 | Nassau | 40.6561 | -73.5922
4922 | Dayton Power & Light Co | 2848 | O H Hutchings | Electric Utility | OH | 4 | 69 | 63 | Conventional Steam Coal | BIT | ST | 6 | 2013 | 2 | 1951 | Montgomery | 39.6088 | -84.2921
6526 | FirstEnergy Generation Corp | 2860 | FirstEnergy Mad River | IPP Non-CHP | OH | CTA | 27 | 25 | Petroleum Liquids | DFO | GT | 6 | 2013 | 8 | 1972 | CLARK | 39.9242 | -83.8508
6526 | FirstEnergy Generation Corp | 2860 | FirstEnergy Mad River | IPP Non-CHP | OH | CTB | 27 | 25 | Petroleum Liquids | DFO | GT | 6 | 2013 | 9 | 1972 | CLARK | 39.9242 | -83.8508
17235 | NRG REMA LLC | 3113 | Portland (PA) | IPP Non-CHP | PA | 2 | 255 | 226 | Conventional Steam Coal | BIT | ST | 6 | 2013 | 9 | 1962 | Northampton | 40.9102 | -75.0794
16604 | City of San Antonio - (TX) | 3609 | Leon Creek | Electric Utility | TX | 3 | 75 | 60 | Natural Gas Steam Turbine | NG | ST | 6 | 2013 | 5 | 1953 | Bexar | 29.3525 | -98.5761
16604 | City of San Antonio - (TX) | 3609 | Leon Creek | Electric Utility | TX | 4 | 113.7 | 95 | Natural Gas Steam Turbine | NG | ST | 6 | 2013 | 5 | 1959 | Bexar | 29.3525 | -98.5761
55997 | Domtar Paper Company Rothschild | 50190 | Domtar Paper Company Rothschild | Industrial Non-CHP | WI | TG2 | 5 | 4.7 | Natural Gas Steam Turbine | NG | ST | 6 | 2013 | 1 | 1954 | Marathon | 44.8867 | -89.6272
20541 | Wheelabrator Environmental Systems | 50298 | Wheelabrator Lassen | IPP CHP | CA | GEN1 | 38.8 | 42.7 | Natural Gas Fired Combustion Turbine | NG | GT | 6 | 2013 | 5 | 1983 | Shasta | 40.4352 | -122.2704
49969 | Lincoln Paper and Tissue, LLC | 54587 | Lincoln Paper & Tissue | Industrial CHP | ME | WEST | 4 | 3.5 | Wood/Wood Waste Biomass | BLQ | ST | 6 | 2013 | 1 | 1957 | Penobscot | 45.3669 | -68.5106
57071 | Advanced Disposal Srvcs Mallard Ridge Landfill LLC | 55013 | Mallard Ridge Gas Recovery | Commercial Non-CHP | WI | GEN1 | 0.8 | 0.8 | Landfill Gas | LFG | IC | 6 | 2013 | 10 | 1996
1687 | Bio-Energy Partners | 55925 | Ridgeview | IPP Non-CHP | WI | GEN9 | 0.8 | 0.8 | Landfill Gas | LFG | IC | 6 | 2013 | 12 | 2006 | Manitowoc | 44.1119 | -87.9494
55755 | Fox Valley Energy Center LLC | 56037 | Fox Valley Energy Center | Industrial CHP | WI | 1 | 6.5 | 6.5 | Wood/Wood Waste Biomass | WDS | ST | 6 | 2013 | 9 | 1999
58157 | Prairie Horizon Agri Energy LLC | 58183 | Prairie Horizon Agri Energy | Industrial CHP | KS | T5687 | 1.8 | 0 | Natural Gas Steam Turbine | NG | ST | 6 | 2013 | 10 | 2008 | Phillips | 39.7611 | -99.3058
814 | Entergy Arkansas Inc | 167 | Cecil Lynch | Electric Utility | AR | 4 | 5.8 | 5 | Petroleum Liquids | DFO | IC | 5 | 2013 | 7 | 1967 | Pulaski | 34.7535 | -92.1987
12631 | NRG Delta LLC | 228 | Contra Costa | IPP Non-CHP | CA | 6 | 359 | 335 | Natural Gas Steam Turbine | NG | ST | 5 | 2013 | 6 | 1964 | Contra Costa | 38.0192 | -121.7642
12631 | NRG Delta LLC | 228 | Contra Costa | IPP Non-CHP | CA | 7 | 359 | 337 | Natural Gas Steam Turbine | NG | ST | 5 | 2013 | 8 | 1964 | Contra Costa | 38.0192 | -121.7642
21143 | City of Yuma - (CO) | 524 | Yuma | Electric Utility | CO | 1 | 0.1 | 0.1 | Petroleum Liquids | DFO | IC | 5 | 2013 | 88 | 1937
21143 | City of Yuma - (CO) | 524 | Yuma | Electric Utility | CO | 2 | 0.1 | 0.1 | Petroleum Liquids | DFO | IC | 5 | 2013 | 88 | 1937
21143 | City of Yuma - (CO) | 524 | Yuma | Electric Utility | CO | 3 | 0.3 | 0.2 | Petroleum Liquids | DFO | IC | 5 | 2013 | 88 | 1938
21143 | City of Yuma - (CO) | 524 | Yuma | Electric Utility | CO | 4 | 0.5 | 0.5 | Petroleum Liquids | DFO | IC | 5 | 2013 | 88 | 1948
8795 | City of Homestead - (FL) | 665 | G W Ivey | Electric Utility | FL | 10 | 2.5 | 2 | Natural Gas Internal Combustion Engine | NG | IC | 5 | 2013 | 1 | 1958 | Miami Dade | 25.4756 | -80.47
8795 | City of Homestead - (FL) | 665 | G W Ivey | Electric Utility | FL | 11 | 3.2 | 3 | Natural Gas Internal Combustion Engine | NG | IC | 5 | 2013 | 1 | 1965 | Miami Dade | 25.4756 | -80.47
8795 | City of Homestead - (FL) | 665 | G W Ivey | Electric Utility | FL | 12 | 3.2 | 3 | Natural Gas Internal Combustion Engine | NG | IC | 5 | 2013 | 1 | 1965 | Miami Dade | 25.4756 | -80.47
8795 | City of Homestead - (FL) | 665 | G W Ivey | Electric Utility | FL | 18 | 8.8 | 8 | Natural Gas Internal Combustion Engine | NG | IC | 5 | 2013 | 4 | 1975 | Miami Dade | 25.4756 | -80.47
8795 | City of Homestead - (FL) | 665 | G W Ivey | Electric Utility | FL | 8 | 2.5 | 2 | Natural Gas Internal Combustion Engine | NG | IC | 5 | 2013 | 1 | 1954 | Miami Dade | 25.4756 | -80.47
8795 | City of Homestead - (FL) | 665 | G W Ivey | Electric Utility | FL | 9 | 2.5 | 2 | Natural Gas Internal Combustion Engine | NG | IC | 5 | 2013 | 1 | 1958 | Miami Dade | 25.4756 | -80.47
7424 | Gowrie Municipal Utilities | 1141 | Gowrie | Electric Utility | IA | 1 | 1.2 | 1.1 | Petroleum Liquids | DFO | IC | 5 | 2013 | 7 | 1959 | Webster | 42.2828 | -94.289
7424 | Gowrie Municipal Utilities | 1141 | Gowrie | Electric Utility | IA | 2 | 1.2 | 1.1 | Petroleum Liquids | DFO | IC | 5 | 2013 | 7 | 1968 | Webster | 42.2828 | -94.289
989 | City of Attica - (KS) | 1260 | Attica | Electric Utility | KS | 1 | 0.5 | 0.5 | Petroleum Liquids | DFO | IC | 5 | 2013 | 8 | 1954
989 | City of Attica - (KS) | 1260 | Attica | Electric Utility | KS | 2 | 0.9 | 0.9 | Natural Gas Internal Combustion Engine | NG | IC | 5 | 2013 | 8 | 1970
989 | City of Attica - (KS) | 1260 | Attica | Electric Utility | KS | 4A | 0.7 | 0.7 | Natural Gas Internal Combustion Engine | NG | IC | 5 | 2013 | 5 | 2003
989 | City of Attica - (KS) | 1260 | Attica | Electric Utility | KS | IC3 | 1.1 | 1 | Natural Gas Internal Combustion Engine | NG | IC | 5 | 2013 | 5 | 1984
56543 | Black Bear Hydro Partners LLC | 1479 | Veazie Hydro Station | IPP Non-CHP | ME | VZ14 | 0.3 | 0.3 | Conventional Hydroelectric | WAT | HY | 5 | 2013 | 7 | 1920
1573 | City of Benson - (MN) | 1964 | Benson City of | Electric Utility | MN | 5 | 0.9 | 0.9 | Petroleum Liquids | DFO | IC | 5 | 2013 | 1 | 1948 | Swift | 45.3144 | -95.6028
1573 | City of Benson - (MN) | 1964 | Benson City of | Electric Utility | MN | 6 | 1.3 | 1.2 | Petroleum Liquids | DFO | IC | 5 | 2013 | 1 | 1955 | Swift | 45.3144 | -95.6028
7292 | Glencoe Light & Power Comm | 1975 | Glencoe | Electric Utility | MN | 6 | 1.3 | 1 | Petroleum Liquids | DFO | IC | 5 | 2013 | 10 | 1961 | McLeod | 44.7709 | -94.1582
18350 | Sutherland City of | 2306 | Sutherland IC | Electric Utility | NE | 1 | 0.5 | 0.5 | Petroleum Liquids | DFO | IC | 5 | 2013 | 1 | 1952
18350 | Sutherland City of | 2306 | Sutherland IC | Electric Utility | NE | 2 | 0.9 | 0.9 | Petroleum Liquids | DFO | IC | 5 | 2013 | 1 | 1959
18350 | Sutherland City of | 2306 | Sutherland IC | Electric Utility | NE | 4 | 1.4 | 1.4 | Petroleum Liquids | DFO | IC | 5 | 2013 | 1 | 1964
56505 | National Grid Generation LLC | 2515 | Montauk | Electric Utility | NY | 2 | 2 |  | Petroleum Liquids | DFO | IC | 5 | 2013 | 12 | 1962 | Suffolk | 41.0425 | -71.9578
56505 | National Grid Generation LLC | 2515 | Montauk | Electric Utility | NY | 3 | 2 |  | Petroleum Liquids | DFO | IC | 5 | 2013 | 11 | 1965 | Suffolk | 41.0425 | -71.9578
56505 | National Grid Generation LLC | 2515 | Montauk | Electric Utility | NY | 4 | 2 |  | Petroleum Liquids | DFO | IC | 5 | 2013 | 11 | 1965 | Suffolk | 41.0425 | -71.9578
5416 | Duke Energy Carolinas, LLC | 2720 | Buck | Electric Utility | NC | 5 | 125 | 128 | Conventional Steam Coal | BIT | ST | 5 | 2013 | 9 | 1953 | Rowan | 35.7133 | -80.3767
5416 | Duke Energy Carolinas, LLC | 2720 | Buck | Electric Utility | NC | 6 | 125 | 128 | Conventional Steam Coal | BIT | ST | 5 | 2013 | 12 | 1953 | Rowan | 35.7133 | -80.3767
5416 | Duke Energy Carolinas, LLC | 2732 | Riverbend | Electric Utility | NC | 4 | 100 | 94 | Conventional Steam Coal | BIT | ST | 5 | 2013 | 10 | 1952 | Gaston | 35.36 | -80.9742
5416 | Duke Energy Carolinas, LLC | 2732 | Riverbend | Electric Utility | NC | 5 | 100 | 94 | Conventional Steam Coal | BIT | ST | 5 | 2013 | 11 | 1952 | Gaston | 35.36 | -80.9742
5416 | Duke Energy Carolinas, LLC | 2732 | Riverbend | Electric Utility | NC | 6 | 133 | 133 | Conventional Steam Coal | BIT | ST | 5 | 2013 | 8 | 1954 | Gaston | 35.36 | -80.9742
5416 | Duke Energy Carolinas, LLC | 2732 | Riverbend | Electric Utility | NC | 7 | 133 | 133 | Conventional Steam Coal | BIT | ST | 5 | 2013 | 11 | 1954 | Gaston | 35.36 | -80.9742
6915 | Galena Electric Utility | 7437 | Galena Electric Utility | Electric Utility | AK | 2 | 0.8 | 0.7 | Petroleum Liquids | DFO | IC | 5 | 2013 | 1 | 1990 | Yukon Koyukuk | 64.7442 | -156.8736
54718 | Dominion Energy Kewaunee Inc. | 8024 | Kewaunee | IPP Non-CHP | WI | 1 | 560.1 | 566 | Nuclear | NUC | ST | 5 | 2013 | 6 | 1974
25049 | Gas Recovery Systems Inc | 10392 | GRS American Canyon | IPP Non-CHP | CA | 1 | 0.8 | 0.7 | Landfill Gas | LFG | IC | 5 | 2013 | 12 | 1985 | Napa | 38.1419 | -122.2439
25049 | Gas Recovery Systems Inc | 10392 | GRS American Canyon | IPP Non-CHP | CA | 2 | 0.8 | 0.7 | Landfill Gas | LFG | IC | 5 | 2013 | 12 | 1985 | Napa | 38.1419 | -122.2439
56889 | Rhode Island LFG Genco | 50365 | Ridgewood Providence Power | IPP Non-CHP | RI | GEN1 | 1.9 | 1.7 | Landfill Gas | LFG | IC | 5 | 2013 | 1 | 1990 | Providence | 41.8069 | -71.53
56889 | Rhode Island LFG Genco | 50365 | Ridgewood Providence Power | IPP Non-CHP | RI | GEN2 | 1.9 | 1.7 | Landfill Gas | LFG | IC | 5 | 2013 | 1 | 1990 | Providence | 41.8069 | -71.53
56889 | Rhode Island LFG Genco | 50365 | Ridgewood Providence Power | IPP Non-CHP | RI | GEN3 | 1.9 | 1.7 | Landfill Gas | LFG | IC | 5 | 2013 | 1 | 1990 | Providence | 41.8069 | -71.53
56889 | Rhode Island LFG Genco | 50365 | Ridgewood Providence Power | IPP Non-CHP | RI | GEN4 | 1.9 | 1.7 | Landfill Gas | LFG | IC | 5 | 2013 | 1 | 1990 | Providence | 41.8069 | -71.53
56889 | Rhode Island LFG Genco | 50365 | Ridgewood Providence Power | IPP Non-CHP | RI | GEN5 | 1.9 | 1.7 | Landfill Gas | LFG | IC | 5 | 2013 | 1 | 1990 | Providence | 41.8069 | -71.53
56889 | Rhode Island LFG Genco | 50365 | Ridgewood Providence Power | IPP Non-CHP | RI | GEN6 | 1.9 | 1.7 | Landfill Gas | LFG | IC | 5 | 2013 | 1 | 1990 | Providence | 41.8069 | -71.53
56889 | Rhode Island LFG Genco | 50365 | Ridgewood Providence Power | IPP Non-CHP | RI | GEN7 | 1.9 | 1.7 | Landfill Gas | LFG | IC | 5 | 2013 | 1 | 1990 | Providence | 41.8069 | -71.53
56889 | Rhode Island LFG Genco | 50365 | Ridgewood Providence Power | IPP Non-CHP | RI | GEN8 | 1.9 | 1.7 | Landfill Gas | LFG | IC | 5 | 2013 | 1 | 1990 | Providence | 41.8069 | -71.53
56889 | Rhode Island LFG Genco | 50365 | Ridgewood Providence Power | IPP Non-CHP | RI | GEN9 | 1.9 | 1.7 | Landfill Gas | LFG | IC | 5 | 2013 | 5 | 1997 | Providence | 41.8069 | -71.53
12944 | City of Morganton - (NC) | 55534 | Water Filter Plant #2 | Electric Utility | NC | 3516 | 1.6 | 1.3 | Petroleum Liquids | DFO | IC | 5 | 2013 | 4 | 1992 | Burke | 35.7377 | -81.7278
56599 | Wind Energy America Inc | 56217 | NAE Shaokatan Power | IPP Non-CHP | MN | SPP2 | 0.8 | 0.8 | Onshore Wind Turbine | WND | WT | 5 | 2013 | 12 | 2011 | Lincoln | 44.3989 | -96.4178
56599 | Wind Energy America Inc | 56217 | NAE Shaokatan Power | IPP Non-CHP | MN | SPP3 | 0.8 | 0.8 | Onshore Wind Turbine | WND | WT | 5 | 2013 | 6 | 2010 | Lincoln | 44.3989 | -96.4178
55733 | Waste Management Energy Solutions Inc | 56533 | Bradley Gas Recovery | IPP Non-CHP | CA | GEN1 | 1.3 | 1.3 | Landfill Gas | LFG | IC | 5 | 2013 | 12 | 2004 | Los Angeles | 34.2356 | -118.3806
55733 | Waste Management Energy Solutions Inc | 56533 | Bradley Gas Recovery | IPP Non-CHP | CA | GEN2 | 1.3 | 1.3 | Landfill Gas | LFG | IC | 5 | 2013 | 12 | 2004 | Los Angeles | 34.2356 | -118.3806
55733 | Waste Management Energy Solutions Inc | 56533 | Bradley Gas Recovery | IPP Non-CHP | CA | GEN3 | 1.3 | 1.3 | Landfill Gas | LFG | IC | 5 | 2013 | 12 | 2004 | Los Angeles | 34.2356 | -118.3806
55733 | Waste Management Energy Solutions Inc | 56533 | Bradley Gas Recovery | IPP Non-CHP | CA | GEN4 | 1.3 | 1.3 | Landfill Gas | LFG | IC | 5 | 2013 | 12 | 2004 | Los Angeles | 34.2356 | -118.3806
55733 | Waste Management Energy Solutions Inc | 56533 | Bradley Gas Recovery | IPP Non-CHP | CA | GEN5 | 1.3 | 1.3 | Landfill Gas | LFG | IC | 5 | 2013 | 12 | 2004 | Los Angeles | 34.2356 | -118.3806
57348 | AES ES Westover LLC | 57972 | AES Johnson City | IPP Non-CHP | NY | JCP1 | 8 | 8 | Batteries | MWH | BA | 5 | 2013 | 12 | 2010
803 | Arizona Public Service Co | 118 | Saguaro | Electric Utility | AZ | PV1 | 1 | 1 | Solar Thermal without Energy Storage | SUN | OT | 4 | 2013 | 12 | 2005 | Pinal | 32.5517 | -111.3
14328 | Pacific Gas & Electric Co | 250 | Kerckhoff | Electric Utility | CA | H2 | 11.3 | 12.6 | Conventional Hydroelectric | WAT | HY | 4 | 2013 | 8 | 1920 | Fresno | 37.0925 | -119.5528
16534 | Sacramento Municipal Util Dist | 529 | Rancho Seco Solar | Electric Utility | CA | 1 | 1 | 1 | Solar Photovoltaic | SUN | PV | 4 | 2013 | 8 | 1984 | Sacramento | 38.34 | -121.1139
16534 | Sacramento Municipal Util Dist | 529 | Rancho Seco Solar | Electric Utility | CA | 2 | 1 | 1 | Solar Photovoltaic | SUN | PV | 4 | 2013 | 2 | 1986 | Sacramento | 38.34 | -121.1139
7140 | Georgia Power Co | 703 | Bowen | Electric Utility | GA | 6 | 41.8 | 32 | Petroleum Liquids | DFO | GT | 4 | 2013 | 5 | 1971 | Bartow | 34.1256 | -84.9222
56543 | Black Bear Hydro Partners LLC | 1479 | Veazie Hydro Station | IPP Non-CHP | ME | VZ16 | 1.5 | 1.4 | Conventional Hydroelectric | WAT | HY | 4 | 2013 | 7 | 1938
56543 | Black Bear Hydro Partners LLC | 1479 | Veazie Hydro Station | IPP Non-CHP | ME | VZ17 | 1.5 | 1.4 | Conventional Hydroelectric | WAT | HY | 4 | 2013 | 7 | 1938
19150 | Trenton Municipal Utilities - (MO) | 2163 | Trenton Diesel | Electric Utility | MO | 1 | 0.4 | 0.3 | Petroleum Liquids | DFO | IC | 4 | 2013 | 12 | 1937 | Grundy | 40.0661 | -93.6042
19150 | Trenton Municipal Utilities - (MO) | 2163 | Trenton Diesel | Electric Utility | MO | 2 | 0.4 | 0.3 | Petroleum Liquids | DFO | IC | 4 | 2013 | 1 | 1937 | Grundy | 40.0661 | -93.6042
13902 | NorthWestern Energy | 2193 | Rainbow (MT) | Electric Utility | MT | RAI1 | 4.5 | 4 | Conventional Hydroelectric | WAT | HY | 4 | 2013 | 7 | 1910 | Cascade | 47.5344 | -111.2045
13902 | NorthWestern Energy | 2193 | Rainbow (MT) | Electric Utility | MT | RAI2 | 4.5 | 4 | Conventional Hydroelectric | WAT | HY | 4 | 2013 | 7 | 1910 | Cascade | 47.5344 | -111.2045
13902 | NorthWestern Energy | 2193 | Rainbow (MT) | Electric Utility | MT | RAI3 | 4 | 4 | Conventional Hydroelectric | WAT | HY | 4 | 2013 | 7 | 1910 | Cascade | 47.5344 | -111.2045
13902 | NorthWestern Energy | 2193 | Rainbow (MT) | Electric Utility | MT | RAI4 | 4 | 4 | Conventional Hydroelectric | WAT | HY | 4 | 2013 | 7 | 1910 | Cascade | 47.5344 | -111.2045
13902 | NorthWestern Energy | 2193 | Rainbow (MT) | Electric Utility | MT | RAI5 | 4 | 4 | Conventional Hydroelectric | WAT | HY | 4 | 2013 | 7 | 1910 | Cascade | 47.5344 | -111.2045
13902 | NorthWestern Energy | 2193 | Rainbow (MT) | Electric Utility | MT | RAI6 | 4 | 4 | Conventional Hydroelectric | WAT | HY | 4 | 2013 | 7 | 1910 | Cascade | 47.5344 | -111.2045
13902 | NorthWestern Energy | 2193 | Rainbow (MT) | Electric Utility | MT | RAI7 | 5.8 | 6 | Conventional Hydroelectric | WAT | HY | 4 | 2013 | 9 | 1917 | Cascade | 47.5344 | -111.2045
13902 | NorthWestern Energy | 2193 | Rainbow (MT) | Electric Utility | MT | RAI8 | 5.8 | 6 | Conventional Hydroelectric | WAT | HY | 4 | 2013 | 9 | 1917 | Cascade | 47.5344 | -111.2045
4527 | City of Crete | 2231 | Crete | Electric Utility | NE | 1 | 0.4 | 0.4 | Petroleum Liquids | DFO | IC | 4 | 2013 | 9 | 1939 | Saline | 40.6253 | -96.9601
4527 | City of Crete | 2231 | Crete | Electric Utility | NE | 2 | 1.3 | 1.3 | Natural Gas Internal Combustion Engine | NG | IC | 4 | 2013 | 5 | 1955 | Saline | 40.6253 | -96.9601
4527 | City of Crete | 2231 | Crete | Electric Utility | NE | 3 | 0.9 | 0.8 | Natural Gas Internal Combustion Engine | NG | IC | 4 | 2013 | 1 | 1951 | Saline | 40.6253 | -96.9601
4527 | City of Crete | 2231 | Crete | Electric Utility | NE | 4 | 1.1 | 1 | Natural Gas Internal Combustion Engine | NG | IC | 4 | 2013 | 6 | 1947 | Saline | 40.6253 | -96.9601
4527 | City of Crete | 2231 | Crete | Electric Utility | NE | 5 | 2.5 | 2.4 | Natural Gas Internal Combustion Engine | NG | IC | 4 | 2013 | 5 | 1963 | Saline | 40.6253 | -96.9601
4527 | City of Crete | 2231 | Crete | Electric Utility | NE | 6 | 3.3 | 3.3 | Natural Gas Internal Combustion Engine | NG | IC | 4 | 2013 | 4 | 1965 | Saline | 40.6253 | -96.9601
2999 | Caraustar Industries Inc | 54235 | Rittman Paperboard | Industrial CHP | OH | GEN1 | 3 | 3 | Conventional Steam Coal | BIT | ST | 4 | 2013 | 1 | 1928
2999 | Caraustar Industries Inc | 54235 | Rittman Paperboard | Industrial CHP | OH | GEN2 | 5 | 5 | Conventional Steam Coal | BIT | ST | 4 | 2013 | 1 | 1940
2999 | Caraustar Industries Inc | 54235 | Rittman Paperboard | Industrial CHP | OH | GEN3 | 6 | 6 | Conventional Steam Coal | BIT | ST | 4 | 2013 | 6 | 1946
11284 | Lowndes County Hospital Authority | 54848 | South Georgia Medical Center | Commercial Non-CHP | GA | GEN1 | 0.4 | 0.4 | Petroleum Liquids | DFO | IC | 4 | 2013 | 9 | 1986 | Lowndes | 30.8625 | -83.2894
11284 | Lowndes County Hospital Authority | 54848 | South Georgia Medical Center | Commercial Non-CHP | GA | GEN2 | 0.4 | 0.4 | Petroleum Liquids | DFO | IC | 4 | 2013 | 9 | 1986 | Lowndes | 30.8625 | -83.2894
11284 | Lowndes County Hospital Authority | 54848 | South Georgia Medical Center | Commercial Non-CHP | GA | GEN3 | 0.4 | 0.4 | Petroleum Liquids | DFO | IC | 4 | 2013 | 9 | 1986 | Lowndes | 30.8625 | -83.2894
15090 | PIMA County Wastewater Manage | 55257 | Ina Road Water Pollution Control Fac | Commercial Non-CHP | AZ | 1 | 0.6 | 0.6 | Natural Gas Internal Combustion Engine | NG | IC | 4 | 2013 | 7 | 1977
15090 | PIMA County Wastewater Manage | 55257 | Ina Road Water Pollution Control Fac | Commercial Non-CHP | AZ | 2 | 0.6 | 0.6 | Natural Gas Internal Combustion Engine | NG | IC | 4 | 2013 | 7 | 1977
15090 | PIMA County Wastewater Manage | 55257 | Ina Road Water Pollution Control Fac | Commercial Non-CHP | AZ | 3 | 0.6 | 0.6 | Natural Gas Internal Combustion Engine | NG | IC | 4 | 2013 | 7 | 1977
15090 | PIMA County Wastewater Manage | 55257 | Ina Road Water Pollution Control Fac | Commercial Non-CHP | AZ | 4 | 0.6 | 0.6 | Natural Gas Internal Combustion Engine | NG | IC | 4 | 2013 | 7 | 1977
15090 | PIMA County Wastewater Manage | 55257 | Ina Road Water Pollution Control Fac | Commercial Non-CHP | AZ | 5 | 0.6 | 0.6 | Natural Gas Internal Combustion Engine | NG | IC | 4 | 2013 | 7 | 1977
15090 | PIMA County Wastewater Manage | 55257 | Ina Road Water Pollution Control Fac | Commercial Non-CHP | AZ | 6 | 0.6 | 0.6 | Natural Gas Internal Combustion Engine | NG | IC | 4 | 2013 | 7 | 1977
15090 | PIMA County Wastewater Manage | 55257 | Ina Road Water Pollution Control Fac | Commercial Non-CHP | AZ | 7 | 0.6 | 0.6 | Natural Gas Internal Combustion Engine | NG | IC | 4 | 2013 | 7 | 1977
55894 | Worcester County Renewable Energy LLC | 56641 | Worcester County Renewable Energy | IPP Non-CHP | MD | 1 | 1 | 1 | Landfill Gas | LFG | IC | 4 | 2013 | 7 | 2008
55894 | Worcester County Renewable Energy LLC | 56641 | Worcester County Renewable Energy | IPP Non-CHP | MD | 2 | 1 | 1 | Landfill Gas | LFG | IC | 4 | 2013 | 8 | 2008
58300 | Ameresco Select Inc | 58365 | CJTS Energy Center | Commercial Non-CHP | CT | UNIT4 | 0.2 | 0.2 | Other Natural Gas | NG | FC | 4 | 2013 | 11 | 2001 | MIddlesex | 41.5528 | -72.625
58300 | Ameresco Select Inc | 58365 | CJTS Energy Center | Commercial Non-CHP | CT | UNIT6 | 0.2 | 0.2 | Other Natural Gas | NG | FC | 4 | 2013 | 11 | 2001 | MIddlesex | 41.5528 | -72.625
9418 | City of Iola - (KS) | 1291 | Iola | Electric Utility | KS | 11 | 2.1 | 2 | Petroleum Liquids | DFO | IC | 3 | 2013 | 7 | 1988 | Allen | 37.9231 | -95.4256
9418 | City of Iola - (KS) | 1291 | Iola | Electric Utility | KS | 12 | 2.1 | 2 | Petroleum Liquids | DFO | IC | 3 | 2013 | 7 | 1988 | Allen | 37.9231 | -95.4256
9418 | City of Iola - (KS) | 1291 | Iola | Electric Utility | KS | 13 | 2.1 | 2 | Petroleum Liquids | DFO | IC | 3 | 2013 | 7 | 1988 | Allen | 37.9231 | -95.4256
5109 | DTE Electric Company | 1726 | Conners Creek | Electric Utility | MI | 1 | 2.7 | 2.3 | Petroleum Liquids | DFO | IC | 3 | 2013 | 2 | 1971 | Wayne | 42.3592 | -82.9597
5109 | DTE Electric Company | 1726 | Conners Creek | Electric Utility | MI | 15 | 135 | 100 | Natural Gas Steam Turbine | NG | ST | 3 | 2013 | 3 | 1951 | Wayne | 42.3592 | -82.9597
5109 | DTE Electric Company | 1726 | Conners Creek | Electric Utility | MI | 16 | 135 | 130 | Natural Gas Steam Turbine | NG | ST | 3 | 2013 | 8 | 1951 | Wayne | 42.3592 | -82.9597
5109 | DTE Electric Company | 1726 | Conners Creek | Electric Utility | MI | 2 | 2.7 | 2.3 | Petroleum Liquids | DFO | IC | 3 | 2013 | 2 | 1971 | Wayne | 42.3592 | -82.9597
3046 | Duke Energy Progress - (NC) | 2708 | Cape Fear | Electric Utility | NC | 1 | 15 | 11 | Petroleum Liquids | DFO | CA | 3 | 2013 | 12 | 1923 | Chatham | 35.595 | -79.0495
3046 | Duke Energy Progress - (NC) | 2708 | Cape Fear | Electric Utility | NC | 1A | 18 | 11 | Petroleum Liquids | DFO | CT | 3 | 2013 | 6 | 1969 | Chatham | 35.595 | -79.0495
3046 | Duke Energy Progress - (NC) | 2708 | Cape Fear | Electric Utility | NC | 1B | 18 | 12 | Petroleum Liquids | DFO | CT | 3 | 2013 | 6 | 1969 | Chatham | 35.595 | -79.0495
3046 | Duke Energy Progress - (NC) | 2708 | Cape Fear | Electric Utility | NC | 2 | 15 | 7 | Petroleum Liquids | DFO | CA | 3 | 2013 | 10 | 1924 | Chatham | 35.595 | -79.0495
3046 | Duke Energy Progress - (NC) | 2708 | Cape Fear | Electric Utility | NC | 2A | 18 | 12 | Petroleum Liquids | DFO | CT | 3 | 2013 | 6 | 1969 | Chatham | 35.595 | -79.0495
3046 | Duke Energy Progress - (NC) | 3251 | H B Robinson | Electric Utility | SC | GT1 | 16.3 | 11 | Natural Gas Fired Combustion Turbine | NG | GT | 3 | 2013 | 3 | 1968 | Darlington | 34.4017 | -80.1589
8776 | City of Holyoke Gas and Electric Dept. | 9864 | Cabot Holyoke | Electric Utility | MA | 6 | 10 | 9.3 | Natural Gas Steam Turbine | NG | ST | 3 | 2013 | 8 | 1955 | Hampden | 42.2 | -72.61
8776 | City of Holyoke Gas and Electric Dept. | 9864 | Cabot Holyoke | Electric Utility | MA | 8 | 10 | 9.3 | Natural Gas Steam Turbine | NG | ST | 3 | 2013 | 8 | 1951 | Hampden | 42.2 | -72.61
24263 | Cellu Tissue Holdings Inc | 52017 | Menominee Acquisition | Industrial CHP | MI | ST2 | 2.5 | 2.5 | Conventional Steam Coal | BIT | ST | 3 | 2013 | 6 | 1950 | Menominee | 45.0975 | -87.5958
5033 | Domtar Industries Inc | 54103 | Port Edwards Mill | Industrial Non-CHP | WI | GEN4 | 1.9 | 1.8 | Petroleum Liquids | RFO | ST | 3 | 2013 | 2 | 1930 | Wood | 44.3364 | -89.8672
5033 | Domtar Industries Inc | 54103 | Port Edwards Mill | Industrial Non-CHP | WI | GEN7 | 5 | 4.7 | Petroleum Liquids | RFO | ST | 3 | 2013 | 1 | 1962 | Wood | 44.3364 | -89.8672
56024 | Kamin LLC | 55961 | Kamin LLC Wrens Mine | Industrial Non-CHP | GA | WM1 | 1 | 1 | Petroleum Liquids | DFO | IC | 3 | 2013 | 1 | 1988 | Warren | 33.3319 | -82.4522
56024 | Kamin LLC | 55961 | Kamin LLC Wrens Mine | Industrial Non-CHP | GA | WM2 | 1 | 1 | Petroleum Liquids | DFO | IC | 3 | 2013 | 1 | 1988 | Warren | 33.3319 | -82.4522
56694 | Thermo No 1 BE 01 LLC | 57353 | Thermo No 1 | IPP Non-CHP | UT | 1 | 14 | 11 | Geothermal | GEO | BT | 3 | 2013 | 4 | 2009 | BEAVER | 38.1607 | -113.1945
57303 | State of Illinois | 57918 | Jacksonville Developmental Center | Commercial CHP | IL | 1 | 0.7 | 0.7 | Conventional Steam Coal | BIT | ST | 3 | 2013 | 6 | 1945
57303 | State of Illinois | 57918 | Jacksonville Developmental Center | Commercial CHP | IL | 2 | 0.7 | 0.7 | Conventional Steam Coal | BIT | ST | 3 | 2013 | 6 | 1945
57303 | State of Illinois | 57918 | Jacksonville Developmental Center | Commercial CHP | IL | 3 | 2 | 2 | Conventional Steam Coal | BIT | ST | 3 | 2013 | 6 | 1945
58147 | Connecticut Valley Hospital | 58176 | Connecticut Valley Hospital Plant | IPP CHP | CT | ST#1 | 0.7 | 0.7 | Natural Gas Fired Combined Cycle | NG | CA | 3 | 2013 | 1 | 1950
58147 | Connecticut Valley Hospital | 58176 | Connecticut Valley Hospital Plant | IPP CHP | CT | ST#2 | 0.5 | 0.5 | Natural Gas Fired Combined Cycle | NG | CA | 3 | 2013 | 1 | 1950
58147 | Connecticut Valley Hospital | 58176 | Connecticut Valley Hospital Plant | IPP CHP | CT | ST#3 | 0.5 | 0.5 | Natural Gas Fired Combined Cycle | NG | CA | 3 | 2013 | 1 | 1950
814 | Entergy Arkansas Inc | 168 | Hamilton Moses | Electric Utility | AR | 1 | 69 | 67 | Natural Gas Steam Turbine | NG | ST | 2 | 2013 | 5 | 1951 | St Francis | 34.9806 | -90.8722
814 | Entergy Arkansas Inc | 168 | Hamilton Moses | Electric Utility | AR | 2 | 69 | 67 | Natural Gas Steam Turbine | NG | ST | 2 | 2013 | 5 | 1951 | St Francis | 34.9806 | -90.8722
814 | Entergy Arkansas Inc | 173 | Robert E Ritchie | Electric Utility | AR | 1 | 359 | 300 | Natural Gas Steam Turbine | NG | ST | 2 | 2013 | 6 | 1961 | Phillips | 34.4629 | -90.5987
6455 | Duke Energy Florida, Inc | 628 | Crystal River | Electric Utility | FL | 3 | 890.4 | 860 | Nuclear | NUC | ST | 2 | 2013 | 3 | 1977 | Citrus | 28.9656 | -82.6977
10171 | Kentucky Utilities Co | 1361 | Tyrone | Electric Utility | KY | 3 | 75 | 71 | Conventional Steam Coal | BIT | ST | 2 | 2013 | 7 | 1953 | Woodford | 38.0478 | -84.8483
11540 | City of Malden - (MO) | 2142 | Malden | Electric Utility | MO | 1 | 1.4 | 1.2 | Petroleum Liquids | DFO | IC | 2 | 2013 | 8 | 1951 | Dunklin | 36.5531 | -89.9682
56024 | Kamin LLC | 54880 | Kamin LLC Wrens Plant | Industrial CHP | GA | WPH1 | 1.1 | 1.1 | Petroleum Liquids | DFO | IC | 2 | 2013 | 1 | 1988 | Jefferson | 33.2738 | -82.4078
56024 | Kamin LLC | 54880 | Kamin LLC Wrens Plant | Industrial CHP | GA | WPH2 | 1.2 | 1.2 | Petroleum Liquids | DFO | IC | 2 | 2013 | 1 | 1989 | Jefferson | 33.2738 | -82.4078
56024 | Kamin LLC | 54880 | Kamin LLC Wrens Plant | Industrial CHP | GA | WPH3 | 1 | 1 | Petroleum Liquids | DFO | IC | 2 | 2013 | 1 | 1988 | Jefferson | 33.2738 | -82.4078
1015 | Austin Energy | 56373 | Domain Integrated Energy System | Electric Utility | TX | DOMG1 | 5 | 5 | Natural Gas Fired Combustion Turbine | NG | GT | 2 | 2013 | 6 | 2004 | TRAVIS | 30.3974 | -97.725
14328 | Pacific Gas & Electric Co | 226 | Coal Canyon | Electric Utility | CA | 1 | 1 | 0.9 | Conventional Hydroelectric | WAT | HY | 1 | 2013 | 12 | 1907 | Butte | 39.605 | -121.6005
6452 | Florida Power & Light Co | 617 | Port Everglades | Electric Utility | FL | ST3 | 402 | 387 | Petroleum Liquids | RFO | ST | 1 | 2013 | 7 | 1964 | Broward | 26.0856 | -80.1253
6452 | Florida Power & Light Co | 617 | Port Everglades | Electric Utility | FL | ST4 | 402 | 392 | Petroleum Liquids | RFO | ST | 1 | 2013 | 4 | 1965 | Broward | 26.0856 | -80.1253
5517 | Dynegy Midwest Generation Inc | 894 | Oglesby | IPP Non-CHP | IL | 1 | 17.5 | 13.5 | Natural Gas Fired Combustion Turbine | NG | GT | 1 | 2013 | 10 | 1970 | LaSalle | 41.2897 | -89.0725
5517 | Dynegy Midwest Generation Inc | 894 | Oglesby | IPP Non-CHP | IL | 2 | 17.5 | 13.5 | Natural Gas Fired Combustion Turbine | NG | GT | 1 | 2013 | 9 | 1970 | LaSalle | 41.2897 | -89.0725
5517 | Dynegy Midwest Generation Inc | 894 | Oglesby | IPP Non-CHP | IL | 3 | 17.5 | 13.5 | Natural Gas Fired Combustion Turbine | NG | GT | 1 | 2013 | 10 | 1970 | LaSalle | 41.2897 | -89.0725
5517 | Dynegy Midwest Generation Inc | 894 | Oglesby | IPP Non-CHP | IL | 4 | 17.5 | 13.5 | Natural Gas Fired Combustion Turbine | NG | GT | 1 | 2013 | 10 | 1970 | LaSalle | 41.2897 | -89.0725
5517 | Dynegy Midwest Generation Inc | 895 | Stallings | IPP Non-CHP | IL | 1 | 23.8 | 20.5 | Natural Gas Fired Combustion Turbine | NG | GT | 1 | 2013 | 8 | 1970 | Madison | 38.7314 | -90.0461
5517 | Dynegy Midwest Generation Inc | 895 | Stallings | IPP Non-CHP | IL | 2 | 23.8 | 20.5 | Natural Gas Fired Combustion Turbine | NG | GT | 1 | 2013 | 8 | 1970 | Madison | 38.7314 | -90.0461
5517 | Dynegy Midwest Generation Inc | 895 | Stallings | IPP Non-CHP | IL | 3 | 23.8 | 20.5 | Natural Gas Fired Combustion Turbine | NG | GT | 1 | 2013 | 9 | 1970 | Madison | 38.7314 | -90.0461
5517 | Dynegy Midwest Generation Inc | 895 | Stallings | IPP Non-CHP | IL | 4 | 23.8 | 20.5 | Natural Gas Fired Combustion Turbine | NG | GT | 1 | 2013 | 8 | 1970 | Madison | 38.7314 | -90.0461
12802 | City of Monroe City - (MO) | 2146 | Monroe (MO) | Electric Utility | MO | 2 | 1.3 | 1.3 | Petroleum Liquids | DFO | IC | 1 | 2013 | 9 | 1955 | MONROE | 39.6525 | -91.7325
12802 | City of Monroe City - (MO) | 2146 | Monroe (MO) | Electric Utility | MO | 3 | 1.1 | 1.1 | Natural Gas Internal Combustion Engine | NG | IC | 1 | 2013 | 9 | 1964 | MONROE | 39.6525 | -91.7325
12802 | City of Monroe City - (MO) | 2146 | Monroe (MO) | Electric Utility | MO | 4 | 1.1 | 1.1 | Natural Gas Internal Combustion Engine | NG | IC | 1 | 2013 | 9 | 1958 | MONROE | 39.6525 | -91.7325
12802 | City of Monroe City - (MO) | 2146 | Monroe (MO) | Electric Utility | MO | 6 | 2 | 2 | Natural Gas Internal Combustion Engine | NG | IC | 1 | 2013 | 1 | 1971 | MONROE | 39.6525 | -91.7325
12802 | City of Monroe City - (MO) | 2146 | Monroe (MO) | Electric Utility | MO | 7 | 2.2 | 2.2 | Natural Gas Internal Combustion Engine | NG | IC | 1 | 2013 | 8 | 1973 | MONROE | 39.6525 | -91.7325
34 | City of Abbeville - (SC) | 3305 | Rocky River (SC) | Electric Utility | SC | IC1 | 1.1 | 1.1 | Petroleum Liquids | DFO | IC | 1 | 2013 | 11 | 1946 | Anderson | 34.2572 | -82.6097
11135 | City of Logan - (UT) | 3675 | Hydro III | Electric Utility | UT | HY3 | 0.1 | 0.1 | Conventional Hydroelectric | WAT | HY | 1 | 2013 | 1 | 1992 | Cache | 41.7464 | -111.746
19099 | TransAlta Centralia Gen LLC | 3845 | Transalta Centralia Generation | IPP Non-CHP | WA | 30 | 60.5 | 44 | Natural Gas Fired Combined Cycle | NG | CT | 1 | 2013 | 8 | 2002 | Lewis | 46.7559 | -122.8598
19099 | TransAlta Centralia Gen LLC | 3845 | Transalta Centralia Generation | IPP Non-CHP | WA | 40 | 60.5 | 44 | Natural Gas Fired Combined Cycle | NG | CT | 1 | 2013 | 8 | 2002 | Lewis | 46.7559 | -122.8598
19099 | TransAlta Centralia Gen LLC | 3845 | Transalta Centralia Generation | IPP Non-CHP | WA | 50 | 60.5 | 44 | Natural Gas Fired Combined Cycle | NG | CT | 1 | 2013 | 8 | 2002 | Lewis | 46.7559 | -122.8598
19099 | TransAlta Centralia Gen LLC | 3845 | Transalta Centralia Generation | IPP Non-CHP | WA | 60 | 60.5 | 44 | Natural Gas Fired Combined Cycle | NG | CT | 1 | 2013 | 8 | 2002 | Lewis | 46.7559 | -122.8598
19099 | TransAlta Centralia Gen LLC | 3845 | Transalta Centralia Generation | IPP Non-CHP | WA | 70 | 80 | 80 | Natural Gas Fired Combined Cycle | NG | CA | 1 | 2013 | 8 | 2002 | Lewis | 46.7559 | -122.8598
17166 | Sierra Pacific Power Co | 6514 | Gabbs | Electric Utility | NV | 1 | 2.7 | 2.7 | Petroleum Liquids | DFO | IC | 1 | 2013 | 1 | 1969 | Nye | 38.7714 | -117.6869
17166 | Sierra Pacific Power Co | 6514 | Gabbs | Electric Utility | NV | 2 | 2.7 | 2.7 | Petroleum Liquids | DFO | IC | 1 | 2013 | 1 | 1969 | Nye | 38.7714 | -117.6869
57209 | Apogee Technology Inc | 10159 | Apogee Technology Inc | Industrial Non-CHP | PA | GEN1 | 10.7 | 0 | Natural Gas Fired Combustion Turbine | NG | GT | 1 | 2013 | 3 | 1986
11217 | Los Angeles County Sanitation | 10472 | Puente Hills Energy Recovery | Commercial Non-CHP | CA | GEN2 | 2.8 | 1.1 | Landfill Gas | LFG | GT | 1 | 2013 | 10 | 1984 | Los Angeles | 34.0233 | -118.0241
22155 | Texas State University - San Marcos | 50263 | Southwest Texas State University | Commercial CHP | TX | GEN1 | 6 | 6 | Natural Gas Internal Combustion Engine | NG | IC | 1 | 2013 | 9 | 1989
56889 | Rhode Island LFG Genco | 50365 | Ridgewood Providence Power | IPP Non-CHP | RI | PHI1 | 1.3 | 1.2 | Landfill Gas | LFG | IC | 1 | 2013 | 3 | 2004 | Providence | 41.8069 | -71.53
56889 | Rhode Island LFG Genco | 50365 | Ridgewood Providence Power | IPP Non-CHP | RI | PHI2 | 1.3 | 1.2 | Landfill Gas | LFG | IC | 1 | 2013 | 3 | 2004 | Providence | 41.8069 | -71.53
20323 | Wellhead Services Inc | 55538 | Escondido Energy Center | IPP Non-CHP | CA | GEN1 | 44 | 33.6 | Natural Gas Fired Combustion Turbine | NG | GT | 1 | 2013 | 8 | 2001 | San Diego | 33.1261 | -117.1172
20323 | Wellhead Services Inc | 55875 | Gates Peaker | IPP Non-CHP | CA | GEN1 | 46.5 | 33.3 | Natural Gas Fired Combustion Turbine | NG | GT | 1 | 2013 | 12 | 2001 | Fresno | 36.1527 | -120.1482
56438 | Delaware County Electric Coop, Inc | 57129 | Catskill Mts Energy Corporation | IPP Non-CHP | NY | G1 | 1.1 | 1.1 | Landfill Gas | LFG | IC | 1 | 2013 | 12 | 2008
22500 | Westar Energy Inc | 1251 | Abilene Energy Center Combustion Turbine | Electric Utility | KS | GT1 | 77 | 68 | Natural Gas Fired Combustion Turbine | NG | GT | 12 | 2012 | 7 | 1973 | Dickinson | 38.8831 | -97.2014
15321 | City of Pratt- (KS) | 1317 | Pratt | Electric Utility | KS | 3 | 5 | 5.8 | Natural Gas Steam Turbine | NG | ST | 12 | 2012 | 3 | 1953 | Pratt | 37.6359 | -98.7433
12524 | Midwest Energy Inc | 1334 | Great Bend - Midwest Energy | Electric Utility | KS | 6 | 3 | 3 | Natural Gas Internal Combustion Engine | NG | IC | 12 | 2012 | 1 | 1954 | Barton | 38.3708 | -98.7831
26253 | Louisiana Energy & Power Authority | 1449 | Morgan City | Electric Utility | LA | 1 | 6 | 5.8 | Natural Gas Steam Turbine | NG | ST | 12 | 2012 | 6 | 1963 | St Mary | 29.6914 | -91.1885
26253 | Louisiana Energy & Power Authority | 1449 | Morgan City | Electric Utility | LA | 2 | 6 | 5.8 | Natural Gas Steam Turbine | NG | ST | 12 | 2012 | 6 | 1963 | St Mary | 29.6914 | -91.1885
1009 | City of Austin - (MN) | 1960 | Austin Downtown | Electric Utility | MN | 1 | 5 | 5.3 | Natural Gas Steam Turbine | NG | ST | 12 | 2012 | 6 | 1940 | Mower | 43.6706 | -92.9693
1009 | City of Austin - (MN) | 1960 | Austin Downtown | Electric Utility | MN | 2 | 3.5 | 3.5 | Natural Gas Steam Turbine | NG | ST | 12 | 2012 | 6 | 1935 | Mower | 43.6706 | -92.9693
1009 | City of Austin - (MN) | 1960 | Austin Downtown | Electric Utility | MN | 3 | 7.5 | 8.8 | Natural Gas Steam Turbine | NG | ST | 12 | 2012 | 6 | 1946 | Mower | 43.6706 | -92.9693
1009 | City of Austin - (MN) | 1960 | Austin Downtown | Electric Utility | MN | 4 | 11.5 | 12.2 | Natural Gas Steam Turbine | NG | ST | 12 | 2012 | 6 | 1955 | Mower | 43.6706 | -92.9693
12686 | Mississippi Power Co | 2046 | Eaton | Electric Utility | MS | 1 | 25.9 | 24.5 | Natural Gas Steam Turbine | NG | ST | 12 | 2012 | 3 | 1945 | Forrest | 31.3294 | -89.2681
12686 | Mississippi Power Co | 2046 | Eaton | Electric Utility | MS | 2 | 25.9 | 24.5 | Natural Gas Steam Turbine | NG | ST | 12 | 2012 | 7 | 1947 | Forrest | 31.3294 | -89.2681
12686 | Mississippi Power Co | 2046 | Eaton | Electric Utility | MS | 3 | 25.9 | 24.6 | Natural Gas Steam Turbine | NG | ST | 12 | 2012 | 8 | 1949 | Forrest | 31.3294 | -89.2681
12685 | Entergy Mississippi Inc | 2051 | Delta (MS) | Electric Utility | MS | 1 | 112.5 | 90 | Natural Gas Steam Turbine | NG | ST | 12 | 2012 | 12 | 1953 | Bolivar | 33.7947 | -90.7139
12685 | Entergy Mississippi Inc | 2051 | Delta (MS) | Electric Utility | MS | 2 | 112.5 | 87 | Natural Gas Steam Turbine | NG | ST | 12 | 2012 | 12 | 1953 | Bolivar | 33.7947 | -90.7139
12658 | Minnkota Power Coop, Inc | 2821 | Grand Forks | Electric Utility | ND | 1 | 0.7 | 0.7 | Petroleum Liquids | DFO | IC | 12 | 2012 | 8 | 1941 | Grand Forks | 47.9383 | -97.935
12658 | Minnkota Power Coop, Inc | 2821 | Grand Forks | Electric Utility | ND | 10 | 1.1 | 1.1 | Petroleum Liquids | DFO | IC | 12 | 2012 | 8 | 1949 | Grand Forks | 47.9383 | -97.935
12658 | Minnkota Power Coop, Inc | 2821 | Grand Forks | Electric Utility | ND | 11 | 1.1 | 1.1 | Petroleum Liquids | DFO | IC | 12 | 2012 | 8 | 1949 | Grand Forks | 47.9383 | -97.935
12658 | Minnkota Power Coop, Inc | 2821 | Grand Forks | Electric Utility | ND | 2 | 0.7 | 0.7 | Petroleum Liquids | DFO | IC | 12 | 2012 | 8 | 1941 | Grand Forks | 47.9383 | -97.935
12658 | Minnkota Power Coop, Inc | 2821 | Grand Forks | Electric Utility | ND | 3 | 0.7 | 0.7 | Petroleum Liquids | DFO | IC | 12 | 2012 | 8 | 1941 | Grand Forks | 47.9383 | -97.935
12658 | Minnkota Power Coop, Inc | 2821 | Grand Forks | Electric Utility | ND | 4 | 1 | 1 | Petroleum Liquids | DFO | IC | 12 | 2012 | 8 | 1946 | Grand Forks | 47.9383 | -97.935
12658 | Minnkota Power Coop, Inc | 2821 | Grand Forks | Electric Utility | ND | 5 | 1 | 1 | Petroleum Liquids | DFO | IC | 12 | 2012 | 8 | 1946 | Grand Forks | 47.9383 | -97.935
12658 | Minnkota Power Coop, Inc | 2821 | Grand Forks | Electric Utility | ND | 6 | 1 | 1 | Petroleum Liquids | DFO | IC | 12 | 2012 | 8 | 1946 | Grand Forks | 47.9383 | -97.935
12658 | Minnkota Power Coop, Inc | 2821 | Grand Forks | Electric Utility | ND | 7 | 1.1 | 1.1 | Petroleum Liquids | DFO | IC | 12 | 2012 | 8 | 1949 | Grand Forks | 47.9383 | -97.935
12658 | Minnkota Power Coop, Inc | 2821 | Grand Forks | Electric Utility | ND | 8 | 1.1 | 1.1 | Petroleum Liquids | DFO | IC | 12 | 2012 | 8 | 1949 | Grand Forks | 47.9383 | -97.935
12658 | Minnkota Power Coop, Inc | 2821 | Grand Forks | Electric Utility | ND | 9 | 1.1 | 1.1 | Petroleum Liquids | DFO | IC | 12 | 2012 | 8 | 1949 | Grand Forks | 47.9383 | -97.935
12658 | Minnkota Power Coop, Inc | 2822 | Harwood | Electric Utility | ND | 2 | 1.6 | 1.6 | Petroleum Liquids | DFO | IC | 12 | 2012 | 10 | 1947 | Cass | 46.9986 | -96.9975
12658 | Minnkota Power Coop, Inc | 2822 | Harwood | Electric Utility | ND | 3 | 1.6 | 1.6 | Petroleum Liquids | DFO | IC | 12 | 2012 | 10 | 1947 | Cass | 46.9986 | -96.9975
58620 | AEP Generation Resources Inc | 2840 | Conesville | IPP Non-CHP | OH | 3 | 161.5 | 165 | Conventional Steam Coal | BIT | ST | 12 | 2012 | 10 | 1962 | Coshocton | 40.1842 | -81.8811
10830 | City of Lebanon - (OH) | 2921 | Lebanon | Electric Utility | OH | 1 | 0.7 | 0.7 | Petroleum Liquids | DFO | IC | 12 | 2012 | 1 | 1940 | Warren | 39.4322 | -84.2109
14063 | Oklahoma Gas & Electric Co | 2950 | Enid | Electric Utility | OK | 1 | 15 | 11.1 | Natural Gas Fired Combustion Turbine | NG | GT | 12 | 2012 | 11 | 1965 | Garfield | 36.3713 | -97.8737
14063 | Oklahoma Gas & Electric Co | 2950 | Enid | Electric Utility | OK | 2 | 15 | 10.5 | Natural Gas Fired Combustion Turbine | NG | GT | 12 | 2012 | 11 | 1965 | Garfield | 36.3713 | -97.8737
14063 | Oklahoma Gas & Electric Co | 2950 | Enid | Electric Utility | OK | 3 | 15 | 11.5 | Natural Gas Fired Combustion Turbine | NG | GT | 12 | 2012 | 11 | 1965 | Garfield | 36.3713 | -97.8737
14063 | Oklahoma Gas & Electric Co | 2950 | Enid | Electric Utility | OK | 4 | 15 | 10.5 | Natural Gas Fired Combustion Turbine | NG | GT | 12 | 2012 | 11 | 1965 | Garfield | 36.3713 | -97.8737
14063 | Oklahoma Gas & Electric Co | 2958 | Woodward | Electric Utility | OK | GT1 | 11 | 9.5 | Natural Gas Fired Combustion Turbine | NG | GT | 12 | 2012 | 6 | 1963 | Woodward | 36.3754 | -99.3702
6035 | Exelon Power | 3169 | Schuylkill Generating Station | IPP Non-CHP | PA | 1 | 190.4 | 166 | Petroleum Liquids | RFO | ST | 12 | 2012 | 7 | 1958 | Philadelphia | 39.9419 | -75.1883
6035 | Exelon Power | 3169 | Schuylkill Generating Station | IPP Non-CHP | PA | IC1 | 2.7 | 2.7 | Petroleum Liquids | DFO | IC | 12 | 2012 | 7 | 1967 | Philadelphia | 39.9419 | -75.1883
17539 | South Carolina Electric&Gas Company | 3280 | Canadys Steam | Electric Utility | SC | 1 | 136 | 105 | Conventional Steam Coal | BIT | ST | 12 | 2012 | 4 | 1962 | Colleton | 33.0647 | -80.6228
17543 | South Carolina Public Service Authority | 3317 | Dolphus M Grainger | Electric Utility | SC | 1 | 81.6 | 83 | Conventional Steam Coal | BIT | ST | 12 | 2012 | 6 | 1966 | Horry | 33.8267 | -79.0534
17543 | South Carolina Public Service Authority | 3317 | Dolphus M Grainger | Electric Utility | SC | 2 | 81.6 | 83 | Conventional Steam Coal | BIT | ST | 12 | 2012 | 6 | 1966 | Horry | 33.8267 | -79.0534
17543 | South Carolina Public Service Authority | 3319 | Jefferies | Electric Utility | SC | 3 | 172.8 | 152 | Conventional Steam Coal | BIT | ST | 12 | 2012 | 1 | 1970 | Berkeley | 33.2444 | -79.9909
17543 | South Carolina Public Service Authority | 3319 | Jefferies | Electric Utility | SC | 4 | 172.8 | 150 | Conventional Steam Coal | BIT | ST | 12 | 2012 | 1 | 1970 | Berkeley | 33.2444 | -79.9909
18642 | Tennessee Valley Authority | 3405 | John Sevier | Electric Utility | TN | 1 | 200 | 176 | Conventional Steam Coal | BIT | ST | 12 | 2012 | 7 | 1955 | Hawkins | 36.3767 | -82.9639
18642 | Tennessee Valley Authority | 3405 | John Sevier | Electric Utility | TN | 2 | 200 | 176 | Conventional Steam Coal | BIT | ST | 12 | 2012 | 9 | 1955 | Hawkins | 36.3767 | -82.9639
14624 | PUD No 2 of Grant County | 3888 | Wanapum | Electric Utility | WA | 1 | 103.8 | 103.8 | Conventional Hydroelectric | WAT | HY | 12 | 2012 | 9 | 1963 | Grant | 46.8731 | -119.9703
26616 | North Slope Borough Power & Light | 7484 | NSB Nuiqsut Utility | Electric Utility | AK | PG4A | 0.4 | 0.4 | Petroleum Liquids | DFO | IC | 12 | 2012 | 9 | 1999 | North Slope | 69.9636 | -152.7539
19876 | Virginia Electric & Power Co | 7537 | North Branch (WV) | Electric Utility | WV | 1 | 80 | 74 | Conventional Steam Coal | WC | ST | 12 | 2012 | 5 | 1992 | Grant | 39.2633 | -79.3308
9417 | Interstate Power and Light Co | 8025 | Montgomery | Electric Utility | MN | 1 | 28.8 | 0 | Petroleum Liquids | DFO | GT | 12 | 2012 | 3 | 1974 | Le Sueur | 44.4421 | -93.565
56304 | Air Products LLC | 10638 | Pasadena | Industrial CHP | TX | GEN1 | 6.5 | 2.6 | Natural Gas Fired Combustion Turbine | NG | GT | 12 | 2012 | 7 | 1985 | Harris | 29.7172 | -95.1908
772 | Archer Daniels Midland Co | 10866 | Archer Daniels Midland Peoria | Industrial CHP | IL | GEN5 | 4 | 4 | Conventional Steam Coal | BIT | ST | 12 | 2012 | 1 | 1985 | Peoria | 40.6772 | -89.6049
49801 | Expera Specialty Solutions | 50933 | Rhinelander Mill | Industrial CHP | WI | GEN3 | 4 | 0.6 | Natural Gas Steam Turbine | NG | ST | 12 | 2012 | 12 | 1940 | Oneida | 45.6394 | -89.4205
9205 | Illinois Electricial Gen Partn | 55767 | Riveside Resource Recovery LLC | IPP Non-CHP | IL | RO1 | 1.1 | 0.9 | Landfill Gas | LFG | IC | 12 | 2012 | 2 | 1997 | Will | 41.685 | -88.05
56334 | WEHRAN Energy Corporation | 55778 | Brookhaven Facility | IPP Non-CHP | NY | BH2 | 1.3 | 1.2 | Landfill Gas | LFG | IC | 12 | 2012 | 1 | 1995 | Suffolk | 40.7783 | -72.9156
56334 | WEHRAN Energy Corporation | 55778 | Brookhaven Facility | IPP Non-CHP | NY | BH3 | 1.3 | 1.2 | Landfill Gas | LFG | IC | 12 | 2012 | 1 | 1995 | Suffolk | 40.7783 | -72.9156
56334 | WEHRAN Energy Corporation | 55778 | Brookhaven Facility | IPP Non-CHP | NY | BH4 | 1.3 | 1.2 | Landfill Gas | LFG | IC | 12 | 2012 | 1 | 1995 | Suffolk | 40.7783 | -72.9156
23693 | AES Huntington Beach LLC | 335 | AES Huntington Beach LLC | IPP Non-CHP | CA | 3 | 225 | 225 | Natural Gas Steam Turbine | NG | ST | 11 | 2012 | 5 | 1961 | Orange | 33.6439 | -117.9792
23693 | AES Huntington Beach LLC | 335 | AES Huntington Beach LLC | IPP Non-CHP | CA | 4 | 227 | 227 | Natural Gas Steam Turbine | NG | ST | 11 | 2012 | 7 | 1961 | Orange | 33.6439 | -117.9792
6452 | Florida Power & Light Co | 610 | Cutler | Electric Utility | FL | 5 | 74.5 | 68 | Natural Gas Steam Turbine | NG | ST | 11 | 2012 | 11 | 1954 | Miami Dade | 25.6321 | -80.2989
6452 | Florida Power & Light Co | 610 | Cutler | Electric Utility | FL | 6 | 162 | 137 | Natural Gas Steam Turbine | NG | ST | 11 | 2012 | 7 | 1955 | Miami Dade | 25.6321 | -80.2989
6452 | Florida Power & Light Co | 617 | Port Everglades | Electric Utility | FL | ST1 | 248 | 213 | Petroleum Liquids | RFO | ST | 11 | 2012 | 6 | 1960 | Broward | 26.0856 | -80.1253
6452 | Florida Power & Light Co | 617 | Port Everglades | Electric Utility | FL | ST2 | 248 | 213 | Petroleum Liquids | RFO | ST | 11 | 2012 | 4 | 1961 | Broward | 26.0856 | -80.1253
6452 | Florida Power & Light Co | 620 | Sanford | Electric Utility | FL | 3 | 156.2 | 138 | Petroleum Liquids | RFO | ST | 11 | 2012 | 5 | 1959 | Volusia | 28.8419 | -81.3256
11268 | City of Lowell - (MI) | 1837 | Lowell | Electric Utility | MI | 5 | 1.1 | 1.1 | Natural Gas Internal Combustion Engine | NG | IC | 11 | 2012 | 1 | 1965 | Kent | 42.935 | -85.3378
11268 | City of Lowell - (MI) | 1837 | Lowell | Electric Utility | MI | 6 | 1.1 | 1.1 | Natural Gas Internal Combustion Engine | NG | IC | 11 | 2012 | 1 | 1956 | Kent | 42.935 | -85.3378
11268 | City of Lowell - (MI) | 1837 | Lowell | Electric Utility | MI | 7 | 1.4 | 1.4 | Natural Gas Internal Combustion Engine | NG | IC | 11 | 2012 | 1 | 1973 | Kent | 42.935 | -85.3378
6204 | City of Farmington - (NM) | 2465 | Animas | Electric Utility | NM | 3 | 9 | 9 | Natural Gas Steam Turbine | NG | ST | 11 | 2012 | 9 | 1958 | San Juan | 36.7251 | -108.192
6204 | City of Farmington - (NM) | 2465 | Animas | Electric Utility | NM | ST4 | 16.5 | 16 | Natural Gas Steam Turbine | NG | ST | 11 | 2012 | 4 | 1960 | San Juan | 36.7251 | -108.192
8776 | City of Holyoke Gas and Electric Dept. | 54981 | Harris Energy Realty | Electric Utility | MA | C-AB | 0.3 | 0.3 | Conventional Hydroelectric | WAT | HY | 11 | 2012 | 1 | 1982 | Hampden | 42.2052 | -72.5929
8776 | City of Holyoke Gas and Electric Dept. | 54981 | Harris Energy Realty | Electric Utility | MA | C-C | 0.3 | 0.3 | Conventional Hydroelectric | WAT | HY | 11 | 2012 | 1 | 1982 | Hampden | 42.2052 | -72.5929
8776 | City of Holyoke Gas and Electric Dept. | 54981 | Harris Energy Realty | Electric Utility | MA | GILA | 0.5 | 0.5 | Conventional Hydroelectric | WAT | HY | 11 | 2012 | 1 | 1982 | Hampden | 42.2052 | -72.5929
10376 | Kissimmee Utility Authority | 672 | Hansel | Electric Utility | FL | 21 | 35 | 30 | Natural Gas Fired Combined Cycle | NG | CT | 10 | 2012 | 2 | 1983 | Osceola | 28.2894 | -81.4079
10376 | Kissimmee Utility Authority | 672 | Hansel | Electric Utility | FL | 22 | 10 | 8 | Natural Gas Fired Combined Cycle | NG | CA | 10 | 2012 | 11 | 1983 | Osceola | 28.2894 | -81.4079
10376 | Kissimmee Utility Authority | 672 | Hansel | Electric Utility | FL | 23 | 10 | 8 | Natural Gas Fired Combined Cycle | NG | CA | 10 | 2012 | 11 | 1983 | Osceola | 28.2894 | -81.4079
15686 | Village of Rantoul - (IL) | 958 | Rantoul | Electric Utility | IL | 5 | 1.5 | 0.7 | Petroleum Liquids | DFO | IC | 10 | 2012 | 7 | 1964 | Champaign | 40.3122 | -88.1594
1647 | City of Bethany - (MO) | 2114 | Bethany | Electric Utility | MO | 4 | 1.8 | 1.4 | Petroleum Liquids | DFO | IC | 10 | 2012 | 8 | 1968
1647 | City of Bethany - (MO) | 2114 | Bethany | Electric Utility | MO | 5 | 1.8 | 1.7 | Petroleum Liquids | DFO | IC | 10 | 2012 | 9 | 1981
1647 | City of Bethany - (MO) | 2114 | Bethany | Electric Utility | MO | 6 | 0.9 | 0.9 | Petroleum Liquids | DFO | IC | 10 | 2012 | 12 | 1981
1647 | City of Bethany - (MO) | 2114 | Bethany | Electric Utility | MO | 7 | 1.1 | 1 | Petroleum Liquids | DFO | IC | 10 | 2012 | 7 | 1983
15698 | Raton Public Service Company | 2468 | Raton | Electric Utility | NM | 6 | 8 | 7.3 | Natural Gas Internal Combustion Engine | NG | IC | 10 | 2012 | 12 | 2003
3046 | Duke Energy Progress - (NC) | 2708 | Cape Fear | Electric Utility | NC | 2B | 18 | 11 | Petroleum Liquids | DFO | CT | 10 | 2012 | 6 | 1969 | Chatham | 35.595 | -79.0495
3046 | Duke Energy Progress - (NC) | 2708 | Cape Fear | Electric Utility | NC | 5 | 140.6 | 144 | Conventional Steam Coal | BIT | ST | 10 | 2012 | 12 | 1956 | Chatham | 35.595 | -79.0495
3046 | Duke Energy Progress - (NC) | 2708 | Cape Fear | Electric Utility | NC | 6 | 187.9 | 172 | Conventional Steam Coal | BIT | ST | 10 | 2012 | 7 | 1958 | Chatham | 35.595 | -79.0495
3046 | Duke Energy Progress - (NC) | 2709 | HF Lee Plant | Electric Utility | NC | 1 | 75 | 74 | Conventional Steam Coal | BIT | ST | 10 | 2012 | 6 | 1952 | Wayne | 35.3799 | -78.0878
3046 | Duke Energy Progress - (NC) | 2709 | HF Lee Plant | Electric Utility | NC | 2 | 75 | 68 | Conventional Steam Coal | BIT | ST | 10 | 2012 | 5 | 1951 | Wayne | 35.3799 | -78.0878
3046 | Duke Energy Progress - (NC) | 2709 | HF Lee Plant | Electric Utility | NC | 3 | 252.4 | 240 | Conventional Steam Coal | BIT | ST | 10 | 2012 | 8 | 1962 | Wayne | 35.3799 | -78.0878
3046 | Duke Energy Progress - (NC) | 2709 | HF Lee Plant | Electric Utility | NC | GT1 | 16.3 | 12 | Petroleum Liquids | DFO | GT | 10 | 2012 | 3 | 1968 | Wayne | 35.3799 | -78.0878
3046 | Duke Energy Progress - (NC) | 2709 | HF Lee Plant | Electric Utility | NC | GT2 | 29.9 | 21 | Petroleum Liquids | DFO | GT | 10 | 2012 | 5 | 1971 | Wayne | 35.3799 | -78.0878
3046 | Duke Energy Progress - (NC) | 2709 | HF Lee Plant | Electric Utility | NC | GT3 | 29.9 | 21 | Petroleum Liquids | DFO | GT | 10 | 2012 | 8 | 1971 | Wayne | 35.3799 | -78.0878
3046 | Duke Energy Progress - (NC) | 2709 | HF Lee Plant | Electric Utility | NC | GT4 | 29.9 | 21 | Petroleum Liquids | DFO | GT | 10 | 2012 | 8 | 1971 | Wayne | 35.3799 | -78.0878
3046 | Duke Energy Progress - (NC) | 2711 | Morehead | Electric Utility | NC | GT1 | 16.3 | 12 | Petroleum Liquids | DFO | GT | 10 | 2012 | 1 | 1968 | Carteret | 34.7458 | -76.8103
5416 | Duke Energy Carolinas, LLC | 2720 | Buck | Electric Utility | NC | 7 | 34.8 | 25 | Natural Gas Fired Combustion Turbine | NG | GT | 10 | 2012 | 7 | 1970 | Rowan | 35.7133 | -80.3767
5416 | Duke Energy Carolinas, LLC | 2720 | Buck | Electric Utility | NC | 8 | 34.8 | 25 | Natural Gas Fired Combustion Turbine | NG | GT | 10 | 2012 | 7 | 1970 | Rowan | 35.7133 | -80.3767
5416 | Duke Energy Carolinas, LLC | 2720 | Buck | Electric Utility | NC | 9 | 34.8 | 12 | Natural Gas Fired Combustion Turbine | NG | GT | 10 | 2012 | 7 | 1970 | Rowan | 35.7133 | -80.3767
5416 | Duke Energy Carolinas, LLC | 2723 | Dan River | Electric Utility | NC | 4 | 35.2 | 24 | Natural Gas Fired Combustion Turbine | NG | GT | 10 | 2012 | 5 | 1968 | Rockingham | 36.4862 | -79.7208
5416 | Duke Energy Carolinas, LLC | 2723 | Dan River | Electric Utility | NC | 5 | 35.2 | 24 | Natural Gas Fired Combustion Turbine | NG | GT | 10 | 2012 | 5 | 1968 | Rockingham | 36.4862 | -79.7208
5416 | Duke Energy Carolinas, LLC | 2723 | Dan River | Electric Utility | NC | 6 | 27.4 | 24 | Natural Gas Fired Combustion Turbine | NG | GT | 10 | 2012 | 7 | 1969 | Rockingham | 36.4862 | -79.7208
5416 | Duke Energy Carolinas, LLC | 2732 | Riverbend | Electric Utility | NC | 10 | 33.8 | 22 | Natural Gas Fired Combustion Turbine | NG | GT | 10 | 2012 | 7 | 1969 | Gaston | 35.36 | -80.9742
5416 | Duke Energy Carolinas, LLC | 2732 | Riverbend | Electric Utility | NC | 11 | 33.8 | 20 | Natural Gas Fired Combustion Turbine | NG | GT | 10 | 2012 | 7 | 1969 | Gaston | 35.36 | -80.9742
5416 | Duke Energy Carolinas, LLC | 2732 | Riverbend | Electric Utility | NC | 8 | 33.8 | 20 | Natural Gas Fired Combustion Turbine | NG | GT | 10 | 2012 | 7 | 1969 | Gaston | 35.36 | -80.9742
5416 | Duke Energy Carolinas, LLC | 2732 | Riverbend | Electric Utility | NC | 9 | 33.8 | 22 | Natural Gas Fired Combustion Turbine | NG | GT | 10 | 2012 | 7 | 1969 | Gaston | 35.36 | -80.9742
14165 | NRG Power Midwest LP | 2861 | Niles Power Plant | IPP Non-CHP | OH | 1 | 132.8 | 108 | Conventional Steam Coal | BIT | ST | 10 | 2012 | 1 | 1954 | Trumbull | 41.1669 | -80.7477
3046 | Duke Energy Progress - (NC) | 3251 | H B Robinson | Electric Utility | SC | 1 | 206.6 | 177 | Conventional Steam Coal | BIT | ST | 10 | 2012 | 5 | 1960 | Darlington | 34.4017 | -80.1589
1647 | City of Bethany - (MO) | 7944 | Bethany II | Electric Utility | MO | 9 | 1.6 | 1.2 | Petroleum Liquids | DFO | IC | 10 | 2012 | 7 | 1993
3456 | Chevron Products Co-Pascagoula | 52084 | Pascagoula Cogen | Industrial CHP | MS | TG1 | 6 | 4 | Other Gases | OG | ST | 10 | 2012 | 8 | 1983
306 | Brookfield Smoky Mountain Hydropower LLC | 54899 | Cheoah | Electric Utility | NC | 4 | 20 | 21 | Conventional Hydroelectric | WAT | HY | 10 | 2012 | 4 | 1919 | Graham | 35.4478 | -83.9383
13630 | North Carolina Mun Power Agny #1 | 56065 | Maiden Finger Street | Electric Utility | NC | 1 | 1.8 | 1.8 | Petroleum Liquids | DFO | IC | 10 | 2012 | 6 | 2002 | Catawba | 35.5753 | -81.2278
5416 | Duke Energy Carolinas, LLC | 58212 | Buzzard Roost GT | Electric Utility | SC | 10 | 17.8 | 0 | Natural Gas Fired Combustion Turbine | NG | GT | 10 | 2012 | 6 | 1971 | Greenwood | 34.1714 | -81.9117
5416 | Duke Energy Carolinas, LLC | 58212 | Buzzard Roost GT | Electric Utility | SC | 11 | 17.8 | 0 | Natural Gas Fired Combustion Turbine | NG | GT | 10 | 2012 | 6 | 1971 | Greenwood | 34.1714 | -81.9117
5416 | Duke Energy Carolinas, LLC | 58212 | Buzzard Roost GT | Electric Utility | SC | 12 | 17.8 | 0 | Natural Gas Fired Combustion Turbine | NG | GT | 10 | 2012 | 6 | 1971 | Greenwood | 34.1714 | -81.9117
5416 | Duke Energy Carolinas, LLC | 58212 | Buzzard Roost GT | Electric Utility | SC | 13 | 17.8 | 0 | Natural Gas Fired Combustion Turbine | NG | GT | 10 | 2012 | 6 | 1971 | Greenwood | 34.1714 | -81.9117
5416 | Duke Energy Carolinas, LLC | 58212 | Buzzard Roost GT | Electric Utility | SC | 14 | 17.8 | 0 | Natural Gas Fired Combustion Turbine | NG | GT | 10 | 2012 | 6 | 1971 | Greenwood | 34.1714 | -81.9117
5416 | Duke Energy Carolinas, LLC | 58212 | Buzzard Roost GT | Electric Utility | SC | 15 | 17.8 | 0 | Natural Gas Fired Combustion Turbine | NG | GT | 10 | 2012 | 7 | 1971 | Greenwood | 34.1714 | -81.9117
5416 | Duke Energy Carolinas, LLC | 58212 | Buzzard Roost GT | Electric Utility | SC | 6 | 22.7 | 0 | Natural Gas Fired Combustion Turbine | NG | GT | 10 | 2012 | 4 | 1971 | Greenwood | 34.1714 | -81.9117
5416 | Duke Energy Carolinas, LLC | 58212 | Buzzard Roost GT | Electric Utility | SC | 7 | 22.7 | 0 | Natural Gas Fired Combustion Turbine | NG | GT | 10 | 2012 | 5 | 1971 | Greenwood | 34.1714 | -81.9117
5416 | Duke Energy Carolinas, LLC | 58212 | Buzzard Roost GT | Electric Utility | SC | 8 | 22.7 | 0 | Natural Gas Fired Combustion Turbine | NG | GT | 10 | 2012 | 8 | 1971 | Greenwood | 34.1714 | -81.9117
5416 | Duke Energy Carolinas, LLC | 58212 | Buzzard Roost GT | Electric Utility | SC | 9 | 22.7 | 0 | Natural Gas Fired Combustion Turbine | NG | GT | 10 | 2012 | 9 | 1971 | Greenwood | 34.1714 | -81.9117
1994 | Boulder City of | 466 | Boulder Canyon Hydro | IPP Non-CHP | CO | 1 | 10 | 5 | Conventional Hydroelectric | WAT | HY | 9 | 2012 | 6 | 1911 | Boulder | 40.0047 | -105.3325
15296 | New York Power Authority | 650 | Kensico | Electric Utility | NY | 1 | 1 | 1 | Conventional Hydroelectric | WAT | HY | 9 | 2012 | 7 | 1983 | Westchester | 41.0851 | -73.7748
15296 | New York Power Authority | 650 | Kensico | Electric Utility | NY | 2 | 1 | 1 | Conventional Hydroelectric | WAT | HY | 9 | 2012 | 7 | 1983 | Westchester | 41.0851 | -73.7748
15296 | New York Power Authority | 650 | Kensico | Electric Utility | NY | 3 | 1 | 1 | Conventional Hydroelectric | WAT | HY | 9 | 2012 | 7 | 1983 | Westchester | 41.0851 | -73.7748
23279 | Allegheny Energy Supply Co LLC | 1570 | FirstEnergy R Paul Smith Power Station | IPP Non-CHP | MD | 11 | 75 | 87 | Conventional Steam Coal | BIT | ST | 9 | 2012 | 11 | 1958 | WASHINGTON | 39.595 | -77.8269
23279 | Allegheny Energy Supply Co LLC | 1570 | FirstEnergy R Paul Smith Power Station | IPP Non-CHP | MD | 9 | 34.5 | 28 | Conventional Steam Coal | BIT | ST | 9 | 2012 | 10 | 1947 | WASHINGTON | 39.595 | -77.8269
3915 | Coldwater Board of Public Util | 1819 | Coldwater | Electric Utility | MI | 3 | 3.5 | 3.5 | Natural Gas Internal Combustion Engine | NG | IC | 9 | 2012 | 9 | 1969 | Branch | 41.9322 | -84.9955
19856 | City of Vineland - (NJ) | 2434 | Howard Down | Electric Utility | NJ | 10 | 25 | 23 | Petroleum Liquids | RFO | ST | 9 | 2012 | 5 | 1970 | Cumberland | 39.4889 | -75.0347
6526 | FirstEnergy Generation Corp | 2837 | FirstEnergy Eastlake | IPP Non-CHP | OH | 4 | 208 | 240 | Conventional Steam Coal | SUB | ST | 9 | 2012 | 3 | 1956 | Lake | 41.6711 | -81.4425
6526 | FirstEnergy Generation Corp | 2837 | FirstEnergy Eastlake | IPP Non-CHP | OH | 5 | 680 | 597 | Conventional Steam Coal | BIT | ST | 9 | 2012 | 9 | 1972 | Lake | 41.6711 | -81.4425
6526 | FirstEnergy Generation Corp | 2864 | FirstEnergy R E Burger | IPP Non-CHP | OH | 3 | 103.4 | 94 | Conventional Steam Coal | BIT | ST | 9 | 2012 | 3 | 1950 | Belmont | 39.91 | -80.7608
6526 | FirstEnergy Generation Corp | 2878 | FirstEnergy Bay Shore | IPP Non-CHP | OH | 2 | 140.6 | 138 | Conventional Steam Coal | SUB | ST | 9 | 2012 | 2 | 1959 | Lucas | 41.6917 | -83.4378
6526 | FirstEnergy Generation Corp | 2878 | FirstEnergy Bay Shore | IPP Non-CHP | OH | 3 | 140.6 | 142 | Conventional Steam Coal | SUB | ST | 9 | 2012 | 5 | 1963 | Lucas | 41.6917 | -83.4378
6526 | FirstEnergy Generation Corp | 2878 | FirstEnergy Bay Shore | IPP Non-CHP | OH | 4 | 217.6 | 215 | Conventional Steam Coal | SUB | ST | 9 | 2012 | 6 | 1968 | Lucas | 41.6917 | -83.4378
23279 | Allegheny Energy Supply Co LLC | 3178 | FirstEnergy Armstrong Power Station | IPP Non-CHP | PA | 1 | 163.2 | 172 | Conventional Steam Coal | BIT | ST | 9 | 2012 | 4 | 1958 | Armstrong | 40.9292 | -79.4656
23279 | Allegheny Energy Supply Co LLC | 3178 | FirstEnergy Armstrong Power Station | IPP Non-CHP | PA | 2 | 163.2 | 172 | Conventional Steam Coal | BIT | ST | 9 | 2012 | 6 | 1959 | Armstrong | 40.9292 | -79.4656
17718 | Southwestern Public Service Co | 3487 | Riverview | Electric Utility | TX | 6 | 28.6 | 22 | Natural Gas Fired Combustion Turbine | NG | GT | 9 | 2012 | 5 | 1974 | Hutchinson | 35.7122 | -101.4119
12796 | Monongahela Power Co | 3942 | FirstEnergy Albright | Electric Utility | WV | 1 | 69 | 73 | Conventional Steam Coal | BIT | ST | 9 | 2012 | 12 | 1952 | Preston | 39.4886 | -79.6369
12796 | Monongahela Power Co | 3942 | FirstEnergy Albright | Electric Utility | WV | 2 | 69 | 73 | Conventional Steam Coal | BIT | ST | 9 | 2012 | 10 | 1952 | Preston | 39.4886 | -79.6369
12796 | Monongahela Power Co | 3942 | FirstEnergy Albright | Electric Utility | WV | 3 | 140.2 | 137 | Conventional Steam Coal | BIT | ST | 9 | 2012 | 10 | 1954 | Preston | 39.4886 | -79.6369
12796 | Monongahela Power Co | 3945 | FirstEnergy Rivesville | Electric Utility | WV | 5 | 35 | 37 | Conventional Steam Coal | BIT | ST | 9 | 2012 | 6 | 1943 | MARION | 39.5314 | -80.1131
12796 | Monongahela Power Co | 3945 | FirstEnergy Rivesville | Electric Utility | WV | 6 | 74.7 | 88 | Conventional Steam Coal | BIT | ST | 9 | 2012 | 9 | 1951 | MARION | 39.5314 | -80.1131
12796 | Monongahela Power Co | 3946 | FirstEnergy Willow Island | Electric Utility | WV | 1 | 50 | 54 | Conventional Steam Coal | BIT | ST | 9 | 2012 | 2 | 1949 | Pleasants | 39.3672 | -81.3
12796 | Monongahela Power Co | 3946 | FirstEnergy Willow Island | Electric Utility | WV | 2 | 163.2 | 181 | Conventional Steam Coal | BIT | ST | 9 | 2012 | 10 | 1960 | Pleasants | 39.3672 | -81.3
9188 | I-N-N Electric Coop, Inc | 7183 | Newhalen | Electric Utility | AK | 1 | 0.3 | 0.3 | Petroleum Liquids | DFO | IC | 9 | 2012 | 1 | 1983 | Lake and Peninsula | 59.8991 | -154.6987
9188 | I-N-N Electric Coop, Inc | 7183 | Newhalen | Electric Utility | AK | 2 | 0.3 | 0.3 | Petroleum Liquids | DFO | IC | 9 | 2012 | 1 | 1983 | Lake and Peninsula | 59.8991 | -154.6987
9188 | I-N-N Electric Coop, Inc | 7183 | Newhalen | Electric Utility | AK | 3 | 0.3 | 0.3 | Petroleum Liquids | DFO | IC | 9 | 2012 | 1 | 1983 | Lake and Peninsula | 59.8991 | -154.6987
9188 | I-N-N Electric Coop, Inc | 7183 | Newhalen | Electric Utility | AK | 4 | 0.6 | 0.6 | Petroleum Liquids | DFO | IC | 9 | 2012 | 1 | 1989 | Lake and Peninsula | 59.8991 | -154.6987
20860 | Wisconsin Public Service Corp | 7882 | Glenmore Turbines | Electric Utility | WI | 1 | 1.2 | 0.1 | Onshore Wind Turbine | WND | WT | 9 | 2012 | 2 | 1998 | Brown | 44.3556 | -87.9839
54881 | Horsehead Corporation | 50130 | G F Weaton Power Station | Industrial Non-CHP | PA | GEN1 | 60 | 56 | Conventional Steam Coal | SUB | ST | 9 | 2012 | 8 | 1958
54881 | Horsehead Corporation | 50130 | G F Weaton Power Station | Industrial Non-CHP | PA | GEN2 | 60 | 56 | Conventional Steam Coal | SUB | ST | 9 | 2012 | 5 | 1958
56543 | Black Bear Hydro Partners LLC | 55967 | Great Works Hydro | IPP Non-CHP | ME | WW1 | 1 | 1 | Conventional Hydroelectric | WAT | HY | 9 | 2012 | 12 | 1988
56543 | Black Bear Hydro Partners LLC | 55967 | Great Works Hydro | IPP Non-CHP | ME | WW10 | 0.6 | 0.6 | Conventional Hydroelectric | WAT | HY | 9 | 2012 | 1 | 1910
56543 | Black Bear Hydro Partners LLC | 55967 | Great Works Hydro | IPP Non-CHP | ME | WW11 | 0.5 | 0.5 | Conventional Hydroelectric | WAT | HY | 9 | 2012 | 1 | 1910
56543 | Black Bear Hydro Partners LLC | 55967 | Great Works Hydro | IPP Non-CHP | ME | WW2 | 1 | 1 | Conventional Hydroelectric | WAT | HY | 9 | 2012 | 12 | 1988
56543 | Black Bear Hydro Partners LLC | 55967 | Great Works Hydro | IPP Non-CHP | ME | WW3 | 1 | 1 | Conventional Hydroelectric | WAT | HY | 9 | 2012 | 12 | 1988
56543 | Black Bear Hydro Partners LLC | 55967 | Great Works Hydro | IPP Non-CHP | ME | WW4 | 0.6 | 0.6 | Conventional Hydroelectric | WAT | HY | 9 | 2012 | 1 | 1910
56543 | Black Bear Hydro Partners LLC | 55967 | Great Works Hydro | IPP Non-CHP | ME | WW5 | 0.6 | 0.6 | Conventional Hydroelectric | WAT | HY | 9 | 2012 | 1 | 1910
56543 | Black Bear Hydro Partners LLC | 55967 | Great Works Hydro | IPP Non-CHP | ME | WW6 | 0.7 | 0.7 | Conventional Hydroelectric | WAT | HY | 9 | 2012 | 1 | 1910
56543 | Black Bear Hydro Partners LLC | 55967 | Great Works Hydro | IPP Non-CHP | ME | WW7 | 0.6 | 0.6 | Conventional Hydroelectric | WAT | HY | 9 | 2012 | 1 | 1910
56543 | Black Bear Hydro Partners LLC | 55967 | Great Works Hydro | IPP Non-CHP | ME | WW8 | 0.6 | 0.6 | Conventional Hydroelectric | WAT | HY | 9 | 2012 | 1 | 1910
56543 | Black Bear Hydro Partners LLC | 55967 | Great Works Hydro | IPP Non-CHP | ME | WW9 | 0.5 | 0.5 | Conventional Hydroelectric | WAT | HY | 9 | 2012 | 1 | 1910
13630 | North Carolina Mun Power Agny #1 | 56060 | Gastonia Rankin Lake | Electric Utility | NC | 1 | 1.8 | 1.8 | Petroleum Liquids | DFO | IC | 9 | 2012 | 6 | 2002 | Gaston | 35.2242 | -81.1228
13630 | North Carolina Mun Power Agny #1 | 56061 | Gastonia Duke Street | Electric Utility | NC | 1 | 1.8 | 1.8 | Petroleum Liquids | DFO | IC | 9 | 2012 | 6 | 2002 | Gaston | 35.2234 | -81.1331
13630 | North Carolina Mun Power Agny #1 | 56066 | Lexington Hickory Street | Electric Utility | NC | 1 | 1.8 | 1.8 | Petroleum Liquids | DFO | IC | 9 | 2012 | 6 | 2002 | Davidson | 35.8075 | -80.2653
12384 | Midwest Generations EME LLC | 867 | Crawford | IPP Non-CHP | IL | 7 | 239.3 | 213 | Conventional Steam Coal | SUB | ST | 8 | 2012 | 5 | 1958 | Cook | 41.8285 | -87.7229
12384 | Midwest Generations EME LLC | 867 | Crawford | IPP Non-CHP | IL | 8 | 358.1 | 319 | Conventional Steam Coal | SUB | ST | 8 | 2012 | 4 | 1961 | Cook | 41.8285 | -87.7229
12384 | Midwest Generations EME LLC | 886 | Fisk Street | IPP Non-CHP | IL | 19 | 374 | 326 | Conventional Steam Coal | SUB | ST | 8 | 2012 | 7 | 1968 | Cook | 41.8508 | -87.6533
11241 | Entergy Louisiana LLC | 1404 | Sterlington | Electric Utility | LA | 6 | 247.7 | 212 | Natural Gas Steam Turbine | NG | ST | 8 | 2012 | 6 | 1958 | Ouachita | 32.7047 | -92.0792
55983 | Luminant Generation Company LLC | 3489 | Eagle Mountain | IPP Non-CHP | TX | 1 | 122.5 | 115 | Natural Gas Steam Turbine | NG | ST | 8 | 2012 | 7 | 1954 | Tarrant | 32.9056 | -97.4792
55983 | Luminant Generation Company LLC | 3489 | Eagle Mountain | IPP Non-CHP | TX | 2 | 187.5 | 175 | Natural Gas Steam Turbine | NG | ST | 8 | 2012 | 12 | 1956 | Tarrant | 32.9056 | -97.4792
55983 | Luminant Generation Company LLC | 3489 | Eagle Mountain | IPP Non-CHP | TX | 3 | 396.1 | 375 | Natural Gas Steam Turbine | NG | ST | 8 | 2012 | 6 | 1971 | Tarrant | 32.9056 | -97.4792
11292 | City of Lubbock - (TX) | 3602 | Ty Cooke | Electric Utility | TX | GT1 | 12.5 | 11 | Natural Gas Fired Combustion Turbine | NG | GT | 8 | 2012 | 4 | 1964 | Lubbock | 33.5211 | -101.7906
14216 | City of Osceola - (AR) | 172 | Osceola (AR) | Electric Utility | AR | 10 | 1.6 | 1.6 | Petroleum Liquids | DFO | IC | 7 | 2012 | 5 | 1992 | Mississippi | 35.6893 | -89.994
14216 | City of Osceola - (AR) | 172 | Osceola (AR) | Electric Utility | AR | 11 | 1.6 | 1.6 | Petroleum Liquids | DFO | IC | 7 | 2012 | 5 | 1993 | Mississippi | 35.6893 | -89.994
14216 | City of Osceola - (AR) | 172 | Osceola (AR) | Electric Utility | AR | 12 | 1.6 | 1.6 | Petroleum Liquids | DFO | IC | 7 | 2012 | 5 | 1999 | Mississippi | 35.6893 | -89.994
11460 | City of Macon - (MO) | 2141 | Macon | Electric Utility | MO | 1 | 5.2 | 4.8 | Petroleum Liquids | DFO | IC | 7 | 2012 | 8 | 1968 | Macon | 39.7378 | -92.4689
17609 | Southern California Edison Co | 2341 | Mohave | Electric Utility | NV | 1 | 818.1 | 790 | Conventional Steam Coal | SUB | ST | 7 | 2012 | 4 | 1971 | Clark | 35.1458 | -114.5917
17609 | Southern California Edison Co | 2341 | Mohave | Electric Utility | NV | 2 | 818.1 | 790 | Conventional Steam Coal | SUB | ST | 7 | 2012 | 10 | 1971 | Clark | 35.1458 | -114.5917
56505 | National Grid Generation LLC | 2513 | Far Rockaway | Electric Utility | NY | 4 | 100 |  | Natural Gas Steam Turbine | NG | ST | 7 | 2012 | 12 | 1953 | Queens | 40.6109 | -73.761
56505 | National Grid Generation LLC | 2514 | Glenwood | Electric Utility | NY | 4 | 114 |  | Natural Gas Steam Turbine | NG | ST | 7 | 2012 | 12 | 1952 | Nassau | 40.8271 | -73.6475
56505 | National Grid Generation LLC | 2514 | Glenwood | Electric Utility | NY | 5 | 114 |  | Natural Gas Steam Turbine | NG | ST | 7 | 2012 | 11 | 1954 | Nassau | 40.8271 | -73.6475
10451 | Kotzebue Electric Assn Inc | 6304 | Kotzebue | Electric Utility | AK | 12 | 1 | 1 | Petroleum Liquids | DFO | IC | 7 | 2012 | 7 | 1994 | NORTHWEST ARCTIC | 66.8378 | -162.5569
8366 | Heber Light & Power Company | 7111 | Heber City | Electric Utility | UT | NA3 | 0.6 | 0.6 | Natural Gas Internal Combustion Engine | NG | IC | 7 | 2012 | 12 | 1987 | Wasatch | 40.5037 | -111.4252
34691 | Ormat Nevada Inc | 50762 | Ormesa IH | IPP Non-CHP | CA | OE16 | 1.2 | 1 | Geothermal | GEO | ST | 7 | 2012 | 12 | 1989 | Imperial | 32.7842 | -115.2475
9275 | Indianola Municipal Utilities | 1150 | Indianola | Electric Utility | IA | 1 | 0.8 | 0.6 | Petroleum Liquids | DFO | IC | 6 | 2012 | 1 | 1946 | Warren | 41.3595 | -93.5633
9275 | Indianola Municipal Utilities | 1150 | Indianola | Electric Utility | IA | 2 | 1.4 | 1.3 | Petroleum Liquids | DFO | IC | 6 | 2012 | 1 | 1949 | Warren | 41.3595 | -93.5633
9275 | Indianola Municipal Utilities | 1150 | Indianola | Electric Utility | IA | 4 | 1.5 | 1.3 | Petroleum Liquids | DFO | IC | 6 | 2012 | 1 | 1961 | Warren | 41.3595 | -93.5633
14645 | City of Pella - (IA) | 1175 | Pella | Electric Utility | IA | 5 | 11.5 |  | Conventional Steam Coal | SUB | ST | 6 | 2012 | 5 | 1964 | Marion | 41.3981 | -92.9144
14645 | City of Pella - (IA) | 1175 | Pella | Electric Utility | IA | 6 | 26.5 |  | Conventional Steam Coal | SUB | ST | 6 | 2012 | 7 | 1972 | Marion | 41.3981 | -92.9144
10005 | Kansas Gas & Electric Co | 1243 | Neosho | Electric Utility | KS | 3 | 69 | 62 | Natural Gas Steam Turbine | NG | ST | 6 | 2012 | 11 | 1954 | Labette | 37.3056 | -95.1103
15147 | PSEG Fossil LLC | 2404 | PSEG Kearny Generating Station | IPP Non-CHP | NJ | 10 | 146.2 | 122 | Natural Gas Fired Combustion Turbine | NG | GT | 6 | 2012 | 5 | 1970 | Hudson | 40.7373 | -74.0965
15147 | PSEG Fossil LLC | 2404 | PSEG Kearny Generating Station | IPP Non-CHP | NJ | 11 | 146.2 | 128 | Natural Gas Fired Combustion Turbine | NG | GT | 6 | 2012 | 12 | 1969 | Hudson | 40.7373 | -74.0965
14165 | NRG Power Midwest LP | 2861 | Niles Power Plant | IPP Non-CHP | OH | 2 | 132.8 | 108 | Conventional Steam Coal | BIT | ST | 6 | 2012 | 1 | 1954 | Trumbull | 41.1669 | -80.7477
17583 | South Texas Electric Coop, Inc | 3631 | Sam Rayburn | Electric Utility | TX | 3 | 25 | 22 | Natural Gas Steam Turbine | NG | ST | 6 | 2012 | 7 | 1965 | Victoria | 28.8947 | -97.135
40307 | Prairie Power, Inc | 6238 | Pearl Station | Electric Utility | IL | 1 | 22 | 22.2 | Conventional Steam Coal | BIT | ST | 6 | 2012 | 1 | 1967 | Pike | 39.4492 | -90.6141
1857 | Block Island Power Co | 6567 | Block Island | Electric Utility | RI | 19 | 1.1 | 1 | Petroleum Liquids | DFO | IC | 6 | 2012 | 8 | 1993 | Washington | 41.1756 | -71.5711
18963 | Inside Passage Elec Coop, Inc | 7463 | Hoonah | Electric Utility | AK | 1 | 0.6 | 0.6 | Petroleum Liquids | DFO | IC | 6 | 2012 | 9 | 1977 | Skagway Hoonah Angoon | 58.1064 | -135.4307
18963 | Inside Passage Elec Coop, Inc | 7463 | Hoonah | Electric Utility | AK | 3 | 0.8 | 0.5 | Petroleum Liquids | DFO | IC | 6 | 2012 | 3 | 1991 | Skagway Hoonah Angoon | 58.1064 | -135.4307
19173 | Colorado Energy Nations Company LLC | 10003 | Colorado Energy Nations Company | IPP CHP | CO | VBPT | 0.4 | 0.4 | Conventional Steam Coal | BIT | ST | 6 | 2012 | 10 | 1997 | Jefferson | 39.7606 | -105.215
54713 | Chevron USA Inc | 52076 | McKittrick Cogen | Industrial CHP | CA | GEN1 | 3.2 | 3 | Natural Gas Fired Combustion Turbine | NG | GT | 6 | 2012 | 10 | 1984 | KERN | 35.3161 | -119.6597
54713 | Chevron USA Inc | 52076 | McKittrick Cogen | Industrial CHP | CA | GEN2 | 3.2 | 3 | Natural Gas Fired Combustion Turbine | NG | GT | 6 | 2012 | 10 | 1984 | KERN | 35.3161 | -119.6597
54713 | Chevron USA Inc | 52076 | McKittrick Cogen | Industrial CHP | CA | GEN3 | 3.2 | 3 | Natural Gas Fired Combustion Turbine | NG | GT | 6 | 2012 | 10 | 1984 | KERN | 35.3161 | -119.6597
24205 | Sinclair Oil Corp | 54374 | Sinclair Oil Refinery | Industrial CHP | WY | 2002 | 1.3 | 1.3 | Natural Gas Internal Combustion Engine | NG | IC | 6 | 2012 | 1 | 2012 | Carbon | 41.7795 | -107.1097
25049 | Gas Recovery Systems Inc | 55589 | GRS Fall River | IPP Non-CHP | MA | 2 | 1 | 0.9 | Landfill Gas | LFG | IC | 6 | 2012 | 7 | 2000 | Bristol | 41.7487 | -71.1065
21148 | Zapco Energy Tactics Corp | 55779 | Dunbarton Energy Partners LP | IPP Non-CHP | NH | MA1 | 0.7 | 0.6 | Landfill Gas | LFG | IC | 6 | 2012 | 8 | 1988 | Hillsborough | 43.02 | -71.4944
21148 | Zapco Energy Tactics Corp | 55779 | Dunbarton Energy Partners LP | IPP Non-CHP | NH | MA2 | 0.7 | 0.6 | Landfill Gas | LFG | IC | 6 | 2012 | 8 | 1988 | Hillsborough | 43.02 | -71.4944
6839 | City of Fulton - (MO) | 2126 | Fulton (MO) | Electric Utility | MO | IC2 | 5 | 4.1 | Petroleum Liquids | DFO | IC | 5 | 2012 | 10 | 1966 | Callaway | 38.8681 | -91.9478
3542 | Duke Energy Ohio Inc | 2830 | Walter C Beckjord | Electric Utility | OH | 1 | 115 | 94 | Conventional Steam Coal | BIT | ST | 5 | 2012 | 6 | 1952 | Clermont | 38.9917 | -84.2981
6035 | Exelon Power | 3161 | Eddystone Generating Station | IPP Non-CHP | PA | 2 | 353.6 | 309 | Conventional Steam Coal | BIT | ST | 5 | 2012 | 10 | 1960 | Delaware | 39.858 | -75.323
10056 | City of Kaukauna | 4121 | Old Badger | Electric Utility | WI | 3 | 1 | 1 | Conventional Hydroelectric | WAT | HY | 5 | 2012 | 1 | 1907 | Outagamie | 44.2772 | -88.2678
10056 | City of Kaukauna | 4121 | Old Badger | Electric Utility | WI | 4 | 1 | 1 | Conventional Hydroelectric | WAT | HY | 5 | 2012 | 1 | 1907 | Outagamie | 44.2772 | -88.2678
12807 | Michigan South Central Pwr Agy | 4259 | Endicott Station | Electric Utility | MI | 2 | 1.6 | 1.6 | Petroleum Liquids | DFO | IC | 5 | 2012 | 10 | 2006 | HILLSDALE | 42.0317 | -84.755
12807 | Michigan South Central Pwr Agy | 4259 | Endicott Station | Electric Utility | MI | 3 | 1.6 | 1.6 | Petroleum Liquids | DFO | IC | 5 | 2012 | 10 | 2006 | HILLSDALE | 42.0317 | -84.755
12807 | Michigan South Central Pwr Agy | 7970 | State St Generating | Electric Utility | MI | 1 | 1.8 | 1.8 | Petroleum Liquids | DFO | IC | 5 | 2012 | 4 | 2001 | BRANCH | 41.9557 | -84.9796
12807 | Michigan South Central Pwr Agy | 7970 | State St Generating | Electric Utility | MI | 2 | 1.8 | 1.8 | Petroleum Liquids | DFO | IC | 5 | 2012 | 4 | 2001 | BRANCH | 41.9557 | -84.9796
12807 | Michigan South Central Pwr Agy | 7970 | State St Generating | Electric Utility | MI | 3 | 1.8 | 1.8 | Petroleum Liquids | DFO | IC | 5 | 2012 | 4 | 2001 | BRANCH | 41.9557 | -84.9796
12807 | Michigan South Central Pwr Agy | 7970 | State St Generating | Electric Utility | MI | 4 | 1.8 | 1.8 | Petroleum Liquids | DFO | IC | 5 | 2012 | 4 | 2001 | BRANCH | 41.9557 | -84.9796
12807 | Michigan South Central Pwr Agy | 7970 | State St Generating | Electric Utility | MI | 5 | 1.8 | 1.8 | Petroleum Liquids | DFO | IC | 5 | 2012 | 4 | 2001 | BRANCH | 41.9557 | -84.9796
12807 | Michigan South Central Pwr Agy | 7970 | State St Generating | Electric Utility | MI | 6 | 1.8 | 1.8 | Petroleum Liquids | DFO | IC | 5 | 2012 | 4 | 2001 | BRANCH | 41.9557 | -84.9796
12807 | Michigan South Central Pwr Agy | 7970 | State St Generating | Electric Utility | MI | 7 | 1.8 | 1.8 | Petroleum Liquids | DFO | IC | 5 | 2012 | 4 | 2001 | BRANCH | 41.9557 | -84.9796
12807 | Michigan South Central Pwr Agy | 7970 | State St Generating | Electric Utility | MI | 8 | 1.8 | 1.8 | Petroleum Liquids | DFO | IC | 5 | 2012 | 4 | 2001 | BRANCH | 41.9557 | -84.9796
12807 | Michigan South Central Pwr Agy | 7970 | State St Generating | Electric Utility | MI | 9 | 1.8 | 1.8 | Petroleum Liquids | DFO | IC | 5 | 2012 | 4 | 2001 | BRANCH | 41.9557 | -84.9796
3692 | Clark University | 10408 | Clark University | Commercial CHP | MA | GEN1 | 2 | 2 | Natural Gas Internal Combustion Engine | NG | IC | 5 | 2012 | 6 | 1981 | Worcester | 42.2508 | -71.8226
55983 | Luminant Generation Company LLC | 50615 | TXU Sweetwater Generating Plant | IPP CHP | TX | GT01 | 45 | 41 | Natural Gas Fired Combined Cycle | NG | CT | 5 | 2012 | 6 | 1989 | Nolan | 32.4928 | -100.365
55983 | Luminant Generation Company LLC | 50615 | TXU Sweetwater Generating Plant | IPP CHP | TX | GT02 | 99 | 86 | Natural Gas Fired Combined Cycle | NG | CT | 5 | 2012 | 6 | 1989 | Nolan | 32.4928 | -100.365
55983 | Luminant Generation Company LLC | 50615 | TXU Sweetwater Generating Plant | IPP CHP | TX | GT03 | 99 | 86 | Natural Gas Fired Combined Cycle | NG | CT | 5 | 2012 | 6 | 1989 | Nolan | 32.4928 | -100.365
12411 | Miami Dade Water & Sewer Dept | 54623 | Central District Wastewater Treat Plant | Commercial CHP | FL | 3 | 1.2 | 1.2 | Other Waste Biomass | OBG | IC | 5 | 2012 | 10 | 1989 | Miami Dade | 25.7486 | -80.1528
12411 | Miami Dade Water & Sewer Dept | 54623 | Central District Wastewater Treat Plant | Commercial CHP | FL | 4 | 1.2 | 1.2 | Other Waste Biomass | OBG | IC | 5 | 2012 | 10 | 1989 | Miami Dade | 25.7486 | -80.1528
59976 | WestRock Mill Company, LLC | 54763 | Rock-Tenn Mill | Industrial CHP | AL | 3TG | 19 | 16 | Wood/Wood Waste Biomass | BLQ | ST | 5 | 2012 | 12 | 2003 | Marengo | 32.4541 | -87.9759
306 | Brookfield Smoky Mountain Hydropower LLC | 54899 | Cheoah | Electric Utility | NC | 1 | 20 | 21 | Conventional Hydroelectric | WAT | HY | 5 | 2012 | 4 | 1919 | Graham | 35.4478 | -83.9383
306 | Brookfield Smoky Mountain Hydropower LLC | 54899 | Cheoah | Electric Utility | NC | 2 | 20 | 21 | Conventional Hydroelectric | WAT | HY | 5 | 2012 | 4 | 1919 | Graham | 35.4478 | -83.9383
306 | Brookfield Smoky Mountain Hydropower LLC | 54899 | Cheoah | Electric Utility | NC | 3 | 20 | 21 | Conventional Hydroelectric | WAT | HY | 5 | 2012 | 4 | 1919 | Graham | 35.4478 | -83.9383
25049 | Gas Recovery Systems Inc | 55589 | GRS Fall River | IPP Non-CHP | MA | 1 | 1 | 0.9 | Landfill Gas | LFG | IC | 5 | 2012 | 7 | 2000 | Bristol | 41.7487 | -71.1065
57249 | EPP Renewable Energy | 56511 | Pennsauken Landfill | IPP Non-CHP | NJ | GEN3 | 0.9 | 0.9 | Landfill Gas | LFG | IC | 5 | 2012 | 12 | 2004 | Camden | 39.9894 | -75.04
15466 | Public Service Co of Colorado | 469 | Cherokee | Electric Utility | CO | 1 | 125 | 107 | Conventional Steam Coal | BIT | ST | 4 | 2012 | 6 | 1957 | Adams | 39.8073 | -104.9645
5416 | Duke Energy Carolinas, LLC | 2723 | Dan River | Electric Utility | NC | 1 | 70 | 67 | Conventional Steam Coal | BIT | ST | 4 | 2012 | 12 | 1949 | Rockingham | 36.4862 | -79.7208
5416 | Duke Energy Carolinas, LLC | 2723 | Dan River | Electric Utility | NC | 2 | 70 | 67 | Conventional Steam Coal | BIT | ST | 4 | 2012 | 3 | 1950 | Rockingham | 36.4862 | -79.7208
5416 | Duke Energy Carolinas, LLC | 2723 | Dan River | Electric Utility | NC | 3 | 150 | 142 | Conventional Steam Coal | BIT | ST | 4 | 2012 | 8 | 1955 | Rockingham | 36.4862 | -79.7208
17043 | City of Shelby - (OH) | 2943 | Shelby Municipal Light Plant | Electric Utility | OH | 3 | 5 | 5 | Conventional Steam Coal | BIT | ST | 4 | 2012 | 4 | 1948 | Richland | 40.88 | -82.6567
34691 | Ormat Nevada Inc | 50762 | Ormesa IH | IPP Non-CHP | CA | OE26 | 1.2 | 0.6 | Geothermal | GEO | ST | 4 | 2012 | 12 | 1989 | Imperial | 32.7842 | -115.2475
34691 | Ormat Nevada Inc | 50766 | Ormesa I | IPP Non-CHP | CA | OE26 | 1.2 | 0.9 | Geothermal | GEO | ST | 4 | 2012 | 12 | 1986 | Imperial | 32.8156 | -115.2568
56304 | Air Products LLC | 55309 | Air Products Port Arthur | Industrial CHP | TX | GEN2 | 3 | 3 | Natural Gas Fired Combined Cycle | NG | CA | 4 | 2012 | 11 | 2000 | Jefferson | 29.8665 | -93.9651
56772 | TX LFG Energy, LP | 55555 | Conroe | IPP Non-CHP | TX | UNT1 | 1 | 1 | Landfill Gas | LFG | IC | 4 | 2012 | 8 | 2003 | Montgomery | 30.3375 | -95.4108
56772 | TX LFG Energy, LP | 55555 | Conroe | IPP Non-CHP | TX | UNT2 | 1 | 1 | Landfill Gas | LFG | IC | 4 | 2012 | 8 | 2003 | Montgomery | 30.3375 | -95.4108
56772 | TX LFG Energy, LP | 55555 | Conroe | IPP Non-CHP | TX | UNT3 | 1 | 1 | Landfill Gas | LFG | IC | 4 | 2012 | 8 | 2003 | Montgomery | 30.3375 | -95.4108
772 | Archer Daniels Midland Co | 55638 | Walhalla | Industrial CHP | ND | GEN1 | 2 | 2 | Conventional Steam Coal | SUB | ST | 4 | 2012 | 12 | 2000 | Pembina | 48.9089 | -97.8865
54699 | Solo Cup Co | 56040 | Solo Cup Co | IPP CHP | MD | 1 | 5.6 | 5.6 | Natural Gas Internal Combustion Engine | NG | IC | 4 | 2012 | 6 | 2002
54699 | Solo Cup Co | 56040 | Solo Cup Co | IPP CHP | MD | 2 | 5.6 | 5.6 | Natural Gas Internal Combustion Engine | NG | IC | 4 | 2012 | 6 | 2002
361 | Industrial Energy Applications Inc | 56072 | Alliant SBD 9801 Aegon Martha's Way | IPP Non-CHP | IA | 01 | 1.1 | 1 | Petroleum Liquids | DFO | IC | 4 | 2012 | 8 | 1998 | Linn | 42.0453 | -91.6969
7140 | Georgia Power Co | 727 | Mitchell (GA) | Electric Utility | GA | 4C | 41.8 | 31 | Petroleum Liquids | DFO | GT | 3 | 2012 | 5 | 1971 | Dougherty | 31.4447 | -84.1347
10538 | City of La Plata - (MO) | 2140 | La Plata | Electric Utility | MO | 8 | 1 | 0.9 | Petroleum Liquids | DFO | IC | 3 | 2012 | 12 | 1998 | Macon | 40.0244 | -92.4896
10538 | City of La Plata - (MO) | 2140 | La Plata | Electric Utility | MO | 9 | 1 | 0.9 | Petroleum Liquids | DFO | IC | 3 | 2012 | 12 | 1998 | Macon | 40.0244 | -92.4896
20169 | Avista Corp | 3869 | Nine Mile | Electric Utility | WA | 2 | 3.1 | 2 | Conventional Hydroelectric | WAT | HY | 3 | 2012 | 7 | 1908 | Spokane | 47.7697 | -117.5372
4716 | Dairyland Power Coop | 4140 | Alma | Electric Utility | WI | 1 | 15 | 18.9 | Conventional Steam Coal | BIT | ST | 3 | 2012 | 9 | 1947 | Buffalo | 44.3083 | -91.9111
4716 | Dairyland Power Coop | 4140 | Alma | Electric Utility | WI | 2 | 15 | 18 | Conventional Steam Coal | BIT | ST | 3 | 2012 | 10 | 1947 | Buffalo | 44.3083 | -91.9111
4716 | Dairyland Power Coop | 4140 | Alma | Electric Utility | WI | 3 | 15 | 18.9 | Conventional Steam Coal | BIT | ST | 3 | 2012 | 7 | 1951 | Buffalo | 44.3083 | -91.9111
9788 | John Deere Harvester Works Co | 10039 | John Deere Harvester Works | Industrial CHP | IL | GEN5 | 3 | 3 | Conventional Steam Coal | BIT | ST | 3 | 2012 | 11 | 1951 | Rock Island | 41.5243 | -90.4366
353 | Air Products Energy Enterprises LP | 10640 | Stockton Cogen | IPP CHP | CA | GEN1 | 60 | 53.7 | Conventional Steam Coal | BIT | ST | 3 | 2012 | 3 | 1988
55858 | Energy Developments Inc | 56867 | Roberts Road Power Plant | IPP Non-CHP | GA | 1 | 1.4 | 1.4 | Landfill Gas | LFG | IC | 3 | 2012 | 10 | 2003 | FAYETTE | 33.4878 | -84.4406
56905 | Algonquin Power Sanger LLC | 57564 | Algonquin Power Sanger LLC | IPP CHP | CA | STG | 12.5 | 12.5 | Natural Gas Fired Combined Cycle | NG | CA | 3 | 2012 | 11 | 1990 | Fresno | 36.6842 | -119.5522
7140 | Georgia Power Co | 710 | Jack McDonough | Electric Utility | GA | 1 | 299.2 | 251 | Conventional Steam Coal | BIT | ST | 2 | 2012 | 8 | 1963 | Cobb | 33.8239 | -84.4758
15470 | Duke Energy Indiana, LLC | 1008 | R Gallagher | Electric Utility | IN | 1 | 150 | 140 | Conventional Steam Coal | BIT | ST | 2 | 2012 | 6 | 1959 | Floyd | 38.2636 | -85.8381
15470 | Duke Energy Indiana, LLC | 1008 | R Gallagher | Electric Utility | IN | 3 | 150 | 140 | Conventional Steam Coal | BIT | ST | 2 | 2012 | 4 | 1960 | Floyd | 38.2636 | -85.8381
15474 | Public Service Co of Oklahoma | 2965 | Tulsa | Electric Utility | OK | 3 | 95 |  | Natural Gas Steam Turbine | NG | ST | 2 | 2012 | 1 | 1948 | Tulsa | 36.1165 | -95.991
55983 | Luminant Generation Company LLC | 3492 | Morgan Creek | IPP Non-CHP | TX | 5 | 170.4 | 175 | Natural Gas Steam Turbine | NG | ST | 2 | 2012 | 6 | 1959 | Mitchell | 32.3358 | -100.9156
55983 | Luminant Generation Company LLC | 3492 | Morgan Creek | IPP Non-CHP | TX | 6 | 517.5 | 511 | Natural Gas Steam Turbine | NG | ST | 2 | 2012 | 7 | 1966 | Mitchell | 32.3358 | -100.9156
14624 | PUD No 2 of Grant County | 3888 | Wanapum | Electric Utility | WA | 2 | 103.8 | 103.8 | Conventional Hydroelectric | WAT | HY | 2 | 2012 | 9 | 1963 | Grant | 46.8731 | -119.9703
733 | Appalachian Power Co | 3938 | Philip Sporn | Electric Utility | WV | 5 | 495.5 | 440 | Conventional Steam Coal | BIT | ST | 2 | 2012 | 12 | 1960 | Mason | 38.9669 | -81.9231
12981 | Motiva Enterprises LLC | 50973 | Motiva Enterprises Port Arthur Refinery | Industrial CHP | TX | GN26 | 18.8 | 9.7 | Natural Gas Fired Combined Cycle | NG | CS | 2 | 2012 | 6 | 1970 | Jefferson | 29.8885 | -93.951
19281 | Turlock Irrigation District | 56631 | Turlock Irrigation District Fuel Cell | Electric Utility | CA | TFC | 1.2 | 1.1 | Other Waste Biomass | OBG | FC | 2 | 2012 | 1 | 2009 | Stanislaus | 37.4833 | -120.8675
5517 | Dynegy Midwest Generation Inc | 891 | Havana | IPP Non-CHP | IL | 1 | 46 | 45.6 | Petroleum Liquids | RFO | ST | 1 | 2012 | 9 | 1947 | Mason | 40.2797 | -90.08
5517 | Dynegy Midwest Generation Inc | 891 | Havana | IPP Non-CHP | IL | 2 | 46 | 45.6 | Petroleum Liquids | RFO | ST | 1 | 2012 | 7 | 1947 | Mason | 40.2797 | -90.08
5517 | Dynegy Midwest Generation Inc | 891 | Havana | IPP Non-CHP | IL | 3 | 46 | 45.6 | Petroleum Liquids | RFO | ST | 1 | 2012 | 11 | 1948 | Mason | 40.2797 | -90.08
5517 | Dynegy Midwest Generation Inc | 891 | Havana | IPP Non-CHP | IL | 4 | 46 | 45.6 | Petroleum Liquids | RFO | ST | 1 | 2012 | 3 | 1950 | Mason | 40.2797 | -90.08
5517 | Dynegy Midwest Generation Inc | 891 | Havana | IPP Non-CHP | IL | 5 | 46 | 45.6 | Petroleum Liquids | RFO | ST | 1 | 2012 | 6 | 1950 | Mason | 40.2797 | -90.08
22500 | Westar Energy Inc | 1252 | Tecumseh Energy Center | Electric Utility | KS | 1 | 29 | 18 | Petroleum Liquids | DFO | GT | 1 | 2012 | 6 | 1972 | Shawnee | 39.0539 | -95.5689
22500 | Westar Energy Inc | 1252 | Tecumseh Energy Center | Electric Utility | KS | 2 | 29 | 19 | Petroleum Liquids | DFO | GT | 1 | 2012 | 6 | 1972 | Shawnee | 39.0539 | -95.5689
1179 | Emera Maine | 1466 | Bar Harbor | Electric Utility | ME | 1 | 2 | 2 | Petroleum Liquids | DFO | IC | 1 | 2012 | 11 | 1961 | Hancock | 44.3817 | -68.2869
1179 | Emera Maine | 1466 | Bar Harbor | Electric Utility | ME | 3 | 2 | 2 | Petroleum Liquids | DFO | IC | 1 | 2012 | 11 | 1961 | Hancock | 44.3817 | -68.2869
1179 | Emera Maine | 1468 | Eastport | Electric Utility | ME | 1 | 1 | 0.7 | Petroleum Liquids | DFO | IC | 1 | 2012 | 12 | 1948 | Washington | 44.9136 | -67.0033
1179 | Emera Maine | 1468 | Eastport | Electric Utility | ME | 2 | 1 | 0.7 | Petroleum Liquids | DFO | IC | 1 | 2012 | 12 | 1949 | Washington | 44.9136 | -67.0033
12199 | Montana-Dakota Utilities Co | 2791 | Williston | Electric Utility | ND | 2 | 5 | 4.7 | Natural Gas Fired Combustion Turbine | NG | GT | 1 | 2012 | 11 | 1953 | Williams | 48.145 | -103.1364
12199 | Montana-Dakota Utilities Co | 2791 | Williston | Electric Utility | ND | 3 | 5 | 4.9 | Natural Gas Fired Combustion Turbine | NG | GT | 1 | 2012 | 12 | 1953 | Williams | 48.145 | -103.1364
18963 | Inside Passage Elec Coop, Inc | 7464 | Kake | Electric Utility | AK | 1 | 0.6 | 0.6 | Petroleum Liquids | DFO | IC | 1 | 2012 | 6 | 1984 | Wrangell Petersburg | 56.963 | -133.9226
772 | Archer Daniels Midland Co | 54310 | Galesburg | Industrial CHP | IL | GEN1 | 1 | 1 | Natural Gas Internal Combustion Engine | NG | IC | 1 | 2012 | 8 | 1992 | Knox | 40.9 | -90.3333
772 | Archer Daniels Midland Co | 54310 | Galesburg | Industrial CHP | IL | GEN2 | 1 | 1 | Natural Gas Internal Combustion Engine | NG | IC | 1 | 2012 | 8 | 1992 | Knox | 40.9 | -90.3333
772 | Archer Daniels Midland Co | 54310 | Galesburg | Industrial CHP | IL | GEN3 | 1 | 1 | Natural Gas Internal Combustion Engine | NG | IC | 1 | 2012 | 8 | 1992 | Knox | 40.9 | -90.3333
22117 | Riverside Manufacturing Co | 54856 | Riverside Manufacturing | Industrial Non-CHP | GA | 1753 | 1.1 | 0.9 | Natural Gas Fired Combustion Turbine | NG | GT | 1 | 2012 | 5 | 1990
25049 | Gas Recovery Systems Inc | 55590 | Chicopee Electric | IPP Non-CHP | MA | 1 | 1 | 0.9 | Landfill Gas | LFG | IC | 1 | 2012 | 7 | 1993 | Hampden | 42.1742 | -72.5311
25049 | Gas Recovery Systems Inc | 55590 | Chicopee Electric | IPP Non-CHP | MA | 2 | 1 | 0.9 | Landfill Gas | LFG | IC | 1 | 2012 | 7 | 1993 | Hampden | 42.1742 | -72.5311
7011 | Gas Recovery Services-IL Inc | 55594 | South Barrington Electric | IPP Non-CHP | IL | 1 | 0.8 | 0.8 | Landfill Gas | LFG | IC | 1 | 2012 | 6 | 1997 | Cook | 42.0797 | -88.1386
7011 | Gas Recovery Services-IL Inc | 55594 | South Barrington Electric | IPP Non-CHP | IL | 2 | 0.8 | 0.8 | Landfill Gas | LFG | IC | 1 | 2012 | 6 | 1997 | Cook | 42.0797 | -88.1386
9205 | Illinois Electricial Gen Partn | 55773 | Countyside Genco LLC | IPP Non-CHP | IL | CS1 | 1.4 | 1.3 | Landfill Gas | LFG | IC | 1 | 2012 | 1 | 2000 | Lake | 42.3211 | -88.0319
9205 | Illinois Electricial Gen Partn | 55773 | Countyside Genco LLC | IPP Non-CHP | IL | CS2 | 1.4 | 1.3 | Landfill Gas | LFG | IC | 1 | 2012 | 1 | 2000 | Lake | 42.3211 | -88.0319
9205 | Illinois Electricial Gen Partn | 55773 | Countyside Genco LLC | IPP Non-CHP | IL | CS3 | 1.4 | 1.3 | Landfill Gas | LFG | IC | 1 | 2012 | 1 | 2000 | Lake | 42.3211 | -88.0319
9205 | Illinois Electricial Gen Partn | 55773 | Countyside Genco LLC | IPP Non-CHP | IL | CS4 | 1.4 | 1.3 | Landfill Gas | LFG | IC | 1 | 2012 | 1 | 2000 | Lake | 42.3211 | -88.0319
9205 | Illinois Electricial Gen Partn | 55773 | Countyside Genco LLC | IPP Non-CHP | IL | CS5 | 1.4 | 1.3 | Landfill Gas | LFG | IC | 1 | 2012 | 1 | 2000 | Lake | 42.3211 | -88.0319
9205 | Illinois Electricial Gen Partn | 55773 | Countyside Genco LLC | IPP Non-CHP | IL | CS6 | 1.4 | 1.3 | Landfill Gas | LFG | IC | 1 | 2012 | 1 | 2000 | Lake | 42.3211 | -88.0319
57424 | Miller Coors Eden LLC | 58050 | Miller Coors Eden LLC | Industrial CHP | NC | TRB1 | 5.5 | 5 | Conventional Steam Coal | BIT | ST | 1 | 2012 | 2 | 1978
57494 | TDX North Slope Generating Inc. | 58117 | TNSG South Plant | Electric Utility | AK | 12 | 0.6 | 0.6 | Natural Gas Internal Combustion Engine | NG | IC | 1 | 2012 | 8 | 2010 | North Slope | 70.2 | -148.4667
59632 | Medicine Bow Wind LLC | 692 | Medicine Bow | Electric Utility | WY | CLIP | 2.5 | 2.5 | Onshore Wind Turbine | WND | WT | 12 | 2011 | 3 | 2005 | Carbon | 41.8353 | -106.2428
58676 | Ameren Energy Medina Valley | 863 | Hutsonville | IPP Non-CHP | IL | 3 | 75 | 75 | Conventional Steam Coal | SUB | ST | 12 | 2011 | 2 | 1953
58676 | Ameren Energy Medina Valley | 863 | Hutsonville | IPP Non-CHP | IL | 4 | 75 | 76 | Conventional Steam Coal | SUB | ST | 12 | 2011 | 7 | 1954
58676 | Ameren Energy Medina Valley | 863 | Hutsonville | IPP Non-CHP | IL | D1 | 3 | 3 | Petroleum Liquids | DFO | IC | 12 | 2011 | 4 | 1968
58676 | Ameren Energy Medina Valley | 864 | Meredosia | IPP Non-CHP | IL | 1 | 57.5 | 52 | Conventional Steam Coal | BIT | ST | 12 | 2011 | 6 | 1948
58676 | Ameren Energy Medina Valley | 864 | Meredosia | IPP Non-CHP | IL | 2 | 57.5 | 53 | Conventional Steam Coal | BIT | ST | 12 | 2011 | 1 | 1949
58676 | Ameren Energy Medina Valley | 864 | Meredosia | IPP Non-CHP | IL | 3 | 239.3 | 203 | Conventional Steam Coal | SUB | ST | 12 | 2011 | 7 | 1960
58676 | Ameren Energy Medina Valley | 864 | Meredosia | IPP Non-CHP | IL | 4 | 209.7 | 166 | Petroleum Liquids | RFO | ST | 12 | 2011 | 9 | 1975
14840 | City of Peru - (IL) | 955 | Peru (IL) | Electric Utility | IL | IC1 | 6.3 | 6 | Petroleum Liquids | DFO | IC | 12 | 2011 | 9 | 1973 | LaSalle | 41.3237 | -89.1123
3265 | Cleco Power LLC | 1400 | Teche | Electric Utility | LA | 2 | 54.4 | 33 | Natural Gas Steam Turbine | NG | ST | 12 | 2011 | 5 | 1956 | St Mary | 29.8222 | -91.5425
5109 | DTE Electric Company | 1732 | Marysville | Electric Utility | MI | 7 | 75 | 83 | Conventional Steam Coal | BIT | ST | 12 | 2011 | 4 | 1943 | St Clair | 42.9256 | -82.4606
5109 | DTE Electric Company | 1732 | Marysville | Electric Utility | MI | 8 | 75 | 83 | Conventional Steam Coal | BIT | ST | 12 | 2011 | 2 | 1947 | St Clair | 42.9256 | -82.4606
13407 | Nevada Power Co | 2326 | Sunrise | Electric Utility | NV | 1 | 81.6 | 80 | Natural Gas Steam Turbine | NG | ST | 12 | 2011 | 5 | 1964 | Clark | 36.1384 | -115.036
13407 | Nevada Power Co | 2326 | Sunrise | Electric Utility | NV | 2 | 85 | 69 | Natural Gas Fired Combustion Turbine | NG | GT | 12 | 2011 | 10 | 1974 | Clark | 36.1384 | -115.036
15147 | PSEG Fossil LLC | 2403 | PSEG Hudson Generating Station | IPP Non-CHP | NJ | 1 | 454.7 | 182.8 | Natural Gas Steam Turbine | NG | ST | 12 | 2011 | 12 | 1964 | Hudson | 40.7478 | -74.0722
16183 | Rochester Gas & Electric Corp | 2640 | Rochester 3 | Electric Utility | NY | 13 | 19 | 14.4 | Petroleum Liquids | DFO | GT | 12 | 2011 | 6 | 1969 | Monroe | 43.1617 | -77.6181
19876 | Virginia Electric & Power Co | 2757 | Kitty Hawk | Electric Utility | NC | GT1 | 23.8 | 16 | Petroleum Liquids | DFO | GT | 12 | 2011 | 3 | 1971 | Dare | 36.0667 | -75.6997
19876 | Virginia Electric & Power Co | 2757 | Kitty Hawk | Electric Utility | NC | GT2 | 23.8 | 15 | Petroleum Liquids | DFO | GT | 12 | 2011 | 6 | 1971 | Dare | 36.0667 | -75.6997
6035 | Exelon Power | 3159 | Cromby Generating Station | IPP Non-CHP | PA | 2 | 230 | 201 | Petroleum Liquids | RFO | ST | 12 | 2011 | 9 | 1955 | Chester | 40.1531 | -75.5294
6035 | Exelon Power | 3159 | Cromby Generating Station | IPP Non-CHP | PA | ICI | 2.7 | 2.7 | Petroleum Liquids | DFO | IC | 12 | 2011 | 5 | 1967 | Chester | 40.1531 | -75.5294
18642 | Tennessee Valley Authority | 3419 | Watts Bar Fossil | Electric Utility | TN | ST1 | 60 | 56 | Conventional Steam Coal | BIT | ST | 12 | 2011 | 3 | 1942 | Rhea | 35.6108 | -84.7811
18642 | Tennessee Valley Authority | 3419 | Watts Bar Fossil | Electric Utility | TN | ST2 | 60 | 56 | Conventional Steam Coal | BIT | ST | 12 | 2011 | 2 | 1942 | Rhea | 35.6108 | -84.7811
18642 | Tennessee Valley Authority | 3419 | Watts Bar Fossil | Electric Utility | TN | ST3 | 60 | 56 | Conventional Steam Coal | BIT | ST | 12 | 2011 | 2 | 1943 | Rhea | 35.6108 | -84.7811
18642 | Tennessee Valley Authority | 3419 | Watts Bar Fossil | Electric Utility | TN | ST4 | 60 | 56 | Conventional Steam Coal | BIT | ST | 12 | 2011 | 4 | 1945 | Rhea | 35.6108 | -84.7811
19876 | Virginia Electric & Power Co | 3803 | Chesapeake | Electric Utility | VA | 10 | 23.8 | 16 | Petroleum Liquids | DFO | GT | 12 | 2011 | 12 | 1970 | Chesapeake City | 36.7711 | -76.3019
19876 | Virginia Electric & Power Co | 3803 | Chesapeake | Electric Utility | VA | 7 | 23.8 | 16 | Petroleum Liquids | DFO | GT | 12 | 2011 | 12 | 1969 | Chesapeake City | 36.7711 | -76.3019
19876 | Virginia Electric & Power Co | 3803 | Chesapeake | Electric Utility | VA | 8 | 23.8 | 16 | Petroleum Liquids | DFO | GT | 12 | 2011 | 12 | 1969 | Chesapeake City | 36.7711 | -76.3019
19876 | Virginia Electric & Power Co | 3803 | Chesapeake | Electric Utility | VA | 9 | 23.8 | 16 | Petroleum Liquids | DFO | GT | 12 | 2011 | 12 | 1970 | Chesapeake City | 36.7711 | -76.3019
11479 | Madison Gas & Electric Co | 3992 | Blount Street | Electric Utility | WI | 3 | 34.5 | 30.1 | Conventional Steam Coal | BIT | ST | 12 | 2011 | 9 | 1953 | Dane | 43.0789 | -89.3744
11479 | Madison Gas & Electric Co | 3992 | Blount Street | Electric Utility | WI | 4 | 20 | 12 | Conventional Steam Coal | BIT | ST | 12 | 2011 | 10 | 1938 | Dane | 43.0789 | -89.3744
11479 | Madison Gas & Electric Co | 3992 | Blount Street | Electric Utility | WI | 5 | 23 | 22.9 | Conventional Steam Coal | BIT | ST | 12 | 2011 | 11 | 1948 | Dane | 43.0789 | -89.3744
40307 | Prairie Power, Inc | 6237 | Pittsfield | Electric Utility | IL | 1 | 1 | 1 | Petroleum Liquids | DFO | IC | 12 | 2011 | 11 | 1949 | Pike | 39.6436 | -90.6353
40307 | Prairie Power, Inc | 6237 | Pittsfield | Electric Utility | IL | 2 | 1 | 1 | Petroleum Liquids | DFO | IC | 12 | 2011 | 11 | 1949 | Pike | 39.6436 | -90.6353
40307 | Prairie Power, Inc | 6237 | Pittsfield | Electric Utility | IL | 3 | 1 | 1 | Petroleum Liquids | DFO | IC | 12 | 2011 | 11 | 1949 | Pike | 39.6436 | -90.6353
40307 | Prairie Power, Inc | 6237 | Pittsfield | Electric Utility | IL | 4 | 3 | 2.7 | Petroleum Liquids | DFO | IC | 12 | 2011 | 4 | 1955 | Pike | 39.6436 | -90.6353
40307 | Prairie Power, Inc | 6237 | Pittsfield | Electric Utility | IL | 5 | 3 | 2.7 | Petroleum Liquids | DFO | IC | 12 | 2011 | 4 | 1955 | Pike | 39.6436 | -90.6353
14354 | PacifiCorp | 6553 | Little Mountain | Electric Utility | UT | 1 | 16 | 14 | Natural Gas Fired Combustion Turbine | NG | GT | 12 | 2011 | 3 | 1971 | Weber | 41.2506 | -112.2494
29297 | Pelican Utility | 6702 | Pelican | Electric Utility | AK | IC1 | 0.3 | 0.3 | Petroleum Liquids | DFO | IC | 12 | 2011 | 12 | 1989 | Skagway Hoonah Angoon | 57.9572 | -136.2201
29297 | Pelican Utility | 6702 | Pelican | Electric Utility | AK | IC2 | 0.1 | 0.1 | Petroleum Liquids | DFO | IC | 12 | 2011 | 7 | 1964 | Skagway Hoonah Angoon | 57.9572 | -136.2201
29297 | Pelican Utility | 6702 | Pelican | Electric Utility | AK | IC3 | 0.2 | 0.2 | Petroleum Liquids | DFO | IC | 12 | 2011 | 9 | 1974 | Skagway Hoonah Angoon | 57.9572 | -136.2201
29297 | Pelican Utility | 6702 | Pelican | Electric Utility | AK | IC4 | 0.2 | 0.2 | Petroleum Liquids | DFO | IC | 12 | 2011 | 6 | 1980 | Skagway Hoonah Angoon | 57.9572 | -136.2201
29297 | Pelican Utility | 6702 | Pelican | Electric Utility | AK | IC5 | 0.4 | 0.4 | Petroleum Liquids | DFO | IC | 12 | 2011 | 7 | 1990 | Skagway Hoonah Angoon | 57.9572 | -136.2201
772 | Archer Daniels Midland Co | 10866 | Archer Daniels Midland Peoria | Industrial CHP | IL | GEN2 | 1.5 | 1.5 | Conventional Steam Coal | BIT | ST | 12 | 2011 | 1 | 1934 | Peoria | 40.6772 | -89.6049
772 | Archer Daniels Midland Co | 10866 | Archer Daniels Midland Peoria | Industrial CHP | IL | GEN3 | 4 | 4 | Conventional Steam Coal | BIT | ST | 12 | 2011 | 1 | 1954 | Peoria | 40.6772 | -89.6049
772 | Archer Daniels Midland Co | 10866 | Archer Daniels Midland Peoria | Industrial CHP | IL | GEN4 | 4 | 4 | Conventional Steam Coal | BIT | ST | 12 | 2011 | 1 | 1985 | Peoria | 40.6772 | -89.6049
772 | Archer Daniels Midland Co | 10866 | Archer Daniels Midland Peoria | Industrial CHP | IL | GEN8 | 13 | 10 | Natural Gas Fired Combustion Turbine | NG | GT | 12 | 2011 | 3 | 1996 | Peoria | 40.6772 | -89.6049
56764 | USG Nevada LLC | 50760 | Empire | IPP Non-CHP | NV | OE11 | 1.2 | 0.6 | Geothermal | GEO | ST | 12 | 2011 | 12 | 1987 | Washoe | 40.3714 | -119.4092
56764 | USG Nevada LLC | 50760 | Empire | IPP Non-CHP | NV | OE12 | 1.2 | 0.9 | Geothermal | GEO | ST | 12 | 2011 | 12 | 1987 | Washoe | 40.3714 | -119.4092
56764 | USG Nevada LLC | 50760 | Empire | IPP Non-CHP | NV | OE13 | 1.2 | 0.9 | Geothermal | GEO | ST | 12 | 2011 | 12 | 1987 | Washoe | 40.3714 | -119.4092
56764 | USG Nevada LLC | 50760 | Empire | IPP Non-CHP | NV | OE14 | 1.2 | 0.9 | Geothermal | GEO | ST | 12 | 2011 | 12 | 1987 | Washoe | 40.3714 | -119.4092
55858 | Energy Developments Inc | 56866 | Middle Point Landfill Gas Recovery | IPP Non-CHP | TN | 1 | 1.4 | 1.4 | Landfill Gas | LFG | IC | 12 | 2011 | 6 | 2000 | RUTHERFORD | 35.9342 | -86.3756
55858 | Energy Developments Inc | 56866 | Middle Point Landfill Gas Recovery | IPP Non-CHP | TN | 2 | 1.4 | 1.4 | Landfill Gas | LFG | IC | 12 | 2011 | 6 | 2000 | RUTHERFORD | 35.9342 | -86.3756
5517 | Dynegy Midwest Generation Inc | 897 | Vermilion | IPP Non-CHP | IL | 2 | 108.8 | 99 | Conventional Steam Coal | SUB | ST | 11 | 2011 | 11 | 1956 | Vermilion | 40.1781 | -87.7481
5517 | Dynegy Midwest Generation Inc | 897 | Vermilion | IPP Non-CHP | IL | 3 | 15 | 10 | Petroleum Liquids | DFO | GT | 11 | 2011 | 8 | 1967 | Vermilion | 40.1781 | -87.7481
5517 | Dynegy Midwest Generation Inc | 897 | Vermilion | IPP Non-CHP | IL | ST1 | 73.5 | 62 | Conventional Steam Coal | SUB | ST | 11 | 2011 | 5 | 1955 | Vermilion | 40.1781 | -87.7481
40382 | City of Rockport - (MO) | 6594 | Rockport (MO) | Electric Utility | MO | 1 | 1.1 | 1.1 | Natural Gas Internal Combustion Engine | NG | IC | 11 | 2011 | 4 | 1964
40382 | City of Rockport - (MO) | 6594 | Rockport (MO) | Electric Utility | MO | 2 | 1.1 | 1.1 | Natural Gas Internal Combustion Engine | NG | IC | 11 | 2011 | 4 | 1964
40382 | City of Rockport - (MO) | 6594 | Rockport (MO) | Electric Utility | MO | 3 | 0.5 | 0.4 | Petroleum Liquids | DFO | IC | 11 | 2011 | 9 | 1959
40382 | City of Rockport - (MO) | 6594 | Rockport (MO) | Electric Utility | MO | 4 | 0.4 | 0.3 | Petroleum Liquids | DFO | IC | 11 | 2011 | 10 | 1940
40382 | City of Rockport - (MO) | 6594 | Rockport (MO) | Electric Utility | MO | 5 | 1.3 | 1.3 | Natural Gas Internal Combustion Engine | NG | IC | 11 | 2011 | 4 | 1972
40382 | City of Rockport - (MO) | 6594 | Rockport (MO) | Electric Utility | MO | 6 | 1.3 | 1.3 | Natural Gas Internal Combustion Engine | NG | IC | 11 | 2011 | 4 | 1972
9436 | Mosaic Phosphates Co. | 10198 | Mosaic Phosphates Uncle Sam | Industrial CHP | LA | GEN1 | 11 | 10.2 | All Other | OTH | ST | 11 | 2011 | 1 | 1968 | St James | 30.0386 | -90.8283
55779 | WVA Manufacturing LLC | 50012 | Alloy Steam Station | Industrial Non-CHP | WV | GEN3 | 40 | 38 | Conventional Steam Coal | BIT | ST | 11 | 2011 | 7 | 1950
7096 | City of Geneva- (IL) | 56462 | Geneva Generation Facility | Electric Utility | IL | GEN6 | 2 | 1.4 | Petroleum Liquids | DFO | IC | 11 | 2011 | 12 | 2005 | Kane | 41.8911 | -88.2711
17609 | Southern California Edison Co | 56976 | Solar Photovoltaic Project #01 | Electric Utility | CA | S1A | 0.5 | 0.5 | Solar Photovoltaic | SUN | PV | 11 | 2011 | 11 | 2008 | SAN BERNARDINO | 34.0732 | -117.5128
17609 | Southern California Edison Co | 56976 | Solar Photovoltaic Project #01 | Electric Utility | CA | S1B | 0.5 | 0.5 | Solar Photovoltaic | SUN | PV | 11 | 2011 | 11 | 2008 | SAN BERNARDINO | 34.0732 | -117.5128
17609 | Southern California Edison Co | 56976 | Solar Photovoltaic Project #01 | Electric Utility | CA | S1C | 0.5 | 0.5 | Solar Photovoltaic | SUN | PV | 11 | 2011 | 11 | 2008 | SAN BERNARDINO | 34.0732 | -117.5128
17609 | Southern California Edison Co | 56976 | Solar Photovoltaic Project #01 | Electric Utility | CA | S1D | 0.5 | 0.5 | Solar Photovoltaic | SUN | PV | 11 | 2011 | 11 | 2008 | SAN BERNARDINO | 34.0732 | -117.5128
15466 | Public Service Co of Colorado | 469 | Cherokee | Electric Utility | CO | 2 | 125 | 106 | Conventional Steam Coal | BIT | ST | 10 | 2011 | 6 | 1959 | Adams | 39.8073 | -104.9645
5517 | Dynegy Midwest Generation Inc | 898 | Wood River | IPP Non-CHP | IL | 1 | 50 | 38.7 | Natural Gas Steam Turbine | NG | ST | 10 | 2011 | 11 | 1949 | Madison | 38.8639 | -90.1347
5517 | Dynegy Midwest Generation Inc | 898 | Wood River | IPP Non-CHP | IL | 2 | 50 | 38.7 | Natural Gas Steam Turbine | NG | ST | 10 | 2011 | 11 | 1949 | Madison | 38.8639 | -90.1347
5517 | Dynegy Midwest Generation Inc | 898 | Wood River | IPP Non-CHP | IL | 3 | 50 | 38.7 | Natural Gas Steam Turbine | NG | ST | 10 | 2011 | 10 | 1950 | Madison | 38.8639 | -90.1347
11241 | Entergy Louisiana LLC | 1448 | Monroe (LA) | Electric Utility | LA | 10 | 25 | 22 | Natural Gas Steam Turbine | NG | ST | 10 | 2011 | 1 | 1961 | Ouachita | 32.5233 | -92.1794
11241 | Entergy Louisiana LLC | 1448 | Monroe (LA) | Electric Utility | LA | 11 | 37.5 | 33 | Natural Gas Steam Turbine | NG | ST | 10 | 2011 | 1 | 1965 | Ouachita | 32.5233 | -92.1794
11241 | Entergy Louisiana LLC | 1448 | Monroe (LA) | Electric Utility | LA | 12 | 75 | 71 | Natural Gas Steam Turbine | NG | ST | 10 | 2011 | 1 | 1968 | Ouachita | 32.5233 | -92.1794
14246 | City of Owatonna - (MN) | 2003 | Owatonna | Electric Utility | MN | 6 | 20 | 20.6 | Natural Gas Steam Turbine | NG | ST | 10 | 2011 | 7 | 1969 | Steele | 44.0833 | -93.23
56505 | National Grid Generation LLC | 2511 | E F Barrett | Electric Utility | NY | 7 | 18 | 0 | Natural Gas Fired Combustion Turbine | NG | GT | 10 | 2011 | 7 | 1970 | Nassau | 40.6167 | -73.6479
5416 | Duke Energy Carolinas, LLC | 2721 | James E. Rogers Energy Complex | Electric Utility | NC | 1 | 40 | 38 | Conventional Steam Coal | BIT | ST | 10 | 2011 | 7 | 1940 | Cleveland | 35.22 | -81.7594
5416 | Duke Energy Carolinas, LLC | 2721 | James E. Rogers Energy Complex | Electric Utility | NC | 2 | 40 | 38 | Conventional Steam Coal | BIT | ST | 10 | 2011 | 8 | 1940 | Cleveland | 35.22 | -81.7594
5416 | Duke Energy Carolinas, LLC | 2721 | James E. Rogers Energy Complex | Electric Utility | NC | 3 | 65 | 61 | Conventional Steam Coal | BIT | ST | 10 | 2011 | 5 | 1948 | Cleveland | 35.22 | -81.7594
5416 | Duke Energy Carolinas, LLC | 2721 | James E. Rogers Energy Complex | Electric Utility | NC | 4 | 65 | 61 | Conventional Steam Coal | BIT | ST | 10 | 2011 | 10 | 1948 | Cleveland | 35.22 | -81.7594
14354 | PacifiCorp | 3846 | Condit | Electric Utility | WA | 1 | 7 | 7.7 | Conventional Hydroelectric | WAT | HY | 10 | 2011 | 4 | 1913 | Klickitat | 45.7544 | -121.5269
14354 | PacifiCorp | 3846 | Condit | Electric Utility | WA | 2 | 6.7 | 7.4 | Conventional Hydroelectric | WAT | HY | 10 | 2011 | 4 | 1913 | Klickitat | 45.7544 | -121.5269
20860 | Wisconsin Public Service Corp | 4062 | Eagle River | Electric Utility | WI | 1 | 2 | 2.1 | Petroleum Liquids | DFO | IC | 10 | 2011 | 7 | 1964 | Vilas | 45.9106 | -89.2592
20860 | Wisconsin Public Service Corp | 4062 | Eagle River | Electric Utility | WI | 2 | 2 | 2.1 | Petroleum Liquids | DFO | IC | 10 | 2011 | 7 | 1964 | Vilas | 45.9106 | -89.2592
10273 | Kimberly-Clark Corp | 7627 | Everett Cogen | IPP CHP | WA | 1 | 42 | 36 | Wood/Wood Waste Biomass | WDS | ST | 10 | 2011 | 1 | 1996 | Snohomish | 47.9785 | -122.2217
57190 | River Bounty Inc | 10433 | Oakland Dam Hydroelectric | IPP Non-CHP | PA | 1 | 0.5 | 0.5 | Conventional Hydroelectric | WAT | HY | 10 | 2011 | 4 | 1985
57190 | River Bounty Inc | 10433 | Oakland Dam Hydroelectric | IPP Non-CHP | PA | 2 | 0.5 | 0.5 | Conventional Hydroelectric | WAT | HY | 10 | 2011 | 4 | 1985
57190 | River Bounty Inc | 10433 | Oakland Dam Hydroelectric | IPP Non-CHP | PA | 3 | 0.5 | 0.5 | Conventional Hydroelectric | WAT | HY | 10 | 2011 | 4 | 1985
11217 | Los Angeles County Sanitation | 10473 | Palos Verdes Gas to Energy | Commercial Non-CHP | CA | GEN1 | 13 | 2.5 | Landfill Gas | LFG | ST | 10 | 2011 | 5 | 1988 | Los Angeles | 33.7928 | -118.35
54842 | WM Renewable Energy LLC | 56525 | Timberline Trail Gas Recovery | IPP Non-CHP | WI | GEN6 | 0.8 | 0.8 | Landfill Gas | LFG | IC | 10 | 2011 | 12 | 2007 | RUSK | 45.4533 | -91.3583
54842 | WM Renewable Energy LLC | 56525 | Timberline Trail Gas Recovery | IPP Non-CHP | WI | GEN7 | 0.8 | 0.8 | Landfill Gas | LFG | IC | 10 | 2011 | 12 | 2007 | RUSK | 45.4533 | -91.3583
57123 | Middlebury College Biomass | 57804 | Middlebury College | Commercial CHP | VT | 1 | 0.2 | 0.1 | Wood/Wood Waste Biomass | WDS | ST | 10 | 2011 | 1 | 1980 | Addison | 44.0075 | -73.1769
7140 | Georgia Power Co | 710 | Jack McDonough | Electric Utility | GA | 2 | 299.2 | 251 | Conventional Steam Coal | BIT | ST | 9 | 2011 | 6 | 1964 | Cobb | 33.8239 | -84.4758
19436 | Union Electric Co - (MO) | 913 | Venice | Electric Utility | IL | GT1 | 37.5 | 26 | Petroleum Liquids | DFO | GT | 9 | 2011 | 10 | 1967 | Madison | 38.6642 | -90.1764
2287 | City of Brooklyn - (IA) | 1128 | Brooklyn | Electric Utility | IA | 1 | 0.2 | 0.2 | Petroleum Liquids | DFO | IC | 9 | 2011 | 12 | 1940 | Poweshiek | 41.7278 | -92.4479
2287 | City of Brooklyn - (IA) | 1128 | Brooklyn | Electric Utility | IA | 2 | 0.2 | 0.2 | Petroleum Liquids | DFO | IC | 9 | 2011 | 12 | 1940 | Poweshiek | 41.7278 | -92.4479
2287 | City of Brooklyn - (IA) | 1128 | Brooklyn | Electric Utility | IA | 3 | 0.3 | 0.2 | Petroleum Liquids | DFO | IC | 9 | 2011 | 10 | 1947 | Poweshiek | 41.7278 | -92.4479
2287 | City of Brooklyn - (IA) | 1128 | Brooklyn | Electric Utility | IA | 5 | 1.1 | 1 | Natural Gas Internal Combustion Engine | NG | IC | 9 | 2011 | 8 | 1964 | Poweshiek | 41.7278 | -92.4479
17924 | City of Stafford - (KS) | 1325 | Stafford | Electric Utility | KS | 1 | 0.9 | 0.9 | Petroleum Liquids | DFO | IC | 9 | 2011 | 9 | 1960 | Stafford | 37.9553 | -98.5928
17924 | City of Stafford - (KS) | 1325 | Stafford | Electric Utility | KS | 2 | 0.9 | 0.9 | Petroleum Liquids | DFO | IC | 9 | 2011 | 2 | 1953 | Stafford | 37.9553 | -98.5928
17924 | City of Stafford - (KS) | 1325 | Stafford | Electric Utility | KS | 3 | 0.8 | 0.8 | Petroleum Liquids | DFO | IC | 9 | 2011 | 8 | 1958 | Stafford | 37.9553 | -98.5928
11241 | Entergy Louisiana LLC | 1403 | Nine Mile Point | Electric Utility | LA | 1 | 69 | 50 | Natural Gas Steam Turbine | NG | ST | 9 | 2011 | 5 | 1951 | Jefferson | 29.9472 | -90.1458
11241 | Entergy Louisiana LLC | 1403 | Nine Mile Point | Electric Utility | LA | 2 | 112.5 | 107 | Natural Gas Steam Turbine | NG | ST | 9 | 2011 | 7 | 1953 | Jefferson | 29.9472 | -90.1458
13478 | Entergy New Orleans Inc | 1409 | Michoud | Electric Utility | LA | 1 | 115.2 | 65 | Natural Gas Steam Turbine | NG | ST | 9 | 2011 | 5 | 1957 | Orleans | 30.0081 | -89.9372
19436 | Union Electric Co - (MO) | 2096 | Viaduct | Electric Utility | MO | 1 | 30.6 | 25 | Natural Gas Fired Combustion Turbine | NG | GT | 9 | 2011 | 11 | 1967 | Cape Girardeau | 37.2572 | -89.5642
19150 | Trenton Municipal Utilities - (MO) | 2163 | Trenton Diesel | Electric Utility | MO | 4 | 1 | 0.9 | Petroleum Liquids | DFO | IC | 9 | 2011 | 1 | 1948 | Grundy | 40.0661 | -93.6042
3046 | Duke Energy Progress - (NC) | 2716 | W H Weatherspoon | Electric Utility | NC | 1 | 46 | 48 | Conventional Steam Coal | BIT | ST | 9 | 2011 | 9 | 1949 | Robeson | 34.5875 | -78.9755
3046 | Duke Energy Progress - (NC) | 2716 | W H Weatherspoon | Electric Utility | NC | 2 | 46 | 48 | Conventional Steam Coal | BIT | ST | 9 | 2011 | 6 | 1950 | Robeson | 34.5875 | -78.9755
3046 | Duke Energy Progress - (NC) | 2716 | W H Weatherspoon | Electric Utility | NC | 3 | 73.5 | 74 | Conventional Steam Coal | BIT | ST | 9 | 2011 | 8 | 1952 | Robeson | 34.5875 | -78.9755
11571 | Manitowoc Public Utilities | 4125 | Manitowoc | Electric Utility | WI | 4 | 10 | 9.5 | Petroleum Coke | PC | ST | 9 | 2011 | 5 | 1950 | Manitowoc | 44.082 | -87.6558
49963 | FPL Energy Operating Services, Inc. | 54454 | San Gorgonio Windplant WPP1993 | IPP Non-CHP | CA | GEN3 | 34.5 | 34.5 | Onshore Wind Turbine | WND | WT | 9 | 2011 | 4 | 1994 | Riverside | 33.9228 | -116.5422
9205 | Illinois Electricial Gen Partn | 55774 | Morris Genco LLC | IPP Non-CHP | IL | MO1 | 1.4 | 1.3 | Landfill Gas | LFG | IC | 9 | 2011 | 2 | 2001 | Grundy | 41.3031 | -88.4028
9205 | Illinois Electricial Gen Partn | 55774 | Morris Genco LLC | IPP Non-CHP | IL | MO2 | 1.4 | 1.3 | Landfill Gas | LFG | IC | 9 | 2011 | 2 | 2001 | Grundy | 41.3031 | -88.4028
9205 | Illinois Electricial Gen Partn | 55774 | Morris Genco LLC | IPP Non-CHP | IL | MO3 | 1.4 | 1.3 | Landfill Gas | LFG | IC | 9 | 2011 | 2 | 2001 | Grundy | 41.3031 | -88.4028
7977 | City of Hamilton - (OH) | 2917 | Hamilton (OH) | Electric Utility | OH | GT1 | 11.2 | 8 | Natural Gas Fired Combustion Turbine | NG | GT | 8 | 2011 | 7 | 1964 | Butler | 39.4098 | -84.5543
221 | Alaska Village Elec Coop, Inc | 6314 | Emmonak | Electric Utility | AK | 2 | 0.3 | 0.3 | Petroleum Liquids | DFO | IC | 8 | 2011 | 12 | 1977 | Bethel | 60.7889 | -161.7897
59875 | Olin Blue Cube Operations | 52120 | Freeport Energy | Industrial CHP | TX | G-62 | 94.5 | 68.3 | Natural Gas Fired Combined Cycle | NG | CT | 8 | 2011 | 9 | 1982 | Brazoria | 28.9913 | -95.4075
12894 | City of Moorhead - (MN) | 1995 | Moorhead | Electric Utility | MN | 6 | 10 | 5.9 | Petroleum Liquids | DFO | GT | 7 | 2011 | 1 | 1961 | Clay | 46.8536 | -96.7311
19150 | Trenton Municipal Utilities - (MO) | 2163 | Trenton Diesel | Electric Utility | MO | 5 | 1.1 | 1 | Petroleum Liquids | DFO | IC | 7 | 2011 | 1 | 1952 | Grundy | 40.0661 | -93.6042
19454 | City of Unalaska - (AK) | 7502 | Dutch Harbor | Electric Utility | AK | 1 | 0.3 | 0.3 | Petroleum Liquids | DFO | IC | 7 | 2011 | 10 | 1985 | Aleutians West | 53.9761 | -166.5361
19454 | City of Unalaska - (AK) | 7502 | Dutch Harbor | Electric Utility | AK | 2 | 0.3 | 0.3 | Petroleum Liquids | DFO | IC | 7 | 2011 | 3 | 1987 | Aleutians West | 53.9761 | -166.5361
19454 | City of Unalaska - (AK) | 7502 | Dutch Harbor | Electric Utility | AK | 3 | 0.6 | 0.5 | Petroleum Liquids | DFO | IC | 7 | 2011 | 10 | 1986 | Aleutians West | 53.9761 | -166.5361
19454 | City of Unalaska - (AK) | 7502 | Dutch Harbor | Electric Utility | AK | 4 | 0.9 | 0.7 | Petroleum Liquids | DFO | IC | 7 | 2011 | 10 | 1986 | Aleutians West | 53.9761 | -166.5361
19454 | City of Unalaska - (AK) | 7502 | Dutch Harbor | Electric Utility | AK | 5 | 0.6 | 0.5 | Petroleum Liquids | DFO | IC | 7 | 2011 | 10 | 1985 | Aleutians West | 53.9761 | -166.5361
19454 | City of Unalaska - (AK) | 7502 | Dutch Harbor | Electric Utility | AK | 6 | 1.4 | 1.2 | Petroleum Liquids | DFO | IC | 7 | 2011 | 10 | 1985 | Aleutians West | 53.9761 | -166.5361
27075 | San Diego County Water Auth | 54242 | Alvarado Hydro Facility | IPP Non-CHP | CA | AHF | 2.1 | 1.4 | Conventional Hydroelectric | WAT | HY | 7 | 2011 | 1 | 1985 | San Diego | 32.7814 | -117.0411
50081 | AE Operations LLC | 54373 | Southbridge Energy Center LLC | Industrial CHP | MA | ENG5 | 1.3 | 1.3 | Natural Gas Internal Combustion Engine | NG | IC | 7 | 2011 | 1 | 2001 | Worcester | 42.0736 | -72.0219
19553 | Unisea Inc | 54422 | Unisea G 2 | Industrial Non-CHP | AK | CAT1 | 0.8 | 0.8 | Petroleum Liquids | DFO | IC | 7 | 2011 | 2 | 1979 | Aleutians West | 53.8796 | -166.5532
19553 | Unisea Inc | 54422 | Unisea G 2 | Industrial Non-CHP | AK | CAT2 | 0.9 | 0.9 | Petroleum Liquids | DFO | IC | 7 | 2011 | 5 | 1973 | Aleutians West | 53.8796 | -166.5532
15470 | Duke Energy Indiana, LLC | 1006 | Miami Wabash | Electric Utility | IN | 4 | 18 | 16 | Petroleum Liquids | DFO | GT | 6 | 2011 | 6 | 1968 | Wabash | 40.7884 | -85.8178
12685 | Entergy Mississippi Inc | 2052 | Natchez | Electric Utility | MS | 1 | 66 | 73 | Natural Gas Steam Turbine | NG | ST | 6 | 2011 | 2 | 1951 | Adams | 31.5987 | -91.3464
12685 | Entergy Mississippi Inc | 2053 | Rex Brown | Electric Utility | MS | 1 | 34.5 | 15 | Natural Gas Steam Turbine | NG | ST | 6 | 2011 | 7 | 1948 | Hinds | 32.357 | -90.213
17177 | City of Sikeston - (MO) | 2158 | Coleman | Electric Utility | MO | IC1 | 2 | 2 | Petroleum Liquids | DFO | IC | 6 | 2011 | 6 | 1965 | SCOTT | 36.8785 | -89.6214
17177 | City of Sikeston - (MO) | 2158 | Coleman | Electric Utility | MO | IC2 | 2.3 | 2.3 | Petroleum Liquids | DFO | IC | 6 | 2011 | 6 | 1967 | SCOTT | 36.8785 | -89.6214
20860 | Wisconsin Public Service Corp | 7602 | Oneida Casino | Electric Utility | WI | 1 | 2 | 1.8 | Petroleum Liquids | DFO | IC | 6 | 2011 | 7 | 1996 | Brown | 44.4967 | -88.1283
20860 | Wisconsin Public Service Corp | 7602 | Oneida Casino | Electric Utility | WI | 2 | 2 | 1.8 | Petroleum Liquids | DFO | IC | 6 | 2011 | 7 | 1996 | Brown | 44.4967 | -88.1283
5347 | Dow Chemical Co | 52006 | LaO Energy Systems | Industrial CHP | LA | GEN8 | 125 | 95 | Natural Gas Fired Combined Cycle | NG | CT | 6 | 2011 | 5 | 1983 | Iberville | 30.3186 | -91.2325
2518 | U S Bureau of Reclamation | 54050 | Glines Hydroelectric Project | Electric Utility | WA | GEN1 | 16.3 | 6 | Conventional Hydroelectric | WAT | HY | 6 | 2011 | 1 | 1927 | Clallam | 48.0022 | -123.6002
2518 | U S Bureau of Reclamation | 54051 | Elwha Hydroelectric Project | Electric Utility | WA | GEN1 | 3 | 3 | Conventional Hydroelectric | WAT | HY | 6 | 2011 | 1 | 1914 | Clallam | 48.0949 | -123.5574
2518 | U S Bureau of Reclamation | 54051 | Elwha Hydroelectric Project | Electric Utility | WA | GEN2 | 3 | 3 | Conventional Hydroelectric | WAT | HY | 6 | 2011 | 1 | 1914 | Clallam | 48.0949 | -123.5574
2518 | U S Bureau of Reclamation | 54051 | Elwha Hydroelectric Project | Electric Utility | WA | GEN3 | 3.3 | 3.2 | Conventional Hydroelectric | WAT | HY | 6 | 2011 | 1 | 1922 | Clallam | 48.0949 | -123.5574
2518 | U S Bureau of Reclamation | 54051 | Elwha Hydroelectric Project | Electric Utility | WA | GEN4 | 3.3 | 3.3 | Conventional Hydroelectric | WAT | HY | 6 | 2011 | 1 | 1922 | Clallam | 48.0949 | -123.5574
17664 | Spartanburg Commissioners PW | 54675 | Spartanburg Water System | Commercial Non-CHP | SC | DI1 | 1.6 | 1.6 | Petroleum Liquids | DFO | IC | 6 | 2011 | 1 | 1998 | SPARTANBURG | 35.1103 | -81.9675
5416 | Duke Energy Carolinas, LLC | 2720 | Buck | Electric Utility | NC | 3 | 80 | 75 | Conventional Steam Coal | BIT | ST | 5 | 2011 | 7 | 1941 | Rowan | 35.7133 | -80.3767
5416 | Duke Energy Carolinas, LLC | 2720 | Buck | Electric Utility | NC | 4 | 40 | 38 | Conventional Steam Coal | BIT | ST | 5 | 2011 | 9 | 1942 | Rowan | 35.7133 | -80.3767
6035 | Exelon Power | 3159 | Cromby Generating Station | IPP Non-CHP | PA | 1 | 187.5 | 144 | Conventional Steam Coal | BIT | ST | 5 | 2011 | 7 | 1954 | Chester | 40.1531 | -75.5294
6035 | Exelon Power | 3161 | Eddystone Generating Station | IPP Non-CHP | PA | 1 | 353.6 | 279 | Conventional Steam Coal | BIT | ST | 5 | 2011 | 2 | 1960 | Delaware | 39.858 | -75.323
8847 | City of Hopkinton - (IA) | 8108 | Hopkinton | Electric Utility | IA | IC2 | 1.7 | 1.7 | Petroleum Liquids | DFO | IC | 5 | 2011 | 6 | 1994 | Delaware | 42.3435 | -91.2471
18028 | State of Wisconsin | 54406 | Capitol Heat and Power | Commercial Non-CHP | WI | 1 | 1.5 | 0.9 | Natural Gas Steam Turbine | NG | ST | 5 | 2011 | 10 | 1963 | Dane | 43.0785 | -89.3773
18028 | State of Wisconsin | 54406 | Capitol Heat and Power | Commercial Non-CHP | WI | 2 | 1.5 | 1 | Natural Gas Steam Turbine | NG | ST | 5 | 2011 | 5 | 1964 | Dane | 43.0785 | -89.3773
772 | Archer Daniels Midland Co | 55046 | Mansfield | Industrial CHP | MA | GEN1 | 1 | 1 | Natural Gas Internal Combustion Engine | NG | IC | 5 | 2011 | 11 | 1993 | Bristol | 42.0401 | -71.2138
772 | Archer Daniels Midland Co | 55046 | Mansfield | Industrial CHP | MA | GEN2 | 1 | 1 | Natural Gas Internal Combustion Engine | NG | IC | 5 | 2011 | 11 | 1993 | Bristol | 42.0401 | -71.2138
772 | Archer Daniels Midland Co | 55046 | Mansfield | Industrial CHP | MA | GEN3 | 1 | 1 | Natural Gas Internal Combustion Engine | NG | IC | 5 | 2011 | 11 | 1993 | Bristol | 42.0401 | -71.2138
14840 | City of Peru - (IL) | 955 | Peru (IL) | Electric Utility | IL | 10 | 2 | 2 | Petroleum Liquids | DFO | IC | 4 | 2011 | 2 | 2003 | LaSalle | 41.3237 | -89.1123
14840 | City of Peru - (IL) | 955 | Peru (IL) | Electric Utility | IL | IC3 | 1.8 | 1.8 | Petroleum Liquids | DFO | IC | 4 | 2011 | 6 | 2000 | LaSalle | 41.3237 | -89.1123
15473 | Public Service Co of NM | 2447 | Las Vegas | Electric Utility | NM | 1 | 20 | 20 | Petroleum Liquids | DFO | GT | 4 | 2011 | 1 | 1973 | San Miguel | 35.5997 | -105.2269
14624 | PUD No 2 of Grant County | 3888 | Wanapum | Electric Utility | WA | 5 | 103.8 | 103.8 | Conventional Hydroelectric | WAT | HY | 4 | 2011 | 9 | 1963 | Grant | 46.8731 | -119.9703
8847 | City of Hopkinton - (IA) | 8108 | Hopkinton | Electric Utility | IA | IC3 | 1.2 | 1.2 | Petroleum Liquids | DFO | IC | 4 | 2011 | 9 | 1983 | Delaware | 42.3435 | -91.2471
13504 | New Hanover County | 50271 | New Hanover County WASTEC | IPP Non-CHP | NC | 1TGB | 4 | 2 | Municipal Solid Waste | MSW | ST | 4 | 2011 | 2 | 2011
13504 | New Hanover County | 50271 | New Hanover County WASTEC | IPP Non-CHP | NC | 3TG | 6.3 | 1.7 | Municipal Solid Waste | MSW | ST | 4 | 2011 | 7 | 1991
54843 | WM Illinois Renewable Energy LLC | 50573 | CID Gas Recovery | IPP Non-CHP | IL | GEN1 | 3 | 2.9 | Landfill Gas | LFG | GT | 4 | 2011 | 3 | 1989 | COOK | 41.6588 | -87.5777
30067 | Rolls Royce Corp | 54286 | Rolls Royce | Industrial CHP | IN | 63F5 | 2.5 | 2.1 | Natural Gas Fired Combustion Turbine | NG | GT | 4 | 2011 | 8 | 1963 | Marion | 39.7398 | -86.2118
50081 | AE Operations LLC | 54373 | Southbridge Energy Center LLC | Industrial CHP | MA | ENG1 | 1.3 | 1.3 | Natural Gas Internal Combustion Engine | NG | IC | 4 | 2011 | 6 | 2001 | Worcester | 42.0736 | -72.0219
13642 | Nome Joint Utility Systems | 90 | Snake River | Electric Utility | AK | 11 | 1.5 | 1.5 | Petroleum Liquids | DFO | IC | 3 | 2011 | 3 | 1988 | Nome | 64.5053 | -165.4298
13642 | Nome Joint Utility Systems | 90 | Snake River | Electric Utility | AK | 9 | 2.8 | 2.9 | Petroleum Liquids | DFO | IC | 3 | 2011 | 12 | 1985 | Nome | 64.5053 | -165.4298
814 | Entergy Arkansas Inc | 169 | Harvey Couch | Electric Utility | AR | 1 | 26.5 | 12 | Natural Gas Steam Turbine | NG | ST | 3 | 2011 | 10 | 1943 | Lafayette | 33.3592 | -93.4649
15470 | Duke Energy Indiana, LLC | 1004 | Edwardsport | Electric Utility | IN | 6 | 35 | 40 | Petroleum Liquids | DFO | ST | 3 | 2011 | 7 | 1944 | Knox | 38.8067 | -87.2472
15470 | Duke Energy Indiana, LLC | 1004 | Edwardsport | Electric Utility | IN | 7 | 40.2 | 45 | Conventional Steam Coal | BIT | ST | 3 | 2011 | 1 | 1949 | Knox | 38.8067 | -87.2472
15470 | Duke Energy Indiana, LLC | 1004 | Edwardsport | Electric Utility | IN | 8 | 69 | 75 | Conventional Steam Coal | BIT | ST | 3 | 2011 | 12 | 1951 | Knox | 38.8067 | -87.2472
13971 | City of Odessa - (MO) | 2148 | Odessa | Electric Utility | MO | 2 | 0.2 | 0.2 | Petroleum Liquids | DFO | IC | 3 | 2011 | 6 | 1939 | Lafayette | 38.9979 | -93.9657
22146 | GMMM Holdings 1, LLC | 2526 | GMMM Westover | IPP CHP | NY | 8 | 75 | 84 | Conventional Steam Coal | BIT | ST | 3 | 2011 | 11 | 1951
16604 | City of San Antonio - (TX) | 3613 | W B Tuttle | Electric Utility | TX | 1 | 75 | 60 | Natural Gas Steam Turbine | NG | ST | 3 | 2011 | 6 | 1954 | Bexar | 29.53 | -98.4181
16604 | City of San Antonio - (TX) | 3613 | W B Tuttle | Electric Utility | TX | 3 | 113.6 | 100 | Natural Gas Steam Turbine | NG | ST | 3 | 2011 | 3 | 1961 | Bexar | 29.53 | -98.4181
16604 | City of San Antonio - (TX) | 3613 | W B Tuttle | Electric Utility | TX | 4 | 191.7 | 154 | Natural Gas Steam Turbine | NG | ST | 3 | 2011 | 3 | 1963 | Bexar | 29.53 | -98.4181
2010 | City of Bountiful | 3665 | Bountiful City | Electric Utility | UT | 2 | 1.2 | 1.2 | Natural Gas Internal Combustion Engine | NG | IC | 3 | 2011 | 9 | 1959 | Davis | 40.8869 | -111.8853
2010 | City of Bountiful | 3665 | Bountiful City | Electric Utility | UT | 3 | 1.2 | 1.2 | Natural Gas Internal Combustion Engine | NG | IC | 3 | 2011 | 9 | 1959 | Davis | 40.8869 | -111.8853
2010 | City of Bountiful | 3665 | Bountiful City | Electric Utility | UT | 4 | 1 | 1 | Natural Gas Internal Combustion Engine | NG | IC | 3 | 2011 | 8 | 1955 | Davis | 40.8869 | -111.8853
2010 | City of Bountiful | 3665 | Bountiful City | Electric Utility | UT | 5 | 1 | 1 | Natural Gas Internal Combustion Engine | NG | IC | 3 | 2011 | 1 | 1957 | Davis | 40.8869 | -111.8853
2010 | City of Bountiful | 3665 | Bountiful City | Electric Utility | UT | 6 | 2.5 | 2.5 | Natural Gas Internal Combustion Engine | NG | IC | 3 | 2011 | 1 | 1962 | Davis | 40.8869 | -111.8853
2010 | City of Bountiful | 3665 | Bountiful City | Electric Utility | UT | 7 | 0.1 | 0.1 | Petroleum Liquids | DFO | IC | 3 | 2011 | 8 | 1936 | Davis | 40.8869 | -111.8853
54713 | Chevron USA Inc | 52092 | Kern River Fee B Cogen | Industrial CHP | CA | GEN1 | 3.7 | 3.2 | Natural Gas Fired Combustion Turbine | NG | GT | 3 | 2011 | 5 | 1987 | Kern | 35.4405 | -119.0077
54713 | Chevron USA Inc | 52094 | Kern River Fee A Cogen | Industrial CHP | CA | GEN1 | 3.7 | 3.2 | Natural Gas Fired Combustion Turbine | NG | GT | 3 | 2011 | 6 | 1986 | Kern | 35.4598 | -119.0136
54713 | Chevron USA Inc | 52094 | Kern River Fee A Cogen | Industrial CHP | CA | GEN2 | 3.7 | 3.2 | Natural Gas Fired Combustion Turbine | NG | GT | 3 | 2011 | 6 | 1986 | Kern | 35.4598 | -119.0136
54713 | Chevron USA Inc | 52095 | Kern River Fee C Cogen | Industrial CHP | CA | GEN1 | 4.2 | 3.2 | Natural Gas Fired Combustion Turbine | NG | GT | 3 | 2011 | 2 | 1987 | Kern | 35.4643 | -118.9963
54713 | Chevron USA Inc | 52095 | Kern River Fee C Cogen | Industrial CHP | CA | GEN2 | 3.7 | 3.2 | Natural Gas Fired Combustion Turbine | NG | GT | 3 | 2011 | 2 | 1987 | Kern | 35.4643 | -118.9963
361 | Industrial Energy Applications Inc | 54930 | Alliant SBD 9402 Climax | IPP Non-CHP | IA | 5100 | 1.6 | 1.6 | Petroleum Liquids | DFO | IC | 3 | 2011 | 7 | 1995 | Lee | 40.5842 | -91.4245
361 | Industrial Energy Applications Inc | 54930 | Alliant SBD 9402 Climax | IPP Non-CHP | IA | 5200 | 1.6 | 1.6 | Petroleum Liquids | DFO | IC | 3 | 2011 | 7 | 1995 | Lee | 40.5842 | -91.4245
361 | Industrial Energy Applications Inc | 54930 | Alliant SBD 9402 Climax | IPP Non-CHP | IA | 5300 | 1.6 | 1.6 | Petroleum Liquids | DFO | IC | 3 | 2011 | 7 | 1995 | Lee | 40.5842 | -91.4245
361 | Industrial Energy Applications Inc | 54930 | Alliant SBD 9402 Climax | IPP Non-CHP | IA | 5400 | 1.6 | 1.6 | Petroleum Liquids | DFO | IC | 3 | 2011 | 7 | 1995 | Lee | 40.5842 | -91.4245
361 | Industrial Energy Applications Inc | 54930 | Alliant SBD 9402 Climax | IPP Non-CHP | IA | 5500 | 1.6 | 1.6 | Petroleum Liquids | DFO | IC | 3 | 2011 | 7 | 1995 | Lee | 40.5842 | -91.4245
6452 | Florida Power & Light Co | 619 | Riviera | Electric Utility | FL | 3 | 310.4 | 277 | Petroleum Liquids | RFO | ST | 2 | 2011 | 6 | 1962 | Palm Beach | 26.7653 | -80.0525
6452 | Florida Power & Light Co | 619 | Riviera | Electric Utility | FL | 4 | 310.4 | 288 | Petroleum Liquids | RFO | ST | 2 | 2011 | 3 | 1963 | Palm Beach | 26.7653 | -80.0525
9130 | Hutchinson Utilities Comm | 1980 | Hutchinson Plant #1 | Electric Utility | MN | 5 | 2.1 | 1.7 | Petroleum Liquids | DFO | IC | 2 | 2011 | 1 | 1941 | McLeod | 44.8957 | -94.3684
9130 | Hutchinson Utilities Comm | 1980 | Hutchinson Plant #1 | Electric Utility | MN | 6 | 2.1 | 1.7 | Petroleum Liquids | DFO | IC | 2 | 2011 | 1 | 1947 | McLeod | 44.8957 | -94.3684
9130 | Hutchinson Utilities Comm | 1980 | Hutchinson Plant #1 | Electric Utility | MN | 7 | 5 | 4.5 | Natural Gas Internal Combustion Engine | NG | IC | 2 | 2011 | 1 | 1964 | McLeod | 44.8957 | -94.3684
6958 | City of Garland - (TX) | 3574 | C E Newman | Electric Utility | TX | 5 | 44 | 37 | Natural Gas Steam Turbine | NG | ST | 2 | 2011 | 8 | 1963 | Dallas | 32.9125 | -96.6231
12981 | Motiva Enterprises LLC | 50973 | Motiva Enterprises Port Arthur Refinery | Industrial CHP | TX | GN27 | 21.3 | 4.3 | Natural Gas Fired Combined Cycle | NG | CA | 2 | 2011 | 5 | 1984 | Jefferson | 29.8885 | -93.951
44466 | BP PLC | 52130 | Whiting Refinery | Industrial CHP | IN | 15TG | 5 | 5 | Other Gases | OG | ST | 2 | 2011 | 1 | 1928 | LAKE | 41.6703 | -87.4803
4180 | Connecticut Mun Elec Engy Coop | 56256 | John Street 1, 3, 4 & 5 | Electric Utility | CT | JS 1 | 1.8 | 2 | Petroleum Liquids | DFO | IC | 2 | 2011 | 1 | 2005 | New Haven | 41.4458 | -72.8364
20380 | City of West Liberty - (IA) | 1200 | West Liberty | Electric Utility | IA | 1 | 0.8 | 0.7 | Petroleum Liquids | DFO | IC | 1 | 2011 | 6 | 1948 | Muscatine | 41.5691 | -91.264
9011 | City of Hugoton - (KS) | 1289 | Hugoton 1 | Electric Utility | KS | 6 | 1.4 | 1.2 | Petroleum Liquids | DFO | IC | 1 | 2011 | 1 | 1959 | Stevens | 37.175 | -101.3458
17166 | Sierra Pacific Power Co | 6509 | Battle Mountain | Electric Utility | NV | 1 | 2 | 1.8 | Petroleum Liquids | DFO | IC | 1 | 2011 | 1 | 1967 | Lander | 40.6253 | -116.9131
17166 | Sierra Pacific Power Co | 6509 | Battle Mountain | Electric Utility | NV | 2 | 2 | 1.8 | Petroleum Liquids | DFO | IC | 1 | 2011 | 1 | 1967 | Lander | 40.6253 | -116.9131
17166 | Sierra Pacific Power Co | 6509 | Battle Mountain | Electric Utility | NV | 3 | 2 | 1.8 | Petroleum Liquids | DFO | IC | 1 | 2011 | 1 | 1967 | Lander | 40.6253 | -116.9131
17166 | Sierra Pacific Power Co | 6509 | Battle Mountain | Electric Utility | NV | 4 | 2 | 1.8 | Petroleum Liquids | DFO | IC | 1 | 2011 | 1 | 1967 | Lander | 40.6253 | -116.9131
17166 | Sierra Pacific Power Co | 6530 | Valley Road | Electric Utility | NV | 1 | 2 | 2 | Petroleum Liquids | DFO | IC | 1 | 2011 | 1 | 1960 | Washoe | 39.5472 | -119.795
17166 | Sierra Pacific Power Co | 6530 | Valley Road | Electric Utility | NV | 2 | 2 | 2 | Petroleum Liquids | DFO | IC | 1 | 2011 | 1 | 1960 | Washoe | 39.5472 | -119.795
17166 | Sierra Pacific Power Co | 6530 | Valley Road | Electric Utility | NV | 3 | 2 | 2 | Petroleum Liquids | DFO | IC | 1 | 2011 | 1 | 1960 | Washoe | 39.5472 | -119.795
17166 | Sierra Pacific Power Co | 6533 | Winnemucca | Electric Utility | NV | 1 | 14.9 | 15 | Natural Gas Fired Combustion Turbine | NG | GT | 1 | 2011 | 1 | 1970 | Humboldt | 40.9581 | -117.7375
11079 | Little Rock Wastewater Utility | 10050 | Fourche Creek Wastewater | Commercial CHP | AR | 3 | 0.5 | 0.5 | Other Waste Biomass | OBG | IC | 1 | 2011 | 7 | 1983 | Pulaski | 34.6968 | -92.165
16064 | Graphic Packaging International | 50028 | Plant 31 Paper Mill | Industrial CHP | LA | GEN2 | 6 | 6 | Natural Gas Steam Turbine | NG | ST | 1 | 2011 | 1 | 1928 | Ouachita | 32.4868 | -92.1496
16064 | Graphic Packaging International | 50028 | Plant 31 Paper Mill | Industrial CHP | LA | GEN3 | 6 | 6 | Natural Gas Steam Turbine | NG | ST | 1 | 2011 | 1 | 1930 | Ouachita | 32.4868 | -92.1496
16064 | Graphic Packaging International | 50028 | Plant 31 Paper Mill | Industrial CHP | LA | GEN4 | 6 | 6 | Natural Gas Steam Turbine | NG | ST | 1 | 2011 | 1 | 1948 | Ouachita | 32.4868 | -92.1496
29925 | Enterprise Products Optg LP | 54221 | Blanco Compressor Station | Industrial Non-CHP | NM | 1 | 1.5 | 1 | Natural Gas Steam Turbine | NG | ST | 1 | 2011 | 6 | 1956 | San Juan | 36.7311 | -107.9628
29925 | Enterprise Products Optg LP | 54221 | Blanco Compressor Station | Industrial Non-CHP | NM | 2 | 1.5 | 1 | Natural Gas Steam Turbine | NG | ST | 1 | 2011 | 6 | 1956 | San Juan | 36.7311 | -107.9628
5989 | Erving Paper Mills Inc | 54228 | Erving Paper Mills | Industrial CHP | MA | 1 | 2.5 | 0.3 | Petroleum Liquids | RFO | ST | 1 | 2011 | 7 | 1988 | Franklin | 42.5983 | -72.3875
15466 | Public Service Co of Colorado | 468 | Cameo | Electric Utility | CO | 1 | 25 | 23.7 | Conventional Steam Coal | BIT | ST | 12 | 2010 | 0 | 1957 | Mesa | 39.1278 | -108.3261
15466 | Public Service Co of Colorado | 468 | Cameo | Electric Utility | CO | 2 | 50 | 49 | Conventional Steam Coal | BIT | ST | 12 | 2010 | 0 | 1960 | Mesa | 39.1278 | -108.3261
12384 | Midwest Generations EME LLC | 884 | Will County | IPP Non-CHP | IL | 1 | 187.5 | 151 | Conventional Steam Coal | SUB | ST | 12 | 2010 | 7 | 1955 | Will | 41.6334 | -88.0629
12384 | Midwest Generations EME LLC | 884 | Will County | IPP Non-CHP | IL | 2 | 183.7 | 148 | Conventional Steam Coal | SUB | ST | 12 | 2010 | 3 | 1955 | Will | 41.6334 | -88.0629
10713 | City of Larned - (KS) | 1298 | Gas Turbine (KS) | Electric Utility | KS | GT1 | 1.3 | 1 | Natural Gas Fired Combustion Turbine | NG | GT | 12 | 2010 | 88 | 1955 | Pawnee | 38.1797 | -99.1125
10713 | City of Larned - (KS) | 1299 | Larned | Electric Utility | KS | 1 | 1.5 | 1.5 | Natural Gas Steam Turbine | NG | ST | 12 | 2010 | 88 | 1939 | Pawnee | 38.1762 | -99.1
10713 | City of Larned - (KS) | 1299 | Larned | Electric Utility | KS | 2 | 3 | 3 | Natural Gas Steam Turbine | NG | ST | 12 | 2010 | 88 | 1948 | Pawnee | 38.1762 | -99.1
10713 | City of Larned - (KS) | 1299 | Larned | Electric Utility | KS | 3 | 8.3 | 9 | Natural Gas Steam Turbine | NG | ST | 12 | 2010 | 12 | 1966 | Pawnee | 38.1762 | -99.1
8884 | Terrebonne Parish Consol Gov't | 1439 | Houma | Electric Utility | LA | 10 | 4.5 | 3.7 | Natural Gas Internal Combustion Engine | NG | IC | 12 | 2010 | 8 | 1958 | Terrebonne | 29.5806 | -90.7225
8884 | Terrebonne Parish Consol Gov't | 1439 | Houma | Electric Utility | LA | 11 | 4.5 | 3.7 | Natural Gas Internal Combustion Engine | NG | IC | 12 | 2010 | 0 | 1958 | Terrebonne | 29.5806 | -90.7225
8884 | Terrebonne Parish Consol Gov't | 1439 | Houma | Electric Utility | LA | 12 | 4.5 | 3.3 | Natural Gas Internal Combustion Engine | NG | IC | 12 | 2010 | 8 | 1958 | Terrebonne | 29.5806 | -90.7225
8884 | Terrebonne Parish Consol Gov't | 1439 | Houma | Electric Utility | LA | 6 | 1.4 | 1 | Natural Gas Internal Combustion Engine | NG | IC | 12 | 2010 | 8 | 1948 | Terrebonne | 29.5806 | -90.7225
8884 | Terrebonne Parish Consol Gov't | 1439 | Houma | Electric Utility | LA | 7 | 1.4 | 1 | Natural Gas Internal Combustion Engine | NG | IC | 12 | 2010 | 8 | 1948 | Terrebonne | 29.5806 | -90.7225
8884 | Terrebonne Parish Consol Gov't | 1439 | Houma | Electric Utility | LA | 8 | 1.4 | 1 | Natural Gas Internal Combustion Engine | NG | IC | 12 | 2010 | 8 | 1948 | Terrebonne | 29.5806 | -90.7225
8884 | Terrebonne Parish Consol Gov't | 1439 | Houma | Electric Utility | LA | 9 | 2.7 | 2.5 | Natural Gas Internal Combustion Engine | NG | IC | 12 | 2010 | 0 | 1953 | Terrebonne | 29.5806 | -90.7225
13681 | North Branch Water & Light Comm | 2002 | North Branch (MN) | Electric Utility | MN | 1 | 0.9 | 0.8 | Petroleum Liquids | DFO | IC | 12 | 2010 | 10 | 1960 | Chisago | 45.5106 | -92.979
13681 | North Branch Water & Light Comm | 2002 | North Branch (MN) | Electric Utility | MN | 2 | 1.4 | 1.2 | Petroleum Liquids | DFO | IC | 12 | 2010 | 1 | 1971 | Chisago | 45.5106 | -92.979
15793 | Redwood Falls Public Util Comm | 2009 | Redwood Falls | Electric Utility | MN | 1 | 0.5 | 0.3 | Conventional Hydroelectric | WAT | HY | 12 | 2010 | 1 | 1930 | Redwood | 44.5431 | -95.1178
17166 | Sierra Pacific Power Co | 2336 | Tracy | Electric Utility | NV | GT1 | 12.5 | 10 | Petroleum Liquids | DFO | GT | 12 | 2010 | 8 | 1961 | Storey | 39.5625 | -119.525
17166 | Sierra Pacific Power Co | 2336 | Tracy | Electric Utility | NV | GT2 | 12.5 | 10 | Petroleum Liquids | DFO | GT | 12 | 2010 | 1 | 1962 | Storey | 39.5625 | -119.525
17718 | Southwestern Public Service Co | 2469 | Tucumcari | Electric Utility | NM | 3 | 1 | 1 | Petroleum Liquids | DFO | IC | 12 | 2010 | 1 | 1975 | Quay | 35.1681 | -103.7181
17718 | Southwestern Public Service Co | 2469 | Tucumcari | Electric Utility | NM | 9 | 4.8 | 5 | Petroleum Liquids | DFO | IC | 12 | 2010 | 1 | 1977 | Quay | 35.1681 | -103.7181
6526 | FirstEnergy Generation Corp | 2864 | FirstEnergy R E Burger | IPP Non-CHP | OH | 4 | 156.2 | 156 | Conventional Steam Coal | BIT | ST | 12 | 2010 | 3 | 1955 | Belmont | 39.91 | -80.7608
6526 | FirstEnergy Generation Corp | 2864 | FirstEnergy R E Burger | IPP Non-CHP | OH | 5 | 156.2 | 156 | Conventional Steam Coal | BIT | ST | 12 | 2010 | 6 | 1955 | Belmont | 39.91 | -80.7608
14063 | Oklahoma Gas & Electric Co | 2952 | Muskogee | Electric Utility | OK | 3 | 173 | 0 | Natural Gas Steam Turbine | NG | ST | 12 | 2010 | 5 | 1956 | Muskogee | 35.7614 | -95.2873
54907 | ReNu Power Holdings LLC | 3440 | Lon C Hill | IPP Non-CHP | TX | 3 | 163.2 | 164 | Natural Gas Steam Turbine | NG | ST | 12 | 2010 | 5 | 1959 | Nueces | 27.85 | -97.6167
17718 | Southwestern Public Service Co | 7678 | Celanese | Electric Utility | TX | 1 | 13 | 13 | All Other | OTH | OT | 12 | 2010 | 1 | 1964 | Gray | 35.4236 | -100.8406
17718 | Southwestern Public Service Co | 7678 | Celanese | Electric Utility | TX | 2 | 37 | 26 | All Other | PUR | ST | 12 | 2010 | 1 | 1979 | Gray | 35.4236 | -100.8406
8287 | Hawaii Electric Light Co Inc | 7769 | Lalamilo Windfarm | Electric Utility | HI | 1-81 | 1.6 | 1.6 | Onshore Wind Turbine | WND | WT | 12 | 2010 | 7 | 1985 | Hawaii | 20.0233 | -155.7467
8287 | Hawaii Electric Light Co Inc | 7769 | Lalamilo Windfarm | Electric Utility | HI | 8211 | 0.6 | 0.6 | Onshore Wind Turbine | WND | WT | 12 | 2010 | 7 | 1985 | Hawaii | 20.0233 | -155.7467
4558 | Cutrale Citrus Juices USA Inc | 10020 | Cutrale Citrus Juices USA I | Industrial CHP | FL | GEN1 | 3.5 | 3.1 | Natural Gas Fired Combustion Turbine | NG | GT | 12 | 2010 | 12 | 1987 | LAKE | 28.8118 | -81.8653
4558 | Cutrale Citrus Juices USA Inc | 10188 | Cutrale Citrus Juices USA II | Industrial CHP | FL | GEN1 | 3.5 | 3 | Natural Gas Fired Combined Cycle | NG | CT | 12 | 2010 | 12 | 1987 | POLK | 28.0548 | -81.7982
4558 | Cutrale Citrus Juices USA Inc | 10188 | Cutrale Citrus Juices USA II | Industrial CHP | FL | GEN2 | 3.5 | 3 | Natural Gas Fired Combined Cycle | NG | CT | 12 | 2010 | 12 | 1987 | POLK | 28.0548 | -81.7982
50006 | Invista | 10796 | Waynesboro Virginia Plant | Industrial CHP | VA | GEN1 | 3 | 3 | Conventional Steam Coal | BIT | ST | 12 | 2010 | 1 | 1929 | Augusta | 38.0586 | -78.8911
50006 | Invista | 10796 | Waynesboro Virginia Plant | Industrial CHP | VA | GEN2 | 3 | 3 | Conventional Steam Coal | BIT | ST | 12 | 2010 | 1 | 1929 | Augusta | 38.0586 | -78.8911
50006 | Invista | 10796 | Waynesboro Virginia Plant | Industrial CHP | VA | GEN4 | 3.4 | 3 | Conventional Steam Coal | BIT | ST | 12 | 2010 | 1 | 1947 | Augusta | 38.0586 | -78.8911
13504 | New Hanover County | 50271 | New Hanover County WASTEC | IPP Non-CHP | NC | 1TGA | 4.2 | 1.9 | Municipal Solid Waste | MSW | ST | 12 | 2010 | 3 | 2002
21148 | Zapco Energy Tactics Corp | 50346 | Onondaga Energy Partners LP | IPP Non-CHP | NY | ON1 | 0.7 | 0.6 | Landfill Gas | LFG | IC | 12 | 2010 | 7 | 1987 | Onondaga | 43.0403 | -76.2844
25049 | Gas Recovery Systems Inc | 55584 | East Bridgewater | IPP Non-CHP | MA | 1 | 1 | 0.9 | Landfill Gas | LFG | IC | 12 | 2010 | 2 | 1997 | Plymouth | 42.0619 | -70.9794
25049 | Gas Recovery Systems Inc | 55584 | East Bridgewater | IPP Non-CHP | MA | 2 | 1 | 0.9 | Landfill Gas | LFG | IC | 12 | 2010 | 2 | 1997 | Plymouth | 42.0619 | -70.9794
25049 | Gas Recovery Systems Inc | 55584 | East Bridgewater | IPP Non-CHP | MA | 3 | 1 | 0.9 | Landfill Gas | LFG | IC | 12 | 2010 | 2 | 1997 | Plymouth | 42.0619 | -70.9794
25049 | Gas Recovery Systems Inc | 55584 | East Bridgewater | IPP Non-CHP | MA | 4 | 1 | 0.9 | Landfill Gas | LFG | IC | 12 | 2010 | 2 | 1997 | Plymouth | 42.0619 | -70.9794
25049 | Gas Recovery Systems Inc | 55584 | East Bridgewater | IPP Non-CHP | MA | 5 | 1 | 0.9 | Landfill Gas | LFG | IC | 12 | 2010 | 2 | 1997 | Plymouth | 42.0619 | -70.9794
25049 | Gas Recovery Systems Inc | 55584 | East Bridgewater | IPP Non-CHP | MA | 6 | 1 | 0.9 | Landfill Gas | LFG | IC | 12 | 2010 | 2 | 1997 | Plymouth | 42.0619 | -70.9794
25049 | Gas Recovery Systems Inc | 55595 | GRS Lyon | IPP Non-CHP | MI | 1 | 1 | 0.9 | Landfill Gas | LFG | IC | 12 | 2010 | 5 | 1993 | Washtenaw | 42.1742 | -83.62
25049 | Gas Recovery Systems Inc | 55595 | GRS Lyon | IPP Non-CHP | MI | 2 | 1 | 0.9 | Landfill Gas | LFG | IC | 12 | 2010 | 5 | 1993 | Washtenaw | 42.1742 | -83.62
25049 | Gas Recovery Systems Inc | 55595 | GRS Lyon | IPP Non-CHP | MI | 3 | 1 | 0.9 | Landfill Gas | LFG | IC | 12 | 2010 | 5 | 1993 | Washtenaw | 42.1742 | -83.62
25049 | Gas Recovery Systems Inc | 55595 | GRS Lyon | IPP Non-CHP | MI | 4 | 1 | 0.9 | Landfill Gas | LFG | IC | 12 | 2010 | 5 | 1993 | Washtenaw | 42.1742 | -83.62
25049 | Gas Recovery Systems Inc | 55595 | GRS Lyon | IPP Non-CHP | MI | 5 | 1 | 0.9 | Landfill Gas | LFG | IC | 12 | 2010 | 5 | 1993 | Washtenaw | 42.1742 | -83.62
57236 | MM Cuyahoga Energy LLC | 55605 | MM Cuyahoga Energy | IPP Non-CHP | OH | UNT1 | 1.9 | 1.8 | Landfill Gas | LFG | IC | 12 | 2010 | 2 | 1999
57236 | MM Cuyahoga Energy LLC | 55605 | MM Cuyahoga Energy | IPP Non-CHP | OH | UNT2 | 1.9 | 1.8 | Landfill Gas | LFG | IC | 12 | 2010 | 2 | 1999
14840 | City of Peru - (IL) | 955 | Peru (IL) | Electric Utility | IL | 3 | 1.8 | 1.8 | Petroleum Liquids | DFO | IC | 11 | 2010 | 5 | 2002 | LaSalle | 41.3237 | -89.1123
14840 | City of Peru - (IL) | 955 | Peru (IL) | Electric Utility | IL | 7 | 1.8 | 1.8 | Petroleum Liquids | DFO | IC | 11 | 2010 | 5 | 2002 | LaSalle | 41.3237 | -89.1123
14840 | City of Peru - (IL) | 955 | Peru (IL) | Electric Utility | IL | 8 | 2 | 2 | Petroleum Liquids | DFO | IC | 11 | 2010 | 2 | 2003 | LaSalle | 41.3237 | -89.1123
14840 | City of Peru - (IL) | 955 | Peru (IL) | Electric Utility | IL | 9 | 2 | 2 | Petroleum Liquids | DFO | IC | 11 | 2010 | 2 | 2003 | LaSalle | 41.3237 | -89.1123
14840 | City of Peru - (IL) | 955 | Peru (IL) | Electric Utility | IL | IC2 | 1.8 | 1.8 | Petroleum Liquids | DFO | IC | 11 | 2010 | 6 | 2000 | LaSalle | 41.3237 | -89.1123
9417 | Interstate Power and Light Co | 1046 | Dubuque | Electric Utility | IA | ST2 | 15 | 11.8 | Conventional Steam Coal | SUB | ST | 11 | 2010 | 1 | 1929 | Dubuque | 42.5031 | -90.6586
9417 | Interstate Power and Light Co | 1047 | Lansing | Electric Utility | IA | 2 | 11.5 | 11 | Conventional Steam Coal | SUB | ST | 11 | 2010 | 1 | 1949 | Allamakee | 43.3359 | -91.1675
9417 | Interstate Power and Light Co | 1048 | Milton L Kapp | Electric Utility | IA | 1 | 18.8 | 8.8 | Natural Gas Steam Turbine | NG | ST | 11 | 2010 | 1 | 1947 | Clinton | 41.8081 | -90.2336
9417 | Interstate Power and Light Co | 1058 | Sixth Street | Electric Utility | IA | 1 | 10 | 9.4 | Conventional Steam Coal | BIT | ST | 11 | 2010 | 5 | 1921 | Linn | 41.9848 | -91.6686
9417 | Interstate Power and Light Co | 1058 | Sixth Street | Electric Utility | IA | 2 | 6 | 2.8 | Conventional Steam Coal | SUB | ST | 11 | 2010 | 11 | 1930 | Linn | 41.9848 | -91.6686
9417 | Interstate Power and Light Co | 1058 | Sixth Street | Electric Utility | IA | 4 | 15 | 12.6 | Conventional Steam Coal | SUB | ST | 11 | 2010 | 6 | 1942 | Linn | 41.9848 | -91.6686
9417 | Interstate Power and Light Co | 1058 | Sixth Street | Electric Utility | IA | 6 | 10 | 8 | Conventional Steam Coal | BIT | ST | 11 | 2010 | 1 | 1925 | Linn | 41.9848 | -91.6686
9417 | Interstate Power and Light Co | 1058 | Sixth Street | Electric Utility | IA | 7 | 15 | 14.7 | Conventional Steam Coal | SUB | ST | 11 | 2010 | 3 | 1945 | Linn | 41.9848 | -91.6686
9417 | Interstate Power and Light Co | 1058 | Sixth Street | Electric Utility | IA | 8 | 28.7 | 29.2 | Conventional Steam Coal | SUB | ST | 11 | 2010 | 10 | 1950 | Linn | 41.9848 | -91.6686
9417 | Interstate Power and Light Co | 1073 | Prairie Creek | Electric Utility | IA | 2 | 23 | 18.4 | Conventional Steam Coal | SUB | ST | 11 | 2010 | 5 | 1951 | Linn | 41.944 | -91.6392
9417 | Interstate Power and Light Co | 1077 | Sutherland | Electric Utility | IA | 2 | 37.5 | 29.5 | Conventional Steam Coal | SUB | ST | 11 | 2010 | 5 | 1955 | Marshall | 42.0473 | -92.8594
9417 | Interstate Power and Light Co | 1888 | Fox Lake | Electric Utility | MN | 2 | 11.5 | 11.6 | Natural Gas Steam Turbine | NG | ST | 11 | 2010 | 1 | 1951 | Martin | 43.6728 | -94.7075
9417 | Interstate Power and Light Co | 1888 | Fox Lake | Electric Utility | MN | 4 | 28.8 | 18.8 | Petroleum Liquids | DFO | GT | 11 | 2010 | 5 | 1974 | Martin | 43.6728 | -94.7075
40577 | American Mun Power-Ohio, Inc | 7286 | Richard Gorsuch | Electric Utility | OH | 1 | 50 | 50 | Conventional Steam Coal | BIT | ST | 11 | 2010 | 9 | 1988 | Washington | 39.3664 | -81.5211
40577 | American Mun Power-Ohio, Inc | 7286 | Richard Gorsuch | Electric Utility | OH | 2 | 50 | 50 | Conventional Steam Coal | BIT | ST | 11 | 2010 | 9 | 1988 | Washington | 39.3664 | -81.5211
40577 | American Mun Power-Ohio, Inc | 7286 | Richard Gorsuch | Electric Utility | OH | 3 | 50 | 50 | Conventional Steam Coal | BIT | ST | 11 | 2010 | 9 | 1988 | Washington | 39.3664 | -81.5211
40577 | American Mun Power-Ohio, Inc | 7286 | Richard Gorsuch | Electric Utility | OH | 4 | 50 | 50 | Conventional Steam Coal | BIT | ST | 11 | 2010 | 9 | 1988 | Washington | 39.3664 | -81.5211
9417 | Interstate Power and Light Co | 7706 | Agency GT | Electric Utility | IA | 1 | 19.7 | 15.8 | Natural Gas Fired Combustion Turbine | NG | GT | 11 | 2010 | 1 | 1992 | DES MOINES | 40.8167 | -91.1467
9417 | Interstate Power and Light Co | 7706 | Agency GT | Electric Utility | IA | 2 | 19.7 | 15.5 | Natural Gas Fired Combustion Turbine | NG | GT | 11 | 2010 | 1 | 1990 | DES MOINES | 40.8167 | -91.1467
9417 | Interstate Power and Light Co | 7706 | Agency GT | Electric Utility | IA | 3 | 19.7 | 12.2 | Natural Gas Fired Combustion Turbine | NG | GT | 11 | 2010 | 1 | 1990 | DES MOINES | 40.8167 | -91.1467
9417 | Interstate Power and Light Co | 7706 | Agency GT | Electric Utility | IA | 4 | 19.7 | 16.6 | Natural Gas Fired Combustion Turbine | NG | GT | 11 | 2010 | 1 | 1990 | DES MOINES | 40.8167 | -91.1467
57223 | Sycamore Energy 1 LLC | 10387 | Sycamore Energy 1 | IPP Non-CHP | CA | 2 | 0.9 | 0.7 | Landfill Gas | LFG | GT | 11 | 2010 | 12 | 1989 | San Diego | 32.8577 | -117.0288
50081 | AE Operations LLC | 54373 | Southbridge Energy Center LLC | Industrial CHP | MA | ENG4 | 1.3 | 1.3 | Natural Gas Internal Combustion Engine | NG | IC | 11 | 2010 | 1 | 2001 | Worcester | 42.0736 | -72.0219
9765 | John Deere Dubuque Works | 54414 | John Deere Dubuque Works | Industrial Non-CHP | IA | GEN2 | 3.5 | 3.5 | Conventional Steam Coal | BIT | ST | 11 | 2010 | 6 | 1949 | Dubuque | 42.5734 | -90.6926
9765 | John Deere Dubuque Works | 54414 | John Deere Dubuque Works | Industrial Non-CHP | IA | GEN4 | 7.5 | 7.5 | Conventional Steam Coal | BIT | ST | 11 | 2010 | 2 | 1964 | Dubuque | 42.5734 | -90.6926
56081 | Southeastern Chester County Refuse Auth | 56873 | SECCRA Community Landfill | Commercial Non-CHP | PA | 2 | 1.1 | 1.1 | Landfill Gas | LFG | IC | 11 | 2010 | 10 | 2008 | Chester | 39.8639 | -75.8428
9418 | City of Iola - (KS) | 1291 | Iola | Electric Utility | KS | 4 | 3.5 | 4.3 | Natural Gas Steam Turbine | NG | ST | 10 | 2010 | 88 | 1949 | Allen | 37.9231 | -95.4256
9418 | City of Iola - (KS) | 1291 | Iola | Electric Utility | KS | 5 | 5 | 5.3 | Natural Gas Steam Turbine | NG | ST | 10 | 2010 | 88 | 1957 | Allen | 37.9231 | -95.4256
4254 | Consumers Energy Co | 1706 | Gaylord - Consumers | Electric Utility | MI | 5 | 16 | 14 | Natural Gas Fired Combustion Turbine | NG | GT | 10 | 2010 | 4 | 1968 | Otsego | 45.0306 | -84.7039
20910 | Wolverine Power Supply Coop | 1873 | Tower | Electric Utility | MI | 2 | 1.3 | 1.3 | Petroleum Liquids | DFO | IC | 10 | 2010 | 1 | 1948 | Cheboygan | 45.3628 | -84.295
20910 | Wolverine Power Supply Coop | 1873 | Tower | Electric Utility | MI | 3 | 1.3 | 1.3 | Petroleum Liquids | DFO | IC | 10 | 2010 | 1 | 1951 | Cheboygan | 45.3628 | -84.295
20910 | Wolverine Power Supply Coop | 1873 | Tower | Electric Utility | MI | IC1 | 1.3 | 1.3 | Petroleum Liquids | DFO | IC | 10 | 2010 | 1 | 1948 | Cheboygan | 45.3628 | -84.295
17833 | City Utilities of Springfield - (MO) | 2162 | Main Street (MO) | Electric Utility | MO | 1 | 15.3 | 12 | Petroleum Liquids | DFO | GT | 10 | 2010 | 1 | 1968 | Greene | 37.2094 | -93.2967
19150 | Trenton Municipal Utilities - (MO) | 2163 | Trenton Diesel | Electric Utility | MO | 6 | 1.3 | 1.2 | Petroleum Liquids | DFO | IC | 10 | 2010 | 88 | 1958 | Grundy | 40.0661 | -93.6042
12119 | McGrath Light & Power Co | 6555 | McGrath | Electric Utility | AK | 3 | 0.2 | 0.2 | Petroleum Liquids | DFO | IC | 10 | 2010 | 8 | 1979 | Yukon Koyukuk | 62.957 | -155.595
12119 | McGrath Light & Power Co | 6555 | McGrath | Electric Utility | AK | 4 | 0.2 | 0.1 | Petroleum Liquids | DFO | IC | 10 | 2010 | 8 | 1979 | Yukon Koyukuk | 62.957 | -155.595
12119 | McGrath Light & Power Co | 6555 | McGrath | Electric Utility | AK | 5 | 0.6 | 0.6 | Petroleum Liquids | DFO | IC | 10 | 2010 | 8 | 1979 | Yukon Koyukuk | 62.957 | -155.595
5543 | E I DuPont De Nemours & Co | 10797 | Old Hickory Plant | Industrial CHP | TN | IG | 1 | 1 | Natural Gas Steam Turbine | NG | ST | 10 | 2010 | 1 | 1993 | Davidson | 36.2756 | -86.6644
14328 | Pacific Gas & Electric Co | 246 | Humboldt Bay | Electric Utility | CA | ST1 | 51.2 | 52 | Natural Gas Steam Turbine | NG | ST | 9 | 2010 | 12 | 1956 | Humboldt | 40.7415 | -124.2103
14328 | Pacific Gas & Electric Co | 246 | Humboldt Bay | Electric Utility | CA | ST2 | 51.2 | 53 | Natural Gas Steam Turbine | NG | ST | 9 | 2010 | 12 | 1958 | Humboldt | 40.7415 | -124.2103
9216 | Imperial Irrigation District | 389 | El Centro | Electric Utility | CA | 3 | 50 | 42 | Natural Gas Steam Turbine | NG | ST | 9 | 2010 | 11 | 1957 | Imperial | 32.8022 | -115.54
13756 | Northern Indiana Pub Serv Co | 996 | Dean H Mitchell | Electric Utility | IN | 11 | 127.5 | 110 | Conventional Steam Coal | SUB | ST | 9 | 2010 | 5 | 1970 | Lake | 41.6392 | -87.4069
13756 | Northern Indiana Pub Serv Co | 996 | Dean H Mitchell | Electric Utility | IN | 4 | 138.1 | 125 | Natural Gas Steam Turbine | NG | ST | 9 | 2010 | 12 | 1956 | Lake | 41.6392 | -87.4069
13756 | Northern Indiana Pub Serv Co | 996 | Dean H Mitchell | Electric Utility | IN | 5 | 128 | 125 | Conventional Steam Coal | SUB | ST | 9 | 2010 | 5 | 1959 | Lake | 41.6392 | -87.4069
13756 | Northern Indiana Pub Serv Co | 996 | Dean H Mitchell | Electric Utility | IN | 6 | 128 | 125 | Conventional Steam Coal | SUB | ST | 9 | 2010 | 9 | 1959 | Lake | 41.6392 | -87.4069
13756 | Northern Indiana Pub Serv Co | 997 | Michigan City | Electric Utility | IN | 2 | 70 | 60 | Natural Gas Steam Turbine | NG | ST | 9 | 2010 | 11 | 1950 | LaPorte | 41.7208 | -86.9086
13756 | Northern Indiana Pub Serv Co | 997 | Michigan City | Electric Utility | IN | 3 | 70 | 60 | Natural Gas Steam Turbine | NG | ST | 9 | 2010 | 10 | 1951 | LaPorte | 41.7208 | -86.9086
13478 | Entergy New Orleans Inc | 1407 | A B Paterson | Electric Utility | LA | 3 | 51.7 | 40 | Natural Gas Steam Turbine | NG | ST | 9 | 2010 | 4 | 1950 | Orleans | 30.0158 | -90.0256
13478 | Entergy New Orleans Inc | 1407 | A B Paterson | Electric Utility | LA | 4 | 81.2 | 72 | Natural Gas Steam Turbine | NG | ST | 9 | 2010 | 12 | 1954 | Orleans | 30.0158 | -90.0256
13478 | Entergy New Orleans Inc | 1407 | A B Paterson | Electric Utility | LA | 5 | 16 | 11 | Petroleum Liquids | DFO | GT | 9 | 2010 | 9 | 1967 | Orleans | 30.0158 | -90.0256
14328 | Pacific Gas & Electric Co | 6212 | Mobile GT | Electric Utility | CA | 2 | 13.3 | 15 | Petroleum Liquids | DFO | GT | 9 | 2010 | 8 | 1975 | Humboldt | 40.7414 | -124.2103
14328 | Pacific Gas & Electric Co | 6212 | Mobile GT | Electric Utility | CA | 3 | 13.3 | 15 | Petroleum Liquids | DFO | GT | 9 | 2010 | 6 | 1976 | Humboldt | 40.7414 | -124.2103
26616 | North Slope Borough Power & Light | 7487 | NSB Anaktuvuk Pass | Electric Utility | AK | 4 | 0.1 | 0.1 | Petroleum Liquids | DFO | IC | 9 | 2010 | 9 | 1994 | North Slope | 68.7494 | -152.1319
21020 | Wythe Park Power Inc | 54047 | Wythe Park Power 3 Richmond Plant | IPP Non-CHP | VA | EXIS | 3 | 3 | Petroleum Liquids | DFO | IC | 9 | 2010 | 7 | 1991
1687 | Bio-Energy Partners | 55925 | Ridgeview | IPP Non-CHP | WI | GEN10 | 0.8 | 0.8 | Landfill Gas | LFG | IC | 9 | 2010 | 12 | 2006 | Manitowoc | 44.1119 | -87.9494
19150 | Trenton Municipal Utilities - (MO) | 2163 | Trenton Diesel | Electric Utility | MO | 7 | 1 | 0.9 | Petroleum Liquids | DFO | IC | 8 | 2010 | 88 | 1966 | Grundy | 40.0661 | -93.6042
6526 | FirstEnergy Generation Corp | 2857 | FirstEnergy Edgewater | IPP Non-CHP | OH | CTA | 28.8 | 19 | Petroleum Liquids | DFO | GT | 8 | 2010 | 5 | 1973 | LORAIN | 41.4681 | -82.1869
6526 | FirstEnergy Generation Corp | 2857 | FirstEnergy Edgewater | IPP Non-CHP | OH | CTB | 28.8 | 19 | Petroleum Liquids | DFO | GT | 8 | 2010 | 5 | 1973 | LORAIN | 41.4681 | -82.1869
17164 | Sierra Pacific Industries Inc | 50111 | Sierra Pacific Loyalton Facility | IPP Non-CHP | CA | GEN1 | 20 | 11.8 | Wood/Wood Waste Biomass | WDS | ST | 8 | 2010 | 9 | 1989 | Sierra | 39.6699 | -120.2394
4202 | Phillips 66-Ponca City Refinery | 52188 | Ponca City Refinery | Industrial CHP | OK | G1 | 4 | 3 | Other Gases | OG | ST | 8 | 2010 | 9 | 1947 | Kay | 36.688 | -97.088
4202 | Phillips 66-Ponca City Refinery | 52188 | Ponca City Refinery | Industrial CHP | OK | G2 | 4 | 3 | Other Gases | OG | ST | 8 | 2010 | 9 | 1947 | Kay | 36.688 | -97.088
19685 | Valero Refining Co | 10203 | Valero Refinery Corpus Christi East | Industrial CHP | TX | GEN1 | 20 | 17 | Natural Gas Fired Combustion Turbine | NG | GT | 7 | 2010 | 9 | 1984 | Nueces | 27.8114 | -97.4442
19685 | Valero Refining Co | 10203 | Valero Refinery Corpus Christi East | Industrial CHP | TX | GEN2 | 20 | 17 | Natural Gas Fired Combustion Turbine | NG | GT | 7 | 2010 | 10 | 1984 | Nueces | 27.8114 | -97.4442
57223 | Sycamore Energy 1 LLC | 10387 | Sycamore Energy 1 | IPP Non-CHP | CA | 1 | 0.9 | 0.7 | Landfill Gas | LFG | GT | 7 | 2010 | 12 | 1989 | San Diego | 32.8577 | -117.0288
164 | AERA Energy LLC | 55185 | Aera South Belridge Cogen Facility | Industrial CHP | CA | GENA | 3 | 2.7 | Natural Gas Fired Combustion Turbine | NG | GT | 7 | 2010 | 9 | 1989 | Kern | 35.4292 | -119.6864
164 | AERA Energy LLC | 55185 | Aera South Belridge Cogen Facility | Industrial CHP | CA | GENB | 3 | 2.7 | Natural Gas Fired Combustion Turbine | NG | GT | 7 | 2010 | 9 | 1989 | Kern | 35.4292 | -119.6864
164 | AERA Energy LLC | 55185 | Aera South Belridge Cogen Facility | Industrial CHP | CA | GENC | 3 | 2.7 | Natural Gas Fired Combustion Turbine | NG | GT | 7 | 2010 | 9 | 1989 | Kern | 35.4292 | -119.6864
6452 | Florida Power & Light Co | 609 | Cape Canaveral | Electric Utility | FL | 1 | 402 | 396 | Petroleum Liquids | RFO | ST | 6 | 2010 | 4 | 1965 | Brevard | 28.4698 | -80.7644
6452 | Florida Power & Light Co | 609 | Cape Canaveral | Electric Utility | FL | 2 | 402 | 396 | Petroleum Liquids | RFO | ST | 6 | 2010 | 5 | 1969 | Brevard | 28.4698 | -80.7644
17320 | Sleepy Eye Public Utility Comm | 2011 | Sleepy Eye | Electric Utility | MN | 3 | 1.5 | 1.5 | Petroleum Liquids | DFO | IC | 6 | 2010 | 7 | 1961 | Brown | 44.2981 | -94.7252
19856 | City of Vineland - (NJ) | 2434 | Howard Down | Electric Utility | NJ | 9 | 16.5 | 17 | Petroleum Liquids | RFO | ST | 6 | 2010 | 12 | 1960 | Cumberland | 39.4889 | -75.0347
14624 | PUD No 2 of Grant County | 3888 | Wanapum | Electric Utility | WA | 7 | 103.8 | 103.8 | Conventional Hydroelectric | WAT | HY | 6 | 2010 | 11 | 1963 | Grant | 46.8731 | -119.9703
11624 | City of Marblehead - (MA) | 6585 | Commercial Street | Electric Utility | MA | 2 | 1.1 | 1 | Petroleum Liquids | DFO | IC | 6 | 2010 | 11 | 1975 | Essex | 42.4958 | -70.8547
15500 | Puget Sound Energy Inc | 7867 | Snoqualmie 2 | Electric Utility | WA | 6 | 9.8 | 13.9 | Conventional Hydroelectric | WAT | HY | 6 | 2010 | 1 | 1910 | King | 47.5445 | -121.8414
991 | Air Products & Chemicals Inc | 10639 | New Orleans | Industrial CHP | LA | GEN2 | 7.8 | 4 | Natural Gas Steam Turbine | NG | ST | 6 | 2010 | 6 | 1995 | Orleans | 30 | -90
9348 | International Paper | 52152 | International Paper Franklin Mill | Industrial CHP | VA | GEN1 | 5 | 5 | Wood/Wood Waste Biomass | BLQ | ST | 6 | 2010 | 11 | 1937 | Isle of Wight | 36.6803 | -76.9128
9348 | International Paper | 52152 | International Paper Franklin Mill | Industrial CHP | VA | GEN2 | 3.7 | 3.7 | Wood/Wood Waste Biomass | BLQ | ST | 6 | 2010 | 11 | 1937 | Isle of Wight | 36.6803 | -76.9128
9348 | International Paper | 52152 | International Paper Franklin Mill | Industrial CHP | VA | GEN3 | 2.5 | 2.5 | Wood/Wood Waste Biomass | BLQ | ST | 6 | 2010 | 1 | 1942 | Isle of Wight | 36.6803 | -76.9128
9348 | International Paper | 52152 | International Paper Franklin Mill | Industrial CHP | VA | GEN6 | 9.3 | 9.3 | Wood/Wood Waste Biomass | BLQ | ST | 6 | 2010 | 11 | 1950 | Isle of Wight | 36.6803 | -76.9128
9348 | International Paper | 52152 | International Paper Franklin Mill | Industrial CHP | VA | GEN7 | 15.6 | 15.6 | Wood/Wood Waste Biomass | BLQ | ST | 6 | 2010 | 3 | 1958 | Isle of Wight | 36.6803 | -76.9128
9348 | International Paper | 52152 | International Paper Franklin Mill | Industrial CHP | VA | GEN8 | 27.5 | 27.5 | Wood/Wood Waste Biomass | BLQ | ST | 6 | 2010 | 3 | 1970 | Isle of Wight | 36.6803 | -76.9128
25049 | Gas Recovery Systems Inc | 55585 | Randolph Electric | IPP Non-CHP | MA | 1 | 1 | 0.9 | Landfill Gas | LFG | IC | 6 | 2010 | 2 | 2000 | Norfolk | 42.1806 | -71.08
25049 | Gas Recovery Systems Inc | 55585 | Randolph Electric | IPP Non-CHP | MA | 2 | 1 | 0.9 | Landfill Gas | LFG | IC | 6 | 2010 | 2 | 2000 | Norfolk | 42.1806 | -71.08
25049 | Gas Recovery Systems Inc | 55585 | Randolph Electric | IPP Non-CHP | MA | 3 | 1 | 0.9 | Landfill Gas | LFG | IC | 6 | 2010 | 2 | 2000 | Norfolk | 42.1806 | -71.08
25049 | Gas Recovery Systems Inc | 55586 | Halifax Electric | IPP Non-CHP | MA | 1 | 1 | 0.9 | Landfill Gas | LFG | IC | 6 | 2010 | 4 | 1997 | Plymouth | 41.9992 | -70.8519
25049 | Gas Recovery Systems Inc | 55586 | Halifax Electric | IPP Non-CHP | MA | 2 | 1 | 0.9 | Landfill Gas | LFG | IC | 6 | 2010 | 4 | 1997 | Plymouth | 41.9992 | -70.8519
25049 | Gas Recovery Systems Inc | 55586 | Halifax Electric | IPP Non-CHP | MA | 3 | 1 | 0.9 | Landfill Gas | LFG | IC | 6 | 2010 | 4 | 1997 | Plymouth | 41.9992 | -70.8519
7140 | Georgia Power Co | 701 | Barnett Shoals | Electric Utility | GA | 1 | 0.7 | 0.2 | Conventional Hydroelectric | WAT | HY | 5 | 2010 | 12 | 1910 | Oconee | 33.8395 | -83.3097
7140 | Georgia Power Co | 701 | Barnett Shoals | Electric Utility | GA | 2 | 0.7 | 0.2 | Conventional Hydroelectric | WAT | HY | 5 | 2010 | 12 | 1910 | Oconee | 33.8395 | -83.3097
7140 | Georgia Power Co | 701 | Barnett Shoals | Electric Utility | GA | 3 | 0.7 | 0.2 | Conventional Hydroelectric | WAT | HY | 5 | 2010 | 12 | 1910 | Oconee | 33.8395 | -83.3097
7140 | Georgia Power Co | 701 | Barnett Shoals | Electric Utility | GA | 4 | 0.7 | 0.2 | Conventional Hydroelectric | WAT | HY | 5 | 2010 | 12 | 1910 | Oconee | 33.8395 | -83.3097
2287 | City of Brooklyn - (IA) | 1128 | Brooklyn | Electric Utility | IA | 4 | 0.5 | 0.5 | Natural Gas Internal Combustion Engine | NG | IC | 5 | 2010 | 6 | 1955 | Poweshiek | 41.7278 | -92.4479
40548 | Unalakleet Valley Elec Coop | 6299 | Unalakleet | Electric Utility | AK | 1 | 0.4 | 0.3 | Petroleum Liquids | DFO | IC | 5 | 2010 | 10 | 1965 | Nome | 63.8768 | -160.7904
40548 | Unalakleet Valley Elec Coop | 6299 | Unalakleet | Electric Utility | AK | 2 | 0.4 | 0.5 | Petroleum Liquids | DFO | IC | 5 | 2010 | 5 | 1982 | Nome | 63.8768 | -160.7904
40548 | Unalakleet Valley Elec Coop | 6299 | Unalakleet | Electric Utility | AK | 3 | 0.4 | 0.4 | Petroleum Liquids | DFO | IC | 5 | 2010 | 3 | 1983 | Nome | 63.8768 | -160.7904
40548 | Unalakleet Valley Elec Coop | 6299 | Unalakleet | Electric Utility | AK | 4 | 0.4 | 0.4 | Petroleum Liquids | DFO | IC | 5 | 2010 | 3 | 1983 | Nome | 63.8768 | -160.7904
5107 | City of Detroit - (MI) | 1822 | Mistersky | Electric Utility | MI | 5 | 44 | 44 | Natural Gas Steam Turbine | NG | ST | 4 | 2010 | 8 | 1950 | Wayne | 42.3039 | -83.0903
15500 | Puget Sound Energy Inc | 3860 | Snoqualmie | Electric Utility | WA | 5 | 5.6 | 6.5 | Conventional Hydroelectric | WAT | HY | 4 | 2010 | 12 | 1905 | King | 47.5401 | -121.837
20856 | Wisconsin Power & Light Co | 4048 | Blackhawk | Electric Utility | WI | 3 | 25 | 26.5 | Natural Gas Steam Turbine | NG | ST | 4 | 2010 | 1 | 1946 | Rock | 42.5065 | -89.0322
20856 | Wisconsin Power & Light Co | 4048 | Blackhawk | Electric Utility | WI | 4 | 25 | 24.3 | Natural Gas Steam Turbine | NG | ST | 4 | 2010 | 1 | 1948 | Rock | 42.5065 | -89.0322
20856 | Wisconsin Power & Light Co | 4057 | Rock River | Electric Utility | WI | 1 | 75 | 72.9 | Natural Gas Steam Turbine | NG | ST | 4 | 2010 | 1 | 1954 | Rock | 42.582 | -89.0276
20856 | Wisconsin Power & Light Co | 4057 | Rock River | Electric Utility | WI | 2 | 75 | 76.7 | Natural Gas Steam Turbine | NG | ST | 4 | 2010 | 9 | 1955 | Rock | 42.582 | -89.0276
3103 | Cargill Inc | 10729 | Cargill Corn Wet Milling Plant | Industrial CHP | TN | GEN2 | 4.8 | 4.3 | Natural Gas Fired Combustion Turbine | NG | GT | 4 | 2010 | 1 | 1991 | Shelby | 35.0821 | -90.1348
19547 | Hawaiian Electric Co Inc | 56330 | Ewa Nui Substation DG | Electric Utility | HI | DG1 | 1.6 | 1.6 | Petroleum Liquids | DFO | IC | 4 | 2010 | 10 | 2005 | Honolulu | 21.3756 | -158.0478
19547 | Hawaiian Electric Co Inc | 56330 | Ewa Nui Substation DG | Electric Utility | HI | DG2 | 1.6 | 1.6 | Petroleum Liquids | DFO | IC | 4 | 2010 | 10 | 2005 | Honolulu | 21.3756 | -158.0478
19547 | Hawaiian Electric Co Inc | 56330 | Ewa Nui Substation DG | Electric Utility | HI | DG3 | 1.6 | 1.6 | Petroleum Liquids | DFO | IC | 4 | 2010 | 10 | 2005 | Honolulu | 21.3756 | -158.0478
19547 | Hawaiian Electric Co Inc | 56330 | Ewa Nui Substation DG | Electric Utility | HI | DG4 | 1.6 | 1.6 | Petroleum Liquids | DFO | IC | 4 | 2010 | 5 | 2007 | Honolulu | 21.3756 | -158.0478
19547 | Hawaiian Electric Co Inc | 56330 | Ewa Nui Substation DG | Electric Utility | HI | DG5 | 1.6 | 1.6 | Petroleum Liquids | DFO | IC | 4 | 2010 | 5 | 2007 | Honolulu | 21.3756 | -158.0478
19547 | Hawaiian Electric Co Inc | 56330 | Ewa Nui Substation DG | Electric Utility | HI | DG6 | 1.6 | 1.6 | Petroleum Liquids | DFO | IC | 4 | 2010 | 5 | 2007 | Honolulu | 21.3756 | -158.0478
19547 | Hawaiian Electric Co Inc | 56331 | Iwilei Tank Farm DG | Electric Utility | HI | DG1 | 1.6 | 1.6 | Petroleum Liquids | DFO | IC | 4 | 2010 | 11 | 2005 | Honolulu | 21.3169 | -157.8764
19547 | Hawaiian Electric Co Inc | 56331 | Iwilei Tank Farm DG | Electric Utility | HI | DG2 | 1.6 | 1.6 | Petroleum Liquids | DFO | IC | 4 | 2010 | 11 | 2005 | Honolulu | 21.3169 | -157.8764
19547 | Hawaiian Electric Co Inc | 56331 | Iwilei Tank Farm DG | Electric Utility | HI | DG3 | 1.6 | 1.6 | Petroleum Liquids | DFO | IC | 4 | 2010 | 11 | 2005 | Honolulu | 21.3169 | -157.8764
19547 | Hawaiian Electric Co Inc | 56332 | Helemano Substation DG | Electric Utility | HI | DG1 | 1.6 | 1.6 | Petroleum Liquids | DFO | IC | 4 | 2010 | 11 | 2005 | Honolulu | 21.5292 | -158.0458
19547 | Hawaiian Electric Co Inc | 56332 | Helemano Substation DG | Electric Utility | HI | DG2 | 1.6 | 1.6 | Petroleum Liquids | DFO | IC | 4 | 2010 | 11 | 2005 | Honolulu | 21.5292 | -158.0458
19547 | Hawaiian Electric Co Inc | 56332 | Helemano Substation DG | Electric Utility | HI | DG3 | 1.6 | 1.6 | Petroleum Liquids | DFO | IC | 4 | 2010 | 11 | 2005 | Honolulu | 21.5292 | -158.0458
19547 | Hawaiian Electric Co Inc | 56514 | Kalaeoloa Pole Yard DG | Electric Utility | HI | DG1 | 1.6 | 1.6 | Petroleum Liquids | DFO | IC | 4 | 2010 | 12 | 2006 | Honolulu | 21.3014 | -158.0958
19547 | Hawaiian Electric Co Inc | 56514 | Kalaeoloa Pole Yard DG | Electric Utility | HI | DG2 | 1.6 | 1.6 | Petroleum Liquids | DFO | IC | 4 | 2010 | 12 | 2006 | Honolulu | 21.3014 | -158.0958
19547 | Hawaiian Electric Co Inc | 56514 | Kalaeoloa Pole Yard DG | Electric Utility | HI | DG3 | 1.6 | 1.6 | Petroleum Liquids | DFO | IC | 4 | 2010 | 12 | 2006 | Honolulu | 21.3014 | -158.0958
19547 | Hawaiian Electric Co Inc | 56515 | CEIP Substation Distributed Generation | Electric Utility | HI | DG1 | 1.6 | 1.6 | Petroleum Liquids | DFO | IC | 4 | 2010 | 11 | 2006 | HONOLULU | 21.3278 | -158.0964
19547 | Hawaiian Electric Co Inc | 56515 | CEIP Substation Distributed Generation | Electric Utility | HI | DG2 | 1.6 | 1.6 | Petroleum Liquids | DFO | IC | 4 | 2010 | 11 | 2006 | HONOLULU | 21.3278 | -158.0964
19547 | Hawaiian Electric Co Inc | 56515 | CEIP Substation Distributed Generation | Electric Utility | HI | DG3 | 1.6 | 1.6 | Petroleum Liquids | DFO | IC | 4 | 2010 | 11 | 2006 | HONOLULU | 21.3278 | -158.0964
17874 | City of St George | 7767 | Bloomington Power Plant | Electric Utility | UT | 7 | 1.7 | 1.5 | Petroleum Liquids | DFO | IC | 3 | 2010 | 3 | 1999 | Washington | 37.042 | -113.6267
21116 | YKK USA Inc | 54566 | YKK USA Chestney | Industrial Non-CHP | GA | GEN1 | 1.6 | 1.5 | Petroleum Liquids | DFO | IC | 3 | 2010 | 5 | 1993 | BIBB | 32.8061 | -83.5456
21116 | YKK USA Inc | 54566 | YKK USA Chestney | Industrial Non-CHP | GA | GEN2 | 1.7 | 1.5 | Petroleum Liquids | DFO | IC | 3 | 2010 | 5 | 1994 | BIBB | 32.8061 | -83.5456
21116 | YKK USA Inc | 54566 | YKK USA Chestney | Industrial Non-CHP | GA | GEN3 | 1.7 | 1.7 | Petroleum Liquids | DFO | IC | 3 | 2010 | 8 | 1995 | BIBB | 32.8061 | -83.5456
38021 | Athens Regional Medical Center | 55319 | Athens Regional Medical Center | Commercial Non-CHP | GA | CU1 | 0.7 | 0.7 | Petroleum Liquids | DFO | IC | 3 | 2010 | 1 | 1979 | Clarke | 33.9625 | -83.3981
15296 | New York Power Authority | 2491 | Charles Poletti | Electric Utility | NY | 6 | 883 | 847 | Petroleum Liquids | RFO | ST | 2 | 2010 | 3 | 1977 | Queens | 40.7764 | -73.9108
14354 | PacifiCorp | 6482 | Cline Falls | Electric Utility | OR | 1 | 1 | 1.1 | Conventional Hydroelectric | WAT | HY | 2 | 2010 | 5 | 1943 | Deschutes | 44.2778 | -121.2564
11079 | Little Rock Wastewater Utility | 10050 | Fourche Creek Wastewater | Commercial CHP | AR | 1 | 0.5 | 0.5 | Other Waste Biomass | OBG | IC | 2 | 2010 | 7 | 1983 | Pulaski | 34.6968 | -92.165
21148 | Zapco Energy Tactics Corp | 50788 | Lafayette Energy Partners LP | IPP Non-CHP | NJ | HA1 | 0.6 | 0.5 | Landfill Gas | LFG | IC | 2 | 2010 | 7 | 1990 | Sussex | 41.175 | -74.7631
21148 | Zapco Energy Tactics Corp | 50788 | Lafayette Energy Partners LP | IPP Non-CHP | NJ | HA2 | 0.6 | 0.5 | Landfill Gas | LFG | IC | 2 | 2010 | 7 | 1990 | Sussex | 41.175 | -74.7631
56097 | Noranda Alumina LLC | 50846 | Noranda Alumina LLC | Industrial CHP | LA | GT2 | 16 | 15 | Natural Gas Fired Combustion Turbine | NG | GT | 2 | 2010 | 4 | 1969 | St James | 30.054 | -90.6693
54843 | WM Illinois Renewable Energy LLC | 55014 | Greene Valley Gas Recovery | IPP Non-CHP | IL | GEN3 | 3.3 | 2.9 | Landfill Gas | LFG | GT | 2 | 2010 | 3 | 1998 | DuPage | 41.7338 | -88.0849
599 | Anchorage Municipal Light and Power | 75 | Anchorage 1 | Electric Utility | AK | D1 | 1.1 | 1.2 | Petroleum Liquids | DFO | IC | 1 | 2010 | 0 | 1956 | Anchorage | 61.2221 | -149.8661
599 | Anchorage Municipal Light and Power | 75 | Anchorage 1 | Electric Utility | AK | D2 | 1.1 | 1.4 | Petroleum Liquids | DFO | IC | 1 | 2010 | 0 | 1947 | Anchorage | 61.2221 | -149.8661
15466 | Public Service Co of Colorado | 478 | Zuni | Electric Utility | CO | 1 | 40.2 | 26 | Natural Gas Steam Turbine | NG | ST | 1 | 2010 | 0 | 1948 | Denver | 39.7373 | -105.017
9732 | City of Jetmore | 1292 | Jetmore | Electric Utility | KS | 3 | 0.2 | 0.2 | Petroleum Liquids | DFO | IC | 1 | 2010 | 1 | 1946 | HODGEMAN | 38.0853 | -99.8989
9732 | City of Jetmore | 1292 | Jetmore | Electric Utility | KS | 4 | 0.8 | 0.8 | Petroleum Liquids | DFO | IC | 1 | 2010 | 1 | 1964 | HODGEMAN | 38.0853 | -99.8989
20880 | City of Wisner | 2316 | Wisner | Electric Utility | NE | 1 | 0.6 | 0.6 | Petroleum Liquids | DFO | IC | 1 | 2010 | 88 | 1954 | Cuming | 41.9903 | -96.9203
20880 | City of Wisner | 2316 | Wisner | Electric Utility | NE | 2 | 0.4 | 0.4 | Petroleum Liquids | DFO | IC | 1 | 2010 | 88 | 1947 | Cuming | 41.9903 | -96.9203
15698 | Raton Public Service Company | 2468 | Raton | Electric Utility | NM | 5 | 7.5 | 6.9 | Conventional Steam Coal | BIT | ST | 1 | 2010 | 3 | 1961
17845 | City of Springville - (UT) | 3688 | Bartholomew | Electric Utility | UT | 1 | 0.5 | 0.5 | Conventional Hydroelectric | WAT | HY | 1 | 2010 | 10 | 1948 | Utah | 40.1671 | -111.4995
50006 | Invista | 10793 | Seaford Delaware Plant | Industrial CHP | DE | GEN1 | 10 | 9 | Natural Gas Steam Turbine | NG | ST | 1 | 2010 | 1 | 1939 | Sussex | 38.6311 | -75.6261
50006 | Invista | 10793 | Seaford Delaware Plant | Industrial CHP | DE | GEN3 | 10 | 9 | Natural Gas Steam Turbine | NG | ST | 1 | 2010 | 1 | 1939 | Sussex | 38.6311 | -75.6261
56216 | Multitrade Rabun Gap LLC | 50201 | Rabun Gap Cogen Facility | IPP Non-CHP | GA | ST1 | 4.1 | 4.1 | Wood/Wood Waste Biomass | WDS | ST | 1 | 2010 | 1 | 1986 | RABUN | 34.9536 | -83.3786
54842 | WM Renewable Energy LLC | 50578 | Stowe Power Production Plant | IPP Non-CHP | PA | GEN1 | 3 | 2.9 | Landfill Gas | LFG | GT | 1 | 2010 | 3 | 1989 | MONTGOMERY | 40.2724 | -75.6704
6564 | Formosa Plastics Corp | 54518 | Formosa Plastics | Industrial CHP | LA | GT1 | 38.2 | 33 | Natural Gas Fired Combustion Turbine | NG | GT | 1 | 2010 | 3 | 1985 | East Baton Rouge | 30.4992 | -91.1872
14030 | Oklahoma State University | 54779 | Oklahoma State University | Commercial CHP | OK | GEN3 | 1.5 | 1.6 | Natural Gas Steam Turbine | NG | ST | 1 | 2010 | 6 | 1950 | Payne | 36.1261 | -97.07
9216 | Imperial Irrigation District | 383 | Brawley | Electric Utility | CA | GT1 | 11.5 | 9 | Petroleum Liquids | DFO | GT | 12 | 2009 | 7 | 1962 | Imperial | 32.9689 | -115.5344
9216 | Imperial Irrigation District | 383 | Brawley | Electric Utility | CA | GT2 | 11.5 | 9 | Petroleum Liquids | DFO | GT | 12 | 2009 | 8 | 1962 | Imperial | 32.9689 | -115.5344
6452 | Florida Power & Light Co | 621 | Turkey Point | Electric Utility | FL | IC1 | 2.7 | 2.4 | Petroleum Liquids | DFO | IC | 12 | 2009 | 4 | 1968 | Miami Dade | 25.4356 | -80.3308
6452 | Florida Power & Light Co | 621 | Turkey Point | Electric Utility | FL | IC2 | 2.7 | 2.4 | Petroleum Liquids | DFO | IC | 12 | 2009 | 4 | 1968 | Miami Dade | 25.4356 | -80.3308
6452 | Florida Power & Light Co | 621 | Turkey Point | Electric Utility | FL | IC3 | 2.7 | 2.4 | Petroleum Liquids | DFO | IC | 12 | 2009 | 4 | 1968 | Miami Dade | 25.4356 | -80.3308
6452 | Florida Power & Light Co | 621 | Turkey Point | Electric Utility | FL | IC4 | 2.7 | 2.4 | Petroleum Liquids | DFO | IC | 12 | 2009 | 4 | 1968 | Miami Dade | 25.4356 | -80.3308
6452 | Florida Power & Light Co | 621 | Turkey Point | Electric Utility | FL | IC5 | 2.7 | 2.4 | Petroleum Liquids | DFO | IC | 12 | 2009 | 4 | 1968 | Miami Dade | 25.4356 | -80.3308
40580 | Southern Minnesota Mun P Agny | 1973 | Fairmont (MN) | Electric Utility | MN | 3 | 5 | 4.9 | Natural Gas Steam Turbine | NG | ST | 12 | 2009 | 88 | 1945 | Martin | 43.6579 | -94.4647
40580 | Southern Minnesota Mun P Agny | 1973 | Fairmont (MN) | Electric Utility | MN | 4 | 5 | 5 | Natural Gas Steam Turbine | NG | ST | 12 | 2009 | 88 | 1949 | Martin | 43.6579 | -94.4647
40580 | Southern Minnesota Mun P Agny | 1973 | Fairmont (MN) | Electric Utility | MN | 5 | 12.5 | 7.8 | Natural Gas Steam Turbine | NG | ST | 12 | 2009 | 88 | 1959 | Martin | 43.6579 | -94.4647
22146 | GMMM Holdings 1, LLC | 2526 | GMMM Westover | IPP CHP | NY | 7 | 43.8 | 43.7 | Conventional Steam Coal | BIT | ST | 12 | 2009 | 9 | 1943
25 | Greenidge Generation Holdings LLC | 2527 | Greenidge Generation LLC | IPP Non-CHP | NY | 3 | 50 | 52 | Conventional Steam Coal | BIT | ST | 12 | 2009 | 4 | 1950 | Yates | 42.6789 | -76.9483
6035 | Exelon Power | 3491 | Handley | IPP Non-CHP | TX | 1 | 43.7 | 42 | Natural Gas Steam Turbine | NG | ST | 12 | 2009 | 4 | 1948 | Tarrant | 32.7283 | -97.2192
6035 | Exelon Power | 3491 | Handley | IPP Non-CHP | TX | 2 | 74.8 | 75 | Natural Gas Steam Turbine | NG | ST | 12 | 2009 | 12 | 1950 | Tarrant | 32.7283 | -97.2192
5529 | City of Durant - (IA) | 6220 | Durant | Electric Utility | IA | 4 | 0.5 | 0.5 | Petroleum Liquids | DFO | IC | 12 | 2009 | 88 | 1954 | Cedar | 41.5998 | -90.912
5529 | City of Durant - (IA) | 6220 | Durant | Electric Utility | IA | 5 | 0.5 | 0.5 | Petroleum Liquids | DFO | IC | 12 | 2009 | 88 | 1958 | Cedar | 41.5998 | -90.912
50079 | Utility Board of Key West City | 6584 | Stock Island | Electric Utility | FL | IC1 | 2.5 | 1.5 | Petroleum Liquids | DFO | IC | 12 | 2009 | 1 | 1965 | Monroe | 24.5633 | -81.7342
50079 | Utility Board of Key West City | 6584 | Stock Island | Electric Utility | FL | IC2 | 2.5 | 1.5 | Petroleum Liquids | DFO | IC | 12 | 2009 | 1 | 1965 | Monroe | 24.5633 | -81.7342
50079 | Utility Board of Key West City | 6584 | Stock Island | Electric Utility | FL | IC3 | 2.5 | 1.5 | Petroleum Liquids | DFO | IC | 12 | 2009 | 1 | 1965 | Monroe | 24.5633 | -81.7342
8776 | City of Holyoke Gas and Electric Dept. | 9864 | Cabot Holyoke | Electric Utility | MA | 9 | 6 | 5.7 | Natural Gas Steam Turbine | NG | ST | 12 | 2009 | 88 | 1941 | Hampden | 42.2 | -72.61
56389 | Doyon Utilities - Ft. Wainwright | 50308 | Utility Plants Section | Electric Utility | AK | GEN2 | 2.5 |  | Conventional Steam Coal | SUB | ST | 12 | 2009 | 1 | 1945 | Fairbanks North Star | 64.8256 | -147.6486
11637 | Marathon Electric Mfg Corp | 50990 | Marathon Electric | Industrial Non-CHP | WI | P3-5 | 0.7 | 0.7 | Petroleum Liquids | DFO | IC | 12 | 2009 | 4 | 1997 | Marathon | 44.9783 | -89.6328
56108 | Targa Pipeline Mid-Continent WestTex LLC | 54459 | Midkiff Plant | Industrial Non-CHP | TX | 1 | 1.2 | 1.2 | Natural Gas Internal Combustion Engine | NG | IC | 12 | 2009 | 5 | 1990 | Reagan | 31.6458 | -101.7664
56108 | Targa Pipeline Mid-Continent WestTex LLC | 54459 | Midkiff Plant | Industrial Non-CHP | TX | 2 | 1.2 | 1.2 | Natural Gas Internal Combustion Engine | NG | IC | 12 | 2009 | 5 | 1990 | Reagan | 31.6458 | -101.7664
56108 | Targa Pipeline Mid-Continent WestTex LLC | 54459 | Midkiff Plant | Industrial Non-CHP | TX | 3 | 1.2 | 1.2 | Natural Gas Internal Combustion Engine | NG | IC | 12 | 2009 | 5 | 1990 | Reagan | 31.6458 | -101.7664
15399 | Iberdrola Renewables Inc | 55339 | Phoenix Wind Power LLC | IPP Non-CHP | CA | GEN1 | 2.1 | 1.5 | Onshore Wind Turbine | WND | WT | 12 | 2009 | 6 | 1999 | Riverside | 33.9167 | -116.55
7833 | Gwitchyaa Zhee Utility Co | 7174 | Gwitchyaa Zhee | Electric Utility | AK | 5 | 0.5 | 0.4 | Petroleum Liquids | DFO | IC | 11 | 2009 | 12 | 2000 | Yukon Koyukuk | 66.5208 | -145.3064
7019 | Gay & Robinson Inc | 50333 | Gay Robinson | Industrial Non-CHP | HI | ST4 | 4 | 2.5 | Other Waste Biomass | AB | ST | 11 | 2009 | 7 | 1995 | KAUAI | 21.9178 | -159.6294
59875 | Olin Blue Cube Operations | 52120 | Freeport Energy | Industrial CHP | TX | G-35 | 119 | 95.6 | Natural Gas Fired Combined Cycle | NG | CT | 11 | 2009 | 2 | 1983 | Brazoria | 28.9913 | -95.4075
17828 | City of Springfield - (IL) | 964 | Lakeside | Electric Utility | IL | 6 | 37.5 | 38 | Conventional Steam Coal | BIT | ST | 10 | 2009 | 4 | 1961 | Sangamon | 39.7573 | -89.6005
17828 | City of Springfield - (IL) | 964 | Lakeside | Electric Utility | IL | 7 | 37.5 | 38 | Conventional Steam Coal | BIT | ST | 10 | 2009 | 12 | 1965 | Sangamon | 39.7573 | -89.6005
20847 | Wisconsin Electric Power Co | 1769 | Presque Isle | Electric Utility | MI | 3 | 54.4 | 58 | Conventional Steam Coal | BIT | ST | 10 | 2009 | 1 | 1964 | Marquette | 46.5789 | -87.395
20847 | Wisconsin Electric Power Co | 1769 | Presque Isle | Electric Utility | MI | 4 | 57.8 | 58 | Conventional Steam Coal | BIT | ST | 10 | 2009 | 12 | 1966 | Marquette | 46.5789 | -87.395
54888 | NRG Texas Power LLC | 3466 | P H Robinson | IPP Non-CHP | TX | 1 | 484.5 | 461 | Natural Gas Steam Turbine | NG | ST | 10 | 2009 | 6 | 1966 | Galveston | 29.4867 | -94.9794
54888 | NRG Texas Power LLC | 3466 | P H Robinson | IPP Non-CHP | TX | 2 | 484.5 | 461 | Natural Gas Steam Turbine | NG | ST | 10 | 2009 | 4 | 1967 | Galveston | 29.4867 | -94.9794
54888 | NRG Texas Power LLC | 3466 | P H Robinson | IPP Non-CHP | TX | 3 | 580.5 | 552 | Natural Gas Steam Turbine | NG | ST | 10 | 2009 | 12 | 1968 | Galveston | 29.4867 | -94.9794
54888 | NRG Texas Power LLC | 3466 | P H Robinson | IPP Non-CHP | TX | 4 | 765 | 737 | Natural Gas Steam Turbine | NG | ST | 10 | 2009 | 12 | 1973 | Galveston | 29.4867 | -94.9794
11571 | Manitowoc Public Utilities | 4125 | Manitowoc | Electric Utility | WI | IC1 | 5.5 | 5 | Natural Gas Internal Combustion Engine | NG | IC | 10 | 2009 | 9 | 1985 | Manitowoc | 44.082 | -87.6558
221 | Alaska Village Elec Coop, Inc | 6311 | Chevak | Electric Utility | AK | 1 | 0.4 | 0.4 | Petroleum Liquids | DFO | IC | 10 | 2009 | 10 | 1977 | Bethel | 61.4794 | -165.4994
221 | Alaska Village Elec Coop, Inc | 6311 | Chevak | Electric Utility | AK | 2 | 0.3 | 0.3 | Petroleum Liquids | DFO | IC | 10 | 2009 | 11 | 1976 | Bethel | 61.4794 | -165.4994
221 | Alaska Village Elec Coop, Inc | 6311 | Chevak | Electric Utility | AK | 3 | 0.3 | 0.3 | Petroleum Liquids | DFO | IC | 10 | 2009 | 12 | 1979 | Bethel | 61.4794 | -165.4994
12397 | Metropolitan Water District of S CA | 7942 | Diamond Valley Lake | Electric Utility | CA | 1 | 3.3 |  | Conventional Hydroelectric | WAT | HY | 10 | 2009 | 5 | 2001 | Riverside | 33.6808 | -117.0698
12397 | Metropolitan Water District of S CA | 7942 | Diamond Valley Lake | Electric Utility | CA | 5 | 3.3 |  | Conventional Hydroelectric | WAT | HY | 10 | 2009 | 12 | 2001 | Riverside | 33.6808 | -117.0698
12397 | Metropolitan Water District of S CA | 7942 | Diamond Valley Lake | Electric Utility | CA | 9 | 3.3 |  | Conventional Hydroelectric | WAT | HY | 10 | 2009 | 12 | 2001 | Riverside | 33.6808 | -117.0698
34691 | Ormat Nevada Inc | 50764 | Ormesa IE | IPP Non-CHP | CA | OE10 | 1.2 | 0.6 | Geothermal | GEO | ST | 10 | 2009 | 12 | 1988 | Imperial | 32.8041 | -115.2475
34691 | Ormat Nevada Inc | 50764 | Ormesa IE | IPP Non-CHP | CA | OE11 | 1.2 | 1 | Geothermal | GEO | ST | 10 | 2009 | 12 | 1988 | Imperial | 32.8041 | -115.2475
34691 | Ormat Nevada Inc | 50764 | Ormesa IE | IPP Non-CHP | CA | OE12 | 1.2 | 0.6 | Geothermal | GEO | ST | 10 | 2009 | 12 | 1988 | Imperial | 32.8041 | -115.2475
34691 | Ormat Nevada Inc | 50764 | Ormesa IE | IPP Non-CHP | CA | OEC1 | 1.2 | 1 | Geothermal | GEO | ST | 10 | 2009 | 12 | 1988 | Imperial | 32.8041 | -115.2475
34691 | Ormat Nevada Inc | 50764 | Ormesa IE | IPP Non-CHP | CA | OEC2 | 1.2 | 0.6 | Geothermal | GEO | ST | 10 | 2009 | 12 | 1988 | Imperial | 32.8041 | -115.2475
34691 | Ormat Nevada Inc | 50764 | Ormesa IE | IPP Non-CHP | CA | OEC3 | 1.2 | 1 | Geothermal | GEO | ST | 10 | 2009 | 12 | 1988 | Imperial | 32.8041 | -115.2475
34691 | Ormat Nevada Inc | 50764 | Ormesa IE | IPP Non-CHP | CA | OEC4 | 1.2 | 0.6 | Geothermal | GEO | ST | 10 | 2009 | 12 | 1988 | Imperial | 32.8041 | -115.2475
34691 | Ormat Nevada Inc | 50764 | Ormesa IE | IPP Non-CHP | CA | OEC5 | 1.2 | 1 | Geothermal | GEO | ST | 10 | 2009 | 12 | 1988 | Imperial | 32.8041 | -115.2475
34691 | Ormat Nevada Inc | 50764 | Ormesa IE | IPP Non-CHP | CA | OEC6 | 1.2 | 0.6 | Geothermal | GEO | ST | 10 | 2009 | 12 | 1988 | Imperial | 32.8041 | -115.2475
34691 | Ormat Nevada Inc | 50764 | Ormesa IE | IPP Non-CHP | CA | OEC7 | 1.2 | 1 | Geothermal | GEO | ST | 10 | 2009 | 12 | 1988 | Imperial | 32.8041 | -115.2475
34691 | Ormat Nevada Inc | 50764 | Ormesa IE | IPP Non-CHP | CA | OEC8 | 1.2 | 0.6 | Geothermal | GEO | ST | 10 | 2009 | 12 | 1988 | Imperial | 32.8041 | -115.2475
34691 | Ormat Nevada Inc | 50764 | Ormesa IE | IPP Non-CHP | CA | OEC9 | 1.2 | 1 | Geothermal | GEO | ST | 10 | 2009 | 12 | 1988 | Imperial | 32.8041 | -115.2475
59875 | Olin Blue Cube Operations | 52120 | Freeport Energy | Industrial CHP | TX | G-36 | 119 | 99 | Natural Gas Fired Combined Cycle | NG | CT | 10 | 2009 | 2 | 1983 | Brazoria | 28.9913 | -95.4075
9765 | John Deere Dubuque Works | 54414 | John Deere Dubuque Works | Industrial Non-CHP | IA | GEN3 | 3 | 1.5 | Conventional Steam Coal | BIT | ST | 10 | 2009 | 11 | 1989 | Dubuque | 42.5734 | -90.6926
7011 | Gas Recovery Services-IL Inc | 55592 | Mallard Lake Electric | IPP Non-CHP | IL | 3 | 5 | 3.8 | Landfill Gas | LFG | CT | 10 | 2009 | 10 | 1997 | DuPage | 41.9527 | -88.1437
16955 | City of Seward - (AK) | 92 | Seward (AK) | Electric Utility | AK | 1 | 1.5 | 1 | Petroleum Liquids | DFO | IC | 9 | 2009 | 4 | 1965 | Kenai Peninsula | 60.1309 | -149.435
16955 | City of Seward - (AK) | 92 | Seward (AK) | Electric Utility | AK | 2 | 1.5 | 1 | Petroleum Liquids | DFO | IC | 9 | 2009 | 4 | 1965 | Kenai Peninsula | 60.1309 | -149.435
54907 | ReNu Power Holdings LLC | 3443 | Victoria | IPP Non-CHP | TX | 4 | 75 | 69 | Natural Gas Steam Turbine | NG | ST | 9 | 2009 | 3 | 1955 | Victoria | 28.7883 | -97.01
55983 | Luminant Generation Company LLC | 50615 | TXU Sweetwater Generating Plant | IPP CHP | TX | STG1 | 101 | 76 | Natural Gas Fired Combined Cycle | NG | CA | 9 | 2009 | 6 | 1989 | Nolan | 32.4928 | -100.365
9205 | Illinois Electricial Gen Partn | 55761 | Devonshire Power Partners LLC | IPP Non-CHP | IL | DO3 | 1.1 | 1 | Landfill Gas | LFG | IC | 9 | 2009 | 12 | 1997 | Cook | 41.645 | -87.6011
9205 | Illinois Electricial Gen Partn | 55761 | Devonshire Power Partners LLC | IPP Non-CHP | IL | DO4 | 1.1 | 1 | Landfill Gas | LFG | IC | 9 | 2009 | 12 | 1997 | Cook | 41.645 | -87.6011
9205 | Illinois Electricial Gen Partn | 55761 | Devonshire Power Partners LLC | IPP Non-CHP | IL | DO5 | 1.1 | 1 | Landfill Gas | LFG | IC | 9 | 2009 | 12 | 1997 | Cook | 41.645 | -87.6011
986 | Aurora Energy LLC | 79 | Aurora Energy LLC Chena | IPP CHP | AK | 3 | 1.5 | 1.5 | Conventional Steam Coal | SUB | ST | 8 | 2009 | 6 | 1952 | Fairbanks North Star | 64.8477 | -147.7351
22142 | Santa Cruz Cogeneration Assoc | 50064 | Univ of Calif Santa Cruz Cogeneration | Commercial CHP | CA | 002 | 0.2 | 0.2 | Natural Gas Internal Combustion Engine | NG | IC | 8 | 2009 | 9 | 1988 | Santa Cruz | 36.9997 | -122.0622
7019 | Gay & Robinson Inc | 50333 | Gay Robinson | Industrial Non-CHP | HI | DSL1 | 0.4 | 0.4 | Petroleum Liquids | DFO | IC | 8 | 2009 | 11 | 1972 | KAUAI | 21.9178 | -159.6294
7019 | Gay & Robinson Inc | 50333 | Gay Robinson | Industrial Non-CHP | HI | DSL4 | 0.4 | 0.4 | Petroleum Liquids | DFO | IC | 8 | 2009 | 11 | 1972 | KAUAI | 21.9178 | -159.6294
19272 | Doyon Utilities - Fort Greely | 54834 | Fort Greely Power Plant | Commercial Non-CHP | AK | EN-1 | 1 | 1 | Petroleum Liquids | DFO | IC | 8 | 2009 | 1 | 1954 | SOUTHEAST FAIRBANKS | 63.9736 | -145.7166
19272 | Doyon Utilities - Fort Greely | 54834 | Fort Greely Power Plant | Commercial Non-CHP | AK | EN-2 | 1 | 1 | Petroleum Liquids | DFO | IC | 8 | 2009 | 1 | 1954 | SOUTHEAST FAIRBANKS | 63.9736 | -145.7166
19272 | Doyon Utilities - Fort Greely | 54834 | Fort Greely Power Plant | Commercial Non-CHP | AK | EN-3 | 1 | 1 | Petroleum Liquids | DFO | IC | 8 | 2009 | 1 | 1954 | SOUTHEAST FAIRBANKS | 63.9736 | -145.7166
19102 | Transcontinental Gas PL Corp | 54743 | District 100 Transco Gas Pipe Line | Commercial Non-CHP | AL | 001 | 0.8 | 0.7 | All Other | WH | ST | 7 | 2009 | 6 | 1951 | Chilton | 32.6689 | -86.72
19102 | Transcontinental Gas PL Corp | 54743 | District 100 Transco Gas Pipe Line | Commercial Non-CHP | AL | 002 | 0.8 | 0.7 | All Other | WH | ST | 7 | 2009 | 6 | 1951 | Chilton | 32.6689 | -86.72
7011 | Gas Recovery Services-IL Inc | 55591 | Rockford Electric | IPP Non-CHP | IL | 1 | 1 | 0.9 | Landfill Gas | LFG | IC | 7 | 2009 | 1 | 1996 | Ogle | 41.9972 | -89.3175
7011 | Gas Recovery Services-IL Inc | 55591 | Rockford Electric | IPP Non-CHP | IL | 2 | 1 | 0.9 | Landfill Gas | LFG | IC | 7 | 2009 | 1 | 1996 | Ogle | 41.9972 | -89.3175
6455 | Duke Energy Florida, Inc | 634 | P L Bartow | Electric Utility | FL | ST1 | 127.5 | 122 | Petroleum Liquids | RFO | ST | 6 | 2009 | 9 | 1958 | Pinellas | 27.8595 | -82.6018
6455 | Duke Energy Florida, Inc | 634 | P L Bartow | Electric Utility | FL | ST2 | 127.5 | 103 | Petroleum Liquids | RFO | ST | 6 | 2009 | 8 | 1961 | Pinellas | 27.8595 | -82.6018
6455 | Duke Energy Florida, Inc | 634 | P L Bartow | Electric Utility | FL | ST3 | 239.3 | 201 | Petroleum Liquids | RFO | ST | 6 | 2009 | 7 | 1963 | Pinellas | 27.8595 | -82.6018
19856 | City of Vineland - (NJ) | 2434 | Howard Down | Electric Utility | NJ | 8 | 12.5 | 11 | Petroleum Liquids | RFO | ST | 6 | 2009 | 10 | 1955 | Cumberland | 39.4889 | -75.0347
55983 | Luminant Generation Company LLC | 3454 | North Lake | IPP Non-CHP | TX | 1 | 176.8 | 175 | Natural Gas Steam Turbine | NG | ST | 5 | 2009 | 12 | 1959 | Dallas | 32.9506 | -96.975
55983 | Luminant Generation Company LLC | 3454 | North Lake | IPP Non-CHP | TX | 2 | 170.4 | 175 | Natural Gas Steam Turbine | NG | ST | 5 | 2009 | 12 | 1961 | Dallas | 32.9506 | -96.975
55983 | Luminant Generation Company LLC | 3454 | North Lake | IPP Non-CHP | TX | 3 | 361.3 | 365 | Natural Gas Steam Turbine | NG | ST | 5 | 2009 | 7 | 1964 | Dallas | 32.9506 | -96.975
56398 | DTE Pontiac North LLC | 10111 | DTE Pontiac North LLC | IPP CHP | MI | GEN1 | 28.9 | 19 | Conventional Steam Coal | BIT | ST | 5 | 2009 | 10 | 1987 | Oakland | 42.6603 | -83.2983
50006 | Invista | 10793 | Seaford Delaware Plant | Industrial CHP | DE | GEN2 | 10 | 9 | Conventional Steam Coal | BIT | ST | 5 | 2009 | 1 | 1939 | Sussex | 38.6311 | -75.6261
21148 | Zapco Energy Tactics Corp | 50348 | Oceanside Energy | IPP Non-CHP | NY | OS1 | 0.7 | 0.6 | Landfill Gas | LFG | IC | 5 | 2009 | 10 | 1990 | Nassau | 40.6369 | -73.6383
17543 | South Carolina Public Service Authority | 56130 | Cornell Dubilier | Electric Utility | SC | 1 | 2.9 |  | Petroleum Liquids | DFO | IC | 5 | 2009 | 7 | 2003 | Pickens | 34.8158 | -82.6986
9617 | JEA | 666 | J D Kennedy | Electric Utility | FL | GT3 | 56.2 | 54 | Petroleum Liquids | DFO | GT | 4 | 2009 | 8 | 1973 | Duval | 30.3648 | -81.626
49756 | Illinois Power Resources Generating LLC | 860 | Sterling Avenue | Electric Utility | IL | 1 | 18 | 15 | Natural Gas Fired Combustion Turbine | NG | GT | 4 | 2009 | 12 | 1967 | Peoria | 40.6253 | -89.6311
49756 | Illinois Power Resources Generating LLC | 860 | Sterling Avenue | Electric Utility | IL | 2 | 18 | 15 | Natural Gas Fired Combustion Turbine | NG | GT | 4 | 2009 | 12 | 1967 | Peoria | 40.6253 | -89.6311
13781 | Northern States Power Co - Minnesota | 1927 | Riverside (MN) | Electric Utility | MN | 8 | 238.8 | 227 | Conventional Steam Coal | SUB | ST | 4 | 2009 | 4 | 1964 | Hennepin | 45.0203 | -93.2753
54888 | NRG Texas Power LLC | 3468 | Sam Bertron | IPP Non-CHP | TX | GT1 | 32.6 | 20 | Natural Gas Fired Combustion Turbine | NG | GT | 4 | 2009 | 7 | 1967 | Harris | 29.7268 | -95.0598
56150 | ArcelorMittal USA Inc | 10211 | 2 AC Station | Industrial CHP | IN | 10TG | 20 | 18 | Other Gases | BFG | ST | 4 | 2009 | 1 | 1948 | Lake | 41.6628 | -87.4444
56150 | ArcelorMittal USA Inc | 10211 | 2 AC Station | Industrial CHP | IN | 11TG | 20 | 18 | Other Gases | BFG | ST | 4 | 2009 | 3 | 1950 | Lake | 41.6628 | -87.4444
56150 | ArcelorMittal USA Inc | 10211 | 2 AC Station | Industrial CHP | IN | 8TG | 11.2 | 10 | Other Gases | BFG | ST | 4 | 2009 | 1 | 1926 | Lake | 41.6628 | -87.4444
50081 | AE Operations LLC | 54373 | Southbridge Energy Center LLC | Industrial CHP | MA | ENG3 | 1.3 | 1.3 | Natural Gas Internal Combustion Engine | NG | IC | 4 | 2009 | 1 | 2001 | Worcester | 42.0736 | -72.0219
6035 | Exelon Power | 3453 | Mountain Creek | IPP Non-CHP | TX | 2 | 31.2 | 24 | Natural Gas Steam Turbine | NG | ST | 3 | 2009 | 12 | 1945 | Dallas | 32.7231 | -96.9358
6035 | Exelon Power | 3453 | Mountain Creek | IPP Non-CHP | TX | 3 | 74.9 | 70 | Natural Gas Steam Turbine | NG | ST | 3 | 2009 | 5 | 1949 | Dallas | 32.7231 | -96.9358
7833 | Gwitchyaa Zhee Utility Co | 7174 | Gwitchyaa Zhee | Electric Utility | AK | 3 | 0.6 | 0.4 | Petroleum Liquids | DFO | IC | 3 | 2009 | 9 | 1990 | Yukon Koyukuk | 66.5208 | -145.3064
5352 | Dow Chemical Co - St Charles | 50152 | Dow St Charles Operations | Industrial CHP | LA | CTG | 10 | 10 | Natural Gas Fired Combined Cycle | NG | CA | 3 | 2009 | 4 | 1987 | St Charles | 29.9861 | -90.4414
15912 | Resource Technology Corp | 55057 | Biodyne Peoria | IPP Non-CHP | IL | 001 | 0.8 | 0.8 | Landfill Gas | LFG | IC | 3 | 2009 | 12 | 1997 | Peoria | 40.7942 | -89.8436
15912 | Resource Technology Corp | 55057 | Biodyne Peoria | IPP Non-CHP | IL | 002 | 0.8 | 0.8 | Landfill Gas | LFG | IC | 3 | 2009 | 12 | 1997 | Peoria | 40.7942 | -89.8436
15912 | Resource Technology Corp | 55057 | Biodyne Peoria | IPP Non-CHP | IL | 003 | 0.8 | 0.8 | Landfill Gas | LFG | IC | 3 | 2009 | 12 | 1997 | Peoria | 40.7942 | -89.8436
15912 | Resource Technology Corp | 55057 | Biodyne Peoria | IPP Non-CHP | IL | 004 | 0.8 | 0.8 | Landfill Gas | LFG | IC | 3 | 2009 | 12 | 1997 | Peoria | 40.7942 | -89.8436
15912 | Resource Technology Corp | 55057 | Biodyne Peoria | IPP Non-CHP | IL | 005 | 0.8 | 0.8 | Landfill Gas | LFG | IC | 3 | 2009 | 12 | 1997 | Peoria | 40.7942 | -89.8436
15912 | Resource Technology Corp | 55060 | Biodyne Lyons | IPP Non-CHP | IL | 001 | 0.9 | 0.9 | Landfill Gas | LFG | IC | 3 | 2009 | 12 | 1997 | Cook | 41.7989 | -87.825
15912 | Resource Technology Corp | 55060 | Biodyne Lyons | IPP Non-CHP | IL | 002 | 0.9 | 0.9 | Landfill Gas | LFG | IC | 3 | 2009 | 12 | 1997 | Cook | 41.7989 | -87.825
15912 | Resource Technology Corp | 55060 | Biodyne Lyons | IPP Non-CHP | IL | 003 | 0.9 | 0.9 | Landfill Gas | LFG | IC | 3 | 2009 | 12 | 1997 | Cook | 41.7989 | -87.825
15912 | Resource Technology Corp | 55060 | Biodyne Lyons | IPP Non-CHP | IL | 004 | 0.9 | 0.9 | Landfill Gas | LFG | IC | 3 | 2009 | 12 | 1997 | Cook | 41.7989 | -87.825
15912 | Resource Technology Corp | 55060 | Biodyne Lyons | IPP Non-CHP | IL | 005 | 0.9 | 0.9 | Landfill Gas | LFG | IC | 3 | 2009 | 12 | 1997 | Cook | 41.7989 | -87.825
13870 | Nushagak Electric Coop, Inc | 109 | Dillingham | Electric Utility | AK | 3 | 0.3 | 0.3 | Petroleum Liquids | DFO | IC | 2 | 2009 | 1 | 1961 | Dillingham | 59.6708 | -157.89
10538 | City of La Plata - (MO) | 2140 | La Plata | Electric Utility | MO | 6 | 1 | 0.9 | Petroleum Liquids | DFO | IC | 2 | 2009 | 4 | 1990 | Macon | 40.0244 | -92.4896
10538 | City of La Plata - (MO) | 2140 | La Plata | Electric Utility | MO | 7 | 1 | 0.9 | Petroleum Liquids | DFO | IC | 2 | 2009 | 4 | 1990 | Macon | 40.0244 | -92.4896
5352 | Dow Chemical Co - St Charles | 50152 | Dow St Charles Operations | Industrial CHP | LA | IGT | 9.6 | 9.6 | Natural Gas Fired Combined Cycle | NG | CT | 2 | 2009 | 3 | 1980 | St Charles | 29.9861 | -90.4414
21964 | University of New Mexico | 50905 | Univ New Mexico Cogen Plant | Commercial CHP | NM | 1 | 2.5 | 2.1 | Natural Gas Fired Combustion Turbine | NG | GT | 2 | 2009 | 5 | 1989 | Bernalillo | 35.1203 | -106.6097
21015 | City of Wrangell - (AK) | 95 | Wrangell | Electric Utility | AK | 5 | 0.5 | 0.5 | Petroleum Liquids | DFO | IC | 1 | 2009 | 88 | 1964 | Wrangell Petersburg | 56.461 | -132.3794
21015 | City of Wrangell - (AK) | 95 | Wrangell | Electric Utility | AK | 7 | 0.5 | 0.5 | Petroleum Liquids | DFO | IC | 1 | 2009 | 88 | 1970 | Wrangell Petersburg | 56.461 | -132.3794
21533 | City of Minneapolis - (KS) | 1307 | Minneapolis City of | Electric Utility | KS | 1 | 0.4 | 0.4 | Petroleum Liquids | DFO | IC | 1 | 2009 | 88 | 1936 | OTTAWA | 39.1194 | -97.7086
21533 | City of Minneapolis - (KS) | 1307 | Minneapolis City of | Electric Utility | KS | 2 | 0.7 | 0.5 | Natural Gas Internal Combustion Engine | NG | IC | 1 | 2009 | 88 | 1947 | OTTAWA | 39.1194 | -97.7086
14199 | City of Osage City - (KS) | 1313 | Osage City | Electric Utility | KS | 9 | 0.8 | 0.7 | Petroleum Liquids | DFO | IC | 1 | 2009 | 6 | 2001 | OSAGE | 38.6332 | -95.8277
13480 | New Prague Utilities Comm | 1999 | New Prague | Electric Utility | MN | 1 | 1.4 | 1 | Natural Gas Internal Combustion Engine | NG | IC | 1 | 2009 | 8 | 1948 | Le Sueur | 44.5431 | -93.5731
14246 | City of Owatonna - (MN) | 2003 | Owatonna | Electric Utility | MN | 5 | 6 | 5 | Natural Gas Steam Turbine | NG | ST | 1 | 2009 | 5 | 1957 | Steele | 44.0833 | -93.23
2172 | Brazos Electric Power Coop Inc | 3627 | North Texas | Electric Utility | TX | 3 | 38 | 38 | Natural Gas Steam Turbine | NG | ST | 1 | 2009 | 7 | 1963 | Parker | 32.7788 | -97.6945
6915 | Galena Electric Utility | 7437 | Galena Electric Utility | Electric Utility | AK | 3 | 0.8 | 0.7 | Petroleum Liquids | DFO | IC | 1 | 2009 | 1 | 1990 | Yukon Koyukuk | 64.7442 | -156.8736
26840 | Port Townsend Paper Co | 50544 | Port Townsend Paper | Industrial CHP | WA | GEN2 | 3 | 3 | Wood/Wood Waste Biomass | BLQ | ST | 1 | 2009 | 1 | 1929 | Jefferson | 48.0931 | -122.7958
54842 | WM Renewable Energy LLC | 50565 | Monroe Livingston Gas Recovery | IPP Non-CHP | NY | GEN3 | 0.8 | 0.8 | Landfill Gas | LFG | IC | 1 | 2009 | 12 | 1988 | Monroe | 42.9903 | -77.8011
50131 | Enel Stillwater LLC | 50765 | Stillwater Facility | IPP Non-CHP | NV | OE11 | 1.5 | 0.6 | Geothermal | GEO | BT | 1 | 2009 | 4 | 1989 | Churchill | 39.5475 | -118.5556
50131 | Enel Stillwater LLC | 50765 | Stillwater Facility | IPP Non-CHP | NV | OE12 | 1.5 | 0.6 | Geothermal | GEO | BT | 1 | 2009 | 4 | 1989 | Churchill | 39.5475 | -118.5556
50131 | Enel Stillwater LLC | 50765 | Stillwater Facility | IPP Non-CHP | NV | OE13 | 1.5 | 0.7 | Geothermal | GEO | BT | 1 | 2009 | 4 | 1989 | Churchill | 39.5475 | -118.5556
50131 | Enel Stillwater LLC | 50765 | Stillwater Facility | IPP Non-CHP | NV | OE14 | 1.5 | 0.7 | Geothermal | GEO | BT | 1 | 2009 | 4 | 1989 | Churchill | 39.5475 | -118.5556
50131 | Enel Stillwater LLC | 50765 | Stillwater Facility | IPP Non-CHP | NV | OE15 | 1.5 | 0.6 | Geothermal | GEO | BT | 1 | 2009 | 4 | 1989 | Churchill | 39.5475 | -118.5556
50131 | Enel Stillwater LLC | 50765 | Stillwater Facility | IPP Non-CHP | NV | OE16 | 1.5 | 0.7 | Geothermal | GEO | BT | 1 | 2009 | 4 | 1989 | Churchill | 39.5475 | -118.5556
50131 | Enel Stillwater LLC | 50765 | Stillwater Facility | IPP Non-CHP | NV | OE17 | 1.5 | 0.6 | Geothermal | GEO | BT | 1 | 2009 | 4 | 1989 | Churchill | 39.5475 | -118.5556
50131 | Enel Stillwater LLC | 50765 | Stillwater Facility | IPP Non-CHP | NV | OE21 | 1.5 | 0.6 | Geothermal | GEO | BT | 1 | 2009 | 4 | 1989 | Churchill | 39.5475 | -118.5556
50131 | Enel Stillwater LLC | 50765 | Stillwater Facility | IPP Non-CHP | NV | OE22 | 1.5 | 0.5 | Geothermal | GEO | BT | 1 | 2009 | 4 | 1989 | Churchill | 39.5475 | -118.5556
50131 | Enel Stillwater LLC | 50765 | Stillwater Facility | IPP Non-CHP | NV | OE23 | 1.5 | 0.6 | Geothermal | GEO | BT | 1 | 2009 | 4 | 1989 | Churchill | 39.5475 | -118.5556
50131 | Enel Stillwater LLC | 50765 | Stillwater Facility | IPP Non-CHP | NV | OE24 | 1.5 | 0.6 | Geothermal | GEO | BT | 1 | 2009 | 4 | 1989 | Churchill | 39.5475 | -118.5556
50131 | Enel Stillwater LLC | 50765 | Stillwater Facility | IPP Non-CHP | NV | OE25 | 1.5 | 0.6 | Geothermal | GEO | BT | 1 | 2009 | 4 | 1989 | Churchill | 39.5475 | -118.5556
50131 | Enel Stillwater LLC | 50765 | Stillwater Facility | IPP Non-CHP | NV | OE26 | 1.5 | 0.6 | Geothermal | GEO | BT | 1 | 2009 | 4 | 1989 | Churchill | 39.5475 | -118.5556
50131 | Enel Stillwater LLC | 50765 | Stillwater Facility | IPP Non-CHP | NV | OE27 | 1.5 | 0.5 | Geothermal | GEO | BT | 1 | 2009 | 4 | 1989 | Churchill | 39.5475 | -118.5556
20508 | MeadWestvaco Corp | 50900 | Covington Facility | Industrial CHP | VA | GEN6 | 5.5 | 5.5 | Wood/Wood Waste Biomass | BLQ | ST | 1 | 2009 | 1 | 1930 | Covington City | 37.7997 | -79.9947
10056 | City of Kaukauna | 54885 | Kimberly Mill | Industrial Non-CHP | WI | 3TB | 15.9 | 15.9 | Natural Gas Steam Turbine | NG | ST | 1 | 2009 | 1 | 1980 | Outagamie | 44.2769 | -88.3344
10056 | City of Kaukauna | 54885 | Kimberly Mill | Industrial Non-CHP | WI | 4TB | 19.3 | 19.3 | Natural Gas Steam Turbine | NG | ST | 1 | 2009 | 1 | 1968 | Outagamie | 44.2769 | -88.3344
18454 | Tampa Electric Co | 645 | Big Bend | Electric Utility | FL | GT1 | 18 | 10 | Petroleum Liquids | DFO | GT | 12 | 2008 | 2 | 1969 | Hillsborough | 27.7944 | -82.4036
18454 | Tampa Electric Co | 645 | Big Bend | Electric Utility | FL | GT2 | 78.7 | 49 | Petroleum Liquids | DFO | GT | 12 | 2008 | 11 | 1974 | Hillsborough | 27.7944 | -82.4036
18454 | Tampa Electric Co | 645 | Big Bend | Electric Utility | FL | GT3 | 78.7 | 39 | Petroleum Liquids | DFO | GT | 12 | 2008 | 11 | 1974 | Hillsborough | 27.7944 | -82.4036
19856 | City of Vineland - (NJ) | 2434 | Howard Down | Electric Utility | NJ | 5 | 4 | 3 | Petroleum Liquids | RFO | ST | 12 | 2008 | 88 | 1942 | Cumberland | 39.4889 | -75.0347
19856 | City of Vineland - (NJ) | 2434 | Howard Down | Electric Utility | NJ | 6 | 5 | 4 | Petroleum Liquids | RFO | ST | 12 | 2008 | 88 | 1949 | Cumberland | 39.4889 | -75.0347
19856 | City of Vineland - (NJ) | 2434 | Howard Down | Electric Utility | NJ | 7 | 7.5 | 8 | Petroleum Liquids | RFO | ST | 12 | 2008 | 12 | 1952 | Cumberland | 39.4889 | -75.0347
10830 | City of Lebanon - (OH) | 2921 | Lebanon | Electric Utility | OH | 3 | 1.2 | 1.3 | Petroleum Liquids | DFO | IC | 12 | 2008 | 1 | 1949 | Warren | 39.4322 | -84.2109
10830 | City of Lebanon - (OH) | 2921 | Lebanon | Electric Utility | OH | 4 | 1.2 | 1.3 | Petroleum Liquids | DFO | IC | 12 | 2008 | 1 | 1950 | Warren | 39.4322 | -84.2109
54907 | ReNu Power Holdings LLC | 3443 | Victoria | IPP Non-CHP | TX | 6 | 261 | 250 | Natural Gas Steam Turbine | NG | ST | 12 | 2008 | 5 | 1968 | Victoria | 28.7883 | -97.01
3102 | Mosaic Company | 50510 | Mosaic Co Mulberry Facility | Industrial CHP | FL | CGN1 | 21 | 19.5 | All Other | OTH | ST | 12 | 2008 | 5 | 1985 | Polk | 27.8917 | -81.925
17345 | Small Hydro of Texas Inc | 55000 | Small Hydro of Texas | IPP Non-CHP | TX | 01 | 0.5 | 0.4 | Conventional Hydroelectric | WAT | HY | 12 | 2008 | 12 | 1992 | DeWitt | 29.1297 | -97.3112
17345 | Small Hydro of Texas Inc | 55000 | Small Hydro of Texas | IPP Non-CHP | TX | 02 | 0.5 | 0.4 | Conventional Hydroelectric | WAT | HY | 12 | 2008 | 3 | 1993 | DeWitt | 29.1297 | -97.3112
17345 | Small Hydro of Texas Inc | 55000 | Small Hydro of Texas | IPP Non-CHP | TX | 03 | 0.5 | 0.4 | Conventional Hydroelectric | WAT | HY | 12 | 2008 | 6 | 1993 | DeWitt | 29.1297 | -97.3112
9205 | Illinois Electricial Gen Partn | 55761 | Devonshire Power Partners LLC | IPP Non-CHP | IL | DO1 | 1.1 | 1 | Landfill Gas | LFG | IC | 12 | 2008 | 12 | 1997 | Cook | 41.645 | -87.6011
9205 | Illinois Electricial Gen Partn | 55761 | Devonshire Power Partners LLC | IPP Non-CHP | IL | DO2 | 1.1 | 1 | Landfill Gas | LFG | IC | 12 | 2008 | 12 | 1997 | Cook | 41.645 | -87.6011
49777 | SP Fiber Technologies NW LLC | 56124 | SPFT - Newberg Cogen | Industrial CHP | OR | GT1 | 54 | 41.6 | Natural Gas Fired Combustion Turbine | NG | GT | 12 | 2008 | 5 | 2002 | Yamhill | 45.2879 | -122.9627
22500 | Westar Energy Inc | 56219 | Westar Wind | Electric Utility | KS | J1 | 0.7 | 0.8 | Onshore Wind Turbine | WND | WT | 12 | 2008 | 5 | 1999 | Pottawatomie | 39.2983 | -96.5739
22500 | Westar Energy Inc | 56219 | Westar Wind | Electric Utility | KS | J2 | 0.7 | 0.8 | Onshore Wind Turbine | WND | WT | 12 | 2008 | 5 | 1999 | Pottawatomie | 39.2983 | -96.5739
2053 | Bowater Newport Coosa Pines Op | 54216 | U S Alliance Coosa Pines | Industrial CHP | AL | AOW1 | 5 | 4.7 | Conventional Steam Coal | BIT | ST | 11 | 2008 | 1 | 1942 | Talladega | 33.3281 | -86.3568
2053 | Bowater Newport Coosa Pines Op | 54216 | U S Alliance Coosa Pines | Industrial CHP | AL | AOW2 | 5 | 4.7 | Conventional Steam Coal | BIT | ST | 11 | 2008 | 1 | 1942 | Talladega | 33.3281 | -86.3568
2053 | Bowater Newport Coosa Pines Op | 54216 | U S Alliance Coosa Pines | Industrial CHP | AL | AOW4 | 5 | 4.7 | Conventional Steam Coal | BIT | ST | 11 | 2008 | 1 | 1942 | Talladega | 33.3281 | -86.3568
2053 | Bowater Newport Coosa Pines Op | 54216 | U S Alliance Coosa Pines | Industrial CHP | AL | AOW5 | 5 | 4.7 | Conventional Steam Coal | BIT | ST | 11 | 2008 | 1 | 1942 | Talladega | 33.3281 | -86.3568
10023 | TC Ravenswood LLC | 2500 | Ravenswood | IPP Non-CHP | NY | GT8 | 25 |  | Natural Gas Fired Combustion Turbine | NG | GT | 10 | 2008 | 6 | 1969 | Queens | 40.7592 | -73.9461
54907 | ReNu Power Holdings LLC | 3438 | J L Bates | IPP Non-CHP | TX | 1 | 75 | 72 | Natural Gas Steam Turbine | NG | ST | 10 | 2008 | 6 | 1958 | Hidalgo | 26.2222 | -98.3944
54907 | ReNu Power Holdings LLC | 3438 | J L Bates | IPP Non-CHP | TX | 2 | 113.7 | 110 | Natural Gas Steam Turbine | NG | ST | 10 | 2008 | 5 | 1960 | Hidalgo | 26.2222 | -98.3944
6915 | Galena Electric Utility | 7437 | Galena Electric Utility | Electric Utility | AK | 6A | 0.4 | 0.4 | Petroleum Liquids | DFO | IC | 10 | 2008 | 8 | 1997 | Yukon Koyukuk | 64.7442 | -156.8736
6909 | Gainesville Regional Utilities | 7963 | South West Landfill | Electric Utility | FL | 1 | 0.8 | 0.7 | Landfill Gas | LFG | IC | 10 | 2008 | 11 | 2003 | Alachua | 29.5131 | -82.5481
6909 | Gainesville Regional Utilities | 7963 | South West Landfill | Electric Utility | FL | 2 | 0.8 | 0.7 | Landfill Gas | LFG | IC | 10 | 2008 | 11 | 2003 | Alachua | 29.5131 | -82.5481
6909 | Gainesville Regional Utilities | 7963 | South West Landfill | Electric Utility | FL | 3 | 0.8 | 0.7 | Landfill Gas | LFG | IC | 10 | 2008 | 11 | 2003 | Alachua | 29.5131 | -82.5481
12869 | Monterey Regional Waste Mgmt | 10748 | Marina Landfill Gas | Commercial Non-CHP | CA | G4 | 0.9 | 0.9 | Landfill Gas | LFG | IC | 10 | 2008 | 3 | 1997 | Monterey | 36.7131 | -121.7686
772 | Archer Daniels Midland Co | 10860 | Archer Daniels Midland Clinton | Industrial CHP | IA | GEN1 | 7.5 | 7.5 | Conventional Steam Coal | BIT | ST | 10 | 2008 | 1 | 1954 | Clinton | 41.8206 | -90.2097
772 | Archer Daniels Midland Co | 10860 | Archer Daniels Midland Clinton | Industrial CHP | IA | GEN2 | 3.5 | 3.5 | Conventional Steam Coal | BIT | ST | 10 | 2008 | 1 | 1940 | Clinton | 41.8206 | -90.2097
772 | Archer Daniels Midland Co | 10860 | Archer Daniels Midland Clinton | Industrial CHP | IA | GEN3 | 9.4 | 9.4 | Conventional Steam Coal | BIT | ST | 10 | 2008 | 1 | 1965 | Clinton | 41.8206 | -90.2097
772 | Archer Daniels Midland Co | 10860 | Archer Daniels Midland Clinton | Industrial CHP | IA | GEN4 | 4 | 4 | Conventional Steam Coal | BIT | ST | 10 | 2008 | 1 | 1974 | Clinton | 41.8206 | -90.2097
772 | Archer Daniels Midland Co | 10860 | Archer Daniels Midland Clinton | Industrial CHP | IA | GEN5 | 7 | 7 | Conventional Steam Coal | BIT | ST | 10 | 2008 | 4 | 1991 | Clinton | 41.8206 | -90.2097
54843 | WM Illinois Renewable Energy LLC | 50575 | Lake Gas Recovery | IPP Non-CHP | IL | GEN1 | 3 | 2.9 | Landfill Gas | LFG | GT | 10 | 2008 | 8 | 1988 | Cook | 42.1063 | -87.8137
13809 | NorthWestern Energy - (SD) | 3346 | Mobile Unit | Electric Utility | SD | 1 | 0.5 | 0.5 | Petroleum Liquids | DFO | IC | 9 | 2008 | 0 | 1955 | Beadle | 44.3784 | -98.4629
49979 | Topaz Power Group LLC | 3439 | Laredo | IPP Non-CHP | TX | 1 | 34.5 | 32 | Natural Gas Steam Turbine | NG | ST | 9 | 2008 | 5 | 1951 | Webb | 27.5667 | -99.5089
49979 | Topaz Power Group LLC | 3439 | Laredo | IPP Non-CHP | TX | 2 | 37.5 | 32 | Natural Gas Steam Turbine | NG | ST | 9 | 2008 | 5 | 1955 | Webb | 27.5667 | -99.5089
49979 | Topaz Power Group LLC | 3439 | Laredo | IPP Non-CHP | TX | 3 | 115.2 | 105 | Natural Gas Steam Turbine | NG | ST | 9 | 2008 | 8 | 1975 | Webb | 27.5667 | -99.5089
20847 | Wisconsin Electric Power Co | 4041 | South Oak Creek | Electric Utility | WI | 9 | 19.6 | 18 | Natural Gas Fired Combustion Turbine | NG | GT | 9 | 2008 | 12 | 1968 | Milwaukee | 42.8457 | -87.8294
18963 | Inside Passage Elec Coop, Inc | 7462 | Angoon | Electric Utility | AK | 1 | 0.4 | 0.4 | Petroleum Liquids | DFO | IC | 9 | 2008 | 6 | 1975 | Skagway Hoonah Angoon | 57.4992 | -134.5861
57160 | DuPont Sabine River Works | 10789 | Sabine River Works | Industrial CHP | TX | GEN4 | 6.2 | 5 | Natural Gas Fired Combined Cycle | NG | CA | 9 | 2008 | 1 | 1948 | Orange | 30.0552 | -93.7579
7011 | Gas Recovery Services-IL Inc | 55593 | Quad Cities | IPP Non-CHP | IL | 1 | 1 | 0.9 | Landfill Gas | LFG | IC | 9 | 2008 | 9 | 1998 | Rock Island | 41.3744 | -90.5222
7011 | Gas Recovery Services-IL Inc | 55593 | Quad Cities | IPP Non-CHP | IL | 2 | 1 | 1 | Landfill Gas | LFG | IC | 9 | 2008 | 6 | 2002 | Rock Island | 41.3744 | -90.5222
3813 | Village of Clinton - (MI) | 1818 | Clinton | Electric Utility | MI | 3 | 0.4 |  | Petroleum Liquids | DFO | IC | 8 | 2008 | 88 | 1955 | LENAWEE | 42.0682 | -83.976
3813 | Village of Clinton - (MI) | 1818 | Clinton | Electric Utility | MI | 4 | 0.4 | 0.4 | Petroleum Liquids | DFO | IC | 8 | 2008 | 88 | 1955 | LENAWEE | 42.0682 | -83.976
3813 | Village of Clinton - (MI) | 1818 | Clinton | Electric Utility | MI | 5 | 0.4 | 0.4 | Petroleum Liquids | DFO | IC | 8 | 2008 | 88 | 1955 | LENAWEE | 42.0682 | -83.976
9205 | Illinois Electricial Gen Partn | 55768 | Avon Energy Partners LLC | IPP Non-CHP | IL | CH2 | 1.1 | 0.9 | Landfill Gas | LFG | IC | 8 | 2008 | 2 | 1997 | Cook | 41.6742 | -87.5786
9417 | Interstate Power and Light Co | 1052 | Ames Diesel Generating Station | Electric Utility | IA | 1 | 1 | 1 | Petroleum Liquids | DFO | IC | 7 | 2008 | 1 | 1960 | Story | 42.0133 | -93.5754
9417 | Interstate Power and Light Co | 1052 | Ames Diesel Generating Station | Electric Utility | IA | 2 | 1 | 1 | Petroleum Liquids | DFO | IC | 7 | 2008 | 1 | 1960 | Story | 42.0133 | -93.5754
4329 | Copper Valley Elec Assn, Inc | 6305 | Glennallen | Electric Utility | AK | 1 | 0.3 | 0.3 | Petroleum Liquids | DFO | IC | 7 | 2008 | 88 | 1959 | Valdez Cordova | 62.1104 | -145.5325
4329 | Copper Valley Elec Assn, Inc | 6305 | Glennallen | Electric Utility | AK | 2 | 0.3 | 0.3 | Petroleum Liquids | DFO | IC | 7 | 2008 | 88 | 1959 | Valdez Cordova | 62.1104 | -145.5325
5543 | E I DuPont De Nemours & Co | 10792 | Unifi Kinston LLC | Industrial CHP | NC | GEN1 | 7.5 | 8 | Conventional Steam Coal | BIT | ST | 7 | 2008 | 12 | 1952 | Lenoir | 35.3297 | -77.4767
5543 | E I DuPont De Nemours & Co | 10792 | Unifi Kinston LLC | Industrial CHP | NC | GEN2 | 7.5 | 8 | Conventional Steam Coal | BIT | ST | 7 | 2008 | 12 | 1952 | Lenoir | 35.3297 | -77.4767
34691 | Ormat Nevada Inc | 50762 | Ormesa IH | IPP Non-CHP | CA | OE13 | 1.2 | 1 | Geothermal | GEO | ST | 7 | 2008 | 12 | 1989 | Imperial | 32.7842 | -115.2475
34691 | Ormat Nevada Inc | 50762 | Ormesa IH | IPP Non-CHP | CA | OE23 | 1.2 | 0.6 | Geothermal | GEO | ST | 7 | 2008 | 12 | 1989 | Imperial | 32.7842 | -115.2475
34691 | Ormat Nevada Inc | 50766 | Ormesa I | IPP Non-CHP | CA | OE23 | 1.2 | 0.9 | Geothermal | GEO | ST | 7 | 2008 | 12 | 1986 | Imperial | 32.8156 | -115.2568
9205 | Illinois Electricial Gen Partn | 55768 | Avon Energy Partners LLC | IPP Non-CHP | IL | CH1 | 1.1 | 0.9 | Landfill Gas | LFG | IC | 7 | 2008 | 2 | 1997 | Cook | 41.6742 | -87.5786
20604 | City of Whittemore - (IA) | 1201 | Whittemore | Electric Utility | IA | 2 | 0.5 | 0.5 | Petroleum Liquids | DFO | IC | 6 | 2008 | 8 | 1956 | Kossuth | 43.0644 | -94.4219
10321 | City of Kingman - (KS) | 1296 | Kingman Municipal Power and Light Plant | Electric Utility | KS | 1 | 1.4 | 1.2 | Natural Gas Internal Combustion Engine | NG | IC | 6 | 2008 | 9 | 1955 | KINGMAN | 37.3831 | -98.0704
10321 | City of Kingman - (KS) | 1296 | Kingman Municipal Power and Light Plant | Electric Utility | KS | 5 | 1 | 0.8 | Natural Gas Internal Combustion Engine | NG | IC | 6 | 2008 | 5 | 1953 | KINGMAN | 37.3831 | -98.0704
6915 | Galena Electric Utility | 7437 | Galena Electric Utility | Electric Utility | AK | 5 | 0.8 | 0.7 | Petroleum Liquids | DFO | IC | 6 | 2008 | 1 | 1990 | Yukon Koyukuk | 64.7442 | -156.8736
55965 | Verso Corporation | 54857 | Niagara Mill | Industrial CHP | WI | 1ST | 2.5 | 2.5 | Conventional Steam Coal | BIT | ST | 6 | 2008 | 1 | 1940 | Marinette | 45.7725 | -87.9936
55965 | Verso Corporation | 54857 | Niagara Mill | Industrial CHP | WI | 2ST | 9.3 | 9.3 | Conventional Steam Coal | BIT | ST | 6 | 2008 | 1 | 1964 | Marinette | 45.7725 | -87.9936
6616 | Fort Pierce Utilities Authority | 658 | Henry D King | Electric Utility | FL | 5 | 8.3 | 8 | Natural Gas Fired Combined Cycle | NG | CA | 5 | 2008 | 1 | 1953 | St Lucie | 27.4486 | -80.3386
6616 | Fort Pierce Utilities Authority | 658 | Henry D King | Electric Utility | FL | 6 | 16.5 | 17 | Natural Gas Steam Turbine | NG | ST | 5 | 2008 | 12 | 1958 | St Lucie | 27.4486 | -80.3386
6616 | Fort Pierce Utilities Authority | 658 | Henry D King | Electric Utility | FL | 7 | 33 | 32 | Natural Gas Steam Turbine | NG | ST | 5 | 2008 | 1 | 1964 | St Lucie | 27.4486 | -80.3386
6616 | Fort Pierce Utilities Authority | 658 | Henry D King | Electric Utility | FL | 8 | 56.1 | 50 | Natural Gas Steam Turbine | NG | ST | 5 | 2008 | 5 | 1976 | St Lucie | 27.4486 | -80.3386
6616 | Fort Pierce Utilities Authority | 658 | Henry D King | Electric Utility | FL | 9 | 22.5 | 22.4 | Natural Gas Fired Combined Cycle | NG | CT | 5 | 2008 | 5 | 1990 | St Lucie | 27.4486 | -80.3386
6616 | Fort Pierce Utilities Authority | 658 | Henry D King | Electric Utility | FL | D1 | 2.7 | 3 | Petroleum Liquids | DFO | IC | 5 | 2008 | 4 | 1970 | St Lucie | 27.4486 | -80.3386
6616 | Fort Pierce Utilities Authority | 658 | Henry D King | Electric Utility | FL | D2 | 2.7 | 3 | Petroleum Liquids | DFO | IC | 5 | 2008 | 4 | 1970 | St Lucie | 27.4486 | -80.3386
15248 | Portland General Electric Co | 3044 | Bull Run Hydro | Electric Utility | OR | 1 | 5.2 | 5.5 | Conventional Hydroelectric | WAT | HY | 5 | 2008 | 12 | 1922 | Clackamas | 45.429 | -122.2339
15248 | Portland General Electric Co | 3044 | Bull Run Hydro | Electric Utility | OR | 2 | 5.2 | 5.5 | Conventional Hydroelectric | WAT | HY | 5 | 2008 | 10 | 1912 | Clackamas | 45.429 | -122.2339
15248 | Portland General Electric Co | 3044 | Bull Run Hydro | Electric Utility | OR | 3 | 5.2 | 5.5 | Conventional Hydroelectric | WAT | HY | 5 | 2008 | 10 | 1912 | Clackamas | 45.429 | -122.2339
15248 | Portland General Electric Co | 3044 | Bull Run Hydro | Electric Utility | OR | 4 | 5.2 | 5.5 | Conventional Hydroelectric | WAT | HY | 5 | 2008 | 10 | 1912 | Clackamas | 45.429 | -122.2339
49979 | Topaz Power Group LLC | 3441 | Nueces Bay | IPP Non-CHP | TX | 5 | 32.5 | 30 | Natural Gas Steam Turbine | NG | ST | 5 | 2008 | 6 | 1949 | Nueces | 27.8194 | -97.4192
49979 | Topaz Power Group LLC | 3441 | Nueces Bay | IPP Non-CHP | TX | 6 | 180 | 161 | Natural Gas Steam Turbine | NG | ST | 5 | 2008 | 5 | 1965 | Nueces | 27.8194 | -97.4192
5901 | Encina Joint Powers Authority | 10026 | Encina Water Pollution Control | Commercial Non-CHP | CA | EG2 | 0.5 | 0.5 | Natural Gas Internal Combustion Engine | NG | IC | 5 | 2008 | 1 | 1984 | SAN DIEGO | 33.1165 | -117.3215
5901 | Encina Joint Powers Authority | 10026 | Encina Water Pollution Control | Commercial Non-CHP | CA | EG3 | 0.5 | 0.5 | Other Waste Biomass | OBG | IC | 5 | 2008 | 1 | 1984 | SAN DIEGO | 33.1165 | -117.3215
21148 | Zapco Energy Tactics Corp | 50348 | Oceanside Energy | IPP Non-CHP | NY | OS2 | 0.7 | 0.6 | Landfill Gas | LFG | IC | 5 | 2008 | 12 | 1990 | Nassau | 40.6369 | -73.6383
21148 | Zapco Energy Tactics Corp | 50782 | Taylor Energy Partners LP | IPP Non-CHP | PA | AM2 | 0.7 | 0.4 | Landfill Gas | LFG | IC | 5 | 2008 | 9 | 1987 | Lackawanna | 41.3878 | -75.7172
9617 | JEA | 666 | J D Kennedy | Electric Utility | FL | GT4 | 56.2 | 54 | Petroleum Liquids | DFO | GT | 4 | 2008 | 7 | 1973 | Duval | 30.3648 | -81.626
9617 | JEA | 666 | J D Kennedy | Electric Utility | FL | GT5 | 56.2 | 54 | Petroleum Liquids | DFO | GT | 4 | 2008 | 11 | 1973 | Duval | 30.3648 | -81.626
12792 | NRG New York LLC | 2629 | Lovett | IPP Non-CHP | NY | 5 | 200.6 | 191 | Conventional Steam Coal | BIT | ST | 4 | 2008 | 4 | 1969 | Rockland | 41.2578 | -73.9797
16183 | Rochester Gas & Electric Corp | 2642 | Rochester 7 | Electric Utility | NY | 3 | 62.5 | 64 | Conventional Steam Coal | BIT | ST | 4 | 2008 | 9 | 1953 | Monroe | 43.2689 | -77.6294
11079 | Little Rock Wastewater Utility | 10050 | Fourche Creek Wastewater | Commercial CHP | AR | 2 | 0.5 | 0.5 | Other Waste Biomass | OBG | IC | 4 | 2008 | 7 | 1983 | Pulaski | 34.6968 | -92.165
14610 | Orlando Utilities Comm | 685 | St Cloud | Electric Utility | FL | 1 | 2 | 2 | Natural Gas Internal Combustion Engine | NG | IC | 3 | 2008 | 7 | 1982 | Osceola | 28.2447 | -81.2881
14610 | Orlando Utilities Comm | 685 | St Cloud | Electric Utility | FL | 2 | 5.8 | 5 | Natural Gas Internal Combustion Engine | NG | IC | 3 | 2008 | 12 | 1974 | Osceola | 28.2447 | -81.2881
14610 | Orlando Utilities Comm | 685 | St Cloud | Electric Utility | FL | 3 | 2 | 2 | Natural Gas Internal Combustion Engine | NG | IC | 3 | 2008 | 9 | 1982 | Osceola | 28.2447 | -81.2881
14610 | Orlando Utilities Comm | 685 | St Cloud | Electric Utility | FL | 4 | 3.7 | 3 | Natural Gas Internal Combustion Engine | NG | IC | 3 | 2008 | 8 | 1961 | Osceola | 28.2447 | -81.2881
14610 | Orlando Utilities Comm | 685 | St Cloud | Electric Utility | FL | 6 | 3.7 | 3 | Natural Gas Internal Combustion Engine | NG | IC | 3 | 2008 | 3 | 1967 | Osceola | 28.2447 | -81.2881
14610 | Orlando Utilities Comm | 685 | St Cloud | Electric Utility | FL | 7 | 6.3 | 6 | Natural Gas Internal Combustion Engine | NG | IC | 3 | 2008 | 9 | 1982 | Osceola | 28.2447 | -81.2881
14610 | Orlando Utilities Comm | 685 | St Cloud | Electric Utility | FL | 8 | 6.4 | 6 | Natural Gas Internal Combustion Engine | NG | IC | 3 | 2008 | 4 | 1977 | Osceola | 28.2447 | -81.2881
18252 | City of Sturgis | 1855 | Sturgis City Diesel Plant | Electric Utility | MI | 1 | 1 | 0.8 | Petroleum Liquids | DFO | IC | 3 | 2008 | 88 | 1947 | St Joseph | 41.7992 | -85.4256
18252 | City of Sturgis | 1855 | Sturgis City Diesel Plant | Electric Utility | MI | 2 | 1 | 0.8 | Petroleum Liquids | DFO | IC | 3 | 2008 | 88 | 1948 | St Joseph | 41.7992 | -85.4256
16183 | Rochester Gas & Electric Corp | 2642 | Rochester 7 | Electric Utility | NY | 2 | 62.5 | 64 | Conventional Steam Coal | BIT | ST | 3 | 2008 | 11 | 1950 | Monroe | 43.2689 | -77.6294
16183 | Rochester Gas & Electric Corp | 2642 | Rochester 7 | Electric Utility | NY | 4 | 81.6 | 78 | Conventional Steam Coal | BIT | ST | 3 | 2008 | 2 | 1957 | Monroe | 43.2689 | -77.6294
57222 | Liberty Utilities (CalPeco Electric) LLC | 6518 | Kings Beach | Electric Utility | CA | 1 | 2.7 | 2.7 | Petroleum Liquids | DFO | IC | 3 | 2008 | 1 | 1969 | Placer | 39.2458 | -120.0272
57222 | Liberty Utilities (CalPeco Electric) LLC | 6518 | Kings Beach | Electric Utility | CA | 2 | 2.7 | 2.7 | Petroleum Liquids | DFO | IC | 3 | 2008 | 1 | 1969 | Placer | 39.2458 | -120.0272
57222 | Liberty Utilities (CalPeco Electric) LLC | 6518 | Kings Beach | Electric Utility | CA | 3 | 2.7 | 2.7 | Petroleum Liquids | DFO | IC | 3 | 2008 | 1 | 1969 | Placer | 39.2458 | -120.0272
57222 | Liberty Utilities (CalPeco Electric) LLC | 6518 | Kings Beach | Electric Utility | CA | 4 | 2.7 | 2.7 | Petroleum Liquids | DFO | IC | 3 | 2008 | 1 | 1969 | Placer | 39.2458 | -120.0272
57222 | Liberty Utilities (CalPeco Electric) LLC | 6518 | Kings Beach | Electric Utility | CA | 5 | 2.7 | 2.7 | Petroleum Liquids | DFO | IC | 3 | 2008 | 1 | 1969 | Placer | 39.2458 | -120.0272
57222 | Liberty Utilities (CalPeco Electric) LLC | 6518 | Kings Beach | Electric Utility | CA | 6 | 2.7 | 2.7 | Petroleum Liquids | DFO | IC | 3 | 2008 | 1 | 1969 | Placer | 39.2458 | -120.0272
19537 | University of Texas at Austin | 50118 | Hal C Weaver Power Plant | Commercial CHP | TX | GEN6 | 12.5 | 12.5 | Natural Gas Fired Combined Cycle | NG | CT | 3 | 2008 | 1 | 1968 | Travis | 30.2867 | -97.7356
21995 | Olmsted County Public Works | 50413 | Olmsted Waste Energy | Commercial CHP | MN | DG1 | 0.8 | 0.6 | Petroleum Liquids | DFO | IC | 3 | 2008 | 6 | 1979 | Olmsted | 44.0261 | -92.4323
30067 | Rolls Royce Corp | 54286 | Rolls Royce | Industrial CHP | IN | RIOT | 4 | 3.3 | Natural Gas Fired Combustion Turbine | NG | GT | 3 | 2008 | 6 | 1999 | Marion | 39.7398 | -86.2118
30067 | Rolls Royce Corp | 54286 | Rolls Royce | Industrial CHP | IN | RO9T | 4 | 3.3 | Natural Gas Fired Combustion Turbine | NG | GT | 3 | 2008 | 10 | 1999 | Marion | 39.7398 | -86.2118
50081 | AE Operations LLC | 54373 | Southbridge Energy Center LLC | Industrial CHP | MA | ENG2 | 1.3 | 1.3 | Natural Gas Internal Combustion Engine | NG | IC | 3 | 2008 | 6 | 2001 | Worcester | 42.0736 | -72.0219
13193 | Naniwa Energy LLC | 55494 | Tri Center Naniwa Energy | IPP Non-CHP | NV | CT1 | 64 | 50 | Natural Gas Fired Combustion Turbine | NG | GT | 3 | 2008 | 7 | 2001 | Storey | 39.5572 | -119.5178
13193 | Naniwa Energy LLC | 55494 | Tri Center Naniwa Energy | IPP Non-CHP | NV | CT2 | 64 | 50 | Natural Gas Fired Combustion Turbine | NG | GT | 3 | 2008 | 7 | 2001 | Storey | 39.5572 | -119.5178
16657 | San Jose/Santa Clara Water P C | 56080 | SJ/SC WPCP | Commercial CHP | CA | E6 | 1.8 | 1.8 | Other Waste Biomass | OBG | IC | 3 | 2008 | 3 | 1963 | Santa Clara | 37.4344 | -121.9464
16183 | Rochester Gas & Electric Corp | 2642 | Rochester 7 | Electric Utility | NY | 1 | 46 | 46 | Conventional Steam Coal | BIT | ST | 2 | 2008 | 11 | 1948 | Monroe | 43.2689 | -77.6294
13781 | Northern States Power Co - Minnesota | 7377 | United Health Care | Electric Utility | MN | 1 | 1.8 | 1.8 | Petroleum Liquids | DFO | GT | 2 | 2008 | 7 | 1993 | Hennepin | 44.9844 | -93.3608
13781 | Northern States Power Co - Minnesota | 7377 | United Health Care | Electric Utility | MN | 2 | 1.8 | 1.8 | Petroleum Liquids | DFO | GT | 2 | 2008 | 7 | 1993 | Hennepin | 44.9844 | -93.3608
5901 | Encina Joint Powers Authority | 10026 | Encina Water Pollution Control | Commercial Non-CHP | CA | EG1 | 0.5 | 0.5 | Natural Gas Internal Combustion Engine | NG | IC | 2 | 2008 | 1 | 1984 | SAN DIEGO | 33.1165 | -117.3215
379 | Alon USA LP | 10569 | Big Spring Texas Refinery | Industrial Non-CHP | TX | GENA | 1.5 | 1 | All Other | PUR | ST | 2 | 2008 | 1 | 1986 | Howard | 32.2732 | -101.4224
11233 | Louisiana Tech University | 54240 | Louisiana Tech University Power Plant | Commercial CHP | LA | TG2 | 5 | 4.6 | Natural Gas Steam Turbine | NG | ST | 2 | 2008 | 4 | 1983 | LINCOLN | 32.5256 | -92.6497
11392 | M C Dixon Lumber Co Inc | 54745 | M C Dixon Lumber | Industrial Non-CHP | AL | GEN1 | 2.5 | 2.1 | Wood/Wood Waste Biomass | WDS | ST | 2 | 2008 | 1 | 1979 | BARBOUR | 31.8974 | -85.1516
16657 | San Jose/Santa Clara Water P C | 56080 | SJ/SC WPCP | Commercial CHP | CA | E1 | 0.8 | 0.8 | Other Waste Biomass | OBG | IC | 2 | 2008 | 2 | 1953 | Santa Clara | 37.4344 | -121.9464
13642 | Nome Joint Utility Systems | 90 | Snake River | Electric Utility | AK | 6 | 1 | 1 | Petroleum Liquids | DFO | IC | 1 | 2008 | 1 | 1972 | Nome | 64.5053 | -165.4298
1647 | City of Bethany - (MO) | 2114 | Bethany | Electric Utility | MO | 2 | 0.8 | 0.8 | Petroleum Liquids | DFO | IC | 1 | 2008 | 8 | 1948
13971 | City of Odessa - (MO) | 2148 | Odessa | Electric Utility | MO | 5 | 1.2 | 1 | Petroleum Liquids | DFO | IC | 1 | 2008 | 6 | 1957 | Lafayette | 38.9979 | -93.9657
59919 | Dynegy Miami Fort | 2832 | Miami Fort | IPP Non-CHP | OH | 5 | 100 | 80 | Conventional Steam Coal | BIT | ST | 1 | 2008 | 12 | 1949 | Hamilton | 39.1128 | -84.8036
17539 | South Carolina Electric&Gas Company | 3277 | Burton | Electric Utility | SC | 1 | 11.5 | 9 | Natural Gas Fired Combustion Turbine | NG | GT | 1 | 2008 | 10 | 1961 | Beaufort | 32.4361 | -80.7214
17539 | South Carolina Electric&Gas Company | 3277 | Burton | Electric Utility | SC | 2 | 11.5 | 9 | Natural Gas Fired Combustion Turbine | NG | GT | 1 | 2008 | 8 | 1963 | Beaufort | 32.4361 | -80.7214
17539 | South Carolina Electric&Gas Company | 3277 | Burton | Electric Utility | SC | 3 | 11.5 | 9 | Natural Gas Fired Combustion Turbine | NG | GT | 1 | 2008 | 8 | 1963 | Beaufort | 32.4361 | -80.7214
17539 | South Carolina Electric&Gas Company | 3284 | Faber Place | Electric Utility | SC | 1 | 11.5 | 8 | Natural Gas Fired Combustion Turbine | NG | GT | 1 | 2008 | 10 | 1961 | Charleston | 32.7833 | -79.9833
26616 | North Slope Borough Power & Light | 7485 | NSB Point Hope Utility | Electric Utility | AK | PG3 | 0.3 | 0.3 | Petroleum Liquids | DFO | IC | 1 | 2008 | 88 | 1987 | North Slope | 69.0408 | -160.1919
26616 | North Slope Borough Power & Light | 7485 | NSB Point Hope Utility | Electric Utility | AK | PG4 | 0.4 | 0.4 | Petroleum Liquids | DFO | IC | 1 | 2008 | 88 | 1992 | North Slope | 69.0408 | -160.1919
26616 | North Slope Borough Power & Light | 7485 | NSB Point Hope Utility | Electric Utility | AK | PG5 | 0.2 | 0.2 | Petroleum Liquids | DFO | IC | 1 | 2008 | 88 | 1980 | North Slope | 69.0408 | -160.1919
178 | CES Placerita Inc | 10677 | CES Placerita Power Plant | IPP Non-CHP | CA | UNT1 | 60 | 46 | Natural Gas Fired Combined Cycle | NG | CT | 1 | 2008 | 6 | 1988 | Los Angeles | 34.3801 | -118.4999
50006 | Invista | 10796 | Waynesboro Virginia Plant | Industrial CHP | VA | GEN3 | 3 | 3 | Conventional Steam Coal | BIT | ST | 1 | 2008 | 1 | 1935 | Augusta | 38.0586 | -78.8911
19148 | Veolia Energy Trenton L.P | 50094 | Veolia Energy Trenton L.P. | Commercial CHP | NJ | 7213 | 6 | 3 | Natural Gas Internal Combustion Engine | NG | IC | 1 | 2008 | 12 | 1983 | Mercer | 40.2167 | -74.7667
12384 | Midwest Generations EME LLC | 883 | Waukegan | IPP Non-CHP | IL | 6 | 121 | 100 | Conventional Steam Coal | SUB | ST | 12 | 2007 | 1 | 1952 | Lake | 42.3833 | -87.8133
12524 | Midwest Energy Inc | 1275 | Ellis | Electric Utility | KS | 1 | 1 | 1 | Natural Gas Internal Combustion Engine | NG | IC | 12 | 2007 | 7 | 1960 | Ellis | 38.9472 | -99.5286
12524 | Midwest Energy Inc | 1275 | Ellis | Electric Utility | KS | 2 | 2 | 2 | Natural Gas Internal Combustion Engine | NG | IC | 12 | 2007 | 7 | 1965 | Ellis | 38.9472 | -99.5286
12524 | Midwest Energy Inc | 1275 | Ellis | Electric Utility | KS | 3 | 0.5 | 0.5 | Natural Gas Internal Combustion Engine | NG | IC | 12 | 2007 | 6 | 1947 | Ellis | 38.9472 | -99.5286
12524 | Midwest Energy Inc | 1275 | Ellis | Electric Utility | KS | 4 | 0.5 | 0.5 | Natural Gas Internal Combustion Engine | NG | IC | 12 | 2007 | 7 | 1954 | Ellis | 38.9472 | -99.5286
12524 | Midwest Energy Inc | 1275 | Ellis | Electric Utility | KS | 5 | 1.5 | 1 | Natural Gas Internal Combustion Engine | NG | IC | 12 | 2007 | 5 | 1973 | Ellis | 38.9472 | -99.5286
13781 | Northern States Power Co - Minnesota | 1912 | High Bridge | Electric Utility | MN | 5 | 113.6 | 99 | Conventional Steam Coal | SUB | ST | 12 | 2007 | 8 | 1956 | Ramsey | 44.9314 | -93.1117
13781 | Northern States Power Co - Minnesota | 1912 | High Bridge | Electric Utility | MN | 6 | 163.2 | 172.1 | Conventional Steam Coal | SUB | ST | 12 | 2007 | 4 | 1959 | Ramsey | 44.9314 | -93.1117
13902 | NorthWestern Energy | 2190 | Milltown | Electric Utility | MT | 1 | 0.6 | 2.6 | Conventional Hydroelectric | WAT | HY | 12 | 2007 | 8 | 1908 | Missoula | 46.8697 | -113.8781
13902 | NorthWestern Energy | 2190 | Milltown | Electric Utility | MT | 2 | 0.6 |  | Conventional Hydroelectric | WAT | HY | 12 | 2007 | 8 | 1908 | Missoula | 46.8697 | -113.8781
13902 | NorthWestern Energy | 2190 | Milltown | Electric Utility | MT | 3 | 0.6 |  | Conventional Hydroelectric | WAT | HY | 12 | 2007 | 8 | 1908 | Missoula | 46.8697 | -113.8781
13902 | NorthWestern Energy | 2190 | Milltown | Electric Utility | MT | 4 | 0.6 |  | Conventional Hydroelectric | WAT | HY | 12 | 2007 | 8 | 1909 | Missoula | 46.8697 | -113.8781
13902 | NorthWestern Energy | 2190 | Milltown | Electric Utility | MT | 5 | 0.6 |  | Conventional Hydroelectric | WAT | HY | 12 | 2007 | 8 | 1927 | Missoula | 46.8697 | -113.8781
3046 | Duke Energy Progress - (NC) | 2712 | Roxboro | Electric Utility | NC | GT1 | 16.3 | 12 | Petroleum Liquids | DFO | GT | 12 | 2007 | 2 | 1968 | Person | 36.4833 | -79.0731
15095 | City of Piqua - (OH) | 2937 | Piqua Power Plant | Electric Utility | OH | 10 | 0.8 | 0.8 | Conventional Steam Coal | BIT | ST | 12 | 2007 | 12 | 1987 | Miami | 40.1338 | -84.2373
15095 | City of Piqua - (OH) | 2937 | Piqua Power Plant | Electric Utility | OH | 3 | 4 | 4 | Conventional Steam Coal | BIT | ST | 12 | 2007 | 1 | 1940 | Miami | 40.1338 | -84.2373
15095 | City of Piqua - (OH) | 2937 | Piqua Power Plant | Electric Utility | OH | 4 | 7.5 | 7.5 | Conventional Steam Coal | BIT | ST | 12 | 2007 | 1 | 1947 | Miami | 40.1338 | -84.2373
15095 | City of Piqua - (OH) | 2937 | Piqua Power Plant | Electric Utility | OH | 6 | 12.5 | 12.5 | Conventional Steam Coal | BIT | ST | 12 | 2007 | 1 | 1951 | Miami | 40.1338 | -84.2373
15095 | City of Piqua - (OH) | 2937 | Piqua Power Plant | Electric Utility | OH | 7 | 20 | 20 | Conventional Steam Coal | BIT | ST | 12 | 2007 | 1 | 1961 | Miami | 40.1338 | -84.2373
17891 | City of St Marys - (OH) | 2942 | St Marys | Electric Utility | OH | 5 | 6 | 5.8 | Conventional Steam Coal | BIT | ST | 12 | 2007 | 1 | 1957 | Auglaize | 40.5458 | -84.3889
17891 | City of St Marys - (OH) | 2942 | St Marys | Electric Utility | OH | 6 | 10 | 9 | Conventional Steam Coal | BIT | ST | 12 | 2007 | 4 | 1967 | Auglaize | 40.5458 | -84.3889
17891 | City of St Marys - (OH) | 2942 | St Marys | Electric Utility | OH | AUX | 0.8 | 0.8 | Petroleum Liquids | DFO | GT | 12 | 2007 | 9 | 1967 | Auglaize | 40.5458 | -84.3889
11566 | City of Mangum - (OK) | 2991 | Mangum | Electric Utility | OK | 2 | 0.6 | 0.5 | Natural Gas Internal Combustion Engine | NG | IC | 12 | 2007 | 0 | 1939 | GREER | 34.8836 | -99.5022
13781 | Northern States Power Co - Minnesota | 4002 | Dells | Electric Utility | WI | 6 | 0.5 | 0.7 | Conventional Hydroelectric | WAT | HY | 12 | 2007 | 0 | 1916 | Eau Claire | 44.8281 | -91.5111
13781 | Northern States Power Co - Minnesota | 4002 | Dells | Electric Utility | WI | 7 | 0.7 | 0.7 | Conventional Hydroelectric | WAT | HY | 12 | 2007 | 0 | 1907 | Eau Claire | 44.8281 | -91.5111
20860 | Wisconsin Public Service Corp | 4072 | Pulliam | Electric Utility | WI | 3 | 30 | 25.8 | Conventional Steam Coal | SUB | ST | 12 | 2007 | 1 | 1943 | Brown | 44.54 | -88.0086
20860 | Wisconsin Public Service Corp | 4072 | Pulliam | Electric Utility | WI | 4 | 30 | 30.1 | Conventional Steam Coal | SUB | ST | 12 | 2007 | 8 | 1947 | Brown | 44.54 | -88.0086
15466 | Public Service Co of Colorado | 6206 | Tacoma | Electric Utility | CO | 3 | 3.5 | 4 | Conventional Hydroelectric | WAT | HY | 12 | 2007 | 6 | 1949 | La Plata | 37.5237 | -107.7828
11560 | City of Manassas - (VA) | 7440 | VMEA 1 Credit Gen | Electric Utility | VA | V9 | 1.6 | 1.5 | Petroleum Liquids | DFO | IC | 12 | 2007 | 5 | 1990 | Prince William | 38.7405 | -77.5081
56150 | ArcelorMittal USA Inc | 10211 | 2 AC Station | Industrial CHP | IN | 7TG | 11.2 | 10 | Other Gases | BFG | ST | 12 | 2007 | 3 | 1931 | Lake | 41.6628 | -87.4444
19365 | United States Sugar Corp | 50482 | Clewiston Sugar House | Industrial CHP | FL | TG3 | 3.1 | 2.9 | Other Waste Biomass | AB | ST | 12 | 2007 | 11 | 1981 | Hendry | 26.7351 | -80.9377
19365 | United States Sugar Corp | 50482 | Clewiston Sugar House | Industrial CHP | FL | TG4 | 6 | 5.6 | Other Waste Biomass | AB | ST | 12 | 2007 | 11 | 1983 | Hendry | 26.7351 | -80.9377
20541 | Wheelabrator Environmental Systems | 50881 | Wheelabrator Shasta | IPP Non-CHP | CA | GEN4 | 7.8 | 3.5 | Wood/Wood Waste Biomass | WDS | ST | 12 | 2007 | 8 | 2000 | Shasta | 40.4283 | -122.2792
56171 | Bicent Power | 54586 | Tanner Street Generation | IPP Non-CHP | MA | V643 | 65.5 | 58 | Natural Gas Fired Combined Cycle | NG | CT | 12 | 2007 | 10 | 1992 | Middlesex | 42.6321 | -71.3132
361 | Industrial Energy Applications Inc | 55315 | Alliant SBD 9702 Cedar Graphics | IPP Non-CHP | IA | GEN1 | 1 | 1 | Petroleum Liquids | DFO | IC | 12 | 2007 | 5 | 1997 | Linn | 42.0417 | -91.675
22350 | Devon Power LLC | 544 | Devon Station | IPP Non-CHP | CT | 7 | 103.5 | 107 | Petroleum Liquids | RFO | ST | 11 | 2007 | 1 | 1957 | New Haven | 41.2098 | -73.109
22350 | Devon Power LLC | 544 | Devon Station | IPP Non-CHP | CT | 8 | 103.5 | 107 | Petroleum Liquids | RFO | ST | 11 | 2007 | 1 | 1957 | New Haven | 41.2098 | -73.109
12311 | Merck & Co Inc | 10224 | Merck Rahway Power Plant | Industrial CHP | NJ | GEN7 | 4 | 3.8 | Petroleum Liquids | DFO | ST | 11 | 2007 | 1 | 1968 | UNION | 40.6156 | -74.2653
13630 | North Carolina Mun Power Agny #1 | 56058 | High Point, Jackson Lake | Electric Utility | NC | 1 | 1.8 | 1.8 | Petroleum Liquids | DFO | IC | 11 | 2007 | 6 | 2002 | Guilford | 35.9444 | -79.9431
13870 | Nushagak Electric Coop, Inc | 109 | Dillingham | Electric Utility | AK | 6 | 1 | 1 | Petroleum Liquids | DFO | IC | 10 | 2007 | 12 | 1976 | Dillingham | 59.6708 | -157.89
16604 | City of San Antonio - (TX) | 3613 | W B Tuttle | Electric Utility | TX | 2 | 113.6 | 100 | Natural Gas Steam Turbine | NG | ST | 10 | 2007 | 12 | 1956 | Bexar | 29.53 | -98.4181
58190 | Bluestem LLC | 7771 | Springview | IPP Non-CHP | NE | 1 | 0.7 | 0.7 | Onshore Wind Turbine | WND | WT | 10 | 2007 | 10 | 1998 | Keya Paha | 42.8258 | -99.7775
58190 | Bluestem LLC | 7771 | Springview | IPP Non-CHP | NE | 2 | 0.7 | 0.7 | Onshore Wind Turbine | WND | WT | 10 | 2007 | 10 | 1998 | Keya Paha | 42.8258 | -99.7775
14624 | PUD No 2 of Grant County | 7994 | Randolph Road | Electric Utility | WA | 1 | 1.6 | 1.8 | Petroleum Liquids | DFO | IC | 10 | 2007 | 8 | 2001 | Grant | 47.1833 | -119.3
14624 | PUD No 2 of Grant County | 7994 | Randolph Road | Electric Utility | WA | 10 | 1.6 | 1.8 | Petroleum Liquids | DFO | IC | 10 | 2007 | 8 | 2001 | Grant | 47.1833 | -119.3
14624 | PUD No 2 of Grant County | 7994 | Randolph Road | Electric Utility | WA | 11 | 1.6 | 1.8 | Petroleum Liquids | DFO | IC | 10 | 2007 | 8 | 2001 | Grant | 47.1833 | -119.3
14624 | PUD No 2 of Grant County | 7994 | Randolph Road | Electric Utility | WA | 12 | 1.6 | 1.8 | Petroleum Liquids | DFO | IC | 10 | 2007 | 8 | 2001 | Grant | 47.1833 | -119.3
14624 | PUD No 2 of Grant County | 7994 | Randolph Road | Electric Utility | WA | 13 | 1.6 | 1.8 | Petroleum Liquids | DFO | IC | 10 | 2007 | 8 | 2001 | Grant | 47.1833 | -119.3
14624 | PUD No 2 of Grant County | 7994 | Randolph Road | Electric Utility | WA | 14 | 1.6 | 1.8 | Petroleum Liquids | DFO | IC | 10 | 2007 | 8 | 2001 | Grant | 47.1833 | -119.3
14624 | PUD No 2 of Grant County | 7994 | Randolph Road | Electric Utility | WA | 15 | 1.6 | 1.8 | Petroleum Liquids | DFO | IC | 10 | 2007 | 8 | 2001 | Grant | 47.1833 | -119.3
14624 | PUD No 2 of Grant County | 7994 | Randolph Road | Electric Utility | WA | 16 | 1.6 | 1.8 | Petroleum Liquids | DFO | IC | 10 | 2007 | 8 | 2001 | Grant | 47.1833 | -119.3
14624 | PUD No 2 of Grant County | 7994 | Randolph Road | Electric Utility | WA | 17 | 1.6 | 1.8 | Petroleum Liquids | DFO | IC | 10 | 2007 | 8 | 2001 | Grant | 47.1833 | -119.3
14624 | PUD No 2 of Grant County | 7994 | Randolph Road | Electric Utility | WA | 18 | 1.6 | 1.8 | Petroleum Liquids | DFO | IC | 10 | 2007 | 8 | 2001 | Grant | 47.1833 | -119.3
14624 | PUD No 2 of Grant County | 7994 | Randolph Road | Electric Utility | WA | 19 | 1.6 | 1.8 | Petroleum Liquids | DFO | IC | 10 | 2007 | 8 | 2001 | Grant | 47.1833 | -119.3
14624 | PUD No 2 of Grant County | 7994 | Randolph Road | Electric Utility | WA | 2 | 1.6 | 1.8 | Petroleum Liquids | DFO | IC | 10 | 2007 | 8 | 2001 | Grant | 47.1833 | -119.3
14624 | PUD No 2 of Grant County | 7994 | Randolph Road | Electric Utility | WA | 20 | 1.6 | 1.8 | Petroleum Liquids | DFO | IC | 10 | 2007 | 8 | 2001 | Grant | 47.1833 | -119.3
14624 | PUD No 2 of Grant County | 7994 | Randolph Road | Electric Utility | WA | 3 | 1.6 | 1.8 | Petroleum Liquids | DFO | IC | 10 | 2007 | 8 | 2001 | Grant | 47.1833 | -119.3
14624 | PUD No 2 of Grant County | 7994 | Randolph Road | Electric Utility | WA | 4 | 1.6 | 1.8 | Petroleum Liquids | DFO | IC | 10 | 2007 | 8 | 2001 | Grant | 47.1833 | -119.3
14624 | PUD No 2 of Grant County | 7994 | Randolph Road | Electric Utility | WA | 5 | 1.6 | 1.8 | Petroleum Liquids | DFO | IC | 10 | 2007 | 8 | 2001 | Grant | 47.1833 | -119.3
14624 | PUD No 2 of Grant County | 7994 | Randolph Road | Electric Utility | WA | 6 | 1.6 | 1.8 | Petroleum Liquids | DFO | IC | 10 | 2007 | 8 | 2001 | Grant | 47.1833 | -119.3
14624 | PUD No 2 of Grant County | 7994 | Randolph Road | Electric Utility | WA | 7 | 1.6 | 1.8 | Petroleum Liquids | DFO | IC | 10 | 2007 | 8 | 2001 | Grant | 47.1833 | -119.3
14624 | PUD No 2 of Grant County | 7994 | Randolph Road | Electric Utility | WA | 8 | 1.6 | 1.8 | Petroleum Liquids | DFO | IC | 10 | 2007 | 8 | 2001 | Grant | 47.1833 | -119.3
14624 | PUD No 2 of Grant County | 7994 | Randolph Road | Electric Utility | WA | 9 | 1.6 | 1.8 | Petroleum Liquids | DFO | IC | 10 | 2007 | 8 | 2001 | Grant | 47.1833 | -119.3
6035 | Exelon Power | 1589 | New Boston Generating Station | IPP Non-CHP | MA | 1 | 359 | 350 | Natural Gas Steam Turbine | NG | ST | 9 | 2007 | 8 | 1965 | Suffolk | 42.3392 | -71.0353
12658 | Minnkota Power Coop, Inc | 2822 | Harwood | Electric Utility | ND | 1 | 1.6 | 1.6 | Petroleum Liquids | DFO | IC | 9 | 2007 | 10 | 1947 | Cass | 46.9986 | -96.9975
11566 | City of Mangum - (OK) | 2991 | Mangum | Electric Utility | OK | 3 | 0.4 | 0.2 | Natural Gas Internal Combustion Engine | NG | IC | 9 | 2007 | 0 | 1929 | GREER | 34.8836 | -99.5022
15276 | TalenEnergy Martins Creek LLC | 3148 | TalenEnergy Martins Creek | IPP Non-CHP | PA | 1 | 156.2 | 140 | Conventional Steam Coal | BIT | ST | 9 | 2007 | 9 | 1954 | Northampton | 40.7978 | -75.1054
15276 | TalenEnergy Martins Creek LLC | 3148 | TalenEnergy Martins Creek | IPP Non-CHP | PA | 2 | 156.2 | 140 | Conventional Steam Coal | BIT | ST | 9 | 2007 | 6 | 1956 | Northampton | 40.7978 | -75.1054
15276 | TalenEnergy Martins Creek LLC | 3148 | TalenEnergy Martins Creek | IPP Non-CHP | PA | MCD1 | 2.7 | 2.5 | Petroleum Liquids | DFO | IC | 9 | 2007 | 2 | 1967 | Northampton | 40.7978 | -75.1054
15276 | TalenEnergy Martins Creek LLC | 3148 | TalenEnergy Martins Creek | IPP Non-CHP | PA | MCD2 | 2.7 | 2.5 | Petroleum Liquids | DFO | IC | 9 | 2007 | 2 | 1967 | Northampton | 40.7978 | -75.1054
1015 | Austin Energy | 3549 | Holly Street | Electric Utility | TX | 3 | 165 | 195 | Natural Gas Steam Turbine | NG | ST | 9 | 2007 | 7 | 1967 | Travis | 30.25 | -97.7167
1015 | Austin Energy | 3549 | Holly Street | Electric Utility | TX | 4 | 193 | 196 | Natural Gas Steam Turbine | NG | ST | 9 | 2007 | 7 | 1974 | Travis | 30.25 | -97.7167
54842 | WM Renewable Energy LLC | 50564 | New Milford Gas Recovery | IPP Non-CHP | CT | GEN1 | 3 | 2.9 | Landfill Gas | LFG | GT | 9 | 2007 | 7 | 1991 | Litchfield | 41.5503 | -73.4181
219 | Alaska Power and Telephone Co | 56146 | False Island | Electric Utility | AK | 3 | 0.3 | 0.3 | Petroleum Liquids | DFO | IC | 9 | 2007 | 9 | 1983 | Prince of Wales Ketchikan | 55.4892 | -133.1345
56175 | Fairbanks Morse Engine | 56937 | Fairbanks Morse Engine | Industrial Non-CHP | WI | GEN7 | 3.1 | 3.1 | Petroleum Liquids | DFO | IC | 9 | 2007 | 8 | 1996 | Rock | 42.5185 | -89.0287
13206 | Nantucket Electric Co | 1615 | Nantucket | Electric Utility | MA | 14 | 2.5 | 2.5 | Petroleum Liquids | DFO | IC | 8 | 2007 | 4 | 1995 | Nantucket | 41.2583 | -70.0517
13206 | Nantucket Electric Co | 1615 | Nantucket | Electric Utility | MA | 15 | 2.5 | 2.5 | Petroleum Liquids | DFO | IC | 8 | 2007 | 4 | 1995 | Nantucket | 41.2583 | -70.0517
13206 | Nantucket Electric Co | 1615 | Nantucket | Electric Utility | MA | 16 | 2.5 | 2.5 | Petroleum Liquids | DFO | IC | 8 | 2007 | 2 | 1998 | Nantucket | 41.2583 | -70.0517
13206 | Nantucket Electric Co | 1615 | Nantucket | Electric Utility | MA | 17 | 2.5 | 2.5 | Petroleum Liquids | DFO | IC | 8 | 2007 | 2 | 1998 | Nantucket | 41.2583 | -70.0517
55963 | AE Power Services LLC | 50553 | Edom Hills Project 1 LLC | IPP Non-CHP | CA | WGNS | 11 | 6.5 | Onshore Wind Turbine | WND | WT | 8 | 2007 | 12 | 1985 | Riverside | 33.8817 | -116.4603
3702 | Clarksdale Public Utilities | 2060 | Third Street | Electric Utility | MS | 4 | 4 | 4 | Natural Gas Steam Turbine | NG | ST | 7 | 2007 | 10 | 1951 | Coahoma | 34.205 | -90.5778
3702 | Clarksdale Public Utilities | 2060 | Third Street | Electric Utility | MS | 5 | 9 | 8 | Natural Gas Steam Turbine | NG | ST | 7 | 2007 | 10 | 1946 | Coahoma | 34.205 | -90.5778
54888 | NRG Texas Power LLC | 3460 | Cedar Bayou | IPP Non-CHP | TX | 3 | 765 | 760 | Natural Gas Steam Turbine | NG | ST | 7 | 2007 | 12 | 1974 | Chambers | 29.75 | -94.9256
49852 | Great Bay Hydro Corp | 3730 | Newport Diesels | IPP Non-CHP | VT | 10 | 1.1 | 1 | Petroleum Liquids | DFO | IC | 7 | 2007 | 88 | 1954 | Orleans | 44.9381 | -72.18
49852 | Great Bay Hydro Corp | 3730 | Newport Diesels | IPP Non-CHP | VT | 4 | 0.9 | 0.9 | Petroleum Liquids | DFO | IC | 7 | 2007 | 88 | 1948 | Orleans | 44.9381 | -72.18
49852 | Great Bay Hydro Corp | 3730 | Newport Diesels | IPP Non-CHP | VT | 5 | 0.9 | 0.9 | Petroleum Liquids | DFO | IC | 7 | 2007 | 88 | 1948 | Orleans | 44.9381 | -72.18
49852 | Great Bay Hydro Corp | 3730 | Newport Diesels | IPP Non-CHP | VT | 6 | 0.9 | 0.9 | Petroleum Liquids | DFO | IC | 7 | 2007 | 88 | 1948 | Orleans | 44.9381 | -72.18
49852 | Great Bay Hydro Corp | 3730 | Newport Diesels | IPP Non-CHP | VT | 7 | 0.9 | 0.9 | Petroleum Liquids | DFO | IC | 7 | 2007 | 88 | 1948 | Orleans | 44.9381 | -72.18
49852 | Great Bay Hydro Corp | 3730 | Newport Diesels | IPP Non-CHP | VT | 8 | 1.1 | 1 | Petroleum Liquids | DFO | IC | 7 | 2007 | 88 | 1954 | Orleans | 44.9381 | -72.18
49852 | Great Bay Hydro Corp | 3730 | Newport Diesels | IPP Non-CHP | VT | 9 | 1.1 | 1 | Petroleum Liquids | DFO | IC | 7 | 2007 | 88 | 1954 | Orleans | 44.9381 | -72.18
13168 | NRG Huntley Operations Inc | 2549 | C R Huntley Generating Station | IPP Non-CHP | NY | 65 | 100 | 100 | Conventional Steam Coal | BIT | ST | 6 | 2007 | 11 | 1953 | Erie | 42.97 | -78.93
13168 | NRG Huntley Operations Inc | 2549 | C R Huntley Generating Station | IPP Non-CHP | NY | 66 | 100 | 100 | Conventional Steam Coal | BIT | ST | 6 | 2007 | 1 | 1954 | Erie | 42.97 | -78.93
5336 | City of Dover - (OH) | 2914 | Dover | Electric Utility | OH | 2 | 4 | 4 | Conventional Steam Coal | BIT | ST | 6 | 2007 | 1 | 1944 | Tuscarawas | 40.5201 | -81.4681
40052 | AG Energy LP | 10803 | Ogdensburg Power | IPP CHP | NY | GEN1 | 48.8 | 36 | Natural Gas Fired Combined Cycle | NG | CT | 6 | 2007 | 10 | 1993 | St Lawrence | 44.7258 | -75.4417
40052 | AG Energy LP | 10803 | Ogdensburg Power | IPP CHP | NY | GEN2 | 23.6 | 19.6 | Natural Gas Fired Combined Cycle | NG | CT | 6 | 2007 | 10 | 1993 | St Lawrence | 44.7258 | -75.4417
6529 | Exxon Mobil Production Co | 54962 | ExxonMobil Hawkins Gas Plant | Industrial Non-CHP | TX | UN73 | 3 | 2.9 | Natural Gas Internal Combustion Engine | NG | IC | 6 | 2007 | 1 | 1973 | Wood | 32.6078 | -95.2064
6529 | Exxon Mobil Production Co | 54962 | ExxonMobil Hawkins Gas Plant | Industrial Non-CHP | TX | UN74 | 3.4 | 3.3 | Natural Gas Internal Combustion Engine | NG | IC | 6 | 2007 | 9 | 1987 | Wood | 32.6078 | -95.2064
6529 | Exxon Mobil Production Co | 54962 | ExxonMobil Hawkins Gas Plant | Industrial Non-CHP | TX | UN75 | 2.5 | 2.4 | Natural Gas Internal Combustion Engine | NG | IC | 6 | 2007 | 9 | 1987 | Wood | 32.6078 | -95.2064
6529 | Exxon Mobil Production Co | 54962 | ExxonMobil Hawkins Gas Plant | Industrial Non-CHP | TX | UN76 | 0.1 | 0.1 | Natural Gas Internal Combustion Engine | NG | IC | 6 | 2007 | 1 | 1955 | Wood | 32.6078 | -95.2064
6529 | Exxon Mobil Production Co | 54962 | ExxonMobil Hawkins Gas Plant | Industrial Non-CHP | TX | UN77 | 0.5 | 0.5 | Natural Gas Internal Combustion Engine | NG | IC | 6 | 2007 | 1 | 1968 | Wood | 32.6078 | -95.2064
6529 | Exxon Mobil Production Co | 54962 | ExxonMobil Hawkins Gas Plant | Industrial Non-CHP | TX | UN78 | 0.5 | 0.5 | Natural Gas Internal Combustion Engine | NG | IC | 6 | 2007 | 1 | 1968 | Wood | 32.6078 | -95.2064
6529 | Exxon Mobil Production Co | 54962 | ExxonMobil Hawkins Gas Plant | Industrial Non-CHP | TX | UN79 | 0.5 | 0.5 | Natural Gas Internal Combustion Engine | NG | IC | 6 | 2007 | 1 | 1968 | Wood | 32.6078 | -95.2064
12792 | NRG New York LLC | 2629 | Lovett | IPP Non-CHP | NY | 3 | 69 | 69 | Natural Gas Steam Turbine | NG | ST | 5 | 2007 | 3 | 1955 | Rockland | 41.2578 | -73.9797
12792 | NRG New York LLC | 2629 | Lovett | IPP Non-CHP | NY | 4 | 179.5 | 172 | Conventional Steam Coal | BIT | ST | 5 | 2007 | 4 | 1966 | Rockland | 41.2578 | -73.9797
7601 | Green Mountain Power Corp | 3737 | Essex Junction 19 | Electric Utility | VT | IC5 | 1 | 1 | Petroleum Liquids | DFO | IC | 5 | 2007 | 10 | 1947 | Chittenden | 44.4821 | -73.1164
7601 | Green Mountain Power Corp | 3737 | Essex Junction 19 | Electric Utility | VT | IC6 | 1 | 1 | Petroleum Liquids | DFO | IC | 5 | 2007 | 10 | 1947 | Chittenden | 44.4821 | -73.1164
7601 | Green Mountain Power Corp | 3737 | Essex Junction 19 | Electric Utility | VT | IC7 | 1 | 1 | Petroleum Liquids | DFO | IC | 5 | 2007 | 10 | 1947 | Chittenden | 44.4821 | -73.1164
7601 | Green Mountain Power Corp | 3737 | Essex Junction 19 | Electric Utility | VT | IC8 | 1 | 1 | Petroleum Liquids | DFO | IC | 5 | 2007 | 10 | 1947 | Chittenden | 44.4821 | -73.1164
1194 | Baptist Memorial Hospital | 10008 | Baptist Medical Center | Commercial CHP | FL | CG-3 | 0.5 | 0.5 | Natural Gas Internal Combustion Engine | NG | IC | 5 | 2007 | 10 | 1972 | DUVAL | 30.3156 | -81.6644
49777 | SP Fiber Technologies NW LLC | 56124 | SPFT - Newberg Cogen | Industrial CHP | OR | GT2 | 54 | 41.6 | Natural Gas Fired Combustion Turbine | NG | GT | 5 | 2007 | 5 | 2002 | Yamhill | 45.2879 | -122.9627
9230 | City of Independence - (IA) | 1149 | Independence (IA) | Electric Utility | IA | 2 | 1 | 0.8 | Petroleum Liquids | DFO | IC | 4 | 2007 | 8 | 1949
1194 | Baptist Memorial Hospital | 10008 | Baptist Medical Center | Commercial CHP | FL | TG-1 | 2.6 | 2.3 | Natural Gas Fired Combustion Turbine | NG | GT | 4 | 2007 | 1 | 1982 | DUVAL | 30.3156 | -81.6644
19365 | United States Sugar Corp | 50483 | Bryant Sugar House | Industrial CHP | FL | DGE | 1 | 1 | Petroleum Liquids | DFO | IC | 4 | 2007 | 8 | 1986 | Palm Beach | 26.8142 | -80.6628
19365 | United States Sugar Corp | 50483 | Bryant Sugar House | Industrial CHP | FL | DGW | 1 | 1 | Petroleum Liquids | DFO | IC | 4 | 2007 | 8 | 1986 | Palm Beach | 26.8142 | -80.6628
19365 | United States Sugar Corp | 50483 | Bryant Sugar House | Industrial CHP | FL | TG1 | 2.5 | 2.3 | Other Waste Biomass | AB | ST | 4 | 2007 | 11 | 1962 | Palm Beach | 26.8142 | -80.6628
19365 | United States Sugar Corp | 50483 | Bryant Sugar House | Industrial CHP | FL | TG2 | 2.5 | 2.3 | Other Waste Biomass | AB | ST | 4 | 2007 | 11 | 1962 | Palm Beach | 26.8142 | -80.6628
19365 | United States Sugar Corp | 50483 | Bryant Sugar House | Industrial CHP | FL | TG3 | 3.5 | 3.3 | Other Waste Biomass | AB | ST | 4 | 2007 | 11 | 1974 | Palm Beach | 26.8142 | -80.6628
19365 | United States Sugar Corp | 50483 | Bryant Sugar House | Industrial CHP | FL | TG4 | 20 | 18.6 | Other Waste Biomass | AB | ST | 4 | 2007 | 11 | 1979 | Palm Beach | 26.8142 | -80.6628
11169 | Longview Fibre Co | 54562 | Longview Fibre | Industrial CHP | WA | 2 | 2.5 | 2.5 | Wood/Wood Waste Biomass | BLQ | ST | 4 | 2007 | 1 | 1936 | Cowlitz | 46.1039 | -122.9184
11169 | Longview Fibre Co | 54562 | Longview Fibre | Industrial CHP | WA | 3 | 3.5 | 3.5 | Wood/Wood Waste Biomass | BLQ | ST | 4 | 2007 | 1 | 1941 | Cowlitz | 46.1039 | -122.9184
11169 | Longview Fibre Co | 54562 | Longview Fibre | Industrial CHP | WA | 5 | 6 | 5.7 | Wood/Wood Waste Biomass | BLQ | ST | 4 | 2007 | 1 | 1950 | Cowlitz | 46.1039 | -122.9184
34691 | Ormat Nevada Inc | 54724 | Ormesa II | IPP Non-CHP | CA | OE10 | 1.2 | 0.9 | Geothermal | GEO | ST | 4 | 2007 | 12 | 1987 | Imperial | 32.7881 | -115.2481
34691 | Ormat Nevada Inc | 54724 | Ormesa II | IPP Non-CHP | CA | OE11 | 1.2 | 0.9 | Geothermal | GEO | ST | 4 | 2007 | 12 | 1987 | Imperial | 32.7881 | -115.2481
34691 | Ormat Nevada Inc | 54724 | Ormesa II | IPP Non-CHP | CA | OE12 | 1.2 | 0.9 | Geothermal | GEO | ST | 4 | 2007 | 12 | 1987 | Imperial | 32.7881 | -115.2481
34691 | Ormat Nevada Inc | 54724 | Ormesa II | IPP Non-CHP | CA | OE13 | 1.2 | 0.9 | Geothermal | GEO | ST | 4 | 2007 | 12 | 1987 | Imperial | 32.7881 | -115.2481
34691 | Ormat Nevada Inc | 54724 | Ormesa II | IPP Non-CHP | CA | OE21 | 1.2 | 0.9 | Geothermal | GEO | ST | 4 | 2007 | 12 | 1987 | Imperial | 32.7881 | -115.2481
34691 | Ormat Nevada Inc | 54724 | Ormesa II | IPP Non-CHP | CA | OE22 | 1.2 | 0.9 | Geothermal | GEO | ST | 4 | 2007 | 12 | 1987 | Imperial | 32.7881 | -115.2481
34691 | Ormat Nevada Inc | 54724 | Ormesa II | IPP Non-CHP | CA | OE23 | 1.2 | 0.9 | Geothermal | GEO | ST | 4 | 2007 | 12 | 1987 | Imperial | 32.7881 | -115.2481
34691 | Ormat Nevada Inc | 54724 | Ormesa II | IPP Non-CHP | CA | OE24 | 1.2 | 0.9 | Geothermal | GEO | ST | 4 | 2007 | 12 | 1987 | Imperial | 32.7881 | -115.2481
34691 | Ormat Nevada Inc | 54724 | Ormesa II | IPP Non-CHP | CA | OE25 | 1.2 | 0.9 | Geothermal | GEO | ST | 4 | 2007 | 12 | 1987 | Imperial | 32.7881 | -115.2481
34691 | Ormat Nevada Inc | 54724 | Ormesa II | IPP Non-CHP | CA | OE26 | 1.2 | 0.9 | Geothermal | GEO | ST | 4 | 2007 | 12 | 1987 | Imperial | 32.7881 | -115.2481
34691 | Ormat Nevada Inc | 54724 | Ormesa II | IPP Non-CHP | CA | OE27 | 1.2 | 0.9 | Geothermal | GEO | ST | 4 | 2007 | 12 | 1987 | Imperial | 32.7881 | -115.2481
34691 | Ormat Nevada Inc | 54724 | Ormesa II | IPP Non-CHP | CA | OEC1 | 1.2 | 0.9 | Geothermal | GEO | ST | 4 | 2007 | 12 | 1987 | Imperial | 32.7881 | -115.2481
34691 | Ormat Nevada Inc | 54724 | Ormesa II | IPP Non-CHP | CA | OEC2 | 1.2 | 0.9 | Geothermal | GEO | ST | 4 | 2007 | 12 | 1987 | Imperial | 32.7881 | -115.2481
34691 | Ormat Nevada Inc | 54724 | Ormesa II | IPP Non-CHP | CA | OEC3 | 1.2 | 0.9 | Geothermal | GEO | ST | 4 | 2007 | 12 | 1987 | Imperial | 32.7881 | -115.2481
34691 | Ormat Nevada Inc | 54724 | Ormesa II | IPP Non-CHP | CA | OEC4 | 1.2 | 0.9 | Geothermal | GEO | ST | 4 | 2007 | 12 | 1987 | Imperial | 32.7881 | -115.2481
34691 | Ormat Nevada Inc | 54724 | Ormesa II | IPP Non-CHP | CA | OEC5 | 1.2 | 0.9 | Geothermal | GEO | ST | 4 | 2007 | 12 | 1987 | Imperial | 32.7881 | -115.2481
34691 | Ormat Nevada Inc | 54724 | Ormesa II | IPP Non-CHP | CA | OEC6 | 1.2 | 0.9 | Geothermal | GEO | ST | 4 | 2007 | 12 | 1987 | Imperial | 32.7881 | -115.2481
34691 | Ormat Nevada Inc | 54724 | Ormesa II | IPP Non-CHP | CA | OEC7 | 1.2 | 0.9 | Geothermal | GEO | ST | 4 | 2007 | 12 | 1987 | Imperial | 32.7881 | -115.2481
34691 | Ormat Nevada Inc | 54724 | Ormesa II | IPP Non-CHP | CA | OEC8 | 1.2 | 0.9 | Geothermal | GEO | ST | 4 | 2007 | 12 | 1987 | Imperial | 32.7881 | -115.2481
34691 | Ormat Nevada Inc | 54724 | Ormesa II | IPP Non-CHP | CA | OEC9 | 1.2 | 0.9 | Geothermal | GEO | ST | 4 | 2007 | 12 | 1987 | Imperial | 32.7881 | -115.2481
13870 | Nushagak Electric Coop, Inc | 109 | Dillingham | Electric Utility | AK | 5 | 0.7 | 0.7 | Petroleum Liquids | DFO | IC | 3 | 2007 | 12 | 1973 | Dillingham | 59.6708 | -157.89
22500 | Westar Energy Inc | 1248 | Hutchinson Energy Center | Electric Utility | KS | ST1 | 23 | 17 | Natural Gas Steam Turbine | NG | ST | 3 | 2007 | 6 | 1950 | Reno | 38.0906 | -97.8747
22500 | Westar Energy Inc | 1248 | Hutchinson Energy Center | Electric Utility | KS | ST2 | 23 | 16 | Natural Gas Steam Turbine | NG | ST | 3 | 2007 | 6 | 1950 | Reno | 38.0906 | -97.8747
22500 | Westar Energy Inc | 1248 | Hutchinson Energy Center | Electric Utility | KS | ST3 | 35 | 28 | Natural Gas Steam Turbine | NG | ST | 3 | 2007 | 9 | 1951 | Reno | 38.0906 | -97.8747
18252 | City of Sturgis | 1855 | Sturgis City Diesel Plant | Electric Utility | MI | 4 | 1 | 0.6 | Petroleum Liquids | DFO | IC | 3 | 2007 | 88 | 1947 | St Joseph | 41.7992 | -85.4256
18252 | City of Sturgis | 1855 | Sturgis City Diesel Plant | Electric Utility | MI | 5 | 1 | 0.6 | Petroleum Liquids | DFO | IC | 3 | 2007 | 88 | 1947 | St Joseph | 41.7992 | -85.4256
14328 | Pacific Gas & Electric Co | 6212 | Mobile GT | Electric Utility | CA | 1 | 13.3 | 15 | Petroleum Liquids | DFO | GT | 3 | 2007 | 8 | 1975 | Humboldt | 40.7414 | -124.2103
5624 | RED-Rochester, LLC | 10025 | RED-Rochester, LLC | Industrial CHP | NY | 11TG | 6.3 | 6.3 | Conventional Steam Coal | BIT | ST | 3 | 2007 | 11 | 1937 | Monroe | 43.1989 | -77.6319
5624 | RED-Rochester, LLC | 10025 | RED-Rochester, LLC | Industrial CHP | NY | 13TG | 10.4 | 10.4 | Conventional Steam Coal | BIT | ST | 3 | 2007 | 5 | 1948 | Monroe | 43.1989 | -77.6319
5624 | RED-Rochester, LLC | 10025 | RED-Rochester, LLC | Industrial CHP | NY | 14TG | 10.4 | 10.4 | Conventional Steam Coal | BIT | ST | 3 | 2007 | 7 | 1948 | Monroe | 43.1989 | -77.6319
5624 | RED-Rochester, LLC | 10025 | RED-Rochester, LLC | Industrial CHP | NY | 15TG | 17.5 | 17.5 | Conventional Steam Coal | BIT | ST | 3 | 2007 | 10 | 1956 | Monroe | 43.1989 | -77.6319
5624 | RED-Rochester, LLC | 10025 | RED-Rochester, LLC | Industrial CHP | NY | 16TG | 25.6 | 25.6 | Petroleum Liquids | RFO | ST | 3 | 2007 | 10 | 1972 | Monroe | 43.1989 | -77.6319
135 | Agrilectric Power Partners Ltd | 10593 | Agrilectric Power Partners Ltd | IPP Non-CHP | LA | GEN2 | 1.5 | 1.3 | Other Waste Biomass | AB | ST | 3 | 2007 | 8 | 1995 | Calcasieu | 30.2012 | -93.1269
56079 | Vanguard Natural Resources LLC | 52127 | Elk Basin Gasoline Plant | Industrial CHP | WY | GEN3 | 0.5 | 0.4 | Other Gases | OG | ST | 3 | 2007 | 1 | 1958 | Park | 44.9806 | -108.8428
54842 | WM Renewable Energy LLC | 54939 | EKS Landfill | IPP Non-CHP | MN | UNT3 | 0.9 | 0.8 | Landfill Gas | LFG | IC | 3 | 2007 | 5 | 1994 | Dakota | 44.7806 | -93.3094
10171 | Kentucky Utilities Co | 1361 | Tyrone | Electric Utility | KY | 1 | 31.2 | 27 | Petroleum Liquids | DFO | ST | 2 | 2007 | 10 | 1947 | Woodford | 38.0478 | -84.8483
10171 | Kentucky Utilities Co | 1361 | Tyrone | Electric Utility | KY | 2 | 31.2 | 31 | Petroleum Liquids | DFO | ST | 2 | 2007 | 6 | 1948 | Woodford | 38.0478 | -84.8483
20910 | Wolverine Power Supply Coop | 1881 | Vestaburg | Electric Utility | MI | 2 | 0.3 | 0.3 | Petroleum Liquids | DFO | IC | 2 | 2007 | 1 | 1939 | Montcalm | 43.4016 | -84.9141
20910 | Wolverine Power Supply Coop | 1881 | Vestaburg | Electric Utility | MI | 4 | 0.7 | 0.7 | Petroleum Liquids | DFO | IC | 2 | 2007 | 1 | 1939 | Montcalm | 43.4016 | -84.9141
20910 | Wolverine Power Supply Coop | 1881 | Vestaburg | Electric Utility | MI | 5 | 0.7 | 0.7 | Petroleum Liquids | DFO | IC | 2 | 2007 | 1 | 1941 | Montcalm | 43.4016 | -84.9141
14354 | PacifiCorp | 3031 | Powerdale | Electric Utility | OR | 1 | 6 | 6 | Conventional Hydroelectric | WAT | HY | 2 | 2007 | 5 | 1923 | Hood River | 45.7039 | -121.5042
54907 | ReNu Power Holdings LLC | 3442 | La Palma | IPP Non-CHP | TX | 4 | 23 | 24 | Natural Gas Steam Turbine | NG | ST | 2 | 2007 | 5 | 1947 | Cameron | 26.1331 | -97.6389
54907 | ReNu Power Holdings LLC | 3442 | La Palma | IPP Non-CHP | TX | 5 | 23 | 24 | Natural Gas Steam Turbine | NG | ST | 2 | 2007 | 5 | 1949 | Cameron | 26.1331 | -97.6389
54907 | ReNu Power Holdings LLC | 3442 | La Palma | IPP Non-CHP | TX | 6 | 163.2 | 155 | Natural Gas Steam Turbine | NG | ST | 2 | 2007 | 5 | 1970 | Cameron | 26.1331 | -97.6389
21148 | Zapco Energy Tactics Corp | 50344 | Smithtown Energy Partners LP | IPP Non-CHP | NY | SW1 | 0.7 | 0.6 | Landfill Gas | LFG | IC | 2 | 2007 | 8 | 1988 | Suffolk | 40.8842 | -73.2436
21148 | Zapco Energy Tactics Corp | 50344 | Smithtown Energy Partners LP | IPP Non-CHP | NY | SW2 | 0.7 | 0.6 | Landfill Gas | LFG | IC | 2 | 2007 | 8 | 1988 | Suffolk | 40.8842 | -73.2436
54842 | WM Renewable Energy LLC | 54392 | BJ Gas Recovery | IPP Non-CHP | GA | GEN2 | 0.8 | 0.8 | Landfill Gas | LFG | IC | 2 | 2007 | 9 | 1993 | Gwinnett | 33.93 | -84.2378
6443 | Florida Keys El Coop Assn, Inc | 696 | Marathon Generating Plant | Electric Utility | FL | 5 | 3 | 3 | Petroleum Liquids | DFO | IC | 1 | 2007 | 1 | 1959 | MONROE | 24.7108 | -81.0927
3258 | Central Iowa Power Cooperative | 1206 | Summit Lake | Electric Utility | IA | IC1 | 1 | 1.1 | Petroleum Liquids | DFO | IC | 1 | 2007 | 11 | 1948 | UNION | 41.1136 | -94.3472
3258 | Central Iowa Power Cooperative | 1206 | Summit Lake | Electric Utility | IA | IC2 | 1 | 1.1 | Petroleum Liquids | DFO | IC | 1 | 2007 | 11 | 1948 | UNION | 41.1136 | -94.3472
3258 | Central Iowa Power Cooperative | 1206 | Summit Lake | Electric Utility | IA | IC4 | 1 | 1 | Petroleum Liquids | DFO | IC | 1 | 2007 | 11 | 1948 | UNION | 41.1136 | -94.3472
3258 | Central Iowa Power Cooperative | 1206 | Summit Lake | Electric Utility | IA | IC5 | 1 | 1 | Petroleum Liquids | DFO | IC | 1 | 2007 | 11 | 1948 | UNION | 41.1136 | -94.3472
2144 | Town of Braintree - (MA) | 1660 | Potter Station 2 | Electric Utility | MA | IC2 | 2.7 | 2.3 | Petroleum Liquids | DFO | IC | 1 | 2007 | 7 | 1963 | Norfolk | 42.235 | -70.9672
17824 | Spring Valley Pub Utils Comm | 2013 | Spring Valley | Electric Utility | MN | 1 | 0.8 | 0.8 | Petroleum Liquids | DFO | IC | 1 | 2007 | 1 | 1949 | Fillmore | 43.6873 | -92.3894
5416 | Duke Energy Carolinas, LLC | 3264 | W S Lee | Electric Utility | SC | 4 | 35.1 | 30 | Natural Gas Fired Combustion Turbine | NG | GT | 1 | 2007 | 4 | 1978 | Anderson | 34.6022 | -82.435
5416 | Duke Energy Carolinas, LLC | 3264 | W S Lee | Electric Utility | SC | 5 | 35.1 | 30 | Natural Gas Fired Combustion Turbine | NG | GT | 1 | 2007 | 2 | 1968 | Anderson | 34.6022 | -82.435
5416 | Duke Energy Carolinas, LLC | 3264 | W S Lee | Electric Utility | SC | 6 | 35.1 | 30 | Natural Gas Fired Combustion Turbine | NG | GT | 1 | 2007 | 4 | 1968 | Anderson | 34.6022 | -82.435
17166 | Sierra Pacific Power Co | 6524 | Portola | Electric Utility | CA | 1 | 2 | 2 | Petroleum Liquids | DFO | IC | 1 | 2007 | 1 | 1965 | Plumas | 39.8169 | -120.4633
17166 | Sierra Pacific Power Co | 6524 | Portola | Electric Utility | CA | 2 | 2 | 2 | Petroleum Liquids | DFO | IC | 1 | 2007 | 1 | 1965 | Plumas | 39.8169 | -120.4633
17166 | Sierra Pacific Power Co | 6524 | Portola | Electric Utility | CA | 3 | 2 | 2 | Petroleum Liquids | DFO | IC | 1 | 2007 | 1 | 1965 | Plumas | 39.8169 | -120.4633
50128 | Georgia-Pacific Consr Ops LLC-Palatka | 10611 | Georgia-Pacific Palatka Operations | Industrial CHP | FL | GEN3 | 14 | 4.7 | Wood/Wood Waste Biomass | BLQ | ST | 1 | 2007 | 6 | 1956 | Putnam | 29.6807 | -81.6809
59875 | Olin Blue Cube Operations | 52120 | Freeport Energy | Industrial CHP | TX | G-33 | 49 | 49 | Natural Gas Fired Combined Cycle | NG | CA | 1 | 2007 | 12 | 1953 | Brazoria | 28.9913 | -95.4075
4202 | Phillips 66-Ponca City Refinery | 52188 | Ponca City Refinery | Industrial CHP | OK | G3 | 10 | 9 | Natural Gas Steam Turbine | NG | ST | 1 | 2007 | 1 | 1954 | Kay | 36.688 | -97.088
14354 | PacifiCorp | 826 | Cove | Electric Utility | ID | 1 | 7.5 | 7 | Conventional Hydroelectric | WAT | HY | 12 | 2006 | 88 | 1917 | Caribou | 42.5144 | -111.7931
17633 | Southern Indiana Gas & Elec Co | 1012 | F B Culley | Electric Utility | IN | 1 | 46 | 42 | Conventional Steam Coal | BIT | ST | 12 | 2006 | 6 | 1955 | Warrick | 37.9111 | -87.3275
12208 | City of McPherson - (KS) | 1305 | McPherson 2 | Electric Utility | KS | 1 | 32 | 26.6 | Natural Gas Steam Turbine | NG | ST | 12 | 2006 | 6 | 1963 | McPherson | 38.3634 | -97.6834
20847 | Wisconsin Electric Power Co | 1769 | Presque Isle | Electric Utility | MI | 1 | 25 | 25 | Conventional Steam Coal | BIT | ST | 12 | 2006 | 9 | 1955 | Marquette | 46.5789 | -87.395
20847 | Wisconsin Electric Power Co | 1769 | Presque Isle | Electric Utility | MI | 2 | 37.5 | 37 | Conventional Steam Coal | BIT | ST | 12 | 2006 | 7 | 1962 | Marquette | 46.5789 | -87.395
13781 | Northern States Power Co - Minnesota | 1918 | Minnesota Valley | Electric Utility | MN | 3 | 46 | 46.9 | Natural Gas Steam Turbine | NG | ST | 12 | 2006 | 9 | 1953 | Chippewa | 44.8028 | -95.5269
13781 | Northern States Power Co - Minnesota | 1932 | West Fairbault | Electric Utility | MN | 2 | 16.2 | 15.9 | Natural Gas Fired Combustion Turbine | NG | GT | 12 | 2006 | 5 | 1965 | Rice | 44.2697 | -93.2906
13781 | Northern States Power Co - Minnesota | 1932 | West Fairbault | Electric Utility | MN | 3 | 16.2 | 13.5 | Natural Gas Fired Combustion Turbine | NG | GT | 12 | 2006 | 5 | 1965 | Rice | 44.2697 | -93.2906
20737 | Willmar Municipal Utilities | 2022 | Willmar | Electric Utility | MN | ST1 | 4 | 4 | Conventional Steam Coal | SUB | ST | 12 | 2006 | 10 | 1949 | Kandiyohi | 45.1217 | -95.0532
54907 | ReNu Power Holdings LLC | 3440 | Lon C Hill | IPP Non-CHP | TX | 1 | 75 | 75 | Natural Gas Steam Turbine | NG | ST | 12 | 2006 | 3 | 1954 | Nueces | 27.85 | -97.6167
54907 | ReNu Power Holdings LLC | 3440 | Lon C Hill | IPP Non-CHP | TX | 2 | 75 | 75 | Natural Gas Steam Turbine | NG | ST | 12 | 2006 | 3 | 1956 | Nueces | 27.85 | -97.6167
54907 | ReNu Power Holdings LLC | 3440 | Lon C Hill | IPP Non-CHP | TX | 4 | 261 | 245 | Natural Gas Steam Turbine | NG | ST | 12 | 2006 | 5 | 1969 | Nueces | 27.85 | -97.6167
54907 | ReNu Power Holdings LLC | 3442 | La Palma | IPP Non-CHP | TX | 7 | 49.1 | 52 | Natural Gas Fired Combustion Turbine | NG | GT | 12 | 2006 | 10 | 1975 | Cameron | 26.1331 | -97.6389
13697 | North Central Power Co Inc | 3996 | Grimh | Electric Utility | WI | 1 | 0.1 | 0.1 | Conventional Hydroelectric | WAT | HY | 12 | 2006 | 4 | 1928 | Sawyer | 45.7517 | -91.2236
13697 | North Central Power Co Inc | 3996 | Grimh | Electric Utility | WI | 3 | 0.2 | 0.2 | Conventional Hydroelectric | WAT | HY | 12 | 2006 | 4 | 1965 | Sawyer | 45.7517 | -91.2236
13697 | North Central Power Co Inc | 3996 | Grimh | Electric Utility | WI | IC1 | 0.8 | 0.6 | Petroleum Liquids | DFO | IC | 12 | 2006 | 12 | 1951 | Sawyer | 45.7517 | -91.2236
189 | PowerSouth Energy Cooperative | 6192 | Portland (FL) | Electric Utility | FL | 1 | 11 | 7 | Petroleum Liquids | DFO | GT | 12 | 2006 | 3 | 1964 | Walton | 30.5736 | -86.2158
13781 | Northern States Power Co - Minnesota | 6231 | Apple River | Electric Utility | WI | 2 | 0.8 | 1 | Conventional Hydroelectric | WAT | HY | 12 | 2006 | 0 | 1901 | St Croix | 45.1576 | -92.7162
221 | Alaska Village Elec Coop, Inc | 6338 | St Marys IC | Electric Utility | AK | 1 | 0.6 | 0.6 | Petroleum Liquids | DFO | IC | 12 | 2006 | 5 | 1977 | Bethel | 62.0636 | -163.2658
30150 | CBY DBA Yakutat Power | 6637 | Yakutat | Electric Utility | AK | 5 | 0.3 | 0.3 | Petroleum Liquids | DFO | IC | 12 | 2006 | 6 | 1989 | YAKUTAT | 59.5446 | -139.7243
11626 | City of Marceline - (MO) | 7470 | Marceline | Electric Utility | MO | 3 | 1.2 | 1.2 | Petroleum Liquids | DFO | IC | 12 | 2006 | 3 | 1959 | Linn | 39.7169 | -92.9458
11626 | City of Marceline - (MO) | 7470 | Marceline | Electric Utility | MO | 4 | 0.4 | 0.4 | Petroleum Liquids | DFO | IC | 12 | 2006 | 11 | 1995 | Linn | 39.7169 | -92.9458
1194 | Baptist Memorial Hospital | 10008 | Baptist Medical Center | Commercial CHP | FL | CG-4 | 0.5 | 0.5 | Natural Gas Internal Combustion Engine | NG | IC | 12 | 2006 | 10 | 1973 | DUVAL | 30.3156 | -81.6644
10077 | Kaweah Delta Hospital | 10042 | Kaweah Delta District Hospital | Commercial Non-CHP | CA | KDH2 | 0.5 | 0.5 | Natural Gas Internal Combustion Engine | NG | IC | 12 | 2006 | 8 | 1984 | Tulare | 36.3275 | -119.2947
59099 | New Dimension Energy Company, LLC | 50819 | ESI Project | IPP Non-CHP | CA | GEN1 | 1.2 | 1.2 | Onshore Wind Turbine | WND | WT | 12 | 2006 | 12 | 1981 | Alameda | 37.7392 | -121.4322
56097 | Noranda Alumina LLC | 50846 | Noranda Alumina LLC | Industrial CHP | LA | GT1 | 16 | 15 | Natural Gas Fired Combustion Turbine | NG | GT | 12 | 2006 | 3 | 1969 | St James | 30.054 | -90.6693
57098 | Sandow Power Co LLC | 52071 | Sandow No 5 | IPP Non-CHP | TX | GEN1 | 121 | 121 | Conventional Steam Coal | LIG | ST | 12 | 2006 | 12 | 1953 | Milam | 30.5681 | -97.0614
57098 | Sandow Power Co LLC | 52071 | Sandow No 5 | IPP Non-CHP | TX | GEN2 | 121 | 121 | Conventional Steam Coal | LIG | ST | 12 | 2006 | 2 | 1954 | Milam | 30.5681 | -97.0614
57098 | Sandow Power Co LLC | 52071 | Sandow No 5 | IPP Non-CHP | TX | GEN3 | 121 | 121 | Conventional Steam Coal | LIG | ST | 12 | 2006 | 7 | 1954 | Milam | 30.5681 | -97.0614
15912 | Resource Technology Corp | 55056 | Biodyne Congress | IPP Non-CHP | IL | 1 | 5 | 4.2 | Landfill Gas | LFG | GT | 12 | 2006 | 9 | 2001 | Cook | 41.8717 | -87.8861
15912 | Resource Technology Corp | 55056 | Biodyne Congress | IPP Non-CHP | IL | 2 | 5 | 4.2 | Landfill Gas | LFG | GT | 12 | 2006 | 9 | 2001 | Cook | 41.8717 | -87.8861
15912 | Resource Technology Corp | 55056 | Biodyne Congress | IPP Non-CHP | IL | 3 | 5 | 4.2 | Landfill Gas | LFG | GT | 12 | 2006 | 12 | 2001 | Cook | 41.8717 | -87.8861
13511 | New York State Elec & Gas Corp | 2533 | Keuka | Electric Utility | NY | 1 | 2 | 1.9 | Conventional Hydroelectric | WAT | HY | 11 | 2006 | 88 | 1928 | Steuben | 42.4942 | -77.1194
6035 | Exelon Power | 3160 | Delaware Generating Station | IPP Non-CHP | PA | 1 | 2.7 | 2.7 | Petroleum Liquids | DFO | IC | 11 | 2006 | 5 | 1967 | Philadelphia | 39.968 | -75.1252
10077 | Kaweah Delta Hospital | 10042 | Kaweah Delta District Hospital | Commercial Non-CHP | CA | KDH1 | 0.5 | 0.5 | Natural Gas Internal Combustion Engine | NG | IC | 11 | 2006 | 8 | 1984 | Tulare | 36.3275 | -119.2947
50163 | Valero Energy Corporation | 52108 | Valero Energy Port Arthur Refinery | Industrial CHP | TX | GEN3 | 13.7 | 12 | Natural Gas Fired Combined Cycle | NG | CT | 11 | 2006 | 6 | 1972 | JEFFERSON | 29.8674 | -93.9658
8751 | Town of Holly - (CO) | 502 | Holly | Electric Utility | CO | ARPA | 2.2 | 2 | Petroleum Liquids | DFO | IC | 10 | 2006 | 9 | 2002 | Prowers | 38.0327 | -102.0737
55849 | Domtar Paper Co LLC Kingsport Mill | 10252 | Domtar Kingsport Mill | Industrial CHP | TN | NO.6 | 7 | 7 | Wood/Wood Waste Biomass | BLQ | ST | 10 | 2006 | 1 | 1956 | Sullivan | 36.5489 | -82.5667
55849 | Domtar Paper Co LLC Kingsport Mill | 10252 | Domtar Kingsport Mill | Industrial CHP | TN | NO.7 | 12 | 12 | Wood/Wood Waste Biomass | BLQ | ST | 10 | 2006 | 1 | 1965 | Sullivan | 36.5489 | -82.5667
17460 | South Oak Hospital | 50136 | South Oaks Hospital | Commercial CHP | NY | GEN2 | 0.6 | 0.1 | Natural Gas Internal Combustion Engine | NG | IC | 10 | 2006 | 6 | 1990 | Suffolk | 40.6853 | -73.4258
24210 | Riverbay Corp | 52168 | Riverbay | Commercial CHP | NY | GEN1 | 6 | 5.6 | Petroleum Liquids | RFO | ST | 10 | 2006 | 1 | 1969 | Bronx | 40.87 | -73.8244
56817 | Outagamie Clean Energy Project LLC | 54842 | Outagamie County Co-Generation Facility | IPP CHP | WI | GEN1 | 0.8 | 0.8 | Landfill Gas | LFG | IC | 10 | 2006 | 9 | 1991 | Outagamie | 44.2869 | -88.3339
56817 | Outagamie Clean Energy Project LLC | 54842 | Outagamie County Co-Generation Facility | IPP CHP | WI | GEN2 | 0.8 | 0.8 | Landfill Gas | LFG | IC | 10 | 2006 | 9 | 1991 | Outagamie | 44.2869 | -88.3339
56817 | Outagamie Clean Energy Project LLC | 54842 | Outagamie County Co-Generation Facility | IPP CHP | WI | GEN3 | 0.8 | 0.8 | Landfill Gas | LFG | IC | 10 | 2006 | 9 | 1991 | Outagamie | 44.2869 | -88.3339
12807 | Michigan South Central Pwr Agy | 56183 | Modular Power LLC | Electric Utility | MI | 1 | 1.6 | 1.6 | Petroleum Liquids | DFO | IC | 10 | 2006 | 6 | 1999 | Branch | 41.9261 | -85.0103
12807 | Michigan South Central Pwr Agy | 56183 | Modular Power LLC | Electric Utility | MI | 2 | 1.8 | 1.8 | Petroleum Liquids | DFO | IC | 10 | 2006 | 6 | 1999 | Branch | 41.9261 | -85.0103
12807 | Michigan South Central Pwr Agy | 56183 | Modular Power LLC | Electric Utility | MI | 3 | 1.6 | 1.6 | Petroleum Liquids | DFO | IC | 10 | 2006 | 6 | 1999 | Branch | 41.9261 | -85.0103
12807 | Michigan South Central Pwr Agy | 56183 | Modular Power LLC | Electric Utility | MI | 4 | 1.6 | 1.6 | Petroleum Liquids | DFO | IC | 10 | 2006 | 6 | 1999 | Branch | 41.9261 | -85.0103
12807 | Michigan South Central Pwr Agy | 56183 | Modular Power LLC | Electric Utility | MI | 5 | 1.8 | 1.8 | Petroleum Liquids | DFO | IC | 10 | 2006 | 6 | 1999 | Branch | 41.9261 | -85.0103
12807 | Michigan South Central Pwr Agy | 56183 | Modular Power LLC | Electric Utility | MI | 6 | 1.6 | 1.6 | Petroleum Liquids | DFO | IC | 10 | 2006 | 6 | 1999 | Branch | 41.9261 | -85.0103
12807 | Michigan South Central Pwr Agy | 56183 | Modular Power LLC | Electric Utility | MI | 7 | 1.6 | 1.6 | Petroleum Liquids | DFO | IC | 10 | 2006 | 6 | 1999 | Branch | 41.9261 | -85.0103
12807 | Michigan South Central Pwr Agy | 56183 | Modular Power LLC | Electric Utility | MI | 8 | 1.6 | 1.6 | Petroleum Liquids | DFO | IC | 10 | 2006 | 6 | 1999 | Branch | 41.9261 | -85.0103
12807 | Michigan South Central Pwr Agy | 56183 | Modular Power LLC | Electric Utility | MI | 9 | 1.6 | 1.6 | Petroleum Liquids | DFO | IC | 10 | 2006 | 6 | 1999 | Branch | 41.9261 | -85.0103
50079 | Utility Board of Key West City | 164 | Big Pine | Electric Utility | FL | 1 | 2.7 | 2.5 | Petroleum Liquids | DFO | IC | 9 | 2006 | 2 | 1969 | Monroe | 24.5792 | -81.685
39006 | Brookfield White Pine Hydro LLC | 1487 | Continental Mills | IPP Non-CHP | ME | CM1 | 0.4 | 0.4 | Conventional Hydroelectric | WAT | HY | 9 | 2006 | 1 | 1920 | Androscoggin | 44.092 | -70.2219
39006 | Brookfield White Pine Hydro LLC | 1487 | Continental Mills | IPP Non-CHP | ME | CM2 | 0.4 | 0.4 | Conventional Hydroelectric | WAT | HY | 9 | 2006 | 1 | 1920 | Androscoggin | 44.092 | -70.2219
39006 | Brookfield White Pine Hydro LLC | 1487 | Continental Mills | IPP Non-CHP | ME | CM3 | 0.4 | 0.4 | Conventional Hydroelectric | WAT | HY | 9 | 2006 | 1 | 1920 | Androscoggin | 44.092 | -70.2219
39006 | Brookfield White Pine Hydro LLC | 1487 | Continental Mills | IPP Non-CHP | ME | CM5 | 0.1 | 0.1 | Conventional Hydroelectric | WAT | HY | 9 | 2006 | 1 | 1920 | Androscoggin | 44.092 | -70.2219
39006 | Brookfield White Pine Hydro LLC | 1487 | Continental Mills | IPP Non-CHP | ME | CM6 | 0.1 | 0.1 | Conventional Hydroelectric | WAT | HY | 9 | 2006 | 1 | 1920 | Androscoggin | 44.092 | -70.2219
50079 | Utility Board of Key West City | 6582 | Cudjoe | Electric Utility | FL | 2 | 2.7 | 2.5 | Petroleum Liquids | DFO | IC | 9 | 2006 | 8 | 1966 | Monroe | 24.5792 | -81.685
50079 | Utility Board of Key West City | 6582 | Cudjoe | Electric Utility | FL | 3 | 2.3 | 2 | Petroleum Liquids | DFO | IC | 9 | 2006 | 8 | 1968 | Monroe | 24.5792 | -81.685
39006 | Brookfield White Pine Hydro LLC | 7044 | Bates Mill Upper | IPP Non-CHP | ME | BU1 | 1.2 | 0.9 | Conventional Hydroelectric | WAT | HY | 9 | 2006 | 2 | 1986 | Androscoggin | 44.0959 | -70.219
39006 | Brookfield White Pine Hydro LLC | 7044 | Bates Mill Upper | IPP Non-CHP | ME | BU2 | 1.5 | 0.9 | Conventional Hydroelectric | WAT | HY | 9 | 2006 | 2 | 1986 | Androscoggin | 44.0959 | -70.219
39006 | Brookfield White Pine Hydro LLC | 7044 | Bates Mill Upper | IPP Non-CHP | ME | BU3 | 1.2 | 0.9 | Conventional Hydroelectric | WAT | HY | 9 | 2006 | 2 | 1986 | Androscoggin | 44.0959 | -70.219
39006 | Brookfield White Pine Hydro LLC | 7048 | Hill Mill | IPP Non-CHP | ME | HM1 | 0.3 | 0.3 | Conventional Hydroelectric | WAT | HY | 9 | 2006 | 2 | 1986 | Androscoggin | 44.0929 | -70.217
39006 | Brookfield White Pine Hydro LLC | 7048 | Hill Mill | IPP Non-CHP | ME | HM2 | 0.3 | 0.3 | Conventional Hydroelectric | WAT | HY | 9 | 2006 | 2 | 1986 | Androscoggin | 44.0929 | -70.217
39006 | Brookfield White Pine Hydro LLC | 7048 | Hill Mill | IPP Non-CHP | ME | HM3 | 0.3 | 0.3 | Conventional Hydroelectric | WAT | HY | 9 | 2006 | 2 | 1986 | Androscoggin | 44.0929 | -70.217
39006 | Brookfield White Pine Hydro LLC | 7048 | Hill Mill | IPP Non-CHP | ME | HM4 | 0.3 | 0.3 | Conventional Hydroelectric | WAT | HY | 9 | 2006 | 2 | 1986 | Androscoggin | 44.0929 | -70.217
39006 | Brookfield White Pine Hydro LLC | 7048 | Hill Mill | IPP Non-CHP | ME | HM5 | 0.3 | 0.3 | Conventional Hydroelectric | WAT | HY | 9 | 2006 | 2 | 1986 | Androscoggin | 44.0929 | -70.217
39006 | Brookfield White Pine Hydro LLC | 7048 | Hill Mill | IPP Non-CHP | ME | HM6 | 0.3 | 0.3 | Conventional Hydroelectric | WAT | HY | 9 | 2006 | 2 | 1986 | Androscoggin | 44.0929 | -70.217
19578 | Upper Peninsula Power Company | 7115 | Hoist | Electric Utility | MI | 1 | 1 | 1 | Conventional Hydroelectric | WAT | HY | 9 | 2006 | 2 | 1988 | Marquette | 46.5628 | -87.5686
15912 | Resource Technology Corp | 55058 | Biodyne Lansing | IPP Non-CHP | IL | 001 | 0.6 | 0.6 | Landfill Gas | LFG | IC | 9 | 2006 | 7 | 1997 | Cook | 41.5864 | -87.5539
15912 | Resource Technology Corp | 55058 | Biodyne Lansing | IPP Non-CHP | IL | 002 | 0.7 | 0.7 | Natural Gas Internal Combustion Engine | NG | IC | 9 | 2006 | 7 | 1997 | Cook | 41.5864 | -87.5539
15912 | Resource Technology Corp | 55058 | Biodyne Lansing | IPP Non-CHP | IL | 003 | 0.7 | 0.7 | Natural Gas Internal Combustion Engine | NG | IC | 9 | 2006 | 7 | 1997 | Cook | 41.5864 | -87.5539
15912 | Resource Technology Corp | 55059 | Biodyne Springfield | IPP CHP | IL | 001 | 0.6 | 0.6 | Landfill Gas | LFG | IC | 9 | 2006 | 2 | 1997 | Sangamon | 39.8564 | -89.6194
15912 | Resource Technology Corp | 55059 | Biodyne Springfield | IPP CHP | IL | 002 | 0.6 | 0.6 | Landfill Gas | LFG | IC | 9 | 2006 | 2 | 1997 | Sangamon | 39.8564 | -89.6194
15912 | Resource Technology Corp | 55059 | Biodyne Springfield | IPP CHP | IL | 003 | 0.6 | 0.6 | Landfill Gas | LFG | IC | 9 | 2006 | 2 | 1997 | Sangamon | 39.8564 | -89.6194
15912 | Resource Technology Corp | 55059 | Biodyne Springfield | IPP CHP | IL | 004 | 0.6 | 0.6 | Landfill Gas | LFG | IC | 9 | 2006 | 2 | 1997 | Sangamon | 39.8564 | -89.6194
15912 | Resource Technology Corp | 55059 | Biodyne Springfield | IPP CHP | IL | 005 | 0.6 | 0.6 | Landfill Gas | LFG | IC | 9 | 2006 | 2 | 1997 | Sangamon | 39.8564 | -89.6194
11249 | Louisville Gas & Electric Co | 1367 | Waterside GT | Electric Utility | KY | 7 | 20 | 11 | Natural Gas Fired Combustion Turbine | NG | GT | 8 | 2006 | 6 | 1964 | Jefferson | 38.2583 | -85.7542
11249 | Louisville Gas & Electric Co | 1367 | Waterside GT | Electric Utility | KY | 8 | 25 | 11 | Natural Gas Fired Combustion Turbine | NG | GT | 8 | 2006 | 2 | 1964 | Jefferson | 38.2583 | -85.7542
19883 | City of Virginia - (MN) | 2018 | Virginia | Electric Utility | MN | 1A | 4 | 4 | Conventional Steam Coal | SUB | ST | 8 | 2006 | 8 | 1992 | St Louis | 47.5224 | -92.541
12869 | Monterey Regional Waste Mgmt | 10748 | Marina Landfill Gas | Commercial Non-CHP | CA | LL1 | 0.8 | 0.7 | Landfill Gas | LFG | IC | 8 | 2006 | 4 | 1994 | Monterey | 36.7131 | -121.7686
19685 | Valero Refining Co | 50121 | Valero Refinery Corpus Christi West | Industrial Non-CHP | TX | TG3 | 7.5 | 7 | Other Gases | OG | ST | 8 | 2006 | 9 | 1986 | Nueces | 27.8175 | -97.4814
794 | Apollo Energy Corp | 54390 | Kamaoa Wind Farm | IPP Non-CHP | HI | GEN1 | 9.2 | 9.2 | Onshore Wind Turbine | WND | WT | 8 | 2006 | 7 | 1987 | Hawaii | 18.9922 | -155.6681
221 | Alaska Village Elec Coop, Inc | 57062 | Gambell | Electric Utility | AK | UNIT1 | 0.3 | 0.3 | Petroleum Liquids | DFO | IC | 8 | 2006 | 12 | 1985 | Nome | 63.7667 | -171.7375
221 | Alaska Village Elec Coop, Inc | 6345 | Shishmaref | Electric Utility | AK | 4 | 0.5 | 0.5 | Petroleum Liquids | DFO | IC | 7 | 2006 | 2 | 1988 | Nome | 65.0853 | -165.1108
13206 | Nantucket Electric Co | 1615 | Nantucket | Electric Utility | MA | 10 | 1.2 | 1 | Petroleum Liquids | DFO | IC | 6 | 2006 | 7 | 1987 | Nantucket | 41.2583 | -70.0517
13206 | Nantucket Electric Co | 1615 | Nantucket | Electric Utility | MA | 11 | 1.2 | 1 | Petroleum Liquids | DFO | IC | 6 | 2006 | 7 | 1987 | Nantucket | 41.2583 | -70.0517
57280 | Eagle Creek RE LLC | 2633 | Swinging Bridge 1 | IPP Non-CHP | NY | SWI1 | 5 | 4.3 | Conventional Hydroelectric | WAT | HY | 6 | 2006 | 2 | 1930 | Sullivan | 41.5717 | -74.7828
14063 | Oklahoma Gas & Electric Co | 7185 | Conoco | Electric Utility | OK | 1 | 33 | 31.5 | Natural Gas Fired Combustion Turbine | NG | GT | 6 | 2006 | 6 | 1991 | Kay | 36.6744 | -97.0603
14063 | Oklahoma Gas & Electric Co | 7185 | Conoco | Electric Utility | OK | 2 | 33 | 28.3 | Natural Gas Fired Combustion Turbine | NG | GT | 6 | 2006 | 6 | 1991 | Kay | 36.6744 | -97.0603
56024 | Kamin LLC | 54880 | Kamin LLC Wrens Plant | Industrial CHP | GA | WP1 | 1.1 | 1.1 | Petroleum Liquids | DFO | IC | 6 | 2006 | 1 | 1988 | Jefferson | 33.2738 | -82.4078
14328 | Pacific Gas & Electric Co | 247 | Hunters Point | Electric Utility | CA | 2 | 107.5 | 107 | Natural Gas Steam Turbine | NG | ST | 5 | 2006 | 12 | 1948 | San Francisco | 37.7336 | -122.3897
14328 | Pacific Gas & Electric Co | 247 | Hunters Point | Electric Utility | CA | 3 | 107.5 | 107 | Natural Gas Steam Turbine | NG | ST | 5 | 2006 | 1 | 1949 | San Francisco | 37.7336 | -122.3897
14328 | Pacific Gas & Electric Co | 247 | Hunters Point | Electric Utility | CA | 4 | 156.2 | 163 | Natural Gas Steam Turbine | NG | ST | 5 | 2006 | 11 | 1958 | San Francisco | 37.7336 | -122.3897
14328 | Pacific Gas & Electric Co | 247 | Hunters Point | Electric Utility | CA | GT1 | 56.2 | 52 | Petroleum Liquids | DFO | GT | 5 | 2006 | 6 | 1976 | San Francisco | 37.7336 | -122.3897
7801 | Gulf Power Co | 641 | Crist | Electric Utility | FL | 2 | 28.1 | 24 | Natural Gas Steam Turbine | NG | ST | 5 | 2006 | 6 | 1949 | Escambia | 30.5661 | -87.2244
7801 | Gulf Power Co | 641 | Crist | Electric Utility | FL | 3 | 37.5 | 35 | Natural Gas Steam Turbine | NG | ST | 5 | 2006 | 9 | 1952 | Escambia | 30.5661 | -87.2244
15147 | PSEG Fossil LLC | 2397 | PSEG Bayonne Generating Station | IPP Non-CHP | NJ | 1 | 21.2 | 20 | Petroleum Liquids | KER | GT | 5 | 2006 | 6 | 1970 | Hudson | 40.6608 | -74.0853
15147 | PSEG Fossil LLC | 2397 | PSEG Bayonne Generating Station | IPP Non-CHP | NJ | 2 | 21 | 20 | Petroleum Liquids | KER | GT | 5 | 2006 | 6 | 1970 | Hudson | 40.6608 | -74.0853
15147 | PSEG Fossil LLC | 2406 | PSEG Linden Generating Station | IPP Non-CHP | NJ | 1 | 181.4 | 180 | Petroleum Liquids | RFO | ST | 5 | 2006 | 5 | 1957 | Union | 40.6217 | -74.2072
15147 | PSEG Fossil LLC | 2406 | PSEG Linden Generating Station | IPP Non-CHP | NJ | 2 | 181.4 | 250 | Petroleum Liquids | RFO | ST | 5 | 2006 | 12 | 1957 | Union | 40.6217 | -74.2072
15147 | PSEG Fossil LLC | 2406 | PSEG Linden Generating Station | IPP Non-CHP | NJ | 3 | 18.5 | 0 | Natural Gas Fired Combustion Turbine | NG | GT | 5 | 2006 | 7 | 1967 | Union | 40.6217 | -74.2072
17166 | Sierra Pacific Power Co | 6512 | Farad | Electric Utility | CA | 1 | 1.4 | 1.4 | Conventional Hydroelectric | WAT | HY | 5 | 2006 | 1 | 1933 | Nevada | 39.3943 | -120.0217
17166 | Sierra Pacific Power Co | 6512 | Farad | Electric Utility | CA | 2 | 1.4 | 1.4 | Conventional Hydroelectric | WAT | HY | 5 | 2006 | 1 | 1933 | Nevada | 39.3943 | -120.0217
34691 | Ormat Nevada Inc | 10018 | Desert Peak Power Plant | IPP Non-CHP | NV | GEN1 | 11 | 9 | Geothermal | GEO | ST | 5 | 2006 | 12 | 1985 | Lyon | 39.754 | -118.9535
10077 | Kaweah Delta Hospital | 10042 | Kaweah Delta District Hospital | Commercial Non-CHP | CA | KDH3 | 0.7 | 0.7 | Natural Gas Internal Combustion Engine | NG | IC | 5 | 2006 | 10 | 2001 | Tulare | 36.3275 | -119.2947
3102 | Mosaic Company | 10205 | Mosaic Co Greenbay | Industrial CHP | FL | GEN1 | 38.2 | 37.2 | All Other | OTH | ST | 5 | 2006 | 11 | 1990 | Polk | 27.845 | -81.9097
55903 | Domtar Paper Company LLC | 50189 | Domtar Paper Co LLC Plymouth NC | Industrial CHP | NC | TG6 | 7.5 | 7.5 | Conventional Steam Coal | BIT | ST | 5 | 2006 | 1 | 1956 | Martin | 35.8628 | -76.7831
19365 | United States Sugar Corp | 50482 | Clewiston Sugar House | Industrial CHP | FL | DGN | 1 | 1 | Petroleum Liquids | DFO | IC | 5 | 2006 | 6 | 1987 | Hendry | 26.7351 | -80.9377
19365 | United States Sugar Corp | 50482 | Clewiston Sugar House | Industrial CHP | FL | DGS | 1 | 1 | Petroleum Liquids | DFO | IC | 5 | 2006 | 6 | 1987 | Hendry | 26.7351 | -80.9377
13870 | Nushagak Electric Coop, Inc | 109 | Dillingham | Electric Utility | AK | 8 | 0.8 | 0.8 | Petroleum Liquids | DFO | IC | 4 | 2006 | 3 | 1985 | Dillingham | 59.6708 | -157.89
5957 | City of Erie - (KS) | 1276 | Erie | Electric Utility | KS | 5 | 1.5 | 1.4 | Petroleum Liquids | DFO | IC | 4 | 2006 | 3 | 1992 | Neosho | 37.5668 | -95.2375
9442 | Town of Ipswich - (MA) | 1670 | High Street Station | Electric Utility | MA | 3 | 0.7 | 0.7 | Petroleum Liquids | DFO | IC | 4 | 2006 | 6 | 1941 | ESSEX | 42.6986 | -70.8697
9442 | Town of Ipswich - (MA) | 1670 | High Street Station | Electric Utility | MA | 4 | 0.6 | 0.6 | Petroleum Liquids | DFO | IC | 4 | 2006 | 6 | 1937 | ESSEX | 42.6986 | -70.8697
13168 | NRG Huntley Operations Inc | 2549 | C R Huntley Generating Station | IPP Non-CHP | NY | 63 | 80 | 80 | Conventional Steam Coal | BIT | ST | 4 | 2006 | 8 | 1942 | Erie | 42.97 | -78.93
13168 | NRG Huntley Operations Inc | 2549 | C R Huntley Generating Station | IPP Non-CHP | NY | 64 | 100 | 100 | Conventional Steam Coal | BIT | ST | 4 | 2006 | 10 | 1948 | Erie | 42.97 | -78.93
13870 | Nushagak Electric Coop, Inc | 109 | Dillingham | Electric Utility | AK | IC9 | 0.8 | 0.8 | Petroleum Liquids | DFO | IC | 3 | 2006 | 3 | 1985 | Dillingham | 59.6708 | -157.89
18454 | Tampa Electric Co | 748 | Phillips | Electric Utility | FL | 3 | 3.6 | 3 | Petroleum Liquids | RFO | CA | 3 | 2006 | 6 | 1983 | Highlands | 27.4439 | -81.3633
4375 | City of Corning - (IA) | 1134 | Corning | Electric Utility | IA | 1 | 0.6 | 0.6 | Petroleum Liquids | DFO | IC | 3 | 2006 | 7 | 1945 | Adams | 40.9871 | -94.7352
4375 | City of Corning - (IA) | 1134 | Corning | Electric Utility | IA | 2 | 0.9 | 0.9 | Petroleum Liquids | DFO | IC | 3 | 2006 | 7 | 1950 | Adams | 40.9871 | -94.7352
4375 | City of Corning - (IA) | 1134 | Corning | Electric Utility | IA | 3 | 1.3 | 1.3 | Petroleum Liquids | DFO | IC | 3 | 2006 | 7 | 1955 | Adams | 40.9871 | -94.7352
4375 | City of Corning - (IA) | 1134 | Corning | Electric Utility | IA | 4 | 0.4 | 0.4 | Petroleum Liquids | DFO | IC | 3 | 2006 | 7 | 1938 | Adams | 40.9871 | -94.7352
1647 | City of Bethany - (MO) | 2114 | Bethany | Electric Utility | MO | 8 | 1.6 | 1 | Petroleum Liquids | DFO | IC | 3 | 2006 | 7 | 1993
54888 | NRG Texas Power LLC | 3471 | Webster | IPP Non-CHP | TX | 3 | 410 | 374 | Natural Gas Steam Turbine | NG | ST | 3 | 2006 | 5 | 1965 | Harris | 29.5258 | -95.1081
54888 | NRG Texas Power LLC | 3471 | Webster | IPP Non-CHP | TX | GT1 | 16.3 | 13 | Natural Gas Fired Combustion Turbine | NG | GT | 3 | 2006 | 7 | 1967 | Harris | 29.5258 | -95.1081
7477 | Granger Electric Co | 10532 | Granger Electric Generating Station #2 | IPP Non-CHP | MI | 2-2 | 0.8 | 0.8 | Landfill Gas | LFG | IC | 3 | 2006 | 4 | 1991 | Clinton | 42.805 | -84.7075
11736 | City of Marshall - (IL) | 949 | Marshall (IL) | Electric Utility | IL | 1 | 0.9 | 0.8 | Petroleum Liquids | DFO | IC | 2 | 2006 | 88 | 1948 | Clark | 39.3921 | -87.6851
11736 | City of Marshall - (IL) | 949 | Marshall (IL) | Electric Utility | IL | 2 | 0.9 | 0.8 | Petroleum Liquids | DFO | IC | 2 | 2006 | 88 | 1948 | Clark | 39.3921 | -87.6851
11736 | City of Marshall - (IL) | 949 | Marshall (IL) | Electric Utility | IL | 3 | 1.2 | 1.1 | Petroleum Liquids | DFO | IC | 2 | 2006 | 88 | 1953 | Clark | 39.3921 | -87.6851
9417 | Interstate Power and Light Co | 1047 | Lansing | Electric Utility | IA | 1 | 15 | 14.1 | Conventional Steam Coal | SUB | ST | 2 | 2006 | 1 | 1948 | Allamakee | 43.3359 | -91.1675
9275 | Indianola Municipal Utilities | 1150 | Indianola | Electric Utility | IA | 3 | 1.1 | 1 | Petroleum Liquids | DFO | IC | 2 | 2006 | 1 | 1953 | Warren | 41.3595 | -93.5633
17718 | Southwestern Public Service Co | 2469 | Tucumcari | Electric Utility | NM | 4 | 2.2 | 2 | Petroleum Liquids | DFO | IC | 2 | 2006 | 1 | 1959 | Quay | 35.1681 | -103.7181
17718 | Southwestern Public Service Co | 2469 | Tucumcari | Electric Utility | NM | 5 | 1 | 1 | Petroleum Liquids | DFO | IC | 2 | 2006 | 0 | 1951 | Quay | 35.1681 | -103.7181
17718 | Southwestern Public Service Co | 2469 | Tucumcari | Electric Utility | NM | 6 | 4.1 | 3 | Petroleum Liquids | DFO | IC | 2 | 2006 | 1 | 1964 | Quay | 35.1681 | -103.7181
17718 | Southwestern Public Service Co | 2469 | Tucumcari | Electric Utility | NM | 8 | 3 | 3 | Petroleum Liquids | DFO | IC | 2 | 2006 | 1 | 1968 | Quay | 35.1681 | -103.7181
221 | Alaska Village Elec Coop, Inc | 6333 | Nunapitchuk | Electric Utility | AK | 2 | 0.3 | 0.3 | Petroleum Liquids | DFO | IC | 2 | 2006 | 1 | 1976 | Bethel | 60.8753 | -162.4533
221 | Alaska Village Elec Coop, Inc | 6333 | Nunapitchuk | Electric Utility | AK | 3 | 0.3 | 0.3 | Petroleum Liquids | DFO | IC | 2 | 2006 | 4 | 1976 | Bethel | 60.8753 | -162.4533
221 | Alaska Village Elec Coop, Inc | 6333 | Nunapitchuk | Electric Utility | AK | 4 | 0.6 | 0.6 | Petroleum Liquids | DFO | IC | 2 | 2006 | 2 | 1986 | Bethel | 60.8753 | -162.4533
21116 | YKK USA Inc | 54566 | YKK USA Chestney | Industrial Non-CHP | GA | PPD1 | 0.4 | 0.4 | Petroleum Liquids | DFO | IC | 2 | 2006 | 5 | 1992 | BIBB | 32.8061 | -83.5456
21116 | YKK USA Inc | 54566 | YKK USA Chestney | Industrial Non-CHP | GA | PPD2 | 0.4 | 0.4 | Petroleum Liquids | DFO | IC | 2 | 2006 | 5 | 1992 | BIBB | 32.8061 | -83.5456
49840 | Waterside Power, LLC | 56189 | Waterside Power, LLC | IPP Non-CHP | CT | 6 | 23.2 | 23.2 | Petroleum Liquids | DFO | GT | 2 | 2006 | 5 | 2004 | Fairfield | 41.0372 | -73.5564
2550 | City of Burlington - (CO) | 490 | Burlington City of | Electric Utility | CO | 1 | 1.2 | 1 | Petroleum Liquids | DFO | IC | 1 | 2006 | 6 | 1960
2550 | City of Burlington - (CO) | 490 | Burlington City of | Electric Utility | CO | 2 | 2.8 | 2.5 | Petroleum Liquids | DFO | IC | 1 | 2006 | 6 | 1965
2550 | City of Burlington - (CO) | 490 | Burlington City of | Electric Utility | CO | 3 | 2.5 | 2.2 | Petroleum Liquids | DFO | IC | 1 | 2006 | 8 | 1969
2550 | City of Burlington - (CO) | 490 | Burlington City of | Electric Utility | CO | 4 | 1 | 0.8 | Petroleum Liquids | DFO | IC | 1 | 2006 | 8 | 1951
9603 | City of Jackson - (MO) | 2137 | Jackson (MO) | Electric Utility | MO | 1 | 1 | 0.9 | Petroleum Liquids | DFO | IC | 1 | 2006 | 6 | 1954 | Cape Girardeau | 37.3847 | -89.6606
9603 | City of Jackson - (MO) | 2137 | Jackson (MO) | Electric Utility | MO | 2 | 1 | 0.9 | Petroleum Liquids | DFO | IC | 1 | 2006 | 6 | 1954 | Cape Girardeau | 37.3847 | -89.6606
11479 | Madison Gas & Electric Co | 3992 | Blount Street | Electric Utility | WI | 1 | 10 | 6.8 | Conventional Steam Coal | BIT | ST | 1 | 2006 | 0 | 1925 | Dane | 43.0789 | -89.3744
18155 | Westrock (LA) | 50810 | Westrock Hodge (LA) | Industrial CHP | LA | NO 4 | 3 | 3 | Wood/Wood Waste Biomass | BLQ | ST | 1 | 2006 | 1 | 1938 | JACKSON | 32.2752 | -92.7277
49732 | Chevron Products Company-Richmond | 52105 | Richmond Refinery TG800 | Industrial CHP | CA | GEN3 | 4 | 3.7 | Other Gases | OG | ST | 1 | 2006 | 1 | 1936 | Contra Costa | 37.9322 | -122.3897
17879 | City of St. John - (KS) | 1322 | St John | Electric Utility | KS | 3 | 0.9 | 0.9 | Petroleum Liquids | DFO | IC | 12 | 2005 | 88 | 1952 | Stafford | 37.9953 | -98.7602
14232 | Otter Tail Power Co | 1943 | Hoot Lake | Electric Utility | MN | 1 | 7.5 | 7.7 | Conventional Steam Coal | SUB | ST | 12 | 2005 | 8 | 1948 | Otter Tail | 46.2906 | -96.0433
14294 | PSEG Power New York Inc | 2539 | Bethlehem Energy Center | IPP Non-CHP | NY | 1 | 100 | 90 | Natural Gas Steam Turbine | NG | ST | 12 | 2005 | 10 | 1952 | Albany | 42.5942 | -73.7638
14294 | PSEG Power New York Inc | 2539 | Bethlehem Energy Center | IPP Non-CHP | NY | 2 | 100 | 90 | Natural Gas Steam Turbine | NG | ST | 12 | 2005 | 11 | 1952 | Albany | 42.5942 | -73.7638
14294 | PSEG Power New York Inc | 2539 | Bethlehem Energy Center | IPP Non-CHP | NY | 3 | 100 | 91 | Natural Gas Steam Turbine | NG | ST | 12 | 2005 | 9 | 1953 | Albany | 42.5942 | -73.7638
14294 | PSEG Power New York Inc | 2539 | Bethlehem Energy Center | IPP Non-CHP | NY | 4 | 100 | 94 | Natural Gas Steam Turbine | NG | ST | 12 | 2005 | 8 | 1954 | Albany | 42.5942 | -73.7638
58620 | AEP Generation Resources Inc | 2840 | Conesville | IPP Non-CHP | OH | 1 | 148 | 115 | Conventional Steam Coal | BIT | ST | 12 | 2005 | 2 | 1959 | Coshocton | 40.1842 | -81.8811
58620 | AEP Generation Resources Inc | 2840 | Conesville | IPP Non-CHP | OH | 2 | 136 | 115 | Conventional Steam Coal | BIT | ST | 12 | 2005 | 12 | 1957 | Coshocton | 40.1842 | -81.8811
54888 | NRG Texas Power LLC | 3469 | T H Wharton | IPP Non-CHP | TX | 2 | 247.8 | 229 | Natural Gas Steam Turbine | NG | ST | 12 | 2005 | 6 | 1960 | Harris | 29.9417 | -95.5306
20169 | Avista Corp | 3869 | Nine Mile | Electric Utility | WA | 1 | 3.3 | 2 | Conventional Hydroelectric | WAT | HY | 12 | 2005 | 7 | 1910 | Spokane | 47.7697 | -117.5372
18429 | City of Tacoma - (WA) | 3920 | Steam plant | Electric Utility | WA | 1 | 25 | 25 | Wood/Wood Waste Biomass | WDS | ST | 12 | 2005 | 1 | 1990 | Pierce | 47.2778 | -122.4
18429 | City of Tacoma - (WA) | 3920 | Steam plant | Electric Utility | WA | 2 | 25 | 25 | Wood/Wood Waste Biomass | WDS | ST | 12 | 2005 | 12 | 1989 | Pierce | 47.2778 | -122.4
6958 | City of Garland - (TX) | 4266 | Spencer | Electric Utility | TX | 1 | 12.6 | 12 | Natural Gas Steam Turbine | NG | ST | 12 | 2005 | 6 | 1955 | Denton | 33.1975 | -97.1061
6958 | City of Garland - (TX) | 4266 | Spencer | Electric Utility | TX | 2 | 12.6 | 12 | Natural Gas Steam Turbine | NG | ST | 12 | 2005 | 7 | 1955 | Denton | 33.1975 | -97.1061
14276 | City of Oxford - (KS) | 7432 | Oxford (KS) | Electric Utility | KS | 1 | 1.1 | 0.6 | Petroleum Liquids | DFO | IC | 12 | 2005 | 5 | 1986 | Sumner | 37.2758 | -97.1636
14276 | City of Oxford - (KS) | 7432 | Oxford (KS) | Electric Utility | KS | 2 | 1.1 | 0.6 | Petroleum Liquids | DFO | IC | 12 | 2005 | 5 | 1986 | Sumner | 37.2758 | -97.1636
14276 | City of Oxford - (KS) | 7432 | Oxford (KS) | Electric Utility | KS | 3 | 1.1 | 0.6 | Petroleum Liquids | DFO | IC | 12 | 2005 | 5 | 1986 | Sumner | 37.2758 | -97.1636
15726 | Rayonier Advanced Materials | 10562 | Fernandina Plant | Industrial CHP | FL | GEN2 | 5 | 5 | Petroleum Liquids | RFO | ST | 12 | 2005 | 12 | 1939 | Nassau | 30.6612 | -81.473
17460 | South Oak Hospital | 50136 | South Oaks Hospital | Commercial CHP | NY | GEN1 | 0.6 | 0.1 | Natural Gas Internal Combustion Engine | NG | IC | 12 | 2005 | 6 | 1990 | Suffolk | 40.6853 | -73.4258
15237 | PCS Nitrogen LP | 50341 | PCS Nitrogen Fertilizer LP | Industrial Non-CHP | LA | GEN1 | 26 | 19 | Natural Gas Fired Combustion Turbine | NG | GT | 12 | 2005 | 11 | 1986 | Iberville | 30.227 | -91.0551
21148 | Zapco Energy Tactics Corp | 50782 | Taylor Energy Partners LP | IPP Non-CHP | PA | AM1 | 1 | 0.6 | Landfill Gas | LFG | IC | 12 | 2005 | 9 | 1987 | Lackawanna | 41.3878 | -75.7172
21148 | Zapco Energy Tactics Corp | 50782 | Taylor Energy Partners LP | IPP Non-CHP | PA | AM3 | 0.7 | 0.4 | Landfill Gas | LFG | IC | 12 | 2005 | 9 | 1987 | Lackawanna | 41.3878 | -75.7172
11556 | Brookfield Energy Marketing LP | 54298 | Coram Energy LLC (ECT) | IPP Non-CHP | CA | SX1S | 3.3 | 3.3 | Onshore Wind Turbine | WND | WT | 12 | 2005 | 12 | 1985 | Kern | 35.0583 | -118.3417
11556 | Brookfield Energy Marketing LP | 54299 | Coram Energy LLC | IPP Non-CHP | CA | SX15 | 1.4 | 1.4 | Onshore Wind Turbine | WND | WT | 12 | 2005 | 12 | 1985 | Kern | 35.075 | -118.3417
60194 | Fuyao Glass Illinois, Inc | 54360 | PPG Industries Works 14 | Industrial Non-CHP | IL | 1200 | 1.2 | 1.2 | Petroleum Liquids | DFO | IC | 12 | 2005 | 12 | 1999 | MACON | 39.7703 | -88.8697
3670 | FreePort-McMoRan-Corp-Chino Mines | 54667 | Chino Mines | Industrial Non-CHP | NM | 5 | 10 | 9.3 | Natural Gas Steam Turbine | NG | ST | 12 | 2005 | 6 | 1950 | Grant | 32.6956 | -108.1225
3670 | FreePort-McMoRan-Corp-Chino Mines | 54667 | Chino Mines | Industrial Non-CHP | NM | 8 | 30 | 27.9 | Natural Gas Steam Turbine | NG | ST | 12 | 2005 | 5 | 1973 | Grant | 32.6956 | -108.1225
49732 | Chevron Products Company-Richmond | 52105 | Richmond Refinery TG800 | Industrial CHP | CA | GEN1 | 4 | 3.7 | Other Gases | OG | ST | 11 | 2005 | 1 | 1936 | Contra Costa | 37.9322 | -122.3897
23913 | Borger Energy Associates LP | 55064 | Black Hawk Station | IPP CHP | TX | UNT2 | 126.9 | 110.7 | Natural Gas Fired Combustion Turbine | NG | GT | 11 | 2005 | 6 | 1999 | Hutchinson | 35.6957 | -101.36
10376 | Kissimmee Utility Authority | 672 | Hansel | Electric Utility | FL | 14 | 2 | 2 | Natural Gas Internal Combustion Engine | NG | IC | 10 | 2005 | 2 | 1972 | Osceola | 28.2894 | -81.4079
10376 | Kissimmee Utility Authority | 672 | Hansel | Electric Utility | FL | 15 | 2 | 2 | Natural Gas Internal Combustion Engine | NG | IC | 10 | 2005 | 2 | 1972 | Osceola | 28.2894 | -81.4079
10376 | Kissimmee Utility Authority | 672 | Hansel | Electric Utility | FL | 16 | 2 | 2 | Natural Gas Internal Combustion Engine | NG | IC | 10 | 2005 | 2 | 1972 | Osceola | 28.2894 | -81.4079
10376 | Kissimmee Utility Authority | 672 | Hansel | Electric Utility | FL | 17 | 2 | 2 | Natural Gas Internal Combustion Engine | NG | IC | 10 | 2005 | 2 | 1972 | Osceola | 28.2894 | -81.4079
10376 | Kissimmee Utility Authority | 672 | Hansel | Electric Utility | FL | 18 | 2 | 2 | Natural Gas Internal Combustion Engine | NG | IC | 10 | 2005 | 2 | 1972 | Osceola | 28.2894 | -81.4079
10376 | Kissimmee Utility Authority | 672 | Hansel | Electric Utility | FL | 19 | 2.5 | 2 | Petroleum Liquids | DFO | IC | 10 | 2005 | 2 | 1983 | Osceola | 28.2894 | -81.4079
10376 | Kissimmee Utility Authority | 672 | Hansel | Electric Utility | FL | 20 | 2.5 | 2 | Petroleum Liquids | DFO | IC | 10 | 2005 | 2 | 1983 | Osceola | 28.2894 | -81.4079
10376 | Kissimmee Utility Authority | 672 | Hansel | Electric Utility | FL | 8 | 3 | 2 | Natural Gas Internal Combustion Engine | NG | IC | 10 | 2005 | 2 | 1959 | Osceola | 28.2894 | -81.4079
20910 | Wolverine Power Supply Coop | 1877 | George Johnson | Electric Utility | MI | 7 | 11 | 10.5 | Natural Gas Fired Combustion Turbine | NG | GT | 10 | 2005 | 1 | 1973 | Osceola | 43.8393 | -85.426
20910 | Wolverine Power Supply Coop | 1877 | George Johnson | Electric Utility | MI | 8 | 11 | 10.5 | Natural Gas Fired Combustion Turbine | NG | GT | 10 | 2005 | 1 | 1973 | Osceola | 43.8393 | -85.426
1194 | Baptist Memorial Hospital | 10008 | Baptist Medical Center | Commercial CHP | FL | CG-1 | 0.5 | 0.5 | Natural Gas Internal Combustion Engine | NG | IC | 10 | 2005 | 2 | 1973 | DUVAL | 30.3156 | -81.6644
4558 | Cutrale Citrus Juices USA Inc | 10188 | Cutrale Citrus Juices USA II | Industrial CHP | FL | GEN3 | 1.5 | 1.3 | Natural Gas Fired Combined Cycle | NG | CA | 10 | 2005 | 11 | 1982 | POLK | 28.0548 | -81.7982
49732 | Chevron Products Company-Richmond | 52105 | Richmond Refinery TG800 | Industrial CHP | CA | GEN4 | 9 | 8.4 | Other Gases | OG | ST | 10 | 2005 | 1 | 1950 | Contra Costa | 37.9322 | -122.3897
13407 | Nevada Power Co | 2322 | Clark (NVE) | Electric Utility | NV | 1 | 50 | 42 | Natural Gas Steam Turbine | NG | ST | 9 | 2005 | 12 | 1955 | Clark | 36.0875 | -115.0507
13407 | Nevada Power Co | 2322 | Clark (NVE) | Electric Utility | NV | 2 | 65 | 66 | Natural Gas Steam Turbine | NG | ST | 9 | 2005 | 7 | 1957 | Clark | 36.0875 | -115.0507
13407 | Nevada Power Co | 2322 | Clark (NVE) | Electric Utility | NV | 3 | 75 | 73 | Natural Gas Steam Turbine | NG | ST | 9 | 2005 | 7 | 1961 | Clark | 36.0875 | -115.0507
5914 | Erie Boulevard Hydropower LP | 2596 | Oswego Falls West | IPP Non-CHP | NY | 3 | 1 | 0.9 | Conventional Hydroelectric | WAT | HY | 9 | 2005 | 1 | 1914 | Oswego | 43.3156 | -76.4172
991 | Air Products & Chemicals Inc | 10639 | New Orleans | Industrial CHP | LA | GEN1 | 23.4 | 19 | Natural Gas Fired Combustion Turbine | NG | GT | 9 | 2005 | 12 | 1984 | Orleans | 30 | -90
5543 | E I DuPont De Nemours & Co | 10788 | Belle West Virginia Plant | Industrial CHP | WV | GEN1 | 13.5 | 2 | Natural Gas Steam Turbine | NG | ST | 9 | 2005 | 1 | 1982 | Kanawha | 38.2425 | -81.5542
3082 | Carrollton Board of Public Wks | 2120 | Carrollton | Electric Utility | MO | 6 | 1.1 | 1 | Natural Gas Internal Combustion Engine | NG | IC | 8 | 2005 | 88 | 1956 | Carroll | 39.3515 | -93.5016
8366 | Heber Light & Power Company | 7111 | Heber City | Electric Utility | UT | NA7 | 1.5 | 1.5 | Petroleum Liquids | DFO | IC | 8 | 2005 | 4 | 1996 | Wasatch | 40.5037 | -111.4252
8366 | Heber Light & Power Company | 7111 | Heber City | Electric Utility | UT | NA8 | 1.6 | 1.5 | Petroleum Liquids | DFO | IC | 8 | 2005 | 12 | 1991 | Wasatch | 40.5037 | -111.4252
4959 | Aniak Light & Power Co Inc | 7182 | Aniak | Electric Utility | AK | 3 | 0.3 | 0.2 | Petroleum Liquids | DFO | IC | 8 | 2005 | 7 | 1980 | Bethel | 61.5807 | -159.5356
4959 | Aniak Light & Power Co Inc | 7182 | Aniak | Electric Utility | AK | 4 | 0.3 | 0.2 | Petroleum Liquids | DFO | IC | 8 | 2005 | 7 | 1980 | Bethel | 61.5807 | -159.5356
11481 | City of Madison - (NE) | 7469 | Madison Utilities | Electric Utility | NE | FM4 | 0.6 | 0.5 | Petroleum Liquids | DFO | IC | 8 | 2005 | 3 | 1948 | Madison | 41.8336 | -97.4611
13945 | Oakwood Hospital Med Center | 50260 | Oakwood Hospital & Medical Center | Commercial Non-CHP | MI | 300KW | 0.3 | 0.3 | Petroleum Liquids | DFO | IC | 8 | 2005 | 1 | 1972 | Wayne | 42.2917 | -83.2119
6090 | ExxonMobil Oil Corp | 50625 | ExxonMobil Beaumont Refinery | Industrial CHP | TX | TG7 | 10 | 9.5 | Other Gases | OG | ST | 8 | 2005 | 2 | 1957 | Jefferson | 30.0636 | -94.0753
6090 | ExxonMobil Oil Corp | 50625 | ExxonMobil Beaumont Refinery | Industrial CHP | TX | TG9 | 10 | 9.5 | Other Gases | OG | ST | 8 | 2005 | 6 | 1959 | Jefferson | 30.0636 | -94.0753
1871 | City of Blooming Prairie - (MN) | 1966 | Blooming Prairie | Electric Utility | MN | 3 | 1.4 | 1.4 | Petroleum Liquids | DFO | IC | 7 | 2005 | 5 | 1957 | Steele | 43.866 | -93.0504
3082 | Carrollton Board of Public Wks | 2120 | Carrollton | Electric Utility | MO | 4 | 0.8 | 0.7 | Natural Gas Internal Combustion Engine | NG | IC | 7 | 2005 | 88 | 1963 | Carroll | 39.3515 | -93.5016
3082 | Carrollton Board of Public Wks | 2120 | Carrollton | Electric Utility | MO | 5 | 0.9 | 0.8 | Natural Gas Internal Combustion Engine | NG | IC | 7 | 2005 | 88 | 1951 | Carroll | 39.3515 | -93.5016
803 | Arizona Public Service Co | 112 | Childs | Electric Utility | AZ | 1 | 1.8 | 1.4 | Conventional Hydroelectric | WAT | HY | 6 | 2005 | 6 | 1909 | Yavapai | 34.3511 | -111.7006
803 | Arizona Public Service Co | 112 | Childs | Electric Utility | AZ | 2 | 1.8 | 1.4 | Conventional Hydroelectric | WAT | HY | 6 | 2005 | 7 | 1909 | Yavapai | 34.3511 | -111.7006
803 | Arizona Public Service Co | 112 | Childs | Electric Utility | AZ | 3 | 1.8 | 1.4 | Conventional Hydroelectric | WAT | HY | 6 | 2005 | 9 | 1909 | Yavapai | 34.3511 | -111.7006
803 | Arizona Public Service Co | 115 | Irving | Electric Utility | AZ | 1 | 1.6 | 1.4 | Conventional Hydroelectric | WAT | HY | 6 | 2005 | 4 | 1916 | Yavapai | 34.4022 | -111.6172
15147 | PSEG Fossil LLC | 2404 | PSEG Kearny Generating Station | IPP Non-CHP | NJ | 7 | 147 | 150 | Petroleum Liquids | RFO | ST | 6 | 2005 | 3 | 1953 | Hudson | 40.7373 | -74.0965
15147 | PSEG Fossil LLC | 2404 | PSEG Kearny Generating Station | IPP Non-CHP | NJ | 8 | 147 | 150 | Petroleum Liquids | RFO | ST | 6 | 2005 | 1 | 1953 | Hudson | 40.7373 | -74.0965
56488 | Ascend Performance Materials | 10418 | Ascend Performance Materials Texas Inc. | Industrial CHP | TX | GEN2 | 1.2 | 1.2 | Other Gases | OG | ST | 6 | 2005 | 10 | 1990 | Brazoria | 29.2558 | -95.2103
56488 | Ascend Performance Materials | 10418 | Ascend Performance Materials Texas Inc. | Industrial CHP | TX | GEN3 | 2 | 2 | Other Gases | OG | ST | 6 | 2005 | 10 | 1990 | Brazoria | 29.2558 | -95.2103
18981 | Thomson Corp | 54294 | West Group Data Center | Commercial Non-CHP | MN | 2178 | 1.5 | 0.7 | Petroleum Liquids | DFO | IC | 6 | 2005 | 7 | 1990 | Dakota | 44.8256 | -93.1139
18981 | Thomson Corp | 54294 | West Group Data Center | Commercial Non-CHP | MN | 2179 | 1.5 | 0.7 | Petroleum Liquids | DFO | IC | 6 | 2005 | 7 | 1990 | Dakota | 44.8256 | -93.1139
18981 | Thomson Corp | 54294 | West Group Data Center | Commercial Non-CHP | MN | 2180 | 2 | 0.7 | Petroleum Liquids | DFO | IC | 6 | 2005 | 7 | 1990 | Dakota | 44.8256 | -93.1139
7140 | Georgia Power Co | 734 | Riverside (GA) | Electric Utility | GA | 6 | 24.7 | 19 | Natural Gas Steam Turbine | NG | ST | 5 | 2005 | 5 | 1949 | Chatham | 32.0836 | -81.0956
7140 | Georgia Power Co | 734 | Riverside (GA) | Electric Utility | GA | 7 | 21.2 | 20 | Natural Gas Steam Turbine | NG | ST | 5 | 2005 | 7 | 1954 | Chatham | 32.0836 | -81.0956
56606 | Calpine New Jersey Generation LLC | 2384 | Deepwater | IPP Non-CHP | NJ | GTA | 18.6 | 19 | Natural Gas Fired Combustion Turbine | NG | GT | 5 | 2005 | 4 | 1967 | Salem | 39.6831 | -75.5083
23279 | Allegheny Energy Supply Co LLC | 3182 | FirstEnergy Springdale Power Station | IPP Non-CHP | PA | 7 | 74.7 | 86 | Petroleum Liquids | RFO | ST | 5 | 2005 | 12 | 1945 | Allegheny | 40.5442 | -79.7672
23279 | Allegheny Energy Supply Co LLC | 3182 | FirstEnergy Springdale Power Station | IPP Non-CHP | PA | 8 | 140.6 | 121 | Petroleum Liquids | DFO | ST | 5 | 2005 | 6 | 1954 | Allegheny | 40.5442 | -79.7672
6958 | City of Garland - (TX) | 3574 | C E Newman | Electric Utility | TX | 1 | 7.5 | 8 | Natural Gas Steam Turbine | NG | ST | 5 | 2005 | 2 | 1957 | Dallas | 32.9125 | -96.6231
6958 | City of Garland - (TX) | 3574 | C E Newman | Electric Utility | TX | 2 | 7.5 | 8 | Natural Gas Steam Turbine | NG | ST | 5 | 2005 | 4 | 1957 | Dallas | 32.9125 | -96.6231
6958 | City of Garland - (TX) | 3574 | C E Newman | Electric Utility | TX | 3 | 18.7 | 17 | Natural Gas Steam Turbine | NG | ST | 5 | 2005 | 5 | 1960 | Dallas | 32.9125 | -96.6231
6958 | City of Garland - (TX) | 3574 | C E Newman | Electric Utility | TX | 4 | 18.7 | 18 | Natural Gas Steam Turbine | NG | ST | 5 | 2005 | 6 | 1961 | Dallas | 32.9125 | -96.6231
6958 | City of Garland - (TX) | 4266 | Spencer | Electric Utility | TX | 3 | 22 | 22 | Natural Gas Steam Turbine | NG | ST | 5 | 2005 | 5 | 1962 | Denton | 33.1975 | -97.1061
6091 | Exxon Mobil Refining and Supply Co. | 10436 | ExxonMobil Baytown Refinery | Industrial CHP | TX | GT35 | 14.5 | 12.3 | Natural Gas Fired Combustion Turbine | NG | GT | 5 | 2005 | 1 | 1970 | HARRIS | 29.7535 | -94.9973
6091 | Exxon Mobil Refining and Supply Co. | 10436 | ExxonMobil Baytown Refinery | Industrial CHP | TX | GT36 | 15.2 | 12.9 | Natural Gas Fired Combustion Turbine | NG | GT | 5 | 2005 | 1 | 1972 | HARRIS | 29.7535 | -94.9973
6091 | Exxon Mobil Refining and Supply Co. | 10436 | ExxonMobil Baytown Refinery | Industrial CHP | TX | GT37 | 17.2 | 14.6 | Natural Gas Fired Combustion Turbine | NG | GT | 5 | 2005 | 1 | 1976 | HARRIS | 29.7535 | -94.9973
22040 | Washington State University | 50083 | Washington State University | Commercial CHP | WA | GEN1 | 2 | 2 | Conventional Steam Coal | BIT | ST | 5 | 2005 | 10 | 1963 | Whitman | 46.7294 | -117.1708
49732 | Chevron Products Company-Richmond | 52105 | Richmond Refinery TG800 | Industrial CHP | CA | GEN2 | 4 | 3.7 | Other Gases | OG | ST | 5 | 2005 | 1 | 1936 | Contra Costa | 37.9322 | -122.3897
49969 | Lincoln Paper and Tissue, LLC | 54587 | Lincoln Paper & Tissue | Industrial CHP | ME | GE | 2.5 | 2 | Wood/Wood Waste Biomass | BLQ | ST | 5 | 2005 | 1 | 1951 | Penobscot | 45.3669 | -68.5106
59632 | Medicine Bow Wind LLC | 692 | Medicine Bow | Electric Utility | WY | 3 | 0.1 | 0.1 | Onshore Wind Turbine | WND | WT | 4 | 2005 | 4 | 1998 | Carbon | 41.8353 | -106.2428
4226 | Consolidated Edison Co-NY Inc | 2502 | Waterside | Electric Utility | NY | 6 | 74.8 | 69 | Petroleum Liquids | RFO | ST | 4 | 2005 | 7 | 1941 | New York | 40.7533 | -73.9758
4226 | Consolidated Edison Co-NY Inc | 2502 | Waterside | Electric Utility | NY | 8 | 62.5 | 49.8 | Petroleum Liquids | RFO | ST | 4 | 2005 | 6 | 1949 | New York | 40.7533 | -73.9758
4226 | Consolidated Edison Co-NY Inc | 2502 | Waterside | Electric Utility | NY | 9 | 62.5 | 48.4 | Petroleum Liquids | RFO | ST | 4 | 2005 | 10 | 1949 | New York | 40.7533 | -73.9758
221 | Alaska Village Elec Coop, Inc | 6314 | Emmonak | Electric Utility | AK | 4 | 0.3 | 0.3 | Petroleum Liquids | DFO | IC | 4 | 2005 | 12 | 1980 | Bethel | 60.7889 | -161.7897
221 | Alaska Village Elec Coop, Inc | 6314 | Emmonak | Electric Utility | AK | 5 | 0.5 | 0.5 | Petroleum Liquids | DFO | IC | 4 | 2005 | 3 | 1988 | Bethel | 60.7889 | -161.7897
221 | Alaska Village Elec Coop, Inc | 6341 | Selawik | Electric Utility | AK | 2 | 0.7 | 0.7 | Petroleum Liquids | DFO | IC | 4 | 2005 | 6 | 2003 | Northwest Arctic | 66.5569 | -160.1431
7969 | City of Halstad - (MN) | 8105 | Halstad | Electric Utility | MN | 1 | 0.6 | 0.6 | Petroleum Liquids | DFO | IC | 4 | 2005 | 1 | 1955 | Norman | 47.3525 | -96.815
7969 | City of Halstad - (MN) | 8105 | Halstad | Electric Utility | MN | 2 | 0.3 | 0.3 | Petroleum Liquids | DFO | IC | 4 | 2005 | 1 | 1940 | Norman | 47.3525 | -96.815
7969 | City of Halstad - (MN) | 8105 | Halstad | Electric Utility | MN | 3 | 0.2 | 0.1 | Petroleum Liquids | DFO | IC | 4 | 2005 | 1 | 1947 | Norman | 47.3525 | -96.815
12384 | Midwest Generations EME LLC | 867 | Crawford | IPP Non-CHP | IL | 311 | 17.3 | 17.3 | Natural Gas Fired Combustion Turbine | NG | GT | 3 | 2005 | 7 | 1968 | Cook | 41.8285 | -87.7229
12384 | Midwest Generations EME LLC | 867 | Crawford | IPP Non-CHP | IL | 312 | 17.3 | 13.7 | Natural Gas Fired Combustion Turbine | NG | GT | 3 | 2005 | 6 | 1968 | Cook | 41.8285 | -87.7229
12384 | Midwest Generations EME LLC | 867 | Crawford | IPP Non-CHP | IL | 313 | 17.3 | 14.4 | Natural Gas Fired Combustion Turbine | NG | GT | 3 | 2005 | 7 | 1968 | Cook | 41.8285 | -87.7229
12384 | Midwest Generations EME LLC | 867 | Crawford | IPP Non-CHP | IL | 314 | 17.3 | 13.9 | Natural Gas Fired Combustion Turbine | NG | GT | 3 | 2005 | 7 | 1968 | Cook | 41.8285 | -87.7229
12384 | Midwest Generations EME LLC | 867 | Crawford | IPP Non-CHP | IL | 321 | 17.3 | 14.7 | Natural Gas Fired Combustion Turbine | NG | GT | 3 | 2005 | 7 | 1968 | Cook | 41.8285 | -87.7229
12384 | Midwest Generations EME LLC | 867 | Crawford | IPP Non-CHP | IL | 322 | 17.3 | 14.7 | Natural Gas Fired Combustion Turbine | NG | GT | 3 | 2005 | 7 | 1968 | Cook | 41.8285 | -87.7229
12384 | Midwest Generations EME LLC | 867 | Crawford | IPP Non-CHP | IL | 323 | 17.3 | 13.9 | Natural Gas Fired Combustion Turbine | NG | GT | 3 | 2005 | 7 | 1968 | Cook | 41.8285 | -87.7229
12384 | Midwest Generations EME LLC | 867 | Crawford | IPP Non-CHP | IL | 324 | 17.3 | 14.2 | Natural Gas Fired Combustion Turbine | NG | GT | 3 | 2005 | 6 | 1968 | Cook | 41.8285 | -87.7229
12384 | Midwest Generations EME LLC | 867 | Crawford | IPP Non-CHP | IL | 331 | 17.3 | 14.2 | Natural Gas Fired Combustion Turbine | NG | GT | 3 | 2005 | 7 | 1968 | Cook | 41.8285 | -87.7229
12384 | Midwest Generations EME LLC | 867 | Crawford | IPP Non-CHP | IL | 332 | 17.3 | 13.8 | Natural Gas Fired Combustion Turbine | NG | GT | 3 | 2005 | 7 | 1968 | Cook | 41.8285 | -87.7229
12384 | Midwest Generations EME LLC | 867 | Crawford | IPP Non-CHP | IL | 333 | 17.3 | 14.3 | Natural Gas Fired Combustion Turbine | NG | GT | 3 | 2005 | 7 | 1968 | Cook | 41.8285 | -87.7229
12384 | Midwest Generations EME LLC | 867 | Crawford | IPP Non-CHP | IL | 334 | 17.3 | 13.7 | Natural Gas Fired Combustion Turbine | NG | GT | 3 | 2005 | 6 | 1968 | Cook | 41.8285 | -87.7229
2888 | City of Cambridge - (NE) | 2223 | Cambridge | Electric Utility | NE | 1 | 0.7 | 0.7 | Petroleum Liquids | DFO | IC | 3 | 2005 | 7 | 1957 | Furnas | 40.2862 | -100.1768
2888 | City of Cambridge - (NE) | 2223 | Cambridge | Electric Utility | NE | 2 | 0.9 | 0.8 | Petroleum Liquids | DFO | IC | 3 | 2005 | 12 | 1963 | Furnas | 40.2862 | -100.1768
2888 | City of Cambridge - (NE) | 2223 | Cambridge | Electric Utility | NE | 3 | 1.3 | 1.2 | Petroleum Liquids | DFO | IC | 3 | 2005 | 8 | 1971 | Furnas | 40.2862 | -100.1768
221 | Alaska Village Elec Coop, Inc | 6329 | Mountain Village | Electric Utility | AK | 3A | 0.3 | 0.3 | Petroleum Liquids | DFO | IC | 3 | 2005 | 1 | 1977 | Bethel | 62.1656 | -163.0783
7140 | Georgia Power Co | 734 | Riverside (GA) | Electric Utility | GA | 8 | 37.5 | 39 | Natural Gas Steam Turbine | NG | ST | 2 | 2005 | 6 | 1956 | Chatham | 32.0836 | -81.0956
27813 | USCE-Mobile District | 759 | Buford | Electric Utility | GA | 3 | 6 | 6 | Conventional Hydroelectric | WAT | HY | 2 | 2005 | 7 | 1957 | Forsyth | 34.1623 | -84.0774
20315 | City of Wellington - (KS) | 1330 | Wellington 1 | Electric Utility | KS | 5 | 1 | 1 | Petroleum Liquids | DFO | IC | 2 | 2005 | 88 | 1956 | Sumner | 37.2614 | -97.4057
56201 | Engie North America | 50137 | Newgulf Cogen | IPP Non-CHP | TX | GEN2 | 12.5 | 12 | Natural Gas Fired Combined Cycle | NG | CA | 2 | 2005 | 12 | 1988 | Wharton | 29.2639 | -95.8997
3710 | City of Clay Center - (KS) | 1270 | Clay Center | Electric Utility | KS | 4 | 1.5 | 1.5 | Natural Gas Steam Turbine | NG | ST | 1 | 2005 | 88 | 1942 | Clay | 39.374 | -97.1272
298 | City of Alexandria - (LA) | 6558 | D G Hunter | Electric Utility | LA | 1 | 17.5 | 16 | Natural Gas Steam Turbine | NG | ST | 1 | 2005 | 0 | 1956 | Rapides | 31.3207 | -92.4613
298 | City of Alexandria - (LA) | 6558 | D G Hunter | Electric Utility | LA | 2 | 17.5 | 16 | Natural Gas Steam Turbine | NG | ST | 1 | 2005 | 0 | 1956 | Rapides | 31.3207 | -92.4613
1857 | Block Island Power Co | 6567 | Block Island | Electric Utility | RI | 11 | 1 | 0.8 | Petroleum Liquids | DFO | IC | 1 | 2005 | 88 | 1972 | Washington | 41.1756 | -71.5711
21148 | Zapco Energy Tactics Corp | 50348 | Oceanside Energy | IPP Non-CHP | NY | OS4 | 0.7 | 0.7 | Landfill Gas | LFG | IC | 1 | 2005 | 12 | 1990 | Nassau | 40.6369 | -73.6383
14928 | Pfizer Inc | 54236 | Pfizer Groton Plant | Industrial CHP | CT | TG 1 | 2.5 | 2.5 | Natural Gas Steam Turbine | NG | ST | 1 | 2005 | 1 | 1948 | New London | 41.3315 | -72.0786
56334 | WEHRAN Energy Corporation | 55778 | Brookhaven Facility | IPP Non-CHP | NY | BH1 | 1.3 | 1.2 | Landfill Gas | LFG | IC | 1 | 2005 | 1 | 1995 | Suffolk | 40.7783 | -72.9156
13584 | NRG El Segundo Operations Inc | 341 | Long Beach Generation LLC | IPP Non-CHP | CA | CT5 | 63 | 63 | Natural Gas Fired Combined Cycle | NG | CT | 12 | 2004 | 4 | 1977 | Los Angeles | 33.7641 | -118.2248
13584 | NRG El Segundo Operations Inc | 341 | Long Beach Generation LLC | IPP Non-CHP | CA | CT6 | 63 | 63 | Natural Gas Fired Combined Cycle | NG | CT | 12 | 2004 | 4 | 1977 | Los Angeles | 33.7641 | -118.2248
13584 | NRG El Segundo Operations Inc | 341 | Long Beach Generation LLC | IPP Non-CHP | CA | CT7 | 63 | 63 | Natural Gas Fired Combined Cycle | NG | CT | 12 | 2004 | 4 | 1977 | Los Angeles | 33.7641 | -118.2248
13584 | NRG El Segundo Operations Inc | 341 | Long Beach Generation LLC | IPP Non-CHP | CA | ST8 | 80 | 80 | Natural Gas Fired Combined Cycle | NG | CA | 12 | 2004 | 12 | 1976 | Los Angeles | 33.7641 | -118.2248
13584 | NRG El Segundo Operations Inc | 341 | Long Beach Generation LLC | IPP Non-CHP | CA | ST9 | 66.4 | 63 | Natural Gas Fired Combined Cycle | NG | CA | 12 | 2004 | 4 | 1977 | Los Angeles | 33.7641 | -118.2248
27813 | USCE-Mobile District | 759 | Buford | Electric Utility | GA | 2 | 40 | 40 | Conventional Hydroelectric | WAT | HY | 12 | 2004 | 6 | 1957 | Forsyth | 34.1623 | -84.0774
12384 | Midwest Generations EME LLC | 866 | Calumet | IPP Non-CHP | IL | 311 | 18.4 | 14.7 | Natural Gas Fired Combustion Turbine | NG | GT | 12 | 2004 | 6 | 1969 | Cook | 41.7136 | -87.5428
12384 | Midwest Generations EME LLC | 866 | Calumet | IPP Non-CHP | IL | 312 | 18.4 | 14.1 | Natural Gas Fired Combustion Turbine | NG | GT | 12 | 2004 | 6 | 1969 | Cook | 41.7136 | -87.5428
12384 | Midwest Generations EME LLC | 866 | Calumet | IPP Non-CHP | IL | 313 | 18.4 | 12.3 | Natural Gas Fired Combustion Turbine | NG | GT | 12 | 2004 | 6 | 1969 | Cook | 41.7136 | -87.5428
12384 | Midwest Generations EME LLC | 866 | Calumet | IPP Non-CHP | IL | 314 | 18.4 | 14.8 | Natural Gas Fired Combustion Turbine | NG | GT | 12 | 2004 | 6 | 1969 | Cook | 41.7136 | -87.5428
12384 | Midwest Generations EME LLC | 866 | Calumet | IPP Non-CHP | IL | 321 | 18.4 | 14.1 | Natural Gas Fired Combustion Turbine | NG | GT | 12 | 2004 | 6 | 1996 | Cook | 41.7136 | -87.5428
12384 | Midwest Generations EME LLC | 866 | Calumet | IPP Non-CHP | IL | 322 | 18.4 | 14.2 | Natural Gas Fired Combustion Turbine | NG | GT | 12 | 2004 | 6 | 1996 | Cook | 41.7136 | -87.5428
12384 | Midwest Generations EME LLC | 866 | Calumet | IPP Non-CHP | IL | 323 | 18.4 | 14.2 | Natural Gas Fired Combustion Turbine | NG | GT | 12 | 2004 | 6 | 1969 | Cook | 41.7136 | -87.5428
12384 | Midwest Generations EME LLC | 866 | Calumet | IPP Non-CHP | IL | 324 | 18.4 | 14.2 | Natural Gas Fired Combustion Turbine | NG | GT | 12 | 2004 | 6 | 1969 | Cook | 41.7136 | -87.5428
12384 | Midwest Generations EME LLC | 866 | Calumet | IPP Non-CHP | IL | 331 | 18.4 | 15.1 | Natural Gas Fired Combustion Turbine | NG | GT | 12 | 2004 | 6 | 1969 | Cook | 41.7136 | -87.5428
12384 | Midwest Generations EME LLC | 866 | Calumet | IPP Non-CHP | IL | 332 | 18.4 | 13 | Natural Gas Fired Combustion Turbine | NG | GT | 12 | 2004 | 6 | 1969 | Cook | 41.7136 | -87.5428
12384 | Midwest Generations EME LLC | 866 | Calumet | IPP Non-CHP | IL | 333 | 18.4 | 13.6 | Natural Gas Fired Combustion Turbine | NG | GT | 12 | 2004 | 6 | 1969 | Cook | 41.7136 | -87.5428
12384 | Midwest Generations EME LLC | 866 | Calumet | IPP Non-CHP | IL | 341 | 19 | 13.7 | Natural Gas Fired Combustion Turbine | NG | GT | 12 | 2004 | 6 | 1970 | Cook | 41.7136 | -87.5428
12384 | Midwest Generations EME LLC | 866 | Calumet | IPP Non-CHP | IL | 342 | 19 | 14 | Natural Gas Fired Combustion Turbine | NG | GT | 12 | 2004 | 6 | 1970 | Cook | 41.7136 | -87.5428
12384 | Midwest Generations EME LLC | 866 | Calumet | IPP Non-CHP | IL | 343 | 19 | 13.6 | Natural Gas Fired Combustion Turbine | NG | GT | 12 | 2004 | 6 | 1970 | Cook | 41.7136 | -87.5428
12384 | Midwest Generations EME LLC | 866 | Calumet | IPP Non-CHP | IL | 344 | 19 | 8.3 | Natural Gas Fired Combustion Turbine | NG | GT | 12 | 2004 | 6 | 1970 | Cook | 41.7136 | -87.5428
12384 | Midwest Generations EME LLC | 870 | Electric Junction | IPP Non-CHP | IL | 311 | 19 | 14.6 | Natural Gas Fired Combustion Turbine | NG | GT | 12 | 2004 | 6 | 1970 | DuPage | 41.8333 | -88.0833
12384 | Midwest Generations EME LLC | 870 | Electric Junction | IPP Non-CHP | IL | 312 | 19 | 15 | Natural Gas Fired Combustion Turbine | NG | GT | 12 | 2004 | 6 | 1970 | DuPage | 41.8333 | -88.0833
12384 | Midwest Generations EME LLC | 870 | Electric Junction | IPP Non-CHP | IL | 313 | 19 | 15.1 | Natural Gas Fired Combustion Turbine | NG | GT | 12 | 2004 | 6 | 1970 | DuPage | 41.8333 | -88.0833
12384 | Midwest Generations EME LLC | 870 | Electric Junction | IPP Non-CHP | IL | 314 | 19 | 14.7 | Natural Gas Fired Combustion Turbine | NG | GT | 12 | 2004 | 6 | 1970 | DuPage | 41.8333 | -88.0833
12384 | Midwest Generations EME LLC | 870 | Electric Junction | IPP Non-CHP | IL | 321 | 19 | 14.9 | Natural Gas Fired Combustion Turbine | NG | GT | 12 | 2004 | 6 | 1970 | DuPage | 41.8333 | -88.0833
12384 | Midwest Generations EME LLC | 870 | Electric Junction | IPP Non-CHP | IL | 322 | 19 | 14.6 | Natural Gas Fired Combustion Turbine | NG | GT | 12 | 2004 | 6 | 1970 | DuPage | 41.8333 | -88.0833
12384 | Midwest Generations EME LLC | 870 | Electric Junction | IPP Non-CHP | IL | 323 | 19 | 14.4 | Natural Gas Fired Combustion Turbine | NG | GT | 12 | 2004 | 6 | 1970 | DuPage | 41.8333 | -88.0833
12384 | Midwest Generations EME LLC | 870 | Electric Junction | IPP Non-CHP | IL | 324 | 19 | 15.3 | Natural Gas Fired Combustion Turbine | NG | GT | 12 | 2004 | 6 | 1970 | DuPage | 41.8333 | -88.0833
12384 | Midwest Generations EME LLC | 870 | Electric Junction | IPP Non-CHP | IL | 331 | 19 | 14.7 | Natural Gas Fired Combustion Turbine | NG | GT | 12 | 2004 | 8 | 1970 | DuPage | 41.8333 | -88.0833
12384 | Midwest Generations EME LLC | 870 | Electric Junction | IPP Non-CHP | IL | 332 | 19 | 15.1 | Natural Gas Fired Combustion Turbine | NG | GT | 12 | 2004 | 8 | 1970 | DuPage | 41.8333 | -88.0833
12384 | Midwest Generations EME LLC | 870 | Electric Junction | IPP Non-CHP | IL | 333 | 19 | 14.7 | Natural Gas Fired Combustion Turbine | NG | GT | 12 | 2004 | 6 | 1970 | DuPage | 41.8333 | -88.0833
12384 | Midwest Generations EME LLC | 870 | Electric Junction | IPP Non-CHP | IL | 334 | 19 | 14.7 | Natural Gas Fired Combustion Turbine | NG | GT | 12 | 2004 | 4 | 1971 | DuPage | 41.8333 | -88.0833
12384 | Midwest Generations EME LLC | 870 | Electric Junction | IPP Non-CHP | IL | 341 | 19 | 9.5 | Natural Gas Fired Combustion Turbine | NG | GT | 12 | 2004 | 4 | 1971 | DuPage | 41.8333 | -88.0833
12384 | Midwest Generations EME LLC | 870 | Electric Junction | IPP Non-CHP | IL | 342 | 19 | 9.8 | Natural Gas Fired Combustion Turbine | NG | GT | 12 | 2004 | 4 | 1971 | DuPage | 41.8333 | -88.0833
12384 | Midwest Generations EME LLC | 870 | Electric Junction | IPP Non-CHP | IL | 343 | 19 | 10.4 | Natural Gas Fired Combustion Turbine | NG | GT | 12 | 2004 | 4 | 1971 | DuPage | 41.8333 | -88.0833
12384 | Midwest Generations EME LLC | 870 | Electric Junction | IPP Non-CHP | IL | 344 | 19 | 9.9 | Natural Gas Fired Combustion Turbine | NG | GT | 12 | 2004 | 4 | 1971 | DuPage | 41.8333 | -88.0833
12384 | Midwest Generations EME LLC | 874 | Joliet 9 | IPP Non-CHP | IL | 311 | 18.4 | 15.8 | Natural Gas Fired Combustion Turbine | NG | GT | 12 | 2004 | 5 | 1969 | Will | 41.4931 | -88.1153
12384 | Midwest Generations EME LLC | 874 | Joliet 9 | IPP Non-CHP | IL | 312 | 18.4 | 14.5 | Natural Gas Fired Combustion Turbine | NG | GT | 12 | 2004 | 5 | 1969 | Will | 41.4931 | -88.1153
12384 | Midwest Generations EME LLC | 874 | Joliet 9 | IPP Non-CHP | IL | 313 | 18.4 | 14.6 | Natural Gas Fired Combustion Turbine | NG | GT | 12 | 2004 | 5 | 1969 | Will | 41.4931 | -88.1153
12384 | Midwest Generations EME LLC | 874 | Joliet 9 | IPP Non-CHP | IL | 314 | 18.4 | 14 | Natural Gas Fired Combustion Turbine | NG | GT | 12 | 2004 | 5 | 1969 | Will | 41.4931 | -88.1153
12384 | Midwest Generations EME LLC | 874 | Joliet 9 | IPP Non-CHP | IL | 321 | 18.4 | 14.1 | Natural Gas Fired Combustion Turbine | NG | GT | 12 | 2004 | 5 | 1969 | Will | 41.4931 | -88.1153
12384 | Midwest Generations EME LLC | 874 | Joliet 9 | IPP Non-CHP | IL | 322 | 18.4 | 14.1 | Natural Gas Fired Combustion Turbine | NG | GT | 12 | 2004 | 5 | 1969 | Will | 41.4931 | -88.1153
12384 | Midwest Generations EME LLC | 874 | Joliet 9 | IPP Non-CHP | IL | 323 | 18.4 | 14.1 | Natural Gas Fired Combustion Turbine | NG | GT | 12 | 2004 | 5 | 1969 | Will | 41.4931 | -88.1153
12384 | Midwest Generations EME LLC | 874 | Joliet 9 | IPP Non-CHP | IL | 324 | 18.4 | 13.9 | Natural Gas Fired Combustion Turbine | NG | GT | 12 | 2004 | 5 | 1969 | Will | 41.4931 | -88.1153
12384 | Midwest Generations EME LLC | 877 | Lombard | IPP Non-CHP | IL | 311 | 22.1 | 16.2 | Petroleum Liquids | KER | GT | 12 | 2004 | 6 | 1969 | DuPage | 41.89 | -88.0617
12384 | Midwest Generations EME LLC | 877 | Lombard | IPP Non-CHP | IL | 312 | 22.1 | 18.4 | Natural Gas Fired Combustion Turbine | NG | GT | 12 | 2004 | 6 | 1969 | DuPage | 41.89 | -88.0617
12384 | Midwest Generations EME LLC | 877 | Lombard | IPP Non-CHP | IL | 321 | 22.1 | 15.5 | Petroleum Liquids | KER | GT | 12 | 2004 | 6 | 1969 | DuPage | 41.89 | -88.0617
12384 | Midwest Generations EME LLC | 877 | Lombard | IPP Non-CHP | IL | 322 | 22.1 | 18.8 | Petroleum Liquids | KER | GT | 12 | 2004 | 6 | 1969 | DuPage | 41.89 | -88.0617
12384 | Midwest Generations EME LLC | 877 | Lombard | IPP Non-CHP | IL | 331 | 22.1 | 16.2 | Petroleum Liquids | KER | GT | 12 | 2004 | 6 | 1969 | DuPage | 41.89 | -88.0617
12384 | Midwest Generations EME LLC | 877 | Lombard | IPP Non-CHP | IL | 332 | 22.1 | 18.3 | Natural Gas Fired Combustion Turbine | NG | GT | 12 | 2004 | 6 | 1969 | DuPage | 41.89 | -88.0617
12384 | Midwest Generations EME LLC | 882 | Sabrooke | IPP Non-CHP | IL | 311 | 18.4 | 12.8 | Petroleum Liquids | DFO | GT | 12 | 2004 | 5 | 1969 | Winnebago | 42.2169 | -89.0522
12384 | Midwest Generations EME LLC | 882 | Sabrooke | IPP Non-CHP | IL | 312 | 18.4 | 12.4 | Petroleum Liquids | DFO | GT | 12 | 2004 | 5 | 1969 | Winnebago | 42.2169 | -89.0522
12384 | Midwest Generations EME LLC | 882 | Sabrooke | IPP Non-CHP | IL | 321 | 18.4 | 11.4 | Petroleum Liquids | DFO | GT | 12 | 2004 | 5 | 1969 | Winnebago | 42.2169 | -89.0522
12384 | Midwest Generations EME LLC | 882 | Sabrooke | IPP Non-CHP | IL | 322 | 18.4 | 13.5 | Petroleum Liquids | DFO | GT | 12 | 2004 | 5 | 1969 | Winnebago | 42.2169 | -89.0522
12384 | Midwest Generations EME LLC | 882 | Sabrooke | IPP Non-CHP | IL | 331 | 19 | 11 | Petroleum Liquids | DFO | GT | 12 | 2004 | 5 | 1970 | Winnebago | 42.2169 | -89.0522
12384 | Midwest Generations EME LLC | 882 | Sabrooke | IPP Non-CHP | IL | 332 | 19 | 12.8 | Petroleum Liquids | DFO | GT | 12 | 2004 | 5 | 1970 | Winnebago | 42.2169 | -89.0522
12384 | Midwest Generations EME LLC | 882 | Sabrooke | IPP Non-CHP | IL | 341 | 19 | 12.5 | Petroleum Liquids | DFO | GT | 12 | 2004 | 5 | 1970 | Winnebago | 42.2169 | -89.0522
12384 | Midwest Generations EME LLC | 882 | Sabrooke | IPP Non-CHP | IL | 342 | 19 | 13.1 | Petroleum Liquids | DFO | GT | 12 | 2004 | 5 | 1970 | Winnebago | 42.2169 | -89.0522
3355 | City of Chanute | 1267 | Chanute 1 | Electric Utility | KS | 4 | 4 | 4 | Natural Gas Steam Turbine | NG | ST | 12 | 2004 | 8 | 1949 | Neosho | 37.6833 | -95.4547
3355 | City of Chanute | 1267 | Chanute 1 | Electric Utility | KS | 5 | 1.7 | 1.5 | Natural Gas Internal Combustion Engine | NG | IC | 12 | 2004 | 8 | 1955 | Neosho | 37.6833 | -95.4547
3355 | City of Chanute | 1267 | Chanute 1 | Electric Utility | KS | 6 | 10 | 9.8 | Natural Gas Steam Turbine | NG | ST | 12 | 2004 | 8 | 1957 | Neosho | 37.6833 | -95.4547
1015 | Austin Energy | 3549 | Holly Street | Electric Utility | TX | 1 | 100 | 100 | Natural Gas Steam Turbine | NG | ST | 12 | 2004 | 11 | 1960 | Travis | 30.25 | -97.7167
1015 | Austin Energy | 3549 | Holly Street | Electric Utility | TX | 2 | 100 | 100 | Natural Gas Steam Turbine | NG | ST | 12 | 2004 | 6 | 1964 | Travis | 30.25 | -97.7167
17569 | City of South Norwalk - (CT) | 6598 | South Norwalk Electric | Electric Utility | CT | 1 | 5 | 5 | Petroleum Liquids | DFO | IC | 12 | 2004 | 11 | 1972 | FAIRFIELD | 41.0947 | -73.4242
17569 | City of South Norwalk - (CT) | 6598 | South Norwalk Electric | Electric Utility | CT | 2 | 2 | 2 | Petroleum Liquids | DFO | IC | 12 | 2004 | 11 | 1940 | FAIRFIELD | 41.0947 | -73.4242
17569 | City of South Norwalk - (CT) | 6598 | South Norwalk Electric | Electric Utility | CT | 3 | 2 | 2 | Petroleum Liquids | DFO | IC | 12 | 2004 | 3 | 1942 | FAIRFIELD | 41.0947 | -73.4242
17569 | City of South Norwalk - (CT) | 6598 | South Norwalk Electric | Electric Utility | CT | 4 | 3.3 | 3.1 | Petroleum Liquids | DFO | IC | 12 | 2004 | 11 | 1951 | FAIRFIELD | 41.0947 | -73.4242
17569 | City of South Norwalk - (CT) | 6598 | South Norwalk Electric | Electric Utility | CT | 5 | 4 | 3.2 | Petroleum Liquids | DFO | IC | 12 | 2004 | 3 | 1960 | FAIRFIELD | 41.0947 | -73.4242
55919 | Georgia-Pacific Consr Prods LP-Green Bay | 10360 | Green Bay West Mill | Industrial CHP | WI | GEN8 | 25 | 20 | Conventional Steam Coal | BIT | ST | 12 | 2004 | 1 | 1977 | Brown | 44.4936 | -88.0303
17566 | South Houston Green Power LLC | 52131 | Power Station 3 | Industrial CHP | TX | 307A | 22 | 20 | Natural Gas Fired Combined Cycle | NG | CA | 12 | 2004 | 1 | 1964 | Galveston | 29.3794 | -94.9167
17566 | South Houston Green Power LLC | 52131 | Power Station 3 | Industrial CHP | TX | 307B | 22 | 20 | Natural Gas Fired Combined Cycle | NG | CA | 12 | 2004 | 1 | 1964 | Galveston | 29.3794 | -94.9167
17566 | South Houston Green Power LLC | 52131 | Power Station 3 | Industrial CHP | TX | 307C | 15.6 | 10 | Natural Gas Fired Combined Cycle | NG | CT | 12 | 2004 | 1 | 1964 | Galveston | 29.3794 | -94.9167
17566 | South Houston Green Power LLC | 52131 | Power Station 3 | Industrial CHP | TX | 307D | 22 | 20 | Natural Gas Fired Combined Cycle | NG | CA | 12 | 2004 | 1 | 1966 | Galveston | 29.3794 | -94.9167
17566 | South Houston Green Power LLC | 52131 | Power Station 3 | Industrial CHP | TX | 307E | 15.6 | 13.5 | Natural Gas Fired Combined Cycle | NG | CT | 12 | 2004 | 1 | 1966 | Galveston | 29.3794 | -94.9167
17566 | South Houston Green Power LLC | 52131 | Power Station 3 | Industrial CHP | TX | 307F | 20.7 | 14 | Natural Gas Fired Combined Cycle | NG | CT | 12 | 2004 | 1 | 1978 | Galveston | 29.3794 | -94.9167
4579 | Coram Energy, LLC | 54297 | Coram Energy LLC | IPP Non-CHP | CA | SX15 | 1 | 1 | Onshore Wind Turbine | WND | WT | 12 | 2004 | 12 | 1984
3670 | FreePort-McMoRan-Corp-Chino Mines | 54667 | Chino Mines | Industrial Non-CHP | NM | 4 | 7.5 | 7 | Natural Gas Steam Turbine | NG | ST | 12 | 2004 | 6 | 1930 | Grant | 32.6956 | -108.1225
56516 | Morris Energy Operations Company, LLC | 54693 | York Generation Company LLC | IPP Non-CHP | PA | GT#3 | 8.3 |  | Natural Gas Fired Combined Cycle | NG | CT | 12 | 2004 | 4 | 1989 | York | 39.9856 | -76.6762
56516 | Morris Energy Operations Company, LLC | 54693 | York Generation Company LLC | IPP Non-CHP | PA | GT#4 | 8.3 |  | Natural Gas Fired Combined Cycle | NG | CT | 12 | 2004 | 4 | 1989 | York | 39.9856 | -76.6762
5957 | City of Erie - (KS) | 1276 | Erie | Electric Utility | KS | 4 | 1 | 0.9 | Petroleum Liquids | DFO | IC | 10 | 2004 | 4 | 1964 | Neosho | 37.5668 | -95.2375
4226 | Consolidated Edison Co-NY Inc | 2496 | Hudson Avenue | Electric Utility | NY | 10 | 60 | 64.3 | Petroleum Liquids | RFO | ST | 10 | 2004 | 11 | 1951 | Kings | 40.7052 | -73.9807
12384 | Midwest Generations EME LLC | 6025 | Collins | IPP Non-CHP | IL | 1 | 544.9 | 554 | Natural Gas Steam Turbine | NG | ST | 10 | 2004 | 5 | 1978 | Grundy | 41.3461 | -88.3928
12384 | Midwest Generations EME LLC | 6025 | Collins | IPP Non-CHP | IL | 2 | 544.9 | 554 | Natural Gas Steam Turbine | NG | ST | 10 | 2004 | 10 | 1977 | Grundy | 41.3461 | -88.3928
12384 | Midwest Generations EME LLC | 6025 | Collins | IPP Non-CHP | IL | 3 | 518.9 | 530 | Natural Gas Steam Turbine | NG | ST | 10 | 2004 | 5 | 1977 | Grundy | 41.3461 | -88.3928
12384 | Midwest Generations EME LLC | 6025 | Collins | IPP Non-CHP | IL | 4 | 520.7 | 530 | Natural Gas Steam Turbine | NG | ST | 10 | 2004 | 12 | 1978 | Grundy | 41.3461 | -88.3928
12384 | Midwest Generations EME LLC | 6025 | Collins | IPP Non-CHP | IL | 5 | 520.7 | 503 | Natural Gas Steam Turbine | NG | ST | 10 | 2004 | 6 | 1979 | Grundy | 41.3461 | -88.3928
10451 | Kotzebue Electric Assn Inc | 6304 | Kotzebue | Electric Utility | AK | 9 | 2.1 | 2.1 | Petroleum Liquids | DFO | IC | 10 | 2004 | 12 | 1983 | NORTHWEST ARCTIC | 66.8378 | -162.5569
13945 | Oakwood Hospital Med Center | 50260 | Oakwood Hospital & Medical Center | Commercial Non-CHP | MI | EG#1 | 0.5 | 0.5 | Natural Gas Internal Combustion Engine | NG | IC | 10 | 2004 | 4 | 1989 | Wayne | 42.2917 | -83.2119
13945 | Oakwood Hospital Med Center | 50260 | Oakwood Hospital & Medical Center | Commercial Non-CHP | MI | EG#2 | 0.5 | 0.5 | Natural Gas Internal Combustion Engine | NG | IC | 10 | 2004 | 4 | 1989 | Wayne | 42.2917 | -83.2119
13945 | Oakwood Hospital Med Center | 50260 | Oakwood Hospital & Medical Center | Commercial Non-CHP | MI | EG#3 | 0.5 | 0.5 | Natural Gas Internal Combustion Engine | NG | IC | 10 | 2004 | 4 | 1989 | Wayne | 42.2917 | -83.2119
11208 | Los Angeles Department of Water & Power | 400 | Haynes | Electric Utility | CA | 3 | 230 | 222 | Natural Gas Steam Turbine | NG | ST | 9 | 2004 | 7 | 1964 | Los Angeles | 33.7647 | -118.0991
7140 | Georgia Power Co | 734 | Riverside (GA) | Electric Utility | GA | 4 | 15 | 20 | Natural Gas Steam Turbine | NG | ST | 9 | 2004 | 3 | 1926 | Chatham | 32.0836 | -81.0956
7140 | Georgia Power Co | 734 | Riverside (GA) | Electric Utility | GA | 5 | 7.5 | 9 | Natural Gas Steam Turbine | NG | ST | 9 | 2004 | 4 | 1936 | Chatham | 32.0836 | -81.0956
9011 | City of Hugoton - (KS) | 1289 | Hugoton 1 | Electric Utility | KS | 1 | 0.8 | 0.6 | Petroleum Liquids | DFO | IC | 9 | 2004 | 1 | 1949 | Stevens | 37.175 | -101.3458
59528 | Veolia - Kendall Green Energy | 1595 | Kendall Square Station | IPP CHP | MA | JET2 | 20 | 20 | Petroleum Liquids | JF | GT | 9 | 2004 | 3 | 1972 | Middlesex | 42.3633 | -71.0792
11332 | City of Luverne - (MN) | 1990 | Luverne | Electric Utility | MN | 4B | 0.6 | 0.6 | Petroleum Liquids | DFO | IC | 9 | 2004 | 3 | 1941 | ROCK | 43.6544 | -96.2019
20847 | Wisconsin Electric Power Co | 4040 | Port Washington Generating Station | Electric Utility | WI | 1 | 80 | 65 | Conventional Steam Coal | BIT | ST | 9 | 2004 | 10 | 1935 | Ozaukee | 43.3842 | -87.8689
20847 | Wisconsin Electric Power Co | 4040 | Port Washington Generating Station | Electric Utility | WI | 2 | 80 | 80 | Conventional Steam Coal | BIT | ST | 9 | 2004 | 10 | 1943 | Ozaukee | 43.3842 | -87.8689
20847 | Wisconsin Electric Power Co | 4040 | Port Washington Generating Station | Electric Utility | WI | 3 | 80 | 80 | Conventional Steam Coal | BIT | ST | 9 | 2004 | 10 | 1948 | Ozaukee | 43.3842 | -87.8689
221 | Alaska Village Elec Coop, Inc | 6348 | Togiak | Electric Utility | AK | 5 | 0.5 | 0.5 | Petroleum Liquids | DFO | IC | 9 | 2004 | 10 | 1986 | Dillingham | 59.2281 | -160.385
599 | Anchorage Municipal Light and Power | 75 | Anchorage 1 | Electric Utility | AK | 3 | 16.3 | 17.7 | Natural Gas Fired Combustion Turbine | NG | GT | 8 | 2004 | 12 | 1968 | Anchorage | 61.2221 | -149.8661
13201 | Naknek Electric Assn, Inc | 6301 | Naknek | Electric Utility | AK | 5 | 0.4 | 0.4 | Petroleum Liquids | DFO | IC | 8 | 2004 | 12 | 1977 | Bristol Bay | 58.7304 | -157.0072
13201 | Naknek Electric Assn, Inc | 6301 | Naknek | Electric Utility | AK | 6 | 0.4 | 0.4 | Petroleum Liquids | DFO | IC | 8 | 2004 | 12 | 1977 | Bristol Bay | 58.7304 | -157.0072
13201 | Naknek Electric Assn, Inc | 6301 | Naknek | Electric Utility | AK | 7 | 0.4 | 0.4 | Petroleum Liquids | DFO | IC | 8 | 2004 | 12 | 1977 | Bristol Bay | 58.7304 | -157.0072
221 | Alaska Village Elec Coop, Inc | 6348 | Togiak | Electric Utility | AK | 2 | 0.3 | 0.3 | Petroleum Liquids | DFO | IC | 8 | 2004 | 3 | 1970 | Dillingham | 59.2281 | -160.385
15377 | City of Primghar - (IA) | 1177 | Primghar | Electric Utility | IA | 2 | 0.1 | 0.1 | Petroleum Liquids | DFO | IC | 7 | 2004 | 88 | 1938 | O'Brien | 43.0871 | -95.626
3476 | DTE San Diego COGEN Inc. | 10175 | Childrens Hospital | Commercial CHP | CA | 1698 | 0.3 | 0.3 | Natural Gas Internal Combustion Engine | NG | IC | 7 | 2004 | 6 | 1983 | San Diego | 32.7992 | -117.1517
3476 | DTE San Diego COGEN Inc. | 10175 | Childrens Hospital | Commercial CHP | CA | 1710 | 0.3 | 0.3 | Natural Gas Internal Combustion Engine | NG | IC | 7 | 2004 | 6 | 1983 | San Diego | 32.7992 | -117.1517
9109 | Hutzel Hospital | 10232 | Hutzel Hospital | Commercial Non-CHP | MI | TB-1 | 0.8 | 0.7 | Petroleum Liquids | DFO | GT | 7 | 2004 | 7 | 1988
9109 | Hutzel Hospital | 10232 | Hutzel Hospital | Commercial Non-CHP | MI | TB-2 | 0.8 | 0.7 | Petroleum Liquids | DFO | GT | 7 | 2004 | 7 | 1988
56772 | TX LFG Energy, LP | 55556 | Security | IPP Non-CHP | TX | UNT1 | 1.3 | 1.7 | Landfill Gas | LFG | IC | 7 | 2004 | 12 | 2003 | Montgomery | 30.3225 | -95.2681
219 | Alaska Power and Telephone Co | 69 | Haines | Electric Utility | AK | 9 | 1.1 | 1.1 | Petroleum Liquids | DFO | IC | 6 | 2004 | 12 | 1989 | Haines | 59.2359 | -135.4462
221 | Alaska Village Elec Coop, Inc | 6333 | Nunapitchuk | Electric Utility | AK | 5 | 0.5 | 0.5 | Petroleum Liquids | DFO | IC | 6 | 2004 | 12 | 1994 | Bethel | 60.8753 | -162.4533
2518 | U S Bureau of Reclamation | 6397 | Boise R Diversion | Electric Utility | ID | 1 | 0.5 | 0.5 | Conventional Hydroelectric | WAT | HY | 6 | 2004 | 5 | 1912 | Ada | 43.5377 | -116.0938
2518 | U S Bureau of Reclamation | 6397 | Boise R Diversion | Electric Utility | ID | 2 | 0.5 | 0.5 | Conventional Hydroelectric | WAT | HY | 6 | 2004 | 5 | 1912 | Ada | 43.5377 | -116.0938
2518 | U S Bureau of Reclamation | 6397 | Boise R Diversion | Electric Utility | ID | 3 | 0.5 | 0.5 | Conventional Hydroelectric | WAT | HY | 6 | 2004 | 5 | 1912 | Ada | 43.5377 | -116.0938
44466 | BP PLC | 52130 | Whiting Refinery | Industrial CHP | IN | 17TG | 5 | 5 | Other Gases | OG | ST | 6 | 2004 | 1 | 1928 | LAKE | 41.6703 | -87.4803
9434 | Iowa State University | 54201 | Iowa State University | Commercial CHP | IA | 1 | 3 | 3 | Conventional Steam Coal | BIT | ST | 6 | 2004 | 6 | 1949 | Story | 42.0275 | -93.6394
15321 | City of Pratt- (KS) | 1317 | Pratt | Electric Utility | KS | 1 | 3 | 3 | Natural Gas Steam Turbine | NG | ST | 5 | 2004 | 88 | 1938 | Pratt | 37.6359 | -98.7433
8287 | Hawaii Electric Light Co Inc | 8083 | Keahole | Electric Utility | HI | 20 | 2.5 | 2.5 | Petroleum Liquids | DFO | IC | 5 | 2004 | 11 | 1984 | Hawaii | 19.7317 | -156.0283
17164 | Sierra Pacific Industries Inc | 10144 | Sierra Pacific Lincoln Facility | Industrial CHP | CA | GEN3 | 1.5 | 1.2 | Wood/Wood Waste Biomass | WDS | ST | 5 | 2004 | 2 | 1999 | Placer | 38.9032 | -121.3097
49840 | Waterside Power, LLC | 56189 | Waterside Power, LLC | IPP Non-CHP | CT | 1 | 23.2 | 23.2 | Petroleum Liquids | DFO | GT | 5 | 2004 | 6 | 2003 | Fairfield | 41.0372 | -73.5564
49840 | Waterside Power, LLC | 56189 | Waterside Power, LLC | IPP Non-CHP | CT | 2 | 23.2 | 23.2 | Petroleum Liquids | DFO | GT | 5 | 2004 | 6 | 2003 | Fairfield | 41.0372 | -73.5564
56606 | Calpine New Jersey Generation LLC | 2384 | Deepwater | IPP Non-CHP | NJ | 4 | 53 | 54 | Petroleum Liquids | RFO | ST | 4 | 2004 | 5 | 1930 | Salem | 39.6831 | -75.5083
15147 | PSEG Fossil LLC | 2399 | PSEG Burlington Generating Station | IPP Non-CHP | NJ | 101 | 44.8 | 49 | Natural Gas Fired Combined Cycle | NG | CT | 4 | 2004 | 6 | 1993 | Burlington | 40.0766 | -74.8792
15147 | PSEG Fossil LLC | 2399 | PSEG Burlington Generating Station | IPP Non-CHP | NJ | 102 | 44.8 | 49 | Natural Gas Fired Combined Cycle | NG | CT | 4 | 2004 | 6 | 1993 | Burlington | 40.0766 | -74.8792
15147 | PSEG Fossil LLC | 2399 | PSEG Burlington Generating Station | IPP Non-CHP | NJ | 103 | 44.8 | 49 | Natural Gas Fired Combined Cycle | NG | CT | 4 | 2004 | 6 | 1993 | Burlington | 40.0766 | -74.8792
15147 | PSEG Fossil LLC | 2399 | PSEG Burlington Generating Station | IPP Non-CHP | NJ | 104 | 44.8 | 49 | Natural Gas Fired Combined Cycle | NG | CT | 4 | 2004 | 6 | 1993 | Burlington | 40.0766 | -74.8792
15147 | PSEG Fossil LLC | 2399 | PSEG Burlington Generating Station | IPP Non-CHP | NJ | 105 | 44.9 | 49 | Natural Gas Fired Combined Cycle | NG | CA | 4 | 2004 | 6 | 1972 | Burlington | 40.0766 | -74.8792
13809 | NorthWestern Energy - (SD) | 3348 | Webster IC | Electric Utility | SD | 2 | 1.9 | 1.9 | Petroleum Liquids | DFO | IC | 4 | 2004 | 6 | 1950 | Day | 45.33 | -97.3311
10433 | Kodiak Electric Assn Inc | 6281 | Kodiak | Electric Utility | AK | 3 | 5.2 | 5.2 | Petroleum Liquids | DFO | IC | 4 | 2004 | 88 | 1976 | Kodiak Island | 57.79 | -152.397
10433 | Kodiak Electric Assn Inc | 6281 | Kodiak | Electric Utility | AK | 6 | 2 | 2 | Petroleum Liquids | DFO | IC | 4 | 2004 | 2 | 1968 | Kodiak Island | 57.79 | -152.397
34672 | DTE Energy Services | 50407 | Mobile Energy Services LLC | IPP CHP | AL | GEN3 | 12.5 | 11.6 | Conventional Steam Coal | BIT | ST | 4 | 2004 | 5 | 1960 | Mobile | 30.7365 | -88.0516
623 | Anheuser-Busch Inc | 54913 | Anheuser-Busch Newark Brewery | Industrial CHP | NJ | GEN1 | 6.5 | 6.5 | Natural Gas Fired Combustion Turbine | NG | GT | 4 | 2004 | 6 | 1995 | ESSEX | 40.7358 | -74.1731
623 | Anheuser-Busch Inc | 54913 | Anheuser-Busch Newark Brewery | Industrial CHP | NJ | GEN2 | 6.5 | 6.5 | Natural Gas Fired Combustion Turbine | NG | GT | 4 | 2004 | 11 | 1995 | ESSEX | 40.7358 | -74.1731
7294 | City of Glendale - (CA) | 377 | Grayson | Electric Utility | CA | 6 | 22 | 15 | Natural Gas Fired Combustion Turbine | NG | GT | 3 | 2004 | 4 | 1972 | Los Angeles | 34.1556 | -118.2782
3486 | Chillicothe Municipal Utils | 2122 | Chillicothe | Electric Utility | MO | 4A | 2.5 | 2.5 | Conventional Steam Coal | BIT | ST | 3 | 2004 | 6 | 1938 | Livingston | 39.7834 | -93.5641
3486 | Chillicothe Municipal Utils | 2122 | Chillicothe | Electric Utility | MO | 5 | 5 | 5 | Conventional Steam Coal | BIT | ST | 3 | 2004 | 8 | 1948 | Livingston | 39.7834 | -93.5641
3486 | Chillicothe Municipal Utils | 2122 | Chillicothe | Electric Utility | MO | 6 | 6 | 6 | Conventional Steam Coal | BIT | ST | 3 | 2004 | 9 | 1958 | Livingston | 39.7834 | -93.5641
55983 | Luminant Generation Company LLC | 3455 | Parkdale | IPP Non-CHP | TX | 1 | 79.6 | 87 | Natural Gas Steam Turbine | NG | ST | 3 | 2004 | 6 | 1953 | Dallas | 32.7767 | -96.7233
55983 | Luminant Generation Company LLC | 3455 | Parkdale | IPP Non-CHP | TX | 2 | 125 | 115 | Natural Gas Steam Turbine | NG | ST | 3 | 2004 | 3 | 1955 | Dallas | 32.7767 | -96.7233
55983 | Luminant Generation Company LLC | 3455 | Parkdale | IPP Non-CHP | TX | 3 | 136 | 125 | Natural Gas Steam Turbine | NG | ST | 3 | 2004 | 3 | 1957 | Dallas | 32.7767 | -96.7233
55983 | Luminant Generation Company LLC | 3492 | Morgan Creek | IPP Non-CHP | TX | 2 | 18.4 | 17.5 | Natural Gas Steam Turbine | NG | ST | 3 | 2004 | 7 | 1950 | Mitchell | 32.3358 | -100.9156
55983 | Luminant Generation Company LLC | 3492 | Morgan Creek | IPP Non-CHP | TX | 3 | 46 | 43 | Natural Gas Steam Turbine | NG | ST | 3 | 2004 | 7 | 1952 | Mitchell | 32.3358 | -100.9156
55983 | Luminant Generation Company LLC | 3492 | Morgan Creek | IPP Non-CHP | TX | 4 | 75 | 70 | Natural Gas Steam Turbine | NG | ST | 3 | 2004 | 6 | 1954 | Mitchell | 32.3358 | -100.9156
55983 | Luminant Generation Company LLC | 3493 | North Main | IPP Non-CHP | TX | 4 | 81.2 | 80 | Natural Gas Steam Turbine | NG | ST | 3 | 2004 | 5 | 1952 | Tarrant | 32.7606 | -97.3364
55983 | Luminant Generation Company LLC | 3503 | River Crest | IPP Non-CHP | TX | 1 | 112.5 | 110 | Natural Gas Steam Turbine | NG | ST | 3 | 2004 | 6 | 1954 | Red River | 33.3931 | -95.1467
17164 | Sierra Pacific Industries Inc | 10144 | Sierra Pacific Lincoln Facility | Industrial CHP | CA | GEN2 | 11.5 | 10 | Wood/Wood Waste Biomass | WDS | ST | 3 | 2004 | 6 | 1997 | Placer | 38.9032 | -121.3097
11427 | Massachusetts Wtr RAuth-Deer I | 10823 | Deer Island Treatment Plant | Commercial CHP | MA | 6ENT | 6 | 6 | Other Waste Biomass | OBG | IC | 3 | 2004 | 12 | 1989 | Suffolk | 42.3533 | -70.9628
11427 | Massachusetts Wtr RAuth-Deer I | 10823 | Deer Island Treatment Plant | Commercial CHP | MA | 7ENT | 6 | 6 | Other Waste Biomass | OBG | IC | 3 | 2004 | 12 | 1989 | Suffolk | 42.3533 | -70.9628
8703 | City of Hoisington - (KS) | 1286 | Hoisington | Electric Utility | KS | 1 | 0.2 | 0.2 | Petroleum Liquids | DFO | IC | 2 | 2004 | 8 | 1940 | Barton | 38.513 | -98.7747
17235 | NRG REMA LLC | 2390 | Sayreville | IPP Non-CHP | NJ | 4 | 125 | 114 | Petroleum Liquids | DFO | ST | 2 | 2004 | 4 | 1955 | Middlesex | 40.4765 | -74.3523
17235 | NRG REMA LLC | 2390 | Sayreville | IPP Non-CHP | NJ | 5 | 125 | 115 | Natural Gas Steam Turbine | NG | ST | 2 | 2004 | 10 | 1958 | Middlesex | 40.4765 | -74.3523
6775 | Village of Freeport - (NY) | 2679 | Plant No 2 Freeport | Electric Utility | NY | 1 | 9.6 | 8 | Petroleum Liquids | DFO | IC | 2 | 2004 | 3 | 1969 | Nassau | 40.6447 | -73.5683
6775 | Village of Freeport - (NY) | 2679 | Plant No 2 Freeport | Electric Utility | NY | 2 | 9.6 | 8 | Petroleum Liquids | DFO | IC | 2 | 2004 | 4 | 1969 | Nassau | 40.6447 | -73.5683
17235 | NRG REMA LLC | 3134 | Wayne | IPP Non-CHP | PA | A | 53 | 56 | Petroleum Liquids | DFO | GT | 2 | 2004 | 8 | 1972 | Crawford | 41.5192 | -80.0111
6035 | Exelon Power | 3160 | Delaware Generating Station | IPP Non-CHP | PA | 7 | 156.2 | 126 | Petroleum Liquids | RFO | ST | 2 | 2004 | 8 | 1953 | Philadelphia | 39.968 | -75.1252
6035 | Exelon Power | 3160 | Delaware Generating Station | IPP Non-CHP | PA | 8 | 156.2 | 124 | Petroleum Liquids | RFO | ST | 2 | 2004 | 4 | 1953 | Philadelphia | 39.968 | -75.1252
8287 | Hawaii Electric Light Co Inc | 8083 | Keahole | Electric Utility | HI | 18 | 2.5 | 2.5 | Petroleum Liquids | DFO | IC | 2 | 2004 | 10 | 1974 | Hawaii | 19.7317 | -156.0283
8287 | Hawaii Electric Light Co Inc | 8083 | Keahole | Electric Utility | HI | 19 | 2.5 | 2.5 | Petroleum Liquids | DFO | IC | 2 | 2004 | 10 | 1974 | Hawaii | 19.7317 | -156.0283
14254 | Oxy Vinyls LP | 50471 | Deer Park Plant | Industrial CHP | TX | GEN1 | 10 | 8.6 | Natural Gas Fired Combined Cycle | NG | CA | 2 | 2004 | 4 | 1948 | Harris | 29.71 | -95.1128
14254 | Oxy Vinyls LP | 50471 | Deer Park Plant | Industrial CHP | TX | GEN2 | 10 | 8.6 | Natural Gas Fired Combined Cycle | NG | CA | 2 | 2004 | 4 | 1948 | Harris | 29.71 | -95.1128
14254 | Oxy Vinyls LP | 50471 | Deer Park Plant | Industrial CHP | TX | GEN3 | 10 | 8.6 | Natural Gas Fired Combined Cycle | NG | CA | 2 | 2004 | 4 | 1948 | Harris | 29.71 | -95.1128
14254 | Oxy Vinyls LP | 50471 | Deer Park Plant | Industrial CHP | TX | GEN4 | 81 | 69.7 | Natural Gas Fired Combined Cycle | NG | CT | 2 | 2004 | 12 | 1985 | Harris | 29.71 | -95.1128
18454 | Tampa Electric Co | 646 | F J Gannon | Electric Utility | FL | 1 | 125 | 94 | Conventional Steam Coal | BIT | ST | 1 | 2004 | 9 | 1957 | Hillsborough | 27.9072 | -82.4231
18454 | Tampa Electric Co | 646 | F J Gannon | Electric Utility | FL | 2 | 125 | 100 | Conventional Steam Coal | BIT | ST | 1 | 2004 | 11 | 1958 | Hillsborough | 27.9072 | -82.4231
6138 | City of Fairfax - (MN) | 1972 | Fairfax | Electric Utility | MN | 1 | 0.9 | 0.9 | Petroleum Liquids | DFO | IC | 1 | 2004 | 7 | 1948 | Renville | 44.5278 | -94.7217
6138 | City of Fairfax - (MN) | 1972 | Fairfax | Electric Utility | MN | 4 | 0.6 | 0.6 | Petroleum Liquids | DFO | IC | 1 | 2004 | 1 | 1940 | Renville | 44.5278 | -94.7217
15500 | Puget Sound Energy Inc | 3862 | White River (WA) | Electric Utility | WA | 1 | 15 | 15 | Conventional Hydroelectric | WAT | HY | 1 | 2004 | 88 | 1912 | Pierce | 47.1917 | -122.1869
15500 | Puget Sound Energy Inc | 3862 | White River (WA) | Electric Utility | WA | 2 | 15 | 15 | Conventional Hydroelectric | WAT | HY | 1 | 2004 | 88 | 1912 | Pierce | 47.1917 | -122.1869
15500 | Puget Sound Energy Inc | 3862 | White River (WA) | Electric Utility | WA | 3 | 20 | 20 | Conventional Hydroelectric | WAT | HY | 1 | 2004 | 88 | 1918 | Pierce | 47.1917 | -122.1869
15500 | Puget Sound Energy Inc | 3862 | White River (WA) | Electric Utility | WA | 4 | 20 | 20 | Conventional Hydroelectric | WAT | HY | 1 | 2004 | 88 | 1924 | Pierce | 47.1917 | -122.1869
20323 | Wellhead Services Inc | 10156 | Fresno Cogen Partners | IPP CHP | CA | GEN1 | 22.3 | 21.5 | Natural Gas Fired Combined Cycle | NG | CT | 1 | 2004 | 1 | 1990 | Fresno | 36.617 | -120.0998
19365 | United States Sugar Corp | 50482 | Clewiston Sugar House | Industrial CHP | FL | TG1 | 5 | 4.7 | Other Waste Biomass | AB | ST | 1 | 2004 | 10 | 1978 | Hendry | 26.7351 | -80.9377
19365 | United States Sugar Corp | 50482 | Clewiston Sugar House | Industrial CHP | FL | TG2 | 3.5 | 3.3 | Other Waste Biomass | AB | ST | 1 | 2004 | 11 | 1945 | Hendry | 26.7351 | -80.9377
18000 | State of Rhode Island | 50621 | Central Power Plant | Commercial CHP | RI | GEN1 | 0.7 | 0.7 | Petroleum Liquids | RFO | ST | 1 | 2004 | 6 | 1932 | Providence | 41.745 | -71.4584
56773 | Toyon Landfill Gas Conversion, LLC | 54327 | Toyon Power Station | IPP Non-CHP | CA | TOY1 | 1.8 | 1.7 | Landfill Gas | LFG | IC | 1 | 2004 | 1 | 1986 | Los Angeles | 34.1717 | -118.3792
56773 | Toyon Landfill Gas Conversion, LLC | 54327 | Toyon Power Station | IPP Non-CHP | CA | TOY2 | 1.8 | 1.7 | Landfill Gas | LFG | IC | 1 | 2004 | 1 | 1986 | Los Angeles | 34.1717 | -118.3792
56773 | Toyon Landfill Gas Conversion, LLC | 54327 | Toyon Power Station | IPP Non-CHP | CA | TOY3 | 1.8 | 1.7 | Landfill Gas | LFG | IC | 1 | 2004 | 1 | 1986 | Los Angeles | 34.1717 | -118.3792
13960 | NRG Cabrillo Power Ops Inc | 300 | Division | IPP Non-CHP | CA | DIGT | 16 | 13 | Petroleum Liquids | DFO | GT | 12 | 2003 | 11 | 1968 | San Diego | 32.6817 | -117.1203
22148 | AES Alamitos LLC | 315 | AES Alamitos LLC | IPP Non-CHP | CA | 7 | 133 | 133 | Natural Gas Fired Combustion Turbine | NG | GT | 12 | 2003 | 7 | 1969 | Los Angeles | 33.7688 | -118.1009
15908 | NRG California South LP | 331 | Etiwanda Generating Station | IPP Non-CHP | CA | 5 | 138.1 | 115 | Natural Gas Fired Combustion Turbine | NG | GT | 12 | 2003 | 1 | 1969 | San Bernardino | 34.0912 | -117.5266
2507 | City of Burbank Water and Power | 375 | Magnolia | Electric Utility | CA | M5 | 23.1 | 21.7 | Natural Gas Fired Combustion Turbine | NG | GT | 12 | 2003 | 8 | 1969 | Los Angeles | 34.1781 | -118.3156
11208 | Los Angeles Department of Water & Power | 400 | Haynes | Electric Utility | CA | 4 | 230 | 222 | Natural Gas Steam Turbine | NG | ST | 12 | 2003 | 2 | 1965 | Los Angeles | 33.7647 | -118.0991
11208 | Los Angeles Department of Water & Power | 408 | Valley (CA) | Electric Utility | CA | 3 | 172.8 | 163 | Natural Gas Steam Turbine | NG | ST | 12 | 2003 | 11 | 1955 | Los Angeles | 34.245 | -118.3913
11208 | Los Angeles Department of Water & Power | 408 | Valley (CA) | Electric Utility | CA | 4 | 172.8 | 160 | Natural Gas Steam Turbine | NG | ST | 12 | 2003 | 5 | 1956 | Los Angeles | 34.245 | -118.3913
18454 | Tampa Electric Co | 646 | F J Gannon | Electric Utility | FL | 3 | 179.5 | 150 | Conventional Steam Coal | BIT | ST | 12 | 2003 | 10 | 1960 | Hillsborough | 27.9072 | -82.4231
18454 | Tampa Electric Co | 646 | F J Gannon | Electric Utility | FL | 4 | 187.5 | 164 | Conventional Steam Coal | BIT | ST | 12 | 2003 | 11 | 1963 | Hillsborough | 27.9072 | -82.4231
7140 | Georgia Power Co | 700 | Atkinson | Electric Utility | GA | 5A | 41.8 | 32 | Petroleum Liquids | DFO | GT | 12 | 2003 | 7 | 1970 | Cobb | 33.8175 | -84.4803
7140 | Georgia Power Co | 700 | Atkinson | Electric Utility | GA | 5B | 41.8 | 32 | Petroleum Liquids | DFO | GT | 12 | 2003 | 7 | 1970 | Cobb | 33.8175 | -84.4803
27813 | USCE-Mobile District | 759 | Buford | Electric Utility | GA | 1 | 40 | 40 | Conventional Hydroelectric | WAT | HY | 12 | 2003 | 10 | 1957 | Forsyth | 34.1623 | -84.0774
12541 | City of Milford - (IA) | 1164 | Milford | Electric Utility | IA | 3 | 0.3 | 0.3 | Petroleum Liquids | DFO | IC | 12 | 2003 | 1 | 1938 | DICKINSON | 43.3261 | -95.1483
10171 | Kentucky Utilities Co | 1357 | Green River | Electric Utility | KY | 1 | 37.5 | 22 | Conventional Steam Coal | BIT | ST | 12 | 2003 | 1 | 1950 | Muhlenberg | 37.3636 | -87.1214
10171 | Kentucky Utilities Co | 1357 | Green River | Electric Utility | KY | 2 | 37.5 | 22 | Conventional Steam Coal | BIT | ST | 12 | 2003 | 3 | 1950 | Muhlenberg | 37.3636 | -87.1214
49965 | Constellation Mystic Power LLC | 1588 | Mystic Generating Station | IPP Non-CHP | MA | 4 | 156.2 | 95.4 | Petroleum Liquids | RFO | ST | 12 | 2003 | 11 | 1957 | Middlesex | 42.3908 | -71.0675
49965 | Constellation Mystic Power LLC | 1588 | Mystic Generating Station | IPP Non-CHP | MA | 5 | 156.2 | 91.6 | Petroleum Liquids | RFO | ST | 12 | 2003 | 6 | 1959 | Middlesex | 42.3908 | -71.0675
49965 | Constellation Mystic Power LLC | 1588 | Mystic Generating Station | IPP Non-CHP | MA | 6 | 156.2 | 28 | Petroleum Liquids | RFO | ST | 12 | 2003 | 4 | 1961 | Middlesex | 42.3908 | -71.0675
12647 | ALLETE, Inc. | 1897 | M L Hibbard | Commercial CHP | MN | 1 | 25 | 25 | Petroleum Liquids | RFO | ST | 12 | 2003 | 9 | 1931 | St Louis | 46.7353 | -92.1517
12647 | ALLETE, Inc. | 1897 | M L Hibbard | Commercial CHP | MN | 2 | 25 | 25 | Petroleum Liquids | RFO | ST | 12 | 2003 | 8 | 1943 | St Louis | 46.7353 | -92.1517
7487 | City of Grand Marais - (MN) | 1976 | Grand Marais | Electric Utility | MN | 2 | 0.6 | 0.6 | Petroleum Liquids | DFO | IC | 12 | 2003 | 4 | 1956 | COOK | 47.7758 | -90.3392
7487 | City of Grand Marais - (MN) | 1976 | Grand Marais | Electric Utility | MN | 4 | 0.1 | 0.1 | Petroleum Liquids | DFO | IC | 12 | 2003 | 10 | 1940 | COOK | 47.7758 | -90.3392
7487 | City of Grand Marais - (MN) | 1976 | Grand Marais | Electric Utility | MN | 5 | 1.1 | 1.1 | Petroleum Liquids | DFO | IC | 12 | 2003 | 7 | 1962 | COOK | 47.7758 | -90.3392
7487 | City of Grand Marais - (MN) | 1976 | Grand Marais | Electric Utility | MN | 6 | 1.2 | 1.2 | Petroleum Liquids | DFO | IC | 12 | 2003 | 12 | 1969 | COOK | 47.7758 | -90.3392
10000 | Kansas City Power & Light Co | 2078 | Grand Avenue | Electric Utility | MO | 7 | 43 | 33 | Natural Gas Steam Turbine | NG | ST | 12 | 2003 | 11 | 1929 | Jackson | 39.1053 | -94.5697
10000 | Kansas City Power & Light Co | 2078 | Grand Avenue | Electric Utility | MO | 9 | 40.2 | 32 | Natural Gas Steam Turbine | NG | ST | 12 | 2003 | 2 | 1948 | Jackson | 39.1053 | -94.5697
13923 | NRG Oswego Harbor Power Operations Inc | 2594 | Oswego Harbor Power | IPP Non-CHP | NY | 3 | 92 | 85.6 | Natural Gas Steam Turbine | NG | ST | 12 | 2003 | 12 | 1948 | Oswego | 43.4586 | -76.5319
6526 | FirstEnergy Generation Corp | 2867 | FirstEnergy Toronto | IPP Non-CHP | OH | 5 | 35 | 42 | Conventional Steam Coal | BIT | ST | 12 | 2003 | 10 | 1940 | JEFFERSON | 40.4825 | -80.6044
6526 | FirstEnergy Generation Corp | 2867 | FirstEnergy Toronto | IPP Non-CHP | OH | 6 | 69 | 65 | Conventional Steam Coal | BIT | ST | 12 | 2003 | 10 | 1949 | JEFFERSON | 40.4825 | -80.6044
6526 | FirstEnergy Generation Corp | 2867 | FirstEnergy Toronto | IPP Non-CHP | OH | 7 | 69 | 65 | Conventional Steam Coal | BIT | ST | 12 | 2003 | 11 | 1949 | JEFFERSON | 40.4825 | -80.6044
11571 | Manitowoc Public Utilities | 4125 | Manitowoc | Electric Utility | WI | 2 | 5 | 5 | Conventional Steam Coal | BIT | ST | 12 | 2003 | 0 | 1935 | Manitowoc | 44.082 | -87.6558
11571 | Manitowoc Public Utilities | 4125 | Manitowoc | Electric Utility | WI | 3 | 10 | 10 | Conventional Steam Coal | BIT | ST | 12 | 2003 | 0 | 1941 | Manitowoc | 44.082 | -87.6558
13466 | City of New Lisbon | 4130 | New Lisbon | Electric Utility | WI | 1 | 0.1 | 0.1 | Petroleum Liquids | DFO | IC | 12 | 2003 | 1 | 1930 | Juneau | 43.8797 | -90.1645
13466 | City of New Lisbon | 4130 | New Lisbon | Electric Utility | WI | 3 | 0.2 | 0.2 | Petroleum Liquids | DFO | IC | 12 | 2003 | 1 | 1936 | Juneau | 43.8797 | -90.1645
13466 | City of New Lisbon | 4130 | New Lisbon | Electric Utility | WI | 4 | 0.3 | 0.3 | Petroleum Liquids | DFO | IC | 12 | 2003 | 1 | 1948 | Juneau | 43.8797 | -90.1645
2507 | City of Burbank Water and Power | 6013 | Olive | Electric Utility | CA | O3 | 24.4 | 23.5 | Natural Gas Fired Combustion Turbine | NG | GT | 12 | 2003 | 7 | 1972 | Los Angeles | 34.1764 | -118.3147
2507 | City of Burbank Water and Power | 6013 | Olive | Electric Utility | CA | O4 | 37.8 | 32 | Natural Gas Fired Combustion Turbine | NG | GT | 12 | 2003 | 9 | 1978 | Los Angeles | 34.1764 | -118.3147
13337 | Nebraska Public Power District | 6229 | Mobile | Electric Utility | NE | 3 | 1 | 0.8 | Petroleum Liquids | DFO | IC | 12 | 2003 | 1 | 1980 | York | 40.8667 | -97.5925
221 | Alaska Village Elec Coop, Inc | 6329 | Mountain Village | Electric Utility | AK | 5 | 0.5 | 0.5 | Petroleum Liquids | DFO | IC | 12 | 2003 | 9 | 1988 | Bethel | 62.1656 | -163.0783
221 | Alaska Village Elec Coop, Inc | 6330 | Noorvik | Electric Utility | AK | 3 | 0.3 | 0.3 | Petroleum Liquids | DFO | IC | 12 | 2003 | 4 | 1984 | Northwest Arctic | 66.8553 | -160.4958
8973 | Town of Hudson - (MA) | 9038 | Cherry Street | Electric Utility | MA | 9 | 3 | 2.3 | Petroleum Liquids | DFO | IC | 12 | 2003 | 4 | 1960 | MIDDLESEX | 42.3886 | -71.56
8701 | Hoffman LaRoche Inc | 10123 | Hoffmann LaRoche | Industrial CHP | NJ | TG1 | 4 | 3 | Natural Gas Fired Combustion Turbine | NG | GT | 12 | 2003 | 1 | 1987 | Essex | 40.8359 | -74.155
8701 | Hoffman LaRoche Inc | 10123 | Hoffmann LaRoche | Industrial CHP | NJ | TG2 | 4 | 3 | Natural Gas Fired Combustion Turbine | NG | GT | 12 | 2003 | 1 | 1987 | Essex | 40.8359 | -74.155
8701 | Hoffman LaRoche Inc | 10123 | Hoffmann LaRoche | Industrial CHP | NJ | TG3 | 4 | 3 | Natural Gas Fired Combustion Turbine | NG | GT | 12 | 2003 | 1 | 1987 | Essex | 40.8359 | -74.155
9686 | RockTenn-Jackson Fenandina | 10202 | Fernandina Beach Mill | Industrial CHP | FL | GEN4 | 9.3 | 7 | Conventional Steam Coal | BIT | ST | 12 | 2003 | 3 | 1963 | Nassau | 30.6818 | -81.4554
21148 | Zapco Energy Tactics Corp | 50782 | Taylor Energy Partners LP | IPP Non-CHP | PA | AM4 | 0.7 | 0.4 | Landfill Gas | LFG | IC | 12 | 2003 | 9 | 1987 | Lackawanna | 41.3878 | -75.7172
20541 | Wheelabrator Environmental Systems | 50950 | Wheelabrator Martell | Industrial CHP | CA | GEN1 | 23 | 15 | Wood/Wood Waste Biomass | WDS | ST | 12 | 2003 | 12 | 1985 | Amador | 38.3672 | -120.8044
57151 | Celanese Acetate LLC | 52089 | Celanese Acetate LLC | Industrial CHP | VA | DEG1 | 2.6 | 2 | Petroleum Liquids | DFO | IC | 12 | 2003 | 8 | 1996 | Giles | 37.3439 | -80.765
19528 | University of Illinois | 54780 | University of Illinois Abbott Power Plt | Commercial CHP | IL | T5 | 3 | 3 | Natural Gas Steam Turbine | NG | ST | 12 | 2003 | 6 | 1955 | Champaign | 40.1052 | -88.2415
54885 | NRG Wholesale Generation LP | 3130 | Seward (PA) | IPP Non-CHP | PA | 4 | 62 | 60 | Conventional Steam Coal | BIT | ST | 11 | 2003 | 6 | 1950 | Indiana | 40.4062 | -79.0337
54885 | NRG Wholesale Generation LP | 3130 | Seward (PA) | IPP Non-CHP | PA | 5 | 156.2 | 136 | Conventional Steam Coal | BIT | ST | 11 | 2003 | 4 | 1957 | Indiana | 40.4062 | -79.0337
3476 | DTE San Diego COGEN Inc. | 10175 | Childrens Hospital | Commercial CHP | CA | 1631 | 0.6 | 0.6 | Natural Gas Internal Combustion Engine | NG | IC | 11 | 2003 | 2 | 1993 | San Diego | 32.7992 | -117.1517
59875 | Olin Blue Cube Operations | 52120 | Freeport Energy | Industrial CHP | TX | G-45 | 119 | 92 | Natural Gas Fired Combined Cycle | NG | CT | 11 | 2003 | 10 | 1983 | Brazoria | 28.9913 | -95.4075
361 | Industrial Energy Applications Inc | 54929 | Alliant SBD 9403 Aegon DC | IPP Non-CHP | IA | 6110 | 1.6 | 1.6 | Petroleum Liquids | DFO | IC | 11 | 2003 | 1 | 1995 | Linn | 41.9167 | -91.6542
12631 | NRG Delta LLC | 271 | Pittsburg Power | IPP Non-CHP | CA | 1 | 213.4 | 150 | Natural Gas Steam Turbine | NG | ST | 10 | 2003 | 9 | 1954 | Contra Costa | 38.0392 | -121.8945
12631 | NRG Delta LLC | 271 | Pittsburg Power | IPP Non-CHP | CA | 2 | 213.4 | 150 | Natural Gas Steam Turbine | NG | ST | 10 | 2003 | 8 | 1954 | Contra Costa | 38.0392 | -121.8945
12631 | NRG Delta LLC | 271 | Pittsburg Power | IPP Non-CHP | CA | 3 | 213.4 | 150 | Natural Gas Steam Turbine | NG | ST | 10 | 2003 | 12 | 1954 | Contra Costa | 38.0392 | -121.8945
12631 | NRG Delta LLC | 271 | Pittsburg Power | IPP Non-CHP | CA | 4 | 213.4 | 145 | Natural Gas Steam Turbine | NG | ST | 10 | 2003 | 12 | 1954 | Contra Costa | 38.0392 | -121.8945
15908 | NRG California South LP | 331 | Etiwanda Generating Station | IPP Non-CHP | CA | 1 | 123 | 132 | Natural Gas Steam Turbine | NG | ST | 10 | 2003 | 7 | 1953 | San Bernardino | 34.0912 | -117.5266
15908 | NRG California South LP | 331 | Etiwanda Generating Station | IPP Non-CHP | CA | 2 | 123 | 132 | Natural Gas Steam Turbine | NG | ST | 10 | 2003 | 11 | 1953 | San Bernardino | 34.0912 | -117.5266
15147 | PSEG Fossil LLC | 2403 | PSEG Hudson Generating Station | IPP Non-CHP | NJ | 3 | 115.2 | 129 | Petroleum Liquids | KER | GT | 10 | 2003 | 12 | 1967 | Hudson | 40.7478 | -74.0722
16604 | City of San Antonio - (TX) | 3610 | Mission Road | Electric Utility | TX | 3 | 113.6 | 100 | Natural Gas Steam Turbine | NG | ST | 10 | 2003 | 6 | 1958 | Bexar | 29.3983 | -98.4892
17569 | City of South Norwalk - (CT) | 6598 | South Norwalk Electric | Electric Utility | CT | 7 | 22.8 | 22 | Petroleum Liquids | DFO | GT | 10 | 2003 | 6 | 2003 | FAIRFIELD | 41.0947 | -73.4242
15371 | Town of Princeton - (MA) | 7501 | Princeton Wind Farm | Electric Utility | MA | 1 | 0.3 | 0.3 | Onshore Wind Turbine | WND | WT | 10 | 2003 | 10 | 1984 | Worcester | 42.4789 | -71.9
6831 | Ft Worth City of | 54520 | Village Creek Water Reclamation Facility | Commercial Non-CHP | TX | 3 | 1.1 | 1.1 | Other Waste Biomass | OBG | IC | 10 | 2003 | 9 | 1978 | Tarrant | 32.7751 | -97.1421
59976 | WestRock Mill Company, LLC | 54763 | Rock-Tenn Mill | Industrial CHP | AL | ITG | 10 | 9.2 | Wood/Wood Waste Biomass | BLQ | ST | 10 | 2003 | 10 | 1957 | Marengo | 32.4541 | -87.9759
15860 | City of Rensselaer - (IN) | 1038 | Rensselaer City Light Plant | Electric Utility | IN | 7 | 3 | 2.5 | Petroleum Liquids | DFO | IC | 9 | 2003 | 1 | 1964 | JASPER | 40.9395 | -87.1545
309 | City of Algona - (IA) | 1120 | Algona | Electric Utility | IA | 3 | 0.7 | 0.6 | Petroleum Liquids | DFO | IC | 9 | 2003 | 1 | 1938 | Kossuth | 43.0733 | -94.2392
5914 | Erie Boulevard Hydropower LP | 2576 | Higley | IPP Non-CHP | NY | 1 | 2 | 2 | Conventional Hydroelectric | WAT | HY | 9 | 2003 | 1 | 1913 | St Lawrence | 44.5306 | -74.9331
5914 | Erie Boulevard Hydropower LP | 2576 | Higley | IPP Non-CHP | NY | 2 | 2 | 2 | Conventional Hydroelectric | WAT | HY | 9 | 2003 | 1 | 1913 | St Lawrence | 44.5306 | -74.9331
5914 | Erie Boulevard Hydropower LP | 2576 | Higley | IPP Non-CHP | NY | 3 | 2 | 2 | Conventional Hydroelectric | WAT | HY | 9 | 2003 | 1 | 1937 | St Lawrence | 44.5306 | -74.9331
19558 | Homer Electric Assn Inc | 6283 | Seldovia | Electric Utility | AK | 1 | 0.3 | 0.3 | Petroleum Liquids | DFO | IC | 9 | 2003 | 8 | 1964 | Kenai Peninsula | 59.4395 | -151.7134
19558 | Homer Electric Assn Inc | 6283 | Seldovia | Electric Utility | AK | 2 | 0.6 | 0.6 | Petroleum Liquids | DFO | IC | 9 | 2003 | 8 | 1964 | Kenai Peninsula | 59.4395 | -151.7134
19558 | Homer Electric Assn Inc | 6283 | Seldovia | Electric Utility | AK | 3 | 0.6 | 0.6 | Petroleum Liquids | DFO | IC | 9 | 2003 | 8 | 1970 | Kenai Peninsula | 59.4395 | -151.7134
19558 | Homer Electric Assn Inc | 6283 | Seldovia | Electric Utility | AK | 4 | 0.6 | 0.6 | Petroleum Liquids | DFO | IC | 9 | 2003 | 8 | 1979 | Kenai Peninsula | 59.4395 | -151.7134
26616 | North Slope Borough Power & Light | 7487 | NSB Anaktuvuk Pass | Electric Utility | AK | 5 | 0.1 | 0.1 | Petroleum Liquids | DFO | IC | 9 | 2003 | 9 | 1994 | North Slope | 68.7494 | -152.1319
792 | City of Argyle - (WI) | 7810 | Argyle | Electric Utility | WI | 2A | 1.1 | 1.1 | Petroleum Liquids | DFO | IC | 9 | 2003 | 0 | 1973 | LAFAYETTE | 42.7019 | -89.8697
792 | City of Argyle - (WI) | 7810 | Argyle | Electric Utility | WI | 4 | 1.1 | 1.1 | Petroleum Liquids | DFO | IC | 9 | 2003 | 10 | 1989 | LAFAYETTE | 42.7019 | -89.8697
6924 | City of Gallatin - (MO) | 8017 | Gallatin #2 | Electric Utility | MO | 8 | 1.8 | 1.6 | Petroleum Liquids | DFO | IC | 9 | 2003 | 7 | 2001 | Daviess | 39.9283 | -93.9378
3476 | DTE San Diego COGEN Inc. | 10175 | Childrens Hospital | Commercial CHP | CA | 1699 | 0.3 | 0.3 | Natural Gas Internal Combustion Engine | NG | IC | 9 | 2003 | 6 | 1983 | San Diego | 32.7992 | -117.1517
34691 | Ormat Nevada Inc | 50766 | Ormesa I | IPP Non-CHP | CA | OE1 | 1.2 | 0.7 | Geothermal | GEO | ST | 9 | 2003 | 12 | 1986 | Imperial | 32.8156 | -115.2568
34691 | Ormat Nevada Inc | 50766 | Ormesa I | IPP Non-CHP | CA | OE10 | 1.2 | 0.7 | Geothermal | GEO | ST | 9 | 2003 | 12 | 1986 | Imperial | 32.8156 | -115.2568
34691 | Ormat Nevada Inc | 50766 | Ormesa I | IPP Non-CHP | CA | OE11 | 1.2 | 0.5 | Geothermal | GEO | ST | 9 | 2003 | 5 | 1989 | Imperial | 32.8156 | -115.2568
34691 | Ormat Nevada Inc | 50766 | Ormesa I | IPP Non-CHP | CA | OE12 | 1.2 | 0.5 | Geothermal | GEO | ST | 9 | 2003 | 4 | 2007 | Imperial | 32.8156 | -115.2568
34691 | Ormat Nevada Inc | 50766 | Ormesa I | IPP Non-CHP | CA | OE13 | 1.2 | 0.7 | Geothermal | GEO | ST | 9 | 2003 | 12 | 1986 | Imperial | 32.8156 | -115.2568
34691 | Ormat Nevada Inc | 50766 | Ormesa I | IPP Non-CHP | CA | OE14 | 1.2 | 0.5 | Geothermal | GEO | ST | 9 | 2003 | 5 | 1989 | Imperial | 32.8156 | -115.2568
34691 | Ormat Nevada Inc | 50766 | Ormesa I | IPP Non-CHP | CA | OE15 | 1.2 | 0.5 | Geothermal | GEO | ST | 9 | 2003 | 4 | 2007 | Imperial | 32.8156 | -115.2568
34691 | Ormat Nevada Inc | 50766 | Ormesa I | IPP Non-CHP | CA | OE16 | 1.2 | 0.7 | Geothermal | GEO | ST | 9 | 2003 | 12 | 1986 | Imperial | 32.8156 | -115.2568
34691 | Ormat Nevada Inc | 50766 | Ormesa I | IPP Non-CHP | CA | OE2 | 1.2 | 0.7 | Geothermal | GEO | ST | 9 | 2003 | 12 | 1986 | Imperial | 32.8156 | -115.2568
34691 | Ormat Nevada Inc | 50766 | Ormesa I | IPP Non-CHP | CA | OE21 | 1.2 | 0.5 | Geothermal | GEO | ST | 9 | 2003 | 5 | 1989 | Imperial | 32.8156 | -115.2568
34691 | Ormat Nevada Inc | 50766 | Ormesa I | IPP Non-CHP | CA | OE22 | 1.2 | 0.5 | Geothermal | GEO | ST | 9 | 2003 | 4 | 2007 | Imperial | 32.8156 | -115.2568
34691 | Ormat Nevada Inc | 50766 | Ormesa I | IPP Non-CHP | CA | OE24 | 1.2 | 0.5 | Geothermal | GEO | ST | 9 | 2003 | 12 | 1986 | Imperial | 32.8156 | -115.2568
34691 | Ormat Nevada Inc | 50766 | Ormesa I | IPP Non-CHP | CA | OE25 | 1.2 | 0.5 | Geothermal | GEO | ST | 9 | 2003 | 12 | 1986 | Imperial | 32.8156 | -115.2568
34691 | Ormat Nevada Inc | 50766 | Ormesa I | IPP Non-CHP | CA | OE27 | 1.2 | 0.9 | Geothermal | GEO | ST | 9 | 2003 | 12 | 1986 | Imperial | 32.8156 | -115.2568
34691 | Ormat Nevada Inc | 50766 | Ormesa I | IPP Non-CHP | CA | OE28 | 1.2 | 0.9 | Geothermal | GEO | ST | 9 | 2003 | 12 | 1986 | Imperial | 32.8156 | -115.2568
34691 | Ormat Nevada Inc | 50766 | Ormesa I | IPP Non-CHP | CA | OE3 | 1.2 | 0.9 | Geothermal | GEO | ST | 9 | 2003 | 12 | 1986 | Imperial | 32.8156 | -115.2568
34691 | Ormat Nevada Inc | 50766 | Ormesa I | IPP Non-CHP | CA | OE4 | 1.2 | 0.7 | Geothermal | GEO | ST | 9 | 2003 | 12 | 1986 | Imperial | 32.8156 | -115.2568
34691 | Ormat Nevada Inc | 50766 | Ormesa I | IPP Non-CHP | CA | OE5 | 1.2 | 1.1 | Geothermal | GEO | ST | 9 | 2003 | 12 | 1986 | Imperial | 32.8156 | -115.2568
34691 | Ormat Nevada Inc | 50766 | Ormesa I | IPP Non-CHP | CA | OE6 | 1.2 | 1.1 | Geothermal | GEO | ST | 9 | 2003 | 12 | 1986 | Imperial | 32.8156 | -115.2568
34691 | Ormat Nevada Inc | 50766 | Ormesa I | IPP Non-CHP | CA | OE7 | 1.2 | 0.7 | Geothermal | GEO | ST | 9 | 2003 | 12 | 1986 | Imperial | 32.8156 | -115.2568
34691 | Ormat Nevada Inc | 50766 | Ormesa I | IPP Non-CHP | CA | OE8 | 1.2 | 0.7 | Geothermal | GEO | ST | 9 | 2003 | 12 | 1986 | Imperial | 32.8156 | -115.2568
34691 | Ormat Nevada Inc | 50766 | Ormesa I | IPP Non-CHP | CA | OE9 | 1.2 | 0.7 | Geothermal | GEO | ST | 9 | 2003 | 12 | 1986 | Imperial | 32.8156 | -115.2568
16179 | Rochelle Municipal Utilities | 961 | South Main Street | Electric Utility | IL | S1 | 11.5 | 11.5 | Natural Gas Steam Turbine | NG | ST | 8 | 2003 | 2 | 1962 | Ogle | 41.9092 | -89.0504
6924 | City of Gallatin - (MO) | 8017 | Gallatin #2 | Electric Utility | MO | 7 | 1.8 | 1.6 | Petroleum Liquids | DFO | IC | 8 | 2003 | 7 | 2001 | Daviess | 39.9283 | -93.9378
50109 | DeKalb Regional Health System | 56231 | DeKalb Medical Center-Hillandale | Commercial Non-CHP | GA | 03 | 1.5 | 1.5 | Petroleum Liquids | DFO | IC | 8 | 2003 | 8 | 2003 | DeKalb | 33.7036 | -84.1494
10433 | Kodiak Electric Assn Inc | 6281 | Kodiak | Electric Utility | AK | 2 | 5.2 | 5.2 | Petroleum Liquids | DFO | IC | 7 | 2003 | 88 | 1976 | Kodiak Island | 57.79 | -152.397
8366 | Heber Light & Power Company | 7111 | Heber City | Electric Utility | UT | NA1 | 0.6 | 0.6 | Natural Gas Internal Combustion Engine | NG | IC | 7 | 2003 | 12 | 1987 | Wasatch | 40.5037 | -111.4252
221 | Alaska Village Elec Coop, Inc | 6341 | Selawik | Electric Utility | AK | 1 | 0.3 | 0.3 | Petroleum Liquids | DFO | IC | 6 | 2003 | 12 | 1974 | Northwest Arctic | 66.5569 | -160.1431
221 | Alaska Village Elec Coop, Inc | 6341 | Selawik | Electric Utility | AK | 3 | 0.3 | 0.3 | Petroleum Liquids | DFO | IC | 6 | 2003 | 0 | 1978 | Northwest Arctic | 66.5569 | -160.1431
8366 | Heber Light & Power Company | 7111 | Heber City | Electric Utility | UT | NA2 | 0.6 | 0.6 | Natural Gas Internal Combustion Engine | NG | IC | 6 | 2003 | 12 | 1987 | Wasatch | 40.5037 | -111.4252
8366 | Heber Light & Power Company | 7111 | Heber City | Electric Utility | UT | NA4 | 0.6 | 0.6 | Natural Gas Internal Combustion Engine | NG | IC | 6 | 2003 | 12 | 1987 | Wasatch | 40.5037 | -111.4252
6091 | Exxon Mobil Refining and Supply Co. | 10436 | ExxonMobil Baytown Refinery | Industrial CHP | TX | ST33 | 7.5 | 7 | Natural Gas Steam Turbine | NG | ST | 6 | 2003 | 1 | 1950 | HARRIS | 29.7535 | -94.9973
21964 | University of New Mexico | 50906 | Ford Utilities Center | Commercial CHP | NM | 2 | 1.5 | 1.4 | Natural Gas Steam Turbine | NG | ST | 5 | 2003 | 2 | 1984 | BERNALILLO | 35.0841 | -106.6252
8181 | Harrisburg Authority | 10118 | Harrisburg Facility | IPP CHP | PA | GEN1 | 8.2 | 6.7 | Municipal Solid Waste | MSW | ST | 4 | 2003 | 10 | 1986 | Dauphin | 40.2442 | -76.8539
2844 | Department of the Navy | 50963 | Naval Hospital Medical Center | Commercial CHP | CA | 2TG | 0.8 | 0.7 | Natural Gas Fired Combustion Turbine | NG | GT | 4 | 2003 | 9 | 1986 | SAN DIEGO | 32.7261 | -117.1464
2844 | Department of the Navy | 50963 | Naval Hospital Medical Center | Commercial CHP | CA | 3TG | 0.8 | 0.7 | Natural Gas Fired Combustion Turbine | NG | GT | 4 | 2003 | 9 | 1986 | SAN DIEGO | 32.7261 | -117.1464
7801 | Gulf Power Co | 641 | Crist | Electric Utility | FL | 1 | 28.1 | 24 | Natural Gas Steam Turbine | NG | ST | 3 | 2003 | 1 | 1945 | Escambia | 30.5661 | -87.2244
2551 | City of Burlington - (KS) | 1266 | Burlington (KS) | Electric Utility | KS | 3 | 0.8 | 0.8 | Natural Gas Internal Combustion Engine | NG | IC | 3 | 2003 | 88 | 1954 | Coffey | 38.1932 | -95.7495
2551 | City of Burlington - (KS) | 1266 | Burlington (KS) | Electric Utility | KS | 4 | 0.3 | 0.2 | Petroleum Liquids | DFO | IC | 3 | 2003 | 88 | 1946 | Coffey | 38.1932 | -95.7495
20910 | Wolverine Power Supply Coop | 1880 | Claude Vandyke | Electric Utility | MI | 5 | 3.5 | 3 | Natural Gas Internal Combustion Engine | NG | IC | 3 | 2003 | 1 | 1959 | Allegan | 42.731 | -85.8551
6915 | Galena Electric Utility | 7437 | Galena Electric Utility | Electric Utility | AK | 4 | 0.8 | 0.7 | Petroleum Liquids | DFO | IC | 3 | 2003 | 1 | 1990 | Yukon Koyukuk | 64.7442 | -156.8736
772 | Archer Daniels Midland Co | 10857 | Archer Daniels Midland Fredonia | Industrial Non-CHP | KS | GEN1 | 2.7 | 2.5 | Natural Gas Fired Combustion Turbine | NG | GT | 3 | 2003 | 1 | 1986 | Wilson | 37.5 | -95.8
772 | Archer Daniels Midland Co | 10857 | Archer Daniels Midland Fredonia | Industrial Non-CHP | KS | GEN2 | 1 | 1 | Petroleum Liquids | DFO | IC | 3 | 2003 | 1 | 1987 | Wilson | 37.5 | -95.8
772 | Archer Daniels Midland Co | 10857 | Archer Daniels Midland Fredonia | Industrial Non-CHP | KS | GEN3 | 0.4 | 0.4 | Petroleum Liquids | DFO | IC | 3 | 2003 | 10 | 1990 | Wilson | 37.5 | -95.8
2844 | Department of the Navy | 50963 | Naval Hospital Medical Center | Commercial CHP | CA | 1TG | 0.8 | 0.7 | Natural Gas Fired Combustion Turbine | NG | GT | 3 | 2003 | 9 | 1986 | SAN DIEGO | 32.7261 | -117.1464
27813 | USCE-Mobile District | 690 | J Woodruff | Electric Utility | FL | 1 | 10 | 10 | Conventional Hydroelectric | WAT | HY | 2 | 2003 | 2 | 1957 | Gadsden | 30.7086 | -84.8639
2439 | City of Bryan - (OH) | 7657 | Auglaize Hydro | Electric Utility | OH | 3 | 1.4 | 1.3 | Conventional Hydroelectric | WAT | HY | 2 | 2003 | 9 | 1992 | Defiance | 41.2372 | -84.3998
59875 | Olin Blue Cube Operations | 52120 | Freeport Energy | Industrial CHP | TX | G-42 | 50 | 46 | Natural Gas Fired Combined Cycle | NG | CA | 2 | 2003 | 3 | 1959 | Brazoria | 28.9913 | -95.4075
9205 | Illinois Electricial Gen Partn | 55768 | Avon Energy Partners LLC | IPP Non-CHP | IL | CH3 | 1.1 | 0.9 | Landfill Gas | LFG | IC | 2 | 2003 | 2 | 1997 | Cook | 41.6742 | -87.5786
10536 | City of La Junta - (CO) | 506 | La Junta | Electric Utility | CO | 1 | 0.6 | 0.5 | Petroleum Liquids | DFO | IC | 1 | 2003 | 88 | 1939 | Otero | 37.9876 | -103.5468
10536 | City of La Junta - (CO) | 506 | La Junta | Electric Utility | CO | 5 | 1.2 | 1.1 | Petroleum Liquids | DFO | IC | 1 | 2003 | 88 | 1950 | Otero | 37.9876 | -103.5468
18454 | Tampa Electric Co | 647 | Hookers Point | Electric Utility | FL | 1 | 33 | 20 | Petroleum Liquids | RFO | ST | 1 | 2003 | 7 | 1948 | Hillsborough | 27.9375 | -82.4444
18454 | Tampa Electric Co | 647 | Hookers Point | Electric Utility | FL | 2 | 34.5 | 20 | Petroleum Liquids | RFO | ST | 1 | 2003 | 6 | 1950 | Hillsborough | 27.9375 | -82.4444
18454 | Tampa Electric Co | 647 | Hookers Point | Electric Utility | FL | 3 | 34.5 | 20 | Petroleum Liquids | RFO | ST | 1 | 2003 | 8 | 1950 | Hillsborough | 27.9375 | -82.4444
18454 | Tampa Electric Co | 647 | Hookers Point | Electric Utility | FL | 4 | 49 | 30 | Petroleum Liquids | RFO | ST | 1 | 2003 | 10 | 1953 | Hillsborough | 27.9375 | -82.4444
18454 | Tampa Electric Co | 647 | Hookers Point | Electric Utility | FL | 5 | 81.6 | 67 | Petroleum Liquids | RFO | ST | 1 | 2003 | 5 | 1955 | Hillsborough | 27.9375 | -82.4444
10623 | City of Lakeland - (FL) | 675 | Larsen Memorial | Electric Utility | FL | 6 | 25 | 24 | Natural Gas Steam Turbine | NG | ST | 1 | 2003 | 12 | 1959 | Polk | 28.0797 | -81.9228
18454 | Tampa Electric Co | 747 | Dinner Lake | Electric Utility | FL | 1 | 12.6 | 11 | Natural Gas Steam Turbine | NG | ST | 1 | 2003 | 12 | 1966 | Highlands | 27.4925 | -81.4358
12384 | Midwest Generations EME LLC | 865 | Bloom | IPP Non-CHP | IL | 331 | 19 | 11.2 | Petroleum Liquids | DFO | GT | 1 | 2003 | 4 | 1971 | Cook | 42.0572 | -87.8694
12384 | Midwest Generations EME LLC | 865 | Bloom | IPP Non-CHP | IL | 332 | 19 | 13.5 | Petroleum Liquids | DFO | GT | 1 | 2003 | 4 | 1971 | Cook | 42.0572 | -87.8694
12384 | Midwest Generations EME LLC | 865 | Bloom | IPP Non-CHP | IL | 333 | 19 | 12.7 | Petroleum Liquids | DFO | GT | 1 | 2003 | 4 | 1971 | Cook | 42.0572 | -87.8694
12384 | Midwest Generations EME LLC | 865 | Bloom | IPP Non-CHP | IL | 334 | 19 | 11.4 | Petroleum Liquids | DFO | GT | 1 | 2003 | 4 | 1971 | Cook | 42.0572 | -87.8694
12384 | Midwest Generations EME LLC | 865 | Bloom | IPP Non-CHP | IL | 341 | 19 | 13.7 | Petroleum Liquids | DFO | GT | 1 | 2003 | 5 | 1971 | Cook | 42.0572 | -87.8694
12384 | Midwest Generations EME LLC | 865 | Bloom | IPP Non-CHP | IL | 342 | 19 | 13.7 | Petroleum Liquids | DFO | GT | 1 | 2003 | 5 | 1971 | Cook | 42.0572 | -87.8694
12384 | Midwest Generations EME LLC | 865 | Bloom | IPP Non-CHP | IL | 343 | 19 | 11.9 | Petroleum Liquids | DFO | GT | 1 | 2003 | 5 | 1971 | Cook | 42.0572 | -87.8694
12384 | Midwest Generations EME LLC | 865 | Bloom | IPP Non-CHP | IL | 344 | 19 | 12.3 | Petroleum Liquids | DFO | GT | 1 | 2003 | 5 | 1971 | Cook | 42.0572 | -87.8694
2188 | City of Breese - (IL) | 934 | Breese | Electric Utility | IL | ST2 | 2 | 2 | Petroleum Liquids | DFO | ST | 1 | 2003 | 8 | 1960 | Clinton | 38.6075 | -89.5245
682 | City of Anita - (IA) | 1123 | Anita | Electric Utility | IA | 1 | 0.1 | 0.1 | Petroleum Liquids | DFO | IC | 1 | 2003 | 10 | 1939 | Cass | 41.4442 | -94.7665
3900 | City of Coggon - (IA) | 1132 | Coggon | Electric Utility | IA | 3 | 0.2 | 0.2 | Petroleum Liquids | DFO | IC | 1 | 2003 | 1 | 1945 | Linn | 42.2808 | -91.5327
20847 | Wisconsin Electric Power Co | 4040 | Port Washington Generating Station | Electric Utility | WI | 4 | 80 | 80 | Conventional Steam Coal | BIT | ST | 1 | 2003 | 8 | 1949 | Ozaukee | 43.3842 | -87.8689
20847 | Wisconsin Electric Power Co | 4040 | Port Washington Generating Station | Electric Utility | WI | 6 | 19.6 | 17 | Petroleum Liquids | DFO | GT | 1 | 2003 | 6 | 1969 | Ozaukee | 43.3842 | -87.8689
26616 | North Slope Borough Power & Light | 7482 | NSB Atqasuk Utility | Electric Utility | AK | PG1 | 0.2 | 0.2 | Petroleum Liquids | DFO | IC | 1 | 2003 | 88 | 1986 | North Slope | 70.4826 | -157.4252
26616 | North Slope Borough Power & Light | 7488 | NSB Wainwright Utility | Electric Utility | AK | PG4 | 0.3 | 0.3 | Petroleum Liquids | DFO | IC | 1 | 2003 | 88 | 1988 | North Slope | 70.5986 | -160.0614
59875 | Olin Blue Cube Operations | 52120 | Freeport Energy | Industrial CHP | TX | G-31 | 50 | 50 | Natural Gas Fired Combined Cycle | NG | CA | 1 | 2003 | 11 | 1952 | Brazoria | 28.9913 | -95.4075
2053 | Bowater Newport Coosa Pines Op | 54216 | U S Alliance Coosa Pines | Industrial CHP | AL | AOW3 | 5 | 4.7 | Conventional Steam Coal | BIT | ST | 1 | 2003 | 1 | 1942 | Talladega | 33.3281 | -86.3568
772 | Archer Daniels Midland Co | 54312 | Archer Daniels Midland Taylorville | Industrial CHP | IL | GEN1 | 4.6 | 4 | Natural Gas Fired Combustion Turbine | NG | GT | 1 | 2003 | 5 | 1994 | Christian | 39.5997 | -89.3
4468 | Crestwood Corp | 54985 | Crestwood Dothan | IPP Non-CHP | AL | P83 | 5 | 4.2 | Natural Gas Steam Turbine | NG | ST | 1 | 2003 | 4 | 1986 | Houston | 31.2624 | -85.4027
803 | Arizona Public Service Co | 117 | West Phoenix | Electric Utility | AZ | 4 | 34.5 | 33.3 | Natural Gas Steam Turbine | NG | ST | 12 | 2002 | 7 | 1948 | Maricopa | 33.4417 | -112.1583
803 | Arizona Public Service Co | 117 | West Phoenix | Electric Utility | AZ | 5 | 16 | 12 | Natural Gas Steam Turbine | NG | ST | 12 | 2002 | 6 | 1949 | Maricopa | 33.4417 | -112.1583
803 | Arizona Public Service Co | 117 | West Phoenix | Electric Utility | AZ | 6 | 69 | 63 | Natural Gas Steam Turbine | NG | ST | 12 | 2002 | 4 | 1950 | Maricopa | 33.4417 | -112.1583
13584 | NRG El Segundo Operations Inc | 330 | El Segundo Power | IPP Non-CHP | CA | 1 | 156.2 | 145.3 | Natural Gas Steam Turbine | NG | ST | 12 | 2002 | 5 | 1955 | Los Angeles | 33.9098 | -118.4242
13584 | NRG El Segundo Operations Inc | 330 | El Segundo Power | IPP Non-CHP | CA | 2 | 156.2 | 145.3 | Natural Gas Steam Turbine | NG | ST | 12 | 2002 | 8 | 1956 | Los Angeles | 33.9098 | -118.4242
17609 | Southern California Edison Co | 358 | Mountainview Generating Station | Electric Utility | CA | 1 | 65.3 | 60 | Natural Gas Steam Turbine | NG | ST | 12 | 2002 | 8 | 1957 | San Bernardino | 34.0818 | -117.2418
17609 | Southern California Edison Co | 358 | Mountainview Generating Station | Electric Utility | CA | 2 | 65.3 | 60 | Natural Gas Steam Turbine | NG | ST | 12 | 2002 | 7 | 1958 | San Bernardino | 34.0818 | -117.2418
14534 | City of Pasadena - (CA) | 420 | Broadway (CA) | Electric Utility | CA | B1 | 46 | 45 | Natural Gas Steam Turbine | NG | ST | 12 | 2002 | 3 | 1955 | Los Angeles | 34.1254 | -118.148
14534 | City of Pasadena - (CA) | 420 | Broadway (CA) | Electric Utility | CA | B2 | 46 | 45 | Natural Gas Steam Turbine | NG | ST | 12 | 2002 | 7 | 1957 | Los Angeles | 34.1254 | -118.148
15466 | Public Service Co of Colorado | 465 | Arapahoe | Electric Utility | CO | 1 | 44 | 45 | Conventional Steam Coal | SUB | ST | 12 | 2002 | 0 | 1950 | Denver | 39.67 | -105.0028
15466 | Public Service Co of Colorado | 465 | Arapahoe | Electric Utility | CO | 2 | 44 | 45 | Conventional Steam Coal | SUB | ST | 12 | 2002 | 0 | 1951 | Denver | 39.67 | -105.0028
8751 | Town of Holly - (CO) | 502 | Holly | Electric Utility | CO | 1 | 0.2 | 0.2 | Natural Gas Internal Combustion Engine | NG | IC | 12 | 2002 | 88 | 1950 | Prowers | 38.0327 | -102.0737
8751 | Town of Holly - (CO) | 502 | Holly | Electric Utility | CO | 2 | 0.2 | 0.2 | Natural Gas Internal Combustion Engine | NG | IC | 12 | 2002 | 88 | 1950 | Prowers | 38.0327 | -102.0737
7140 | Georgia Power Co | 699 | Arkwright | Electric Utility | GA | 3 | 40.2 | 42 | Conventional Steam Coal | BIT | ST | 12 | 2002 | 12 | 1943 | Bibb | 32.9269 | -83.6994
7140 | Georgia Power Co | 699 | Arkwright | Electric Utility | GA | 5A | 16.3 | 13 | Petroleum Liquids | DFO | GT | 12 | 2002 | 8 | 1969 | Bibb | 32.9269 | -83.6994
7140 | Georgia Power Co | 699 | Arkwright | Electric Utility | GA | 5B | 16.3 | 13 | Petroleum Liquids | DFO | GT | 12 | 2002 | 9 | 1969 | Bibb | 32.9269 | -83.6994
7140 | Georgia Power Co | 699 | Arkwright | Electric Utility | GA | ST1 | 46 | 41 | Natural Gas Steam Turbine | NG | ST | 12 | 2002 | 6 | 1941 | Bibb | 32.9269 | -83.6994
7140 | Georgia Power Co | 699 | Arkwright | Electric Utility | GA | ST2 | 46 | 41 | Natural Gas Steam Turbine | NG | ST | 12 | 2002 | 5 | 1942 | Bibb | 32.9269 | -83.6994
7140 | Georgia Power Co | 727 | Mitchell (GA) | Electric Utility | GA | 2 | 27.5 | 20 | Conventional Steam Coal | BIT | ST | 12 | 2002 | 11 | 1948 | Dougherty | 31.4447 | -84.1347
8287 | Hawaii Electric Light Co Inc | 771 | Puueo | Electric Utility | HI | 2 | 1.5 | 1.7 | Conventional Hydroelectric | WAT | HY | 12 | 2002 | 9 | 1941 | HAWAII | 19.7264 | -155.0908
19436 | Union Electric Co - (MO) | 913 | Venice | Electric Utility | IL | 3 | 98 | 82 | Petroleum Liquids | DFO | ST | 12 | 2002 | 7 | 1943 | Madison | 38.6642 | -90.1764
19436 | Union Electric Co - (MO) | 913 | Venice | Electric Utility | IL | 4 | 98 | 82 | Petroleum Liquids | DFO | ST | 12 | 2002 | 3 | 1948 | Madison | 38.6642 | -90.1764
19436 | Union Electric Co - (MO) | 913 | Venice | Electric Utility | IL | 5 | 98 | 86 | Petroleum Liquids | DFO | ST | 12 | 2002 | 9 | 1950 | Madison | 38.6642 | -90.1764
19436 | Union Electric Co - (MO) | 913 | Venice | Electric Utility | IL | 6 | 100 | 86 | Petroleum Liquids | DFO | ST | 12 | 2002 | 12 | 1950 | Madison | 38.6642 | -90.1764
39006 | Brookfield White Pine Hydro LLC | 1490 | Fort Halifax | IPP Non-CHP | ME | FH1 | 0.7 | 0.9 | Conventional Hydroelectric | WAT | HY | 12 | 2002 | 4 | 1908 | Kennebec | 44.5386 | -69.6278
39006 | Brookfield White Pine Hydro LLC | 1490 | Fort Halifax | IPP Non-CHP | ME | FH2 | 0.7 | 0.9 | Conventional Hydroelectric | WAT | HY | 12 | 2002 | 4 | 1908 | Kennebec | 44.5386 | -69.6278
3915 | Coldwater Board of Public Util | 1819 | Coldwater | Electric Utility | MI | 1 | 0.7 | 0.7 | Petroleum Liquids | DFO | IC | 12 | 2002 | 8 | 1948 | Branch | 41.9322 | -84.9955
15387 | Princeton Public Utils Comm | 2005 | Princeton (MN) | Electric Utility | MN | 1 | 0.1 | 0.1 | Petroleum Liquids | DFO | IC | 12 | 2002 | 9 | 1938 | MILLE LACS | 45.5695 | -93.5872
15387 | Princeton Public Utils Comm | 2005 | Princeton (MN) | Electric Utility | MN | 2 | 0.1 | 0.1 | Petroleum Liquids | DFO | IC | 12 | 2002 | 9 | 1938 | MILLE LACS | 45.5695 | -93.5872
17836 | Springfield Public Utils Comm - (MN) | 2012 | Springfield (MN) | Electric Utility | MN | 4 | 4 | 3.7 | Natural Gas Steam Turbine | NG | ST | 12 | 2002 | 88 | 1961 | Brown | 44.2395 | -94.9763
10538 | City of La Plata - (MO) | 2140 | La Plata | Electric Utility | MO | 5 | 0.9 | 0.8 | Petroleum Liquids | DFO | IC | 12 | 2002 | 88 | 1960 | Macon | 40.0244 | -92.4896
6526 | FirstEnergy Generation Corp | 2835 | FirstEnergy Ashtabula | IPP Non-CHP | OH | 6 | 46 | 44 | Conventional Steam Coal | BIT | ST | 12 | 2002 | 12 | 1972 | Ashtabula | 41.9086 | -80.7697
6526 | FirstEnergy Generation Corp | 2835 | FirstEnergy Ashtabula | IPP Non-CHP | OH | 7 | 46 | 44 | Conventional Steam Coal | BIT | ST | 12 | 2002 | 12 | 1972 | Ashtabula | 41.9086 | -80.7697
6526 | FirstEnergy Generation Corp | 2835 | FirstEnergy Ashtabula | IPP Non-CHP | OH | 8 | 46 | 44 | Conventional Steam Coal | BIT | ST | 12 | 2002 | 12 | 1953 | Ashtabula | 41.9086 | -80.7697
6526 | FirstEnergy Generation Corp | 2835 | FirstEnergy Ashtabula | IPP Non-CHP | OH | 9 | 46 | 44 | Conventional Steam Coal | BIT | ST | 12 | 2002 | 7 | 1953 | Ashtabula | 41.9086 | -80.7697
14165 | NRG Power Midwest LP | 3099 | F R Phillips | IPP Non-CHP | PA | 1 | 69 | 58 | Conventional Steam Coal | BIT | ST | 12 | 2002 | 1 | 1943 | Allegheny | 40.5758 | -80.2286
14165 | NRG Power Midwest LP | 3099 | F R Phillips | IPP Non-CHP | PA | 2 | 81 | 59 | Conventional Steam Coal | BIT | ST | 12 | 2002 | 11 | 1949 | Allegheny | 40.5758 | -80.2286
14165 | NRG Power Midwest LP | 3099 | F R Phillips | IPP Non-CHP | PA | 3 | 81 | 59 | Conventional Steam Coal | BIT | ST | 12 | 2002 | 9 | 1950 | Allegheny | 40.5758 | -80.2286
14165 | NRG Power Midwest LP | 3099 | F R Phillips | IPP Non-CHP | PA | 4 | 179 | 134 | Conventional Steam Coal | BIT | ST | 12 | 2002 | 2 | 1956 | Allegheny | 40.5758 | -80.2286
23279 | Allegheny Energy Supply Co LLC | 3181 | FirstEnergy Mitchell Power Station | IPP Non-CHP | PA | 1 | 74.7 | 82 | Petroleum Liquids | DFO | ST | 12 | 2002 | 12 | 1948 | Washington | 40.2211 | -79.9683
50053 | Calhoun Port Authority | 3436 | E S Joslin | IPP Non-CHP | TX | 1 | 261 | 254 | Natural Gas Steam Turbine | NG | ST | 12 | 2002 | 6 | 1971 | CALHOUN | 28.6472 | -96.5458
11135 | City of Logan - (UT) | 3675 | Hydro III | Electric Utility | UT | IC1 | 0.6 | 0.6 | Petroleum Liquids | DFO | IC | 12 | 2002 | 12 | 1927 | Cache | 41.7464 | -111.746
11135 | City of Logan - (UT) | 4251 | Logan City | Electric Utility | UT | IC2 | 0.1 | 0.1 | Petroleum Liquids | DFO | IC | 12 | 2002 | 12 | 1927 | Cache | 41.7258 | -111.8433
11135 | City of Logan - (UT) | 4251 | Logan City | Electric Utility | UT | IC3 | 0.1 | 0.1 | Petroleum Liquids | DFO | IC | 12 | 2002 | 12 | 1927 | Cache | 41.7258 | -111.8433
11135 | City of Logan - (UT) | 4251 | Logan City | Electric Utility | UT | IC4 | 1.2 | 0.1 | Petroleum Liquids | DFO | IC | 12 | 2002 | 12 | 1935 | Cache | 41.7258 | -111.8433
11135 | City of Logan - (UT) | 4251 | Logan City | Electric Utility | UT | IC5A | 1 | 1.1 | Petroleum Liquids | DFO | IC | 12 | 2002 | 7 | 1990 | Cache | 41.7258 | -111.8433
11135 | City of Logan - (UT) | 4251 | Logan City | Electric Utility | UT | IC5B | 1 | 1.1 | Petroleum Liquids | DFO | IC | 12 | 2002 | 8 | 1990 | Cache | 41.7258 | -111.8433
11135 | City of Logan - (UT) | 4251 | Logan City | Electric Utility | UT | IC6 | 2.2 | 2.2 | Petroleum Liquids | DFO | IC | 12 | 2002 | 12 | 1947 | Cache | 41.7258 | -111.8433
10622 | City of Lakefield - (MN) | 7415 | Lakefield Utilities | Electric Utility | MN | 1 | 0.1 | 0.2 | Petroleum Liquids | DFO | IC | 12 | 2002 | 3 | 1936 | Jackson | 43.6742 | -95.1706
10622 | City of Lakefield - (MN) | 7415 | Lakefield Utilities | Electric Utility | MN | 2 | 0.3 | 0.3 | Petroleum Liquids | DFO | IC | 12 | 2002 | 3 | 1936 | Jackson | 43.6742 | -95.1706
10622 | City of Lakefield - (MN) | 7415 | Lakefield Utilities | Electric Utility | MN | 3 | 0.6 | 0.5 | Petroleum Liquids | DFO | IC | 12 | 2002 | 3 | 1939 | Jackson | 43.6742 | -95.1706
10622 | City of Lakefield - (MN) | 7415 | Lakefield Utilities | Electric Utility | MN | 4 | 1 | 0.8 | Petroleum Liquids | DFO | IC | 12 | 2002 | 2 | 1948 | Jackson | 43.6742 | -95.1706
11217 | Los Angeles County Sanitation | 10091 | Total Energy Facilities | Commercial CHP | CA | GEN2 | 9.9 | 8 | Other Waste Biomass | OBG | CT | 12 | 2002 | 1 | 1986 | Los Angeles | 33.7683 | -118.2836
3432 | Ticona Polymers Inc | 10243 | Ticona Polymers Inc | Industrial CHP | TX | GEN1 | 1.4 | 1.4 | Other Natural Gas | NG | OT | 12 | 2002 | 1 | 1982 | Nueces | 27.5697 | -97.8228
3432 | Ticona Polymers Inc | 10243 | Ticona Polymers Inc | Industrial CHP | TX | GEN2 | 1.4 | 1.4 | Other Natural Gas | NG | OT | 12 | 2002 | 1 | 1982 | Nueces | 27.5697 | -97.8228
3432 | Ticona Polymers Inc | 10243 | Ticona Polymers Inc | Industrial CHP | TX | GEN3 | 1.6 | 1.6 | Other Natural Gas | NG | OT | 12 | 2002 | 1 | 1982 | Nueces | 27.5697 | -97.8228
3432 | Ticona Polymers Inc | 10243 | Ticona Polymers Inc | Industrial CHP | TX | GEN4 | 8.2 | 5.7 | Natural Gas Fired Combined Cycle | NG | CA | 12 | 2002 | 1 | 1982 | Nueces | 27.5697 | -97.8228
56448 | Red Shield Acquisition LLC | 10700 | Red Shield Envir Old Town Facility | Industrial CHP | ME | TG1 | 3.5 | 3.3 | Petroleum Liquids | RFO | ST | 12 | 2002 | 7 | 1946 | Penobscot | 44.9181 | -68.6355
16625 | San Diego State University | 50061 | San Diego State University | Commercial CHP | CA | GEN1 | 2.5 | 2.9 | Natural Gas Fired Combined Cycle | NG | CT | 12 | 2002 | 1 | 1986 | San Diego | 32.7782 | -117.0701
13504 | New Hanover County | 50271 | New Hanover County WASTEC | IPP Non-CHP | NC | 2BP | 0.1 | 0.1 | Municipal Solid Waste | MSW | ST | 12 | 2002 | 6 | 1984
19588 | University of Michigan | 50431 | University of Michigan | Commercial CHP | MI | TG2 | 4 | 3.7 | Natural Gas Steam Turbine | NG | ST | 12 | 2002 | 1 | 1939 | Washtenaw | 42.2812 | -83.7346
11233 | Louisiana Tech University | 54240 | Louisiana Tech University Power Plant | Commercial CHP | LA | TG1 | 2.5 | 2.5 | Natural Gas Steam Turbine | NG | ST | 12 | 2002 | 1 | 1963 | LINCOLN | 32.5256 | -92.6497
13943 | Ocean County Utilities Auth | 54569 | Bayville Central Facility | Commercial CHP | NJ | SBG1 | 0.6 | 0.6 | Petroleum Liquids | DFO | IC | 12 | 2002 | 9 | 1988 | Ocean | 39.9094 | -74.178
13582 | NRG Astoria Gas Turbine Operations Inc | 55243 | Astoria Gas Turbines | IPP Non-CHP | NY | 9 | 19.2 | 0 | Petroleum Liquids | KER | GT | 12 | 2002 | 1 | 1970 | Queens | 40.787 | -73.9048
13960 | NRG Cabrillo Power Ops Inc | 306 | Naval Station | IPP Non-CHP | CA | NSGT | 26 | 20 | Natural Gas Fired Combustion Turbine | NG | GT | 11 | 2002 | 9 | 1976 | San Diego | 32.6817 | -117.1203
13960 | NRG Cabrillo Power Ops Inc | 307 | North Island | IPP Non-CHP | CA | NIG1 | 19 | 17 | Petroleum Liquids | DFO | GT | 11 | 2002 | 6 | 1972 | San Diego | 32.705 | -117.1903
13960 | NRG Cabrillo Power Ops Inc | 307 | North Island | IPP Non-CHP | CA | NIG2 | 18 | 17 | Natural Gas Fired Combustion Turbine | NG | GT | 11 | 2002 | 6 | 1972 | San Diego | 32.705 | -117.1903
7294 | City of Glendale - (CA) | 377 | Grayson | Electric Utility | CA | 7 | 31 | 20 | Natural Gas Fired Combustion Turbine | NG | GT | 11 | 2002 | 2 | 1974 | Los Angeles | 34.1556 | -118.2782
2551 | City of Burlington - (KS) | 1266 | Burlington (KS) | Electric Utility | KS | 1 | 0.3 | 0.2 | Petroleum Liquids | DFO | IC | 11 | 2002 | 88 | 1935 | Coffey | 38.1932 | -95.7495
6035 | Exelon Power | 1589 | New Boston Generating Station | IPP Non-CHP | MA | 2 | 358.7 | 352 | Natural Gas Steam Turbine | NG | ST | 11 | 2002 | 7 | 1967 | Suffolk | 42.3392 | -71.0353
13960 | NRG Cabrillo Power Ops Inc | 6707 | Naval Training Center | IPP Non-CHP | CA | NTCG | 16 | 13 | Natural Gas Fired Combustion Turbine | NG | GT | 11 | 2002 | 11 | 1968 | San Diego | 32.7356 | -117.2083
26616 | North Slope Borough Power & Light | 7486 | NSB Point Lay Utility | Electric Utility | AK | PG4 | 0.2 | 0.2 | Petroleum Liquids | DFO | IC | 11 | 2002 | 88 | 1990 | North Slope | 69.7408 | -163.0058
59069 | CIP II/AR Bridgewater Holdings LLC | 10122 | CIP II/AR Bridgewater Holdings - NJCOE | Commercial CHP | NJ | 01 | 3.7 | 2.7 | Natural Gas Fired Combustion Turbine | NG | GT | 11 | 2002 | 9 | 1993 | Somerset | 40.624 | -74.634
2848 | California Institute-Technolgy | 10262 | California Institute of Technology | Commercial CHP | CA | GEN1 | 1 | 1 | Natural Gas Fired Combined Cycle | NG | CA | 11 | 2002 | 2 | 1982 | Los Angeles | 34.1385 | -118.1256
2848 | California Institute-Technolgy | 10262 | California Institute of Technology | Commercial CHP | CA | GEN2 | 4.3 | 4.3 | Natural Gas Fired Combined Cycle | NG | CT | 11 | 2002 | 5 | 1989 | Los Angeles | 34.1385 | -118.1256
6529 | Exxon Mobil Production Co | 50728 | ExxonMobil Garden City Gas Plant | Industrial CHP | LA | 1 | 0.6 | 0.6 | Natural Gas Steam Turbine | NG | ST | 11 | 2002 | 11 | 1997 | St Mary | 29.7 | -91.55
6529 | Exxon Mobil Production Co | 50728 | ExxonMobil Garden City Gas Plant | Industrial CHP | LA | 2 | 0.6 | 0.6 | Natural Gas Steam Turbine | NG | ST | 11 | 2002 | 1 | 1964 | St Mary | 29.7 | -91.55
6529 | Exxon Mobil Production Co | 50728 | ExxonMobil Garden City Gas Plant | Industrial CHP | LA | 3 | 0.6 | 0.6 | Natural Gas Steam Turbine | NG | ST | 11 | 2002 | 1 | 1964 | St Mary | 29.7 | -91.55
6529 | Exxon Mobil Production Co | 50728 | ExxonMobil Garden City Gas Plant | Industrial CHP | LA | 4 | 0.8 | 0.7 | Natural Gas Fired Combustion Turbine | NG | GT | 11 | 2002 | 6 | 1968 | St Mary | 29.7 | -91.55
6529 | Exxon Mobil Production Co | 50728 | ExxonMobil Garden City Gas Plant | Industrial CHP | LA | 5 | 0.1 | 0.1 | Natural Gas Internal Combustion Engine | NG | IC | 11 | 2002 | 6 | 1968 | St Mary | 29.7 | -91.55
5347 | Dow Chemical Co | 52005 | Plaquemine Operations | Industrial CHP | LA | GEN1 | 53 | 49 | Natural Gas Fired Combined Cycle | NG | CS | 11 | 2002 | 12 | 1969 | Iberville | 30.3186 | -91.2325
5347 | Dow Chemical Co | 52005 | Plaquemine Operations | Industrial CHP | LA | GEN2 | 53 | 49 | Natural Gas Fired Combined Cycle | NG | CS | 11 | 2002 | 12 | 1969 | Iberville | 30.3186 | -91.2325
23693 | AES Huntington Beach LLC | 335 | AES Huntington Beach LLC | IPP Non-CHP | CA | 5 | 133 | 133 | Natural Gas Fired Combustion Turbine | NG | GT | 10 | 2002 | 4 | 1969 | Orange | 33.6439 | -117.9792
11208 | Los Angeles Department of Water & Power | 399 | Harbor | Electric Utility | CA | GT6 | 23.5 | 19 | Natural Gas Fired Combustion Turbine | NG | GT | 10 | 2002 | 7 | 1972 | Los Angeles | 33.7856 | -118.2644
11208 | Los Angeles Department of Water & Power | 399 | Harbor | Electric Utility | CA | GT7 | 23.5 | 19 | Natural Gas Fired Combustion Turbine | NG | GT | 10 | 2002 | 6 | 1972 | Los Angeles | 33.7856 | -118.2644
16179 | Rochelle Municipal Utilities | 960 | North Ninth Street | Electric Utility | IL | 5 | 1 | 0.8 | Natural Gas Internal Combustion Engine | NG | IC | 10 | 2002 | 6 | 1949 | Ogle | 41.9093 | -89.0498
6526 | FirstEnergy Generation Corp | 2857 | FirstEnergy Edgewater | IPP Non-CHP | OH | 4 | 113.6 | 100 | Natural Gas Steam Turbine | NG | ST | 10 | 2002 | 6 | 1957 | LORAIN | 41.4681 | -82.1869
11169 | Longview Fibre Co | 54562 | Longview Fibre | Industrial CHP | WA | 8 | 68 | 60 | Natural Gas Fired Combustion Turbine | NG | GT | 10 | 2002 | 5 | 1995 | Cowlitz | 46.1039 | -122.9184
14446 | Paragould Light & Water Comm | 192 | Paragould | Electric Utility | AR | 5 | 0.8 | 0.8 | Petroleum Liquids | DFO | IC | 9 | 2002 | 7 | 1946 | Greene | 36.0606 | -90.5214
2507 | City of Burbank Water and Power | 375 | Magnolia | Electric Utility | CA | M2 | 10 | 10 | Natural Gas Fired Combined Cycle | NG | CA | 9 | 2002 | 11 | 1984 | Los Angeles | 34.1781 | -118.3156
20430 | City of Westbrook | 2021 | Westbrook | Electric Utility | MN | 4 | 0.7 | 0.6 | Petroleum Liquids | DFO | IC | 9 | 2002 | 88 | 1952 | Cottonwood | 44.0399 | -95.4429
14063 | Oklahoma Gas & Electric Co | 2947 | Arbuckle | Electric Utility | OK | 1 | 73 | 74 | Natural Gas Steam Turbine | NG | ST | 9 | 2002 | 3 | 1953 | Murray | 34.5117 | -96.9797
17235 | NRG REMA LLC | 3132 | Warren | IPP Non-CHP | PA | 1 | 42 | 41 | Conventional Steam Coal | BIT | ST | 9 | 2002 | 9 | 1948 | Warren | 41.8359 | -79.1887
17235 | NRG REMA LLC | 3132 | Warren | IPP Non-CHP | PA | 2 | 42 | 41 | Conventional Steam Coal | BIT | ST | 9 | 2002 | 3 | 1949 | Warren | 41.8359 | -79.1887
8286 | Hawaiian Commercial and Sugar Company | 10604 | Hawaiian Comm & Sugar Puunene Mill | Industrial CHP | HI | PAI2 | 4 | 4 | Other Waste Biomass | AB | ST | 9 | 2002 | 9 | 1960 | Maui | 20.8675 | -156.454
8286 | Hawaiian Commercial and Sugar Company | 10604 | Hawaiian Comm & Sugar Puunene Mill | Industrial CHP | HI | PAI3 | 12 | 12 | Other Waste Biomass | AB | ST | 9 | 2002 | 9 | 1992 | Maui | 20.8675 | -156.454
10432 | Koppers Inc | 10732 | Koppers Chicago Plant | Industrial CHP | IL | GEN1 | 7.5 | 5 | All Other | WH | ST | 9 | 2002 | 3 | 1990
11611 | City of Maquoketa - (IA) | 1162 | Maquoketa 1 | Electric Utility | IA | 1 | 1.4 | 1 | Natural Gas Internal Combustion Engine | NG | IC | 8 | 2002 | 3 | 1947 | Jackson | 42.0356 | -90.665
15246 | City of Portland - (MI) | 1851 | Frank Jenkins | Electric Utility | MI | 3 | 0.3 | 0.3 | Petroleum Liquids | DFO | IC | 8 | 2002 | 6 | 1935 | IONIA | 42.8644 | -84.9031
30002 | International Paper Co | 50398 | International Paper Savanna Mill | Industrial CHP | GA | GEN5 | 7.5 | 7 | Wood/Wood Waste Biomass | WDS | ST | 8 | 2002 | 6 | 1949 | Chatham | 32.1004 | -81.1242
7140 | Georgia Power Co | 699 | Arkwright | Electric Utility | GA | 4 | 49 | 44 | Conventional Steam Coal | BIT | ST | 7 | 2002 | 11 | 1948 | Bibb | 32.9269 | -83.6994
7140 | Georgia Power Co | 700 | Atkinson | Electric Utility | GA | 3 | 63 | 65 | Natural Gas Steam Turbine | NG | ST | 7 | 2002 | 10 | 1945 | Cobb | 33.8175 | -84.4803
7140 | Georgia Power Co | 700 | Atkinson | Electric Utility | GA | 4 | 75 | 62 | Natural Gas Steam Turbine | NG | ST | 7 | 2002 | 10 | 1945 | Cobb | 33.8175 | -84.4803
7140 | Georgia Power Co | 700 | Atkinson | Electric Utility | GA | ST2 | 60 | 55 | Natural Gas Steam Turbine | NG | ST | 7 | 2002 | 9 | 1941 | Cobb | 33.8175 | -84.4803
7140 | Georgia Power Co | 727 | Mitchell (GA) | Electric Utility | GA | 1 | 27.5 | 20 | Conventional Steam Coal | BIT | ST | 7 | 2002 | 11 | 1948 | Dougherty | 31.4447 | -84.1347
309 | City of Algona - (IA) | 1120 | Algona | Electric Utility | IA | 5 | 1.5 | 1.1 | Petroleum Liquids | DFO | IC | 6 | 2002 | 1 | 1947 | Kossuth | 43.0733 | -94.2392
4919 | City of Dayton - (IA) | 1135 | Dayton (IA) | Electric Utility | IA | 4 | 0.1 | 0.1 | Petroleum Liquids | DFO | IC | 6 | 2002 | 7 | 1939 | WEBSTER | 42.2602 | -94.0692
13781 | Northern States Power Co - Minnesota | 1904 | Black Dog | Electric Utility | MN | 1 | 81 | 71.7 | Conventional Steam Coal | SUB | ST | 6 | 2002 | 8 | 1952 | Dakota | 44.8108 | -93.2501
56024 | Kamin LLC | 54880 | Kamin LLC Wrens Plant | Industrial CHP | GA | TUR1 | 1 | 0.9 | Natural Gas Fired Combustion Turbine | NG | GT | 6 | 2002 | 1 | 1986 | Jefferson | 33.2738 | -82.4078
14840 | City of Peru - (IL) | 955 | Peru (IL) | Electric Utility | IL | 4 | 7.5 | 8.6 | Natural Gas Steam Turbine | NG | ST | 5 | 2002 | 88 | 1960 | LaSalle | 41.3237 | -89.1123
11611 | City of Maquoketa - (IA) | 1162 | Maquoketa 1 | Electric Utility | IA | 2 | 0.8 | 0.6 | Petroleum Liquids | DFO | IC | 5 | 2002 | 11 | 1938 | Jackson | 42.0356 | -90.665
18350 | Sutherland City of | 2306 | Sutherland IC | Electric Utility | NE | 3 | 0.2 | 0.1 | Petroleum Liquids | DFO | IC | 5 | 2002 | 1 | 1935
309 | City of Algona - (IA) | 1120 | Algona | Electric Utility | IA | 4 | 1 | 0.8 | Petroleum Liquids | DFO | IC | 4 | 2002 | 1 | 1941 | Kossuth | 43.0733 | -94.2392
56401 | NAEA Energy Massachusetts LLC | 1642 | Essential Power Massachusetts LLC | IPP Non-CHP | MA | WS1 | 51 | 47.4 | Petroleum Liquids | RFO | ST | 4 | 2002 | 1 | 1949 | Hampden | 42.095 | -72.595
56401 | NAEA Energy Massachusetts LLC | 1642 | Essential Power Massachusetts LLC | IPP Non-CHP | MA | WS2 | 51 | 47.4 | Petroleum Liquids | RFO | ST | 4 | 2002 | 1 | 1952 | Hampden | 42.095 | -72.595
10433 | Kodiak Electric Assn Inc | 6281 | Kodiak | Electric Utility | AK | 7 | 2 | 2 | Petroleum Liquids | DFO | IC | 4 | 2002 | 2 | 1968 | Kodiak Island | 57.79 | -152.397
10433 | Kodiak Electric Assn Inc | 6281 | Kodiak | Electric Utility | AK | 8 | 2.6 | 2 | Petroleum Liquids | DFO | IC | 4 | 2002 | 88 | 1968 | Kodiak Island | 57.79 | -152.397
10433 | Kodiak Electric Assn Inc | 6281 | Kodiak | Electric Utility | AK | 9 | 2 | 2 | Petroleum Liquids | DFO | IC | 4 | 2002 | 88 | 1968 | Kodiak Island | 57.79 | -152.397
221 | Alaska Village Elec Coop, Inc | 6345 | Shishmaref | Electric Utility | AK | 3 | 0.3 | 0.3 | Petroleum Liquids | DFO | IC | 4 | 2002 | 2 | 1977 | Nome | 65.0853 | -165.1108
10608 | City of Lake Park - (IA) | 1153 | Lake Park | Electric Utility | IA | 1 | 0.7 | 0.5 | Petroleum Liquids | DFO | IC | 3 | 2002 | 88 | 1950 | Dickinson | 43.4301 | -95.3153
10608 | City of Lake Park - (IA) | 1153 | Lake Park | Electric Utility | IA | 2 | 1 | 0.8 | Petroleum Liquids | DFO | IC | 3 | 2002 | 88 | 1958 | Dickinson | 43.4301 | -95.3153
2547 | City of Burlingame - (KS) | 1265 | Burlingame | Electric Utility | KS | 2 | 0.5 | 0.4 | Petroleum Liquids | DFO | IC | 3 | 2002 | 88 | 1951 | Osage | 38.7551 | -95.8368
13809 | NorthWestern Energy - (SD) | 3348 | Webster IC | Electric Utility | SD | 1 | 0.7 | 0.8 | Petroleum Liquids | DFO | IC | 3 | 2002 | 0 | 1932 | Day | 45.33 | -97.3311
19876 | Virginia Electric & Power Co | 3804 | Possum Point | Electric Utility | VA | 1 | 69 | 74 | Petroleum Liquids | RFO | ST | 3 | 2002 | 12 | 1948 | Prince William | 38.5367 | -77.2806
19876 | Virginia Electric & Power Co | 3804 | Possum Point | Electric Utility | VA | 2 | 69 | 69 | Petroleum Liquids | RFO | ST | 3 | 2002 | 5 | 1951 | Prince William | 38.5367 | -77.2806
2507 | City of Burbank Water and Power | 375 | Magnolia | Electric Utility | CA | M3 | 20 | 20 | Natural Gas Steam Turbine | NG | ST | 2 | 2002 | 11 | 1949 | Los Angeles | 34.1781 | -118.3156
2507 | City of Burbank Water and Power | 375 | Magnolia | Electric Utility | CA | M4 | 34.5 | 30 | Natural Gas Steam Turbine | NG | ST | 2 | 2002 | 9 | 1953 | Los Angeles | 34.1781 | -118.3156
9928 | City of Julesburg - (CO) | 504 | Julesburg | Electric Utility | CO | 2 | 0.9 | 0.7 | Petroleum Liquids | DFO | IC | 2 | 2002 | 7 | 1949 | Sedgwick | 40.9505 | -102.2795
27813 | USCE-Mobile District | 690 | J Woodruff | Electric Utility | FL | 2 | 10 | 10 | Conventional Hydroelectric | WAT | HY | 2 | 2002 | 3 | 1957 | Gadsden | 30.7086 | -84.8639
55919 | Georgia-Pacific Consr Prods LP-Green Bay | 10360 | Green Bay West Mill | Industrial CHP | WI | GEN1 | 1.5 | 1.4 | Conventional Steam Coal | BIT | ST | 2 | 2002 | 1 | 1929 | Brown | 44.4936 | -88.0303
55919 | Georgia-Pacific Consr Prods LP-Green Bay | 10360 | Green Bay West Mill | Industrial CHP | WI | GEN2 | 3 | 2.8 | Conventional Steam Coal | BIT | ST | 2 | 2002 | 1 | 1933 | Brown | 44.4936 | -88.0303
55919 | Georgia-Pacific Consr Prods LP-Green Bay | 10360 | Green Bay West Mill | Industrial CHP | WI | GEN3 | 3 | 2.8 | Conventional Steam Coal | BIT | ST | 2 | 2002 | 1 | 1940 | Brown | 44.4936 | -88.0303
55919 | Georgia-Pacific Consr Prods LP-Green Bay | 10360 | Green Bay West Mill | Industrial CHP | WI | GEN4 | 2.5 | 2.3 | Conventional Steam Coal | BIT | ST | 2 | 2002 | 1 | 1947 | Brown | 44.4936 | -88.0303
14446 | Paragould Light & Water Comm | 192 | Paragould | Electric Utility | AR | 1 | 0.4 | 0.4 | Petroleum Liquids | DFO | IC | 1 | 2002 | 1 | 1939 | Greene | 36.0606 | -90.5214
14446 | Paragould Light & Water Comm | 192 | Paragould | Electric Utility | AR | 2 | 1.1 | 1.1 | Petroleum Liquids | DFO | IC | 1 | 2002 | 2 | 1961 | Greene | 36.0606 | -90.5214
14446 | Paragould Light & Water Comm | 192 | Paragould | Electric Utility | AR | 4 | 0.8 | 0.8 | Petroleum Liquids | DFO | IC | 1 | 2002 | 5 | 1946 | Greene | 36.0606 | -90.5214
14446 | Paragould Light & Water Comm | 192 | Paragould | Electric Utility | AR | 6 | 1 | 1 | Petroleum Liquids | DFO | IC | 1 | 2002 | 10 | 1949 | Greene | 36.0606 | -90.5214
13038 | City of Mt Pleasant - (IA) | 1166 | Mt Pleasant | Electric Utility | IA | D | 1 | 1 | Petroleum Liquids | DFO | IC | 1 | 2002 | 88 | 1966 | Henry | 40.9742 | -91.5622
19843 | City of Villisca - (IA) | 1193 | Villisca Municipal Power Plant | Electric Utility | IA | 1 | 0.8 | 0.8 | Petroleum Liquids | DFO | IC | 1 | 2002 | 7 | 1948 | Montgomery | 40.9315 | -94.9855
19843 | City of Villisca - (IA) | 1193 | Villisca Municipal Power Plant | Electric Utility | IA | 2 | 0.3 | 0.3 | Petroleum Liquids | DFO | IC | 1 | 2002 | 7 | 1936 | Montgomery | 40.9315 | -94.9855
19843 | City of Villisca - (IA) | 1193 | Villisca Municipal Power Plant | Electric Utility | IA | 3 | 0.3 | 0.3 | Natural Gas Internal Combustion Engine | NG | IC | 1 | 2002 | 7 | 1936 | Montgomery | 40.9315 | -94.9855
19843 | City of Villisca - (IA) | 1193 | Villisca Municipal Power Plant | Electric Utility | IA | 4 | 0.6 | 0.6 | Petroleum Liquids | DFO | IC | 1 | 2002 | 7 | 1939 | Montgomery | 40.9315 | -94.9855
10171 | Kentucky Utilities Co | 1360 | Pineville | Electric Utility | KY | 3 | 37.5 | 32 | Conventional Steam Coal | BIT | ST | 1 | 2002 | 7 | 1951 | Bell | 36.7967 | -83.7614
20910 | Wolverine Power Supply Coop | 1877 | George Johnson | Electric Utility | MI | 1 | 0.7 | 0.7 | Natural Gas Internal Combustion Engine | NG | IC | 1 | 2002 | 1 | 1947 | Osceola | 43.8393 | -85.426
20910 | Wolverine Power Supply Coop | 1877 | George Johnson | Electric Utility | MI | 2 | 0.7 | 0.7 | Natural Gas Internal Combustion Engine | NG | IC | 1 | 2002 | 1 | 1948 | Osceola | 43.8393 | -85.426
20910 | Wolverine Power Supply Coop | 1877 | George Johnson | Electric Utility | MI | 3 | 1.1 | 1.2 | Natural Gas Internal Combustion Engine | NG | IC | 1 | 2002 | 1 | 1949 | Osceola | 43.8393 | -85.426
20910 | Wolverine Power Supply Coop | 1877 | George Johnson | Electric Utility | MI | 4 | 2.5 | 2.5 | Natural Gas Internal Combustion Engine | NG | IC | 1 | 2002 | 1 | 1951 | Osceola | 43.8393 | -85.426
20910 | Wolverine Power Supply Coop | 1877 | George Johnson | Electric Utility | MI | 5 | 2.5 | 2.5 | Natural Gas Internal Combustion Engine | NG | IC | 1 | 2002 | 1 | 1951 | Osceola | 43.8393 | -85.426
20910 | Wolverine Power Supply Coop | 1877 | George Johnson | Electric Utility | MI | 6 | 2.5 | 2.5 | Natural Gas Internal Combustion Engine | NG | IC | 1 | 2002 | 1 | 1952 | Osceola | 43.8393 | -85.426
20910 | Wolverine Power Supply Coop | 1879 | Scottville | Electric Utility | MI | 4 | 1.1 | 1.1 | Petroleum Liquids | DFO | IC | 1 | 2002 | 1 | 1947 | Mason | 43.955 | -86.2936
20910 | Wolverine Power Supply Coop | 1879 | Scottville | Electric Utility | MI | 5 | 1.1 | 1.1 | Petroleum Liquids | DFO | IC | 1 | 2002 | 1 | 1947 | Mason | 43.955 | -86.2936
20910 | Wolverine Power Supply Coop | 1879 | Scottville | Electric Utility | MI | 6 | 1.9 | 1.7 | Petroleum Liquids | DFO | IC | 1 | 2002 | 1 | 1961 | Mason | 43.955 | -86.2936
11332 | City of Luverne - (MN) | 1990 | Luverne | Electric Utility | MN | 3 | 3 | 3 | Natural Gas Steam Turbine | NG | ST | 1 | 2002 | 88 | 1951 | ROCK | 43.6544 | -96.2019
11332 | City of Luverne - (MN) | 1990 | Luverne | Electric Utility | MN | 4A | 0.3 | 0.3 | Petroleum Liquids | DFO | IC | 1 | 2002 | 88 | 1936 | ROCK | 43.6544 | -96.2019
14165 | NRG Power Midwest LP | 2836 | Avon Lake | IPP Non-CHP | OH | 6 | 75 | 10 | Natural Gas Steam Turbine | NG | ST | 1 | 2002 | 1 | 1949 | Lorain | 41.5045 | -82.0546
13137 | City of Murray - (UT) | 3683 | Murray City | Electric Utility | UT | 3 | 2.2 | 2 | Natural Gas Internal Combustion Engine | NG | IC | 1 | 2002 | 88 | 1952 | Salt Lake | 40.67 | -111.89
13137 | City of Murray - (UT) | 3683 | Murray City | Electric Utility | UT | 4 | 1 | 0.9 | Natural Gas Internal Combustion Engine | NG | IC | 1 | 2002 | 88 | 1948 | Salt Lake | 40.67 | -111.89
13137 | City of Murray - (UT) | 3683 | Murray City | Electric Utility | UT | 5 | 1 | 0.9 | Natural Gas Internal Combustion Engine | NG | IC | 1 | 2002 | 88 | 1948 | Salt Lake | 40.67 | -111.89
13137 | City of Murray - (UT) | 3683 | Murray City | Electric Utility | UT | 6 | 3 | 2.3 | Natural Gas Internal Combustion Engine | NG | IC | 1 | 2002 | 88 | 1958 | Salt Lake | 40.67 | -111.89
1857 | Block Island Power Co | 6567 | Block Island | Electric Utility | RI | 21 | 1.6 | 1.5 | Petroleum Liquids | DFO | IC | 1 | 2002 | 5 | 1997 | Washington | 41.1756 | -71.5711
11241 | Entergy Louisiana LLC | 6706 | Thibodaux | Electric Utility | LA | 9 | 21 | 19 | Natural Gas Steam Turbine | NG | ST | 1 | 2002 | 0 | 1968 | Lafourche | 29.7992 | -90.8097
17946 | City of Stanberry - (MO) | 8110 | Stanberry | Electric Utility | MO | 3 | 0.3 | 0.2 | Petroleum Liquids | DFO | IC | 1 | 2002 | 88 | 1945 | Gentry | 40.2127 | -94.5424
17946 | City of Stanberry - (MO) | 8110 | Stanberry | Electric Utility | MO | 4 | 0.3 | 0.2 | Petroleum Liquids | DFO | IC | 1 | 2002 | 88 | 1953 | Gentry | 40.2127 | -94.5424
5543 | E I DuPont De Nemours & Co | 10797 | Old Hickory Plant | Industrial CHP | TN | G10 | 3 | 2.8 | Natural Gas Steam Turbine | NG | ST | 1 | 2002 | 1 | 1933 | Davidson | 36.2756 | -86.6644
55903 | Domtar Paper Company LLC | 50189 | Domtar Paper Co LLC Plymouth NC | Industrial CHP | NC | TG4 | 7.5 | 7.5 | Conventional Steam Coal | BIT | ST | 1 | 2002 | 3 | 1949 | Martin | 35.8628 | -76.7831
21148 | Zapco Energy Tactics Corp | 50348 | Oceanside Energy | IPP Non-CHP | NY | GEN5 | 0.7 | 0.6 | Landfill Gas | LFG | IC | 1 | 2002 | 1 | 1991 | Nassau | 40.6369 | -73.6383
21148 | Zapco Energy Tactics Corp | 50348 | Oceanside Energy | IPP Non-CHP | NY | GEN6 | 0.7 | 0.6 | Landfill Gas | LFG | IC | 1 | 2002 | 1 | 1991 | Nassau | 40.6369 | -73.6383
2769 | Cargill Inc | 54965 | Cargill Salt | Industrial CHP | MI | DCT | 1.2 | 1.2 | Conventional Steam Coal | BIT | ST | 1 | 2002 | 1 | 1935 | St Clair | 42.8183 | -82.4856
1512 | City of Belleville - (KS) | 1263 | Belleville | Electric Utility | KS | 3 | 0.3 | 0.3 | Petroleum Liquids | DFO | IC | 12 | 2001 | 88 | 1946 | Republic | 39.8081 | -97.6505
150 | Adrian Public Utilities Comm | 1956 | Adrian | Electric Utility | MN | 3 | 0.4 | 0.4 | Petroleum Liquids | DFO | IC | 12 | 2001 | 88 | 1948 | NOBLES | 43.6371 | -95.9328
150 | Adrian Public Utilities Comm | 1956 | Adrian | Electric Utility | MN | 4 | 0.6 | 0.5 | Petroleum Liquids | DFO | IC | 12 | 2001 | 88 | 1954 | NOBLES | 43.6371 | -95.9328
12802 | City of Monroe City - (MO) | 2146 | Monroe (MO) | Electric Utility | MO | 1 | 0.7 | 0.7 | Petroleum Liquids | DFO | IC | 12 | 2001 | 8 | 1940 | MONROE | 39.6525 | -91.7325
11427 | Massachusetts Wtr RAuth-Deer I | 10823 | Deer Island Treatment Plant | Commercial CHP | MA | F101 | 0.2 | 0.2 | Other Waste Biomass | OBG | FC | 12 | 2001 | 8 | 1997 | Suffolk | 42.3533 | -70.9628
19537 | University of Texas at Austin | 50118 | Hal C Weaver Power Plant | Commercial CHP | TX | GEN1 | 1.5 | 1.4 | Natural Gas Steam Turbine | NG | ST | 12 | 2001 | 10 | 1933 | Travis | 30.2867 | -97.7356
19537 | University of Texas at Austin | 50118 | Hal C Weaver Power Plant | Commercial CHP | TX | GEN2 | 1.5 | 1.4 | Natural Gas Steam Turbine | NG | ST | 12 | 2001 | 10 | 1933 | Travis | 30.2867 | -97.7356
19537 | University of Texas at Austin | 50118 | Hal C Weaver Power Plant | Commercial CHP | TX | GEN3 | 2.5 | 2.3 | Natural Gas Steam Turbine | NG | ST | 12 | 2001 | 1 | 1938 | Travis | 30.2867 | -97.7356
13504 | New Hanover County | 50271 | New Hanover County WASTEC | IPP Non-CHP | NC | 1TG | 3.9 | 2.2 | Municipal Solid Waste | MSW | ST | 12 | 2001 | 6 | 1984
30002 | International Paper Co | 50398 | International Paper Savanna Mill | Industrial CHP | GA | GEN3 | 7.5 | 7 | Conventional Steam Coal | BIT | ST | 12 | 2001 | 6 | 1940 | Chatham | 32.1004 | -81.1242
30002 | International Paper Co | 50398 | International Paper Savanna Mill | Industrial CHP | GA | GEN4 | 7.5 | 7 | Wood/Wood Waste Biomass | BLQ | ST | 12 | 2001 | 6 | 1945 | Chatham | 32.1004 | -81.1242
30002 | International Paper Co | 50398 | International Paper Savanna Mill | Industrial CHP | GA | GEN6 | 10 | 9.4 | Conventional Steam Coal | BIT | ST | 12 | 2001 | 6 | 1952 | Chatham | 32.1004 | -81.1242
30002 | International Paper Co | 50398 | International Paper Savanna Mill | Industrial CHP | GA | GEN7 | 20 | 18.7 | Conventional Steam Coal | BIT | ST | 12 | 2001 | 6 | 1957 | Chatham | 32.1004 | -81.1242
60082 | ECOsponsible LLC | 52057 | Herkimer | IPP Non-CHP | NY | 05 | 0.4 | 0.4 | Conventional Hydroelectric | WAT | HY | 12 | 2001 | 12 | 1987 | Herkimer | 43.0336 | -74.9834
179 | Agrium US Inc | 54452 | Agrium Kenai Nitrogen Operations | Industrial CHP | AK | 644A | 1.3 | 1.3 | Natural Gas Internal Combustion Engine | NG | IC | 12 | 2001 | 9 | 1968 | Kenai Peninsula | 60.6732 | -151.3784
179 | Agrium US Inc | 54452 | Agrium Kenai Nitrogen Operations | Industrial CHP | AK | 644B | 1.3 | 1.3 | Natural Gas Internal Combustion Engine | NG | IC | 12 | 2001 | 9 | 1968 | Kenai Peninsula | 60.6732 | -151.3784
179 | Agrium US Inc | 54452 | Agrium Kenai Nitrogen Operations | Industrial CHP | AK | 644C | 1.3 | 1.3 | Natural Gas Internal Combustion Engine | NG | IC | 12 | 2001 | 9 | 1968 | Kenai Peninsula | 60.6732 | -151.3784
179 | Agrium US Inc | 54452 | Agrium Kenai Nitrogen Operations | Industrial CHP | AK | 644D | 1.3 | 1.3 | Natural Gas Internal Combustion Engine | NG | IC | 12 | 2001 | 9 | 1968 | Kenai Peninsula | 60.6732 | -151.3784
179 | Agrium US Inc | 54452 | Agrium Kenai Nitrogen Operations | Industrial CHP | AK | 644E | 1.3 | 1.3 | Natural Gas Internal Combustion Engine | NG | IC | 12 | 2001 | 9 | 1968 | Kenai Peninsula | 60.6732 | -151.3784
179 | Agrium US Inc | 54452 | Agrium Kenai Nitrogen Operations | Industrial CHP | AK | 644F | 1.3 | 1.3 | Natural Gas Internal Combustion Engine | NG | IC | 12 | 2001 | 9 | 1968 | Kenai Peninsula | 60.6732 | -151.3784
179 | Agrium US Inc | 54452 | Agrium Kenai Nitrogen Operations | Industrial CHP | AK | 644G | 1.3 | 1.3 | Natural Gas Internal Combustion Engine | NG | IC | 12 | 2001 | 9 | 1968 | Kenai Peninsula | 60.6732 | -151.3784
20789 | City of Wilton | 1202 | Wilton | Electric Utility | IA | 1 | 1 | 0.9 | Petroleum Liquids | DFO | IC | 11 | 2001 | 10 | 1958 | Muscatine | 41.5877 | -91.0195
9617 | JEA | 668 | Southside Generating Station | Electric Utility | FL | 4 | 75 | 67 | Petroleum Liquids | RFO | ST | 10 | 2001 | 11 | 1958 | Duval | 30.3164 | -81.6489
9617 | JEA | 668 | Southside Generating Station | Electric Utility | FL | 5 | 156.6 | 142 | Petroleum Liquids | RFO | ST | 10 | 2001 | 9 | 1964 | Duval | 30.3164 | -81.6489
15772 | City of Red Bud - (IL) | 959 | Red Bud | Electric Utility | IL | 5 | 0.5 | 0.4 | Petroleum Liquids | DFO | IC | 10 | 2001 | 3 | 1948 | RANDOLPH | 38.2165 | -89.9992
15772 | City of Red Bud - (IL) | 959 | Red Bud | Electric Utility | IL | 6 | 1 | 0.9 | Petroleum Liquids | DFO | IC | 10 | 2001 | 9 | 1953 | RANDOLPH | 38.2165 | -89.9992
21148 | Zapco Energy Tactics Corp | 50345 | Oyster Bay Energy Partners LP | IPP Non-CHP | NY | OB1 | 0.7 | 0.6 | Landfill Gas | LFG | IC | 10 | 2001 | 7 | 1986 | Nassau | 40.7683 | -73.4567
21148 | Zapco Energy Tactics Corp | 50345 | Oyster Bay Energy Partners LP | IPP Non-CHP | NY | OB2 | 0.7 | 0.6 | Landfill Gas | LFG | IC | 10 | 2001 | 7 | 1986 | Nassau | 40.7683 | -73.4567
7140 | Georgia Power Co | 707 | Goat Rock | Electric Utility | AL | 1 | 3 | 3.1 | Conventional Hydroelectric | WAT | HY | 9 | 2001 | 12 | 1912 | Lee | 32.6097 | -85.0805
7140 | Georgia Power Co | 707 | Goat Rock | Electric Utility | AL | 2 | 3 | 3.1 | Conventional Hydroelectric | WAT | HY | 9 | 2001 | 12 | 1912 | Lee | 32.6097 | -85.0805
6035 | Exelon Power | 1585 | Exelon Edgar LLC | IPP Non-CHP | MA | GT1 | 14.2 | 9.2 | Petroleum Liquids | DFO | GT | 9 | 2001 | 6 | 1969 | Norfolk | 42.2415 | -70.9649
6035 | Exelon Power | 1585 | Exelon Edgar LLC | IPP Non-CHP | MA | GT2 | 14.2 | 12 | Petroleum Liquids | DFO | GT | 9 | 2001 | 6 | 1969 | Norfolk | 42.2415 | -70.9649
15348 | Preston Public Utilities Comm | 2004 | Preston (MN) | Electric Utility | MN | 1 | 0.1 | 0.1 | Petroleum Liquids | DFO | IC | 9 | 2001 | 88 | 1935 | Fillmore | 43.6661 | -92.0831
15348 | Preston Public Utilities Comm | 2004 | Preston (MN) | Electric Utility | MN | 2 | 0.2 | 0.1 | Petroleum Liquids | DFO | IC | 9 | 2001 | 88 | 1935 | Fillmore | 43.6661 | -92.0831
15348 | Preston Public Utilities Comm | 2004 | Preston (MN) | Electric Utility | MN | 3 | 0.3 | 0.2 | Petroleum Liquids | DFO | IC | 9 | 2001 | 88 | 1939 | Fillmore | 43.6661 | -92.0831
219 | Alaska Power and Telephone Co | 7169 | Northway | Electric Utility | AK | 4 | 0.4 | 0.3 | Petroleum Liquids | DFO | IC | 9 | 2001 | 1 | 1980 | Southeast Fairbanks | 62.9617 | -141.9372
14645 | City of Pella - (IA) | 7971 | Pella Peaking | Electric Utility | IA | 1 | 2 |  | Petroleum Liquids | DFO | IC | 9 | 2001 | 6 | 2001 | Marion | 41.4106 | -92.9378
14645 | City of Pella - (IA) | 7971 | Pella Peaking | Electric Utility | IA | 2 | 2 |  | Petroleum Liquids | DFO | IC | 9 | 2001 | 6 | 2001 | Marion | 41.4106 | -92.9378
19526 | United States Steel-Gary | 50733 | Gary Works | Industrial CHP | IN | SWK6 | 70 | 60 | Natural Gas Steam Turbine | NG | ST | 9 | 2001 | 4 | 1951 | Lake | 41.6224 | -87.3289
3179 | Caterpillar Inc | 50935 | Caterpillar | Industrial Non-CHP | IN | 0101 | 2 | 1.8 | Petroleum Liquids | DFO | IC | 9 | 2001 | 6 | 2001 | Tippecanoe | 40.4175 | -86.8447
3179 | Caterpillar Inc | 50935 | Caterpillar | Industrial Non-CHP | IN | 0102 | 2 | 1.8 | Petroleum Liquids | DFO | IC | 9 | 2001 | 6 | 2001 | Tippecanoe | 40.4175 | -86.8447
3179 | Caterpillar Inc | 50935 | Caterpillar | Industrial Non-CHP | IN | 0103 | 2 | 1.8 | Petroleum Liquids | DFO | IC | 9 | 2001 | 6 | 2001 | Tippecanoe | 40.4175 | -86.8447
3179 | Caterpillar Inc | 50935 | Caterpillar | Industrial Non-CHP | IN | 0104 | 2 | 1.8 | Petroleum Liquids | DFO | IC | 9 | 2001 | 6 | 2001 | Tippecanoe | 40.4175 | -86.8447
3179 | Caterpillar Inc | 50935 | Caterpillar | Industrial Non-CHP | IN | 0105 | 2 | 1.8 | Petroleum Liquids | DFO | IC | 9 | 2001 | 6 | 2001 | Tippecanoe | 40.4175 | -86.8447
3179 | Caterpillar Inc | 50935 | Caterpillar | Industrial Non-CHP | IN | 0106 | 2 | 1.8 | Petroleum Liquids | DFO | IC | 9 | 2001 | 6 | 2001 | Tippecanoe | 40.4175 | -86.8447
3179 | Caterpillar Inc | 50935 | Caterpillar | Industrial Non-CHP | IN | 0107 | 2 | 1.8 | Petroleum Liquids | DFO | IC | 9 | 2001 | 6 | 2001 | Tippecanoe | 40.4175 | -86.8447
3179 | Caterpillar Inc | 50935 | Caterpillar | Industrial Non-CHP | IN | 0108 | 2 | 1.8 | Petroleum Liquids | DFO | IC | 9 | 2001 | 6 | 2001 | Tippecanoe | 40.4175 | -86.8447
20430 | City of Westbrook | 2021 | Westbrook | Electric Utility | MN | 3 | 0.5 | 0.4 | Petroleum Liquids | DFO | IC | 8 | 2001 | 88 | 1940 | Cottonwood | 44.0399 | -95.4429
19867 | Village of Viola - (WI) | 4139 | Viola | Electric Utility | WI | 1 | 0.4 | 0.4 | Petroleum Liquids | DFO | IC | 8 | 2001 | 1 | 1948 | Richland | 43.507 | -90.669
19867 | Village of Viola - (WI) | 4139 | Viola | Electric Utility | WI | 2 | 0.7 | 0.7 | Petroleum Liquids | DFO | IC | 8 | 2001 | 1 | 1966 | Richland | 43.507 | -90.669
3413 | PUD No 1 of Chelan County | 8021 | Diesel Generator Farm | Electric Utility | WA | E-1 | 1.8 | 1.8 | Petroleum Liquids | DFO | IC | 8 | 2001 | 3 | 2001 | Chelan | 47.4247 | -120.3275
3413 | PUD No 1 of Chelan County | 8021 | Diesel Generator Farm | Electric Utility | WA | E-10 | 1.8 | 1.8 | Petroleum Liquids | DFO | IC | 8 | 2001 | 3 | 2001 | Chelan | 47.4247 | -120.3275
3413 | PUD No 1 of Chelan County | 8021 | Diesel Generator Farm | Electric Utility | WA | E-11 | 1.8 | 1.8 | Petroleum Liquids | DFO | IC | 8 | 2001 | 3 | 2001 | Chelan | 47.4247 | -120.3275
3413 | PUD No 1 of Chelan County | 8021 | Diesel Generator Farm | Electric Utility | WA | E-12 | 1.8 | 1.8 | Petroleum Liquids | DFO | IC | 8 | 2001 | 3 | 2001 | Chelan | 47.4247 | -120.3275
3413 | PUD No 1 of Chelan County | 8021 | Diesel Generator Farm | Electric Utility | WA | E-13 | 1.8 | 1.8 | Petroleum Liquids | DFO | IC | 8 | 2001 | 3 | 2001 | Chelan | 47.4247 | -120.3275
3413 | PUD No 1 of Chelan County | 8021 | Diesel Generator Farm | Electric Utility | WA | E-14 | 1.8 | 1.8 | Petroleum Liquids | DFO | IC | 8 | 2001 | 3 | 2001 | Chelan | 47.4247 | -120.3275
3413 | PUD No 1 of Chelan County | 8021 | Diesel Generator Farm | Electric Utility | WA | E-15 | 1.8 | 1.8 | Petroleum Liquids | DFO | IC | 8 | 2001 | 3 | 2001 | Chelan | 47.4247 | -120.3275
3413 | PUD No 1 of Chelan County | 8021 | Diesel Generator Farm | Electric Utility | WA | E-16 | 1.8 | 1.8 | Petroleum Liquids | DFO | IC | 8 | 2001 | 3 | 2001 | Chelan | 47.4247 | -120.3275
3413 | PUD No 1 of Chelan County | 8021 | Diesel Generator Farm | Electric Utility | WA | E-17 | 1.8 | 1.8 | Petroleum Liquids | DFO | IC | 8 | 2001 | 3 | 2001 | Chelan | 47.4247 | -120.3275
3413 | PUD No 1 of Chelan County | 8021 | Diesel Generator Farm | Electric Utility | WA | E-18 | 1.8 | 1.8 | Petroleum Liquids | DFO | IC | 8 | 2001 | 3 | 2001 | Chelan | 47.4247 | -120.3275
3413 | PUD No 1 of Chelan County | 8021 | Diesel Generator Farm | Electric Utility | WA | E-19 | 1.8 | 1.8 | Petroleum Liquids | DFO | IC | 8 | 2001 | 3 | 2001 | Chelan | 47.4247 | -120.3275
3413 | PUD No 1 of Chelan County | 8021 | Diesel Generator Farm | Electric Utility | WA | E-2 | 1.8 | 1.8 | Petroleum Liquids | DFO | IC | 8 | 2001 | 3 | 2001 | Chelan | 47.4247 | -120.3275
3413 | PUD No 1 of Chelan County | 8021 | Diesel Generator Farm | Electric Utility | WA | E-20 | 1.8 | 1.8 | Petroleum Liquids | DFO | IC | 8 | 2001 | 3 | 2001 | Chelan | 47.4247 | -120.3275
3413 | PUD No 1 of Chelan County | 8021 | Diesel Generator Farm | Electric Utility | WA | E-21 | 1.8 | 1.8 | Petroleum Liquids | DFO | IC | 8 | 2001 | 3 | 2001 | Chelan | 47.4247 | -120.3275
3413 | PUD No 1 of Chelan County | 8021 | Diesel Generator Farm | Electric Utility | WA | E-22 | 2 | 2 | Petroleum Liquids | DFO | IC | 8 | 2001 | 3 | 2001 | Chelan | 47.4247 | -120.3275
3413 | PUD No 1 of Chelan County | 8021 | Diesel Generator Farm | Electric Utility | WA | E-23 | 2 | 2 | Petroleum Liquids | DFO | IC | 8 | 2001 | 3 | 2001 | Chelan | 47.4247 | -120.3275
3413 | PUD No 1 of Chelan County | 8021 | Diesel Generator Farm | Electric Utility | WA | E-24 | 2 | 2 | Petroleum Liquids | DFO | IC | 8 | 2001 | 3 | 2001 | Chelan | 47.4247 | -120.3275
3413 | PUD No 1 of Chelan County | 8021 | Diesel Generator Farm | Electric Utility | WA | E-25 | 2 | 2 | Petroleum Liquids | DFO | IC | 8 | 2001 | 3 | 2001 | Chelan | 47.4247 | -120.3275
3413 | PUD No 1 of Chelan County | 8021 | Diesel Generator Farm | Electric Utility | WA | E-26 | 2 | 2 | Petroleum Liquids | DFO | IC | 8 | 2001 | 3 | 2001 | Chelan | 47.4247 | -120.3275
3413 | PUD No 1 of Chelan County | 8021 | Diesel Generator Farm | Electric Utility | WA | E-3 | 1.8 | 1.8 | Petroleum Liquids | DFO | IC | 8 | 2001 | 3 | 2001 | Chelan | 47.4247 | -120.3275
3413 | PUD No 1 of Chelan County | 8021 | Diesel Generator Farm | Electric Utility | WA | E-4 | 1.8 | 1.8 | Petroleum Liquids | DFO | IC | 8 | 2001 | 3 | 2001 | Chelan | 47.4247 | -120.3275
3413 | PUD No 1 of Chelan County | 8021 | Diesel Generator Farm | Electric Utility | WA | E-5 | 1.8 | 1.8 | Petroleum Liquids | DFO | IC | 8 | 2001 | 3 | 2001 | Chelan | 47.4247 | -120.3275
3413 | PUD No 1 of Chelan County | 8021 | Diesel Generator Farm | Electric Utility | WA | E-6 | 1.8 | 1.8 | Petroleum Liquids | DFO | IC | 8 | 2001 | 3 | 2001 | Chelan | 47.4247 | -120.3275
3413 | PUD No 1 of Chelan County | 8021 | Diesel Generator Farm | Electric Utility | WA | E-7 | 1.8 | 1.8 | Petroleum Liquids | DFO | IC | 8 | 2001 | 3 | 2001 | Chelan | 47.4247 | -120.3275
3413 | PUD No 1 of Chelan County | 8021 | Diesel Generator Farm | Electric Utility | WA | E-8 | 1.8 | 1.8 | Petroleum Liquids | DFO | IC | 8 | 2001 | 3 | 2001 | Chelan | 47.4247 | -120.3275
3413 | PUD No 1 of Chelan County | 8021 | Diesel Generator Farm | Electric Utility | WA | E-9 | 1.8 | 1.8 | Petroleum Liquids | DFO | IC | 8 | 2001 | 3 | 2001 | Chelan | 47.4247 | -120.3275
18454 | Tampa Electric Co | 646 | F J Gannon | Electric Utility | FL | GT1 | 18 | 12 | Petroleum Liquids | DFO | GT | 7 | 2001 | 3 | 1969 | Hillsborough | 27.9072 | -82.4231
4919 | City of Dayton - (IA) | 1135 | Dayton (IA) | Electric Utility | IA | 1 | 0.6 | 0.6 | Petroleum Liquids | DFO | IC | 7 | 2001 | 5 | 1959 | WEBSTER | 42.2602 | -94.0692
18204 | City of Strawberry Point | 1189 | Strawberry Point | Electric Utility | IA | 3 | 0.9 | 0.8 | Petroleum Liquids | DFO | IC | 7 | 2001 | 0 | 1937 | Clayton | 42.6844 | -91.5356
18204 | City of Strawberry Point | 1189 | Strawberry Point | Electric Utility | IA | 4 | 0.9 | 0.8 | Petroleum Liquids | DFO | IC | 7 | 2001 | 88 | 1947 | Clayton | 42.6844 | -91.5356
18204 | City of Strawberry Point | 1189 | Strawberry Point | Electric Utility | IA | 6 | 1 | 1 | Petroleum Liquids | DFO | IC | 7 | 2001 | 88 | 1965 | Clayton | 42.6844 | -91.5356
11372 | City of Lyons - (NE) | 2253 | Lyons | Electric Utility | NE | 5 | 0.3 | 0.2 | Petroleum Liquids | DFO | IC | 7 | 2001 | 1 | 1930 | Burt | 41.9374 | -96.4668
13038 | City of Mt Pleasant - (IA) | 1166 | Mt Pleasant | Electric Utility | IA | 5 | 7.5 | 7.5 | Natural Gas Steam Turbine | NG | ST | 6 | 2001 | 10 | 1966 | Henry | 40.9742 | -91.5622
15147 | PSEG Fossil LLC | 2404 | PSEG Kearny Generating Station | IPP Non-CHP | NJ | 121 | 54 | 43.8 | Natural Gas Fired Combustion Turbine | NG | GT | 6 | 2001 | 5 | 1973 | Hudson | 40.7373 | -74.0965
15147 | PSEG Fossil LLC | 2404 | PSEG Kearny Generating Station | IPP Non-CHP | NJ | 122 | 54 | 43.7 | Natural Gas Fired Combustion Turbine | NG | GT | 6 | 2001 | 5 | 1973 | Hudson | 40.7373 | -74.0965
15147 | PSEG Fossil LLC | 2404 | PSEG Kearny Generating Station | IPP Non-CHP | NJ | 123 | 54 | 43.8 | Natural Gas Fired Combustion Turbine | NG | GT | 6 | 2001 | 5 | 1973 | Hudson | 40.7373 | -74.0965
15147 | PSEG Fossil LLC | 2404 | PSEG Kearny Generating Station | IPP Non-CHP | NJ | 124 | 54 | 43.7 | Natural Gas Fired Combustion Turbine | NG | GT | 6 | 2001 | 5 | 1973 | Hudson | 40.7373 | -74.0965
13781 | Northern States Power Co - Minnesota | 3334 | Pathfinder | Electric Utility | SD | 1 | 75 | 61 | Natural Gas Steam Turbine | NG | ST | 6 | 2001 | 0 | 1962 | Minnehaha | 43.6028 | -96.6383
1015 | Austin Energy | 3548 | Decker Creek | Electric Utility | TX | PV3 | 0.3 | 0.3 | Solar Photovoltaic | SUN | PV | 6 | 2001 | 7 | 1987 | Travis | 30.3033 | -97.6128
17609 | Southern California Edison Co | 7148 | San Gorgonio 1 | Electric Utility | CA | 1 | 1.5 | 1.5 | Conventional Hydroelectric | WAT | HY | 6 | 2001 | 12 | 1923 | Riverside | 34.0304 | -116.8571
1182 | BASF Corporation | 10320 | Enka | Industrial CHP | NC | GE10 | 4 | 3.7 | Conventional Steam Coal | BIT | ST | 6 | 2001 | 1 | 1948 | Buncombe | 35.5333 | -82.65
1182 | BASF Corporation | 10320 | Enka | Industrial CHP | NC | GE11 | 4 | 3.7 | Conventional Steam Coal | BIT | ST | 6 | 2001 | 1 | 1957 | Buncombe | 35.5333 | -82.65
1182 | BASF Corporation | 10320 | Enka | Industrial CHP | NC | GE12 | 5 | 4.7 | Conventional Steam Coal | BIT | ST | 6 | 2001 | 1 | 1959 | Buncombe | 35.5333 | -82.65
1182 | BASF Corporation | 10320 | Enka | Industrial CHP | NC | GEN8 | 0.3 | 0.3 | Conventional Steam Coal | BIT | ST | 6 | 2001 | 1 | 1984 | Buncombe | 35.5333 | -82.65
1182 | BASF Corporation | 10320 | Enka | Industrial CHP | NC | GEN9 | 3 | 2.8 | Conventional Steam Coal | BIT | ST | 6 | 2001 | 1 | 1937 | Buncombe | 35.5333 | -82.65
54842 | WM Renewable Energy LLC | 50577 | Omega Hills Gas Recovery | IPP Non-CHP | WI | GEN4 | 1.1 | 1.1 | Landfill Gas | LFG | IC | 6 | 2001 | 9 | 1992 | Washington | 43.1922 | -88.1597
2769 | Cargill Inc | 54965 | Cargill Salt | Industrial CHP | MI | DCTG | 0.7 | 0.7 | Conventional Steam Coal | BIT | ST | 6 | 2001 | 1 | 1935 | St Clair | 42.8183 | -82.4856
13870 | Nushagak Electric Coop, Inc | 109 | Dillingham | Electric Utility | AK | 4 | 0.5 | 0.5 | Petroleum Liquids | DFO | IC | 5 | 2001 | 9 | 1967 | Dillingham | 59.6708 | -157.89
989 | City of Attica - (KS) | 1260 | Attica | Electric Utility | KS | 4 | 0.3 | 0.2 | Petroleum Liquids | DFO | IC | 5 | 2001 | 88 | 1961
989 | City of Attica - (KS) | 1260 | Attica | Electric Utility | KS | 5 | 0.3 | 0.2 | Petroleum Liquids | DFO | IC | 5 | 2001 | 88 | 1961
1994 | Boulder City of | 466 | Boulder Canyon Hydro | IPP Non-CHP | CO | 2 | 10 | 5 | Conventional Hydroelectric | WAT | HY | 3 | 2001 | 0 | 1911 | Boulder | 40.0047 | -105.3325
23632 | Inland Paperboard - Rome Mill | 10426 | Inland Paperboard Packaging Rome | Industrial CHP | GA | GEN1 | 7.5 | 7 | Wood/Wood Waste Biomass | BLQ | ST | 3 | 2001 | 10 | 1954 | Floyd | 34.2528 | -85.3275
27813 | USCE-Mobile District | 690 | J Woodruff | Electric Utility | FL | 3 | 10 | 10 | Conventional Hydroelectric | WAT | HY | 2 | 2001 | 4 | 1957 | Gadsden | 30.7086 | -84.8639
3156 | Village of Cashton - (WI) | 4107 | Cashton | Electric Utility | WI | 4 | 0.3 | 0.3 | Petroleum Liquids | DFO | IC | 2 | 2001 | 0 | 1962 | Monroe | 43.7561 | -90.7806
22803 | SDS Lumber Co | 50231 | SDS Lumber Gorge Energy Division | Industrial CHP | WA | TG1 | 3.5 | 3.5 | Wood/Wood Waste Biomass | WDS | ST | 2 | 2001 | 11 | 1979 | Klickitat | 45.7131 | -121.4692
13642 | Nome Joint Utility Systems | 90 | Snake River | Electric Utility | AK | 5 | 1.2 | 1.2 | Petroleum Liquids | DFO | IC | 1 | 2001 | 1 | 1974 | Nome | 64.5053 | -165.4298
21015 | City of Wrangell - (AK) | 95 | Wrangell | Electric Utility | AK | 1 | 1.3 | 1.3 | Petroleum Liquids | DFO | IC | 1 | 2001 | 8 | 1972 | Wrangell Petersburg | 56.461 | -132.3794
21015 | City of Wrangell - (AK) | 95 | Wrangell | Electric Utility | AK | 2 | 1.3 | 1.3 | Petroleum Liquids | DFO | IC | 1 | 2001 | 8 | 1972 | Wrangell Petersburg | 56.461 | -132.3794
21015 | City of Wrangell - (AK) | 95 | Wrangell | Electric Utility | AK | 3 | 1.3 | 1.3 | Petroleum Liquids | DFO | IC | 1 | 2001 | 8 | 1973 | Wrangell Petersburg | 56.461 | -132.3794
21015 | City of Wrangell - (AK) | 95 | Wrangell | Electric Utility | AK | 4 | 1.3 | 1.3 | Petroleum Liquids | DFO | IC | 1 | 2001 | 8 | 1973 | Wrangell Petersburg | 56.461 | -132.3794
6909 | Gainesville Regional Utilities | 664 | John R Kelly | Electric Utility | FL | 6 | 18.7 | 14 | Natural Gas Steam Turbine | NG | ST | 1 | 2001 | 3 | 1958 | Alachua | 29.6461 | -82.3208
8287 | Hawaii Electric Light Co Inc | 768 | Waimea | Electric Utility | HI | 10 | 1 | 1 | Petroleum Liquids | DFO | IC | 1 | 2001 | 10 | 1954 | Hawaii | 20.0252 | -155.6955
8287 | Hawaii Electric Light Co Inc | 768 | Waimea | Electric Utility | HI | 8 | 1 | 1 | Petroleum Liquids | DFO | IC | 1 | 2001 | 10 | 1954 | Hawaii | 20.0252 | -155.6955
8287 | Hawaii Electric Light Co Inc | 768 | Waimea | Electric Utility | HI | 9 | 1 | 1 | Petroleum Liquids | DFO | IC | 1 | 2001 | 10 | 1954 | Hawaii | 20.0252 | -155.6955
8490 | City of Herington - (KS) | 1283 | Herington | Electric Utility | KS | 4 | 0.1 | 0.1 | Petroleum Liquids | DFO | IC | 1 | 2001 | 10 | 1947 | Dickinson | 38.6658 | -96.9492
221 | Alaska Village Elec Coop, Inc | 6323 | Kiana | Electric Utility | AK | 1A | 0.3 | 0.3 | Petroleum Liquids | DFO | IC | 1 | 2001 | 12 | 1977 | Northwest Arctic | 67.5683 | -160.5053
8287 | Hawaii Electric Light Co Inc | 6478 | Shipman | Electric Utility | HI | 1 | 3.5 | 3.4 | Petroleum Liquids | RFO | ST | 1 | 2001 | 12 | 1943 | Hawaii | 19.7239 | -155.069
772 | Archer Daniels Midland Co | 54311 | Archer Daniels Midland Little Rock | Industrial CHP | AR | GEN1 | 1 | 1 | Natural Gas Internal Combustion Engine | NG | IC | 1 | 2001 | 2 | 1993 | Pulaski | 34.7 | -92.1997
772 | Archer Daniels Midland Co | 54311 | Archer Daniels Midland Little Rock | Industrial CHP | AR | GEN2 | 1 | 1 | Natural Gas Internal Combustion Engine | NG | IC | 1 | 2001 | 2 | 1993 | Pulaski | 34.7 | -92.1997
772 | Archer Daniels Midland Co | 54311 | Archer Daniels Midland Little Rock | Industrial CHP | AR | GEN3 | 1 | 1 | Natural Gas Internal Combustion Engine | NG | IC | 1 | 2001 | 2 | 1993 | Pulaski | 34.7 | -92.1997
772 | Archer Daniels Midland Co | 54311 | Archer Daniels Midland Little Rock | Industrial CHP | AR | GEN4 | 1 | 1 | Natural Gas Internal Combustion Engine | NG | IC | 1 | 2001 | 2 | 1993 | Pulaski | 34.7 | -92.1997
13949 | City of Oberlin - (OH) | 2933 | Oberlin (OH) | Electric Utility | OH | 2 | 0.9 | 1 | Petroleum Liquids | DFO | IC | 12 | 2000 | 1 | 1951 | Lorain | 41.2836 | -82.2194
13949 | City of Oberlin - (OH) | 2933 | Oberlin (OH) | Electric Utility | OH | 3 | 0.6 | 0.6 | Petroleum Liquids | DFO | IC | 12 | 2000 | 1 | 1934 | Lorain | 41.2836 | -82.2194
26616 | North Slope Borough Power & Light | 7486 | NSB Point Lay Utility | Electric Utility | AK | PG3 | 0.2 | 0.2 | Petroleum Liquids | DFO | IC | 12 | 2000 | 88 | 1990 | North Slope | 69.7408 | -163.0058
5624 | RED-Rochester, LLC | 10025 | RED-Rochester, LLC | Industrial CHP | NY | 12TG | 6.3 | 6.3 | Conventional Steam Coal | BIT | ST | 12 | 2000 | 7 | 1941 | Monroe | 43.1989 | -77.6319
24263 | Cellu Tissue Holdings Inc | 52017 | Menominee Acquisition | Industrial CHP | MI | ST1 | 1.5 | 1.5 | Conventional Steam Coal | BIT | ST | 12 | 2000 | 6 | 1962 | Menominee | 45.0975 | -87.5958
50081 | AE Operations LLC | 54373 | Southbridge Energy Center LLC | Industrial CHP | MA | AO1 | 5 | 4.7 | Natural Gas Steam Turbine | NG | ST | 12 | 2000 | 1 | 1946 | Worcester | 42.0736 | -72.0219
50081 | AE Operations LLC | 54373 | Southbridge Energy Center LLC | Industrial CHP | MA | AO2 | 3 | 2.8 | Natural Gas Steam Turbine | NG | ST | 12 | 2000 | 1 | 1938 | Worcester | 42.0736 | -72.0219
22500 | Westar Energy Inc | 1250 | Lawrence Energy Center | Electric Utility | KS | 2 | 38 | 26 | Conventional Steam Coal | BIT | ST | 11 | 2000 | 12 | 1952 | Douglas | 39.0072 | -95.2692
5957 | City of Erie - (KS) | 1276 | Erie | Electric Utility | KS | 2 | 0.7 | 0.6 | Petroleum Liquids | DFO | IC | 11 | 2000 | 11 | 1958 | Neosho | 37.5668 | -95.2375
14656 | City of Pender - (NE) | 2296 | Pender | Electric Utility | NE | 5 | 0.2 | 0.2 | Natural Gas Internal Combustion Engine | NG | IC | 10 | 2000 | 1 | 1939 | Thurston | 42.1147 | -96.7054
11217 | Los Angeles County Sanitation | 10091 | Total Energy Facilities | Commercial CHP | CA | GEN3 | 9.9 | 8 | Other Waste Biomass | OBG | CT | 10 | 2000 | 1 | 1986 | Los Angeles | 33.7683 | -118.2836
361 | Industrial Energy Applications Inc | 54713 | Alliant SBD 8603 Donnelley | IPP Non-CHP | IA | 1233 | 1 | 1 | Petroleum Liquids | DFO | IC | 10 | 2000 | 3 | 1996 | Story | 42.025 | -93.4417
5277 | American Sugar Refining, Inc. | 54795 | Domino Sugar Baltimore | Industrial CHP | MD | GEN3 | 2.5 | 2.5 | Natural Gas Steam Turbine | NG | ST | 9 | 2000 | 6 | 1959 | Baltimore City | 39.2744 | -76.5956
19436 | Union Electric Co - (MO) | 913 | Venice | Electric Utility | IL | 2 | 40 | 38 | Petroleum Liquids | DFO | ST | 8 | 2000 | 5 | 1942 | Madison | 38.6642 | -90.1764
19436 | Union Electric Co - (MO) | 913 | Venice | Electric Utility | IL | ST1 | 40 | 38 | Petroleum Liquids | DFO | ST | 8 | 2000 | 2 | 1942 | Madison | 38.6642 | -90.1764
10620 | City of Lake Worth - (FL) | 673 | Tom G Smith | Electric Utility | FL | S1 | 7.5 | 7 | Natural Gas Steam Turbine | NG | ST | 7 | 2000 | 1 | 1961 | Palm Beach | 26.6128 | -80.0677
4180 | Connecticut Mun Elec Engy Coop | 6635 | A L Pierce | Electric Utility | CT | 2 | 7.5 | 7.3 | Petroleum Liquids | DFO | ST | 7 | 2000 | 8 | 1953 | New Haven | 41.4482 | -72.8349
4180 | Connecticut Mun Elec Engy Coop | 6635 | A L Pierce | Electric Utility | CT | 3 | 7.5 | 7.3 | Petroleum Liquids | DFO | ST | 7 | 2000 | 8 | 1953 | New Haven | 41.4482 | -72.8349
59366 | EnLink Midstream Services, LLC | 55053 | Bridgeport Gas Processing Plant | Industrial Non-CHP | TX | 324 | 0.3 | 0.3 | Natural Gas Internal Combustion Engine | NG | IC | 7 | 2000 | 1 | 1958 | Wise | 33.1958 | -97.8025
59366 | EnLink Midstream Services, LLC | 55053 | Bridgeport Gas Processing Plant | Industrial Non-CHP | TX | 326 | 0.3 | 0.3 | Natural Gas Internal Combustion Engine | NG | IC | 7 | 2000 | 1 | 1958 | Wise | 33.1958 | -97.8025
221 | Alaska Village Elec Coop, Inc | 6323 | Kiana | Electric Utility | AK | 2 | 0.3 | 0.3 | Petroleum Liquids | DFO | IC | 6 | 2000 | 9 | 1990 | Northwest Arctic | 67.5683 | -160.5053
15726 | Rayonier Advanced Materials | 10560 | Rayonier Advanced Materials - Jesup Plant | Industrial CHP | GA | GEN1 | 5 | 4.7 | Wood/Wood Waste Biomass | BLQ | ST | 6 | 2000 | 6 | 1954 | Wayne | 31.6593 | -81.8439
59875 | Olin Blue Cube Operations | 52120 | Freeport Energy | Industrial CHP | TX | G-41 | 50 | 50 | Natural Gas Fired Combined Cycle | NG | CA | 6 | 2000 | 5 | 1958 | Brazoria | 28.9913 | -95.4075
16578 | Saint Agnes Medical Center | 54800 | Saint Agnes Medical Center | Commercial CHP | CA | 9930 | 0.7 | 0.7 | Natural Gas Internal Combustion Engine | NG | IC | 6 | 2000 | 5 | 1983 | Fresno | 36.8347 | -119.7667
59366 | EnLink Midstream Services, LLC | 55053 | Bridgeport Gas Processing Plant | Industrial Non-CHP | TX | 325 | 0.3 | 0.3 | Natural Gas Internal Combustion Engine | NG | IC | 6 | 2000 | 1 | 1958 | Wise | 33.1958 | -97.8025
59366 | EnLink Midstream Services, LLC | 55053 | Bridgeport Gas Processing Plant | Industrial Non-CHP | TX | 327 | 0.3 | 0.3 | Natural Gas Internal Combustion Engine | NG | IC | 6 | 2000 | 1 | 1958 | Wise | 33.1958 | -97.8025
1512 | City of Belleville - (KS) | 1263 | Belleville | Electric Utility | KS | 2 | 0.6 | 0.6 | Petroleum Liquids | DFO | IC | 12 | 1999 | 88 | 1946 | Republic | 39.8081 | -97.6505
50114 | WTG Jameson, L.P. | 55052 | Jameson Gas Processing Plant | Industrial Non-CHP | TX | 623 | 0.5 | 0.5 | Natural Gas Internal Combustion Engine | NG | IC | 12 | 1999 | 1 | 1986 | Coke | 32.05 | -100.6917
18963 | Inside Passage Elec Coop, Inc | 7466 | Klawock | Electric Utility | AK | 1 | 0.5 | 0.5 | Petroleum Liquids | DFO | IC | 7 | 1999 | 1 | 1970 | Prince of Wales Ketchikan | 55.5578 | -132.9814
18963 | Inside Passage Elec Coop, Inc | 7466 | Klawock | Electric Utility | AK | 2 | 0.5 | 0.5 | Petroleum Liquids | DFO | IC | 7 | 1999 | 1 | 1970 | Prince of Wales Ketchikan | 55.5578 | -132.9814
18963 | Inside Passage Elec Coop, Inc | 7466 | Klawock | Electric Utility | AK | 3 | 0.1 | 0.1 | Petroleum Liquids | DFO | IC | 7 | 1999 | 6 | 1955 | Prince of Wales Ketchikan | 55.5578 | -132.9814
18963 | Inside Passage Elec Coop, Inc | 7466 | Klawock | Electric Utility | AK | 4 | 0.3 | 0.3 | Petroleum Liquids | DFO | IC | 7 | 1999 | 6 | 1977 | Prince of Wales Ketchikan | 55.5578 | -132.9814
59867 | Hood Container of Louisiana, LLC | 10697 | St Francisville Mill | Industrial CHP | LA | GEN1 | 45 | 38.3 | Natural Gas Fired Combustion Turbine | NG | GT | 7 | 1999 | 12 | 1985 | West Feliciana | 30.7108 | -91.3236
30150 | CBY DBA Yakutat Power | 6637 | Yakutat | Electric Utility | AK | 2A | 0.8 | 0.8 | Petroleum Liquids | DFO | IC | 6 | 1999 | 2 | 1984 | YAKUTAT | 59.5446 | -139.7243
30150 | CBY DBA Yakutat Power | 6637 | Yakutat | Electric Utility | AK | 3 | 0.6 | 0.6 | Petroleum Liquids | DFO | IC | 6 | 1999 | 3 | 1973 | YAKUTAT | 59.5446 | -139.7243
772 | Archer Daniels Midland Co | 10863 | Archer Daniels Midland Mankato | Industrial CHP | MN | GEN2 | 4.4 | 4.4 | Natural Gas Steam Turbine | NG | ST | 6 | 1999 | 1 | 1999 | Blue Earth | 44.1871 | -93.9924
16721 | S D Warren Co.- Westbrook | 50447 | S D Warren Westbrook | Industrial CHP | ME | GEN8 | 10 | 10 | Wood/Wood Waste Biomass | WDS | ST | 6 | 1999 | 3 | 1965 | Cumberland | 43.6849 | -70.3532
55849 | Domtar Paper Co LLC Kingsport Mill | 10252 | Domtar Kingsport Mill | Industrial CHP | TN | NO.4 | 4 | 4 | Conventional Steam Coal | BIT | ST | 4 | 1999 | 1 | 1937 | Sullivan | 36.5489 | -82.5667
56150 | ArcelorMittal USA Inc | 10474 | 4 AC Station | Industrial CHP | IN | 14TG | 67.5 | 63.3 | Conventional Steam Coal | BIT | ST | 4 | 1999 | 8 | 1963 | Lake | 41.68 | -87.4264
56150 | ArcelorMittal USA Inc | 10474 | 4 AC Station | Industrial CHP | IN | 15TG | 67.5 | 63.3 | Conventional Steam Coal | BIT | ST | 4 | 1999 | 10 | 1963 | Lake | 41.68 | -87.4264
4247 | Consolidated Water Power Co | 3971 | Biron | Electric Utility | WI | 8 | 0.4 | 0.4 | Conventional Hydroelectric | WAT | HY | 1 | 1999 | 1 | 1896 | Wood | 44.4306 | -89.7808
9130 | Hutchinson Utilities Comm | 6358 | Hutchinson Plant #2 | Electric Utility | MN | 1 | 25 | 22 | Natural Gas Fired Combustion Turbine | NG | GT | 1 | 1999 | 3 | 1977 | McLeod | 44.8889 | -94.3493
1512 | City of Belleville - (KS) | 1263 | Belleville | Electric Utility | KS | 1 | 0.6 | 0.6 | Petroleum Liquids | DFO | IC | 12 | 1998 | 88 | 1946 | Republic | 39.8081 | -97.6505
17166 | Sierra Pacific Power Co | 6511 | Fallon | Electric Utility | NV | 1 | 2 | 1.7 | Petroleum Liquids | DFO | IC | 12 | 1998 | 1 | 1966 | Churchill | 39.4722 | -118.7911
4180 | Connecticut Mun Elec Engy Coop | 6635 | A L Pierce | Electric Utility | CT | 1 | 7.5 | 7.5 | Petroleum Liquids | DFO | ST | 12 | 1998 | 8 | 1953 | New Haven | 41.4482 | -72.8349
9686 | RockTenn-Jackson Fenandina | 54430 | Jackson Mill | Industrial Non-CHP | FL | GEN1 | 43.5 | 40.5 | Natural Gas Steam Turbine | NG | ST | 12 | 1998 | 3 | 1983 | Duval | 30.3644 | -81.6297
12490 | Middletown Power LLC | 562 | Middletown | IPP Non-CHP | CT | 1 | 69 | 66.3 | Petroleum Liquids | RFO | ST | 10 | 1998 | 8 | 1954 | Middlesex | 41.5549 | -72.5791
8205 | City of Hart Hydro - (MI) | 1827 | Hart | Electric Utility | MI | 2 | 0.6 | 0.6 | Petroleum Liquids | DFO | IC | 12 | 1997 | 1 | 1938 | OCEANA | 43.7067 | -86.4367
56605 | Delaware City Refining Company LLC | 52193 | Delaware City Plant | Industrial CHP | DE | FGTG | 1.2 | 1 | Natural Gas Fired Combustion Turbine | NG | GT | 10 | 1997 | 9 | 1980 | New Castle | 39.5871 | -75.6343
56505 | National Grid Generation LLC | 2517 | Port Jefferson | Electric Utility | NY | 2 | 46 | 42.2 | Petroleum Liquids | RFO | ST | 9 | 1997 | 10 | 1950 | Suffolk | 40.9497 | -73.0785
56505 | National Grid Generation LLC | 2517 | Port Jefferson | Electric Utility | NY | ST1 | 46 | 42.2 | Petroleum Liquids | RFO | ST | 9 | 1997 | 12 | 1948 | Suffolk | 40.9497 | -73.0785
50111 | Lafayette Utilities System | 1445 | Rodemacher | Electric Utility | LA | 3 | 13.3 | 13 | Natural Gas Steam Turbine | NG | ST | 1 | 1997 | 0 | 1950 | Lafayette | 30.2361 | -92.0083
50111 | Lafayette Utilities System | 1445 | Rodemacher | Electric Utility | LA | 4 | 25.4 | 25 | Natural Gas Steam Turbine | NG | ST | 1 | 1997 | 0 | 1950 | Lafayette | 30.2361 | -92.0083
54832 | Escambia Operating Co LLC | 50724 | Big Escambia Creek | Industrial Non-CHP | AL | 3011 | 1.2 | 1.1 | Natural Gas Steam Turbine | NG | ST | 1 | 1997 | 6 | 1974
54832 | Escambia Operating Co LLC | 50724 | Big Escambia Creek | Industrial Non-CHP | AL | 3012 | 1.2 | 1.1 | Natural Gas Steam Turbine | NG | ST | 1 | 1997 | 6 | 1977
54832 | Escambia Operating Co LLC | 50724 | Big Escambia Creek | Industrial Non-CHP | AL | 3023 | 1.2 | 1.1 | Natural Gas Steam Turbine | NG | ST | 1 | 1997 | 6 | 1977
15698 | Raton Public Service Company | 2468 | Raton | Electric Utility | NM | 4 | 3.7 | 3.2 | Conventional Steam Coal | BIT | ST | 12 | 1996 | 10 | 1951
3452 | Chevron USA Inc-El Sequndo | 10213 | El Segundo Cogen | Industrial CHP | CA | GEN4 | 1.2 | 1 | Natural Gas Fired Combined Cycle | NG | CA | 10 | 1996 | 11 | 1991 | Los Angeles | 33.9058 | -118.4031
56150 | ArcelorMittal USA Inc | 10211 | 2 AC Station | Industrial CHP | IN | 9TG | 20 | 18.6 | Other Gases | BFG | ST | 6 | 1996 | 1 | 1938 | Lake | 41.6628 | -87.4444
5957 | City of Erie - (KS) | 1276 | Erie | Electric Utility | KS | 1 | 0.7 | 0.6 | Petroleum Liquids | DFO | IC | 2 | 1996 | 11 | 1953 | Neosho | 37.5668 | -95.2375
57160 | DuPont Sabine River Works | 10789 | Sabine River Works | Industrial CHP | TX | GEN2 | 3.1 | 2.5 | Natural Gas Fired Combined Cycle | NG | CA | 1 | 1996 | 1 | 1948 | Orange | 30.0552 | -93.7579
4065 | City of Columbus - (OH) | 312 | Refuse & Coal | Electric Utility | OH | 1 | 30 | 30 | Municipal Solid Waste | MSW | ST | 12 | 1995 | 7 | 1983 | Franklin | 39.9022 | -83.0244
4065 | City of Columbus - (OH) | 312 | Refuse & Coal | Electric Utility | OH | 2 | 30 | 30 | Municipal Solid Waste | MSW | ST | 12 | 1995 | 7 | 1983 | Franklin | 39.9022 | -83.0244
4065 | City of Columbus - (OH) | 312 | Refuse & Coal | Electric Utility | OH | 3 | 30 | 30 | Municipal Solid Waste | MSW | ST | 12 | 1995 | 7 | 1983 | Franklin | 39.9022 | -83.0244
6526 | FirstEnergy Generation Corp | 2864 | FirstEnergy R E Burger | IPP Non-CHP | OH | 1 | 62.5 | 56 | Conventional Steam Coal | BIT | ST | 12 | 1995 | 1 | 1944 | Belmont | 39.91 | -80.7608
6526 | FirstEnergy Generation Corp | 2864 | FirstEnergy R E Burger | IPP Non-CHP | OH | 2 | 62.5 | 56 | Conventional Steam Coal | BIT | ST | 12 | 1995 | 1 | 1947 | Belmont | 39.91 | -80.7608
5109 | DTE Electric Company | 1732 | Marysville | Electric Utility | MI | 6 | 50 | 33 | Conventional Steam Coal | BIT | ST | 5 | 1995 | 10 | 1930 | St Clair | 42.9256 | -82.4606
3828 | Cloverland Electric Co-op | 1868 | Dafter | Electric Utility | MI | 2 | 1 | 0.9 | Petroleum Liquids | DFO | IC | 2 | 1995 | 11 | 1955 | Chippewa | 46.3744 | -84.4172
772 | Archer Daniels Midland Co | 10859 | Valdosta | Industrial Non-CHP | GA | GEN1 | 2.5 | 2.5 | Wood/Wood Waste Biomass | WDS | ST | 1 | 1995 | 1 | 1985 | Lowndes | 30.8 | -83.2
59875 | Olin Blue Cube Operations | 52120 | Freeport Energy | Industrial CHP | TX | G-32 | 50 | 50 | Natural Gas Fired Combined Cycle | NG | CA | 1 | 1995 | 12 | 1952 | Brazoria | 28.9913 | -95.4075
7486 | City of Grand Junction - (IA) | 1143 | Grand Junction | Electric Utility | IA | 1 | 0.5 | 0.4 | Petroleum Liquids | DFO | IC | 12 | 1994 | 7 | 1952 | Greene | 42.0296 | -94.3699
6526 | FirstEnergy Generation Corp | 2877 | FirstEnergy Acme | IPP Non-CHP | OH | 2 | 72 | 72 | Conventional Steam Coal | BIT | ST | 12 | 1994 | 6 | 1951 | Lucas | 41.6544 | -83.5156
4959 | Aniak Light & Power Co Inc | 7182 | Aniak | Electric Utility | AK | 5 | 0.3 | 0.3 | Petroleum Liquids | DFO | IC | 4 | 1994 | 5 | 1991 | Bethel | 61.5807 | -159.5356
3762 | City of Cleveland - (OH) | 2908 | Lake Road (OH) | Electric Utility | OH | 10 | 25 | 25 | Conventional Steam Coal | BIT | ST | 1 | 1994 | 1 | 1953 | Cuyahoga | 41.5278 | -81.6494
3762 | City of Cleveland - (OH) | 2908 | Lake Road (OH) | Electric Utility | OH | 11 | 85 | 85 | Conventional Steam Coal | BIT | ST | 1 | 1994 | 1 | 1967 | Cuyahoga | 41.5278 | -81.6494
3762 | City of Cleveland - (OH) | 2908 | Lake Road (OH) | Electric Utility | OH | 8 | 25 | 25 | Conventional Steam Coal | BIT | ST | 1 | 1994 | 1 | 1941 | Cuyahoga | 41.5278 | -81.6494
3762 | City of Cleveland - (OH) | 2908 | Lake Road (OH) | Electric Utility | OH | 9 | 25 | 25 | Conventional Steam Coal | BIT | ST | 1 | 1994 | 1 | 1953 | Cuyahoga | 41.5278 | -81.6494
14165 | NRG Power Midwest LP | 3138 | New Castle Plant | IPP Non-CHP | PA | 1 | 35 | 40 | Conventional Steam Coal | BIT | ST | 12 | 1993 | 11 | 1939 | Lawrence | 40.9379 | -80.369
14165 | NRG Power Midwest LP | 3138 | New Castle Plant | IPP Non-CHP | PA | 2 | 35 | 40 | Conventional Steam Coal | BIT | ST | 12 | 1993 | 11 | 1947 | Lawrence | 40.9379 | -80.369
30150 | CBY DBA Yakutat Power | 6637 | Yakutat | Electric Utility | AK | 4 | 1.1 | 1.1 | Petroleum Liquids | DFO | IC | 6 | 1993 | 3 | 1973 | YAKUTAT | 59.5446 | -139.7243
11208 | Los Angeles Department of Water & Power | 408 | Valley (CA) | Electric Utility | CA | 1 | 100 | 95 | Natural Gas Steam Turbine | NG | ST | 12 | 1992 | 9 | 1954 | Los Angeles | 34.245 | -118.3913
11208 | Los Angeles Department of Water & Power | 408 | Valley (CA) | Electric Utility | CA | 2 | 100 | 99 | Natural Gas Steam Turbine | NG | ST | 12 | 1992 | 12 | 1954 | Los Angeles | 34.245 | -118.3913
10559 | City of La Crosse - (KS) | 1297 | La Crosse | Electric Utility | KS | 3 | 0.6 | 0.6 | Petroleum Liquids | DFO | IC | 12 | 1992 | 9 | 1950 | Rush | 38.5317 | -99.3083
40444 | Truckee-Carson Irrigation District | 6521 | Lahontan | Electric Utility | NV | IC1 | 1 | 0.9 | Petroleum Liquids | DFO | IC | 12 | 1992 | 1 | 1949 | CHURCHILL | 39.4625 | -119.0667
40444 | Truckee-Carson Irrigation District | 6521 | Lahontan | Electric Utility | NV | IC2 | 1 | 0.9 | Petroleum Liquids | DFO | IC | 12 | 1992 | 1 | 1949 | CHURCHILL | 39.4625 | -119.0667
11426 | Massachusetts Water Res Auth | 10826 | Winsor Dam Power Station | IPP Non-CHP | MA | WINS | 1.2 | 0.6 | Conventional Hydroelectric | WAT | HY | 12 | 1991 | 9 | 1950 | Hampshire | 42.2831 | -72.3431
20604 | City of Whittemore - (IA) | 1201 | Whittemore | Electric Utility | IA | 3 | 0.2 | 0.2 | Petroleum Liquids | DFO | IC | 7 | 1991 | 8 | 1950 | Kossuth | 43.0644 | -94.4219
10620 | City of Lake Worth - (FL) | 673 | Tom G Smith | Electric Utility | FL | S4 | 32.5 | 32 | Natural Gas Steam Turbine | NG | ST | 12 | 1990 | 8 | 1971 | Palm Beach | 26.6128 | -80.0677
20604 | City of Whittemore - (IA) | 1201 | Whittemore | Electric Utility | IA | 1 | 0.1 | 0.1 | Petroleum Liquids | DFO | IC | 6 | 1990 | 8 | 1946 | Kossuth | 43.0644 | -94.4219
14203 | City of Osawatomie - (KS) | 1314 | Osawatomie City of | Electric Utility | KS | 3 | 0.4 | 0.3 | Petroleum Liquids | DFO | IC | 4 | 1990 | 88 | 1934 | MIAMI | 38.5017 | -94.9601
10633 | City of Lamar - (CO) | 508 | Lamar Plant | Electric Utility | CO | 2 | 3 | 3 | Natural Gas Steam Turbine | NG | ST | 7 | 1989 | 8 | 1939 | Prowers | 38.0333 | -102.5379
10633 | City of Lamar - (CO) | 508 | Lamar Plant | Electric Utility | CO | 3 | 5 | 6 | Natural Gas Steam Turbine | NG | ST | 7 | 1989 | 8 | 1952 | Prowers | 38.0333 | -102.5379
11273 | Lower Valley Energy Inc | 6394 | Swift Creek | Electric Utility | WY | 1 | 0.4 | 0.4 | Conventional Hydroelectric | WAT | HY | 1 | 1988 | 88 | 1940 | LINCOLN | 42.7284 | -110.9166
11273 | Lower Valley Energy Inc | 6394 | Swift Creek | Electric Utility | WY | 2 | 0.4 | 0.4 | Conventional Hydroelectric | WAT | HY | 1 | 1988 | 88 | 1940 | LINCOLN | 42.7284 | -110.9166
16653 | Sappi Cloquet LLC | 50639 | Sappi Cloquet Mill | Industrial CHP | MN | GEN1 | 2 | 2 | Wood/Wood Waste Biomass | BLQ | ST | 1 | 1988 | 1 | 1925 | Carlton | 46.7243 | -92.4298
17139 | Shell Oil Co-Deer Park | 50304 | Shell Deer Park | Industrial CHP | TX | GEN3 | 5 | 4.7 | All Other | PUR | ST | 12 | 1986 | 6 | 1943 | Harris | 29.7232 | -95.1289
10620 | City of Lake Worth - (FL) | 673 | Tom G Smith | Electric Utility | FL | S2 | 7.5 | 7 | Natural Gas Steam Turbine | NG | ST | 8 | 1986 | 11 | 1967 | Palm Beach | 26.6128 | -80.0677
3452 | Chevron USA Inc-El Sequndo | 10213 | El Segundo Cogen | Industrial CHP | CA | GEN3 | 1.5 | 1 | Natural Gas Fired Combined Cycle | NG | CA | 6 | 1986 | 1 | 1975 | Los Angeles | 33.9058 | -118.4031
16609 | San Diego Gas & Electric Co | 309 | Silver Gate | Electric Utility | CA | 1 | 40 | 40 | Petroleum Liquids | DFO | ST | 1 | 1985 | 1 | 1943 | San Diego | 32.6972 | -117.1147
16609 | San Diego Gas & Electric Co | 309 | Silver Gate | Electric Utility | CA | 2 | 69 | 62 | Petroleum Liquids | DFO | ST | 1 | 1985 | 5 | 1948 | San Diego | 32.6972 | -117.1147
16609 | San Diego Gas & Electric Co | 309 | Silver Gate | Electric Utility | CA | 3 | 69 | 62 | Petroleum Liquids | DFO | ST | 1 | 1985 | 8 | 1950 | San Diego | 32.6972 | -117.1147
16609 | San Diego Gas & Electric Co | 309 | Silver Gate | Electric Utility | CA | 4 | 69 | 64 | Petroleum Liquids | DFO | ST | 1 | 1985 | 9 | 1952 | San Diego | 32.6972 | -117.1147
20860 | Wisconsin Public Service Corp | 4064 | Hat Rapids | Electric Utility | WI | 2 | 0.5 | 0.3 | Conventional Hydroelectric | WAT | HY | 10 | 1984 | 6 | 1905 | Oneida | 45.5711 | -89.4806
20860 | Wisconsin Public Service Corp | 4064 | Hat Rapids | Electric Utility | WI | 3 | 0.4 | 0.1 | Conventional Hydroelectric | WAT | HY | 9 | 1984 | 0 | 1924 | Oneida | 45.5711 | -89.4806
13781 | Northern States Power Co - Minnesota | 1932 | West Fairbault | Electric Utility | MN | 1 | 16.2 | 17 | Natural Gas Fired Combustion Turbine | NG | GT | 9 | 1981 | 9 | 1965 | Rice | 44.2697 | -93.2906
5109 | DTE Electric Company | 1743 | St Clair | Electric Utility | MI | 5 | 357.7 | 250 | Petroleum Liquids | RFO | ST | 1 | 1980 | 4 | 1959 | St Clair | 42.7642 | -82.4719
14232 | Otter Tail Power Co | 3352 | Lake Preston | Electric Utility | SD | 1 | 24.1 | 21.2 | Petroleum Liquids | DFO | GT | 1 | 1978 | 0 | 1948 | Kingsbury | 44.3649 | -97.3811
16572 | Salt River Project | 143 | Crosscut | Electric Utility | AZ | CC1 | 7.5 | 7.5 | Natural Gas Steam Turbine | NG | ST | 10 | 1974 | 1 | 1942 | Maricopa | 33.4394 | -111.9461
16572 | Salt River Project | 143 | Crosscut | Electric Utility | AZ | CC2 | 7.5 | 7.5 | Natural Gas Steam Turbine | NG | ST | 10 | 1974 | 1 | 1942 | Maricopa | 33.4394 | -111.9461
16572 | Salt River Project | 143 | Crosscut | Electric Utility | AZ | CC3 | 7.5 | 7.5 | Natural Gas Steam Turbine | NG | ST | 10 | 1974 | 1 | 1942 | Maricopa | 33.4394 | -111.9461
16572 | Salt River Project | 143 | Crosscut | Electric Utility | AZ | CC4 | 7.5 | 7.5 | Natural Gas Steam Turbine | NG | ST | 10 | 1974 | 5 | 1949 | Maricopa | 33.4394 | -111.9461
15698 | Raton Public Service Company | 2468 | Raton | Electric Utility | NM | 3 | 1.5 | 1.8 | Conventional Steam Coal | BIT | ST | 12 | 1970 | 9 | 1937
11135 | City of Logan - (UT) | 3675 | Hydro III | Electric Utility | UT | 1 | 0.7 | 0.7 | Conventional Hydroelectric | WAT | HY | 1 | 1970 | 1 | 1923 | Cache | 41.7464 | -111.746
3082 | Carrollton Board of Public Wks | 2120 | Carrollton | Electric Utility | MO | 1 | 0.3 | 0.3 | Petroleum Liquids | DFO | IC | 8 | 1950 | 88 | 1941 | Carroll | 39.3515 | -93.5016
3082 | Carrollton Board of Public Wks | 2120 | Carrollton | Electric Utility | MO | 2 | 0.3 | 0.3 | Petroleum Liquids | DFO | IC | 8 | 1950 | 88 | 1941 | Carroll | 39.3515 | -93.5016
3473 | Metro Wtr Recl Dist Grtr Chi | 10903 | Lockport Powerhouse | IPP Non-CHP | IL | GEN1 | 8 | 6 | Conventional Hydroelectric | WAT | HY | 1 | 1950 | 1 | 1908 | Will | 41.5697 | -88.0789
3473 | Metro Wtr Recl Dist Grtr Chi | 10903 | Lockport Powerhouse | IPP Non-CHP | IL | GEN2 | 8 | 6 | Conventional Hydroelectric | WAT | HY | 1 | 1950 | 1 | 1935 | Will | 41.5697 | -88.0789
NOTES: Capacity from facilities with a total generator nameplate capacity less than 1 MW are excluded from this report. This exclusion may represent a signifciant portion of capacity for some technologies such as solar photovoltaic generation. Sources: U.S. Energy Information Administration, Form EIA-860, 'Annual Electric Generator Report' and Form EIA-860M, 'Monthly Update to the Annual Electric Generator Report.'

## Canceled or Postponed
Inventory of Canceled or Indefinitely Postponed Projects as of May 2016
Entity ID | Entity Name | Plant ID | Plant Name | Sector | Plant State | Generator ID | Nameplate Capacity (MW) | Net Summer Capacity (MW) | Technology | Energy Source Code | Prime Mover Code | County | Latitude | Longitude
5580 | East Kentucky Power Coop, Inc | 54 | J K Smith | Electric Utility | KY | GT11 | 98 | 74 | Natural Gas Fired Combustion Turbine | NG | GT | Clark | 37.8833 | -84.1017
5580 | East Kentucky Power Coop, Inc | 54 | J K Smith | Electric Utility | KY | GT12 | 98 | 74 | Natural Gas Fired Combustion Turbine | NG | GT | Clark | 37.8833 | -84.1017
5580 | East Kentucky Power Coop, Inc | 54 | J K Smith | Electric Utility | KY | GT8 | 83 | 74 | Natural Gas Fired Combustion Turbine | NG | GT | Clark | 37.8833 | -84.1017
5580 | East Kentucky Power Coop, Inc | 54 | J K Smith | Electric Utility | KY | ST1 | 329.4 | 278 | Conventional Steam Coal | BIT | ST | Clark | 37.8833 | -84.1017
986 | Aurora Energy LLC | 79 | Aurora Energy LLC Chena | IPP CHP | AK | 7 | 2.3 | 2.3 | Conventional Steam Coal | SUB | ST | Fairbanks North Star | 64.8477 | -147.7351
21554 | Seminole Electric Cooperative Inc | 136 | Seminole (FL) | Electric Utility | FL | 3 | 850 | 750 | Conventional Steam Coal | BIT | ST | Putnam | 29.7331 | -81.6328
54895 | FirstLight Power Resources Services LLC | 552 | Shepaug | IPP Non-CHP | CT | 2 | 49.2 | 39 | Petroleum Liquids | DFO | GT | New Haven | 41.4484 | -73.2953
18454 | Tampa Electric Co | 645 | Big Bend | Electric Utility | FL | GT5 | 62 | 56 | Natural Gas Fired Combustion Turbine | NG | GT | Hillsborough | 27.7944 | -82.4036
18454 | Tampa Electric Co | 645 | Big Bend | Electric Utility | FL | GT6 | 62 | 56 | Natural Gas Fired Combustion Turbine | NG | GT | Hillsborough | 27.7944 | -82.4036
8795 | City of Homestead - (FL) | 665 | G W Ivey | Electric Utility | FL | 22 | 0.4 | 0.4 | Natural Gas Internal Combustion Engine | NG | IC | Miami Dade | 25.4756 | -80.47
10623 | City of Lakeland - (FL) | 676 | C D McIntosh Jr | Electric Utility | FL | 4 | 288 | 288 | Petroleum Coke | PC | ST | Polk | 28.0801 | -81.9229
18445 | City of Tallahassee - (FL) | 688 | Arvah B Hopkins | Electric Utility | FL | 5 | 212.5 | 156 | Natural Gas Fired Combined Cycle | NG | CT | Leon | 30.4522 | -84.4
18445 | City of Tallahassee - (FL) | 688 | Arvah B Hopkins | Electric Utility | FL | CT A | 50 | 36 | Natural Gas Fired Combined Cycle | NG | CT | Leon | 30.4522 | -84.4
59632 | Medicine Bow Wind LLC | 692 | Medicine Bow | Electric Utility | WY | 12 | 0.7 | 0.7 | Onshore Wind Turbine | WND | WT | Carbon | 41.8353 | -106.2428
59632 | Medicine Bow Wind LLC | 692 | Medicine Bow | Electric Utility | WY | 13 | 0.7 | 0.7 | Onshore Wind Turbine | WND | WT | Carbon | 41.8353 | -106.2428
14653 | PUD No 1 of Pend Oreille County | 773 | Sullivan CR | Electric Utility | WA | 1 | 4.5 | 4.5 | Conventional Hydroelectric | WAT | HY | Pend Oreille | 48.8633 | -117.3453
14653 | PUD No 1 of Pend Oreille County | 773 | Sullivan CR | Electric Utility | WA | 2 | 4.5 | 4.5 | Conventional Hydroelectric | WAT | HY | Pend Oreille | 48.8633 | -117.3453
1179 | Emera Maine | 783 | Basin Mills | Electric Utility | ME | 1 | 12 | 12 | Conventional Hydroelectric | WAT | HY | Penobscot | 44.875 | -68.6731
1179 | Emera Maine | 783 | Basin Mills | Electric Utility | ME | 2 | 12 | 12 | Conventional Hydroelectric | WAT | HY | Penobscot | 44.875 | -68.6731
1179 | Emera Maine | 783 | Basin Mills | Electric Utility | ME | 3 | 12 | 12 | Conventional Hydroelectric | WAT | HY | Penobscot | 44.875 | -68.6731
1179 | Emera Maine | 784 | Veazie C | Electric Utility | ME | 1 | 8 | 8 | Conventional Hydroelectric | WAT | HY | Penobscot | 44.8367 | -68.6981
40215 | Cordova Electric Coop, Inc | 789 | Orca | Electric Utility | AK | 1 | 1.5 | 1.5 | Petroleum Liquids | DFO | IC | Valdez Cordova | 60.555 | -145.7531
40215 | Cordova Electric Coop, Inc | 789 | Orca | Electric Utility | AK | 2 | 1.5 | 1.5 | Petroleum Liquids | DFO | IC | Valdez Cordova | 60.555 | -145.7531
20813 | City of Winfield - (KS) | 1332 | West 14th Street | Electric Utility | KS | IC1 | 1.6 | 1.6 | Petroleum Liquids | DFO | IC | Cowley | 37.2354 | -97.011
21461 | NRG Canal LLC | 1599 | Canal | IPP Non-CHP | MA | UN2R | 330 | 330 | Natural Gas Fired Combustion Turbine | NG | GT | Barnstable | 41.7694 | -70.5097
8776 | City of Holyoke Gas and Electric Dept. | 1605 | Hadley Falls | Electric Utility | MA | 3 | 3.5 | 3.4 | Conventional Hydroelectric | WAT | HY | Hampden | 42.2119 | -72.6036
8776 | City of Holyoke Gas and Electric Dept. | 1607 | Riverside Holyoke | Electric Utility | MA | 6 | 1.1 | 0.9 | Conventional Hydroelectric | WAT | HY | Hampden | 42.2006 | -72.5944
13781 | Northern States Power Co - Minnesota | 1904 | Black Dog | Electric Utility | MN | 6 | 360 | 360 | Natural Gas Fired Combined Cycle | NG | CA | Dakota | 44.8108 | -93.2501
13781 | Northern States Power Co - Minnesota | 1904 | Black Dog | Electric Utility | MN | 7 | 200 | 200 | Natural Gas Fired Combined Cycle | NG | CT | Dakota | 44.8108 | -93.2501
13781 | Northern States Power Co - Minnesota | 1904 | Black Dog | Electric Utility | MN | 8 | 200 | 200 | Natural Gas Fired Combined Cycle | NG | CT | Dakota | 44.8108 | -93.2501
12792 | NRG New York LLC | 2625 | Bowline Point | IPP Non-CHP | NY | BOW3 | 750 | 750 | Natural Gas Fired Combined Cycle | NG | CT | Rockland | 41.2044 | -73.9689
5416 | Duke Energy Carolinas, LLC | 2721 | James E. Rogers Energy Complex | Electric Utility | NC | 7 | 800 | 800 | Conventional Steam Coal | BIT | ST | Cleveland | 35.22 | -81.7594
55983 | Luminant Generation Company LLC | 3492 | Morgan Creek | IPP Non-CHP | TX | 7 | 800 | 800 | Conventional Steam Coal | SUB | ST | Mitchell | 32.3358 | -100.9156
56884 | Big Brown Power Company LLC | 3497 | Big Brown | IPP Non-CHP | TX | 3 | 800 | 800 | Conventional Steam Coal | SUB | ST | Freestone | 31.8206 | -96.0544
59588 | Lake Creek 3 Power Company LLC | 3502 | Lake Creek | IPP Non-CHP | TX | ST3 | 800 | 800 | Conventional Steam Coal | SUB | ST | McLennan | 31.4647 | -96.985
56881 | Valley NG Power Company LLC | 3508 | Valley (TX) | IPP Non-CHP | TX | 4 | 800 | 800 | Conventional Steam Coal | SUB | ST | Fannin | 33.6281 | -96.3676
20860 | Wisconsin Public Service Corp | 4072 | Pulliam | Electric Utility | WI | GT1 | 85 | 74 | Natural Gas Fired Combustion Turbine | NG | GT | Brown | 44.54 | -88.0086
20860 | Wisconsin Public Service Corp | 4072 | Pulliam | Electric Utility | WI | GT2 | 85 | 74 | Natural Gas Fired Combustion Turbine | NG | GT | Brown | 44.54 | -88.0086
10056 | City of Kaukauna | 4120 | New Badger | Electric Utility | WI | 1 | 1.8 | 1.8 | Conventional Hydroelectric | WAT | HY | Outagamie | 44.2772 | -88.2678
10056 | City of Kaukauna | 4120 | New Badger | Electric Utility | WI | 2 | 1.8 | 1.8 | Conventional Hydroelectric | WAT | HY | Outagamie | 44.2772 | -88.2678
11571 | Manitowoc Public Utilities | 4125 | Manitowoc | Electric Utility | WI | 8 | 60 | 60 | Petroleum Coke | PC | ST | Manitowoc | 44.082 | -87.6558
2010 | City of Bountiful | 4264 | Joes Valley Dam | Electric Utility | UT | NA1 | 1.2 | 0.7 | Conventional Hydroelectric | WAT | HY | Emery | 39.2875 | -111.2664
2010 | City of Bountiful | 4264 | Joes Valley Dam | Electric Utility | UT | NA2 | 1.2 | 0.7 | Conventional Hydroelectric | WAT | HY | Emery | 39.2875 | -111.2664
2010 | City of Bountiful | 4264 | Joes Valley Dam | Electric Utility | UT | NA3 | 1 | 1 | Conventional Hydroelectric | WAT | HY | Emery | 39.2875 | -111.2664
6452 | Florida Power & Light Co | 6043 | Martin | Electric Utility | FL | 5CC | 448 | 419 | Natural Gas Fired Combined Cycle | NG | CC | Martin | 27.0536 | -80.5628
6452 | Florida Power & Light Co | 6043 | Martin | Electric Utility | FL | 5CW | 429 | 394 | Natural Gas Fired Combined Cycle | NG | CA | Martin | 27.0536 | -80.5628
6452 | Florida Power & Light Co | 6043 | Martin | Electric Utility | FL | 6CC | 448 | 419 | Natural Gas Fired Combined Cycle | NG | CC | Martin | 27.0536 | -80.5628
6452 | Florida Power & Light Co | 6043 | Martin | Electric Utility | FL | 6CW | 429 | 394 | Natural Gas Fired Combined Cycle | NG | CA | Martin | 27.0536 | -80.5628
11252 | Louisiana Generating LLC | 6055 | Big Cajun 2 | IPP Non-CHP | LA | BC24 | 730 |  |  |  | ST | Pointe Coupee | 30.7261 | -91.3692
9996 | City of Kansas City - (KS) | 6064 | Nearman Creek | Electric Utility | KS | 2 | 261 | 235 | Conventional Steam Coal | SUB | ST | Wyandotte | 39.1681 | -94.6975
9996 | City of Kansas City - (KS) | 6064 | Nearman Creek | Electric Utility | KS | CT5 | 55 | 45 | Natural Gas Fired Combustion Turbine | NG | GT | Wyandotte | 39.1681 | -94.6975
11806 | Massachusetts Mun Wholes Electric Co | 6081 | Stony Brook | Electric Utility | MA | 3A | 302 | 289 | Natural Gas Fired Combined Cycle | NG | CC | Hampden | 42.1978 | -72.5106
11806 | Massachusetts Mun Wholes Electric Co | 6081 | Stony Brook | Electric Utility | MA | CT4 | 120 | 100 | Petroleum Liquids | DFO | CT | Hampden | 42.1978 | -72.5106
14063 | Oklahoma Gas & Electric Co | 6095 | Sooner | Electric Utility | OK | RR1 | 950 | 885 | Conventional Steam Coal | SUB | ST | Noble | 36.4531 | -97.0528
55983 | Luminant Generation Company LLC | 6146 | Martin Lake | IPP Non-CHP | TX | 4 | 800 | 800 | Conventional Steam Coal | SUB | ST | Rusk | 32.2606 | -94.5706
55983 | Luminant Generation Company LLC | 6147 | Monticello | IPP Non-CHP | TX | 4 | 800 | 800 | Conventional Steam Coal | SUB | ST | Titus | 33.0917 | -95.0417
57097 | Oak Grove Management Co LLC | 6180 | Oak Grove (TX) | IPP Non-CHP | TX | 1 | 800.8 | 750 | Conventional Steam Coal | LIG | ST | Robertson | 31.1803 | -96.4866
57097 | Oak Grove Management Co LLC | 6180 | Oak Grove (TX) | IPP Non-CHP | TX | 2 | 800.8 | 750 | Conventional Steam Coal | LIG | ST | Robertson | 31.1803 | -96.4866
2518 | U S Bureau of Reclamation | 6396 | Black Canyon | Electric Utility | ID | 3 | 12.5 | 12.5 | Conventional Hydroelectric | WAT | HY | Gem | 43.9305 | -116.4372
1615 | Town of Berlin - (MD) | 6565 | Berlin | Electric Utility | MD | 6A | 5 | 5 | Petroleum Liquids | DFO | IC | Worcester | 38.3278 | -75.2172
1615 | Town of Berlin - (MD) | 6565 | Berlin | Electric Utility | MD | 7A | 7.5 | 7.5 | Petroleum Liquids | DFO | IC | Worcester | 38.3278 | -75.2172
17609 | Southern California Edison Co | 6704 | Pebbly Beach | Electric Utility | CA | MT12 | 0.1 | 0.1 | Petroleum Liquids | PG | GT | Los Angeles | 33.3331 | -118.3103
17609 | Southern California Edison Co | 6704 | Pebbly Beach | Electric Utility | CA | MT13 | 0.1 | 0.1 | Petroleum Liquids | PG | GT | Los Angeles | 33.3331 | -118.3103
20447 | Western Farmers Elec Coop, Inc | 6772 | Hugo | Electric Utility | OK | 2 | 750 | 750 | Conventional Steam Coal | SUB | ST | Choctaw | 34.0158 | -95.3206
56598 | Major Oak Power, LLC | 7030 | Major Oak Power | IPP Non-CHP | TX | 3 | 600 | 600 | Conventional Steam Coal | LIG | ST | Robertson | 31.0919 | -96.695
17539 | South Carolina Electric&Gas Company | 7106 | NA 1 (SC) | Electric Utility | SC | GT1 | 170 | 150 | Natural Gas Fired Combustion Turbine | NG | GT | NOT IN FILE
15470 | Duke Energy Indiana, LLC | 7228 | NA 1 (IN) | Electric Utility | IN | 1 | 318 | 286 | Natural Gas Fired Combustion Turbine | NG | GT | NOT IN FILE
15470 | Duke Energy Indiana, LLC | 7228 | NA 1 (IN) | Electric Utility | IN | 10 | 259 | 191 | Natural Gas Fired Combustion Turbine | NG | GT | NOT IN FILE
15470 | Duke Energy Indiana, LLC | 7228 | NA 1 (IN) | Electric Utility | IN | 11 | 259 | 252.2 | Natural Gas Fired Combustion Turbine | NG | GT | NOT IN FILE
15470 | Duke Energy Indiana, LLC | 7228 | NA 1 (IN) | Electric Utility | IN | 12 | 239 | 214 | Natural Gas Fired Combustion Turbine | NG | GT | NOT IN FILE
15470 | Duke Energy Indiana, LLC | 7228 | NA 1 (IN) | Electric Utility | IN | 13 | 239 | 214 | Natural Gas Fired Combustion Turbine | NG | GT | NOT IN FILE
15470 | Duke Energy Indiana, LLC | 7228 | NA 1 (IN) | Electric Utility | IN | 14 | 239 | 214 | Natural Gas Fired Combustion Turbine | NG | GT | NOT IN FILE
15470 | Duke Energy Indiana, LLC | 7228 | NA 1 (IN) | Electric Utility | IN | 15 | 239 | 214 | Natural Gas Fired Combustion Turbine | NG | GT | NOT IN FILE
15470 | Duke Energy Indiana, LLC | 7228 | NA 1 (IN) | Electric Utility | IN | 16 | 239 | 214 | Natural Gas Fired Combustion Turbine | NG | GT | NOT IN FILE
15470 | Duke Energy Indiana, LLC | 7228 | NA 1 (IN) | Electric Utility | IN | 2 | 96 | 72.5 | Natural Gas Fired Combustion Turbine | NG | GT | NOT IN FILE
15470 | Duke Energy Indiana, LLC | 7228 | NA 1 (IN) | Electric Utility | IN | 3 | 96 | 72.5 | Natural Gas Fired Combustion Turbine | NG | GT | NOT IN FILE
15470 | Duke Energy Indiana, LLC | 7228 | NA 1 (IN) | Electric Utility | IN | 4 | 96 | 96 | Natural Gas Fired Combustion Turbine | NG | GT | NOT IN FILE
15470 | Duke Energy Indiana, LLC | 7228 | NA 1 (IN) | Electric Utility | IN | 5 | 185 | 156 | Natural Gas Fired Combustion Turbine | NG | GT | NOT IN FILE
15470 | Duke Energy Indiana, LLC | 7228 | NA 1 (IN) | Electric Utility | IN | 6 | 185 | 156 | Natural Gas Fired Combustion Turbine | NG | GT | NOT IN FILE
15470 | Duke Energy Indiana, LLC | 7228 | NA 1 (IN) | Electric Utility | IN | 7 | 185 | 156 | Natural Gas Fired Combustion Turbine | NG | GT | NOT IN FILE
15470 | Duke Energy Indiana, LLC | 7228 | NA 1 (IN) | Electric Utility | IN | 8 | 552 | 552 | Natural Gas Fired Combustion Turbine | NG | GT | NOT IN FILE
15470 | Duke Energy Indiana, LLC | 7228 | NA 1 (IN) | Electric Utility | IN | 9 | 259 | 191 | Natural Gas Fired Combustion Turbine | NG | GT | NOT IN FILE
18454 | Tampa Electric Co | 7242 | Polk | Electric Utility | FL | 6 | 600 | 459 | Natural Gas Fired Combined Cycle | NG | CC | Polk | 27.7286 | -81.9897
18454 | Tampa Electric Co | 7242 | Polk | Electric Utility | FL | 7 | 195.8 | 155 | Natural Gas Fired Combustion Turbine | NG | GT | Polk | 27.7286 | -81.9897
18454 | Tampa Electric Co | 7242 | Polk | Electric Utility | FL | 8 | 600 | 459 | Natural Gas Fired Combustion Turbine | NG | GT | Polk | 27.7286 | -81.9897
18454 | Tampa Electric Co | 7242 | Polk | Electric Utility | FL | 9 | 463 | 459 | Natural Gas Fired Combined Cycle | NG | CA | Polk | 27.7286 | -81.9897
17539 | South Carolina Electric&Gas Company | 7253 | NA 5 | Electric Utility | SC | NA5 | 170 | 150 | Natural Gas Fired Combustion Turbine | NG | GT | NOT IN FILE
17539 | South Carolina Electric&Gas Company | 7300 | NA 8 | Electric Utility | SC | GT8 | 170 | 150 | Natural Gas Fired Combustion Turbine | NG | GT | NOT IN FILE
6455 | Duke Energy Florida, Inc | 7302 | Hines Energy Complex | Electric Utility | FL | 5 | 517 | 461 | Natural Gas Fired Combined Cycle | NG | CC | Polk | 27.7882 | -81.87
6455 | Duke Energy Florida, Inc | 7302 | Hines Energy Complex | Electric Utility | FL | 6 | 517 | 461 | Natural Gas Fired Combined Cycle | NG | CC | Polk | 27.7882 | -81.87
21554 | Seminole Electric Cooperative Inc | 7380 | Midulla Generating Station | Electric Utility | FL | 1 | 300 | 260 | Petroleum Liquids | DFO | CA | Hardee | 27.6417 | -81.9625
21554 | Seminole Electric Cooperative Inc | 7380 | Midulla Generating Station | Electric Utility | FL | 2 | 193 | 153 | Petroleum Liquids | DFO | CT | Hardee | 27.6417 | -81.9625
21554 | Seminole Electric Cooperative Inc | 7380 | Midulla Generating Station | Electric Utility | FL | PW9 | 62 | 54 | Natural Gas Fired Combined Cycle | NG | CT | Hardee | 27.6417 | -81.9625
14164 | City of Orangeburg - (SC) | 7480 | Rowesville Rd Plant | Electric Utility | SC | 3 | 4.8 | 4.2 | Natural Gas Fired Combustion Turbine | NG | GT | Orangeburg | 33.4366 | -80.8474
14164 | City of Orangeburg - (SC) | 7480 | Rowesville Rd Plant | Electric Utility | SC | 4 | 4.8 | 4.2 | Natural Gas Fired Combustion Turbine | NG | GT | Orangeburg | 33.4366 | -80.8474
3046 | Duke Energy Progress - (NC) | 7539 | NA 1 (NC) | Electric Utility | NC | 10 | 160 | 160 | Natural Gas Fired Combined Cycle | NG | CA | NOT IN FILE
3046 | Duke Energy Progress - (NC) | 7539 | NA 1 (NC) | Electric Utility | NC | 11 | 195 | 167 | Natural Gas Fired Combined Cycle | NG | CT | NOT IN FILE
3046 | Duke Energy Progress - (NC) | 7539 | NA 1 (NC) | Electric Utility | NC | 12 | 195 | 183 | Natural Gas Fired Combined Cycle | NG | CC | NOT IN FILE
3046 | Duke Energy Progress - (NC) | 7539 | NA 1 (NC) | Electric Utility | NC | 4 | 195 | 167 | Natural Gas Fired Combined Cycle | NG | CT | NOT IN FILE
3046 | Duke Energy Progress - (NC) | 7539 | NA 1 (NC) | Electric Utility | NC | 5 | 160 | 162 | Natural Gas Fired Combined Cycle | NG | CA | NOT IN FILE
3046 | Duke Energy Progress - (NC) | 7539 | NA 1 (NC) | Electric Utility | NC | 6 | 195 | 167 | Natural Gas Fired Combined Cycle | NG | CT | NOT IN FILE
3046 | Duke Energy Progress - (NC) | 7539 | NA 1 (NC) | Electric Utility | NC | 7 | 612 | 483 | Natural Gas Fired Combined Cycle | NG | CC | NOT IN FILE
3046 | Duke Energy Progress - (NC) | 7539 | NA 1 (NC) | Electric Utility | NC | 9 | 195.3 | 155 | Natural Gas Fired Combined Cycle | NG | CT | NOT IN FILE
3046 | Duke Energy Progress - (NC) | 7539 | NA 1 (NC) | Electric Utility | NC | CCE1 | 557 | 474 | Natural Gas Fired Combined Cycle | NG | CC | NOT IN FILE
3046 | Duke Energy Progress - (NC) | 7539 | NA 1 (NC) | Electric Utility | NC | CCW1 | 278 | 237 | Natural Gas Fired Combined Cycle | NG | CC | NOT IN FILE
3046 | Duke Energy Progress - (NC) | 7539 | NA 1 (NC) | Electric Utility | NC | CT1 | 195 | 153 | Natural Gas Fired Combustion Turbine | NG | GT | NOT IN FILE
3046 | Duke Energy Progress - (NC) | 7539 | NA 1 (NC) | Electric Utility | NC | CT2 | 195 | 153 | Natural Gas Fired Combustion Turbine | NG | GT | NOT IN FILE
195 | Alabama Power Co | 7708 | APC1 | Electric Utility | AL | 2 | 270 | 270 | Natural Gas Fired Combined Cycle | NG | CC
17650 | Southern Power Co | 7710 | H Allen Franklin Combined Cycle | IPP Non-CHP | AL | CT4A | 203.1 | 203.1 | Natural Gas Fired Combined Cycle | NG | CT | Lee | 32.6078 | -85.0975
17650 | Southern Power Co | 7710 | H Allen Franklin Combined Cycle | IPP Non-CHP | AL | CT4B | 203.1 | 203.1 | Natural Gas Fired Combined Cycle | NG | CT | Lee | 32.6078 | -85.0975
17650 | Southern Power Co | 7710 | H Allen Franklin Combined Cycle | IPP Non-CHP | AL | ST4 | 281.9 | 282 | Natural Gas Fired Combined Cycle | NG | CA | Lee | 32.6078 | -85.0975
7140 | Georgia Power Co | 7711 | GPC3 | Electric Utility | GA | 1 | 660 | 660 | Natural Gas Fired Combined Cycle | NG | CC
7140 | Georgia Power Co | 7712 | GPC4 | Electric Utility | GA | 1 | 570 | 570 | Natural Gas Fired Combustion Turbine | NG | GT
7140 | Georgia Power Co | 7713 | GPC5 | Electric Utility | GA | 1 | 930 | 930 | Natural Gas Fired Combustion Turbine | NG | GT
7140 | Georgia Power Co | 7714 | GPC6 | Electric Utility | GA | 1 | 570 | 570 | Natural Gas Fired Combined Cycle | NG | CC
3046 | Duke Energy Progress - (NC) | 7727 | Future Gen Plant 1 | Electric Utility | NC | 1 | 211.8 | 162 | Natural Gas Fired Combined Cycle | NG | CC
3046 | Duke Energy Progress - (NC) | 7728 | Future Gen Plant 2 | Electric Utility | NC | 1 | 612 | 480 | Natural Gas Fired Combined Cycle | NG | CC
5701 | El Paso Electric Co | 7732 | Turbine | Electric Utility | TX | 1 | 121 | 121 | Natural Gas Fired Combustion Turbine | NG | GT | El Paso
21554 | Seminole Electric Cooperative Inc | 7738 | Unknown | Electric Utility | FL | 1 | 300 | 300 | Petroleum Liquids | DFO | GT | Hardee | 27.6278 | -81.845
21554 | Seminole Electric Cooperative Inc | 7738 | Unknown | Electric Utility | FL | GT1 | 180 | 153 | Petroleum Liquids | DFO | GT | Hardee | 27.6278 | -81.845
21554 | Seminole Electric Cooperative Inc | 7738 | Unknown | Electric Utility | FL | GT2 | 180 | 153 | Petroleum Liquids | DFO | GT | Hardee | 27.6278 | -81.845
21554 | Seminole Electric Cooperative Inc | 7738 | Unknown | Electric Utility | FL | GT3 | 180 | 153 | Petroleum Liquids | DFO | GT | Hardee | 27.6278 | -81.845
21554 | Seminole Electric Cooperative Inc | 7738 | Unknown | Electric Utility | FL | GT4 | 180 | 153 | Petroleum Liquids | DFO | GT | Hardee | 27.6278 | -81.845
21554 | Seminole Electric Cooperative Inc | 7738 | Unknown | Electric Utility | FL | GT5 | 180 | 153 | Petroleum Liquids | DFO | GT | Hardee | 27.6278 | -81.845
21554 | Seminole Electric Cooperative Inc | 7738 | Unknown | Electric Utility | FL | GT6 | 180 | 153 | Petroleum Liquids | DFO | GT | Hardee | 27.6278 | -81.845
21554 | Seminole Electric Cooperative Inc | 7738 | Unknown | Electric Utility | FL | GT7 | 180 | 153 | Petroleum Liquids | DFO | GT | Hardee | 27.6278 | -81.845
6452 | Florida Power & Light Co | 7744 | Unsited | Electric Utility | FL | 1 | 448 | 448 | Natural Gas Fired Combined Cycle | NG | CC
6452 | Florida Power & Light Co | 7744 | Unsited | Electric Utility | FL | 2 | 448 | 448 | Natural Gas Fired Combined Cycle | NG | CC
924 | Associated Electric Coop, Inc | 7749 | Essex | Electric Utility | MO | 2 | 108 |  |  |  | GT | Stoddard | 36.8682 | -89.8402
40230 | Deseret Generation & Tran Coop | 7790 | Bonanza | Electric Utility | UT | 2 | 110 | 86 | Conventional Steam Coal | WC | ST | Uintah | 40.0864 | -109.2844
11560 | City of Manassas - (VA) | 7797 | Dominion/Lo Mar | Electric Utility | VA | DOM3 | 1.8 | 1.6 | Petroleum Liquids | DFO | IC | Prince William | 38.7443 | -77.4974
11560 | City of Manassas - (VA) | 7797 | Dominion/Lo Mar | Electric Utility | VA | DOM4 | 1.8 | 1.6 | Petroleum Liquids | DFO | IC | Prince William | 38.7443 | -77.4974
11560 | City of Manassas - (VA) | 7797 | Dominion/Lo Mar | Electric Utility | VA | LOM4 | 1.8 | 1.6 | Petroleum Liquids | DFO | IC | Prince William | 38.7443 | -77.4974
10393 | PUD No 1 of Klickitat County | 7832 | Roosevelt Biogas 1 | Electric Utility | WA | 6 | 2.1 | 2.1 | Landfill Gas | LFG | IC | Klickitat | 45.8015 | -120.1672
17543 | South Carolina Public Service Authority | 7834 | John S Rainey | Electric Utility | SC | CT4B | 170 | 146 | Natural Gas Fired Combustion Turbine | NG | GT | Anderson | 34.3477 | -82.7745
17543 | South Carolina Public Service Authority | 7834 | John S Rainey | Electric Utility | SC | CT5B | 170 | 146 | Natural Gas Fired Combined Cycle | NG | CT | Anderson | 34.3477 | -82.7745
17543 | South Carolina Public Service Authority | 7834 | John S Rainey | Electric Utility | SC | ST5S | 190 | 160 | Natural Gas Fired Combined Cycle | NG | CA | Anderson | 34.3477 | -82.7745
56386 | Essential Power Rock Springs LLC | 7835 | Essential Power Rock Springs LLC | IPP Non-CHP | MD | 5 | 195 | 160 | Natural Gas Fired Combustion Turbine | NG | GT | Cecil | 39.719 | -76.1598
56386 | Essential Power Rock Springs LLC | 7835 | Essential Power Rock Springs LLC | IPP Non-CHP | MD | 6 | 195 | 160 | Natural Gas Fired Combustion Turbine | NG | GT | Cecil | 39.719 | -76.1598
40229 | Old Dominion Electric Coop | 7836 | Marsh Run Generation Facility | Electric Utility | VA | 4 | 195.5 | 195.5 | Natural Gas Fired Combustion Turbine | NG | GT | Fauquier | 38.5283 | -77.7681
4716 | Dairyland Power Coop | 7863 | Elk Mound | Electric Utility | WI | 3 | 35.5 | 35.5 | Natural Gas Fired Combustion Turbine | NG | GT | Chippewa | 44.9028 | -91.5681
4716 | Dairyland Power Coop | 7863 | Elk Mound | Electric Utility | WI | 4 | 35.5 | 35.5 | Natural Gas Fired Combustion Turbine | NG | GT | Chippewa | 44.9028 | -91.5681
18454 | Tampa Electric Co | 7873 | H L Culbreath Bayside Power Station | Electric Utility | FL | 3A | 189.9 | 160 | Natural Gas Fired Combustion Turbine | NG | GT | Hillsborough | 27.9072 | -82.4231
18454 | Tampa Electric Co | 7873 | H L Culbreath Bayside Power Station | Electric Utility | FL | 3B | 189.9 | 160 | Natural Gas Fired Combustion Turbine | NG | GT | Hillsborough | 27.9072 | -82.4231
18454 | Tampa Electric Co | 7873 | H L Culbreath Bayside Power Station | Electric Utility | FL | 7 | 62 | 56 | Natural Gas Fired Combustion Turbine | NG | GT | Hillsborough | 27.9072 | -82.4231
18454 | Tampa Electric Co | 7873 | H L Culbreath Bayside Power Station | Electric Utility | FL | 8 | 62 | 56 | Natural Gas Fired Combustion Turbine | NG | GT | Hillsborough | 27.9072 | -82.4231
12686 | Mississippi Power Co | 7875 | MPC1 | Electric Utility | MS | 1 | 360 | 360 | Natural Gas Fired Combustion Turbine | NG | GT
195 | Alabama Power Co | 7876 | APC2 | Electric Utility | AL | 1 | 300 | 300 | Natural Gas Fired Combined Cycle | NG | CT
195 | Alabama Power Co | 7877 | APC3 | Electric Utility | AL | 1 | 200 | 200 | Natural Gas Fired Combined Cycle | NG | CC
13100 | Municipal Electric Authority | 7879 | MEAG1 | Electric Utility | GA | 1 | 170.9 | 162 | Natural Gas Fired Combined Cycle | NG | CT
13100 | Municipal Electric Authority | 7880 | MEAG2 | Electric Utility | GA | 1 | 170.9 | 162 | Natural Gas Fired Combined Cycle | NG | CT
13100 | Municipal Electric Authority | 7881 | MEAG3 | Electric Utility | GA | 1 | 170.9 | 162 | Natural Gas Fired Combined Cycle | NG | CT
18454 | Tampa Electric Co | 7889 | NA 1 | Electric Utility | FL | 1 | 195 | 150 | Natural Gas Fired Combustion Turbine | NG | GT
21554 | Seminole Electric Cooperative Inc | 7890 | Unnamed | Electric Utility | FL | CC1 | 290 | 153 | Natural Gas Fired Combined Cycle | NG | CC
21554 | Seminole Electric Cooperative Inc | 7890 | Unnamed | Electric Utility | FL | CC2 | 290 | 153 | Natural Gas Fired Combined Cycle | NG | CC
21554 | Seminole Electric Cooperative Inc | 7890 | Unnamed | Electric Utility | FL | GT1 | 193 | 153 | Petroleum Liquids | DFO | GT
21554 | Seminole Electric Cooperative Inc | 7890 | Unnamed | Electric Utility | FL | GT2 | 193 | 153 | Petroleum Liquids | DFO | GT
21554 | Seminole Electric Cooperative Inc | 7890 | Unnamed | Electric Utility | FL | GT3 | 193 | 153 | Petroleum Liquids | DFO | GT
6452 | Florida Power & Light Co | 7893 | Midway | Electric Utility | FL | 1 | 429 | 324 | Natural Gas Fired Combined Cycle | NG | CC | Taylor
6452 | Florida Power & Light Co | 7893 | Midway | Electric Utility | FL | 2 | 429 | 324 | Natural Gas Fired Combined Cycle | NG | CC | Taylor
6452 | Florida Power & Light Co | 7893 | Midway | Electric Utility | FL | 3 | 429 | 394 | Natural Gas Fired Combined Cycle | NG | CC | Taylor
11249 | Louisville Gas & Electric Co | 7894 | Unknown | Electric Utility | KY | 1 | 181 | 148 | Natural Gas Fired Combustion Turbine | NG | GT
11249 | Louisville Gas & Electric Co | 7894 | Unknown | Electric Utility | KY | 2 | 181 | 148 | Natural Gas Fired Combustion Turbine | NG | GT
11249 | Louisville Gas & Electric Co | 7894 | Unknown | Electric Utility | KY | 3 | 181 | 148 | Natural Gas Fired Combustion Turbine | NG | GT
11249 | Louisville Gas & Electric Co | 7894 | Unknown | Electric Utility | KY | 4 | 185 | 160 | Natural Gas Fired Combustion Turbine | NG | GT
11249 | Louisville Gas & Electric Co | 7894 | Unknown | Electric Utility | KY | 5 | 185 | 160 | Natural Gas Fired Combustion Turbine | NG | GT
11249 | Louisville Gas & Electric Co | 7894 | Unknown | Electric Utility | KY | 6 | 185 | 150 | Natural Gas Fired Combustion Turbine | NG | GT
11249 | Louisville Gas & Electric Co | 7894 | Unknown | Electric Utility | KY | 7 | 185 | 150 | Natural Gas Fired Combustion Turbine | NG | GT
11249 | Louisville Gas & Electric Co | 7894 | Unknown | Electric Utility | KY | 8 | 185 | 160 | Natural Gas Fired Combustion Turbine | NG | GT
17650 | Southern Power Co | 7897 | E B Harris Electric Generating Plant | IPP Non-CHP | AL | 3 | 615 | 615 | Natural Gas Fired Combined Cycle | NG | CC | Autauga | 32.3814 | -86.5744
17650 | Southern Power Co | 7897 | E B Harris Electric Generating Plant | IPP Non-CHP | AL | 4 | 615 | 615 | Natural Gas Fired Combined Cycle | NG | CC | Autauga | 32.3814 | -86.5744
10000 | Kansas City Power & Light Co | 7928 | Osawatomie | Electric Utility | KS | 2 | 91.3 | 69.6 | Natural Gas Fired Combustion Turbine | NG | GT | Miami | 38.5322 | -94.9026
10000 | Kansas City Power & Light Co | 7928 | Osawatomie | Electric Utility | KS | 3 | 91.3 | 69.6 | Natural Gas Fired Combustion Turbine | NG | GT | Miami | 38.5322 | -94.9026
10000 | Kansas City Power & Light Co | 7928 | Osawatomie | Electric Utility | KS | 4 | 91.3 | 69.6 | Natural Gas Fired Combustion Turbine | NG | GT | Miami | 38.5322 | -94.9026
10000 | Kansas City Power & Light Co | 7928 | Osawatomie | Electric Utility | KS | 5 | 91.3 | 69.6 | Natural Gas Fired Combustion Turbine | NG | GT | Miami | 38.5322 | -94.9026
10000 | Kansas City Power & Light Co | 7928 | Osawatomie | Electric Utility | KS | 6 | 91.3 | 69.6 | Natural Gas Fired Combustion Turbine | NG | GT | Miami | 38.5322 | -94.9026
10000 | Kansas City Power & Light Co | 7928 | Osawatomie | Electric Utility | KS | 7 | 91.3 | 69.6 | Natural Gas Fired Combustion Turbine | NG | GT | Miami | 38.5322 | -94.9026
10000 | Kansas City Power & Light Co | 7928 | Osawatomie | Electric Utility | KS | 8 | 91.3 | 69.6 | Natural Gas Fired Combustion Turbine | NG | GT | Miami | 38.5322 | -94.9026
18642 | Tennessee Valley Authority | 7950 | Franklin (TN) | Electric Utility | TN | 1 | 170 | 170 | Natural Gas Fired Combined Cycle | NG | CC | Franklin | 35.2706 | -86.1394
18642 | Tennessee Valley Authority | 7950 | Franklin (TN) | Electric Utility | TN | 2 | 170 | 170 | Natural Gas Fired Combined Cycle | NG | CC | Franklin | 35.2706 | -86.1394
18642 | Tennessee Valley Authority | 7950 | Franklin (TN) | Electric Utility | TN | 3 | 170 | 170 | Natural Gas Fired Combined Cycle | NG | CC | Franklin | 35.2706 | -86.1394
13809 | NorthWestern Energy - (SD) | 7956 | Future CT | Electric Utility | SD | 1 | 28 | 24 | Natural Gas Fired Combustion Turbine | NG | GT | Hyde | 44.5225 | -99.4411
13809 | NorthWestern Energy - (SD) | 7956 | Future CT | Electric Utility | SD | 2 | 28 | 24 | Natural Gas Fired Combustion Turbine | NG | GT | Hyde | 44.5225 | -99.4411
59159 | Central Electric Power | 7957 | Sediver | Electric Utility | SC | CT2A | 165 | 146 | Natural Gas Fired Combined Cycle | NG | CT | York | 34.9653 | -81.1872
59159 | Central Electric Power | 7957 | Sediver | Electric Utility | SC | CT2B | 165 | 146 | Natural Gas Fired Combined Cycle | NG | CT | York | 34.9653 | -81.1872
59159 | Central Electric Power | 7957 | Sediver | Electric Utility | SC | ST1S | 190 | 160 | Natural Gas Fired Combined Cycle | NG | CA | York | 34.9653 | -81.1872
17543 | South Carolina Public Service Authority | 7958 | Horry Land Fill Gas Site | Electric Utility | SC | HG4 | 1.1 | 1.1 | Landfill Gas | LFG | IC | Horry | 33.8125 | -78.9672
13100 | Municipal Electric Authority | 7968 | W R Clayton Plant | Electric Utility | GA | 1 | 180 | 155 | Natural Gas Fired Combustion Turbine | NG | GT | Walton | 33.8194 | -83.6944
13100 | Municipal Electric Authority | 7968 | W R Clayton Plant | Electric Utility | GA | 2 | 180 | 155 | Natural Gas Fired Combustion Turbine | NG | GT | Walton | 33.8194 | -83.6944
13100 | Municipal Electric Authority | 7968 | W R Clayton Plant | Electric Utility | GA | 3 | 153 | 155 | Natural Gas Fired Combustion Turbine | NG | GT | Walton | 33.8194 | -83.6944
4362 | Corn Belt Energy Corporation | 8003 | Prairie Energy | Electric Utility | IL | 1 | 91 | 82 | Conventional Steam Coal | BIT | ST | Logan | 39.995 | -89.4858
11731 | City of Marshall - (MN) | 8014 | Co Rd 33 | Electric Utility | MN | 7 | 2.5 | 2.5 | Petroleum Liquids | DFO | IC | Lyon | 44.4814 | -95.7558
11731 | City of Marshall - (MN) | 8014 | Co Rd 33 | Electric Utility | MN | 8 | 2.5 | 2.5 | Petroleum Liquids | DFO | IC | Lyon | 44.4814 | -95.7558
12647 | ALLETE, Inc. | 8057 | Superior Generation Energy Center | Electric Utility | WI | GEN1 | 170 | 145 | Natural Gas Fired Combustion Turbine | NG | GT | Douglas | 46.6919 | -92.0586
18947 | City of Tipton - (IA) | 8106 | Tipton | Electric Utility | IA | 5A | 1.2 | 1.1 | Petroleum Liquids | DFO | IC | Cedar | 41.7717 | -91.1321
24211 | Tucson Electric Power Co | 8223 | Springerville | Electric Utility | AZ | 5 | 400 | 375 | Conventional Steam Coal | SUB | ST | Apache | 34.3186 | -109.1639
7726 | Sharp Grossmont Hospital | 10115 | Grossmont Hospital | Commercial CHP | CA | GEN3 | 4.5 | 4.2 | Natural Gas Fired Combustion Turbine | NG | GT | San Diego | 32.7797 | -117.0064
2719 | CalWind Resources Inc | 10191 | Tehachapi Wind Resource I | IPP Non-CHP | CA | PLAN | 0.6 | 0.6 | Onshore Wind Turbine | WND | WT | Kern | 35.0606 | -118.3897
2848 | California Institute-Technolgy | 10262 | California Institute of Technology | Commercial CHP | CA | GEN3 | 2.5 | 2.5 | Natural Gas Fired Combined Cycle | NG | CT | Los Angeles | 34.1385 | -118.1256
2848 | California Institute-Technolgy | 10262 | California Institute of Technology | Commercial CHP | CA | GEN4 | 2.5 | 2.5 | Natural Gas Fired Combined Cycle | NG | CA | Los Angeles | 34.1385 | -118.1256
2848 | California Institute-Technolgy | 10262 | California Institute of Technology | Commercial CHP | CA | GEN5 | 1 | 1 | Natural Gas Fired Combined Cycle | NG | CT | Los Angeles | 34.1385 | -118.1256
19148 | Veolia Energy Trenton L.P | 50094 | Veolia Energy Trenton L.P. | Commercial CHP | NJ | 1 | 4.6 | 0 | Natural Gas Fired Combustion Turbine | NG | GT | Mercer | 40.2167 | -74.7667
19148 | Veolia Energy Trenton L.P | 50094 | Veolia Energy Trenton L.P. | Commercial CHP | NJ | 2 | 4.6 | 1.1 | Natural Gas Fired Combustion Turbine | NG | GT | Mercer | 40.2167 | -74.7667
867 | ARCO Products Co-Watson | 50216 | Watson Cogeneration | Industrial CHP | CA | GN97 | 94.2 | 79.6 | Natural Gas Fired Combined Cycle | NG | CT | Los Angeles | 33.8166 | -118.2448
18760 | TPC Group, LLC | 50229 | Texas Petrochemicals | Industrial CHP | TX | GT1 | 105 | 105 | Natural Gas Fired Combined Cycle | NG | CT | Harris | 29.6981 | -95.2547
18760 | TPC Group, LLC | 50229 | Texas Petrochemicals | Industrial CHP | TX | GT2 | 35 | 35 | Natural Gas Fired Combined Cycle | NG | CT | Harris | 29.6981 | -95.2547
18760 | TPC Group, LLC | 50229 | Texas Petrochemicals | Industrial CHP | TX | ST#1 | 420 | 420 | Natural Gas Fired Combined Cycle | NG | CA | Harris | 29.6981 | -95.2547
56545 | Pattern Operators LP | 50826 | Tres Vaqueros Wind Farms LLC | IPP Non-CHP | CA | 1 | 28.3 | 28.3 | Onshore Wind Turbine | WND | WT | Contra Costa | 37.7719 | -121.74
20854 | Winnebago County | 50936 | Winnebago County Landfill Gas | IPP CHP | WI | EG6 | 1.4 | 1.4 | Landfill Gas | LFG | IC | Winnebago | 44.083 | -88.5411
49732 | Chevron Products Company-Richmond | 52109 | Richmond Cogen | Industrial CHP | CA | GEN3 | 43 | 43 | Natural Gas Fired Combined Cycle | NG | CT | Contra Costa | 37.9418 | -122.3909
10349 | KIAC Partners | 54114 | Kennedy International Airport Cogen | IPP CHP | NY | CT-3 | 50 | 47 | Natural Gas Fired Combustion Turbine | NG | GT | Queens | 40.6417 | -73.7778
7209 | The Gillette Company | 54225 | Gillette SBMC | Industrial CHP | MA | TG1 | 7.1 | 6.3 | Natural Gas Steam Turbine | NG | ST | Suffolk | 42.3436 | -71.0559
19541 | University of North Carolina | 54276 | Univ of NC Chapel Hill Cogen Facility | Commercial CHP | NC | TG4 | 24 | 20 | Conventional Steam Coal | BIT | ST | Orange | 35.9069 | -79.0617
18912 | Thunder Bay Power Co LLC | 54341 | Four Mile Hydropower Project | IPP Non-CHP | MI | 5 | 0.1 | 0.1 | Conventional Hydroelectric | WAT | HY | Alpena | 45.0933 | -83.5025
18912 | Thunder Bay Power Co LLC | 54342 | Ninth Street Hydropower Project | IPP Non-CHP | MI | 4 | 0.4 | 0.4 | Conventional Hydroelectric | WAT | HY | Alpena | 45.0717 | -83.4381
18028 | State of Wisconsin | 54408 | UW Madison Charter Street Plant | Commercial CHP | WI | 2 | 22 | 12 | Wood/Wood Waste Biomass | WDS | ST | DANE | 43.07 | -89.4006
54842 | WM Renewable Energy LLC | 54700 | Metro Methane Recovery Facility | IPP Non-CHP | IA | GEN9 | 1.6 | 1.6 | Landfill Gas | LFG | IC | Polk | 41.5989 | -93.355
17283 | Seneca Energy II | 54782 | Seneca Energy | IPP Non-CHP | NY | GE19 | 1.6 | 1.6 | Landfill Gas | LFG | IC | Seneca | 42.9281 | -76.8408
17283 | Seneca Energy II | 54782 | Seneca Energy | IPP Non-CHP | NY | GE20 | 1.6 | 1.6 | Landfill Gas | LFG | IC | Seneca | 42.9281 | -76.8408
17283 | Seneca Energy II | 54782 | Seneca Energy | IPP Non-CHP | NY | GE21 | 1.6 | 1.6 | Landfill Gas | LFG | IC | Seneca | 42.9281 | -76.8408
17283 | Seneca Energy II | 54782 | Seneca Energy | IPP Non-CHP | NY | GE22 | 1.6 | 1.6 | Landfill Gas | LFG | IC | Seneca | 42.9281 | -76.8408
55510 | Tiverton Power LLC | 55048 | Tiverton Power Plant | IPP Non-CHP | RI | UNT3 | 179.3 | 159.4 | Natural Gas Fired Combined Cycle | NG | CT | Newport | 41.6422 | -71.1706
55510 | Tiverton Power LLC | 55048 | Tiverton Power Plant | IPP Non-CHP | RI | UNT4 | 93.2 | 90.6 | Natural Gas Fired Combined Cycle | NG | CA | Newport | 41.6422 | -71.1706
17568 | South Mississippi El Pwr Assn | 55063 | Batesville Generation Facility | Electric Utility | MS | CTG4 | 292 | 292 | Natural Gas Fired Combined Cycle | NG | CT | Panola | 34.3356 | -89.9275
15473 | Public Service Co of NM | 55210 | Afton Generating Station | Electric Utility | NM | 0003 | 177 | 141 | Natural Gas Fired Combined Cycle | NG | CT | Dona Ana | 32.1142 | -106.8465
5302 | AES Ohio Generation LLC | 55227 | Hardinsburg Electric Generating Station | IPP Non-CHP | KY | GT1 | 59 | 45 | Natural Gas Fired Combustion Turbine | NG | GT | Breckinridge | 37.7667 | -86.5439
5302 | AES Ohio Generation LLC | 55227 | Hardinsburg Electric Generating Station | IPP Non-CHP | KY | GT2 | 59 | 45 | Natural Gas Fired Combustion Turbine | NG | GT | Breckinridge | 37.7667 | -86.5439
5302 | AES Ohio Generation LLC | 55227 | Hardinsburg Electric Generating Station | IPP Non-CHP | KY | GT3 | 59 | 45 | Natural Gas Fired Combustion Turbine | NG | GT | Breckinridge | 37.7667 | -86.5439
5302 | AES Ohio Generation LLC | 55227 | Hardinsburg Electric Generating Station | IPP Non-CHP | KY | GT4 | 59 | 45 | Natural Gas Fired Combustion Turbine | NG | GT | Breckinridge | 37.7667 | -86.5439
5302 | AES Ohio Generation LLC | 55227 | Hardinsburg Electric Generating Station | IPP Non-CHP | KY | GT5 | 59 | 45 | Natural Gas Fired Combustion Turbine | NG | GT | Breckinridge | 37.7667 | -86.5439
5302 | AES Ohio Generation LLC | 55227 | Hardinsburg Electric Generating Station | IPP Non-CHP | KY | GT6 | 59 | 45 | Natural Gas Fired Combustion Turbine | NG | GT | Breckinridge | 37.7667 | -86.5439
5302 | AES Ohio Generation LLC | 55227 | Hardinsburg Electric Generating Station | IPP Non-CHP | KY | GT7 | 59 | 45 | Natural Gas Fired Combustion Turbine | NG | GT | Breckinridge | 37.7667 | -86.5439
5302 | AES Ohio Generation LLC | 55227 | Hardinsburg Electric Generating Station | IPP Non-CHP | KY | GT8 | 59 | 45 | Natural Gas Fired Combustion Turbine | NG | GT | Breckinridge | 37.7667 | -86.5439
5302 | AES Ohio Generation LLC | 55229 | Montpelier Electric Generating Station | IPP Non-CHP | IN | GT5 | 59 | 45 | Natural Gas Fired Combustion Turbine | NG | GT | Wells | 40.6206 | -85.3057
5302 | AES Ohio Generation LLC | 55229 | Montpelier Electric Generating Station | IPP Non-CHP | IN | GT6 | 59 | 45 | Natural Gas Fired Combustion Turbine | NG | GT | Wells | 40.6206 | -85.3057
5302 | AES Ohio Generation LLC | 55229 | Montpelier Electric Generating Station | IPP Non-CHP | IN | GT7 | 59 | 45 | Natural Gas Fired Combustion Turbine | NG | GT | Wells | 40.6206 | -85.3057
5302 | AES Ohio Generation LLC | 55229 | Montpelier Electric Generating Station | IPP Non-CHP | IN | GT8 | 59 | 45 | Natural Gas Fired Combustion Turbine | NG | GT | Wells | 40.6206 | -85.3057
15473 | Public Service Co of NM | 55252 | Eddy County Generating Station | Electric Utility | NM | 0001 | 44 | 37 | Natural Gas Fired Combustion Turbine | NG | GT | Eddy
2171 | Brazos Valley Energy | 55357 | Brazos Valley Generating Facility | IPP Non-CHP | TX | CTG3 | 200 | 166 | Natural Gas Fired Combined Cycle | NG | CT | Fort Bend | 29.4731 | -95.6244
2171 | Brazos Valley Energy | 55357 | Brazos Valley Generating Facility | IPP Non-CHP | TX | CTG4 | 200 | 166 | Natural Gas Fired Combined Cycle | NG | CT | Fort Bend | 29.4731 | -95.6244
13756 | Northern Indiana Pub Serv Co | 55364 | Sugar Creek Power | Electric Utility | IN | CT21 | 159 | 159 | Natural Gas Fired Combined Cycle | NG | CT | Vigo | 39.3931 | -87.5108
13756 | Northern Indiana Pub Serv Co | 55364 | Sugar Creek Power | Electric Utility | IN | CT22 | 154.3 | 154.3 | Natural Gas Fired Combined Cycle | NG | CT | Vigo | 39.3931 | -87.5108
13756 | Northern Indiana Pub Serv Co | 55364 | Sugar Creek Power | Electric Utility | IN | ST2 | 195.4 | 195.4 | Natural Gas Fired Combined Cycle | NG | CA | Vigo | 39.3931 | -87.5108
5302 | AES Ohio Generation LLC | 55384 | Harrod Electric Generating Station | IPP Non-CHP | OH | GT1 | 94 | 76 | Natural Gas Fired Combustion Turbine | NG | GT | Allen | 40.7028 | -83.8992
5302 | AES Ohio Generation LLC | 55384 | Harrod Electric Generating Station | IPP Non-CHP | OH | GT2 | 94 | 76 | Natural Gas Fired Combustion Turbine | NG | GT | Allen | 40.7028 | -83.8992
5302 | AES Ohio Generation LLC | 55384 | Harrod Electric Generating Station | IPP Non-CHP | OH | GT3 | 94 | 76 | Natural Gas Fired Combustion Turbine | NG | GT | Allen | 40.7028 | -83.8992
5302 | AES Ohio Generation LLC | 55384 | Harrod Electric Generating Station | IPP Non-CHP | OH | GT4 | 94 | 76 | Natural Gas Fired Combustion Turbine | NG | GT | Allen | 40.7028 | -83.8992
5302 | AES Ohio Generation LLC | 55384 | Harrod Electric Generating Station | IPP Non-CHP | OH | GT5 | 94 | 76 | Natural Gas Fired Combustion Turbine | NG | GT | Allen | 40.7028 | -83.8992
5302 | AES Ohio Generation LLC | 55384 | Harrod Electric Generating Station | IPP Non-CHP | OH | GT6 | 94 | 76 | Natural Gas Fired Combustion Turbine | NG | GT | Allen | 40.7028 | -83.8992
5302 | AES Ohio Generation LLC | 55385 | Fairmount Electric Generating | IPP Non-CHP | IN | GT1 | 58.9 | 58.9 | Natural Gas Fired Combustion Turbine | NG | GT | Grant | 40.4714 | -85.5017
5302 | AES Ohio Generation LLC | 55385 | Fairmount Electric Generating | IPP Non-CHP | IN | GT2 | 58.9 | 58.9 | Natural Gas Fired Combustion Turbine | NG | GT | Grant | 40.4714 | -85.5017
5302 | AES Ohio Generation LLC | 55385 | Fairmount Electric Generating | IPP Non-CHP | IN | GT3 | 58.9 | 58.9 | Natural Gas Fired Combustion Turbine | NG | GT | Grant | 40.4714 | -85.5017
5302 | AES Ohio Generation LLC | 55385 | Fairmount Electric Generating | IPP Non-CHP | IN | GT4 | 58.9 | 58.9 | Natural Gas Fired Combustion Turbine | NG | GT | Grant | 40.4714 | -85.5017
5302 | AES Ohio Generation LLC | 55385 | Fairmount Electric Generating | IPP Non-CHP | IN | GT5 | 58.9 | 58.9 | Natural Gas Fired Combustion Turbine | NG | GT | Grant | 40.4714 | -85.5017
5302 | AES Ohio Generation LLC | 55385 | Fairmount Electric Generating | IPP Non-CHP | IN | GT6 | 58.9 | 58.9 | Natural Gas Fired Combustion Turbine | NG | GT | Grant | 40.4714 | -85.5017
5302 | AES Ohio Generation LLC | 55385 | Fairmount Electric Generating | IPP Non-CHP | IN | GT7 | 58.9 | 58.9 | Natural Gas Fired Combustion Turbine | NG | GT | Grant | 40.4714 | -85.5017
5302 | AES Ohio Generation LLC | 55385 | Fairmount Electric Generating | IPP Non-CHP | IN | GT8 | 58.9 | 58.9 | Natural Gas Fired Combustion Turbine | NG | GT | Grant | 40.4714 | -85.5017
21191 | Zion Energy LLC | 55392 | Zion Energy Center | IPP Non-CHP | IL | CTG4 | 198.9 | 152 | Natural Gas Fired Combustion Turbine | NG | GT | Lake | 42.4776 | -87.895
21191 | Zion Energy LLC | 55392 | Zion Energy Center | IPP Non-CHP | IL | CTG5 | 198.9 | 152 | Natural Gas Fired Combustion Turbine | NG | GT | Lake | 42.4776 | -87.895
40192 | Shady Hills Power Co LLC | 55414 | Shady Hills Generating Station | IPP Non-CHP | FL | G401 | 259 | 200 | Natural Gas Fired Combustion Turbine | NG | GT | Pasco | 28.3665 | -82.5586
40192 | Shady Hills Power Co LLC | 55414 | Shady Hills Generating Station | IPP Non-CHP | FL | G501 | 259 | 200 | Natural Gas Fired Combustion Turbine | NG | GT | Pasco | 28.3665 | -82.5586
814 | Entergy Arkansas Inc | 55418 | Hot Spring Generating Facility | Electric Utility | AR | CT3 | 198.9 | 173.8 | Natural Gas Fired Combined Cycle | NG | CT | Hot Spring | 34.2976 | -92.8683
814 | Entergy Arkansas Inc | 55418 | Hot Spring Generating Facility | Electric Utility | AR | CT4 | 198.9 | 173.8 | Natural Gas Fired Combined Cycle | NG | CT | Hot Spring | 34.2976 | -92.8683
814 | Entergy Arkansas Inc | 55418 | Hot Spring Generating Facility | Electric Utility | AR | ST2 | 317.1 | 304.4 | Natural Gas Fired Combined Cycle | NG | CA | Hot Spring | 34.2976 | -92.8683
2338 | Calpine Central LP | 55465 | Amelia Energy Center | IPP Non-CHP | TX | CTG1 | 180 | 180 | Natural Gas Fired Combined Cycle | NG | CT | Jefferson | 30.0775 | -94.2344
2338 | Calpine Central LP | 55465 | Amelia Energy Center | IPP Non-CHP | TX | CTG2 | 180 | 180 | Natural Gas Fired Combined Cycle | NG | CT | Jefferson | 30.0775 | -94.2344
2338 | Calpine Central LP | 55465 | Amelia Energy Center | IPP Non-CHP | TX | CTG3 | 180 | 180 | Natural Gas Fired Combined Cycle | NG | CT | Jefferson | 30.0775 | -94.2344
2338 | Calpine Central LP | 55465 | Amelia Energy Center | IPP Non-CHP | TX | STG1 | 360 | 360 | Natural Gas Fired Combined Cycle | NG | CA | Jefferson | 30.0775 | -94.2344
803 | Arizona Public Service Co | 55522 | Sundance | Electric Utility | AZ | CT11 | 45 | 38 | Natural Gas Fired Combustion Turbine | NG | GT | Pinal | 32.9285 | -111.5899
803 | Arizona Public Service Co | 55522 | Sundance | Electric Utility | AZ | CT12 | 45 | 38 | Natural Gas Fired Combustion Turbine | NG | GT | Pinal | 32.9285 | -111.5899
56608 | Calpine Mid-Merit LLC | 55524 | York Energy Center | IPP Non-CHP | PA | CTG7 | 120 | 120 | Natural Gas Fired Combined Cycle | NG | CT | York | 39.7375 | -76.3067
56772 | TX LFG Energy, LP | 55551 | Baytown | IPP Non-CHP | TX | UN5 | 1.3 | 1 | Landfill Gas | LFG | IC | Chambers | 29.6744 | -94.9139
2799 | Calpine Corp - Metcalf Energy Center | 55642 | Moapa Paiute Energy Center | IPP Non-CHP | NV | CTG1 | 212 | 185 | Natural Gas Fired Combined Cycle | NG | CT | Clark | 36.702 | -114.5125
2799 | Calpine Corp - Metcalf Energy Center | 55642 | Moapa Paiute Energy Center | IPP Non-CHP | NV | CTG2 | 212 | 185 | Natural Gas Fired Combined Cycle | NG | CT | Clark | 36.702 | -114.5125
2799 | Calpine Corp - Metcalf Energy Center | 55642 | Moapa Paiute Energy Center | IPP Non-CHP | NV | CTG3 | 212 | 185 | Natural Gas Fired Combined Cycle | NG | CT | Clark | 36.702 | -114.5125
2799 | Calpine Corp - Metcalf Energy Center | 55642 | Moapa Paiute Energy Center | IPP Non-CHP | NV | STG1 | 574 | 492 | Natural Gas Fired Combined Cycle | NG | CA | Clark | 36.702 | -114.5125
17650 | Southern Power Co | 55708 | Nacogdoches Power | IPP Non-CHP | TX | CTG1 | 195 | 185 | Natural Gas Fired Combined Cycle | NG | CT | Nacogdoches | 31.8321 | -94.9006
17650 | Southern Power Co | 55708 | Nacogdoches Power | IPP Non-CHP | TX | CTG2 | 190 | 95 | Natural Gas Fired Combined Cycle | NG | CT | Nacogdoches | 31.8321 | -94.9006
17650 | Southern Power Co | 55708 | Nacogdoches Power | IPP Non-CHP | TX | CTG3 | 190 | 95 | Natural Gas Fired Combined Cycle | NG | CT | Nacogdoches | 31.8321 | -94.9006
17650 | Southern Power Co | 55708 | Nacogdoches Power | IPP Non-CHP | TX | STG1 | 100 | 86 | Natural Gas Fired Combined Cycle | NG | CA | Nacogdoches | 31.8321 | -94.9006
17650 | Southern Power Co | 55708 | Nacogdoches Power | IPP Non-CHP | TX | STG2 | 114 | 100 | Natural Gas Fired Combined Cycle | NG | CA | Nacogdoches | 31.8321 | -94.9006
17650 | Southern Power Co | 55708 | Nacogdoches Power | IPP Non-CHP | TX | STG3 | 136 | 68 | Natural Gas Fired Combined Cycle | NG | CA | Nacogdoches | 31.8321 | -94.9006
23279 | Allegheny Energy Supply Co LLC | 55711 | FirstEnergy | IPP Non-CHP | AZ | CTG1 | 180 | 180 | Natural Gas Fired Combined Cycle | NG | CT | La Paz | 33.9358 | -113.555
23279 | Allegheny Energy Supply Co LLC | 55711 | FirstEnergy | IPP Non-CHP | AZ | CTG2 | 180 | 180 | Natural Gas Fired Combined Cycle | NG | CT | La Paz | 33.9358 | -113.555
23279 | Allegheny Energy Supply Co LLC | 55711 | FirstEnergy | IPP Non-CHP | AZ | CTG3 | 180 | 180 | Natural Gas Fired Combined Cycle | NG | CT | La Paz | 33.9358 | -113.555
23279 | Allegheny Energy Supply Co LLC | 55711 | FirstEnergy | IPP Non-CHP | AZ | CTG4 | 180 | 180 | Natural Gas Fired Combined Cycle | NG | CT | La Paz | 33.9358 | -113.555
23279 | Allegheny Energy Supply Co LLC | 55711 | FirstEnergy | IPP Non-CHP | AZ | STG1 | 180 | 180 | Natural Gas Fired Combined Cycle | NG | CA | La Paz | 33.9358 | -113.555
23279 | Allegheny Energy Supply Co LLC | 55711 | FirstEnergy | IPP Non-CHP | AZ | STG2 | 180 | 180 | Natural Gas Fired Combined Cycle | NG | CA | La Paz | 33.9358 | -113.555
9191 | Idaho Power Co | 55733 | Bennett Mountain | Electric Utility | ID | FT01 | 170 | 142 | Natural Gas Fired Combustion Turbine | NG | GT | Elmore | 43.1472 | -115.6666
9191 | Idaho Power Co | 55733 | Bennett Mountain | Electric Utility | ID | FT03 | 50 | 50 | Natural Gas Fired Combustion Turbine | NG | GT | Elmore | 43.1472 | -115.6666
56334 | WEHRAN Energy Corporation | 55778 | Brookhaven Facility | IPP Non-CHP | NY | BH5 | 0.5 | 0.5 | Landfill Gas | LFG | IC | Suffolk | 40.7783 | -72.9156
56334 | WEHRAN Energy Corporation | 55778 | Brookhaven Facility | IPP Non-CHP | NY | BH6 | 0.5 | 0.5 | Landfill Gas | LFG | IC | Suffolk | 40.7783 | -72.9156
2087 | Bowie Power Station LLC | 55780 | Bowie Power Station LLC | IPP CHP | AZ | CT1 | 172 | 172 | Natural Gas Fired Combined Cycle | NG | CT | Cochise | 32.3642 | -109.4959
2087 | Bowie Power Station LLC | 55780 | Bowie Power Station LLC | IPP CHP | AZ | CT2 | 172 | 172 | Natural Gas Fired Combined Cycle | NG | CT | Cochise | 32.3642 | -109.4959
2087 | Bowie Power Station LLC | 55780 | Bowie Power Station LLC | IPP CHP | AZ | CT3 | 172 | 172 | Natural Gas Fired Combined Cycle | NG | CT | Cochise | 32.3642 | -109.4959
2087 | Bowie Power Station LLC | 55780 | Bowie Power Station LLC | IPP CHP | AZ | CT4 | 172 | 172 | Natural Gas Fired Combined Cycle | NG | CT | Cochise | 32.3642 | -109.4959
2087 | Bowie Power Station LLC | 55780 | Bowie Power Station LLC | IPP CHP | AZ | ST1 | 181 | 181 | Natural Gas Fired Combined Cycle | NG | CA | Cochise | 32.3642 | -109.4959
2087 | Bowie Power Station LLC | 55780 | Bowie Power Station LLC | IPP CHP | AZ | ST2 | 181 | 181 | Natural Gas Fired Combined Cycle | NG | CA | Cochise | 32.3642 | -109.4959
55972 | Valencia Power LLC | 55802 | Valencia Energy Facility | IPP Non-CHP | NM | CTG2 | 159.5 | 159.5 | Natural Gas Fired Combustion Turbine | NG | GT | Valencia | 34.6115 | -106.7322
55972 | Valencia Power LLC | 55802 | Valencia Energy Facility | IPP Non-CHP | NM | CTG3 | 84.2 | 84.2 | Natural Gas Fired Combustion Turbine | NG | GT | Valencia | 34.6115 | -106.7322
55972 | Valencia Power LLC | 55802 | Valencia Energy Facility | IPP Non-CHP | NM | CTG4 | 84.2 | 84.2 | Natural Gas Fired Combustion Turbine | NG | GT | Valencia | 34.6115 | -106.7322
55972 | Valencia Power LLC | 55802 | Valencia Energy Facility | IPP Non-CHP | NM | CTG5 | 84.2 | 84.2 | Natural Gas Fired Combined Cycle | NG | CT | Valencia | 34.6115 | -106.7322
55972 | Valencia Power LLC | 55802 | Valencia Energy Facility | IPP Non-CHP | NM | CTG6 | 84.2 | 84.2 | Natural Gas Fired Combined Cycle | NG | CT | Valencia | 34.6115 | -106.7322
16045 | Riverside County Waste Management Dept | 55820 | RCWMD Badlands Landfill Gas Project | Commercial Non-CHP | CA | GEN2 | 1.2 | 1 | Landfill Gas | LFG | IC | Riverside | 33.9583 | -117.125
17650 | Southern Power Co | 55821 | Curtis H Stanton Energy Center | IPP Non-CHP | FL | BCT | 197 | 197 | Coal Integrated Gasification Combined Cycle | SGC | CT | Orange | 28.4882 | -81.1669
17650 | Southern Power Co | 55821 | Curtis H Stanton Energy Center | IPP Non-CHP | FL | BST | 132 | 132 | Coal Integrated Gasification Combined Cycle | SGC | CA | Orange | 28.4882 | -81.1669
2338 | Calpine Central LP | 55834 | Sherry Energy Center | IPP Non-CHP | WI | CT01 | 176 | 176 | Natural Gas Fired Combustion Turbine | NG | GT | Wood | 44.5558 | -89.9464
2338 | Calpine Central LP | 55834 | Sherry Energy Center | IPP Non-CHP | WI | CT02 | 176 | 176 | Natural Gas Fired Combustion Turbine | NG | GT | Wood | 44.5558 | -89.9464
2338 | Calpine Central LP | 55834 | Sherry Energy Center | IPP Non-CHP | WI | CT03 | 176 | 176 | Natural Gas Fired Combustion Turbine | NG | GT | Wood | 44.5558 | -89.9464
2338 | Calpine Central LP | 55834 | Sherry Energy Center | IPP Non-CHP | WI | CT04 | 176 | 176 | Natural Gas Fired Combustion Turbine | NG | GT | Wood | 44.5558 | -89.9464
2338 | Calpine Central LP | 55834 | Sherry Energy Center | IPP Non-CHP | WI | CTG1 | 176 | 176 | Natural Gas Fired Combined Cycle | NG | CT | Wood | 44.5558 | -89.9464
2338 | Calpine Central LP | 55834 | Sherry Energy Center | IPP Non-CHP | WI | CTG2 | 176 | 176 | Natural Gas Fired Combined Cycle | NG | CT | Wood | 44.5558 | -89.9464
2338 | Calpine Central LP | 55834 | Sherry Energy Center | IPP Non-CHP | WI | STG1 | 180 | 180 | Natural Gas Fired Combined Cycle | NG | CA | Wood | 44.5558 | -89.9464
19676 | Valero Refining Co California | 55852 | Valero Refinery Cogeneration Unit 2 | Industrial CHP | CA | GT 2 | 51 | 43.4 | Other Gases | OG | GT | Solano | 38.0739 | -122.1408
17698 | Southwestern Electric Power Co | 55869 | Genova Arkansas I LLC | Electric Utility | AR | CTG1 | 185.7 | 160 | Natural Gas Fired Combined Cycle | NG | CT | Washington | 36.1861 | -94.2842
17698 | Southwestern Electric Power Co | 55869 | Genova Arkansas I LLC | Electric Utility | AR | CTG2 | 185.7 | 160 | Natural Gas Fired Combined Cycle | NG | CT | Washington | 36.1861 | -94.2842
17698 | Southwestern Electric Power Co | 55869 | Genova Arkansas I LLC | Electric Utility | AR | ST1 | 260 | 225 | Natural Gas Fired Combined Cycle | NG | CA | Washington | 36.1861 | -94.2842
56318 | CB&I | 55885 | Montgomery County Oaks LFGE Plant | IPP Non-CHP | MD | N01 | 2.8 | 2.3 | Landfill Gas | LFG | GT | Montgomery | 39.1833 | -77.1167
56318 | CB&I | 55885 | Montgomery County Oaks LFGE Plant | IPP Non-CHP | MD | N02 | 2.8 | 2.3 | Landfill Gas | LFG | GT | Montgomery | 39.1833 | -77.1167
14328 | Pacific Gas & Electric Co | 55937 | TESLA Power Project | Electric Utility | CA | GTG1 | 188 | 162 | Natural Gas Fired Combined Cycle | NG | CT | Alameda | 37.725 | -121.5667
14328 | Pacific Gas & Electric Co | 55937 | TESLA Power Project | Electric Utility | CA | GTG2 | 188 | 162 | Natural Gas Fired Combined Cycle | NG | CT | Alameda | 37.725 | -121.5667
14328 | Pacific Gas & Electric Co | 55937 | TESLA Power Project | Electric Utility | CA | GTG3 | 188 | 162 | Natural Gas Fired Combined Cycle | NG | CT | Alameda | 37.725 | -121.5667
14328 | Pacific Gas & Electric Co | 55937 | TESLA Power Project | Electric Utility | CA | GTG4 | 188 | 162 | Natural Gas Fired Combined Cycle | NG | CT | Alameda | 37.725 | -121.5667
14328 | Pacific Gas & Electric Co | 55937 | TESLA Power Project | Electric Utility | CA | STG1 | 285 | 246 | Natural Gas Fired Combined Cycle | NG | CA | Alameda | 37.725 | -121.5667
14328 | Pacific Gas & Electric Co | 55937 | TESLA Power Project | Electric Utility | CA | STG2 | 285 | 246 | Natural Gas Fired Combined Cycle | NG | CA | Alameda | 37.725 | -121.5667
56160 | NAEA Operating Company LLC | 55938 | NAEA Ocean Peaking Power LLC | IPP Non-CHP | NJ | OPP5 | 191.5 | 149.2 | Natural Gas Fired Combustion Turbine | NG | GT | Ocean | 40.0633 | -74.1672
10379 | Klamath Generation LLC | 56019 | Klamath | IPP CHP | OR | CT-1 | 169.7 | 162 | Natural Gas Fired Combined Cycle | NG | CT
10379 | Klamath Generation LLC | 56019 | Klamath | IPP CHP | OR | CT-2 | 169.7 | 162 | Natural Gas Fired Combined Cycle | NG | CT
10379 | Klamath Generation LLC | 56019 | Klamath | IPP CHP | OR | ST-1 | 244.5 | 220 | Natural Gas Fired Combined Cycle | NG | CA
49736 | Loring Holdings, LLC | 56105 | Loring Power Plant | IPP CHP | ME | GTG1 | 50 | 37 | Natural Gas Fired Combined Cycle | NG | CT | Aroostook | 46.9319 | -67.8933
49736 | Loring Holdings, LLC | 56105 | Loring Power Plant | IPP CHP | ME | STG1 | 30 | 18 | Natural Gas Fired Combined Cycle | NG | CA | Aroostook | 46.9319 | -67.8933
4716 | Dairyland Power Coop | 56149 | Seven Mile Creek LFG | Electric Utility | WI | 5 | 0.8 | 0.7 | Landfill Gas | LFG | IC | Eau Claire | 44.8298 | -91.3731
5338 | Dow Chemical Co | 56152 | Freeport Energy Center | Industrial CHP | TX | CTG2 | 180 | 180 | Natural Gas Fired Combined Cycle | NG | CT | Brazoria | 28.9888 | -95.3954
49805 | Kennecott Utah Copper | 56163 | Kennecott Power Plant | Industrial CHP | UT | MCHP | 6.4 | 5.9 | Natural Gas Fired Combustion Turbine | NG | GT | Salt Lake | 40.7119 | -112.1225
49896 | Newmont Nevada Energy Investment, LLC | 56224 | TS Power Plant | IPP Non-CHP | NV | 002 | 41.9 | 26 | Petroleum Liquids | DFO | GT | Eureka | 40.7461 | -116.5297
49896 | Newmont Nevada Energy Investment, LLC | 56224 | TS Power Plant | IPP Non-CHP | NV | 003 | 41.9 | 26 | Petroleum Liquids | DFO | GT | Eureka | 40.7461 | -116.5297
49896 | Newmont Nevada Energy Investment, LLC | 56224 | TS Power Plant | IPP Non-CHP | NV | 004 | 41.9 | 26 | Petroleum Liquids | DFO | GT | Eureka | 40.7461 | -116.5297
49896 | Newmont Nevada Energy Investment, LLC | 56224 | TS Power Plant | IPP Non-CHP | NV | 005 | 41.9 | 26 | Petroleum Liquids | DFO | GT | Eureka | 40.7461 | -116.5297
803 | Arizona Public Service Co | 56228 | Prescott Airport | Electric Utility | AZ | PV2 | 7 | 7 | Solar Photovoltaic | SUN | PV | Yavapai | 34.6584 | -112.4008
17164 | Sierra Pacific Industries Inc | 56281 | SPI - Everett | Industrial CHP | WA | GEN1 | 28 | 17 | Wood/Wood Waste Biomass | WDS | ST | Snohomish
16612 | City & County of San Francisco | 56305 | San Francisco Electric Reliability Proj | Electric Utility | CA | 1 | 50.5 | 48.3 | Natural Gas Fired Combustion Turbine | NG | GT | San Francisco | 37.7856 | -122.3836
16612 | City & County of San Francisco | 56305 | San Francisco Electric Reliability Proj | Electric Utility | CA | 2 | 50.5 | 48.3 | Natural Gas Fired Combustion Turbine | NG | GT | San Francisco | 37.7856 | -122.3836
16612 | City & County of San Francisco | 56305 | San Francisco Electric Reliability Proj | Electric Utility | CA | 3 | 50.5 | 48.3 | Natural Gas Fired Combustion Turbine | NG | GT | San Francisco | 37.7856 | -122.3836
16612 | City & County of San Francisco | 56306 | San Francisco Intl Airport Ct Project | Electric Utility | CA | 1 | 48 | 48 | Natural Gas Fired Combustion Turbine | NG | GT | San Mateo | 37.6358 | -122.3839
50147 | US Geothermal Inc. | 56317 | Raft River Geothermal Power Plant | IPP Non-CHP | ID | 2 | 18 | 12.5 | Geothermal | GEO | BT | CASSIA | 42.0994 | -113.3825
50158 | Innovative Energy Systems Inc | 56323 | Modern Innovative Energy LLC | IPP Non-CHP | NY | GEN5 | 1.6 | 1.6 | Landfill Gas | LFG | IC | Niagara | 43.2094 | -78.9836
50158 | Innovative Energy Systems Inc | 56323 | Modern Innovative Energy LLC | IPP Non-CHP | NY | GEN6 | 1.6 | 1.6 | Landfill Gas | LFG | IC | Niagara | 43.2094 | -78.9836
50158 | Innovative Energy Systems Inc | 56323 | Modern Innovative Energy LLC | IPP Non-CHP | NY | GEN7 | 1.6 | 1.6 | Landfill Gas | LFG | IC | Niagara | 43.2094 | -78.9836
50158 | Innovative Energy Systems Inc | 56323 | Modern Innovative Energy LLC | IPP Non-CHP | NY | GEN8 | 1.6 | 1.6 | Landfill Gas | LFG | IC | Niagara | 43.2094 | -78.9836
50158 | Innovative Energy Systems Inc | 56324 | Colonie LFGTE Facility | IPP Non-CHP | NY | GEN4 | 1.6 | 1.6 | Landfill Gas | LFG | IC | Albany | 42.8025 | -73.7378
18454 | Tampa Electric Co | 56352 | Tampa Electric Co NA 2 | Electric Utility | FL | 3 | 62 | 56 | Natural Gas Fired Combustion Turbine | NG | GT | HILLSBOROUGH | 27.9072 | -82.4231
18454 | Tampa Electric Co | 56352 | Tampa Electric Co NA 2 | Electric Utility | FL | 4 | 62 | 56 | Natural Gas Fired Combustion Turbine | NG | GT | HILLSBOROUGH | 27.9072 | -82.4231
18454 | Tampa Electric Co | 56352 | Tampa Electric Co NA 2 | Electric Utility | FL | 5 | 178 | 149 | Natural Gas Fired Combustion Turbine | NG | GT | HILLSBOROUGH | 27.9072 | -82.4231
18454 | Tampa Electric Co | 56352 | Tampa Electric Co NA 2 | Electric Utility | FL | 6 | 178 | 149 | Natural Gas Fired Combustion Turbine | NG | GT | HILLSBOROUGH | 27.9072 | -82.4231
18454 | Tampa Electric Co | 56352 | Tampa Electric Co NA 2 | Electric Utility | FL | 7 | 62 | 56 | Natural Gas Fired Combustion Turbine | NG | GT | HILLSBOROUGH | 27.9072 | -82.4231
18454 | Tampa Electric Co | 56353 | Tampa Electric Co NA 3 | Electric Utility | FL | 3 | 45 | 43 | Natural Gas Fired Combustion Turbine | NG | GT | HILLSBOROUGH | 27.7963 | -82.3995
18454 | Tampa Electric Co | 56353 | Tampa Electric Co NA 3 | Electric Utility | FL | 4 | 54 | 54 | Natural Gas Fired Combustion Turbine | NG | GT | HILLSBOROUGH | 27.7963 | -82.3995
18454 | Tampa Electric Co | 56354 | Tampa Electric Co NA 4 | Electric Utility | FL | 5 | 100 | 88 | Natural Gas Fired Combustion Turbine | NG | GT
18454 | Tampa Electric Co | 56354 | Tampa Electric Co NA 4 | Electric Utility | FL | 6 | 100 | 88 | Natural Gas Fired Combustion Turbine | NG | GT
4716 | Dairyland Power Coop | 56366 | Lake Area Landfill Gas Recovery | Electric Utility | WI | 1 | 1 | 1 | Landfill Gas | LFG | IC | WASHBURN | 45.8383 | -91.6919
4716 | Dairyland Power Coop | 56366 | Lake Area Landfill Gas Recovery | Electric Utility | WI | 2 | 1 | 1 | Landfill Gas | LFG | IC | WASHBURN | 45.8383 | -91.6919
4716 | Dairyland Power Coop | 56366 | Lake Area Landfill Gas Recovery | Electric Utility | WI | 3 | 1 | 1 | Landfill Gas | LFG | IC | WASHBURN | 45.8383 | -91.6919
4716 | Dairyland Power Coop | 56366 | Lake Area Landfill Gas Recovery | Electric Utility | WI | 4 | 0.8 | 0.7 | Landfill Gas | LFG | IC | WASHBURN | 45.8383 | -91.6919
56545 | Pattern Operators LP | 56370 | Ecogen Wind | IPP Non-CHP | NY | 1 | 79.5 | 79.5 | Onshore Wind Turbine | WND | WT | Steuben | 42.5869 | -77.3125
15399 | Iberdrola Renewables Inc | 56398 | Jordanville Wind Farm | IPP Non-CHP | NY | 1 | 80 | 80 | Onshore Wind Turbine | WND | WT | Herkimer | 43.5 | -75
20838 | Win-Sam Inc | 56401 | UTSA TEP II | Commercial Non-CHP | TX | GEN2 | 1.5 | 1.5 | Petroleum Liquids | DFO | IC | Bexar | 29.5817 | -98.6186
20838 | Win-Sam Inc | 56401 | UTSA TEP II | Commercial Non-CHP | TX | GEN3 | 1.5 | 1.5 | Petroleum Liquids | DFO | IC | Bexar | 29.5817 | -98.6186
50127 | Exergy Development Group | 56436 | Lava Beds Wind Park LLC | IPP Non-CHP | ID | LBWP | 18 | 18 | Onshore Wind Turbine | WND | WT
50127 | Exergy Development Group | 56438 | Notch Butte Wind Park | IPP Non-CHP | ID | NBWP | 18 | 18 | Onshore Wind Turbine | WND | WT
56864 | MDL Holding Company LLC | 56454 | Taylorville Energy Center | IPP Non-CHP | IL | 1 | 760 | 533 | Coal Integrated Gasification Combined Cycle | SGC | CC
54869 | WMPI PTY LLC | 56455 | WMPI Pty LLC | Industrial Non-CHP | PA | 1 | 41 | 41 | Coal Integrated Gasification Combined Cycle | WC | CC
918 | City of Aspen- (CO) | 56566 | Castle Creek Hydroplant | Electric Utility | CO | 1 | 1.2 | 1.2 | Conventional Hydroelectric | WAT | HY | Pitkin | 39.195 | -106.835
55816 | Robbins Community Power LLC | 56576 | Robbins Community Power LLC | IPP Non-CHP | IL | 1 | 27.5 | 27.5 | Wood/Wood Waste Biomass | WDS | ST
55816 | Robbins Community Power LLC | 56576 | Robbins Community Power LLC | IPP Non-CHP | IL | 2 | 27.5 | 27.5 | Wood/Wood Waste Biomass | WDS | ST
13407 | Nevada Power Co | 56642 | Ely Energy Center | Electric Utility | NV | 1 | 750 | 750 | Conventional Steam Coal | SUB | ST | White Pine | 39.5 | -114.7833
13407 | Nevada Power Co | 56642 | Ely Energy Center | Electric Utility | NV | 2 | 750 | 750 | Conventional Steam Coal | SUB | ST | White Pine | 39.5 | -114.7833
56482 | Gamesa Wind US | 56653 | Crescent Ridge II Wind Energy Project | IPP Non-CHP | IL | 1 | 57.8 | 57.8 | Onshore Wind Turbine | WND | WT | BUREAU | 41.2214 | -89.6017
56545 | Pattern Operators LP | 56655 | Seldom Seen Wind LLC | IPP Non-CHP | PA | 1 | 41 | 41 | Onshore Wind Turbine | WND | WT | CAMBRIA | 40.6958 | -78.6631
56545 | Pattern Operators LP | 56656 | Aragonne Mesa Phase II | IPP Non-CHP | NM | 1 | 110.4 | 110.4 | Onshore Wind Turbine | WND | WT | GUADALUPE | 34.8428 | -104.9761
56482 | Gamesa Wind US | 56657 | Lancaster Wind Farm Project | IPP Non-CHP | IL | 1 | 70 | 70 | Onshore Wind Turbine | WND | WT | STEPHENSON | 42.3539 | -89.5878
56545 | Pattern Operators LP | 56658 | Majestic 2 Wind Farm | IPP Non-CHP | TX | 1 | 79.2 | 79.2 | Onshore Wind Turbine | WND | WT | Carson | 35.3922 | -101.5858
50123 | Leeward Asset Management, LLC | 56660 | Alliant 1 Wind | IPP Non-CHP | IA | 1 | 110 | 110 | Onshore Wind Turbine | WND | WT | FRANKLIN | 42.7392 | -93.2008
56545 | Pattern Operators LP | 56662 | Texas Gulf Wind 2 | IPP Non-CHP | TX | 1 | 187.2 | 187.2 | Onshore Wind Turbine | WND | WT | Kenedy | 27.0011 | -97.5994
56545 | Pattern Operators LP | 56663 | El Paso Wind Project | IPP Non-CHP | IL | 1 | 80 | 80 | Onshore Wind Turbine | WND | WT | WOODFORD | 40.72 | -89.0828
55918 | Acciona Wind Energy USA LLC | 56665 | Dempsey Ridge Wind Farm | IPP Non-CHP | OK | DR2 | 92 | 92 | Onshore Wind Turbine | WND | WT | Roger Mills | 35.5298 | -99.8145
20323 | Wellhead Services Inc | 56676 | Margarita Energy Center | IPP Non-CHP | CA | CTG1 | 48.2 | 46.5 | Natural Gas Fired Combustion Turbine | NG | GT | Orange | 33.5494 | -117.6278
9617 | JEA | 56799 | Greenland Energy Center | Electric Utility | FL | 3 | 230 | 166.6 | Natural Gas Fired Combined Cycle | NG | CA | Duval | 30.1591 | -81.5184
56029 | Fibrowatt LLC | 56816 | FibroCoast | IPP Non-CHP | NC | FC1 | 60 | 55 | Other Waste Biomass | OBS | ST
56029 | Fibrowatt LLC | 56817 | FibroHills | IPP Non-CHP | NC | 1 | 60 | 55 | Other Waste Biomass | OBS | ST
14328 | Pacific Gas & Electric Co | 56820 | Britton Powerhouse | Electric Utility | CA | 1 | 2.8 | 2.8 | Conventional Hydroelectric | WAT | HY | SHASTA | 41.0214 | -121.675
14328 | Pacific Gas & Electric Co | 56821 | Chalk Mountain Powerhouse | Electric Utility | CA | 1 | 2.2 | 2.2 | Conventional Hydroelectric | WAT | HY | SHASTA | 40.9881 | -121.7683
14328 | Pacific Gas & Electric Co | 56822 | Rock Creek Dam | Electric Utility | CA | 01 | 3.6 | 3.6 | Conventional Hydroelectric | WAT | HY | Plumas | 39.9869 | -121.2831
3046 | Duke Energy Progress - (NC) | 56849 | Woodfin | Electric Utility | NC | 1 | 45.5 | 40 | Natural Gas Fired Combustion Turbine | NG | GT | Buncombe | 35.65 | -82.5575
57249 | EPP Renewable Energy | 56885 | Maidencreek Biomass Plant | IPP Non-CHP | PA | GEN 1 | 5.2 | 5.2 | Wood/Wood Waste Biomass | WDS | ST | Berks | 40.4781 | -75.9681
57249 | EPP Renewable Energy | 56886 | Jersey Shore Steel Co | IPP Non-CHP | PA | GEN 1 | 1.6 | 1.6 | Landfill Gas | LFG | IC | Clinton | 41.1364 | -77.4472
57249 | EPP Renewable Energy | 56888 | Warren County Solar | IPP Non-CHP | NJ | GEN 5 | 0.5 | 0.5 | Solar Photovoltaic | SUN | PV | Warren | 40.789 | -75.107
57249 | EPP Renewable Energy | 56888 | Warren County Solar | IPP Non-CHP | NJ | GEN 6 | 0.5 | 0.5 | Solar Photovoltaic | SUN | PV | Warren | 40.789 | -75.107
57249 | EPP Renewable Energy | 56888 | Warren County Solar | IPP Non-CHP | NJ | GEN 7 | 0.5 | 0.5 | Solar Photovoltaic | SUN | PV | Warren | 40.789 | -75.107
57249 | EPP Renewable Energy | 56888 | Warren County Solar | IPP Non-CHP | NJ | GEN 8 | 0.5 | 0.5 | Solar Photovoltaic | SUN | PV | Warren | 40.789 | -75.107
57249 | EPP Renewable Energy | 56888 | Warren County Solar | IPP Non-CHP | NJ | GEN 9 | 0.5 | 0.5 | Solar Photovoltaic | SUN | PV | Warren | 40.789 | -75.107
57249 | EPP Renewable Energy | 56888 | Warren County Solar | IPP Non-CHP | NJ | GEN10 | 0.5 | 0.5 | Solar Photovoltaic | SUN | PV | Warren | 40.789 | -75.107
55868 | Noble Wind Operations LLC | 56903 | Noble Bellmont Windpark LLC | IPP Non-CHP | NY | 1 | 21 | 21 | Onshore Wind Turbine | WND | WT | Franklin | 44.8908 | -73.9858
56061 | Reedsport OPT Wave Park LLC | 56906 | Reedsport OPT Wave Park | IPP Non-CHP | OR | 1 | 1.5 | 1.5 | Hydrokinetic | WAT | HB
56060 | Western GeoPower Inc | 56907 | Western GeoPower Unit 1 | IPP Non-CHP | CA | TBD | 25 | 22.5 | Geothermal | GEO | ST
28086 | Energy Unlimited Inc | 56926 | Painted Hills IV Wind | IPP Non-CHP | CA | 1 | 19.5 | 19.5 | Onshore Wind Turbine | WND | WT | RIVERSIDE | 33.9257 | -116.6167
20323 | Wellhead Services Inc | 56955 | Helms Energy Center | IPP Non-CHP | CA | 1 | 48 | 49 | Natural Gas Fired Combustion Turbine | NG | GT | Fresno | 36.5492 | -120.1111
59880 | Pioneer Crossing Energy LLC | 56957 | Pioneer Crossing Energy, LLC | IPP Non-CHP | PA | LFG6 | 1.6 | 1.6 | Landfill Gas | LFG | IC | Berks | 40.275 | -75.8167
59880 | Pioneer Crossing Energy LLC | 56957 | Pioneer Crossing Energy, LLC | IPP Non-CHP | PA | LFG7 | 1.6 | 1.6 | Landfill Gas | LFG | IC | Berks | 40.275 | -75.8167
50158 | Innovative Energy Systems Inc | 56987 | Hyland LFGTE Facility | IPP Non-CHP | NY | GEN4 | 1.6 | 1.6 | Landfill Gas | LFG | IC | Allegany | 42.2853 | -78.0061
56771 | Black Hills Service Company LLC | 56998 | Pueblo Airport Generating Station | IPP Non-CHP | CO | GT3 | 100 | 90 | Natural Gas Fired Combustion Turbine | NG | GT | Pueblo | 38.3208 | -104.5264
56290 | CPV Vaca Station LLC | 56999 | CPV Vaca Station LLC | IPP Non-CHP | CA | CTG1 | 225 | 189 | Natural Gas Fired Combined Cycle | NG | CT | Solano | 38.3392 | -121.8989
56290 | CPV Vaca Station LLC | 56999 | CPV Vaca Station LLC | IPP Non-CHP | CA | CTG2 | 225 | 189 | Natural Gas Fired Combined Cycle | NG | CT | Solano | 38.3392 | -121.8989
56290 | CPV Vaca Station LLC | 56999 | CPV Vaca Station LLC | IPP Non-CHP | CA | STG | 220 | 198 | Natural Gas Fired Combined Cycle | NG | CA | Solano | 38.3392 | -121.8989
56306 | DeKalb County GA | 57013 | DeKalb County Green Energy Facility | Commercial Non-CHP | GA | 3 | 1.6 | 1.6 | Landfill Gas | LFG | IC | DeKalb | 33.6553 | -84.2594
17650 | Southern Power Co | 57029 | Cleveland Cnty Generating Facility | IPP Non-CHP | NC | 5 | 184 | 180.8 | Natural Gas Fired Combustion Turbine | NG | GT | Cleveland | 35.1705 | -81.4166
17650 | Southern Power Co | 57029 | Cleveland Cnty Generating Facility | IPP Non-CHP | NC | 6 | 184 | 180.8 | Natural Gas Fired Combustion Turbine | NG | GT | Cleveland | 35.1705 | -81.4166
17650 | Southern Power Co | 57029 | Cleveland Cnty Generating Facility | IPP Non-CHP | NC | 7 | 184 | 180.8 | Natural Gas Fired Combustion Turbine | NG | GT | Cleveland | 35.1705 | -81.4166
17650 | Southern Power Co | 57029 | Cleveland Cnty Generating Facility | IPP Non-CHP | NC | 8 | 184 | 180.8 | Natural Gas Fired Combustion Turbine | NG | GT | Cleveland | 35.1705 | -81.4166
13781 | Northern States Power Co - Minnesota | 57048 | Merricourt Wind Project | Electric Utility | ND | 1 | 150 | 150 | Onshore Wind Turbine | WND | WT | LAMOURE
221 | Alaska Village Elec Coop, Inc | 57053 | Alakanuk | Electric Utility | AK | G309 | 0.5 | 0.5 | Petroleum Liquids | DFO | IC | WADE HAMPTON | 62.6833 | -164.6544
17609 | Southern California Edison Co | 57127 | Solar Photovoltaic Project #24 | Electric Utility | CA | SO24A | 0.5 | 0.5 | Solar Photovoltaic | SUN | PV | SAN BERNARDINO | 34.0383 | -117.3731
17609 | Southern California Edison Co | 57127 | Solar Photovoltaic Project #24 | Electric Utility | CA | SO24B | 0.5 | 0.5 | Solar Photovoltaic | SUN | PV | SAN BERNARDINO | 34.0383 | -117.3731
17609 | Southern California Edison Co | 57127 | Solar Photovoltaic Project #24 | Electric Utility | CA | SO24C | 0.5 | 0.5 | Solar Photovoltaic | SUN | PV | SAN BERNARDINO | 34.0383 | -117.3731
17609 | Southern California Edison Co | 57127 | Solar Photovoltaic Project #24 | Electric Utility | CA | SO24D | 0.5 | 0.5 | Solar Photovoltaic | SUN | PV | SAN BERNARDINO | 34.0383 | -117.3731
17609 | Southern California Edison Co | 57127 | Solar Photovoltaic Project #24 | Electric Utility | CA | SO24E | 0.5 | 0.5 | Solar Photovoltaic | SUN | PV | SAN BERNARDINO | 34.0383 | -117.3731
17609 | Southern California Edison Co | 57127 | Solar Photovoltaic Project #24 | Electric Utility | CA | SO24F | 0.5 | 0.5 | Solar Photovoltaic | SUN | PV | SAN BERNARDINO | 34.0383 | -117.3731
17609 | Southern California Edison Co | 57127 | Solar Photovoltaic Project #24 | Electric Utility | CA | SO24G | 0.5 | 0.5 | Solar Photovoltaic | SUN | PV | SAN BERNARDINO | 34.0383 | -117.3731
17609 | Southern California Edison Co | 57127 | Solar Photovoltaic Project #24 | Electric Utility | CA | SO24H | 0.5 | 0.5 | Solar Photovoltaic | SUN | PV | SAN BERNARDINO | 34.0383 | -117.3731
50127 | Exergy Development Group | 57142 | Chapin Mountain | IPP Non-CHP | ID | CM | 19.5 | 19.5 | Onshore Wind Turbine | WND | WT
50127 | Exergy Development Group | 57143 | Jack Ranch 200 | IPP Non-CHP | ID | JR200 | 200 | 200 | Onshore Wind Turbine | WND | WT
50127 | Exergy Development Group | 57144 | Cottonwood Wind Park | IPP Non-CHP | ID | JR20 | 20 | 20 | Onshore Wind Turbine | WND | WT
50127 | Exergy Development Group | 57145 | Rogerson Flats | IPP Non-CHP | ID | RF | 20 | 20 | Onshore Wind Turbine | WND | WT
50127 | Exergy Development Group | 57146 | Deep Creek Wind Park | IPP Non-CHP | ID | JR1 | 20 | 20 | Onshore Wind Turbine | WND | WT
50127 | Exergy Development Group | 57147 | Conner Ridge | IPP Non-CHP | ID | CR | 19.5 | 19.5 | Onshore Wind Turbine | WND | WT
50127 | Exergy Development Group | 57148 | Badger Peak | IPP Non-CHP | ID | BP | 20 | 20 | Onshore Wind Turbine | WND | WT
50127 | Exergy Development Group | 57149 | Bonanza Bar | IPP Non-CHP | ID | BBAR | 20 | 20 | Onshore Wind Turbine | WND | WT
50127 | Exergy Development Group | 57150 | Salmon Creek | IPP Non-CHP | ID | SC | 20 | 20 | Onshore Wind Turbine | WND | WT
54842 | WM Renewable Energy LLC | 57164 | Waste Management Tri-Cities LFGTE | IPP Non-CHP | CA | GEN1 | 1.6 | 1.6 | Landfill Gas | LFG | IC | Alameda | 37.4975 | -121.9858
54842 | WM Renewable Energy LLC | 57164 | Waste Management Tri-Cities LFGTE | IPP Non-CHP | CA | GEN2 | 1.6 | 1.6 | Landfill Gas | LFG | IC | Alameda | 37.4975 | -121.9858
54842 | WM Renewable Energy LLC | 57164 | Waste Management Tri-Cities LFGTE | IPP Non-CHP | CA | GEN3 | 1.6 | 1.6 | Landfill Gas | LFG | IC | Alameda | 37.4975 | -121.9858
56523 | Colorado Highlands Wind LLC | 57174 | Colorado Highlands Wind | IPP Non-CHP | CO | CHW3 | 19.7 | 19.7 | Onshore Wind Turbine | WND | WT | Logan | 40.7569 | -102.7431
56524 | Baca Energy LLC | 57175 | Baca Renewable Energy LLC | IPP Non-CHP | CO | BACA1 | 75 | 75 | Onshore Wind Turbine | WND | WT
57249 | EPP Renewable Energy | 57183 | PPL Glendon LFGTE Plant | IPP Non-CHP | PA | 3 | 1.6 | 1.6 | Landfill Gas | LFG | IC | Northampton | 40.6678 | -75.2322
56545 | Pattern Operators LP | 57193 | Ripley Westfield Wind LLC | IPP Non-CHP | NY | WTG | 75 | 75 | Onshore Wind Turbine | WND | WT | Chautauqua | 42.2411 | -79.635
19558 | Homer Electric Assn Inc | 57206 | Soldotna | Electric Utility | AK | 2 | 50 | 44 | Natural Gas Fired Combustion Turbine | NG | GT | Kenai Peninsula | 60.4994 | -150.9972
13994 | Oglethorpe Power Corporation | 57209 | Rumble Road Energy Center | Electric Utility | GA | 3 | 220 | 200 | Natural Gas Fired Combined Cycle | NG | CA | Monroe | 32.9758 | -83.8461
13994 | Oglethorpe Power Corporation | 57209 | Rumble Road Energy Center | Electric Utility | GA | 3A | 220 | 200 | Natural Gas Fired Combined Cycle | NG | CT | Monroe | 32.9758 | -83.8461
13994 | Oglethorpe Power Corporation | 57209 | Rumble Road Energy Center | Electric Utility | GA | 3B | 220 | 200 | Natural Gas Fired Combined Cycle | NG | CT | Monroe | 32.9758 | -83.8461
56591 | Orange County Biomass LLC | 57215 | Orange County Biomass LLC | IPP Non-CHP | SC | G-01 | 35 | 35 | Wood/Wood Waste Biomass | WDS | ST
17609 | Southern California Edison Co | 57218 | Solar Photovoltaic Project #04 | Electric Utility | CA | S004A | 0.5 | 0.5 | Solar Photovoltaic | SUN | PV | SAN BERNARDINO | 34.0711 | -117.5203
17609 | Southern California Edison Co | 57218 | Solar Photovoltaic Project #04 | Electric Utility | CA | S004B | 0.5 | 0.5 | Solar Photovoltaic | SUN | PV | SAN BERNARDINO | 34.0711 | -117.5203
17609 | Southern California Edison Co | 57218 | Solar Photovoltaic Project #04 | Electric Utility | CA | S004C | 0.5 | 0.5 | Solar Photovoltaic | SUN | PV | SAN BERNARDINO | 34.0711 | -117.5203
17609 | Southern California Edison Co | 57222 | Solar Photovoltaic Project #08 | Electric Utility | CA | S008E | 0.5 | 0.5 | Solar Photovoltaic | SUN | PV | SAN BERNARDINO | 34.0419 | -117.565
17609 | Southern California Edison Co | 57223 | Solar Photovoltaic Project #09 | Electric Utility | CA | S009C | 0.5 | 0.5 | Solar Photovoltaic | SUN | PV | SAN BERNARDINO | 34.0428 | -117.5717
17609 | Southern California Edison Co | 57224 | Solar Photovoltaic Project #10 | Electric Utility | CA | S010D | 0.5 | 0.5 | Solar Photovoltaic | SUN | PV | SAN BERNARDINO | 34.075 | -117.5169
17609 | Southern California Edison Co | 57226 | Solar Photovoltaic Project #12 | Electric Utility | CA | S012B | 0.5 | 0.5 | Solar Photovoltaic | SUN | PV | SAN BERNARDINO | 34.0422 | -117.5617
17609 | Southern California Edison Co | 57228 | Solar Photovoltaic Project #14 | Electric Utility | CA | S014A | 0.5 | 0.5 | Solar Photovoltaic | SUN | PV | SAN BERNARDINO | 34.0683 | -117.5072
17609 | Southern California Edison Co | 57228 | Solar Photovoltaic Project #14 | Electric Utility | CA | S014B | 0.5 | 0.5 | Solar Photovoltaic | SUN | PV | SAN BERNARDINO | 34.0683 | -117.5072
17609 | Southern California Edison Co | 57228 | Solar Photovoltaic Project #14 | Electric Utility | CA | S014C | 0.5 | 0.5 | Solar Photovoltaic | SUN | PV | SAN BERNARDINO | 34.0683 | -117.5072
17609 | Southern California Edison Co | 57231 | Solar Photovoltaic Project #17 | Electric Utility | CA | S017H | 0.5 | 0.5 | Solar Photovoltaic | SUN | PV | SAN BERNARDINO | 34.0728 | -117.5033
17609 | Southern California Edison Co | 57232 | Solar Photovoltaic Project #18 | Electric Utility | CA | S018D | 0.5 | 0.5 | Solar Photovoltaic | SUN | PV | SAN BERNARDINO | 34.0833 | -117.5164
17609 | Southern California Edison Co | 57233 | Solar Photovoltaic Project #19 | Electric Utility | CA | S019A | 1 | 0.5 | Solar Photovoltaic | SUN | PV | SAN BERNARDINO | 34.0869 | -117.5169
17609 | Southern California Edison Co | 57233 | Solar Photovoltaic Project #19 | Electric Utility | CA | S019B | 0.5 | 0.5 | Solar Photovoltaic | SUN | PV | SAN BERNARDINO | 34.0869 | -117.5169
17609 | Southern California Edison Co | 57233 | Solar Photovoltaic Project #19 | Electric Utility | CA | S019C | 0.5 | 0.5 | Solar Photovoltaic | SUN | PV | SAN BERNARDINO | 34.0869 | -117.5169
17609 | Southern California Edison Co | 57233 | Solar Photovoltaic Project #19 | Electric Utility | CA | S019D | 0.5 | 0.5 | Solar Photovoltaic | SUN | PV | SAN BERNARDINO | 34.0869 | -117.5169
17609 | Southern California Edison Co | 57233 | Solar Photovoltaic Project #19 | Electric Utility | CA | S019E | 0.5 | 0.5 | Solar Photovoltaic | SUN | PV | SAN BERNARDINO | 34.0869 | -117.5169
17609 | Southern California Edison Co | 57233 | Solar Photovoltaic Project #19 | Electric Utility | CA | S019F | 0.5 | 0.5 | Solar Photovoltaic | SUN | PV | SAN BERNARDINO | 34.0869 | -117.5169
17609 | Southern California Edison Co | 57233 | Solar Photovoltaic Project #19 | Electric Utility | CA | S019G | 0.5 | 0.5 | Solar Photovoltaic | SUN | PV | SAN BERNARDINO | 34.0869 | -117.5169
17609 | Southern California Edison Co | 57233 | Solar Photovoltaic Project #19 | Electric Utility | CA | S019H | 0.5 | 0.5 | Solar Photovoltaic | SUN | PV | SAN BERNARDINO | 34.0869 | -117.5169
17609 | Southern California Edison Co | 57233 | Solar Photovoltaic Project #19 | Electric Utility | CA | S019I | 0.5 | 0.5 | Solar Photovoltaic | SUN | PV | SAN BERNARDINO | 34.0869 | -117.5169
17609 | Southern California Edison Co | 57234 | Solar Photovoltaic Project #20 | Electric Utility | CA | S020A | 0.5 | 0.5 | Solar Photovoltaic | SUN | PV | SAN BERNARDINO | 34.0892 | -117.2033
17609 | Southern California Edison Co | 57234 | Solar Photovoltaic Project #20 | Electric Utility | CA | S020B | 0.5 | 0.5 | Solar Photovoltaic | SUN | PV | SAN BERNARDINO | 34.0892 | -117.2033
17609 | Southern California Edison Co | 57234 | Solar Photovoltaic Project #20 | Electric Utility | CA | S020C | 0.5 | 0.5 | Solar Photovoltaic | SUN | PV | SAN BERNARDINO | 34.0892 | -117.2033
17609 | Southern California Edison Co | 57234 | Solar Photovoltaic Project #20 | Electric Utility | CA | S020D | 0.5 | 0.5 | Solar Photovoltaic | SUN | PV | SAN BERNARDINO | 34.0892 | -117.2033
17609 | Southern California Edison Co | 57234 | Solar Photovoltaic Project #20 | Electric Utility | CA | S020E | 0.5 | 0.5 | Solar Photovoltaic | SUN | PV | SAN BERNARDINO | 34.0892 | -117.2033
17609 | Southern California Edison Co | 57234 | Solar Photovoltaic Project #20 | Electric Utility | CA | S020F | 0.5 | 0.5 | Solar Photovoltaic | SUN | PV | SAN BERNARDINO | 34.0892 | -117.2033
17609 | Southern California Edison Co | 57234 | Solar Photovoltaic Project #20 | Electric Utility | CA | S020G | 0.5 | 0.5 | Solar Photovoltaic | SUN | PV | SAN BERNARDINO | 34.0892 | -117.2033
17609 | Southern California Edison Co | 57235 | Solar Photovoltaic Project #21 | Electric Utility | CA | S021A | 0.5 | 0.5 | Solar Photovoltaic | SUN | PV | San Bernardino | 34.0753 | -117.5536
17609 | Southern California Edison Co | 57235 | Solar Photovoltaic Project #21 | Electric Utility | CA | S021B | 0.5 | 0.5 | Solar Photovoltaic | SUN | PV | San Bernardino | 34.0753 | -117.5536
17609 | Southern California Edison Co | 57235 | Solar Photovoltaic Project #21 | Electric Utility | CA | S021C | 0.5 | 0.5 | Solar Photovoltaic | SUN | PV | San Bernardino | 34.0753 | -117.5536
17609 | Southern California Edison Co | 57235 | Solar Photovoltaic Project #21 | Electric Utility | CA | S021D | 0.5 | 0.5 | Solar Photovoltaic | SUN | PV | San Bernardino | 34.0753 | -117.5536
17609 | Southern California Edison Co | 57235 | Solar Photovoltaic Project #21 | Electric Utility | CA | S021E | 0.5 | 0.5 | Solar Photovoltaic | SUN | PV | San Bernardino | 34.0753 | -117.5536
17609 | Southern California Edison Co | 57236 | Solar Photovoltaic Project #23 | Electric Utility | CA | S023F | 0.5 | 0.5 | Solar Photovoltaic | SUN | PV | San Bernardino | 34.0808 | -117.5203
17609 | Southern California Edison Co | 57246 | Solar Photovoltaic Project #27 | Electric Utility | CA | S027E | 0.5 | 0.5 | Solar Photovoltaic | SUN | PV | SAN BERNARDINO | 34.1311 | -117.4217
17609 | Southern California Edison Co | 57246 | Solar Photovoltaic Project #27 | Electric Utility | CA | S027F | 0.5 | 0.5 | Solar Photovoltaic | SUN | PV | SAN BERNARDINO | 34.1311 | -117.4217
17609 | Southern California Edison Co | 57247 | Solar Photovoltaic Project #28 | Electric Utility | CA | S028H | 0.5 | 0.5 | Solar Photovoltaic | SUN | PV | SAN BERNARDINO | 34.0942 | -117.2742
56633 | Trishe Wind Minnesota | 57255 | Trishe Wind Minnesota | IPP Non-CHP | MN | 2 | 300 | 300 | Onshore Wind Turbine | WND | WT | Kandiyohi | 45.1539 | -94.8811
56769 | Consolidated Edison Development Inc. | 57256 | PA Solar Park | IPP Non-CHP | PA | 2 | 9.9 | 3.8 | Solar Photovoltaic | SUN | PV | Carbon | 40.8601 | -75.8522
58371 | NextEra Blythe Solar Energy Center, LLC | 57273 | Blythe Solar Power Project | IPP Non-CHP | CA | 1 | 125 |  | Solar Thermal without Energy Storage | SUN | ST | Riverside | 33.6725 | -114.75
58371 | NextEra Blythe Solar Energy Center, LLC | 57273 | Blythe Solar Power Project | IPP Non-CHP | CA | 2 | 125 |  | Solar Thermal without Energy Storage | SUN | ST | Riverside | 33.6725 | -114.75
58371 | NextEra Blythe Solar Energy Center, LLC | 57273 | Blythe Solar Power Project | IPP Non-CHP | CA | 3 | 273.4 | 232 | Solar Thermal without Energy Storage | SUN | ST | Riverside | 33.6725 | -114.75
58371 | NextEra Blythe Solar Energy Center, LLC | 57273 | Blythe Solar Power Project | IPP Non-CHP | CA | 4 | 273.4 | 232 | Solar Thermal without Energy Storage | SUN | ST | Riverside | 33.6725 | -114.75
56640 | Rice Solar Energy LLC | 57276 | Rice Solar Energy | Commercial Non-CHP | CA | RSE1 | 170 | 150 | Solar Thermal with Energy Storage | SUN | CP | RIVERSIDE | 34.0658 | -114.8153
59397 | NRG Solar Alpine | 57295 | Alpine Solar | IPP Non-CHP | CA | 2 | 66 | 66 | Solar Photovoltaic | SUN | PV | Los Angeles | 34.7892 | -118.5047
11208 | Los Angeles Department of Water & Power | 57304 | Southern Owens Valley Solar Ranch | Electric Utility | CA | 1 | 200 | 200 | Solar Photovoltaic | SUN | PV | Inyo | 36.7977 | -118.0838
11208 | Los Angeles Department of Water & Power | 57307 | Van Norman Bypass Solar Project | Electric Utility | CA | 1 | 2 | 2 | Solar Photovoltaic | SUN | PV | Los Angeles | 34.2911 | -118.4811
11208 | Los Angeles Department of Water & Power | 57312 | LATTC South Campus Solar | Electric Utility | CA | 1 | 1.1 | 1.1 | Solar Photovoltaic | SUN | PV | Los Angeles | 34.0331 | -118.2697
803 | Arizona Public Service Co | 57324 | Luke Solar | Electric Utility | AZ | PV1 | 15 | 12.8 | Solar Photovoltaic | SUN | PV | Maricopa | 33.5261 | -112.3794
56708 | MP Wilson LLC | 57370 | MP Wilson LLC | IPP Non-CHP | NC | 1 | 1.1 | 1.1 | Landfill Gas | LFG | IC
56708 | MP Wilson LLC | 57370 | MP Wilson LLC | IPP Non-CHP | NC | 2 | 1.1 | 1.1 | Landfill Gas | LFG | IC
56709 | Turning Point Solar LLC | 57371 | Turning Point Solar | IPP Non-CHP | OH | TPS51 | 0 | 0 | Solar Photovoltaic | SUN | PV | Noble | 39.81 | -81.65
56709 | Turning Point Solar LLC | 57371 | Turning Point Solar | IPP Non-CHP | OH | TPS52 | 0 | 0 | Solar Photovoltaic | SUN | PV | Noble | 39.81 | -81.65
59396 | Agua Caliente Solar | 57373 | Agua Caliente Solar Project | IPP Non-CHP | AZ | AGU01 | 290 | 290 | Solar Photovoltaic | SUN | PV | Yuma | 32.9774 | -113.4945
24211 | Tucson Electric Power Co | 57391 | TAA Solar Facility | Electric Utility | AZ | TAA1 | 2.8 | 2.8 | Solar Photovoltaic | SUN | PV | Pima | 32.1158 | -110.9408
15399 | Iberdrola Renewables Inc | 57398 | Lakeview Cogeneration LLC | IPP CHP | OR | 1 | 26.8 | 24 | Other Waste Biomass | OBS | ST | Lake | 42.1889 | -120.6792
54842 | WM Renewable Energy LLC | 57411 | Mahoning | IPP Non-CHP | OH | GEN6 | 0.8 | 0.8 | Landfill Gas | LFG | IC | Mahoning | 40.9144 | -80.5861
56743 | K Road Calico Solar, LLC | 57416 | K Road Calico Solar | IPP Non-CHP | CA | 01 | 0 | 0 | Solar Photovoltaic | SUN | PV
56743 | K Road Calico Solar, LLC | 57416 | K Road Calico Solar | IPP Non-CHP | CA | 02 | 0 | 0 | Solar Photovoltaic | SUN | PV
7801 | Gulf Power Co | 57502 | Perdido | Electric Utility | FL | 3 | 1.6 | 1.5 | Landfill Gas | LFG | IC | Escambia | 30.57 | -87.39
56825 | Oneida Energy Inc | 57503 | Oneida Energy | IPP Non-CHP | WI | CE1 | 1.5 | 1.5 | Natural Gas Fired Combustion Turbine | NG | GT
56825 | Oneida Energy Inc | 57503 | Oneida Energy | IPP Non-CHP | WI | CE2 | 1.5 | 1.5 | Natural Gas Fired Combustion Turbine | NG | GT
56825 | Oneida Energy Inc | 57503 | Oneida Energy | IPP Non-CHP | WI | CE3 | 1.5 | 1.5 | Natural Gas Fired Combustion Turbine | NG | GT
56855 | Performance Services | 57518 | Purdue Energy Park | IPP Non-CHP | IN | 1 | 20 | 20 | Onshore Wind Turbine | WND | WT | Tippecanoe | 40.5272 | -87.0025
56855 | Performance Services | 57518 | Purdue Energy Park | IPP Non-CHP | IN | 2 | 19.2 | 19.2 | Onshore Wind Turbine | WND | WT | Tippecanoe | 40.5272 | -87.0025
14328 | Pacific Gas & Electric Co | 57521 | Giffen | Electric Utility | CA | 2 | 10 | 10 | Solar Photovoltaic | SUN | PV | Fresno | 36.5303 | -120.3161
56867 | Greyback Wind LLC | 57527 | Painted Hills | IPP Non-CHP | CA | 1 | 17.5 | 17.5 | Onshore Wind Turbine | WND | WT
17609 | Southern California Edison Co | 57528 | Solar Photovoltaic Project #25 | Electric Utility | CA | S25A | 0.5 | 0.5 | Solar Photovoltaic | SUN | PV | San Bernardino | 34.1306 | -117.4219
17609 | Southern California Edison Co | 57528 | Solar Photovoltaic Project #25 | Electric Utility | CA | S25B | 0.5 | 0.5 | Solar Photovoltaic | SUN | PV | San Bernardino | 34.1306 | -117.4219
17609 | Southern California Edison Co | 57528 | Solar Photovoltaic Project #25 | Electric Utility | CA | S25C | 0.5 | 0.5 | Solar Photovoltaic | SUN | PV | San Bernardino | 34.1306 | -117.4219
17609 | Southern California Edison Co | 57528 | Solar Photovoltaic Project #25 | Electric Utility | CA | S25D | 0.5 | 0.5 | Solar Photovoltaic | SUN | PV | San Bernardino | 34.1306 | -117.4219
17609 | Southern California Edison Co | 57528 | Solar Photovoltaic Project #25 | Electric Utility | CA | S25E | 0.5 | 0.5 | Solar Photovoltaic | SUN | PV | San Bernardino | 34.1306 | -117.4219
17609 | Southern California Edison Co | 57528 | Solar Photovoltaic Project #25 | Electric Utility | CA | S25F | 0.5 | 0.5 | Solar Photovoltaic | SUN | PV | San Bernardino | 34.1306 | -117.4219
17609 | Southern California Edison Co | 57528 | Solar Photovoltaic Project #25 | Electric Utility | CA | S25G | 0.5 | 0.5 | Solar Photovoltaic | SUN | PV | San Bernardino | 34.1306 | -117.4219
17609 | Southern California Edison Co | 57528 | Solar Photovoltaic Project #25 | Electric Utility | CA | S25H | 0.5 | 0.5 | Solar Photovoltaic | SUN | PV | San Bernardino | 34.1306 | -117.4219
17609 | Southern California Edison Co | 57528 | Solar Photovoltaic Project #25 | Electric Utility | CA | S25I | 0.5 | 0.5 | Solar Photovoltaic | SUN | PV | San Bernardino | 34.1306 | -117.4219
17609 | Southern California Edison Co | 57532 | Solar Photovoltaic Project #30 | Electric Utility | CA | S30A | 0.5 | 0.5 | Solar Photovoltaic | SUN | PV | San Bernardino | 34.0647 | -117.4258
17609 | Southern California Edison Co | 57532 | Solar Photovoltaic Project #30 | Electric Utility | CA | S30B | 0.5 | 0.5 | Solar Photovoltaic | SUN | PV | San Bernardino | 34.0647 | -117.4258
17609 | Southern California Edison Co | 57532 | Solar Photovoltaic Project #30 | Electric Utility | CA | S30C | 0.5 | 0.5 | Solar Photovoltaic | SUN | PV | San Bernardino | 34.0647 | -117.4258
17609 | Southern California Edison Co | 57533 | Solar Photovoltaic Project #31 | Electric Utility | CA | S31A | 0.5 | 0.5 | Solar Photovoltaic | SUN | PV | San Bernardino | 34.0867 | -117.5658
17609 | Southern California Edison Co | 57533 | Solar Photovoltaic Project #31 | Electric Utility | CA | S31B | 0.5 | 0.5 | Solar Photovoltaic | SUN | PV | San Bernardino | 34.0867 | -117.5658
17609 | Southern California Edison Co | 57537 | SPVP #35 | Electric Utility | CA | 35H | 0.5 | 0.5 | Solar Photovoltaic | SUN | PV | Kern | 35.7436 | -119.2236
17609 | Southern California Edison Co | 57537 | SPVP #35 | Electric Utility | CA | 35I | 0.5 | 0.5 | Solar Photovoltaic | SUN | PV | Kern | 35.7436 | -119.2236
17609 | Southern California Edison Co | 57537 | SPVP #35 | Electric Utility | CA | 35J | 0.5 | 0.5 | Solar Photovoltaic | SUN | PV | Kern | 35.7436 | -119.2236
17609 | Southern California Edison Co | 57537 | SPVP #35 | Electric Utility | CA | 35K | 0.5 | 0.5 | Solar Photovoltaic | SUN | PV | Kern | 35.7436 | -119.2236
17609 | Southern California Edison Co | 57537 | SPVP #35 | Electric Utility | CA | 35L | 0.5 | 0.5 | Solar Photovoltaic | SUN | PV | Kern | 35.7436 | -119.2236
17609 | Southern California Edison Co | 57537 | SPVP #35 | Electric Utility | CA | 35M | 0.5 | 0.5 | Solar Photovoltaic | SUN | PV | Kern | 35.7436 | -119.2236
17609 | Southern California Edison Co | 57537 | SPVP #35 | Electric Utility | CA | 35N | 0.5 | 0.5 | Solar Photovoltaic | SUN | PV | Kern | 35.7436 | -119.2236
17609 | Southern California Edison Co | 57537 | SPVP #35 | Electric Utility | CA | S35A | 0.5 | 0.5 | Solar Photovoltaic | SUN | PV | Kern | 35.7436 | -119.2236
17609 | Southern California Edison Co | 57537 | SPVP #35 | Electric Utility | CA | S35B | 0.5 | 0.5 | Solar Photovoltaic | SUN | PV | Kern | 35.7436 | -119.2236
17609 | Southern California Edison Co | 57537 | SPVP #35 | Electric Utility | CA | S35C | 0.5 | 0.5 | Solar Photovoltaic | SUN | PV | Kern | 35.7436 | -119.2236
17609 | Southern California Edison Co | 57537 | SPVP #35 | Electric Utility | CA | S35D | 0.5 | 0.5 | Solar Photovoltaic | SUN | PV | Kern | 35.7436 | -119.2236
17609 | Southern California Edison Co | 57537 | SPVP #35 | Electric Utility | CA | S35E | 0.5 | 0.5 | Solar Photovoltaic | SUN | PV | Kern | 35.7436 | -119.2236
17609 | Southern California Edison Co | 57537 | SPVP #35 | Electric Utility | CA | S35F | 0.5 | 0.5 | Solar Photovoltaic | SUN | PV | Kern | 35.7436 | -119.2236
17609 | Southern California Edison Co | 57537 | SPVP #35 | Electric Utility | CA | S35G | 0.5 | 0.5 | Solar Photovoltaic | SUN | PV | Kern | 35.7436 | -119.2236
17609 | Southern California Edison Co | 57538 | Solar Photovoltaic Project #40 | Electric Utility | CA | S40A | 0.5 | 0.5 | Solar Photovoltaic | SUN | PV | San Bernardino | 34.8556 | -116.8669
17609 | Southern California Edison Co | 57538 | Solar Photovoltaic Project #40 | Electric Utility | CA | S40B | 0.5 | 0.5 | Solar Photovoltaic | SUN | PV | San Bernardino | 34.8556 | -116.8669
17609 | Southern California Edison Co | 57538 | Solar Photovoltaic Project #40 | Electric Utility | CA | S40C | 0.5 | 0.5 | Solar Photovoltaic | SUN | PV | San Bernardino | 34.8556 | -116.8669
17609 | Southern California Edison Co | 57538 | Solar Photovoltaic Project #40 | Electric Utility | CA | S40D | 0.5 | 0.5 | Solar Photovoltaic | SUN | PV | San Bernardino | 34.8556 | -116.8669
17609 | Southern California Edison Co | 57538 | Solar Photovoltaic Project #40 | Electric Utility | CA | S40E | 0.5 | 0.5 | Solar Photovoltaic | SUN | PV | San Bernardino | 34.8556 | -116.8669
17609 | Southern California Edison Co | 57538 | Solar Photovoltaic Project #40 | Electric Utility | CA | S40F | 0.5 | 0.5 | Solar Photovoltaic | SUN | PV | San Bernardino | 34.8556 | -116.8669
17609 | Southern California Edison Co | 57538 | Solar Photovoltaic Project #40 | Electric Utility | CA | S40G | 0.5 | 0.5 | Solar Photovoltaic | SUN | PV | San Bernardino | 34.8556 | -116.8669
17609 | Southern California Edison Co | 57538 | Solar Photovoltaic Project #40 | Electric Utility | CA | S40H | 0.5 | 0.5 | Solar Photovoltaic | SUN | PV | San Bernardino | 34.8556 | -116.8669
17609 | Southern California Edison Co | 57538 | Solar Photovoltaic Project #40 | Electric Utility | CA | S40I | 0.5 | 0.5 | Solar Photovoltaic | SUN | PV | San Bernardino | 34.8556 | -116.8669
17609 | Southern California Edison Co | 57538 | Solar Photovoltaic Project #40 | Electric Utility | CA | S40J | 0.5 | 0.5 | Solar Photovoltaic | SUN | PV | San Bernardino | 34.8556 | -116.8669
17609 | Southern California Edison Co | 57538 | Solar Photovoltaic Project #40 | Electric Utility | CA | S40K | 0.5 | 0.5 | Solar Photovoltaic | SUN | PV | San Bernardino | 34.8556 | -116.8669
17609 | Southern California Edison Co | 57538 | Solar Photovoltaic Project #40 | Electric Utility | CA | S40L | 0.5 | 0.5 | Solar Photovoltaic | SUN | PV | San Bernardino | 34.8556 | -116.8669
17609 | Southern California Edison Co | 57538 | Solar Photovoltaic Project #40 | Electric Utility | CA | S40M | 0.5 | 0.5 | Solar Photovoltaic | SUN | PV | San Bernardino | 34.8556 | -116.8669
17609 | Southern California Edison Co | 57538 | Solar Photovoltaic Project #40 | Electric Utility | CA | S40N | 0.5 | 0.5 | Solar Photovoltaic | SUN | PV | San Bernardino | 34.8556 | -116.8669
17609 | Southern California Edison Co | 57538 | Solar Photovoltaic Project #40 | Electric Utility | CA | S40O | 0.5 | 0.5 | Solar Photovoltaic | SUN | PV | San Bernardino | 34.8556 | -116.8669
17609 | Southern California Edison Co | 57538 | Solar Photovoltaic Project #40 | Electric Utility | CA | S40P | 0.5 | 0.5 | Solar Photovoltaic | SUN | PV | San Bernardino | 34.8556 | -116.8669
17609 | Southern California Edison Co | 57538 | Solar Photovoltaic Project #40 | Electric Utility | CA | S40Q | 0.5 | 0.5 | Solar Photovoltaic | SUN | PV | San Bernardino | 34.8556 | -116.8669
17609 | Southern California Edison Co | 57538 | Solar Photovoltaic Project #40 | Electric Utility | CA | S40R | 0.5 | 0.5 | Solar Photovoltaic | SUN | PV | San Bernardino | 34.8556 | -116.8669
17609 | Southern California Edison Co | 57538 | Solar Photovoltaic Project #40 | Electric Utility | CA | S40S | 0.5 | 0.5 | Solar Photovoltaic | SUN | PV | San Bernardino | 34.8556 | -116.8669
17609 | Southern California Edison Co | 57538 | Solar Photovoltaic Project #40 | Electric Utility | CA | S40T | 0.5 | 0.5 | Solar Photovoltaic | SUN | PV | San Bernardino | 34.8556 | -116.8669
17609 | Southern California Edison Co | 57539 | Solar Photovoltaic Project #41 | Electric Utility | CA | S41A | 0.5 | 0.5 | Solar Photovoltaic | SUN | PV | San Bernardino | 34.8556 | -116.8669
17609 | Southern California Edison Co | 57539 | Solar Photovoltaic Project #41 | Electric Utility | CA | S41B | 0.5 | 0.5 | Solar Photovoltaic | SUN | PV | San Bernardino | 34.8556 | -116.8669
17609 | Southern California Edison Co | 57539 | Solar Photovoltaic Project #41 | Electric Utility | CA | S41C | 0.5 | 0.5 | Solar Photovoltaic | SUN | PV | San Bernardino | 34.8556 | -116.8669
17609 | Southern California Edison Co | 57539 | Solar Photovoltaic Project #41 | Electric Utility | CA | S41D | 0.5 | 0.5 | Solar Photovoltaic | SUN | PV | San Bernardino | 34.8556 | -116.8669
17609 | Southern California Edison Co | 57539 | Solar Photovoltaic Project #41 | Electric Utility | CA | S41E | 0.5 | 0.5 | Solar Photovoltaic | SUN | PV | San Bernardino | 34.8556 | -116.8669
17609 | Southern California Edison Co | 57539 | Solar Photovoltaic Project #41 | Electric Utility | CA | S41F | 0.5 | 0.5 | Solar Photovoltaic | SUN | PV | San Bernardino | 34.8556 | -116.8669
17609 | Southern California Edison Co | 57539 | Solar Photovoltaic Project #41 | Electric Utility | CA | S41G | 0.5 | 0.5 | Solar Photovoltaic | SUN | PV | San Bernardino | 34.8556 | -116.8669
17609 | Southern California Edison Co | 57539 | Solar Photovoltaic Project #41 | Electric Utility | CA | S41H | 0.5 | 0.5 | Solar Photovoltaic | SUN | PV | San Bernardino | 34.8556 | -116.8669
17609 | Southern California Edison Co | 57539 | Solar Photovoltaic Project #41 | Electric Utility | CA | S41I | 0.5 | 0.5 | Solar Photovoltaic | SUN | PV | San Bernardino | 34.8556 | -116.8669
17609 | Southern California Edison Co | 57539 | Solar Photovoltaic Project #41 | Electric Utility | CA | S41J | 0.5 | 0.5 | Solar Photovoltaic | SUN | PV | San Bernardino | 34.8556 | -116.8669
17609 | Southern California Edison Co | 57539 | Solar Photovoltaic Project #41 | Electric Utility | CA | S41K | 0.5 | 0.5 | Solar Photovoltaic | SUN | PV | San Bernardino | 34.8556 | -116.8669
17609 | Southern California Edison Co | 57539 | Solar Photovoltaic Project #41 | Electric Utility | CA | S41L | 0.5 | 0.5 | Solar Photovoltaic | SUN | PV | San Bernardino | 34.8556 | -116.8669
17609 | Southern California Edison Co | 57539 | Solar Photovoltaic Project #41 | Electric Utility | CA | S41M | 0.5 | 0.5 | Solar Photovoltaic | SUN | PV | San Bernardino | 34.8556 | -116.8669
17609 | Southern California Edison Co | 57539 | Solar Photovoltaic Project #41 | Electric Utility | CA | S41N | 0.5 | 0.5 | Solar Photovoltaic | SUN | PV | San Bernardino | 34.8556 | -116.8669
17609 | Southern California Edison Co | 57539 | Solar Photovoltaic Project #41 | Electric Utility | CA | S41O | 0.5 | 0.5 | Solar Photovoltaic | SUN | PV | San Bernardino | 34.8556 | -116.8669
17609 | Southern California Edison Co | 57539 | Solar Photovoltaic Project #41 | Electric Utility | CA | S41P | 0.5 | 0.5 | Solar Photovoltaic | SUN | PV | San Bernardino | 34.8556 | -116.8669
17609 | Southern California Edison Co | 57539 | Solar Photovoltaic Project #41 | Electric Utility | CA | S41Q | 0.5 | 0.5 | Solar Photovoltaic | SUN | PV | San Bernardino | 34.8556 | -116.8669
17609 | Southern California Edison Co | 57539 | Solar Photovoltaic Project #41 | Electric Utility | CA | S41R | 0.5 | 0.5 | Solar Photovoltaic | SUN | PV | San Bernardino | 34.8556 | -116.8669
17609 | Southern California Edison Co | 57539 | Solar Photovoltaic Project #41 | Electric Utility | CA | S41S | 0.5 | 0.5 | Solar Photovoltaic | SUN | PV | San Bernardino | 34.8556 | -116.8669
17609 | Southern California Edison Co | 57539 | Solar Photovoltaic Project #41 | Electric Utility | CA | S41T | 0.5 | 0.5 | Solar Photovoltaic | SUN | PV | San Bernardino | 34.8556 | -116.8669
17609 | Southern California Edison Co | 57541 | Solar Photovoltaic Project #45 | Electric Utility | CA | S45A | 0.5 | 0.5 | Solar Photovoltaic | SUN | PV | Riverside | 33.8689 | -116.5575
17609 | Southern California Edison Co | 57541 | Solar Photovoltaic Project #45 | Electric Utility | CA | S45B | 0.5 | 0.5 | Solar Photovoltaic | SUN | PV | Riverside | 33.8689 | -116.5575
17609 | Southern California Edison Co | 57541 | Solar Photovoltaic Project #45 | Electric Utility | CA | S45C | 0.5 | 0.5 | Solar Photovoltaic | SUN | PV | Riverside | 33.8689 | -116.5575
17609 | Southern California Edison Co | 57541 | Solar Photovoltaic Project #45 | Electric Utility | CA | S45D | 0.5 | 0.5 | Solar Photovoltaic | SUN | PV | Riverside | 33.8689 | -116.5575
17609 | Southern California Edison Co | 57541 | Solar Photovoltaic Project #45 | Electric Utility | CA | S45E | 0.5 | 0.5 | Solar Photovoltaic | SUN | PV | Riverside | 33.8689 | -116.5575
17609 | Southern California Edison Co | 57541 | Solar Photovoltaic Project #45 | Electric Utility | CA | S45F | 0.5 | 0.5 | Solar Photovoltaic | SUN | PV | Riverside | 33.8689 | -116.5575
17609 | Southern California Edison Co | 57541 | Solar Photovoltaic Project #45 | Electric Utility | CA | S45G | 0.5 | 0.5 | Solar Photovoltaic | SUN | PV | Riverside | 33.8689 | -116.5575
17609 | Southern California Edison Co | 57541 | Solar Photovoltaic Project #45 | Electric Utility | CA | S45H | 0.5 | 0.5 | Solar Photovoltaic | SUN | PV | Riverside | 33.8689 | -116.5575
17609 | Southern California Edison Co | 57541 | Solar Photovoltaic Project #45 | Electric Utility | CA | S45I | 0.5 | 0.5 | Solar Photovoltaic | SUN | PV | Riverside | 33.8689 | -116.5575
17609 | Southern California Edison Co | 57541 | Solar Photovoltaic Project #45 | Electric Utility | CA | S45J | 0.5 | 0.5 | Solar Photovoltaic | SUN | PV | Riverside | 33.8689 | -116.5575
17609 | Southern California Edison Co | 57541 | Solar Photovoltaic Project #45 | Electric Utility | CA | S45K | 0.5 | 0.5 | Solar Photovoltaic | SUN | PV | Riverside | 33.8689 | -116.5575
17609 | Southern California Edison Co | 57541 | Solar Photovoltaic Project #45 | Electric Utility | CA | S45L | 0.5 | 0.5 | Solar Photovoltaic | SUN | PV | Riverside | 33.8689 | -116.5575
17609 | Southern California Edison Co | 57543 | Solar Photovoltaic Project #47 | Electric Utility | CA | S47A | 0.5 | 0.5 | Solar Photovoltaic | SUN | PV | Los Angeles | 32.8333 | -118.2306
17609 | Southern California Edison Co | 57543 | Solar Photovoltaic Project #47 | Electric Utility | CA | S47B | 0.5 | 0.5 | Solar Photovoltaic | SUN | PV | Los Angeles | 32.8333 | -118.2306
17609 | Southern California Edison Co | 57545 | SPVP #46 | Electric Utility | CA | S46A | 0.5 | 0.5 | Solar Photovoltaic | SUN | PV | Kern | 35.7439 | -119.2294
17609 | Southern California Edison Co | 57545 | SPVP #46 | Electric Utility | CA | S46B | 0.5 | 0.5 | Solar Photovoltaic | SUN | PV | Kern | 35.7439 | -119.2294
17609 | Southern California Edison Co | 57545 | SPVP #46 | Electric Utility | CA | S46C | 0.5 | 0.5 | Solar Photovoltaic | SUN | PV | Kern | 35.7439 | -119.2294
17609 | Southern California Edison Co | 57545 | SPVP #46 | Electric Utility | CA | S46D | 0.5 | 0.5 | Solar Photovoltaic | SUN | PV | Kern | 35.7439 | -119.2294
17609 | Southern California Edison Co | 57545 | SPVP #46 | Electric Utility | CA | S46E | 0.5 | 0.5 | Solar Photovoltaic | SUN | PV | Kern | 35.7439 | -119.2294
17609 | Southern California Edison Co | 57545 | SPVP #46 | Electric Utility | CA | S46F | 0.5 | 0.5 | Solar Photovoltaic | SUN | PV | Kern | 35.7439 | -119.2294
17609 | Southern California Edison Co | 57545 | SPVP #46 | Electric Utility | CA | S46G | 0.5 | 0.5 | Solar Photovoltaic | SUN | PV | Kern | 35.7439 | -119.2294
59155 | First Wind O&M, LLC | 57546 | Milford Wind Corridor Phase III | IPP Non-CHP | UT | 1 | 100 | 100 | Onshore Wind Turbine | WND | WT | Beaver | 38.3969 | -113.0108
56029 | Fibrowatt LLC | 57596 | FibroMont | IPP Non-CHP | NC | G1 | 62 | 55 | Other Waste Biomass | AB | ST
56947 | Antelope Ridge Wind Power LLC | 57615 | Antelope Ridge Wind Power | IPP Non-CHP | OR | GEN1 | 300 | 300 | Onshore Wind Turbine | WND | WT
56963 | Beaver Wood Energy Fair Haven, LLC | 57634 | Beaver Wood Energy Fair Haven, LLC | IPP CHP | VT | GEN1 | 34 | 29.5 | Other Waste Biomass | OBS | ST | Rutland | 43.5914 | -73.2917
56970 | FRV Mojave Solar 4 LP | 57641 | Antelope Solar Farm | IPP Non-CHP | CA | FRV2 | 20 | 20 | Solar Photovoltaic | SUN | PV
56972 | Vestas Towers America, Inc | 57643 | Vestas Towers America, Inc. | Industrial Non-CHP | CO | V112 | 3 | 3 | Onshore Wind Turbine | WND | WT | Pueblo | 38.1728 | -104.62
57009 | Blue Chip Energy LLC | 57686 | Sorrento | IPP Non-CHP | FL | 1 | 40 | 40 | Solar Photovoltaic | SUN | PV
56983 | Gibson County Generation LLC | 57709 | Gibson County Generation Station | IPP Non-CHP | TN | 1 | 432 | 371 | Natural Gas Fired Combined Cycle | NG | CC | Gibson | 36.2611 | -89.0219
57109 | St Joseph Energy Center LLC | 57794 | St Joseph Energy Center | IPP Non-CHP | IN | 1 | 670 | 642 | Natural Gas Fired Combined Cycle | NG | CC | St Joseph | 41.699 | -86.4797
6455 | Duke Energy Florida, Inc | 57894 | Levy Nuclear Plant | Electric Utility | FL | LNP1 | 1250 | 1092 | Nuclear | NUC | ST | Levy | 29.0722 | -82.6203
6455 | Duke Energy Florida, Inc | 57894 | Levy Nuclear Plant | Electric Utility | FL | LNP2 | 1250 | 1092 | Nuclear | NUC | ST | Levy | 29.0722 | -82.6203
57277 | Hidden Hills Solar I LLC | 57905 | Hidden Hills Solar Plant 1 | IPP Non-CHP | CA | 1 | 250 | 250 | Solar Thermal without Energy Storage | SUN | ST | Inyo | 35.7883 | -115.6847
57278 | Hidden Hills Solar II LLC | 57906 | Hidden Hills Solar Plant 2 | IPP Non-CHP | CA | 1 | 250 | 250 | Solar Thermal without Energy Storage | SUN | ST | Inyo | 35.9789 | -115.8975
15399 | Iberdrola Renewables Inc | 57920 | Dolan Springs | IPP Non-CHP | AZ | 1 | 300 | 300 | Onshore Wind Turbine | WND | WT | Mohave | 35.61 | -114.26
15399 | Iberdrola Renewables Inc | 57921 | Kettleman Solar | IPP Non-CHP | CA | 1 | 22 | 22 | Solar Photovoltaic | SUN | PV | Kings | 35.99 | -120.12
15399 | Iberdrola Renewables Inc | 57922 | Dry Lake Solar | IPP Non-CHP | AZ | 1 | 50 | 50 | Solar Photovoltaic | SUN | PV | Navajo | 34.5133 | -110.0783
15399 | Iberdrola Renewables Inc | 57923 | Tierra Bonita Solar | IPP Non-CHP | CA | 1 | 22 | 22 | Solar Photovoltaic | SUN | PV | Los Angeles | 34.5794 | -118.1165
15399 | Iberdrola Renewables Inc | 57924 | Klamath Solar | IPP Non-CHP | OR | 1 | 5 | 5 | Solar Photovoltaic | SUN | PV | Klamath | 42.225 | -121.7817
57331 | Soitec Solar Development LLC | 57957 | LanEast Solar Farm LLC | IPP Non-CHP | CA | 1 | 20 | 20 | Solar Photovoltaic | SUN | PV | San Diego | 32.6636 | -116.2647
57331 | Soitec Solar Development LLC | 57958 | LanWest Solar Farm LLC | IPP Non-CHP | CA | 1 | 5 | 5 | Solar Photovoltaic | SUN | PV | San Diego | 32.6297 | -116.2719
57331 | Soitec Solar Development LLC | 57961 | Tierra Del Sol Solar Farm LLC | IPP Non-CHP | CA | 1 | 45 | 45 | Solar Photovoltaic | SUN | PV | San Diego | 32.6331 | -116.3353
15399 | Iberdrola Renewables Inc | 58099 | Montague Wind Power Facility LLC | IPP Non-CHP | OR | 1 | 150 | 150 | Onshore Wind Turbine | WND | WT | Gilliam | 45.7167 | -120.2008
58109 | President & Trustees of Williams College | 58160 | Williams College - Campus CHP | Commercial CHP | MA | GEN3 | 1.2 | 1.2 | Natural Gas Internal Combustion Engine | NG | IC | Berkshire | 42.7097 | -73.2022
58168 | Rio Mesa Solar I LLC | 58188 | Rio Mesa Solar Facility 1 | IPP Non-CHP | CA | 1 | 250 | 250 | Solar Thermal without Energy Storage | SUN | ST
58169 | Rio Mesa Solar II LLC | 58189 | Rio Mesa SEGF 2 | IPP Non-CHP | CA | 1 | 250 | 250 | Solar Thermal without Energy Storage | SUN | ST
56791 | Hudson Ranch Power I LLC | 58211 | Hudson Ranch Power II LLC | IPP Non-CHP | CA | HR2 | 55 | 49 | Geothermal | GEO | ST | Imperial | 33.2044 | -115.5567
59456 | Zuni Solar, LLC | 58285 | Zuni Solar 1 | IPP Non-CHP | CA | ZNPV | 1.5 | 1.5 | Solar Photovoltaic | SUN | PV | San Bernardino | 34.5394 | -117.1694
59456 | Zuni Solar, LLC | 58286 | Zuni Solar 2 | IPP Non-CHP | CA | ZSPV | 1.5 | 1.5 | Solar Photovoltaic | SUN | PV | San Bernardino | 34.5378 | -117.1694
58262 | Belectric Inc | 58287 | Helen Solar 1 | IPP Non-CHP | CA | GWPV | 1.5 | 1.5 | Solar Photovoltaic | SUN | PV | Kings | 36.3617 | -119.5817
58262 | Belectric Inc | 58288 | Helen Solar 2 | IPP Non-CHP | CA | GEPV | 1.5 | 1.5 | Solar Photovoltaic | SUN | PV | Kings | 36.3622 | -119.5806
57031 | Beacon Power LLC | 58291 | Tehachapi Spindle | IPP Non-CHP | CA | TS1 | 20 | 20 | Flywheels | MWH | FW | Kern | 35.0461 | -118.1947
58317 | Fuquay Farm LLC | 58331 | Fuquay Farm | IPP Non-CHP | NC | 1 | 5 | 5 | Solar Photovoltaic | SUN | PV
57411 | KDC Solar O&M LLC | 58364 | Mountain Creek Solar Facility | Commercial Non-CHP | NJ | MC | 4.6 | 4.6 | Solar Photovoltaic | SUN | PV | Sussex | 41.2003 | -74.4919
58381 | Troutdale Energy Center LLC | 58396 | Troutdale Energy Center | IPP Non-CHP | OR | PLGEN | 652 | 652 | Natural Gas Fired Combined Cycle | NG | CC | Multnomah | 45.5583 | -122.4167
16572 | Salt River Project | 58413 | Copper Crossing Gen Station | Electric Utility | AZ | CCGS6 |  |  |  |  | GT | Pinal | 33.1551 | -111.4836
16572 | Salt River Project | 58413 | Copper Crossing Gen Station | Electric Utility | AZ | CCGS7 |  |  |  |  | GT | Pinal | 33.1551 | -111.4836
16572 | Salt River Project | 58413 | Copper Crossing Gen Station | Electric Utility | AZ | CCGS8 |  |  |  |  | GT | Pinal | 33.1551 | -111.4836
16572 | Salt River Project | 58413 | Copper Crossing Gen Station | Electric Utility | AZ | CCGS9 |  |  |  |  | GT | Pinal | 33.1551 | -111.4836
56215 | E ON Climate Renewables N America LLC | 58614 | Patriot Wind Farm | IPP Non-CHP | TX | PAT1 | 178.5 | 178.5 | Onshore Wind Turbine | WND | WT | Nueces | 27.5928 | -97.6481
58588 | National Solar Power Partners LLC | 58637 | Hardee County Solar Farms 1 LLC | IPP Non-CHP | FL | HCSF1 | 20 | 20 | Solar Photovoltaic | SUN | PV | Hardee | 27.5775 | -81.5839
58606 | Mauka Fit One LLC | 58662 | Mauka FIT One | IPP Non-CHP | HI | 3501 | 3.5 | 3.5 | Solar Photovoltaic | SUN | PV | Honolulu | 21.6797 | -157.9844
58626 | Paynesville Wind, LLC | 58693 | Paynesville Wind Farm | IPP Non-CHP | MN | 1 | 95 | 95 | Onshore Wind Turbine | WND | WT | Stearns | 45.4525 | -94.7453
58642 | East Kapolei Solar LLC | 58705 | EKS Solar Farm | IPP Non-CHP | HI | PV1 | 5 | 5 | Solar Photovoltaic | SUN | PV | Honolulu | 21.3644 | -158.065
58658 | Sunlight Partners | 58723 | Colin Solar | IPP Non-CHP | NC | PV1 | 4 | 4 | Solar Photovoltaic | SUN | PV | Rutherford | 35.2611 | -81.8614
58658 | Sunlight Partners | 58724 | Duck Solar | IPP Non-CHP | NC | PV1 | 5 | 5 | Solar Photovoltaic | SUN | PV | Rutherford | 35.4381 | -81.865
58658 | Sunlight Partners | 58727 | Hawkins Solar | IPP Non-CHP | NC | PV1 | 5 | 5 | Solar Photovoltaic | SUN | PV | Rockingham | 36.3219 | -79.7517
58658 | Sunlight Partners | 58728 | Katherine Solar | IPP Non-CHP | NC | PV1 | 5 | 5 | Solar Photovoltaic | SUN | PV | Alamance | 36.215 | -79.5161
59379 | Lotus Solar, LLC | 58729 | Lotus Solar | IPP Non-CHP | NC | PV1 | 4 | 4 | Solar Photovoltaic | SUN | PV | Guilford | 36.1389 | -79.5406
58658 | Sunlight Partners | 58733 | Austin Solar | IPP Non-CHP | NC | PV1 | 2 | 2 | Solar Photovoltaic | SUN | PV | Catawba | 35.6139 | -81.1322
59376 | Beth Solar, LLC | 58734 | Beth Solar | IPP Non-CHP | NC | PV1 | 5 | 5 | Solar Photovoltaic | SUN | PV | Guilford | 35.9689 | -79.6192
59377 | Big Boy Solar, LLC | 58736 | Big Boy Solar | IPP Non-CHP | NC | PV1 | 3 | 3 | Solar Photovoltaic | SUN | PV | Guilford | 36.0781 | -79.6339
58658 | Sunlight Partners | 58737 | Binks Solar | IPP Non-CHP | NC | PV1 | 4 | 4 | Solar Photovoltaic | SUN | PV | Orange | 36 | -79.0525
59378 | Charlie Solar, LLC | 58738 | Charlie Solar | IPP Non-CHP | NC | PV1 | 4.5 | 4.5 | Solar Photovoltaic | SUN | PV | Guilford | 35.9719 | -79.6094
59373 | Nick Solar, LLC | 58741 | Nick Solar | IPP Non-CHP | NC | PV1 | 5 | 5 | Solar Photovoltaic | SUN | PV | Guilford | 35.9911 | -79.5481
58658 | Sunlight Partners | 58743 | RJ Solar | IPP Non-CHP | NC | PV1 | 5 | 5 | Solar Photovoltaic | SUN | PV | Catawba | 35.7431 | -81.145
58658 | Sunlight Partners | 58744 | Shadow Solar | IPP Non-CHP | NC | PV1 | 3 | 3 | Solar Photovoltaic | SUN | PV | Rutherford | 35.2131 | -81.8322
49893 | Invenergy Services LLC | 58767 | Buckeye Wind Energy Center | IPP Non-CHP | KS | 2 | 70.3 | 70.3 | Onshore Wind Turbine | WND | WT | Ellis | 39.0039 | -99.4142
49893 | Invenergy Services LLC | 58767 | Buckeye Wind Energy Center | IPP Non-CHP | KS | 3 | 105.5 | 105.5 | Onshore Wind Turbine | WND | WT | Ellis | 39.0039 | -99.4142
58672 | Everpower Wind Holdings Inc | 58779 | Allegany Wind Farm | IPP Non-CHP | NY | 1 | 72.5 | 72.5 | Onshore Wind Turbine | WND | WT | Cattaraugus | 42.0369 | -78.5344
58673 | Longhorn Holdings, LLC | 58781 | Longhorn Holdings | IPP Non-CHP | NC | PV1 | 5 | 5 | Solar Photovoltaic | SUN | PV | Richmond | 34.9711 | -79.6161
58684 | Hop Bottom Energy LLC | 58800 | Hop Bottom | IPP Non-CHP | PA | GEN1 | 4.4 | 4.2 | Natural Gas Internal Combustion Engine | NG | IC | Susquehanna | 41.6681 | -75.725
58684 | Hop Bottom Energy LLC | 58800 | Hop Bottom | IPP Non-CHP | PA | GEN2 | 4.4 | 4.2 | Natural Gas Internal Combustion Engine | NG | IC | Susquehanna | 41.6681 | -75.725
58684 | Hop Bottom Energy LLC | 58800 | Hop Bottom | IPP Non-CHP | PA | GEN3 | 4.4 | 4.2 | Natural Gas Internal Combustion Engine | NG | IC | Susquehanna | 41.6681 | -75.725
58684 | Hop Bottom Energy LLC | 58800 | Hop Bottom | IPP Non-CHP | PA | GEN4 | 4.4 | 4.2 | Natural Gas Internal Combustion Engine | NG | IC | Susquehanna | 41.6681 | -75.725
58684 | Hop Bottom Energy LLC | 58800 | Hop Bottom | IPP Non-CHP | PA | GEN5 | 4.4 | 4.2 | Natural Gas Internal Combustion Engine | NG | IC | Susquehanna | 41.6681 | -75.725
58694 | Argand Energy Solutions, LLC | 58804 | McCaskey Solar Farm, LLC | IPP Non-CHP | NC | INV1 | 0.3 | 0.3 | Solar Photovoltaic | SUN | PV | Martin | 35.8594 | -77.0992
58694 | Argand Energy Solutions, LLC | 58804 | McCaskey Solar Farm, LLC | IPP Non-CHP | NC | INV2 | 0.3 | 0.3 | Solar Photovoltaic | SUN | PV | Martin | 35.8594 | -77.0992
58694 | Argand Energy Solutions, LLC | 58804 | McCaskey Solar Farm, LLC | IPP Non-CHP | NC | INV3 | 0.3 | 0.3 | Solar Photovoltaic | SUN | PV | Martin | 35.8594 | -77.0992
58694 | Argand Energy Solutions, LLC | 58804 | McCaskey Solar Farm, LLC | IPP Non-CHP | NC | INV4 | 0.3 | 0.3 | Solar Photovoltaic | SUN | PV | Martin | 35.8594 | -77.0992
58694 | Argand Energy Solutions, LLC | 58804 | McCaskey Solar Farm, LLC | IPP Non-CHP | NC | INV5 | 0.3 | 0.3 | Solar Photovoltaic | SUN | PV | Martin | 35.8594 | -77.0992
58694 | Argand Energy Solutions, LLC | 58804 | McCaskey Solar Farm, LLC | IPP Non-CHP | NC | INV6 | 0.3 | 0.3 | Solar Photovoltaic | SUN | PV | Martin | 35.8594 | -77.0992
58694 | Argand Energy Solutions, LLC | 58804 | McCaskey Solar Farm, LLC | IPP Non-CHP | NC | INV7 | 0.3 | 0.3 | Solar Photovoltaic | SUN | PV | Martin | 35.8594 | -77.0992
58694 | Argand Energy Solutions, LLC | 58804 | McCaskey Solar Farm, LLC | IPP Non-CHP | NC | INV8 | 0.3 | 0.3 | Solar Photovoltaic | SUN | PV | Martin | 35.8594 | -77.0992
58686 | Alpaca Energy LLC | 58813 | Alpaca | IPP Non-CHP | PA | GEN1 | 4.4 | 4.2 | Natural Gas Internal Combustion Engine | NG | IC | Bradford | 41.6631 | -76.8056
58686 | Alpaca Energy LLC | 58813 | Alpaca | IPP Non-CHP | PA | GEN2 | 4.4 | 4.2 | Natural Gas Internal Combustion Engine | NG | IC | Bradford | 41.6631 | -76.8056
58686 | Alpaca Energy LLC | 58813 | Alpaca | IPP Non-CHP | PA | GEN3 | 4.4 | 4.2 | Natural Gas Internal Combustion Engine | NG | IC | Bradford | 41.6631 | -76.8056
58686 | Alpaca Energy LLC | 58813 | Alpaca | IPP Non-CHP | PA | GEN4 | 4.4 | 4.2 | Natural Gas Internal Combustion Engine | NG | IC | Bradford | 41.6631 | -76.8056
58686 | Alpaca Energy LLC | 58813 | Alpaca | IPP Non-CHP | PA | GEN5 | 4.4 | 4.2 | Natural Gas Internal Combustion Engine | NG | IC | Bradford | 41.6631 | -76.8056
58687 | Bayles Energy LLC | 58816 | Bayles | IPP Non-CHP | PA | GEN1 | 4.4 | 4.2 | Natural Gas Internal Combustion Engine | NG | IC | Greene | 39.8169 | -80.0244
58687 | Bayles Energy LLC | 58816 | Bayles | IPP Non-CHP | PA | GEN2 | 4.4 | 4.2 | Natural Gas Internal Combustion Engine | NG | IC | Greene | 39.8169 | -80.0244
58687 | Bayles Energy LLC | 58816 | Bayles | IPP Non-CHP | PA | GEN3 | 4.4 | 4.2 | Natural Gas Internal Combustion Engine | NG | IC | Greene | 39.8169 | -80.0244
58687 | Bayles Energy LLC | 58816 | Bayles | IPP Non-CHP | PA | GEN4 | 4.4 | 4.2 | Natural Gas Internal Combustion Engine | NG | IC | Greene | 39.8169 | -80.0244
58687 | Bayles Energy LLC | 58816 | Bayles | IPP Non-CHP | PA | GEN5 | 4.4 | 4.2 | Natural Gas Internal Combustion Engine | NG | IC | Greene | 39.8169 | -80.0244
58688 | Kelly Energy LLC | 58817 | Kelly | IPP Non-CHP | PA | GEN1 | 3.3 | 3 | Natural Gas Internal Combustion Engine | NG | IC | Clarion | 41.0786 | -79.565
58688 | Kelly Energy LLC | 58817 | Kelly | IPP Non-CHP | PA | GEN2 | 3.3 | 3 | Natural Gas Internal Combustion Engine | NG | IC | Clarion | 41.0786 | -79.565
58689 | Milan Energy LLC | 58818 | Milan | IPP Non-CHP | PA | GEN1 | 4.4 | 4.2 | Natural Gas Internal Combustion Engine | NG | IC | Bradford | 41.8944 | -76.5828
58689 | Milan Energy LLC | 58818 | Milan | IPP Non-CHP | PA | GEN2 | 4.4 | 4.2 | Natural Gas Internal Combustion Engine | NG | IC | Bradford | 41.8944 | -76.5828
58689 | Milan Energy LLC | 58818 | Milan | IPP Non-CHP | PA | GEN3 | 4.4 | 4.2 | Natural Gas Internal Combustion Engine | NG | IC | Bradford | 41.8944 | -76.5828
58689 | Milan Energy LLC | 58818 | Milan | IPP Non-CHP | PA | GEN4 | 4.4 | 4.2 | Natural Gas Internal Combustion Engine | NG | IC | Bradford | 41.8944 | -76.5828
58689 | Milan Energy LLC | 58818 | Milan | IPP Non-CHP | PA | GEN5 | 4.4 | 4.2 | Natural Gas Internal Combustion Engine | NG | IC | Bradford | 41.8944 | -76.5828
58690 | Red Glen Energy LLC | 58819 | Red Glen | IPP Non-CHP | PA | GEN1 | 4.4 | 4.2 | Natural Gas Internal Combustion Engine | NG | IC | Washington | 40.2653 | -80.2686
58690 | Red Glen Energy LLC | 58819 | Red Glen | IPP Non-CHP | PA | GEN2 | 4.4 | 4.2 | Natural Gas Internal Combustion Engine | NG | IC | Washington | 40.2653 | -80.2686
58690 | Red Glen Energy LLC | 58819 | Red Glen | IPP Non-CHP | PA | GEN3 | 4.4 | 4.2 | Natural Gas Internal Combustion Engine | NG | IC | Washington | 40.2653 | -80.2686
58690 | Red Glen Energy LLC | 58819 | Red Glen | IPP Non-CHP | PA | GEN4 | 4.4 | 4.2 | Natural Gas Internal Combustion Engine | NG | IC | Washington | 40.2653 | -80.2686
58690 | Red Glen Energy LLC | 58819 | Red Glen | IPP Non-CHP | PA | GEN5 | 4.4 | 4.2 | Natural Gas Internal Combustion Engine | NG | IC | Washington | 40.2653 | -80.2686
58691 | Shippenville Energy LLC | 58820 | Shippenville | IPP Non-CHP | PA | GEN1 | 4.4 | 4.2 | Natural Gas Internal Combustion Engine | NG | IC | Clarion | 41.2308 | -79.4169
58691 | Shippenville Energy LLC | 58820 | Shippenville | IPP Non-CHP | PA | GEN2 | 4.4 | 4.2 | Natural Gas Internal Combustion Engine | NG | IC | Clarion | 41.2308 | -79.4169
58691 | Shippenville Energy LLC | 58820 | Shippenville | IPP Non-CHP | PA | GEN3 | 4.4 | 4.2 | Natural Gas Internal Combustion Engine | NG | IC | Clarion | 41.2308 | -79.4169
58691 | Shippenville Energy LLC | 58820 | Shippenville | IPP Non-CHP | PA | GEN4 | 4.4 | 4.4 | Natural Gas Internal Combustion Engine | NG | IC | Clarion | 41.2308 | -79.4169
58691 | Shippenville Energy LLC | 58820 | Shippenville | IPP Non-CHP | PA | GEN5 | 4.4 | 4.2 | Natural Gas Internal Combustion Engine | NG | IC | Clarion | 41.2308 | -79.4169
58692 | Florey Knob LLC | 58821 | Florey Knobb | IPP Non-CHP | PA | GEN1 | 4.4 | 4.2 | Natural Gas Internal Combustion Engine | NG | IC | Wyoming | 41.5994 | -76.0092
58692 | Florey Knob LLC | 58821 | Florey Knobb | IPP Non-CHP | PA | GEN2 | 4.4 | 4.2 | Natural Gas Internal Combustion Engine | NG | IC | Wyoming | 41.5994 | -76.0092
58692 | Florey Knob LLC | 58821 | Florey Knobb | IPP Non-CHP | PA | GEN3 | 4.4 | 4.2 | Natural Gas Internal Combustion Engine | NG | IC | Wyoming | 41.5994 | -76.0092
58692 | Florey Knob LLC | 58821 | Florey Knobb | IPP Non-CHP | PA | GEN4 | 4.4 | 4.2 | Natural Gas Internal Combustion Engine | NG | IC | Wyoming | 41.5994 | -76.0092
58692 | Florey Knob LLC | 58821 | Florey Knobb | IPP Non-CHP | PA | GEN5 | 4.4 | 4.2 | Natural Gas Internal Combustion Engine | NG | IC | Wyoming | 41.5994 | -76.0092
58725 | Greenville Farm 2 LLC | 58850 | Greenville Farm 2 | IPP Non-CHP | NC | 1 | 3 | 3 | Solar Photovoltaic | SUN | PV
58727 | Mayodan Farm LLC | 58852 | Mayodan Farm | IPP Non-CHP | NC | 1 | 5 | 5 | Solar Photovoltaic | SUN | PV
58731 | Ostrich Farm LLC | 58857 | Ostrich Farm | IPP Non-CHP | NC | 1 | 5 | 5 | Solar Photovoltaic | SUN | PV
58733 | Peanut Farm LLC | 58858 | Peanut Farm | IPP Non-CHP | NC | 1 | 1.8 | 1.8 | Solar Photovoltaic | SUN | PV
58739 | Enfield Farm LLC | 58860 | Enfield Farm | IPP Non-CHP | NC | 1 | 5 | 5 | Solar Photovoltaic | SUN | PV
58746 | Chatham Park Solar Farm LLC | 58869 | Chatham Park Solar Farm | IPP Non-CHP | NC | 1 | 20 | 20 | Solar Photovoltaic | SUN | PV
58757 | Wheelabrator Frederick, LLC | 58875 | Frederick-Carroll County Renewable Waste | IPP Non-CHP | MD | GEN1 | 56 | 47 | Municipal Solid Waste | MSW | ST | Frederick | 39.3592 | -77.4153
58762 | Sargas Texas, LLC | 58895 | Stargate Point Comfort | IPP Non-CHP | TX | STAR1 | 250 | 232 | Natural Gas Fired Combustion Turbine | NG | GT | Calhoun | 28.6444 | -96.5608
58768 | Pondera Development LLC | 58910 | CPV Pondera King Energy Center | IPP Non-CHP | TX | CC | 900 | 836 | Natural Gas Fired Combined Cycle | NG | CC | Harris | 29.9089 | -95.2169
58792 | ClearVista Energy LLC | 58922 | 4001 and 2510 ClearVista Solar and Wind | IPP Non-CHP | CA | CVPV | 5 | 5 | Solar Photovoltaic | SUN | PV | Kern | 35.1064 | -118.3928
58792 | ClearVista Energy LLC | 58922 | 4001 and 2510 ClearVista Solar and Wind | IPP Non-CHP | CA | CVWT | 19.5 | 19.5 | Onshore Wind Turbine | WND | WT | Kern | 35.1064 | -118.3928
58814 | Sibley Wind Substation LLC | 58950 | Sibley Wind | IPP Non-CHP | MN | SW-1 | 19.5 | 19.5 | Onshore Wind Turbine | WND | WT | Sibley | 44.5192 | -94.4378
58836 | Sunwind Energy Solutions, LLLP | 58976 | Sunwind Doyle Wind | IPP Non-CHP | KS | SNWND | 200 | 200 | Onshore Wind Turbine | WND | WT | Marion | 38.2431 | -97.0031
59856 | Maverick Solar LLC | 59016 | Maverick Solar | IPP Non-CHP | NC | GEN 1 | 3 | 3 | Solar Photovoltaic | SUN | PV | Randolph | 35.7378 | -79.6553
58523 | Enerdyne Power Systems Inc | 59036 | Onslow Energy | IPP Non-CHP | NC | GEN 1 | 1.5 | 1.5 | Solar Photovoltaic | SUN | PV | Onslow | 34.7992 | -77.5431
58878 | Watkins Glen Wind LLC | 59041 | Watkins Glen Wind Energy Center | IPP Non-CHP | NY | WGWEC | 80 | 80 | Onshore Wind Turbine | WND | WT | Schuyler | 42.3383 | -76.9275
56215 | E ON Climate Renewables N America LLC | 59069 | Wildcat Wind Farm II LLC` | IPP Non-CHP | IN | WCII | 210 | 210 | Onshore Wind Turbine | WND | WT | Grant | 40.4844 | -85.8561
58907 | Dobbins Mill Farm | 59101 | Dobbins Mill Farm | IPP Non-CHP | NC | 1 | 5 | 5 | Solar Photovoltaic | SUN | PV | Yadkin | 36.1506 | -80.6675
58910 | Gantt Farm LLC | 59104 | Gantt Farm | IPP Non-CHP | NC | 1 | 74.8 | 74.8 | Solar Photovoltaic | SUN | PV
58914 | Roady Lane Farm LLC | 59108 | Roady Lane Farm LLC | IPP Non-CHP | NC | 1 | 74.8 | 74.8 | Solar Photovoltaic | SUN | PV | Wayne | 35.3056 | -78.0622
58918 | West Siler Farm LLC | 59112 | West Siler Farm LLC | IPP Non-CHP | NC | 1 | 5 | 5 | Solar Photovoltaic | SUN | PV | Chatham | 35.7214 | -79.5044
58695 | Coronal Development Services | 59159 | Tower Solar Center LLC | IPP Non-CHP | NC | TSC 1 | 5 | 5 | Solar Photovoltaic | SUN | PV | Lincoln | 35.4889 | -81.4211
58695 | Coronal Development Services | 59160 | Pinewood Solar Center LLC | IPP Non-CHP | NC | PSC 1 | 5 | 5 | Solar Photovoltaic | SUN | PV | Rockingham | 36.3181 | -79.8231
58695 | Coronal Development Services | 59161 | Lake Solar Center LLC | IPP Non-CHP | NC | LSC 1 | 5 | 5 | Solar Photovoltaic | SUN | PV | Wilson | 35.8039 | -77.8739
58695 | Coronal Development Services | 59165 | Mason Solar Center LLC | IPP Non-CHP | NC | MSC 1 | 15.3 | 15.3 | Solar Photovoltaic | SUN | PV | Pitt | 35.555 | -77.1911
58999 | Sonoran West Solar Holdings LLC | 59202 | Sonoran West Solar EGS | IPP Non-CHP | CA | 1 | 540 | 540 | Solar Photovoltaic | SUN | PV
59001 | Faison Farm LLC | 59208 | Faison Farm | IPP Non-CHP | NC | PV1 | 5 | 5 | Solar Photovoltaic | SUN | PV | Duplin | 35.1236 | -78.1292
59003 | Jackson Solar Farm LLC | 59210 | Jackson Solar Farm | IPP Non-CHP | NC | PV1 | 5 | 5 | Solar Photovoltaic | SUN | PV | Union | 34.8669 | -80.6914
59005 | Angus Holdings LLC | 59211 | Angus Holdings | IPP Non-CHP | NC | PV1 | 5 | 5 | Solar Photovoltaic | SUN | PV | Duplin | 35.0256 | -78.1083
59008 | Guersney Holdings LLC | 59214 | Guernsey Holdings | IPP Non-CHP | NC | PV1 | 5 | 5 | Solar Photovoltaic | SUN | PV | Anson | 35.175 | -80.1181
59009 | Hereford Holdings LLC | 59215 | Hereford Holdings` | IPP Non-CHP | NC | PV1 | 5 | 5 | Solar Photovoltaic | SUN | PV | Rutherford | 35.3197 | -81.9508
59010 | Rhubarb One LLC | 59216 | Rhubarb One | IPP Non-CHP | NC | PV1 | 5 | 5 | Solar Photovoltaic | SUN | PV | Robeson | 34.5297 | -79.2842
59000 | Holger Holdings LLC | 59218 | Holger Holdings | IPP Non-CHP | NC | PV1 | 5 | 5 | Solar Photovoltaic | SUN | PV | Sampson | 34.94 | -78.2833
59023 | Leonardo Wind 3 LLC | 59229 | Leonardo Wind 3 LLC | IPP Non-CHP | IA | WT1 | 3 | 3 | Onshore Wind Turbine | WND | WT | Hardin | 42.3536 | -93.1544
58661 | Sustainable Power Group, LLC | 59263 | Con Dios Solar 3 | IPP Non-CHP | CA | COND3 | 1.5 | 1.5 | Solar Photovoltaic | SUN | PV | San Bernardino | 34.2597 | -116.3403
58661 | Sustainable Power Group, LLC | 59264 | Con Dios Solar 11 | IPP Non-CHP | CA | CON11 | 1.5 | 1.5 | Solar Photovoltaic | SUN | PV | San Bernardino | 34.26 | -116.3353
59142 | Hydrogen Energy California, LLC | 59372 | Hydrogen Energy California LLC | IPP CHP | CA | HECA1 | 421 | 413 | Coal Integrated Gasification Combined Cycle | SGC | CS | Kern | 35.2842 | -119.4456
59161 | Great Bay Wind I, LLC | 59385 | Great Bay Wind Energy Center | IPP Non-CHP | MD | GEN1 | 150 | 150 | Onshore Wind Turbine | WND | WT | Somerset | 38.12 | -75.7275
59194 | Purdys Run Energy, LLC | 59419 | Purdys Run Energy, LLC | IPP Non-CHP | WV | GEN1 | 4.4 | 4.2 | Natural Gas Internal Combustion Engine | NG | IC | Marion | 39.4353 | -80.2467
59194 | Purdys Run Energy, LLC | 59419 | Purdys Run Energy, LLC | IPP Non-CHP | WV | GEN2 | 4.4 | 4.2 | Natural Gas Internal Combustion Engine | NG | IC | Marion | 39.4353 | -80.2467
59194 | Purdys Run Energy, LLC | 59419 | Purdys Run Energy, LLC | IPP Non-CHP | WV | GEN3 | 4.4 | 4.2 | Natural Gas Internal Combustion Engine | NG | IC | Marion | 39.4353 | -80.2467
59194 | Purdys Run Energy, LLC | 59419 | Purdys Run Energy, LLC | IPP Non-CHP | WV | GEN4 | 4.4 | 4.2 | Natural Gas Internal Combustion Engine | NG | IC | Marion | 39.4353 | -80.2467
59194 | Purdys Run Energy, LLC | 59419 | Purdys Run Energy, LLC | IPP Non-CHP | WV | GEN5 | 4.4 | 4.2 | Natural Gas Internal Combustion Engine | NG | IC | Marion | 39.4353 | -80.2467
59193 | Basswood Energy, LLC | 59420 | Basswood Energy, LLC | IPP Non-CHP | PA | GEN1 | 4.4 | 4.2 | Natural Gas Internal Combustion Engine | NG | IC | Tioga | 41.6403 | -77.2783
59193 | Basswood Energy, LLC | 59420 | Basswood Energy, LLC | IPP Non-CHP | PA | GEN2 | 4.4 | 4.2 | Natural Gas Internal Combustion Engine | NG | IC | Tioga | 41.6403 | -77.2783
59193 | Basswood Energy, LLC | 59420 | Basswood Energy, LLC | IPP Non-CHP | PA | GEN3 | 4.4 | 4.2 | Natural Gas Internal Combustion Engine | NG | IC | Tioga | 41.6403 | -77.2783
59193 | Basswood Energy, LLC | 59420 | Basswood Energy, LLC | IPP Non-CHP | PA | GEN4 | 4.4 | 4.2 | Natural Gas Internal Combustion Engine | NG | IC | Tioga | 41.6403 | -77.2783
59193 | Basswood Energy, LLC | 59420 | Basswood Energy, LLC | IPP Non-CHP | PA | GEN5 | 4.4 | 4.2 | Natural Gas Internal Combustion Engine | NG | IC | Tioga | 41.6403 | -77.2783
59315 | Bradley Farm LLC | 59568 | Bradley Farm | IPP Non-CHP | NC | PV1 | 5 | 5 | Solar Photovoltaic | SUN | PV | Cleveland | 35.2822 | -81.6431
59321 | Millikan Farm, LLC | 59576 | Millikan Farm | IPP Non-CHP | NC | PV1 | 5 | 5 | Solar Photovoltaic | SUN | PV | Randolph | 35.8181 | -79.7694
59325 | North Siler Farm, LLC | 59580 | North Siler Farm | IPP Non-CHP | NC | PV1 | 5 | 5 | Solar Photovoltaic | SUN | PV | Chatham | 35.7406 | -79.4747
59327 | Tarboro Farm, LLC | 59582 | Tarboro Farm | IPP Non-CHP | NC | PV1 | 5 | 5 | Solar Photovoltaic | SUN | PV | Edgecombe | 35.8583 | -77.4994
59329 | Wellons Farm, LLC | 59584 | Wellons Farm | IPP Non-CHP | NC | PV1 | 5 | 5 | Solar Photovoltaic | SUN | PV | Johnston | 35.5108 | -78.2914
59333 | Pit 64 Farm, LLC | 59588 | Pit 64 | IPP Non-CHP | NC | PV1 | 5 | 5 | Solar Photovoltaic | SUN | PV | Chatham | 35.7378 | -79.2983
59334 | Rutherford Farm, LLC | 59589 | Rutherford Farm | IPP Non-CHP | NC | PV1 | 61 | 61 | Solar Photovoltaic | SUN | PV | Rutherford | 35.2578 | -81.8306
59335 | Sandy Ridge Solar Farm, LLC | 59590 | Sandy Ridge Solar Farm | IPP Non-CHP | NC | PV1 | 5 | 5 | Solar Photovoltaic | SUN | PV | Stokes | 36.4444 | -80.0978
59339 | Spring Valley Farm, LLC | 59594 | Spring Valley Farm | IPP Non-CHP | NC | PV1 | 5 | 5 | Solar Photovoltaic | SUN | PV | Vance | 36.3631 | -78.3931
59355 | LKL Kingfisher, LLC | 59612 | LKL Kingfisher, LLC | IPP Non-CHP | FL | LKLKF | 6 | 6 | Solar Photovoltaic | SUN | PV | Polk | 28.0436 | -81.8986
59401 | Jamesville Solar LLC | 59640 | Jamesville Solar | IPP Non-CHP | NC | 5MWPV | 5 | 5 | Solar Photovoltaic | SUN | PV | Martin | 35.8103 | -76.8789
59405 | Weldon Solar LLC | 59644 | Weldon Solar | IPP Non-CHP | NC | 5MWPV | 5 | 5 | Solar Photovoltaic | SUN | PV | Halifax | 36.4022 | -77.6067
59442 | Innovative Solar 33, LLC | 59672 | Innovative Solar 33 | IPP Non-CHP | NC | IS033 | 30.5 | 30.5 | Solar Photovoltaic | SUN | PV | Cleveland | 35.1933 | -81.7294
59444 | Innovative Solar 38, LLC | 59674 | Innovative Solar 38 | IPP Non-CHP | NC | IS038 | 34 | 34 | Solar Photovoltaic | SUN | PV | Duplin | 35.075 | -77.9261
59450 | Innovative Solar 71, LLC | 59680 | Innovative Solar 71 | IPP Non-CHP | NC | IS071 | 5 | 5 | Solar Photovoltaic | SUN | PV | Columbus | 34.1323 | -78.8545
59451 | Innovative Solar 72, LLC | 59681 | Innovative Solar 72 | IPP Non-CHP | NC | IS072 | 33.5 | 33.5 | Solar Photovoltaic | SUN | PV | Columbus | 34.1911 | -78.8723
59470 | Pocatello Solar 1, LLC | 59696 | Pocatello Solar | IPP Non-CHP | ID | PAPV1 | 20 | 20 | Solar Photovoltaic | SUN | PV | Bannock | 42.919 | -112.608
59465 | Clark Solar 1, LLC | 59697 | Clark 1 Solar | IPP Non-CHP | ID | CSPV1 | 71 | 71 | Solar Photovoltaic | SUN | PV | Elmore | 43.27 | -115.8807
59466 | Clark Solar 2, LLC | 59698 | Clark 2 Solar | IPP Non-CHP | ID | CSPV2 | 20 | 20 | Solar Photovoltaic | SUN | PV | Elmore | 43.2897 | -115.9375
59467 | Clark Solar 3, LLC | 59699 | Clark 3 Solar | IPP Non-CHP | ID | CSPV3 | 30 | 30 | Solar Photovoltaic | SUN | PV | Elmore | 43.3135 | -115.8353
59468 | Clark Solar 4, LLC | 59700 | Clark 4 Solar | IPP Non-CHP | ID | CSPV4 | 20 | 20 | Solar Photovoltaic | SUN | PV | Elmore | 43.289 | -115.9302
59480 | Aulander Solar LLC | 59707 | Aulander Solar | IPP Non-CHP | NC | 5MWPV | 5 | 5 | Solar Photovoltaic | SUN | PV | Hertford | 36.253 | -77.081
59569 | TWE Ahoskie Solar Project, LLC | 59795 | Ahoskie | IPP Non-CHP | NC | FLS1 | 5 | 5 | Solar Photovoltaic | SUN | PV | Hertford | 36.3064 | -76.9931
11208 | Los Angeles Department of Water & Power | 59799 | Foothill Solar Project | IPP Non-CHP | CA | W4528 | 1.1 | 1.1 | Solar Photovoltaic | SUN | PV | Los Angeles | 34.2738 | -118.3454
59772 | SunE Solar XVIII Project 1, LLC | 60031 | SunE Redlands | IPP Non-CHP | CA | RDNDS | 1.5 | 1.5 | Solar Photovoltaic | SUN | PV | San Bernardino | 34.0743 | -117.2436
59777 | Buckthorn Westex, LLC | 60044 | Buckthorn Solar 1 | IPP Non-CHP | TX | BKTH1 | 150 | 150 | Solar Photovoltaic | SUN | PV | Pecos | 31.0587 | -102.848
59935 | Baltimore Church Solar, LLC | 60144 | Baltimore Church Solar, LLC | IPP Non-CHP | NC | FLS1 | 4.5 | 5.4 | Solar Photovoltaic | SUN | PV | Robeson | 34.4667 | -79.1524
59940 | McDougald Solar, LLC | 60148 | McDougald Solar, LLC | IPP Non-CHP | NC | FLS1 | 4.9 | 4.9 | Solar Photovoltaic | SUN | PV | Harnett | 35.398 | -78.877
59999 | Rocksprings Val Verde Wind, LLC | 60217 | Rocksprings | IPP Non-CHP | TX | RKSP | 149.3 | 149.3 | Onshore Wind Turbine | WND | WT | Val Verde | 29.7275 | -100.7943
NOTES: Capacity from facilities with a total generator nameplate capacity less than 1 MW are excluded from this report. This exclusion may represent a signifciant portion of capacity for some technologies such as solar photovoltaic generation. Sources: U.S. Energy Information Administration, Form EIA-860, 'Annual Electric Generator Report' and Form EIA-860M, 'Monthly Update to the Annual Electric Generator Report.'